## CO2 (Baseline)
Time [year] | Depth [m] | Res Length [m] | Temp Gradient [C/m] | Temp Surface Air [C] | Temp Surface Rock [C] | dT Approach [C] | Transmissivity [m^3] | Config Number [-] | Fluid | Reservoir | Cooling Wet/Dry | orcFluid | Method | Silica? | mass flow [kg/s] | Reservoir Heat [MWth] | Electric Power I-P Pair [MWe] | N_IP_Multiplier | SpCC (Brownfield) [$/kWe] | SpCC (Greenfield) [$/kWe] | LCOE (Brownfield) [$/MWh] | LCOE (Greenfield) [$/MWh] | Temp Production [C] | dP Surface [Mpa] | dW/dmdot [MW/(kg/s)] | C_T_G_N | C_pump_orc_N | C_coolingTowers_N | C_heatExchanger_N | C_recuperator_N | C_pump_prod_N | C_pump_inj_N | C_plant_otherEquipment_N | C_plant_installation_N | C_plant_indirectContingency_N | C_surfacePlant_N | C_gatheringSystem_N | C_wells_production_N | C_wells_injection_N | C_wellfield_N | C_exploration_N | C_stimulation_N | CapitalCost_N (Brownfield) | CapitalCost_N (Greenfield) | Trans [mD-m] | Electric Power 5-spot [MW] | Sp CC (Brownfield) [$/kWe] | Sp CC (Greenfield) [$/kWe] | LCOE (Brownfield) [$/MWh] | LCOE (Greenfield) [$/MWh]
30 | 1000 | 1000 | 0.035 | 15 | 15 | 7 |  | -1 | CO2 | Conduction | Wet | R245fa | MinimizeLCOE | IgnoreSilica | 32.7742 | 0.058295 | 0.0015223 |  |  | 13404710.3147 |  | 300597.3668 | 22.4458 | 0.044482 | 29.6332 | [19 empty] | 0 | 0 |  | 13404710.3147 |  | 300597.3668
30 | 1000 | 2000 | 0.035 | 15 | 15 | 7 |  | -1 | CO2 | Conduction | Wet | R245fa | MinimizeLCOE | IgnoreSilica | 55.0789 | 0.097388 | 0.0020035 |  |  | 12050929.2353 |  | 270239.1556 | 22.4265 | 0.034823 | 0.43765 | [19 empty] | 0 | 0 |  | 12050929.2353 |  | 270239.1556
30 | 1000 | 3000 | 0.035 | 15 | 15 | 7 |  | -1 | CO2 | Conduction | Wet | R245fa | MinimizeLCOE | IgnoreSilica | 48.5398 | 0.13415 | 0.0020634 |  |  | 13677368.8415 |  | 306711.6679 | 22.6801 | 0.064937 | 0.10928 | [19 empty] | 0 | 0 |  | 13677368.8415 |  | 306711.6679
30 | 1000 | 4000 | 0.035 | 15 | 15 | 7 |  | -1 | CO2 | Conduction | Wet | R245fa | MinimizeLCOE | IgnoreSilica | 27.8363 | 0.16389 | 0.0020873 |  |  | 15614964.2846 |  | 350161.7742 | 23.4691 | 0.16685 | 15212.4213 | [19 empty] | 0 | 0 |  | 15614964.2846 |  | 350161.7742
30 | 1000 | 5000 | 0.035 | 15 | 15 | 7 |  | -1 | CO2 | Conduction | Wet | R245fa | MinimizeLCOE | IgnoreSilica | 11.0284 | 0.16809 | 0.0024434 |  |  | 15236387.3452 |  | 341672.2785 | 25.5799 | 0.46792 | 0.070494 | [19 empty] | 0 | 0 |  | 15236387.3452 |  | 341672.2785
30 | 1000 | 6000 | 0.035 | 15 | 15 | 7 |  | -1 | CO2 | Conduction | Wet | R245fa | MinimizeLCOE | IgnoreSilica | 19.7921 | 0.21796 | 0.0028486 |  |  | 14799874.6512 |  | 331883.5876 | 24.6305 | 0.32696 | 9.3651 | [19 empty] | 0 | 0 |  | 14799874.6512 |  | 331883.5876
30 | 1000 | 7000 | 0.035 | 15 | 15 | 7 |  | -1 | CO2 | Conduction | Wet | R245fa | MinimizeLCOE | IgnoreSilica | 13.7 | 0.2267 | 0.0033405 |  |  | 14180833.7354 |  | 318001.7457 | 25.8328 | 0.50577 | 1.4554 | [19 empty] | 0 | 0 |  | 14180833.7354 |  | 318001.7457
30 | 1000 | 8000 | 0.035 | 15 | 15 | 7 |  | -1 | CO2 | Conduction | Wet | R245fa | MinimizeLCOE | IgnoreSilica | 19.9384 | 0.27334 | 0.003759 |  |  | 14068792.437 |  | 315489.2468 | 25.1942 | 0.4102 | 9.6019 | [19 empty] | 0 | 0 |  | 14068792.437 |  | 315489.2468
30 | 1000 | 9000 | 0.035 | 15 | 15 | 7 |  | -1 | CO2 | Conduction | Wet | R245fa | MinimizeLCOE | IgnoreSilica | 20 | 0.29935 | 0.0042116 |  |  | 13934558.1751 |  | 312479.0762 | 25.4566 | 0.44926 | 18.0492 | [19 empty] | 0 | 0 |  | 13934558.1751 |  | 312479.0762
30 | 1000 | 10000 | 0.035 | 15 | 15 | 7 |  | -1 | CO2 | Conduction | Wet | R245fa | MinimizeLCOE | IgnoreSilica | 20 | 0.32409 | 0.0046613 |  |  | 13897207.7145 |  | 311641.5012 | 25.7145 | 0.48787 | 14.782 | [19 empty] | 0 | 0 |  | 13897207.7145 |  | 311641.5012
30 | 2000 | 1000 | 0.035 | 15 | 15 | 7 |  | -1 | CO2 | Conduction | Wet | R245fa | MinimizeLCOE | IgnoreSilica | 6.4398 | 0.18645 | 0.0072961 |  |  | 4299455.6248 |  | 96414.2461 | 29.879 | 1.411 | 1.0328 | [19 empty] | 0 | 0 |  | 4299455.6248 |  | 96414.2461
30 | 2000 | 2000 | 0.035 | 15 | 15 | 7 |  | -1 | CO2 | Conduction | Wet | R245fa | MinimizeLCOE | IgnoreSilica | 8.1527 | 0.26163 | 0.010945 |  |  | 3266822.8047 |  | 73257.7064 | 30.7983 | 1.6026 | 1.0775 | [19 empty] | 0 | 0 |  | 3266822.8047 |  | 73257.7064
30 | 2000 | 3000 | 0.035 | 15 | 15 | 7 |  | -1 | CO2 | Conduction | Wet | R245fa | MinimizeLCOE | IgnoreSilica | 9.7922 | 0.33643 | 0.014619 |  |  | 2765310.4931 |  | 62011.4149 | 31.4495 | 1.7353 | 1.5215 | [19 empty] | 0 | 0 |  | 2765310.4931 |  | 62011.4149
30 | 2000 | 4000 | 0.035 | 15 | 15 | 7 |  | -1 | CO2 | Conduction | Wet | R245fa | MinimizeLCOE | IgnoreSilica | 11.3929 | 0.41099 | 0.018309 |  |  | 2479052.8038 |  | 55592.1559 | 31.9372 | 1.8331 | 1.8597 | [19 empty] | 0 | 0 |  | 2479052.8038 |  | 55592.1559
30 | 2000 | 5000 | 0.035 | 15 | 15 | 7 |  | -1 | CO2 | Conduction | Wet | R245fa | MinimizeLCOE | IgnoreSilica | 12.9593 | 0.48524 | 0.022007 |  |  | 2301117.0507 |  | 51601.9899 | 32.3229 | 1.9095 | 2.2273 | [19 empty] | 0 | 0 |  | 2301117.0507 |  | 51601.9899
30 | 2000 | 6000 | 0.035 | 15 | 15 | 7 |  | -1 | CO2 | Conduction | Wet | R245fa | MinimizeLCOE | IgnoreSilica | 14.5056 | 0.5593 | 0.02571 |  |  | 2185321.9249 |  | 49005.3124 | 32.6346 | 1.9706 | 2.2537 | [19 empty] | 0 | 0 |  | 2185321.9249 |  | 49005.3124
30 | 2000 | 7000 | 0.035 | 15 | 15 | 7 |  | -1 | CO2 | Conduction | Wet | R245fa | MinimizeLCOE | IgnoreSilica | 16.0138 | 0.63291 | 0.029414 |  |  | 2108481.783 |  | 47282.1909 | 32.9032 | 2.0228 | 2.5609 | [19 empty] | 0 | 0 |  | 2108481.783 |  | 47282.1909
30 | 2000 | 8000 | 0.035 | 15 | 15 | 7 |  | -1 | CO2 | Conduction | Wet | R245fa | MinimizeLCOE | IgnoreSilica | 17.507 | 0.70634 | 0.033117 |  |  | 2057687.3858 |  | 46143.1389 | 33.1309 | 2.0668 | 2.4014 | [19 empty] | 0 | 0 |  | 2057687.3858 |  | 46143.1389
30 | 2000 | 9000 | 0.035 | 15 | 15 | 7 |  | -1 | CO2 | Conduction | Wet | R245fa | MinimizeLCOE | IgnoreSilica | 18.9614 | 0.77926 | 0.036817 |  |  | 2025185.9962 |  | 45414.3031 | 33.3378 | 2.1064 | 2.4882 | [19 empty] | 0 | 0 |  | 2025185.9962 |  | 45414.3031
30 | 2000 | 10000 | 0.035 | 15 | 15 | 7 |  | -1 | CO2 | Conduction | Wet | R245fa | MinimizeLCOE | IgnoreSilica | 20.377 | 0.85166 | 0.040512 |  |  | 2006043.2472 |  | 44985.0317 | 33.529 | 2.1428 | 2.7612 | [19 empty] | 0 | 0 |  | 2006043.2472 |  | 44985.0317
30 | 3000 | 1000 | 0.035 | 15 | 15 | 7 |  | -1 | CO2 | Conduction | Wet | R245fa | MinimizeLCOE | IgnoreSilica | 10.825 | 0.43649 | 0.025642 |  |  | 1729154.0977 |  | 38775.8599 | 34.2996 | 2.4581 | 3.0899 | [19 empty] | 0 | 0 |  | 1729154.0977 |  | 38775.8599
30 | 3000 | 2000 | 0.035 | 15 | 15 | 7 |  | -1 | CO2 | Conduction | Wet | R245fa | MinimizeLCOE | IgnoreSilica | 12.9056 | 0.56275 | 0.035241 |  |  | 1400223.0725 |  | 31399.6617 | 35.5632 | 2.7408 | 4.1643 | [19 empty] | 0 | 0 |  | 1400223.0725 |  | 31399.6617
30 | 3000 | 3000 | 0.035 | 15 | 15 | 7 |  | -1 | CO2 | Conduction | Wet | R245fa | MinimizeLCOE | IgnoreSilica | 14.9271 | 0.68884 | 0.044901 |  |  | 1216863.4287 |  | 27287.8663 | 36.5274 | 2.9502 | 4.123 | [19 empty] | 0 | 0 |  | 1216863.4287 |  | 27287.8663
30 | 3000 | 4000 | 0.035 | 15 | 15 | 7 |  | -1 | CO2 | Conduction | Wet | R245fa | MinimizeLCOE | IgnoreSilica | 16.8614 | 0.81402 | 0.054602 |  |  | 1102901.6511 |  | 24732.3011 | 37.3257 | 3.1192 | 5.665 | [19 empty] | 0 | 0 |  | 1102901.6511 |  | 24732.3011
30 | 3000 | 5000 | 0.035 | 15 | 15 | 7 |  | -1 | CO2 | Conduction | Wet | R245fa | MinimizeLCOE | IgnoreSilica | 18.7787 | 0.93914 | 0.064328 |  |  | 1027399.3627 |  | 23039.1807 | 37.9723 | 3.2536 | 5.6791 | [19 empty] | 0 | 0 |  | 1027399.3627 |  | 23039.1807
30 | 3000 | 6000 | 0.035 | 15 | 15 | 7 |  | -1 | CO2 | Conduction | Wet | R245fa | MinimizeLCOE | IgnoreSilica | 20.6593 | 1.0638 | 0.074072 |  |  | 975425.9993 |  | 21873.6907 | 38.5223 | 3.366 | 5.5496 | [19 empty] | 0 | 0 |  | 975425.9993 |  | 21873.6907
30 | 3000 | 7000 | 0.035 | 15 | 15 | 7 |  | -1 | CO2 | Conduction | Wet | R245fa | MinimizeLCOE | IgnoreSilica | 22.477 | 1.1876 | 0.083824 |  |  | 938895.9324 |  | 21054.5128 | 39.0166 | 3.4654 | 6.6325 | [19 empty] | 0 | 0 |  | 938895.9324 |  | 21054.5128
30 | 3000 | 8000 | 0.035 | 15 | 15 | 7 |  | -1 | CO2 | Conduction | Wet | R245fa | MinimizeLCOE | IgnoreSilica | 24.2887 | 1.3113 | 0.09358 |  |  | 913051.8393 |  | 20474.9653 | 39.4395 | 3.5494 | 6.2955 | [19 empty] | 0 | 0 |  | 913051.8393 |  | 20474.9653
30 | 3000 | 9000 | 0.035 | 15 | 15 | 7 |  | -1 | CO2 | Conduction | Wet | R245fa | MinimizeLCOE | IgnoreSilica | 26.0527 | 1.4342 | 0.10334 |  |  | 894913.25 |  | 20068.2119 | 39.8278 | 3.6255 | 6.5207 | [19 empty] | 0 | 0 |  | 894913.25 |  | 20068.2119
30 | 3000 | 10000 | 0.035 | 15 | 15 | 7 |  | -1 | CO2 | Conduction | Wet | R245fa | MinimizeLCOE | IgnoreSilica | 27.7823 | 1.5565 | 0.11308 |  |  | 882518.6668 |  | 19790.2663 | 40.1829 | 3.6944 | 6.6854 | [19 empty] | 0 | 0 |  | 882518.6668 |  | 19790.2663
30 | 4000 | 1000 | 0.035 | 15 | 15 | 7 |  | -1 | CO2 | Conduction | Wet | R245fa | MinimizeLCOE | IgnoreSilica | 15.7554 | 0.79302 | 0.060302 |  |  | 984014.333 |  | 22066.282 | 38.9565 | 3.5772 | 5.5525 | [19 empty] | 0 | 0 |  | 984014.333 |  | 22066.282
30 | 4000 | 2000 | 0.035 | 15 | 15 | 7 |  | -1 | CO2 | Conduction | Wet | R245fa | MinimizeLCOE | IgnoreSilica | 18.1092 | 0.9724 | 0.07818 |  |  | 830955.2272 |  | 18633.9688 | 40.499 | 3.9296 | 7.2319 | [19 empty] | 0 | 0 |  | 830955.2272 |  | 18633.9688
30 | 4000 | 3000 | 0.035 | 15 | 15 | 7 |  | -1 | CO2 | Conduction | Wet | R245fa | MinimizeLCOE | IgnoreSilica | 20.3964 | 1.1515 | 0.09616 |  |  | 737071.9163 |  | 16528.6584 | 41.748 | 4.2065 | 8.0424 | [19 empty] | 0 | 0 |  | 737071.9163 |  | 16528.6584
30 | 4000 | 4000 | 0.035 | 15 | 15 | 7 |  | -1 | CO2 | Conduction | Wet | R245fa | MinimizeLCOE | IgnoreSilica | 22.6085 | 1.3298 | 0.11421 |  |  | 674856.9756 |  | 15133.5035 | 42.8063 | 4.435 | 8.9822 | [19 empty] | 0 | 0 |  | 674856.9756 |  | 15133.5035
30 | 4000 | 5000 | 0.035 | 15 | 15 | 7 |  | -1 | CO2 | Conduction | Wet | R245fa | MinimizeLCOE | IgnoreSilica | 24.7614 | 1.5073 | 0.13231 |  |  | 631560.2694 |  | 14162.5854 | 43.721 | 4.6281 | 10.0752 | [19 empty] | 0 | 0 |  | 631560.2694 |  | 14162.5854
30 | 4000 | 6000 | 0.035 | 15 | 15 | 7 |  | -1 | CO2 | Conduction | Wet | R245fa | MinimizeLCOE | IgnoreSilica | 26.8614 | 1.6841 | 0.15045 |  |  | 600465.6776 |  | 13465.2967 | 44.5267 | 4.7948 | 11.3649 | [19 empty] | 0 | 0 |  | 600465.6776 |  | 13465.2967
30 | 4000 | 7000 | 0.035 | 15 | 15 | 7 |  | -1 | CO2 | Conduction | Wet | R245fa | MinimizeLCOE | IgnoreSilica | 28.9445 | 1.8606 | 0.16861 |  |  | 577700.6934 |  | 12954.7975 | 45.2273 | 4.9373 | 10.9693 | [19 empty] | 0 | 0 |  | 577700.6934 |  | 12954.7975
30 | 4000 | 8000 | 0.035 | 15 | 15 | 7 |  | -1 | CO2 | Conduction | Wet | R245fa | MinimizeLCOE | IgnoreSilica | 30.9714 | 2.0362 | 0.18679 |  |  | 560876.399 |  | 12577.5168 | 45.8687 | 5.0656 | 11.4161 | [19 empty] | 0 | 0 |  | 560876.399 |  | 12577.5168
30 | 4000 | 9000 | 0.035 | 15 | 15 | 7 |  | -1 | CO2 | Conduction | Wet | R245fa | MinimizeLCOE | IgnoreSilica | 32.9593 | 2.211 | 0.20497 |  |  | 548439.5878 |  | 12298.6243 | 46.454 | 5.181 | 11.7582 | [19 empty] | 0 | 0 |  | 548439.5878 |  | 12298.6243
30 | 4000 | 10000 | 0.035 | 15 | 15 | 7 |  | -1 | CO2 | Conduction | Wet | R245fa | MinimizeLCOE | IgnoreSilica | 34.9077 | 2.3851 | 0.22314 |  |  | 539337.0545 |  | 12094.5022 | 46.9945 | 5.2859 | 12.0895 | [19 empty] | 0 | 0 |  | 539337.0545 |  | 12094.5022
30 | 5000 | 1000 | 0.035 | 15 | 15 | 7 |  | -1 | CO2 | Conduction | Wet | R245fa | MinimizeLCOE | IgnoreSilica | 21.0808 | 1.2584 | 0.11528 |  |  | 662411.9298 |  | 14854.4263 | 43.8565 | 4.7559 | 10.4275 | [19 empty] | 0 | 0 |  | 662411.9298 |  | 14854.4263
30 | 5000 | 2000 | 0.035 | 15 | 15 | 7 |  | -1 | CO2 | Conduction | Wet | R245fa | MinimizeLCOE | IgnoreSilica | 23.6755 | 1.4929 | 0.14346 |  |  | 575807.5176 |  | 12912.3435 | 45.6006 | 5.1582 | 11.023 | [19 empty] | 0 | 0 |  | 575807.5176 |  | 12912.3435
30 | 5000 | 3000 | 0.035 | 15 | 15 | 7 |  | -1 | CO2 | Conduction | Wet | R245fa | MinimizeLCOE | IgnoreSilica | 26.1575 | 1.7262 | 0.17179 |  |  | 518876.8912 |  | 11635.688 | 47.0985 | 5.4932 | 12.9196 | [19 empty] | 0 | 0 |  | 518876.8912 |  | 11635.688
30 | 5000 | 4000 | 0.035 | 15 | 15 | 7 |  | -1 | CO2 | Conduction | Wet | R245fa | MinimizeLCOE | IgnoreSilica | 28.5741 | 1.9588 | 0.20022 |  |  | 479240.4631 |  | 10746.8508 | 48.3927 | 5.7754 | 14.0582 | [19 empty] | 0 | 0 |  | 479240.4631 |  | 10746.8508
30 | 5000 | 5000 | 0.035 | 15 | 15 | 7 |  | -1 | CO2 | Conduction | Wet | R245fa | MinimizeLCOE | IgnoreSilica | 30.9176 | 2.1903 | 0.22873 |  |  | 450563.0665 |  | 10103.7671 | 49.5424 | 6.0203 | 15.8297 | [19 empty] | 0 | 0 |  | 450563.0665 |  | 10103.7671
30 | 5000 | 6000 | 0.035 | 15 | 15 | 7 |  | -1 | CO2 | Conduction | Wet | R245fa | MinimizeLCOE | IgnoreSilica | 33.2151 | 2.4211 | 0.2573 |  |  | 429267.1256 |  | 9626.2108 | 50.5649 | 6.2338 | 16.887 | [19 empty] | 0 | 0 |  | 429267.1256 |  | 9626.2108
30 | 5000 | 7000 | 0.035 | 15 | 15 | 7 |  | -1 | CO2 | Conduction | Wet | R245fa | MinimizeLCOE | IgnoreSilica | 35.4756 | 2.6512 | 0.28591 |  |  | 413180.052 |  | 9265.4621 | 51.4814 | 6.4218 | 16.6565 | [19 empty] | 0 | 0 |  | 413180.052 |  | 9265.4621
30 | 5000 | 8000 | 0.035 | 15 | 15 | 7 |  | -1 | CO2 | Conduction | Wet | R245fa | MinimizeLCOE | IgnoreSilica | 37.6728 | 2.8801 | 0.31455 |  |  | 400906.5683 |  | 8990.2322 | 52.3302 | 6.5928 | 18.156 | [19 empty] | 0 | 0 |  | 400906.5683 |  | 8990.2322
30 | 5000 | 9000 | 0.035 | 15 | 15 | 7 |  | -1 | CO2 | Conduction | Wet | R245fa | MinimizeLCOE | IgnoreSilica | 39.8387 | 3.1083 | 0.3432 |  |  | 391509.8424 |  | 8779.5129 | 53.1052 | 6.7465 | 18.0839 | [19 empty] | 0 | 0 |  | 391509.8424 |  | 8779.5129
30 | 5000 | 10000 | 0.035 | 15 | 15 | 7 |  | -1 | CO2 | Conduction | Wet | R245fa | MinimizeLCOE | IgnoreSilica | 41.9628 | 3.3356 | 0.37185 |  |  | 384337.6579 |  | 8618.6785 | 53.8254 | 6.8872 | 18.5452 | [19 empty] | 0 | 0 |  | 384337.6579 |  | 8618.6785
30 | 6000 | 1000 | 0.035 | 15 | 15 | 7 |  | -1 | CO2 | Conduction | Wet | R245fa | MinimizeLCOE | IgnoreSilica | 26.7519 | 1.8355 | 0.19413 |  |  | 491492.2267 |  | 11021.5936 | 48.9397 | 5.9773 | 14.8172 | [19 empty] | 0 | 0 |  | 491492.2267 |  | 11021.5936
30 | 6000 | 2000 | 0.035 | 15 | 15 | 7 |  | -1 | CO2 | Conduction | Wet | R245fa | MinimizeLCOE | IgnoreSilica | 29.5144 | 2.1257 | 0.23441 |  |  | 436307.0238 |  | 9784.0788 | 50.8657 | 6.424 | 15.8846 | [19 empty] | 0 | 0 |  | 436307.0238 |  | 9784.0788
30 | 6000 | 3000 | 0.035 | 15 | 15 | 7 |  | -1 | CO2 | Conduction | Wet | R245fa | MinimizeLCOE | IgnoreSilica | 32.1675 | 2.4146 | 0.27486 |  |  | 398082.3466 |  | 8926.8998 | 52.5561 | 6.8052 | 17.9251 | [19 empty] | 0 | 0 |  | 398082.3466 |  | 8926.8998
30 | 6000 | 4000 | 0.035 | 15 | 15 | 7 |  | -1 | CO2 | Conduction | Wet | R245fa | MinimizeLCOE | IgnoreSilica | 34.7419 | 2.7025 | 0.31546 |  |  | 370410.0322 |  | 8306.3548 | 54.0544 | 7.135 | 19.8314 | [19 empty] | 0 | 0 |  | 370410.0322 |  | 8306.3548
30 | 6000 | 5000 | 0.035 | 15 | 15 | 7 |  | -1 | CO2 | Conduction | Wet | R245fa | MinimizeLCOE | IgnoreSilica | 37.2512 | 2.9893 | 0.35617 |  |  | 349748.912 |  | 7843.0342 | 55.3978 | 7.4244 | 21.4319 | [19 empty] | 0 | 0 |  | 349748.912 |  | 7843.0342
30 | 6000 | 6000 | 0.035 | 15 | 15 | 7 |  | -1 | CO2 | Conduction | Wet | R245fa | MinimizeLCOE | IgnoreSilica | 39.6996 | 3.275 | 0.39696 |  |  | 333983.0789 |  | 7489.4893 | 56.6179 | 7.6819 | 23.0143 | [19 empty] | 0 | 0 |  | 333983.0789 |  | 7489.4893
30 | 6000 | 7000 | 0.035 | 15 | 15 | 7 |  | -1 | CO2 | Conduction | Wet | R245fa | MinimizeLCOE | IgnoreSilica | 42.1091 | 3.56 | 0.43781 |  |  | 321770.6292 |  | 7215.6281 | 57.7248 | 7.9114 | 23.2993 | [19 empty] | 0 | 0 |  | 321770.6292 |  | 7215.6281
30 | 6000 | 8000 | 0.035 | 15 | 15 | 7 |  | -1 | CO2 | Conduction | Wet | R245fa | MinimizeLCOE | IgnoreSilica | 44.4527 | 3.8436 | 0.4787 |  |  | 312219.5824 |  | 7001.4482 | 58.7575 | 8.1216 | 24.69 | [19 empty] | 0 | 0 |  | 312219.5824 |  | 7001.4482
30 | 6000 | 9000 | 0.035 | 15 | 15 | 7 |  | -1 | CO2 | Conduction | Wet | R245fa | MinimizeLCOE | IgnoreSilica | 46.7519 | 4.126 | 0.51961 |  |  | 304714.0102 |  | 6833.1375 | 59.7163 | 8.3136 | 25.7417 | [19 empty] | 0 | 0 |  | 304714.0102 |  | 6833.1375
30 | 6000 | 10000 | 0.035 | 15 | 15 | 7 |  | -1 | CO2 | Conduction | Wet | R245fa | MinimizeLCOE | IgnoreSilica | 49.0151 | 4.4076 | 0.56054 |  |  | 298815.0001 |  | 6700.8537 | 60.608 | 8.4893 | 25.9855 | [19 empty] | 0 | 0 |  | 298815.0001 |  | 6700.8537
30 | 7000 | 1000 | 0.035 | 15 | 15 | 7 |  | -1 | CO2 | Conduction | Wet | R245fa | MinimizeLCOE | IgnoreSilica | 32.7035 | 2.5262 | 0.30002 |  |  | 388243.9852 |  | 8706.2769 | 54.1692 | 7.235 | 18.4343 | [19 empty] | 0 | 0 |  | 388243.9852 |  | 8706.2769
30 | 7000 | 2000 | 0.035 | 15 | 15 | 7 |  | -1 | CO2 | Conduction | Wet | R245fa | MinimizeLCOE | IgnoreSilica | 35.5922 | 2.8728 | 0.35399 |  |  | 350168.1316 |  | 7852.4351 | 56.2484 | 7.7201 | 20.8062 | [19 empty] | 0 | 0 |  | 350168.1316 |  | 7852.4351
30 | 7000 | 3000 | 0.035 | 15 | 15 | 7 |  | -1 | CO2 | Conduction | Wet | R245fa | MinimizeLCOE | IgnoreSilica | 38.387 | 3.2182 | 0.40818 |  |  | 322694.9677 |  | 7236.3561 | 58.0952 | 8.1405 | 24.3144 | [19 empty] | 0 | 0 |  | 322694.9677 |  | 7236.3561
30 | 7000 | 4000 | 0.035 | 15 | 15 | 7 |  | -1 | CO2 | Conduction | Wet | R245fa | MinimizeLCOE | IgnoreSilica | 41.1003 | 3.5624 | 0.46254 |  |  | 302167.8852 |  | 6776.0413 | 59.7584 | 8.5104 | 24.7332 | [19 empty] | 0 | 0 |  | 302167.8852 |  | 6776.0413
30 | 7000 | 5000 | 0.035 | 15 | 15 | 7 |  | -1 | CO2 | Conduction | Wet | R245fa | MinimizeLCOE | IgnoreSilica | 43.7339 | 3.9052 | 0.51703 |  |  | 286438.4334 |  | 6423.3122 | 61.2786 | 8.8411 | 27.2068 | [19 empty] | 0 | 0 |  | 286438.4334 |  | 6423.3122
30 | 7000 | 6000 | 0.035 | 15 | 15 | 7 |  | -1 | CO2 | Conduction | Wet | R245fa | MinimizeLCOE | IgnoreSilica | 46.3038 | 4.2467 | 0.57163 |  |  | 274161.6032 |  | 6148.0072 | 62.6749 | 9.1388 | 29.554 | [19 empty] | 0 | 0 |  | 274161.6032 |  | 6148.0072
30 | 7000 | 7000 | 0.035 | 15 | 15 | 7 |  | -1 | CO2 | Conduction | Wet | R245fa | MinimizeLCOE | IgnoreSilica | 48.8371 | 4.5874 | 0.6263 |  |  | 264452.4695 |  | 5930.2823 | 63.9522 | 9.4064 | 29.974 | [19 empty] | 0 | 0 |  | 264452.4695 |  | 5930.2823
30 | 7000 | 8000 | 0.035 | 15 | 15 | 7 |  | -1 | CO2 | Conduction | Wet | R245fa | MinimizeLCOE | IgnoreSilica | 51.3003 | 4.9265 | 0.68104 |  |  | 256705.0696 |  | 5756.5487 | 65.1535 | 9.6532 | 31.6463 | [19 empty] | 0 | 0 |  | 256705.0696 |  | 5756.5487
30 | 7000 | 9000 | 0.035 | 15 | 15 | 7 |  | -1 | CO2 | Conduction | Wet | R245fa | MinimizeLCOE | IgnoreSilica | 53.7144 | 5.2642 | 0.73581 |  |  | 250490.5646 |  | 5617.19 | 66.2787 | 9.8805 | 33.0756 | [19 empty] | 0 | 0 |  | 250490.5646 |  | 5617.19
30 | 7000 | 10000 | 0.035 | 15 | 15 | 7 |  | -1 | CO2 | Conduction | Wet | R245fa | MinimizeLCOE | IgnoreSilica | 56.0844 | 5.6007 | 0.7906 |  |  | 245496.98 |  | 5505.21 | 67.3366 | 10.0907 | 34.0603 | [19 empty] | 0 | 0 |  | 245496.98 |  | 5505.21
30 | 8000 | 1000 | 0.035 | 15 | 15 | 7 |  | -1 | CO2 | Conduction | Wet | R245fa | MinimizeLCOE | IgnoreSilica | 38.8519 | 3.331 | 0.43583 |  |  | 320236.086 |  | 7181.2163 | 59.5408 | 8.5295 | 24.2761 | [19 empty] | 0 | 0 |  | 320236.086 |  | 7181.2163
30 | 8000 | 2000 | 0.035 | 15 | 15 | 7 |  | -1 | CO2 | Conduction | Wet | R245fa | MinimizeLCOE | IgnoreSilica | 41.8534 | 3.7349 | 0.50493 |  |  | 292429.537 |  | 6557.6612 | 61.7385 | 9.0458 | 26.9981 | [19 empty] | 0 | 0 |  | 292429.537 |  | 6557.6612
30 | 8000 | 3000 | 0.035 | 15 | 15 | 7 |  | -1 | CO2 | Conduction | Wet | R245fa | MinimizeLCOE | IgnoreSilica | 44.7614 | 4.1376 | 0.57428 |  |  | 271697.8783 |  | 6092.7588 | 63.7203 | 9.5004 | 29.2546 | [19 empty] | 0 | 0 |  | 271697.8783 |  | 6092.7588
30 | 8000 | 4000 | 0.035 | 15 | 15 | 7 |  | -1 | CO2 | Conduction | Wet | R245fa | MinimizeLCOE | IgnoreSilica | 47.5802 | 4.5386 | 0.64383 |  |  | 255798.8132 |  | 5736.2261 | 65.5332 | 9.9069 | 31.845 | [19 empty] | 0 | 0 |  | 255798.8132 |  | 5736.2261
30 | 8000 | 5000 | 0.035 | 15 | 15 | 7 |  | -1 | CO2 | Conduction | Wet | R245fa | MinimizeLCOE | IgnoreSilica | 50.3381 | 4.9386 | 0.71354 |  |  | 243347.2187 |  | 5457.0022 | 67.1924 | 10.2713 | 33.105 | [19 empty] | 0 | 0 |  | 243347.2187 |  | 5457.0022
30 | 8000 | 6000 | 0.035 | 15 | 15 | 7 |  | -1 | CO2 | Conduction | Wet | R245fa | MinimizeLCOE | IgnoreSilica | 53.0176 | 5.3368 | 0.78337 |  |  | 233441.3449 |  | 5234.8654 | 68.7398 | 10.6041 | 35.2758 | [19 empty] | 0 | 0 |  | 233441.3449 |  | 5234.8654
30 | 8000 | 7000 | 0.035 | 15 | 15 | 7 |  | -1 | CO2 | Conduction | Wet | R245fa | MinimizeLCOE | IgnoreSilica | 55.6387 | 5.7336 | 0.8533 |  |  | 225468.9399 |  | 5056.0861 | 70.1824 | 10.9085 | 36.652 | [19 empty] | 0 | 0 |  | 225468.9399 |  | 5056.0861
30 | 8000 | 8000 | 0.035 | 15 | 15 | 7 |  | -1 | CO2 | Conduction | Wet | R245fa | MinimizeLCOE | IgnoreSilica | 58.2038 | 6.1289 | 0.9233 |  |  | 218999.7531 |  | 4911.0162 | 71.5362 | 11.189 | 38.6946 | [19 empty] | 0 | 0 |  | 218999.7531 |  | 4911.0162
30 | 8000 | 9000 | 0.035 | 15 | 15 | 7 |  | -1 | CO2 | Conduction | Wet | R245fa | MinimizeLCOE | IgnoreSilica | 60.713 | 6.5226 | 0.99335 |  |  | 213722.6231 |  | 4792.6778 | 72.8153 | 11.4493 | 40.4441 | [19 empty] | 0 | 0 |  | 213722.6231 |  | 4792.6778
30 | 8000 | 10000 | 0.035 | 15 | 15 | 7 |  | -1 | CO2 | Conduction | Wet | R245fa | MinimizeLCOE | IgnoreSilica | 63.1808 | 6.9151 | 1.0634 |  |  | 209406.9684 |  | 4695.9003 | 74.0213 | 11.6906 | 41.2385 | [19 empty] | 0 | 0 |  | 209406.9684 |  | 4695.9003

## CO2 (Ideal)
Time [year] | Depth [m] | Res Length [m] | Temp Gradient [C/m] | Temp Surface Air [C] | Temp Surface Rock [C] | dT Approach [C] | Transmissivity [m^3] | Config Number [-] | Fluid | Reservoir | Cooling Wet/Dry | orcFluid | Method | Silica? | mass flow [kg/s] | Reservoir Heat [MWth] | Electric Power I-P Pair [MWe] | N_IP_Multiplier | SpCC (Brownfield) [$/kWe] | SpCC (Greenfield) [$/kWe] | LCOE (Brownfield) [$/MWh] | LCOE (Greenfield) [$/MWh] | Temp Production [C] | dP Surface [Mpa] | dW/dmdot [MW/(kg/s)] | C_T_G_N | C_pump_orc_N | C_coolingTowers_N | C_heatExchanger_N | C_recuperator_N | C_pump_prod_N | C_pump_inj_N | C_plant_otherEquipment_N | C_plant_installation_N | C_plant_indirectContingency_N | C_surfacePlant_N | C_gatheringSystem_N | C_wells_production_N | C_wells_injection_N | C_wellfield_N | C_exploration_N | C_stimulation_N | CapitalCost_N (Brownfield) | CapitalCost_N (Greenfield) | Trans [mD-m] | Electric Power 5-spot [MW] | Sp CC (Brownfield) [$/kWe] | Sp CC (Greenfield) [$/kWe] | LCOE (Brownfield) [$/MWh] | LCOE (Greenfield) [$/MWh]
30 | 1000 | 1000 | 0.035 | 15 | 15 | 7 |  | -1 | CO2 | Conduction | Wet | R245fa | MinimizeLCOE | IgnoreSilica | 32.7742 | 0.058295 | 0.0015223 |  |  | 10358129.6223 |  | 232278.5362 | 22.4458 | 0.044482 | 29.6332 | [19 empty] | 0 | 0 |  | 10358129.6223 |  | 232278.5362
30 | 1000 | 2000 | 0.035 | 15 | 15 | 7 |  | -1 | CO2 | Conduction | Wet | R245fa | MinimizeLCOE | IgnoreSilica | 55.0789 | 0.097388 | 0.0020035 |  |  | 8859969.1925 |  | 198682.6531 | 22.4265 | 0.034823 | 0.43765 | [19 empty] | 0 | 0 |  | 8859969.1925 |  | 198682.6531
30 | 1000 | 3000 | 0.035 | 15 | 15 | 7 |  | -1 | CO2 | Conduction | Wet | R245fa | MinimizeLCOE | IgnoreSilica | 48.5741 | 0.13416 | 0.0020634 |  |  | 9586385.2498 |  | 214972.3564 | 22.6796 | 0.064864 | 0.15955 | [19 empty] | 0 | 0 |  | 9586385.2498 |  | 214972.3564
30 | 1000 | 4000 | 0.035 | 15 | 15 | 7 |  | -1 | CO2 | Conduction | Wet | R245fa | MinimizeLCOE | IgnoreSilica | 27.8363 | 0.16389 | 0.0020873 |  |  | 10449363.1825 |  | 234324.4266 | 23.4691 | 0.16685 | 15212.4213 | [19 empty] | 0 | 0 |  | 10449363.1825 |  | 234324.4266
30 | 1000 | 5000 | 0.035 | 15 | 15 | 7 |  | -1 | CO2 | Conduction | Wet | R245fa | MinimizeLCOE | IgnoreSilica | 11.009 | 0.16802 | 0.0024434 |  |  | 9745473.1332 |  | 218539.8635 | 25.5844 | 0.4686 | 0.12723 | [19 empty] | 0 | 0 |  | 9745473.1332 |  | 218539.8635
30 | 1000 | 6000 | 0.035 | 15 | 15 | 7 |  | -1 | CO2 | Conduction | Wet | R245fa | MinimizeLCOE | IgnoreSilica | 19.7921 | 0.21796 | 0.0028486 |  |  | 9062443.0494 |  | 203223.0801 | 24.6305 | 0.32696 | 9.3651 | [19 empty] | 0 | 0 |  | 9062443.0494 |  | 203223.0801
30 | 1000 | 7000 | 0.035 | 15 | 15 | 7 |  | -1 | CO2 | Conduction | Wet | R245fa | MinimizeLCOE | IgnoreSilica | 13.7 | 0.2267 | 0.0033405 |  |  | 8324299.7502 |  | 186670.3962 | 25.8328 | 0.50577 | 1.4554 | [19 empty] | 0 | 0 |  | 8324299.7502 |  | 186670.3962
30 | 1000 | 8000 | 0.035 | 15 | 15 | 7 |  | -1 | CO2 | Conduction | Wet | R245fa | MinimizeLCOE | IgnoreSilica | 19.9384 | 0.27334 | 0.003759 |  |  | 7929728.1148 |  | 177822.2233 | 25.1942 | 0.4102 | 9.6019 | [19 empty] | 0 | 0 |  | 7929728.1148 |  | 177822.2233
30 | 1000 | 9000 | 0.035 | 15 | 15 | 7 |  | -1 | CO2 | Conduction | Wet | R245fa | MinimizeLCOE | IgnoreSilica | 20 | 0.29935 | 0.0042116 |  |  | 7551388.5809 |  | 169338.0513 | 25.4566 | 0.44926 | 18.0492 | [19 empty] | 0 | 0 |  | 7551388.5809 |  | 169338.0513
30 | 1000 | 10000 | 0.035 | 15 | 15 | 7 |  | -1 | CO2 | Conduction | Wet | R245fa | MinimizeLCOE | IgnoreSilica | 20 | 0.32409 | 0.0046613 |  |  | 7250559.9884 |  | 162592.0433 | 25.7145 | 0.48787 | 14.782 | [19 empty] | 0 | 0 |  | 7250559.9884 |  | 162592.0433
30 | 2000 | 1000 | 0.035 | 15 | 15 | 7 |  | -1 | CO2 | Conduction | Wet | R245fa | MinimizeLCOE | IgnoreSilica | 6.4204 | 0.18626 | 0.0072961 |  |  | 2879127.919 |  | 64563.743 | 29.895 | 1.4142 | 1.8432 | [19 empty] | 0 | 0 |  | 2879127.919 |  | 64563.743
30 | 2000 | 2000 | 0.035 | 15 | 15 | 7 |  | -1 | CO2 | Conduction | Wet | R245fa | MinimizeLCOE | IgnoreSilica | 8.1138 | 0.26122 | 0.010945 |  |  | 2106064.6886 |  | 47227.9881 | 30.8271 | 1.6084 | 2.6441 | [19 empty] | 0 | 0 |  | 2106064.6886 |  | 47227.9881
30 | 2000 | 3000 | 0.035 | 15 | 15 | 7 |  | -1 | CO2 | Conduction | Wet | R245fa | MinimizeLCOE | IgnoreSilica | 9.7534 | 0.336 | 0.014619 |  |  | 1716133.2661 |  | 38483.8709 | 31.4754 | 1.7404 | 3.0134 | [19 empty] | 0 | 0 |  | 1716133.2661 |  | 38483.8709
30 | 2000 | 4000 | 0.035 | 15 | 15 | 7 |  | -1 | CO2 | Conduction | Wet | R245fa | MinimizeLCOE | IgnoreSilica | 11.3586 | 0.41059 | 0.018309 |  |  | 1481435.1954 |  | 33220.8238 | 31.9579 | 1.8372 | 3.1092 | [19 empty] | 0 | 0 |  | 1481435.1954 |  | 33220.8238
30 | 2000 | 5000 | 0.035 | 15 | 15 | 7 |  | -1 | CO2 | Conduction | Wet | R245fa | MinimizeLCOE | IgnoreSilica | 12.9056 | 0.48459 | 0.022007 |  |  | 1324823.7594 |  | 29708.8504 | 32.3526 | 1.9153 | 4.0841 | [19 empty] | 0 | 0 |  | 1324823.7594 |  | 29708.8504
30 | 2000 | 6000 | 0.035 | 15 | 15 | 7 |  | -1 | CO2 | Conduction | Wet | R245fa | MinimizeLCOE | IgnoreSilica | 14.4519 | 0.55863 | 0.02571 |  |  | 1212982.7286 |  | 27200.8425 | 32.662 | 1.976 | 4.021 | [19 empty] | 0 | 0 |  | 1212982.7286 |  | 27200.8425
30 | 2000 | 7000 | 0.035 | 15 | 15 | 7 |  | -1 | CO2 | Conduction | Wet | R245fa | MinimizeLCOE | IgnoreSilica | 15.9406 | 0.63199 | 0.029413 |  |  | 1129183.471 |  | 25321.6646 | 32.9379 | 2.0296 | 4.8801 | [19 empty] | 0 | 0 |  | 1129183.471 |  | 25321.6646
30 | 2000 | 8000 | 0.035 | 15 | 15 | 7 |  | -1 | CO2 | Conduction | Wet | R245fa | MinimizeLCOE | IgnoreSilica | 17.4144 | 0.70515 | 0.033116 |  |  | 1064109.8868 |  | 23862.4053 | 33.172 | 2.0748 | 5.2363 | [19 empty] | 0 | 0 |  | 1064109.8868 |  | 23862.4053
30 | 2000 | 9000 | 0.035 | 15 | 15 | 7 |  | -1 | CO2 | Conduction | Wet | R245fa | MinimizeLCOE | IgnoreSilica | 18.8714 | 0.77808 | 0.036816 |  |  | 1012164.2223 |  | 22697.5364 | 33.3753 | 2.1137 | 5.1651 | [19 empty] | 0 | 0 |  | 1012164.2223 |  | 22697.5364
30 | 2000 | 10000 | 0.035 | 15 | 15 | 7 |  | -1 | CO2 | Conduction | Wet | R245fa | MinimizeLCOE | IgnoreSilica | 20.2844 | 0.85041 | 0.040512 |  |  | 969781.3691 |  | 21747.1112 | 33.5655 | 2.1499 | 5.4595 | [19 empty] | 0 | 0 |  | 969781.3691 |  | 21747.1112
30 | 3000 | 1000 | 0.035 | 15 | 15 | 7 |  | -1 | CO2 | Conduction | Wet | R245fa | MinimizeLCOE | IgnoreSilica | 10.7861 | 0.43598 | 0.025642 |  |  | 1025184.5205 |  | 22989.5134 | 34.3321 | 2.4648 | 5.2923 | [19 empty] | 0 | 0 |  | 1025184.5205 |  | 22989.5134
30 | 3000 | 2000 | 0.035 | 15 | 15 | 7 |  | -1 | CO2 | Conduction | Wet | R245fa | MinimizeLCOE | IgnoreSilica | 12.8519 | 0.56202 | 0.035241 |  |  | 804944.007 |  | 18050.6735 | 35.6053 | 2.7494 | 7.1494 | [19 empty] | 0 | 0 |  | 804944.007 |  | 18050.6735
30 | 3000 | 3000 | 0.035 | 15 | 15 | 7 |  | -1 | CO2 | Conduction | Wet | R245fa | MinimizeLCOE | IgnoreSilica | 14.8345 | 0.68751 | 0.044901 |  |  | 677937.9287 |  | 15202.5931 | 36.5955 | 2.9639 | 9.1101 | [19 empty] | 0 | 0 |  | 677937.9287 |  | 15202.5931
30 | 3000 | 4000 | 0.035 | 15 | 15 | 7 |  | -1 | CO2 | Conduction | Wet | R245fa | MinimizeLCOE | IgnoreSilica | 16.7714 | 0.81268 | 0.054601 |  |  | 595378.7093 |  | 13351.2227 | 37.3878 | 3.1316 | 10.3627 | [19 empty] | 0 | 0 |  | 595378.7093 |  | 13351.2227
30 | 3000 | 5000 | 0.035 | 15 | 15 | 7 |  | -1 | CO2 | Conduction | Wet | R245fa | MinimizeLCOE | IgnoreSilica | 18.6667 | 0.93742 | 0.064327 |  |  | 537448.6035 |  | 12052.1541 | 38.045 | 3.2679 | 11.3274 | [19 empty] | 0 | 0 |  | 537448.6035 |  | 12052.1541
30 | 3000 | 6000 | 0.035 | 15 | 15 | 7 |  | -1 | CO2 | Conduction | Wet | R245fa | MinimizeLCOE | IgnoreSilica | 20.5109 | 1.0615 | 0.07407 |  |  | 494582.2271 |  | 11090.8861 | 38.6131 | 3.3837 | 12.7991 | [19 empty] | 0 | 0 |  | 494582.2271 |  | 11090.8861
30 | 3000 | 7000 | 0.035 | 15 | 15 | 7 |  | -1 | CO2 | Conduction | Wet | R245fa | MinimizeLCOE | IgnoreSilica | 22.3332 | 1.1853 | 0.083823 |  |  | 461598.4351 |  | 10351.2326 | 39.1 | 3.4816 | 13.4715 | [19 empty] | 0 | 0 |  | 461598.4351 |  | 10351.2326
30 | 3000 | 8000 | 0.035 | 15 | 15 | 7 |  | -1 | CO2 | Conduction | Wet | R245fa | MinimizeLCOE | IgnoreSilica | 24.1165 | 1.3084 | 0.093579 |  |  | 435447.8645 |  | 9764.8124 | 39.5345 | 3.5677 | 14.2845 | [19 empty] | 0 | 0 |  | 435447.8645 |  | 9764.8124
30 | 3000 | 9000 | 0.035 | 15 | 15 | 7 |  | -1 | CO2 | Conduction | Wet | R245fa | MinimizeLCOE | IgnoreSilica | 25.8675 | 1.4311 | 0.10333 |  |  | 414219.2784 |  | 9288.7665 | 39.9253 | 3.6443 | 14.9423 | [19 empty] | 0 | 0 |  | 414219.2784 |  | 9288.7665
30 | 3000 | 10000 | 0.035 | 15 | 15 | 7 |  | -1 | CO2 | Conduction | Wet | R245fa | MinimizeLCOE | IgnoreSilica | 27.5756 | 1.553 | 0.11308 |  |  | 396654.1624 |  | 8894.8731 | 40.2871 | 3.7143 | 15.7253 | [19 empty] | 0 | 0 |  | 396654.1624 |  | 8894.8731
30 | 4000 | 1000 | 0.035 | 15 | 15 | 7 |  | -1 | CO2 | Conduction | Wet | R245fa | MinimizeLCOE | IgnoreSilica | 15.6628 | 0.79157 | 0.060301 |  |  | 524622.4767 |  | 11764.5314 | 39.034 | 3.593 | 11.6954 | [19 empty] | 0 | 0 |  | 524622.4767 |  | 11764.5314
30 | 4000 | 2000 | 0.035 | 15 | 15 | 7 |  | -1 | CO2 | Conduction | Wet | R245fa | MinimizeLCOE | IgnoreSilica | 18.0017 | 0.97063 | 0.078179 |  |  | 431680.0234 |  | 9680.3195 | 40.5853 | 3.947 | 14.6011 | [19 empty] | 0 | 0 |  | 431680.0234 |  | 9680.3195
30 | 4000 | 3000 | 0.035 | 15 | 15 | 7 |  | -1 | CO2 | Conduction | Wet | R245fa | MinimizeLCOE | IgnoreSilica | 20.2527 | 1.149 | 0.096158 |  |  | 372868.9022 |  | 8361.4944 | 41.8584 | 4.2285 | 17.3364 | [19 empty] | 0 | 0 |  | 372868.9022 |  | 8361.4944
30 | 4000 | 4000 | 0.035 | 15 | 15 | 7 |  | -1 | CO2 | Conduction | Wet | R245fa | MinimizeLCOE | IgnoreSilica | 22.4381 | 1.3267 | 0.11421 |  |  | 332326.6463 |  | 7452.3442 | 42.9314 | 4.4597 | 19.7942 | [19 empty] | 0 | 0 |  | 332326.6463 |  | 7452.3442
30 | 4000 | 5000 | 0.035 | 15 | 15 | 7 |  | -1 | CO2 | Conduction | Wet | R245fa | MinimizeLCOE | IgnoreSilica | 24.5593 | 1.5036 | 0.13231 |  |  | 302698.822 |  | 6787.9474 | 43.863 | 4.6558 | 22.667 | [19 empty] | 0 | 0 |  | 302698.822 |  | 6787.9474
30 | 4000 | 6000 | 0.035 | 15 | 15 | 7 |  | -1 | CO2 | Conduction | Wet | R245fa | MinimizeLCOE | IgnoreSilica | 26.6398 | 1.6799 | 0.15045 |  |  | 280110.3876 |  | 6281.4073 | 44.676 | 4.8236 | 24.9302 | [19 empty] | 0 | 0 |  | 280110.3876 |  | 6281.4073
30 | 4000 | 7000 | 0.035 | 15 | 15 | 7 |  | -1 | CO2 | Conduction | Wet | R245fa | MinimizeLCOE | IgnoreSilica | 28.6861 | 1.8556 | 0.16861 |  |  | 262326.2838 |  | 5882.6031 | 45.3944 | 4.9693 | 26.5017 | [19 empty] | 0 | 0 |  | 262326.2838 |  | 5882.6031
30 | 4000 | 8000 | 0.035 | 15 | 15 | 7 |  | -1 | CO2 | Conduction | Wet | R245fa | MinimizeLCOE | IgnoreSilica | 30.6935 | 2.0307 | 0.18678 |  |  | 247967.1871 |  | 5560.6038 | 46.0416 | 5.0985 | 27.8653 | [19 empty] | 0 | 0 |  | 247967.1871 |  | 5560.6038
30 | 4000 | 9000 | 0.035 | 15 | 15 | 7 |  | -1 | CO2 | Conduction | Wet | R245fa | MinimizeLCOE | IgnoreSilica | 32.6498 | 2.2048 | 0.20496 |  |  | 236135.8869 |  | 5295.2898 | 46.6398 | 5.216 | 29.8618 | [19 empty] | 0 | 0 |  | 236135.8869 |  | 5295.2898
30 | 4000 | 10000 | 0.035 | 15 | 15 | 7 |  | -1 | CO2 | Conduction | Wet | R245fa | MinimizeLCOE | IgnoreSilica | 34.5787 | 2.3783 | 0.22314 |  |  | 226223.662 |  | 5073.0106 | 47.1853 | 5.3217 | 31.1329 | [19 empty] | 0 | 0 |  | 226223.662 |  | 5073.0106
30 | 5000 | 1000 | 0.035 | 15 | 15 | 7 |  | -1 | CO2 | Conduction | Wet | R245fa | MinimizeLCOE | IgnoreSilica | 20.9371 | 1.2558 | 0.11528 |  |  | 321362.6843 |  | 7206.48 | 43.9765 | 4.7801 | 21.0494 | [19 empty] | 0 | 0 |  | 321362.6843 |  | 7206.48
30 | 5000 | 2000 | 0.035 | 15 | 15 | 7 |  | -1 | CO2 | Conduction | Wet | R245fa | MinimizeLCOE | IgnoreSilica | 23.4781 | 1.4892 | 0.14346 |  |  | 273182.7195 |  | 6126.056 | 45.7607 | 5.1901 | 25.5627 | [19 empty] | 0 | 0 |  | 273182.7195 |  | 6126.056
30 | 5000 | 3000 | 0.035 | 15 | 15 | 7 |  | -1 | CO2 | Conduction | Wet | R245fa | MinimizeLCOE | IgnoreSilica | 25.9212 | 1.7215 | 0.17178 |  |  | 240581.8258 |  | 5394.9889 | 47.2841 | 5.5297 | 30.2225 | [19 empty] | 0 | 0 |  | 240581.8258 |  | 5394.9889
30 | 5000 | 4000 | 0.035 | 15 | 15 | 7 |  | -1 | CO2 | Conduction | Wet | R245fa | MinimizeLCOE | IgnoreSilica | 28.3159 | 1.9535 | 0.20022 |  |  | 217063.3821 |  | 4867.5935 | 48.5887 | 5.8135 | 32.7608 | [19 empty] | 0 | 0 |  | 217063.3821 |  | 4867.5935
30 | 5000 | 5000 | 0.035 | 15 | 15 | 7 |  | -1 | CO2 | Conduction | Wet | R245fa | MinimizeLCOE | IgnoreSilica | 30.6204 | 2.184 | 0.22872 |  |  | 199301.617 |  | 4469.2903 | 49.7608 | 6.0624 | 37.1845 | [19 empty] | 0 | 0 |  | 199301.617 |  | 4469.2903
30 | 5000 | 6000 | 0.035 | 15 | 15 | 7 |  | -1 | CO2 | Conduction | Wet | R245fa | MinimizeLCOE | IgnoreSilica | 32.8861 | 2.4139 | 0.25729 |  |  | 185417.6907 |  | 4157.9466 | 50.7987 | 6.2785 | 40.2872 | [19 empty] | 0 | 0 |  | 185417.6907 |  | 4157.9466
30 | 5000 | 7000 | 0.035 | 15 | 15 | 7 |  | -1 | CO2 | Conduction | Wet | R245fa | MinimizeLCOE | IgnoreSilica | 35.1124 | 2.6432 | 0.2859 |  |  | 174270.1517 |  | 3907.9657 | 51.7314 | 6.4691 | 42.5519 | [19 empty] | 0 | 0 |  | 174270.1517 |  | 3907.9657
30 | 5000 | 8000 | 0.035 | 15 | 15 | 7 |  | -1 | CO2 | Conduction | Wet | R245fa | MinimizeLCOE | IgnoreSilica | 37.2855 | 2.8713 | 0.31454 |  |  | 165125.5998 |  | 3702.9014 | 52.5888 | 6.6414 | 45.2276 | [19 empty] | 0 | 0 |  | 165125.5998 |  | 3702.9014
30 | 5000 | 9000 | 0.035 | 15 | 15 | 7 |  | -1 | CO2 | Conduction | Wet | R245fa | MinimizeLCOE | IgnoreSilica | 39.4024 | 3.0982 | 0.34318 |  |  | 157491.3562 |  | 3531.7053 | 53.3881 | 6.7993 | 48.7203 | [19 empty] | 0 | 0 |  | 157491.3562 |  | 3531.7053
30 | 5000 | 10000 | 0.035 | 15 | 15 | 7 |  | -1 | CO2 | Conduction | Wet | R245fa | MinimizeLCOE | IgnoreSilica | 41.4977 | 3.3246 | 0.37184 |  |  | 151024.2199 |  | 3386.6814 | 54.1186 | 6.9415 | 50.3594 | [19 empty] | 0 | 0 |  | 151024.2199 |  | 3386.6814
30 | 6000 | 1000 | 0.035 | 15 | 15 | 7 |  | -1 | CO2 | Conduction | Wet | R245fa | MinimizeLCOE | IgnoreSilica | 26.513 | 1.8306 | 0.19412 |  |  | 219021.5151 |  | 4911.5042 | 49.1382 | 6.0168 | 33.9841 | [19 empty] | 0 | 0 |  | 219021.5151 |  | 4911.5042
30 | 6000 | 2000 | 0.035 | 15 | 15 | 7 |  | -1 | CO2 | Conduction | Wet | R245fa | MinimizeLCOE | IgnoreSilica | 29.2197 | 2.1194 | 0.2344 |  |  | 190666.4101 |  | 4275.6478 | 51.105 | 6.4711 | 39.5609 | [19 empty] | 0 | 0 |  | 190666.4101 |  | 4275.6478
30 | 6000 | 3000 | 0.035 | 15 | 15 | 7 |  | -1 | CO2 | Conduction | Wet | R245fa | MinimizeLCOE | IgnoreSilica | 31.8339 | 2.4072 | 0.27485 |  |  | 170486.5321 |  | 3823.119 | 52.8203 | 6.8567 | 44.7065 | [19 empty] | 0 | 0 |  | 170486.5321 |  | 3823.119
30 | 6000 | 4000 | 0.035 | 15 | 15 | 7 |  | -1 | CO2 | Conduction | Wet | R245fa | MinimizeLCOE | IgnoreSilica | 34.3749 | 2.6941 | 0.31545 |  |  | 155395.1187 |  | 3484.6977 | 54.3375 | 7.1897 | 49.216 | [19 empty] | 0 | 0 |  | 155395.1187 |  | 3484.6977
30 | 6000 | 5000 | 0.035 | 15 | 15 | 7 |  | -1 | CO2 | Conduction | Wet | R245fa | MinimizeLCOE | IgnoreSilica | 36.8445 | 2.9797 | 0.35615 |  |  | 143685.6831 |  | 3222.1165 | 55.7034 | 7.4829 | 53.8905 | [19 empty] | 0 | 0 |  | 143685.6831 |  | 3222.1165
30 | 6000 | 6000 | 0.035 | 15 | 15 | 7 |  | -1 | CO2 | Conduction | Wet | R245fa | MinimizeLCOE | IgnoreSilica | 39.2586 | 3.2643 | 0.39694 |  |  | 134338.1115 |  | 3012.4995 | 56.9406 | 7.7432 | 58.0865 | [19 empty] | 0 | 0 |  | 134338.1115 |  | 3012.4995
30 | 6000 | 7000 | 0.035 | 15 | 15 | 7 |  | -1 | CO2 | Conduction | Wet | R245fa | MinimizeLCOE | IgnoreSilica | 41.6144 | 3.5477 | 0.43779 |  |  | 126705.1401 |  | 2841.3319 | 58.0775 | 7.9779 | 62.5037 | [19 empty] | 0 | 0 |  | 126705.1401 |  | 2841.3319
30 | 6000 | 8000 | 0.035 | 15 | 15 | 7 |  | -1 | CO2 | Conduction | Wet | R245fa | MinimizeLCOE | IgnoreSilica | 43.9191 | 3.83 | 0.47867 |  |  | 120356.3009 |  | 2698.9608 | 59.1288 | 8.191 | 66.8913 | [19 empty] | 0 | 0 |  | 120356.3009 |  | 2698.9608
30 | 6000 | 9000 | 0.035 | 15 | 15 | 7 |  | -1 | CO2 | Conduction | Wet | R245fa | MinimizeLCOE | IgnoreSilica | 46.177 | 4.1111 | 0.51958 |  |  | 114994.1837 |  | 2578.7166 | 60.1069 | 8.386 | 71.1501 | [19 empty] | 0 | 0 |  | 114994.1837 |  | 2578.7166
30 | 6000 | 10000 | 0.035 | 15 | 15 | 7 |  | -1 | CO2 | Conduction | Wet | R245fa | MinimizeLCOE | IgnoreSilica | 48.4085 | 4.3915 | 0.56051 |  |  | 110406.7226 |  | 2475.8439 | 61.0107 | 8.5635 | 73.821 | [19 empty] | 0 | 0 |  | 110406.7226 |  | 2475.8439
30 | 7000 | 1000 | 0.035 | 15 | 15 | 7 |  | -1 | CO2 | Conduction | Wet | R245fa | MinimizeLCOE | IgnoreSilica | 32.3527 | 2.5182 | 0.30001 |  |  | 160143.0147 |  | 3591.1681 | 54.4581 | 7.2918 | 48.5192 | [19 empty] | 0 | 0 |  | 160143.0147 |  | 3591.1681
30 | 7000 | 2000 | 0.035 | 15 | 15 | 7 |  | -1 | CO2 | Conduction | Wet | R245fa | MinimizeLCOE | IgnoreSilica | 35.1829 | 2.8631 | 0.35398 |  |  | 141952.8658 |  | 3183.2585 | 56.5796 | 7.7848 | 56.1402 | [19 empty] | 0 | 0 |  | 141952.8658 |  | 3183.2585
30 | 7000 | 3000 | 0.035 | 15 | 15 | 7 |  | -1 | CO2 | Conduction | Wet | R245fa | MinimizeLCOE | IgnoreSilica | 37.9286 | 3.207 | 0.40816 |  |  | 128488.2832 |  | 2881.3185 | 58.4587 | 8.2109 | 62.538 | [19 empty] | 0 | 0 |  | 128488.2832 |  | 2881.3185
30 | 7000 | 4000 | 0.035 | 15 | 15 | 7 |  | -1 | CO2 | Conduction | Wet | R245fa | MinimizeLCOE | IgnoreSilica | 40.5841 | 3.5494 | 0.46251 |  |  | 118121.0142 |  | 2648.835 | 60.1592 | 8.5874 | 69.5288 | [19 empty] | 0 | 0 |  | 118121.0142 |  | 2648.835
30 | 7000 | 5000 | 0.035 | 15 | 15 | 7 |  | -1 | CO2 | Conduction | Wet | R245fa | MinimizeLCOE | IgnoreSilica | 43.1808 | 3.8908 | 0.517 |  |  | 109893.9096 |  | 2464.3442 | 61.6991 | 8.9213 | 75.2629 | [19 empty] | 0 | 0 |  | 109893.9096 |  | 2464.3442
30 | 7000 | 6000 | 0.035 | 15 | 15 | 7 |  | -1 | CO2 | Conduction | Wet | R245fa | MinimizeLCOE | IgnoreSilica | 45.7165 | 4.2309 | 0.57159 |  |  | 103207.458 |  | 2314.4021 | 63.1123 | 9.2215 | 80.6363 | [19 empty] | 0 | 0 |  | 103207.458 |  | 2314.4021
30 | 7000 | 7000 | 0.035 | 15 | 15 | 7 |  | -1 | CO2 | Conduction | Wet | R245fa | MinimizeLCOE | IgnoreSilica | 48.1844 | 4.5695 | 0.62627 |  |  | 97667.0169 |  | 2190.1591 | 64.4282 | 9.4957 | 86.781 | [19 empty] | 0 | 0 |  | 97667.0169 |  | 2190.1591
30 | 7000 | 8000 | 0.035 | 15 | 15 | 7 |  | -1 | CO2 | Conduction | Wet | R245fa | MinimizeLCOE | IgnoreSilica | 50.6157 | 4.9072 | 0.68099 |  |  | 93002.193 |  | 2085.5515 | 65.6428 | 9.7444 | 90.8703 | [19 empty] | 0 | 0 |  | 93002.193 |  | 2085.5515
30 | 7000 | 9000 | 0.035 | 15 | 15 | 7 |  | -1 | CO2 | Conduction | Wet | R245fa | MinimizeLCOE | IgnoreSilica | 52.9936 | 5.2435 | 0.73576 |  |  | 89021.5199 |  | 1996.2859 | 66.7841 | 9.9739 | 95.5652 | [19 empty] | 0 | 0 |  | 89021.5199 |  | 1996.2859
30 | 7000 | 10000 | 0.035 | 15 | 15 | 7 |  | -1 | CO2 | Conduction | Wet | R245fa | MinimizeLCOE | IgnoreSilica | 55.3144 | 5.5781 | 0.79054 |  |  | 85585.6181 |  | 1919.2367 | 67.8664 | 10.1879 | 101.4177 | [19 empty] | 0 | 0 |  | 85585.6181 |  | 1919.2367
30 | 8000 | 1000 | 0.035 | 15 | 15 | 7 |  | -1 | CO2 | Conduction | Wet | R245fa | MinimizeLCOE | IgnoreSilica | 38.389 | 3.3194 | 0.43581 |  |  | 123050.2393 |  | 2759.3717 | 59.9187 | 8.6033 | 66.4448 | [19 empty] | 0 | 0 |  | 123050.2393 |  | 2759.3717
30 | 8000 | 2000 | 0.035 | 15 | 15 | 7 |  | -1 | CO2 | Conduction | Wet | R245fa | MinimizeLCOE | IgnoreSilica | 41.3346 | 3.7214 | 0.50491 |  |  | 110629.3525 |  | 2480.8363 | 62.156 | 9.1268 | 74.2083 | [19 empty] | 0 | 0 |  | 110629.3525 |  | 2480.8363
30 | 8000 | 3000 | 0.035 | 15 | 15 | 7 |  | -1 | CO2 | Conduction | Wet | R245fa | MinimizeLCOE | IgnoreSilica | 44.1897 | 4.1222 | 0.57425 |  |  | 101141.6358 |  | 2268.0766 | 64.1731 | 9.5877 | 82.0556 | [19 empty] | 0 | 0 |  | 101141.6358 |  | 2268.0766
30 | 8000 | 4000 | 0.035 | 15 | 15 | 7 |  | -1 | CO2 | Conduction | Wet | R245fa | MinimizeLCOE | IgnoreSilica | 46.9493 | 4.5211 | 0.64379 |  |  | 93658.5207 |  | 2100.2695 | 66.0247 | 10.0009 | 89.9796 | [19 empty] | 0 | 0 |  | 93658.5207 |  | 2100.2695
30 | 8000 | 5000 | 0.035 | 15 | 15 | 7 |  | -1 | CO2 | Conduction | Wet | R245fa | MinimizeLCOE | IgnoreSilica | 49.6413 | 4.9188 | 0.71349 |  |  | 87606.1112 |  | 1964.5457 | 67.7262 | 10.3726 | 98.0533 | [19 empty] | 0 | 0 |  | 87606.1112 |  | 1964.5457
30 | 8000 | 6000 | 0.035 | 15 | 15 | 7 |  | -1 | CO2 | Conduction | Wet | R245fa | MinimizeLCOE | IgnoreSilica | 52.2749 | 5.3151 | 0.78332 |  |  | 82610.5823 |  | 1852.5222 | 69.2993 | 10.7095 | 104.7714 | [19 empty] | 0 | 0 |  | 82610.5823 |  | 1852.5222
30 | 8000 | 7000 | 0.035 | 15 | 15 | 7 |  | -1 | CO2 | Conduction | Wet | R245fa | MinimizeLCOE | IgnoreSilica | 54.8345 | 5.7095 | 0.85324 |  |  | 78417.977 |  | 1758.5041 | 70.7783 | 11.0199 | 112.6465 | [19 empty] | 0 | 0 |  | 78417.977 |  | 1758.5041
30 | 8000 | 8000 | 0.035 | 15 | 15 | 7 |  | -1 | CO2 | Conduction | Wet | R245fa | MinimizeLCOE | IgnoreSilica | 57.3561 | 6.1029 | 0.92324 |  |  | 74849.7263 |  | 1678.4869 | 72.154 | 11.3036 | 118.6542 | [19 empty] | 0 | 0 |  | 74849.7263 |  | 1678.4869
30 | 8000 | 9000 | 0.035 | 15 | 15 | 7 |  | -1 | CO2 | Conduction | Wet | R245fa | MinimizeLCOE | IgnoreSilica | 59.8071 | 6.4943 | 0.99328 |  |  | 71776.6058 |  | 1609.5729 | 73.4652 | 11.5689 | 126.3016 | [19 empty] | 0 | 0 |  | 71776.6058 |  | 1609.5729
30 | 8000 | 10000 | 0.035 | 15 | 15 | 7 |  | -1 | CO2 | Conduction | Wet | R245fa | MinimizeLCOE | IgnoreSilica | 62.2212 | 6.8844 | 1.0633 |  |  | 69102.7929 |  | 1549.6133 | 74.6989 | 11.8145 | 132.6078 | [19 empty] | 0 | 0 |  | 69102.7929 |  | 1549.6133

## Water (Baseline)
Time [year] | Depth [m] | Res Length [m] | Temp Gradient [C/m] | Temp Surface Air [C] | Temp Surface Rock [C] | dT Approach [C] | Transmissivity [m^3] | Config Number [-] | Fluid | Reservoir | Cooling Wet/Dry | orcFluid | Method | Silica? | mass flow [kg/s] | Reservoir Heat [MWth] | Electric Power I-P Pair [MWe] | N_IP_Multiplier | SpCC (Brownfield) [$/kWe] | SpCC (Greenfield) [$/kWe] | LCOE (Brownfield) [$/MWh] | LCOE (Greenfield) [$/MWh] | Temp Production [C] | dP Surface [Mpa] | dW/dmdot [MW/(kg/s)] | C_T_G_N | C_pump_orc_N | C_coolingTowers_N | C_heatExchanger_N | C_recuperator_N | C_pump_prod_N | C_pump_inj_N | C_plant_otherEquipment_N | C_plant_installation_N | C_plant_indirectContingency_N | C_surfacePlant_N | C_gatheringSystem_N | C_wells_production_N | C_wells_injection_N | C_wellfield_N | C_exploration_N | C_stimulation_N | CapitalCost_N (Brownfield) | CapitalCost_N (Greenfield) | Trans [mD-m] | Electric Power 5-spot [MW] | Sp CC (Brownfield) [$/kWe] | Sp CC (Greenfield) [$/kWe] | LCOE (Brownfield) [$/MWh] | LCOE (Greenfield) [$/MWh]
30 | 1000 | 1000 | 0.035 | 15 | 15 | 7 |  | -1 | Water | Conduction | Wet | R245fa | MinimizeLCOE | IgnoreSilica | 20.1064 | 0.031981 | 2.6873e-05 |  |  | 510421782.0459 |  | 11446084.2533 | 38.0204 | -9.9336e-05 | 123.842 | [19 empty] | 0 | 0 |  | 510421782.0459 |  | 11446084.2533
30 | 1000 | 2000 | 0.035 | 15 | 15 | 7 |  | -1 | Water | Conduction | Wet | R245fa | MinimizeLCOE | IgnoreSilica | 23.2347 | 0.060478 | 8.3409e-05 |  |  | 201574600.5242 |  | 4520261.3644 | 38.468 | -9.5383e-05 | 139.8484 | [19 empty] | 0 | 0 |  | 201574600.5242 |  | 4520261.3644
30 | 1000 | 3000 | 0.035 | 15 | 15 | 7 |  | -1 | Water | Conduction | Wet | R245fa | MinimizeLCOE | IgnoreSilica | 24.7474 | 0.085133 | 0.00015514 |  |  | 130167734.8417 |  | 2918979.778 | 38.8372 | -9.9707e-05 | 158.2529 | [19 empty] | 0 | 0 |  | 130167734.8417 |  | 2918979.778
30 | 1000 | 4000 | 0.035 | 15 | 15 | 7 |  | -1 | Water | Conduction | Wet | R245fa | MinimizeLCOE | IgnoreSilica | 12.058 | 0.085287 | 0.00031807 |  |  | 74943685.0035 |  | 1680593.899 | 40.4321 | 0.0059017 | 3672.9934 | [19 empty] | 0 | 0 |  | 74943685.0035 |  | 1680593.899
30 | 1000 | 5000 | 0.035 | 15 | 15 | 7 |  | -1 | Water | Conduction | Wet | R245fa | MinimizeLCOE | IgnoreSilica | 14.3212 | 0.1107 | 0.00045082 |  |  | 61674318.7298 |  | 1383031.5893 | 40.7197 | 0.0056679 | 4812.7128 | [19 empty] | 0 | 0 |  | 61674318.7298 |  | 1383031.5893
30 | 1000 | 6000 | 0.035 | 15 | 15 | 7 |  | -1 | Water | Conduction | Wet | R245fa | MinimizeLCOE | IgnoreSilica | 16.6064 | 0.13631 | 0.00058904 |  |  | 54432565.2094 |  | 1220637.0289 | 40.9287 | 0.005167 | 5972.2196 | [19 empty] | 0 | 0 |  | 54432565.2094 |  | 1220637.0289
30 | 1000 | 7000 | 0.035 | 15 | 15 | 7 |  | -1 | Water | Conduction | Wet | R245fa | MinimizeLCOE | IgnoreSilica | 18.8379 | 0.16175 | 0.00073049 |  |  | 50121514.4058 |  | 1123962.7637 | 41.0932 | 0.0044472 | 7114.2932 | [19 empty] | 0 | 0 |  | 50121514.4058 |  | 1123962.7637
30 | 1000 | 8000 | 0.035 | 15 | 15 | 7 |  | -1 | Water | Conduction | Wet | R245fa | MinimizeLCOE | IgnoreSilica | 21.081 | 0.1873 | 0.00087447 |  |  | 47407794.0749 |  | 1063108.2456 | 41.2225 | 0.0034571 | 8268.4143 | [19 empty] | 0 | 0 |  | 47407794.0749 |  | 1063108.2456
30 | 1000 | 9000 | 0.035 | 15 | 15 | 7 |  | -1 | Water | Conduction | Wet | R245fa | MinimizeLCOE | IgnoreSilica | 23.3079 | 0.21279 | 0.0010201 |  |  | 45672460.2252 |  | 1024193.8063 | 41.3286 | 0.0021989 | 9414.596 | [19 empty] | 0 | 0 |  | 45672460.2252 |  | 1024193.8063
30 | 1000 | 10000 | 0.035 | 15 | 15 | 7 |  | -1 | Water | Conduction | Wet | R245fa | MinimizeLCOE | IgnoreSilica | 25.5394 | 0.23833 | 0.0011672 |  |  | 44568406.7847 |  | 999435.6766 | 41.4162 | 0.00063856 | 10564.9139 | [19 empty] | 0 | 0 |  | 44568406.7847 |  | 999435.6766
30 | 2000 | 1000 | 0.035 | 15 | 15 | 7 |  | -1 | Water | Conduction | Wet | R245fa | MinimizeLCOE | IgnoreSilica | 5.7397 | 0.14188 | 0.0017703 |  |  | 12099559.3495 |  | 271329.674 | 47.9537 | 0.058876 | 0.77252 | [19 empty] | 0 | 0 |  | 12099559.3495 |  | 271329.674
30 | 2000 | 2000 | 0.035 | 15 | 15 | 7 |  | -1 | Water | Conduction | Wet | R245fa | MinimizeLCOE | IgnoreSilica | 6.3692 | 0.20366 | 0.003222 |  |  | 7798510.6311 |  | 174879.7032 | 50.9327 | 0.078322 | 1.676 | [19 empty] | 0 | 0 |  | 7798510.6311 |  | 174879.7032
30 | 2000 | 3000 | 0.035 | 15 | 15 | 7 |  | -1 | Water | Conduction | Wet | R245fa | MinimizeLCOE | IgnoreSilica | 6.182 | 0.25139 | 0.0049491 |  |  | 5881914.8311 |  | 131900.5087 | 54.4347 | 0.10228 | 2.3597 | [19 empty] | 0 | 0 |  | 5881914.8311 |  | 131900.5087
30 | 2000 | 4000 | 0.035 | 15 | 15 | 7 |  | -1 | Water | Conduction | Wet | R245fa | MinimizeLCOE | IgnoreSilica | 7.505 | 0.3243 | 0.0067426 |  |  | 4954777.6257 |  | 111109.6825 | 55.4472 | 0.10566 | 2.9797 | [19 empty] | 0 | 0 |  | 4954777.6257 |  | 111109.6825
30 | 2000 | 5000 | 0.035 | 15 | 15 | 7 |  | -1 | Water | Conduction | Wet | R245fa | MinimizeLCOE | IgnoreSilica | 8.74 | 0.39598 | 0.0085864 |  |  | 4425066.1123 |  | 99231.0307 | 56.2728 | 0.10882 | 12508.3744 | [19 empty] | 0 | 0 |  | 4425066.1123 |  | 99231.0307
30 | 2000 | 6000 | 0.035 | 15 | 15 | 7 |  | -1 | Water | Conduction | Wet | R245fa | MinimizeLCOE | IgnoreSilica | 9.958 | 0.46775 | 0.01047 |  |  | 4094702.3546 |  | 91822.7039 | 56.925 | 0.11124 | 14994.137 | [19 empty] | 0 | 0 |  | 4094702.3546 |  | 91822.7039
30 | 2000 | 7000 | 0.035 | 15 | 15 | 7 |  | -1 | Water | Conduction | Wet | R245fa | MinimizeLCOE | IgnoreSilica | 11.1736 | 0.53977 | 0.012385 |  |  | 3879241.5722 |  | 86991.0483 | 57.4467 | 0.11301 | 17500.305 | [19 empty] | 0 | 0 |  | 3879241.5722 |  | 86991.0483
30 | 2000 | 8000 | 0.035 | 15 | 15 | 7 |  | -1 | Water | Conduction | Wet | R245fa | MinimizeLCOE | IgnoreSilica | 12.4064 | 0.61242 | 0.014321 |  |  | 3736234.4492 |  | 83784.1483 | 57.8575 | 0.11416 | 20054.0696 | [19 empty] | 0 | 0 |  | 3736234.4492 |  | 83784.1483
30 | 2000 | 9000 | 0.035 | 15 | 15 | 7 |  | -1 | Water | Conduction | Wet | R245fa | MinimizeLCOE | IgnoreSilica | 13.6562 | 0.68558 | 0.016272 |  |  | 3641831.7506 |  | 81667.1908 | 58.1848 | 0.11483 | 22613.5163 | [19 empty] | 0 | 0 |  | 3641831.7506 |  | 81667.1908
30 | 2000 | 10000 | 0.035 | 15 | 15 | 7 |  | -1 | Water | Conduction | Wet | R245fa | MinimizeLCOE | IgnoreSilica | 14.9474 | 0.75985 | 0.018235 |  |  | 3581244.0068 |  | 80308.5254 | 58.4314 | 0.11492 | 25330.4784 | [19 empty] | 0 | 0 |  | 3581244.0068 |  | 80308.5254
30 | 3000 | 1000 | 0.035 | 15 | 15 | 7 |  | -1 | Water | Conduction | Wet | R245fa | MinimizeLCOE | IgnoreSilica | 7.4365 | 0.37715 | 0.0090323 |  |  | 3390610.3803 |  | 76033.6127 | 58.385 | 0.17159 | 12505.7772 | [19 empty] | 0 | 0 |  | 3390610.3803 |  | 76033.6127
30 | 3000 | 2000 | 0.035 | 15 | 15 | 7 |  | -1 | Water | Conduction | Wet | R245fa | MinimizeLCOE | IgnoreSilica | 8.6254 | 0.49989 | 0.013447 |  |  | 2599949.7256 |  | 58303.2399 | 61.1712 | 0.205 | 8.0197 | [19 empty] | 0 | 0 |  | 2599949.7256 |  | 58303.2399
30 | 3000 | 3000 | 0.035 | 15 | 15 | 7 |  | -1 | Water | Conduction | Wet | R245fa | MinimizeLCOE | IgnoreSilica | 9.2929 | 0.60852 | 0.018165 |  |  | 2178566.5888 |  | 48853.8256 | 64.01 | 0.24128 | 9.8778 | [19 empty] | 0 | 0 |  | 2178566.5888 |  | 48853.8256
30 | 3000 | 4000 | 0.035 | 15 | 15 | 7 |  | -1 | Water | Conduction | Wet | R245fa | MinimizeLCOE | IgnoreSilica | 10.046 | 0.71869 | 0.023111 |  |  | 1924561.5002 |  | 43157.8233 | 66.2584 | 0.26989 | 12.0882 | [19 empty] | 0 | 0 |  | 1924561.5002 |  | 43157.8233
30 | 3000 | 5000 | 0.035 | 15 | 15 | 7 |  | -1 | Water | Conduction | Wet | R245fa | MinimizeLCOE | IgnoreSilica | 10.8593 | 0.83021 | 0.028216 |  |  | 1760469.4741 |  | 39478.0996 | 68.0604 | 0.29259 | 13.1434 | [19 empty] | 0 | 0 |  | 1760469.4741 |  | 39478.0996
30 | 3000 | 6000 | 0.035 | 15 | 15 | 7 |  | -1 | Water | Conduction | Wet | R245fa | MinimizeLCOE | IgnoreSilica | 11.6144 | 0.93952 | 0.033445 |  |  | 1649200.6732 |  | 36982.9238 | 69.6676 | 0.31303 | 14.7249 | [19 empty] | 0 | 0 |  | 1649200.6732 |  | 36982.9238
30 | 3000 | 7000 | 0.035 | 15 | 15 | 7 |  | -1 | Water | Conduction | Wet | R245fa | MinimizeLCOE | IgnoreSilica | 12.4381 | 1.0509 | 0.038771 |  |  | 1571677.0165 |  | 35244.4746 | 70.9628 | 0.32908 | 17.2934 | [19 empty] | 0 | 0 |  | 1571677.0165 |  | 35244.4746
30 | 3000 | 8000 | 0.035 | 15 | 15 | 7 |  | -1 | Water | Conduction | Wet | R245fa | MinimizeLCOE | IgnoreSilica | 13.254 | 1.162 | 0.044172 |  |  | 1516910.1687 |  | 34016.3414 | 72.0952 | 0.34303 | 17.2988 | [19 empty] | 0 | 0 |  | 1516910.1687 |  | 34016.3414
30 | 3000 | 9000 | 0.035 | 15 | 15 | 7 |  | -1 | Water | Conduction | Wet | R245fa | MinimizeLCOE | IgnoreSilica | 14.1159 | 1.2747 | 0.049631 |  |  | 1478225.0167 |  | 33148.8363 | 73.0287 | 0.35417 | 17.514 | [19 empty] | 0 | 0 |  | 1478225.0167 |  | 33148.8363
30 | 3000 | 10000 | 0.035 | 15 | 15 | 7 |  | -1 | Water | Conduction | Wet | R245fa | MinimizeLCOE | IgnoreSilica | 14.8734 | 1.3833 | 0.05514 |  |  | 1451150.5607 |  | 32541.6982 | 73.9767 | 0.36591 | 19.4012 | [19 empty] | 0 | 0 |  | 1451150.5607 |  | 32541.6982
30 | 4000 | 1000 | 0.035 | 15 | 15 | 7 |  | -1 | Water | Conduction | Wet | R245fa | MinimizeLCOE | IgnoreSilica | 8.9614 | 0.6988 | 0.024139 |  |  | 1710090.7916 |  | 38348.3699 | 68.6148 | 0.36337 | 15.6799 | [19 empty] | 0 | 0 |  | 1710090.7916 |  | 38348.3699
30 | 4000 | 2000 | 0.035 | 15 | 15 | 7 |  | -1 | Water | Conduction | Wet | R245fa | MinimizeLCOE | IgnoreSilica | 9.6756 | 0.85708 | 0.032856 |  |  | 1406757.0237 |  | 31546.1839 | 72.4192 | 0.4404 | 18.7535 | [19 empty] | 0 | 0 |  | 1406757.0237 |  | 31546.1839
30 | 4000 | 3000 | 0.035 | 15 | 15 | 7 |  | -1 | Water | Conduction | Wet | R245fa | MinimizeLCOE | IgnoreSilica | 10.377 | 1.0141 | 0.042053 |  |  | 1223401.8329 |  | 27434.4884 | 75.6257 | 0.50646 | 24.7464 | [19 empty] | 0 | 0 |  | 1223401.8329 |  | 27434.4884
30 | 4000 | 4000 | 0.035 | 15 | 15 | 7 |  | -1 | Water | Conduction | Wet | R245fa | MinimizeLCOE | IgnoreSilica | 11.154 | 1.1741 | 0.051619 |  |  | 1103612.0072 |  | 24748.2307 | 78.2196 | 0.55998 | 28.94 | [19 empty] | 0 | 0 |  | 1103612.0072 |  | 24748.2307
30 | 4000 | 5000 | 0.035 | 15 | 15 | 7 |  | -1 | Water | Conduction | Wet | R245fa | MinimizeLCOE | IgnoreSilica | 11.9628 | 1.3356 | 0.061466 |  |  | 1021337.4204 |  | 22903.2431 | 80.3831 | 0.60455 | 29.7377 | [19 empty] | 0 | 0 |  | 1021337.4204 |  | 22903.2431
30 | 4000 | 6000 | 0.035 | 15 | 15 | 7 |  | -1 | Water | Conduction | Wet | R245fa | MinimizeLCOE | IgnoreSilica | 12.7204 | 1.4945 | 0.071534 |  |  | 962860.9164 |  | 21591.9217 | 82.3396 | 0.64521 | 32.371 | [19 empty] | 0 | 0 |  | 962860.9164 |  | 21591.9217
30 | 4000 | 7000 | 0.035 | 15 | 15 | 7 |  | -1 | Water | Conduction | Wet | R245fa | MinimizeLCOE | IgnoreSilica | 12.146 | 1.587 | 0.082297 |  |  | 914065.2437 |  | 20497.6907 | 86.6539 | 0.74038 | 35.8741 | [19 empty] | 0 | 0 |  | 914065.2437 |  | 20497.6907
30 | 4000 | 8000 | 0.035 | 15 | 15 | 7 |  | -1 | Water | Conduction | Wet | R245fa | MinimizeLCOE | IgnoreSilica | 13.305 | 1.7685 | 0.09289 |  |  | 881911.9 |  | 19776.6597 | 87.3832 | 0.75152 | 35.6512 | [19 empty] | 0 | 0 |  | 881911.9 |  | 19776.6597
30 | 4000 | 9000 | 0.035 | 15 | 15 | 7 |  | -1 | Water | Conduction | Wet | R245fa | MinimizeLCOE | IgnoreSilica | 14.628 | 1.9607 | 0.10363 |  |  | 858024.1093 |  | 19240.9819 | 87.7422 | 0.75362 | 38.4481 | [19 empty] | 0 | 0 |  | 858024.1093 |  | 19240.9819
30 | 4000 | 10000 | 0.035 | 15 | 15 | 7 |  | -1 | Water | Conduction | Wet | R245fa | MinimizeLCOE | IgnoreSilica | 16.3279 | 2.1755 | 0.11447 |  |  | 840488.7474 |  | 18847.7556 | 87.4859 | 0.74039 | 61303.4718 | [19 empty] | 0 | 0 |  | 840488.7474 |  | 18847.7556
30 | 5000 | 1000 | 0.035 | 15 | 15 | 7 |  | -1 | Water | Conduction | Wet | R245fa | MinimizeLCOE | IgnoreSilica | 10.2527 | 1.1101 | 0.049888 |  |  | 1070145.052 |  | 23997.7424 | 79.2436 | 0.65496 | 28.1556 | [19 empty] | 0 | 0 |  | 1070145.052 |  | 23997.7424
30 | 5000 | 2000 | 0.035 | 15 | 15 | 7 |  | -1 | Water | Conduction | Wet | R245fa | MinimizeLCOE | IgnoreSilica | 9.5754 | 1.2464 | 0.064455 |  |  | 913719.7064 |  | 20489.9421 | 86.4954 | 0.86772 | 31526.7694 | [19 empty] | 0 | 0 |  | 913719.7064 |  | 20489.9421
30 | 5000 | 3000 | 0.035 | 15 | 15 | 7 |  | -1 | Water | Conduction | Wet | R245fa | MinimizeLCOE | IgnoreSilica | 11.264 | 1.5109 | 0.079901 |  |  | 810669.6123 |  | 18179.0688 | 87.7748 | 0.90159 | 43.2784 | [19 empty] | 0 | 0 |  | 810669.6123 |  | 18179.0688
30 | 5000 | 4000 | 0.035 | 15 | 15 | 7 |  | -1 | Water | Conduction | Wet | R245fa | MinimizeLCOE | IgnoreSilica | 13.4005 | 1.8036 | 0.095612 |  |  | 742148.1901 |  | 16642.4926 | 87.919 | 0.89903 | 52575.48 | [19 empty] | 0 | 0 |  | 742148.1901 |  | 16642.4926
30 | 5000 | 5000 | 0.035 | 15 | 15 | 7 |  | -1 | Water | Conduction | Wet | R245fa | MinimizeLCOE | IgnoreSilica | 14.0387 | 2.0087 | 0.1114 |  |  | 694588.0439 |  | 15575.9679 | 90.6195 | 0.98182 | 53.7551 | [19 empty] | 0 | 0 |  | 694588.0439 |  | 15575.9679
30 | 5000 | 6000 | 0.035 | 15 | 15 | 7 |  | -1 | Water | Conduction | Wet | R245fa | MinimizeLCOE | IgnoreSilica | 14.6307 | 2.2106 | 0.12753 |  |  | 659338.2459 |  | 14785.4997 | 93.1192 | 1.0595 | 54.0177 | [19 empty] | 0 | 0 |  | 659338.2459 |  | 14785.4997
30 | 5000 | 7000 | 0.035 | 15 | 15 | 7 |  | -1 | Water | Conduction | Wet | R245fa | MinimizeLCOE | IgnoreSilica | 15.2755 | 2.4152 | 0.14394 |  |  | 632768.3545 |  | 14189.6764 | 95.2785 | 1.1269 | 60.516 | [19 empty] | 0 | 0 |  | 632768.3545 |  | 14189.6764
30 | 5000 | 8000 | 0.035 | 15 | 15 | 7 |  | -1 | Water | Conduction | Wet | R245fa | MinimizeLCOE | IgnoreSilica | 15.8675 | 2.616 | 0.1606 |  |  | 612510.1832 |  | 13735.3918 | 97.3278 | 1.1916 | 60.5205 | [19 empty] | 0 | 0 |  | 612510.1832 |  | 13735.3918
30 | 5000 | 9000 | 0.035 | 15 | 15 | 7 |  | -1 | Water | Conduction | Wet | R245fa | MinimizeLCOE | IgnoreSilica | 16.625 | 2.8279 | 0.17749 |  |  | 596987.7395 |  | 13387.3048 | 98.9001 | 1.2403 | 66.3224 | [19 empty] | 0 | 0 |  | 596987.7395 |  | 13387.3048
30 | 5000 | 10000 | 0.035 | 15 | 15 | 7 |  | -1 | Water | Conduction | Wet | R245fa | MinimizeLCOE | IgnoreSilica | 15.405 | 2.8974 | 0.19491 |  |  | 583639.3404 |  | 13087.9702 | 104.1685 | 1.4197 | 67.8909 | [19 empty] | 0 | 0 |  | 583639.3404 |  | 13087.9702
30 | 6000 | 1000 | 0.035 | 15 | 15 | 7 |  | -1 | Water | Conduction | Wet | R245fa | MinimizeLCOE | IgnoreSilica | 12.5379 | 1.6893 | 0.089625 |  |  | 747520.9258 |  | 16762.9749 | 87.9653 | 0.97532 | 49532.2226 | [19 empty] | 0 | 0 |  | 747520.9258 |  | 16762.9749
30 | 6000 | 2000 | 0.035 | 15 | 15 | 7 |  | -1 | Water | Conduction | Wet | R245fa | MinimizeLCOE | IgnoreSilica | 12.9787 | 1.9351 | 0.11057 |  |  | 661566.2516 |  | 14835.4622 | 92.5015 | 1.1542 | 55.0628 | [19 empty] | 0 | 0 |  | 661566.2516 |  | 14835.4622
30 | 6000 | 3000 | 0.035 | 15 | 15 | 7 |  | -1 | Water | Conduction | Wet | R245fa | MinimizeLCOE | IgnoreSilica | 13.4929 | 2.1843 | 0.13238 |  |  | 601323.0493 |  | 13484.5231 | 96.4255 | 1.3133 | 66.0764 | [19 empty] | 0 | 0 |  | 601323.0493 |  | 13484.5231
30 | 6000 | 4000 | 0.035 | 15 | 15 | 7 |  | -1 | Water | Conduction | Wet | R245fa | MinimizeLCOE | IgnoreSilica | 12.482 | 2.3248 | 0.15535 |  |  | 555377.507 |  | 12454.2054 | 103.6404 | 1.6121 | 72.8493 | [19 empty] | 0 | 0 |  | 555377.507 |  | 12454.2054
30 | 6000 | 5000 | 0.035 | 15 | 15 | 7 |  | -1 | Water | Conduction | Wet | R245fa | MinimizeLCOE | IgnoreSilica | 14.082 | 2.6545 | 0.17885 |  |  | 521957.5259 |  | 11704.7705 | 104.2912 | 1.6356 | 79.3449 | [19 empty] | 0 | 0 |  | 521957.5259 |  | 11704.7705
30 | 6000 | 6000 | 0.035 | 15 | 15 | 7 |  | -1 | Water | Conduction | Wet | R245fa | MinimizeLCOE | IgnoreSilica | 15.3 | 2.9512 | 0.20197 |  |  | 498565.5108 |  | 11180.2103 | 105.5482 | 1.6908 | 64773.5863 | [19 empty] | 0 | 0 |  | 498565.5108 |  | 11180.2103
30 | 6000 | 7000 | 0.035 | 15 | 15 | 7 |  | -1 | Water | Conduction | Wet | R245fa | MinimizeLCOE | IgnoreSilica | 18.2064 | 3.3918 | 0.22668 |  |  | 478242.9518 |  | 10724.4818 | 103.6528 | 1.5913 | 95837.7395 | [19 empty] | 0 | 0 |  | 478242.9518 |  | 10724.4818
30 | 6000 | 8000 | 0.035 | 15 | 15 | 7 |  | -1 | Water | Conduction | Wet | R245fa | MinimizeLCOE | IgnoreSilica | 20.1064 | 3.7448 | 0.25023 |  |  | 465013.4469 |  | 10427.8134 | 103.6395 | 1.586 | 109701.3012 | [19 empty] | 0 | 0 |  | 465013.4469 |  | 10427.8134
30 | 6000 | 9000 | 0.035 | 15 | 15 | 7 |  | -1 | Water | Conduction | Wet | R245fa | MinimizeLCOE | IgnoreSilica | 21.9849 | 4.0956 | 0.27371 |  |  | 455226.7067 |  | 10208.3481 | 103.6517 | 1.5824 | 122383.7879 | [19 empty] | 0 | 0 |  | 455226.7067 |  | 10208.3481
30 | 6000 | 10000 | 0.035 | 15 | 15 | 7 |  | -1 | Water | Conduction | Wet | R245fa | MinimizeLCOE | IgnoreSilica | 20 | 4.1545 | 0.29879 |  |  | 445072.3119 |  | 9980.6383 | 109.721 | 1.8561 | 91.0244 | [19 empty] | 0 | 0 |  | 445072.3119 |  | 9980.6383
30 | 7000 | 1000 | 0.035 | 15 | 15 | 7 |  | -1 | Water | Conduction | Wet | R245fa | MinimizeLCOE | IgnoreSilica | 13.366 | 2.2806 | 0.14345 |  |  | 571663.0292 |  | 12819.4043 | 99.0572 | 1.5073 | 67.9269 | [19 empty] | 0 | 0 |  | 571663.0292 |  | 12819.4043
30 | 7000 | 2000 | 0.035 | 15 | 15 | 7 |  | -1 | Water | Conduction | Wet | R245fa | MinimizeLCOE | IgnoreSilica | 13.9682 | 2.6012 | 0.1738 |  |  | 510849.6025 |  | 11455.678 | 103.6326 | 1.7284 | 68337.9706 | [19 empty] | 0 | 0 |  | 510849.6025 |  | 11455.678
30 | 7000 | 3000 | 0.035 | 15 | 15 | 7 |  | -1 | Water | Conduction | Wet | R245fa | MinimizeLCOE | IgnoreSilica | 16.3621 | 3.0471 | 0.20359 |  |  | 471166.5079 |  | 10565.7943 | 103.6333 | 1.7381 | 87026.6911 | [19 empty] | 0 | 0 |  | 471166.5079 |  | 10565.7943
30 | 7000 | 4000 | 0.035 | 15 | 15 | 7 |  | -1 | Water | Conduction | Wet | R245fa | MinimizeLCOE | IgnoreSilica | 14.8734 | 3.1828 | 0.23345 |  |  | 442001.177 |  | 9911.7688 | 111.4504 | 2.1576 | 102.0986 | [19 empty] | 0 | 0 |  | 442001.177 |  | 9911.7688
30 | 7000 | 5000 | 0.035 | 15 | 15 | 7 |  | -1 | Water | Conduction | Wet | R245fa | MinimizeLCOE | IgnoreSilica | 15.4607 | 3.4907 | 0.26517 |  |  | 417959.4059 |  | 9372.638 | 114.6476 | 2.3317 | 105.786 | [19 empty] | 0 | 0 |  | 417959.4059 |  | 9372.638
30 | 7000 | 6000 | 0.035 | 15 | 15 | 7 |  | -1 | Water | Conduction | Wet | R245fa | MinimizeLCOE | IgnoreSilica | 15.9944 | 3.794 | 0.29754 |  |  | 399149.5327 |  | 8950.8311 | 117.6835 | 2.4994 | 110.237 | [19 empty] | 0 | 0 |  | 399149.5327 |  | 8950.8311
30 | 7000 | 7000 | 0.035 | 15 | 15 | 7 |  | -1 | Water | Conduction | Wet | R245fa | MinimizeLCOE | IgnoreSilica | 16.5861 | 4.103 | 0.33049 |  |  | 384242.8118 |  | 8616.5516 | 120.3311 | 2.6469 | 118.9387 | [19 empty] | 0 | 0 |  | 384242.8118 |  | 8616.5516
30 | 7000 | 8000 | 0.035 | 15 | 15 | 7 |  | -1 | Water | Conduction | Wet | R245fa | MinimizeLCOE | IgnoreSilica | 17.1586 | 4.4105 | 0.36394 |  |  | 372331.3525 |  | 8349.44 | 122.803 | 2.7861 | 123.2945 | [19 empty] | 0 | 0 |  | 372331.3525 |  | 8349.44
30 | 7000 | 9000 | 0.035 | 15 | 15 | 7 |  | -1 | Water | Conduction | Wet | R245fa | MinimizeLCOE | IgnoreSilica | 17.7117 | 4.7164 | 0.39785 |  |  | 362738.9117 |  | 8134.3318 | 125.1266 | 2.9181 | 122.9752 | [19 empty] | 0 | 0 |  | 362738.9117 |  | 8134.3318
30 | 7000 | 10000 | 0.035 | 15 | 15 | 7 |  | -1 | Water | Conduction | Wet | R245fa | MinimizeLCOE | IgnoreSilica | 18.2575 | 5.0217 | 0.43214 |  |  | 355006.0706 |  | 7960.9247 | 127.2927 | 3.0424 | 129.639 | [19 empty] | 0 | 0 |  | 355006.0706 |  | 7960.9247
30 | 8000 | 1000 | 0.035 | 15 | 15 | 7 |  | -1 | Water | Conduction | Wet | R245fa | MinimizeLCOE | IgnoreSilica | 17.3165 | 3.2252 | 0.21551 |  |  | 457531.7181 |  | 10260.0374 | 103.6399 | 1.8192 | 95341.0555 | [19 empty] | 0 | 0 |  | 457531.7181 |  | 10260.0374
30 | 8000 | 2000 | 0.035 | 15 | 15 | 7 |  | -1 | Water | Conduction | Wet | R245fa | MinimizeLCOE | IgnoreSilica | 18.3961 | 3.6183 | 0.2509 |  |  | 422488.6879 |  | 9474.206 | 106.6276 | 2.0221 | 99.9515 | [19 empty] | 0 | 0 |  | 422488.6879 |  | 9474.206
30 | 8000 | 3000 | 0.035 | 15 | 15 | 7 |  | -1 | Water | Conduction | Wet | R245fa | MinimizeLCOE | IgnoreSilica | 15.1635 | 3.6826 | 0.29319 |  |  | 387220.4181 |  | 8683.3236 | 119.1621 | 2.7722 | 118.3097 | [19 empty] | 0 | 0 |  | 387220.4181 |  | 8683.3236
30 | 8000 | 4000 | 0.035 | 15 | 15 | 7 |  | -1 | Water | Conduction | Wet | R245fa | MinimizeLCOE | IgnoreSilica | 15.7313 | 4.0456 | 0.33394 |  |  | 363836.6505 |  | 8158.9483 | 122.8351 | 3.0208 | 133.8938 | [19 empty] | 0 | 0 |  | 363836.6505 |  | 8158.9483
30 | 8000 | 5000 | 0.035 | 15 | 15 | 7 |  | -1 | Water | Conduction | Wet | R245fa | MinimizeLCOE | IgnoreSilica | 16.2159 | 4.4012 | 0.37565 |  |  | 345418.1808 |  | 7745.9186 | 126.397 | 3.2656 | 134.6899 | [19 empty] | 0 | 0 |  | 345418.1808 |  | 7745.9186
30 | 8000 | 6000 | 0.035 | 15 | 15 | 7 |  | -1 | Water | Conduction | Wet | R245fa | MinimizeLCOE | IgnoreSilica | 16.6982 | 4.7567 | 0.41823 |  |  | 330686.7539 |  | 7415.57 | 129.6828 | 3.4951 | 148.7591 | [19 empty] | 0 | 0 |  | 330686.7539 |  | 7415.57
30 | 8000 | 7000 | 0.035 | 15 | 15 | 7 |  | -1 | Water | Conduction | Wet | R245fa | MinimizeLCOE | IgnoreSilica | 17.1586 | 5.1101 | 0.46158 |  |  | 318775.0855 |  | 7148.4537 | 132.7737 | 3.7143 | 147.2092 | [19 empty] | 0 | 0 |  | 318775.0855 |  | 7148.4537
30 | 8000 | 8000 | 0.035 | 15 | 15 | 7 |  | -1 | Water | Conduction | Wet | R245fa | MinimizeLCOE | IgnoreSilica | 17.6339 | 5.4656 | 0.50564 |  |  | 309055.7484 |  | 6930.4999 | 135.6043 | 3.9176 | 158.5995 | [19 empty] | 0 | 0 |  | 309055.7484 |  | 6930.4999
30 | 8000 | 9000 | 0.035 | 15 | 15 | 7 |  | -1 | Water | Conduction | Wet | R245fa | MinimizeLCOE | IgnoreSilica | 18.0944 | 5.8195 | 0.55034 |  |  | 301069.1185 |  | 6751.4017 | 138.274 | 4.1119 | 164.2934 | [19 empty] | 0 | 0 |  | 301069.1185 |  | 6751.4017
30 | 8000 | 10000 | 0.035 | 15 | 15 | 7 |  | -1 | Water | Conduction | Wet | R245fa | MinimizeLCOE | IgnoreSilica | 18.5398 | 6.1714 | 0.59562 |  |  | 294486.4452 |  | 6603.7869 | 140.801 | 4.2982 | 159.5819 | [19 empty] | 0 | 0 |  | 294486.4452 |  | 6603.7869

## Water (Ideal)
Time [year] | Depth [m] | Res Length [m] | Temp Gradient [C/m] | Temp Surface Air [C] | Temp Surface Rock [C] | dT Approach [C] | Transmissivity [m^3] | Config Number [-] | Fluid | Reservoir | Cooling Wet/Dry | orcFluid | Method | Silica? | mass flow [kg/s] | Reservoir Heat [MWth] | Electric Power I-P Pair [MWe] | N_IP_Multiplier | SpCC (Brownfield) [$/kWe] | SpCC (Greenfield) [$/kWe] | LCOE (Brownfield) [$/MWh] | LCOE (Greenfield) [$/MWh] | Temp Production [C] | dP Surface [Mpa] | dW/dmdot [MW/(kg/s)] | C_T_G_N | C_pump_orc_N | C_coolingTowers_N | C_heatExchanger_N | C_recuperator_N | C_pump_prod_N | C_pump_inj_N | C_plant_otherEquipment_N | C_plant_installation_N | C_plant_indirectContingency_N | C_surfacePlant_N | C_gatheringSystem_N | C_wells_production_N | C_wells_injection_N | C_wellfield_N | C_exploration_N | C_stimulation_N | CapitalCost_N (Brownfield) | CapitalCost_N (Greenfield) | Trans [mD-m] | Electric Power 5-spot [MW] | Sp CC (Brownfield) [$/kWe] | Sp CC (Greenfield) [$/kWe] | LCOE (Brownfield) [$/MWh] | LCOE (Greenfield) [$/MWh]
30 | 1000 | 1000 | 0.035 | 15 | 15 | 7 |  | -1 | Water | Conduction | Wet | R245fa | MinimizeLCOE | IgnoreSilica | 20.1064 | 0.031981 | 2.6873e-05 |  |  | 364684665.8109 |  | 8177964.8863 | 38.0204 | -9.9336e-05 | 123.842 | [19 empty] | 0 | 0 |  | 364684665.8109 |  | 8177964.8863
30 | 1000 | 2000 | 0.035 | 15 | 15 | 7 |  | -1 | Water | Conduction | Wet | R245fa | MinimizeLCOE | IgnoreSilica | 23.2347 | 0.060478 | 8.3409e-05 |  |  | 133577958.0514 |  | 2995453.2036 | 38.468 | -9.5383e-05 | 139.8484 | [19 empty] | 0 | 0 |  | 133577958.0514 |  | 2995453.2036
30 | 1000 | 3000 | 0.035 | 15 | 15 | 7 |  | -1 | Water | Conduction | Wet | R245fa | MinimizeLCOE | IgnoreSilica | 24.7474 | 0.085133 | 0.00015514 |  |  | 80409807.5398 |  | 1803170.3667 | 38.8372 | -9.9707e-05 | 158.2529 | [19 empty] | 0 | 0 |  | 80409807.5398 |  | 1803170.3667
30 | 1000 | 4000 | 0.035 | 15 | 15 | 7 |  | -1 | Water | Conduction | Wet | R245fa | MinimizeLCOE | IgnoreSilica | 12.058 | 0.085287 | 0.00031807 |  |  | 43312851.0213 |  | 971280.1441 | 40.4321 | 0.0059017 | 3672.9934 | [19 empty] | 0 | 0 |  | 43312851.0213 |  | 971280.1441
30 | 1000 | 5000 | 0.035 | 15 | 15 | 7 |  | -1 | Water | Conduction | Wet | R245fa | MinimizeLCOE | IgnoreSilica | 14.3212 | 0.1107 | 0.00045082 |  |  | 33514608.8974 |  | 751556.9489 | 40.7197 | 0.0056679 | 4812.7128 | [19 empty] | 0 | 0 |  | 33514608.8974 |  | 751556.9489
30 | 1000 | 6000 | 0.035 | 15 | 15 | 7 |  | -1 | Water | Conduction | Wet | R245fa | MinimizeLCOE | IgnoreSilica | 16.6064 | 0.13631 | 0.00058904 |  |  | 27911147.6526 |  | 625900.694 | 40.9287 | 0.005167 | 5972.2196 | [19 empty] | 0 | 0 |  | 27911147.6526 |  | 625900.694
30 | 1000 | 7000 | 0.035 | 15 | 15 | 7 |  | -1 | Water | Conduction | Wet | R245fa | MinimizeLCOE | IgnoreSilica | 18.8379 | 0.16175 | 0.00073049 |  |  | 24327731.5881 |  | 545543.4608 | 41.0932 | 0.0044472 | 7114.2932 | [19 empty] | 0 | 0 |  | 24327731.5881 |  | 545543.4608
30 | 1000 | 8000 | 0.035 | 15 | 15 | 7 |  | -1 | Water | Conduction | Wet | R245fa | MinimizeLCOE | IgnoreSilica | 21.081 | 0.1873 | 0.00087447 |  |  | 21843311.6152 |  | 489830.9475 | 41.2225 | 0.0034571 | 8268.4143 | [19 empty] | 0 | 0 |  | 21843311.6152 |  | 489830.9475
30 | 1000 | 9000 | 0.035 | 15 | 15 | 7 |  | -1 | Water | Conduction | Wet | R245fa | MinimizeLCOE | IgnoreSilica | 23.3079 | 0.21279 | 0.0010201 |  |  | 20027401.4079 |  | 449109.603 | 41.3286 | 0.0021989 | 9414.596 | [19 empty] | 0 | 0 |  | 20027401.4079 |  | 449109.603
30 | 1000 | 10000 | 0.035 | 15 | 15 | 7 |  | -1 | Water | Conduction | Wet | R245fa | MinimizeLCOE | IgnoreSilica | 25.5394 | 0.23833 | 0.0011672 |  |  | 18642608.1695 |  | 418055.9516 | 41.4162 | 0.00063856 | 10564.9139 | [19 empty] | 0 | 0 |  | 18642608.1695 |  | 418055.9516
30 | 2000 | 1000 | 0.035 | 15 | 15 | 7 |  | -1 | Water | Conduction | Wet | R245fa | MinimizeLCOE | IgnoreSilica | 5.7008 | 0.14141 | 0.0017703 |  |  | 7375411.863 |  | 165391.8163 | 47.9897 | 0.059231 | 1.6637 | [19 empty] | 0 | 0 |  | 7375411.863 |  | 165391.8163
30 | 2000 | 2000 | 0.035 | 15 | 15 | 7 |  | -1 | Water | Conduction | Wet | R245fa | MinimizeLCOE | IgnoreSilica | 6.3304 | 0.20307 | 0.0032219 |  |  | 4476284.5078 |  | 100379.5908 | 50.9741 | 0.078731 | 3.2025 | [19 empty] | 0 | 0 |  | 4476284.5078 |  | 100379.5908
30 | 2000 | 3000 | 0.035 | 15 | 15 | 7 |  | -1 | Water | Conduction | Wet | R245fa | MinimizeLCOE | IgnoreSilica | 6.182 | 0.25139 | 0.0049491 |  |  | 3186801.2984 |  | 71463.2436 | 54.4347 | 0.10228 | 5.1629 | [19 empty] | 0 | 0 |  | 3186801.2984 |  | 71463.2436
30 | 2000 | 4000 | 0.035 | 15 | 15 | 7 |  | -1 | Water | Conduction | Wet | R245fa | MinimizeLCOE | IgnoreSilica | 7.505 | 0.3243 | 0.0067426 |  |  | 2542428.6882 |  | 57013.3446 | 55.4472 | 0.10566 | 6.0869 | [19 empty] | 0 | 0 |  | 2542428.6882 |  | 57013.3446
30 | 2000 | 5000 | 0.035 | 15 | 15 | 7 |  | -1 | Water | Conduction | Wet | R245fa | MinimizeLCOE | IgnoreSilica | 8.74 | 0.39598 | 0.0085864 |  |  | 2155692.1099 |  | 48340.871 | 56.2728 | 0.10882 | 12508.3744 | [19 empty] | 0 | 0 |  | 2155692.1099 |  | 48340.871
30 | 2000 | 6000 | 0.035 | 15 | 15 | 7 |  | -1 | Water | Conduction | Wet | R245fa | MinimizeLCOE | IgnoreSilica | 9.958 | 0.46775 | 0.01047 |  |  | 1898154.6955 |  | 42565.6571 | 56.925 | 0.11124 | 14994.137 | [19 empty] | 0 | 0 |  | 1898154.6955 |  | 42565.6571
30 | 2000 | 7000 | 0.035 | 15 | 15 | 7 |  | -1 | Water | Conduction | Wet | R245fa | MinimizeLCOE | IgnoreSilica | 11.1736 | 0.53977 | 0.012385 |  |  | 1714868.1401 |  | 38455.5007 | 57.4467 | 0.11301 | 17500.305 | [19 empty] | 0 | 0 |  | 1714868.1401 |  | 38455.5007
30 | 2000 | 8000 | 0.035 | 15 | 15 | 7 |  | -1 | Water | Conduction | Wet | R245fa | MinimizeLCOE | IgnoreSilica | 12.4064 | 0.61242 | 0.014321 |  |  | 1578200.7764 |  | 35390.7684 | 57.8575 | 0.11416 | 20054.0696 | [19 empty] | 0 | 0 |  | 1578200.7764 |  | 35390.7684
30 | 2000 | 9000 | 0.035 | 15 | 15 | 7 |  | -1 | Water | Conduction | Wet | R245fa | MinimizeLCOE | IgnoreSilica | 13.6562 | 0.68558 | 0.016272 |  |  | 1472647.7466 |  | 33023.7674 | 58.1848 | 0.11483 | 22613.5163 | [19 empty] | 0 | 0 |  | 1472647.7466 |  | 33023.7674
30 | 2000 | 10000 | 0.035 | 15 | 15 | 7 |  | -1 | Water | Conduction | Wet | R245fa | MinimizeLCOE | IgnoreSilica | 14.9474 | 0.75985 | 0.018235 |  |  | 1388731.6263 |  | 31141.9688 | 58.4314 | 0.11492 | 25330.4784 | [19 empty] | 0 | 0 |  | 1388731.6263 |  | 31141.9688
30 | 3000 | 1000 | 0.035 | 15 | 15 | 7 |  | -1 | Water | Conduction | Wet | R245fa | MinimizeLCOE | IgnoreSilica | 7.4365 | 0.37715 | 0.0090323 |  |  | 1816679.873 |  | 40738.6041 | 58.385 | 0.17159 | 12505.7772 | [19 empty] | 0 | 0 |  | 1816679.873 |  | 40738.6041
30 | 3000 | 2000 | 0.035 | 15 | 15 | 7 |  | -1 | Water | Conduction | Wet | R245fa | MinimizeLCOE | IgnoreSilica | 8.5159 | 0.49692 | 0.013445 |  |  | 1324996.6591 |  | 29712.7276 | 61.322 | 0.20732 | 16.2294 | [19 empty] | 0 | 0 |  | 1324996.6591 |  | 29712.7276
30 | 3000 | 3000 | 0.035 | 15 | 15 | 7 |  | -1 | Water | Conduction | Wet | R245fa | MinimizeLCOE | IgnoreSilica | 9.164 | 0.6046 | 0.018163 |  |  | 1057487.7555 |  | 23713.9056 | 64.1943 | 0.24422 | 21.8821 | [19 empty] | 0 | 0 |  | 1057487.7555 |  | 23713.9056
30 | 3000 | 4000 | 0.035 | 15 | 15 | 7 |  | -1 | Water | Conduction | Wet | R245fa | MinimizeLCOE | IgnoreSilica | 9.8971 | 0.71374 | 0.023107 |  |  | 891365.908 |  | 19988.6636 | 66.4718 | 0.27336 | 28.2724 | [19 empty] | 0 | 0 |  | 891365.908 |  | 19988.6636
30 | 3000 | 5000 | 0.035 | 15 | 15 | 7 |  | -1 | Water | Conduction | Wet | R245fa | MinimizeLCOE | IgnoreSilica | 10.6593 | 0.8232 | 0.028211 |  |  | 779306.0769 |  | 17475.7491 | 68.3425 | 0.29722 | 33.3768 | [19 empty] | 0 | 0 |  | 779306.0769 |  | 17475.7491
30 | 3000 | 6000 | 0.035 | 15 | 15 | 7 |  | -1 | Water | Conduction | Wet | R245fa | MinimizeLCOE | IgnoreSilica | 11.4124 | 0.93204 | 0.03344 |  |  | 698885.7465 |  | 15672.3428 | 69.9474 | 0.31766 | 39.3303 | [19 empty] | 0 | 0 |  | 698885.7465 |  | 15672.3428
30 | 3000 | 7000 | 0.035 | 15 | 15 | 7 |  | -1 | Water | Conduction | Wet | R245fa | MinimizeLCOE | IgnoreSilica | 12.2212 | 1.0426 | 0.038764 |  |  | 638614.266 |  | 14320.7695 | 71.2541 | 0.33393 | 44.1007 | [19 empty] | 0 | 0 |  | 638614.266 |  | 14320.7695
30 | 3000 | 8000 | 0.035 | 15 | 15 | 7 |  | -1 | Water | Conduction | Wet | R245fa | MinimizeLCOE | IgnoreSilica | 13.0371 | 1.1533 | 0.044165 |  |  | 591849.2622 |  | 13272.0757 | 72.3776 | 0.34774 | 46.4353 | [19 empty] | 0 | 0 |  | 591849.2622 |  | 13272.0757
30 | 3000 | 9000 | 0.035 | 15 | 15 | 7 |  | -1 | Water | Conduction | Wet | R245fa | MinimizeLCOE | IgnoreSilica | 13.783 | 1.2611 | 0.049618 |  |  | 554608.0479 |  | 12436.9505 | 73.4482 | 0.36119 | 50.7765 | [19 empty] | 0 | 0 |  | 554608.0479 |  | 12436.9505
30 | 3000 | 10000 | 0.035 | 15 | 15 | 7 |  | -1 | Water | Conduction | Wet | R245fa | MinimizeLCOE | IgnoreSilica | 14.5936 | 1.3715 | 0.055129 |  |  | 524209.1922 |  | 11755.2636 | 74.319 | 0.37165 | 53.9491 | [19 empty] | 0 | 0 |  | 524209.1922 |  | 11755.2636
30 | 4000 | 1000 | 0.035 | 15 | 15 | 7 |  | -1 | Water | Conduction | Wet | R245fa | MinimizeLCOE | IgnoreSilica | 8.8519 | 0.69491 | 0.024136 |  |  | 820393.4375 |  | 18397.1232 | 68.8043 | 0.36736 | 31.0769 | [19 empty] | 0 | 0 |  | 820393.4375 |  | 18397.1232
30 | 4000 | 2000 | 0.035 | 15 | 15 | 7 |  | -1 | Water | Conduction | Wet | R245fa | MinimizeLCOE | IgnoreSilica | 9.5339 | 0.85138 | 0.032851 |  |  | 646155.3114 |  | 14489.8756 | 72.6738 | 0.44615 | 45.1176 | [19 empty] | 0 | 0 |  | 646155.3114 |  | 14489.8756
30 | 4000 | 3000 | 0.035 | 15 | 15 | 7 |  | -1 | Water | Conduction | Wet | R245fa | MinimizeLCOE | IgnoreSilica | 10.2138 | 1.007 | 0.042046 |  |  | 538636.1694 |  | 12078.785 | 75.9236 | 0.51349 | 58.3861 | [19 empty] | 0 | 0 |  | 538636.1694 |  | 12078.785
30 | 4000 | 4000 | 0.035 | 15 | 15 | 7 |  | -1 | Water | Conduction | Wet | R245fa | MinimizeLCOE | IgnoreSilica | 10.9325 | 1.1637 | 0.051607 |  |  | 466325.326 |  | 10457.232 | 78.6215 | 0.56974 | 70.0695 | [19 empty] | 0 | 0 |  | 466325.326 |  | 10457.232
30 | 4000 | 5000 | 0.035 | 15 | 15 | 7 |  | -1 | Water | Conduction | Wet | R245fa | MinimizeLCOE | IgnoreSilica | 11.705 | 1.3228 | 0.061452 |  |  | 414674.504 |  | 9298.9748 | 80.8426 | 0.61592 | 76.6906 | [19 empty] | 0 | 0 |  | 414674.504 |  | 9298.9748
30 | 4000 | 6000 | 0.035 | 15 | 15 | 7 |  | -1 | Water | Conduction | Wet | R245fa | MinimizeLCOE | IgnoreSilica | 10.7739 | 1.3925 | 0.071628 |  |  | 374691.1947 |  | 8402.3589 | 86.1972 | 0.7385 | 34232.1047 | [19 empty] | 0 | 0 |  | 374691.1947 |  | 8402.3589
30 | 4000 | 7000 | 0.035 | 15 | 15 | 7 |  | -1 | Water | Conduction | Wet | R245fa | MinimizeLCOE | IgnoreSilica | 12.146 | 1.587 | 0.082297 |  |  | 343571.0374 |  | 7704.4969 | 86.6539 | 0.74038 | 98.7655 | [19 empty] | 0 | 0 |  | 343571.0374 |  | 7704.4969
30 | 4000 | 8000 | 0.035 | 15 | 15 | 7 |  | -1 | Water | Conduction | Wet | R245fa | MinimizeLCOE | IgnoreSilica | 13.364 | 1.7722 | 0.09292 |  |  | 319652.4746 |  | 7168.129 | 87.2828 | 0.74877 | 110.2167 | [19 empty] | 0 | 0 |  | 319652.4746 |  | 7168.129
30 | 4000 | 9000 | 0.035 | 15 | 15 | 7 |  | -1 | Water | Conduction | Wet | R245fa | MinimizeLCOE | IgnoreSilica | 14.9468 | 1.98 | 0.10374 |  |  | 300197.5305 |  | 6731.8566 | 87.2382 | 0.74013 | 54539.4148 | [19 empty] | 0 | 0 |  | 300197.5305 |  | 6731.8566
30 | 4000 | 10000 | 0.035 | 15 | 15 | 7 |  | -1 | Water | Conduction | Wet | R245fa | MinimizeLCOE | IgnoreSilica | 16.3279 | 2.1755 | 0.11447 |  |  | 284526.7193 |  | 6380.4424 | 87.4859 | 0.74039 | 61303.4718 | [19 empty] | 0 | 0 |  | 284526.7193 |  | 6380.4424
30 | 5000 | 1000 | 0.035 | 15 | 15 | 7 |  | -1 | Water | Conduction | Wet | R245fa | MinimizeLCOE | IgnoreSilica | 10.1017 | 1.1028 | 0.049881 |  |  | 465928.7704 |  | 10448.3393 | 79.548 | 0.66367 | 66.9067 | [19 empty] | 0 | 0 |  | 465928.7704 |  | 10448.3393
30 | 5000 | 2000 | 0.035 | 15 | 15 | 7 |  | -1 | Water | Conduction | Wet | R245fa | MinimizeLCOE | IgnoreSilica | 9.5754 | 1.2464 | 0.064455 |  |  | 382478.9804 |  | 8576.9981 | 86.4954 | 0.86772 | 31526.7694 | [19 empty] | 0 | 0 |  | 382478.9804 |  | 8576.9981
30 | 5000 | 3000 | 0.035 | 15 | 15 | 7 |  | -1 | Water | Conduction | Wet | R245fa | MinimizeLCOE | IgnoreSilica | 11.4901 | 1.5248 | 0.07999 |  |  | 326905.9389 |  | 7330.7861 | 87.3132 | 0.88601 | 41966.9833 | [19 empty] | 0 | 0 |  | 326905.9389 |  | 7330.7861
30 | 5000 | 4000 | 0.035 | 15 | 15 | 7 |  | -1 | Water | Conduction | Wet | R245fa | MinimizeLCOE | IgnoreSilica | 13.03 | 1.7819 | 0.095579 |  |  | 289040.8515 |  | 6481.6708 | 88.6097 | 0.92174 | 126.87 | [19 empty] | 0 | 0 |  | 289040.8515 |  | 6481.6708
30 | 5000 | 5000 | 0.035 | 15 | 15 | 7 |  | -1 | Water | Conduction | Wet | R245fa | MinimizeLCOE | IgnoreSilica | 13.6561 | 1.985 | 0.11136 |  |  | 261003.9 |  | 5852.9489 | 91.3348 | 1.0061 | 145.2062 | [19 empty] | 0 | 0 |  | 261003.9 |  | 5852.9489
30 | 5000 | 6000 | 0.035 | 15 | 15 | 7 |  | -1 | Water | Conduction | Wet | R245fa | MinimizeLCOE | IgnoreSilica | 14.2286 | 2.1844 | 0.12748 |  |  | 239250.8743 |  | 5365.1426 | 93.8726 | 1.0857 | 163.0366 | [19 empty] | 0 | 0 |  | 239250.8743 |  | 5365.1426
30 | 5000 | 7000 | 0.035 | 15 | 15 | 7 |  | -1 | Water | Conduction | Wet | R245fa | MinimizeLCOE | IgnoreSilica | 14.8345 | 2.3855 | 0.14389 |  |  | 221934.5853 |  | 4976.8291 | 96.0992 | 1.156 | 175.2969 | [19 empty] | 0 | 0 |  | 221934.5853 |  | 4976.8291
30 | 5000 | 8000 | 0.035 | 15 | 15 | 7 |  | -1 | Water | Conduction | Wet | R245fa | MinimizeLCOE | IgnoreSilica | 15.4265 | 2.5852 | 0.16055 |  |  | 207819.2004 |  | 4660.295 | 98.1438 | 1.2209 | 195.1603 | [19 empty] | 0 | 0 |  | 207819.2004 |  | 4660.295
30 | 5000 | 9000 | 0.035 | 15 | 15 | 7 |  | -1 | Water | Conduction | Wet | R245fa | MinimizeLCOE | IgnoreSilica | 14.082 | 2.6404 | 0.17725 |  |  | 195844.4601 |  | 4391.7644 | 104.0013 | 1.4234 | 205.635 | [19 empty] | 0 | 0 |  | 195844.4601 |  | 4391.7644
30 | 5000 | 10000 | 0.035 | 15 | 15 | 7 |  | -1 | Water | Conduction | Wet | R245fa | MinimizeLCOE | IgnoreSilica | 15.405 | 2.8974 | 0.19491 |  |  | 185591.5651 |  | 4161.8457 | 104.1685 | 1.4197 | 223.0514 | [19 empty] | 0 | 0 |  | 185591.5651 |  | 4161.8457
30 | 6000 | 1000 | 0.035 | 15 | 15 | 7 |  | -1 | Water | Conduction | Wet | R245fa | MinimizeLCOE | IgnoreSilica | 12.2017 | 1.6696 | 0.089597 |  |  | 298781.8744 |  | 6700.1108 | 88.6358 | 0.99977 | 121.587 | [19 empty] | 0 | 0 |  | 298781.8744 |  | 6700.1108
30 | 6000 | 2000 | 0.035 | 15 | 15 | 7 |  | -1 | Water | Conduction | Wet | R245fa | MinimizeLCOE | IgnoreSilica | 12.6498 | 1.9141 | 0.11054 |  |  | 255477.8133 |  | 5729.0278 | 93.1879 | 1.1813 | 153.7523 | [19 empty] | 0 | 0 |  | 255477.8133 |  | 5729.0278
30 | 6000 | 3000 | 0.035 | 15 | 15 | 7 |  | -1 | Water | Conduction | Wet | R245fa | MinimizeLCOE | IgnoreSilica | 13.1102 | 2.1579 | 0.13232 |  |  | 224503.3874 |  | 5034.4338 | 97.2461 | 1.3476 | 181.3743 | [19 empty] | 0 | 0 |  | 224503.3874 |  | 5034.4338
30 | 6000 | 4000 | 0.035 | 15 | 15 | 7 |  | -1 | Water | Conduction | Wet | R245fa | MinimizeLCOE | IgnoreSilica | 12.482 | 2.3248 | 0.15535 |  |  | 200375.0063 |  | 4493.3608 | 103.6404 | 1.6121 | 208.1117 | [19 empty] | 0 | 0 |  | 200375.0063 |  | 4493.3608
30 | 6000 | 5000 | 0.035 | 15 | 15 | 7 |  | -1 | Water | Conduction | Wet | R245fa | MinimizeLCOE | IgnoreSilica | 14.4008 | 2.6827 | 0.17929 |  |  | 182131.1615 |  | 4084.247 | 103.6514 | 1.6034 | 69267.6316 | [19 empty] | 0 | 0 |  | 182131.1615 |  | 4084.247
30 | 6000 | 6000 | 0.035 | 15 | 15 | 7 |  | -1 | Water | Conduction | Wet | R245fa | MinimizeLCOE | IgnoreSilica | 15.3 | 2.9512 | 0.20197 |  |  | 168961.7094 |  | 3788.9252 | 105.5482 | 1.6908 | 64773.5863 | [19 empty] | 0 | 0 |  | 168961.7094 |  | 3788.9252
30 | 6000 | 7000 | 0.035 | 15 | 15 | 7 |  | -1 | Water | Conduction | Wet | R245fa | MinimizeLCOE | IgnoreSilica | 18.2064 | 3.3918 | 0.22668 |  |  | 157436.649 |  | 3530.4785 | 103.6528 | 1.5913 | 95837.7395 | [19 empty] | 0 | 0 |  | 157436.649 |  | 3530.4785
30 | 6000 | 8000 | 0.035 | 15 | 15 | 7 |  | -1 | Water | Conduction | Wet | R245fa | MinimizeLCOE | IgnoreSilica | 20.1064 | 3.7448 | 0.25023 |  |  | 148651.9786 |  | 3333.4844 | 103.6395 | 1.586 | 109701.3012 | [19 empty] | 0 | 0 |  | 148651.9786 |  | 3333.4844
30 | 6000 | 9000 | 0.035 | 15 | 15 | 7 |  | -1 | Water | Conduction | Wet | R245fa | MinimizeLCOE | IgnoreSilica | 21.0102 | 4.0186 | 0.27346 |  |  | 141379.5999 |  | 3170.4031 | 105.0859 | 1.6506 | 298.5829 | [19 empty] | 0 | 0 |  | 141379.5999 |  | 3170.4031
30 | 6000 | 10000 | 0.035 | 15 | 15 | 7 |  | -1 | Water | Conduction | Wet | R245fa | MinimizeLCOE | IgnoreSilica | 17.2318 | 3.9214 | 0.29942 |  |  | 133375.4764 |  | 2990.9126 | 115.1267 | 2.113 | 350.3012 | [19 empty] | 0 | 0 |  | 133375.4764 |  | 2990.9126
30 | 7000 | 1000 | 0.035 | 15 | 15 | 7 |  | -1 | Water | Conduction | Wet | R245fa | MinimizeLCOE | IgnoreSilica | 12.9787 | 2.2528 | 0.14339 |  |  | 211260.254 |  | 4737.4598 | 99.9319 | 1.548 | 198.6914 | [19 empty] | 0 | 0 |  | 211260.254 |  | 4737.4598
30 | 7000 | 2000 | 0.035 | 15 | 15 | 7 |  | -1 | Water | Conduction | Wet | R245fa | MinimizeLCOE | IgnoreSilica | 13.9682 | 2.6012 | 0.1738 |  |  | 183095.3547 |  | 4105.8688 | 103.6326 | 1.7284 | 68337.9706 | [19 empty] | 0 | 0 |  | 183095.3547 |  | 4105.8688
30 | 7000 | 3000 | 0.035 | 15 | 15 | 7 |  | -1 | Water | Conduction | Wet | R245fa | MinimizeLCOE | IgnoreSilica | 16.3621 | 3.0471 | 0.20359 |  |  | 164041.7607 |  | 3678.5966 | 103.6333 | 1.7381 | 87026.6911 | [19 empty] | 0 | 0 |  | 164041.7607 |  | 3678.5966
30 | 7000 | 4000 | 0.035 | 15 | 15 | 7 |  | -1 | Water | Conduction | Wet | R245fa | MinimizeLCOE | IgnoreSilica | 14.5056 | 3.1506 | 0.23337 |  |  | 149044.9965 |  | 3342.2978 | 112.3294 | 2.206 | 309.016 | [19 empty] | 0 | 0 |  | 149044.9965 |  | 3342.2978
30 | 7000 | 5000 | 0.035 | 15 | 15 | 7 |  | -1 | Water | Conduction | Wet | R245fa | MinimizeLCOE | IgnoreSilica | 15.0586 | 3.454 | 0.26508 |  |  | 136850.3361 |  | 3068.8355 | 115.6081 | 2.3865 | 345.9772 | [19 empty] | 0 | 0 |  | 136850.3361 |  | 3068.8355
30 | 7000 | 6000 | 0.035 | 15 | 15 | 7 |  | -1 | Water | Conduction | Wet | R245fa | MinimizeLCOE | IgnoreSilica | 15.6117 | 3.7575 | 0.29744 |  |  | 126971.0093 |  | 2847.294 | 118.5953 | 2.5529 | 381.2938 | [19 empty] | 0 | 0 |  | 126971.0093 |  | 2847.294
30 | 7000 | 7000 | 0.035 | 15 | 15 | 7 |  | -1 | Water | Conduction | Wet | R245fa | MinimizeLCOE | IgnoreSilica | 16.1381 | 4.0589 | 0.33038 |  |  | 118814.5649 |  | 2664.3877 | 121.3929 | 2.7107 | 403.8883 | [19 empty] | 0 | 0 |  | 118814.5649 |  | 2664.3877
30 | 7000 | 8000 | 0.035 | 15 | 15 | 7 |  | -1 | Water | Conduction | Wet | R245fa | MinimizeLCOE | IgnoreSilica | 16.623 | 4.3559 | 0.36379 |  |  | 111978.3201 |  | 2511.0866 | 124.0644 | 2.8635 | 445.5029 | [19 empty] | 0 | 0 |  | 111978.3201 |  | 2511.0866
30 | 7000 | 9000 | 0.035 | 15 | 15 | 7 |  | -1 | Water | Conduction | Wet | R245fa | MinimizeLCOE | IgnoreSilica | 17.1781 | 4.6605 | 0.39768 |  |  | 106167.8922 |  | 2380.7891 | 126.3704 | 2.9959 | 470.9939 | [19 empty] | 0 | 0 |  | 106167.8922 |  | 2380.7891
30 | 7000 | 10000 | 0.035 | 15 | 15 | 7 |  | -1 | Water | Conduction | Wet | R245fa | MinimizeLCOE | IgnoreSilica | 17.6682 | 4.958 | 0.43195 |  |  | 101170.8866 |  | 2268.7325 | 128.6544 | 3.129 | 494.1477 | [19 empty] | 0 | 0 |  | 101170.8866 |  | 2268.7325
30 | 8000 | 1000 | 0.035 | 15 | 15 | 7 |  | -1 | Water | Conduction | Wet | R245fa | MinimizeLCOE | IgnoreSilica | 13.8749 | 2.9475 | 0.21515 |  |  | 157451.5555 |  | 3530.8128 | 111.0215 | 2.2329 | 287.0994 | [19 empty] | 0 | 0 |  | 157451.5555 |  | 3530.8128
30 | 8000 | 2000 | 0.035 | 15 | 15 | 7 |  | -1 | Water | Conduction | Wet | R245fa | MinimizeLCOE | IgnoreSilica | 14.3398 | 3.2975 | 0.25348 |  |  | 139662.4995 |  | 3131.8976 | 115.7634 | 2.543 | 334.0853 | [19 empty] | 0 | 0 |  | 139662.4995 |  | 3131.8976
30 | 8000 | 3000 | 0.035 | 15 | 15 | 7 |  | -1 | Water | Conduction | Wet | R245fa | MinimizeLCOE | IgnoreSilica | 14.8003 | 3.6474 | 0.2931 |  |  | 125983.4521 |  | 2825.1483 | 120.0904 | 2.8327 | 384.0452 | [19 empty] | 0 | 0 |  | 125983.4521 |  | 2825.1483
30 | 8000 | 4000 | 0.035 | 15 | 15 | 7 |  | -1 | Water | Conduction | Wet | R245fa | MinimizeLCOE | IgnoreSilica | 15.2903 | 4.0007 | 0.33382 |  |  | 115176.04 |  | 2582.7947 | 123.9665 | 3.0978 | 427.0201 | [19 empty] | 0 | 0 |  | 115176.04 |  | 2582.7947
30 | 8000 | 5000 | 0.035 | 15 | 15 | 7 |  | -1 | Water | Conduction | Wet | R245fa | MinimizeLCOE | IgnoreSilica | 15.7554 | 4.352 | 0.3755 |  |  | 106435.2456 |  | 2386.7845 | 127.582 | 3.3495 | 475.427 | [19 empty] | 0 | 0 |  | 106435.2456 |  | 2386.7845
30 | 8000 | 6000 | 0.035 | 15 | 15 | 7 |  | -1 | Water | Conduction | Wet | R245fa | MinimizeLCOE | IgnoreSilica | 16.2307 | 4.7048 | 0.41807 |  |  | 99227.7799 |  | 2225.1588 | 130.8856 | 3.583 | 519.8585 | [19 empty] | 0 | 0 |  | 99227.7799 |  | 2225.1588
30 | 8000 | 7000 | 0.035 | 15 | 15 | 7 |  | -1 | Water | Conduction | Wet | R245fa | MinimizeLCOE | IgnoreSilica | 16.6787 | 5.0549 | 0.46141 |  |  | 93190.1296 |  | 2089.766 | 134.007 | 3.807 | 565.0488 | [19 empty] | 0 | 0 |  | 93190.1296 |  | 2089.766
30 | 8000 | 8000 | 0.035 | 15 | 15 | 7 |  | -1 | Water | Conduction | Wet | R245fa | MinimizeLCOE | IgnoreSilica | 17.1586 | 5.4087 | 0.50545 |  |  | 88065.1978 |  | 1974.8406 | 136.8189 | 4.0113 | 590.7482 | [19 empty] | 0 | 0 |  | 88065.1978 |  | 1974.8406
30 | 8000 | 9000 | 0.035 | 15 | 15 | 7 |  | -1 | Water | Conduction | Wet | R245fa | MinimizeLCOE | IgnoreSilica | 17.5413 | 5.751 | 0.55009 |  |  | 83659.942 |  | 1876.0538 | 139.6807 | 4.223 | 639.0663 | [19 empty] | 0 | 0 |  | 83659.942 |  | 1876.0538
30 | 8000 | 10000 | 0.035 | 15 | 15 | 7 |  | -1 | Water | Conduction | Wet | R245fa | MinimizeLCOE | IgnoreSilica | 18.0017 | 6.1033 | 0.5954 |  |  | 79832.0538 |  | 1790.2144 | 142.1615 | 4.4077 | 664.8111 | [19 empty] | 0 | 0 |  | 79832.0538 |  | 1790.2144