## CO2 (Baseline)
Time [year] | Depth [m] | Res Length [m] | Temp Gradient [C/m] | Temp Surface Air [C] | Temp Surface Rock [C] | dT Approach [C] | Transmissivity [m^3] | Config Number [-] | Fluid | Reservoir | Cooling Wet/Dry | orcFluid | Method | Silica? | mass flow [kg/s] | Reservoir Heat [MWth] | Electric Power I-P Pair [MWe] | N_IP_Multiplier | SpCC (Brownfield) [$/kWe] | SpCC (Greenfield) [$/kWe] | LCOE (Brownfield) [$/MWh] | LCOE (Greenfield) [$/MWh] | Temp Production [C] | dP Surface [Mpa] | SolveTime [s] | C_T_G_N | C_pump_orc_N | C_coolingTowers_N | C_heatExchanger_N | C_recuperator_N | C_pump_prod_N | C_pump_inj_N | C_plant_otherEquipment_N | C_plant_installation_N | C_plant_indirectContingency_N | C_surfacePlant_N | C_gatheringSystem_N | C_wells_production_N | C_wells_injection_N | C_wellfield_N | C_exploration_N | C_stimulation_N | CapitalCost_N (Brownfield) | CapitalCost_N (Greenfield) | Trans [mD-m] | Electric Power 5-spot [MW] | Sp CC (Brownfield) [$/kWe] | Sp CC (Greenfield) [$/kWe] | LCOE (Brownfield) [$/MWh] | LCOE (Greenfield) [$/MWh]
30 | 1000 | 1000 | 0.035 | 15 | 15 | 7 | 1e-13 | -1 | CO2 | Conduction4 | Wet | R245fa | MinimizeLCOE_Greenfield | IgnoreSilica | 74.1307 | 0.057636 | 0.0029194 | 1 | 3676768.5087 | 7829640.3398 | 74955.8992 | 159617.8087 | 22.5732 | 0.051864 | 17.2156 | 17242.5153 | 0 | 11468.5225 | 0 | 0 | 0 | 0 | 11197.3047 | 29133.0901 | 19883.9326 | 88925.3652 | 0 | 10645078.293 | 10645078.293 | 1478867.319 | 0 | 0 | 10734003.6582 | 22857949.2702 | 100 | 0.0029194 | 3676768.5087 | 7829640.3398 | 74955.8992 | 159617.8087
30 | 1000 | 2000 | 0.035 | 15 | 15 | 7 | 1e-13 | -1 | CO2 | Conduction4 | Wet | R245fa | MinimizeLCOE_Greenfield | IgnoreSilica | 66.5865 | 0.092093 | 0.0038641 | 1 | 4741886.1972 | 9810953.3838 | 96669.764 | 200009.555 | 23.182 | 0.12626 | 39.4322 | 30017.9222 | 0 | 39268.6473 | 0 | 0 | 0 | 0 | 27021.7621 | 70305.0821 | 47984.6631 | 214598.0768 | 0 | 18108657.4464 | 18108657.4464 | 1478867.319 | 0 | 0 | 18323255.5232 | 37910780.2886 | 100 | 0.0038641 | 4741886.1972 | 9810953.3838 | 96669.764 | 200009.555
30 | 1000 | 3000 | 0.035 | 15 | 15 | 7 | 1e-13 | -1 | CO2 | Conduction4 | Wet | R245fa | MinimizeLCOE_Greenfield | IgnoreSilica | 21.9982 | 0.10051 | 0.005608 | 1 | 4718607.7503 | 9646750.6498 | 96195.2014 | 196662.0602 | 25.9571 | 0.52434 | 16.6458 | 40489.3913 | 0 | 57594.4325 | 0 | 0 | 0 | 0 | 38252.6913 | 99525.6561 | 67928.3053 | 303790.4765 | 0 | 26158245.6861 | 26158245.6861 | 1478867.319 | 0 | 0 | 26462036.1626 | 54099149.1677 | 100 | 0.005608 | 4718607.7503 | 9646750.6498 | 96195.2014 | 196662.0602
30 | 1000 | 4000 | 0.035 | 15 | 15 | 7 | 1e-13 | -1 | CO2 | Conduction4 | Wet | R245fa | MinimizeLCOE_Greenfield | IgnoreSilica | 27.5935 | 0.12961 | 0.0074055 | 1 | 4748783.0974 | 9646874.113 | 96810.3666 | 196664.5772 | 26.1029 | 0.54632 | 18.3688 | 48916.8007 | 0 | 71567.5734 | 0 | 0 | 0 | 0 | 46988.9059 | 122255.4944 | 83441.887 | 373170.6615 | 0 | 34793843.012 | 34793843.012 | 1478867.319 | 0 | 0 | 35167013.6735 | 71439724.0045 | 100 | 0.0074055 | 4748783.0974 | 9646874.113 | 96810.3666 | 196664.5772
30 | 1000 | 5000 | 0.035 | 15 | 15 | 7 | 1e-13 | -1 | CO2 | Conduction4 | Wet | R245fa | MinimizeLCOE_Greenfield | IgnoreSilica | 32.7876 | 0.15821 | 0.0091934 | 1 | 4835375.2318 | 9783985.7017 | 98575.6644 | 199459.7824 | 26.2307 | 0.56563 | 18.5425 | 56666.1682 | 0 | 84702.9286 | 0 | 0 | 0 | 0 | 55133.9477 | 143447.2225 | 97905.6769 | 437855.9438 | 0 | 44015449.4241 | 44015449.4241 | 1478867.319 | 0 | 0 | 44453305.368 | 89947622.1111 | 100 | 0.0091934 | 4835375.2318 | 9783985.7017 | 98575.6644 | 199459.7824
30 | 1000 | 6000 | 0.035 | 15 | 15 | 7 | 1e-13 | -1 | CO2 | Conduction4 | Wet | R245fa | MinimizeLCOE_Greenfield | IgnoreSilica | 37.6861 | 0.1864 | 0.01097 | 1 | 4951846.825 | 9993021.6868 | 100950.0954 | 203721.2636 | 26.3425 | 0.58259 | 18.474 | 63902.8506 | 0 | 97186.4547 | 0 | 0 | 0 | 0 | 62824.8291 | 163457.3181 | 111562.9783 | 498934.4309 | 0 | 53823064.9225 | 53823064.9225 | 1478867.319 | 0 | 0 | 54321999.3534 | 109623931.5949 | 100 | 0.01097 | 4951846.825 | 9993021.6868 | 100950.0954 | 203721.2636
30 | 1000 | 7000 | 0.035 | 15 | 15 | 7 | 1e-13 | -1 | CO2 | Conduction4 | Wet | R245fa | MinimizeLCOE_Greenfield | IgnoreSilica | 42.1614 | 0.21395 | 0.012734 | 1 | 5086554.3638 | 10245511.6682 | 103696.2908 | 208868.6134 | 26.4552 | 0.59972 | 19.598 | 70711.7202 | 0 | 109082.6317 | 0 | 0 | 0 | 0 | 70119.7972 | 182437.3289 | 124517.2257 | 556868.7036 | 0 | 64216689.5071 | 64216689.5071 | 1478867.319 | 0 | 0 | 64773558.2108 | 130469115.0369 | 100 | 0.012734 | 5086554.3638 | 10245511.6682 | 103696.2908 | 208868.6134
30 | 1000 | 8000 | 0.035 | 15 | 15 | 7 | 1e-13 | -1 | CO2 | Conduction4 | Wet | R245fa | MinimizeLCOE_Greenfield | IgnoreSilica | 46.395 | 0.24107 | 0.014485 | 1 | 5233569.372 | 10526964.76 | 106693.3906 | 214606.4154 | 26.5585 | 0.61545 | 21.7596 | 77175.4892 | 0 | 120510.4306 | 0 | 0 | 0 | 0 | 77097.5087 | 200591.9029 | 136908.0955 | 612283.4269 | 0 | 75196323.178 | 75196323.178 | 1478867.319 | 0 | 0 | 75808606.6049 | 152483797.1018 | 100 | 0.014485 | 5233569.372 | 10526964.76 | 106693.3906 | 214606.4154
30 | 1000 | 9000 | 0.035 | 15 | 15 | 7 | 1e-13 | -1 | CO2 | Conduction4 | Wet | R245fa | MinimizeLCOE_Greenfield | IgnoreSilica | 50.3586 | 0.26771 | 0.016222 | 1 | 5389565.8668 | 10829275.9487 | 109873.5901 | 220769.4379 | 26.6576 | 0.6306 | 20.459 | 83338.6319 | 0 | 131512.2351 | 0 | 0 | 0 | 0 | 83791.8381 | 218009.1747 | 148795.7414 | 665447.6212 | 0 | 86761965.935 | 86761965.935 | 1478867.319 | 0 | 0 | 87427413.5562 | 175668246.8102 | 100 | 0.016222 | 5389565.8668 | 10829275.9487 | 109873.5901 | 220769.4379
30 | 1000 | 10000 | 0.035 | 15 | 15 | 7 | 1e-13 | -1 | CO2 | Conduction4 | Wet | R245fa | MinimizeLCOE_Greenfield | IgnoreSilica | 54.0929 | 0.29389 | 0.017943 | 1 | 5552532.092 | 11147544.4487 | 113195.877 | 227257.7718 | 26.7524 | 0.6451 | 19.8736 | 89240.1714 | 0 | 142137.3888 | 0 | 0 | 0 | 0 | 90237.2484 | 234778.8103 | 160241.3622 | 716634.9811 | 0 | 98913617.7783 | 98913617.7783 | 1478867.319 | 0 | 0 | 99630252.7594 | 200022737.8567 | 100 | 0.017943 | 5552532.092 | 11147544.4487 | 113195.877 | 227257.7718
30 | 2000 | 1000 | 0.035 | 15 | 15 | 7 | 1e-13 | -1 | CO2 | Conduction4 | Wet | R245fa | MinimizeLCOE_Greenfield | IgnoreSilica | 11.4117 | 0.17205 | 0.018314 | 1 | 863114.9754 | 1784886.1811 | 17595.7662 | 36387.319 | 31.9269 | 1.8312 | 15.6688 | 65528.9346 | 0 | 65116.2809 | 0 | 0 | 0 | 0 | 50951.6341 | 132565.7002 | 90478.8144 | 404641.3642 | 0 | 15402383.7706 | 15402383.7706 | 1478867.319 | 0 | 0 | 15807025.1348 | 32688276.2245 | 100 | 0.018314 | 863114.9754 | 1784886.1811 | 17595.7662 | 36387.319
30 | 2000 | 2000 | 0.035 | 15 | 15 | 7 | 1e-13 | -1 | CO2 | Conduction4 | Wet | R245fa | MinimizeLCOE_Greenfield | IgnoreSilica | 17.7233 | 0.24231 | 0.033159 | 1 | 743493.3123 | 1513022.9517 | 15157.1168 | 30845.0194 | 33.0421 | 2.0503 | 19.9579 | 97812.9245 | 0 | 100920.6355 | 0 | 0 | 0 | 0 | 77506.0884 | 201654.9433 | 137633.6424 | 615528.2341 | 0 | 24037981.0965 | 24037981.0965 | 1478867.319 | 0 | 0 | 24653509.3306 | 50170357.7462 | 100 | 0.033159 | 743493.3123 | 1513022.9517 | 15157.1168 | 30845.0194
30 | 2000 | 3000 | 0.035 | 15 | 15 | 7 | 1e-13 | -1 | CO2 | Conduction4 | Wet | R245fa | MinimizeLCOE_Greenfield | IgnoreSilica | 23.8593 | 0.3141 | 0.04804 | 1 | 709057.6334 | 1432168.7718 | 14455.0989 | 29196.6976 | 33.6277 | 2.1626 | 19.1161 | 125952.7236 | 0 | 133545.929 | 0 | 0 | 0 | 0 | 101204.4745 | 263313.2828 | 179716.7261 | 803733.136 | 0 | 33259587.5087 | 33259587.5087 | 1478867.319 | 0 | 0 | 34063320.6446 | 68801775.4723 | 100 | 0.04804 | 709057.6334 | 1432168.7718 | 14455.0989 | 29196.6976
30 | 2000 | 4000 | 0.035 | 15 | 15 | 7 | 1e-13 | -1 | CO2 | Conduction4 | Wet | R245fa | MinimizeLCOE_Greenfield | IgnoreSilica | 29.8381 | 0.3861 | 0.062914 | 1 | 700076.8981 | 1408122.5288 | 14272.0145 | 28706.4824 | 34.0142 | 2.2357 | 17.1255 | 151537.0102 | 0 | 164072.1111 | 0 | 0 | 0 | 0 | 123087.5573 | 320248.5754 | 218576.2332 | 977521.4872 | 0 | 43067203.007 | 43067203.007 | 1478867.319 | 0 | 0 | 44044724.4943 | 88590794.8203 | 100 | 0.062914 | 700076.8981 | 1408122.5288 | 14272.0145 | 28706.4824
30 | 2000 | 5000 | 0.035 | 15 | 15 | 7 | 1e-13 | -1 | CO2 | Conduction4 | Wet | R245fa | MinimizeLCOE_Greenfield | IgnoreSilica | 35.6723 | 0.45793 | 0.077761 | 1 | 702169.2394 | 1408684.9808 | 14314.6697 | 28717.9487 | 34.3027 | 2.2895 | 19.425 | 175309.2817 | 0 | 193041.8852 | 0 | 0 | 0 | 0 | 143656.9551 | 373765.9291 | 255102.9267 | 1140876.9777 | 0 | 53460827.5916 | 53460827.5916 | 1478867.319 | 0 | 0 | 54601704.5694 | 109541399.48 | 100 | 0.077761 | 702169.2394 | 1408684.9808 | 14314.6697 | 28717.9487
30 | 2000 | 6000 | 0.035 | 15 | 15 | 7 | 1e-13 | -1 | CO2 | Conduction4 | Wet | R245fa | MinimizeLCOE_Greenfield | IgnoreSilica | 41.3332 | 0.52927 | 0.09257 | 1 | 710123.8847 | 1422224.0783 | 14476.8359 | 28993.9615 | 34.5431 | 2.3339 | 19.4948 | 197680.1496 | 0 | 220729.1839 | 0 | 0 | 0 | 0 | 163179.6401 | 424559.9508 | 289770.8902 | 1295919.8147 | 0 | 64440461.2625 | 64440461.2625 | 1478867.319 | 0 | 0 | 65736381.0772 | 131655709.6587 | 100 | 0.09257 | 710123.8847 | 1422224.0783 | 14476.8359 | 28993.9615
30 | 2000 | 7000 | 0.035 | 15 | 15 | 7 | 1e-13 | -1 | CO2 | Conduction4 | Wet | R245fa | MinimizeLCOE_Greenfield | IgnoreSilica | 46.8165 | 0.60002 | 0.10733 | 1 | 721595.6878 | 1443515.3771 | 14710.7041 | 29428.0135 | 34.7556 | 2.3728 | 21.3234 | 218916.3742 | 0 | 247332.7043 | 0 | 0 | 0 | 0 | 181837.1406 | 473102.94 | 322902.4778 | 1444091.6369 | 0 | 76006104.0195 | 76006104.0195 | 1478867.319 | 0 | 0 | 77450195.6565 | 154935166.995 | 100 | 0.10733 | 721595.6878 | 1443515.3771 | 14710.7041 | 29428.0135
30 | 2000 | 8000 | 0.035 | 15 | 15 | 7 | 1e-13 | -1 | CO2 | Conduction4 | Wet | R245fa | MinimizeLCOE_Greenfield | IgnoreSilica | 52.1218 | 0.6701 | 0.12204 | 1 | 735372.8755 | 1469864.6064 | 14991.5707 | 29965.1781 | 34.9507 | 2.4082 | 23.6842 | 239201.722 | 0 | 272994.4052 | 0 | 0 | 0 | 0 | 199756.4896 | 519725.4103 | 354723.2718 | 1586401.299 | 0 | 88157755.8628 | 88157755.8628 | 1478867.319 | 0 | 0 | 89744157.1618 | 179380780.3437 | 100 | 0.12204 | 735372.8755 | 1469864.6064 | 14991.5707 | 29965.1781
30 | 2000 | 9000 | 0.035 | 15 | 15 | 7 | 1e-13 | -1 | CO2 | Conduction4 | Wet | R245fa | MinimizeLCOE_Greenfield | IgnoreSilica | 57.2575 | 0.73951 | 0.13669 | 1 | 750766.2589 | 1499741.8608 | 15305.3857 | 30574.2664 | 35.1331 | 2.4411 | 22.3386 | 258671.7949 | 0 | 297829.1683 | 0 | 0 | 0 | 0 | 217035.3756 | 564681.5273 | 385406.7454 | 1723624.6114 | 0 | 100895416.7924 | 100895416.7924 | 1478867.319 | 0 | 0 | 102619041.4038 | 204993325.5152 | 100 | 0.13669 | 750766.2589 | 1499741.8608 | 15305.3857 | 30574.2664
30 | 2000 | 10000 | 0.035 | 15 | 15 | 7 | 1e-13 | -1 | CO2 | Conduction4 | Wet | R245fa | MinimizeLCOE_Greenfield | IgnoreSilica | 62.2339 | 0.80825 | 0.15127 | 1 | 767354.9612 | 1532214.3458 | 15643.5688 | 31236.2619 | 35.3056 | 2.472 | 24.2499 | 277429.7282 | 0 | 321928.8814 | 0 | 0 | 0 | 0 | 233749.8577 | 608169.1812 | 415087.9628 | 1856365.6112 | 0 | 114219086.8082 | 114219086.8082 | 1478867.319 | 0 | 0 | 116075452.4194 | 231773406.5466 | 100 | 0.15127 | 767354.9612 | 1532214.3458 | 15643.5688 | 31236.2619
30 | 3000 | 1000 | 0.035 | 15 | 15 | 7 | 1e-13 | -1 | CO2 | Conduction4 | Wet | R245fa | MinimizeLCOE_Greenfield | IgnoreSilica | 16.8755 | 0.4091 | 0.054616 | 1 | 393429.3063 | 800356.0369 | 8020.5886 | 16316.3404 | 37.318 | 3.1179 | 16.0349 | 128041.1562 | 0 | 111428.0265 | 0 | 0 | 0 | 0 | 93392.9813 | 242989.3797 | 165845.2446 | 741696.7883 | 0 | 20745698.3345 | 20745698.3345 | 1478867.319 | 0 | 0 | 21487395.1228 | 43711960.7763 | 100 | 0.054616 | 393429.3063 | 800356.0369 | 8020.5886 | 16316.3404
30 | 3000 | 2000 | 0.035 | 15 | 15 | 7 | 1e-13 | -1 | CO2 | Conduction4 | Wet | R245fa | MinimizeLCOE_Greenfield | IgnoreSilica | 24.5197 | 0.52357 | 0.093682 | 1 | 337640.9193 | 679565.2539 | 6883.2668 | 13853.8569 | 39.3233 | 3.5284 | 15.629 | 184488.2036 | 0 | 163429.0908 | 0 | 0 | 0 | 0 | 135687.7448 | 353031.6786 | 240951.3747 | 1077588.0926 | 0 | 30553313.8328 | 30553313.8328 | 1478867.319 | 0 | 0 | 31630901.9254 | 63663083.0773 | 100 | 0.093682 | 337640.9193 | 679565.2539 | 6883.2668 | 13853.8569
30 | 3000 | 3000 | 0.035 | 15 | 15 | 7 | 1e-13 | -1 | CO2 | Conduction4 | Wet | R245fa | MinimizeLCOE_Greenfield | IgnoreSilica | 31.8667 | 0.64145 | 0.1329 | 1 | 318492.2154 | 637730.0172 | 6492.8946 | 13000.989 | 40.5124 | 3.7614 | 16.1529 | 234339.1073 | 0 | 211146.2014 | 0 | 0 | 0 | 0 | 173739.2704 | 452033.9427 | 308522.4543 | 1379780.9761 | 0 | 40946938.4175 | 40946938.4175 | 1478867.319 | 0 | 0 | 42326719.3936 | 84752525.13 | 100 | 0.1329 | 318492.2154 | 637730.0172 | 6492.8946 | 13000.989
30 | 3000 | 4000 | 0.035 | 15 | 15 | 7 | 1e-13 | -1 | CO2 | Conduction4 | Wet | R245fa | MinimizeLCOE_Greenfield | IgnoreSilica | 39.024 | 0.76053 | 0.17213 | 1 | 311318.2729 | 621583.7969 | 6346.6441 | 12671.8265 | 41.3254 | 3.9162 | 20.2052 | 279979.1425 | 0 | 256003.786 | 0 | 0 | 0 | 0 | 209033.3421 | 543861.8776 | 371196.9067 | 1660075.055 | 0 | 51926572.0883 | 51926572.0883 | 1478867.319 | 0 | 0 | 53586647.1433 | 106992086.5506 | 100 | 0.17213 | 311318.2729 | 621583.7969 | 6346.6441 | 12671.8265
30 | 3000 | 5000 | 0.035 | 15 | 15 | 7 | 1e-13 | -1 | CO2 | Conduction4 | Wet | R245fa | MinimizeLCOE_Greenfield | IgnoreSilica | 45.9734 | 0.87958 | 0.21131 | 1 | 309569.7895 | 617033.0526 | 6310.9989 | 12579.0534 | 41.9512 | 4.0326 | 21.0992 | 322557.8361 | 0 | 298639.0882 | 0 | 0 | 0 | 0 | 242266.8005 | 630328.5191 | 430212.1662 | 1924004.4101 | 0 | 63492214.8454 | 63492214.8454 | 1478867.319 | 0 | 0 | 65416219.2555 | 130387301.4199 | 100 | 0.21131 | 309569.7895 | 617033.0526 | 6310.9989 | 12579.0534
30 | 3000 | 6000 | 0.035 | 15 | 15 | 7 | 1e-13 | -1 | CO2 | Conduction4 | Wet | R245fa | MinimizeLCOE_Greenfield | IgnoreSilica | 52.7091 | 0.99808 | 0.25042 | 1 | 310757.7942 | 618736.0746 | 6335.218 | 12613.7718 | 42.4711 | 4.1273 | 22.1935 | 362752.083 | 0 | 339451.4518 | 0 | 0 | 0 | 0 | 273859.3786 | 712525.9268 | 486313.586 | 2174902.4262 | 0 | 75643866.6887 | 75643866.6887 | 1478867.319 | 0 | 0 | 77818769.1149 | 154941503.1226 | 100 | 0.25042 | 310757.7942 | 618736.0746 | 6335.218 | 12613.7718
30 | 3000 | 7000 | 0.035 | 15 | 15 | 7 | 1e-13 | -1 | CO2 | Conduction4 | Wet | R245fa | MinimizeLCOE_Greenfield | IgnoreSilica | 59.2667 | 1.116 | 0.28941 | 1 | 313728.4524 | 624221.6143 | 6395.7789 | 12725.6019 | 42.9158 | 4.2069 | 21.1204 | 401015.8391 | 0 | 378771.3497 | 0 | 0 | 0 | 0 | 304117.0036 | 791250.0604 | 540044.4248 | 2415198.6776 | 0 | 88381527.6182 | 88381527.6182 | 1478867.319 | 0 | 0 | 90796726.2958 | 180657121.2331 | 100 | 0.28941 | 313728.4524 | 624221.6143 | 6395.7789 | 12725.6019
30 | 3000 | 8000 | 0.035 | 15 | 15 | 7 | 1e-13 | -1 | CO2 | Conduction4 | Wet | R245fa | MinimizeLCOE_Greenfield | IgnoreSilica | 65.6197 | 1.2331 | 0.32828 | 1 | 317872.4766 | 632188.801 | 6480.2604 | 12888.0238 | 43.3173 | 4.2776 | 22.7903 | 437646.4476 | 0 | 416750.613 | 0 | 0 | 0 | 0 | 333214.8537 | 866956.6975 | 591715.7602 | 2646284.372 | 0 | 101705197.634 | 101705197.634 | 1478867.319 | 0 | 0 | 104351482.006 | 207535546.959 | 100 | 0.32828 | 317872.4766 | 632188.801 | 6480.2604 | 12888.0238
30 | 3000 | 9000 | 0.035 | 15 | 15 | 7 | 1e-13 | -1 | CO2 | Conduction4 | Wet | R245fa | MinimizeLCOE_Greenfield | IgnoreSilica | 71.7734 | 1.3491 | 0.36701 | 1 | 322838.0741 | 641887.5089 | 6581.4908 | 13085.7451 | 43.6883 | 4.3419 | 27.2618 | 472870.0207 | 0 | 453540.659 | 0 | 0 | 0 | 0 | 361300.1651 | 940028.9167 | 641589.0513 | 2869328.8127 | 0 | 115614876.736 | 115614876.736 | 1478867.319 | 0 | 0 | 118484205.5487 | 235577949.6037 | 100 | 0.36701 | 322838.0741 | 641887.5089 | 6581.4908 | 13085.7451
30 | 3000 | 10000 | 0.035 | 15 | 15 | 7 | 1e-13 | -1 | CO2 | Conduction4 | Wet | R245fa | MinimizeLCOE_Greenfield | IgnoreSilica | 77.7586 | 1.4643 | 0.40558 | 1 | 328407.8936 | 652854.7526 | 6695.0391 | 13309.3272 | 44.0317 | 4.4006 | 30.1349 | 506867.5239 | 0 | 489301.1787 | 0 | 0 | 0 | 0 | 388505.794 | 1010812.3825 | 689900.2212 | 3085387.1002 | 0 | 130110564.9242 | 130110564.9242 | 1478867.319 | 0 | 0 | 133195952.0245 | 264785384.2677 | 100 | 0.40558 | 328407.8936 | 652854.7526 | 6695.0391 | 13309.3272
30 | 4000 | 1000 | 0.035 | 15 | 15 | 7 | 1e-13 | -1 | CO2 | Conduction4 | Wet | R245fa | MinimizeLCOE_Greenfield | IgnoreSilica | 22.6102 | 0.75009 | 0.11424 | 1 | 243481.5201 | 489922.0715 | 4963.7001 | 9987.7241 | 42.808 | 4.4359 | 15.3002 | 205190.4045 | 0 | 163142.7985 | 0 | 0 | 0 | 0 | 143649.9492 | 373747.7011 | 255090.4857 | 1140821.3389 | 0 | 26675021.9846 | 26675021.9846 | 1478867.319 | 0 | 0 | 27815843.3235 | 55969732.6271 | 100 | 0.11424 | 243481.5201 | 489922.0715 | 4963.7001 | 9987.7241
30 | 4000 | 2000 | 0.035 | 15 | 15 | 7 | 1e-13 | -1 | CO2 | Conduction4 | Wet | R245fa | MinimizeLCOE_Greenfield | IgnoreSilica | 31.2212 | 0.90754 | 0.18698 | 1 | 209930.1753 | 419221.5305 | 4279.7106 | 8546.3979 | 45.7288 | 5.0414 | 21.0353 | 286781.9209 | 0 | 229260.6052 | 0 | 0 | 0 | 0 | 201256.5852 | 523628.3512 | 357387.1092 | 1598314.5715 | 0 | 37654655.6554 | 37654655.6554 | 1478867.319 | 0 | 0 | 39252970.2269 | 78386493.2014 | 100 | 0.18698 | 209930.1753 | 419221.5305 | 4279.7106 | 8546.3979
30 | 4000 | 3000 | 0.035 | 15 | 15 | 7 | 1e-13 | -1 | CO2 | Conduction4 | Wet | R245fa | MinimizeLCOE_Greenfield | IgnoreSilica | 39.4696 | 1.0711 | 0.26007 | 1 | 197000.3501 | 391946.0869 | 4016.1186 | 7990.3511 | 47.5896 | 5.4072 | 23.7543 | 359644.3106 | 0 | 290353.0521 | 0 | 0 | 0 | 0 | 253498.9715 | 659552.324 | 450158.0135 | 2013206.6717 | 0 | 49220298.4125 | 49220298.4125 | 1478867.319 | 0 | 0 | 51233505.0842 | 101932670.8157 | 100 | 0.26007 | 197000.3501 | 391946.0869 | 4016.1186 | 7990.3511
30 | 4000 | 4000 | 0.035 | 15 | 15 | 7 | 1e-13 | -1 | CO2 | Conduction4 | Wet | R245fa | MinimizeLCOE_Greenfield | IgnoreSilica | 47.4452 | 1.2369 | 0.33324 | 1 | 191367.4247 | 379973.0107 | 3901.2838 | 7746.2638 | 48.9319 | 5.6612 | 20.5843 | 426721.2401 | 0 | 347907.2451 | 0 | 0 | 0 | 0 | 302105.1092 | 786015.5239 | 536471.7461 | 2399220.8643 | 0 | 61371950.2558 | 61371950.2558 | 1478867.319 | 0 | 0 | 63771171.1201 | 126621988.6949 | 100 | 0.33324 | 191367.4247 | 379973.0107 | 3901.2838 | 7746.2638
30 | 4000 | 5000 | 0.035 | 15 | 15 | 7 | 1e-13 | -1 | CO2 | Conduction4 | Wet | R245fa | MinimizeLCOE_Greenfield | IgnoreSilica | 55.177 | 1.4032 | 0.40636 | 1 | 189172.6271 | 375183.9238 | 3856.5399 | 7648.6318 | 49.9828 | 5.8541 | 23.0764 | 489528.0691 | 0 | 402720.8976 | 0 | 0 | 0 | 0 | 347977.097 | 905365.0265 | 617930.234 | 2763521.3243 | 0 | 74109611.1853 | 74109611.1853 | 1478867.319 | 0 | 0 | 76873132.5096 | 152461611.014 | 100 | 0.40636 | 189172.6271 | 375183.9238 | 3856.5399 | 7648.6318
30 | 4000 | 6000 | 0.035 | 15 | 15 | 7 | 1e-13 | -1 | CO2 | Conduction4 | Wet | R245fa | MinimizeLCOE_Greenfield | IgnoreSilica | 62.6897 | 1.5695 | 0.47937 | 1 | 188881.8403 | 374359.8639 | 3850.6118 | 7631.8322 | 50.8501 | 6.0092 | 21.3114 | 548981.4131 | 0 | 455310.4523 | 0 | 0 | 0 | 0 | 391673.8275 | 1019054.9558 | 695525.9468 | 3110546.5955 | 0 | 87433281.2011 | 87433281.2011 | 1478867.319 | 0 | 0 | 90543827.7966 | 179455976.3167 | 100 | 0.47937 | 188881.8403 | 374359.8639 | 3850.6118 | 7631.8322
30 | 4000 | 7000 | 0.035 | 15 | 15 | 7 | 1e-13 | -1 | CO2 | Conduction4 | Wet | R245fa | MinimizeLCOE_Greenfield | IgnoreSilica | 69.9855 | 1.7351 | 0.55219 | 1 | 189763.0024 | 375968.7441 | 3868.5755 | 7664.6314 | 51.5982 | 6.1399 | 19.8848 | 605682.4899 | 0 | 506001.7174 | 0 | 0 | 0 | 0 | 433556.8408 | 1128025.9651 | 769900.8998 | 3443167.9131 | 0 | 101342960.3031 | 101342960.3031 | 1478867.319 | 0 | 0 | 104786128.2162 | 207607955.8384 | 100 | 0.55219 | 189763.0024 | 375968.7441 | 3868.5755 | 7664.6314
30 | 4000 | 8000 | 0.035 | 15 | 15 | 7 | 1e-13 | -1 | CO2 | Conduction4 | Wet | R245fa | MinimizeLCOE_Greenfield | IgnoreSilica | 77.0593 | 1.8996 | 0.62481 | 1 | 191422.1344 | 379187.9282 | 3902.3991 | 7730.2588 | 52.2677 | 6.2543 | 24.5855 | 660052.7758 | 0 | 555016.289 | 0 | 0 | 0 | 0 | 473876.9353 | 1232930.5801 | 841500.4551 | 3763377.0352 | 0 | 115838648.4913 | 115838648.4913 | 1478867.319 | 0 | 0 | 119602025.5266 | 236919541.3369 | 100 | 0.62481 | 191422.1344 | 379187.9282 | 3902.3991 | 7730.2588
30 | 4000 | 9000 | 0.035 | 15 | 15 | 7 | 1e-13 | -1 | CO2 | Conduction4 | Wet | R245fa | MinimizeLCOE_Greenfield | IgnoreSilica | 83.9218 | 2.0631 | 0.69718 | 1 | 193628.2784 | 383535.999 | 3947.3744 | 7818.9001 | 52.8793 | 6.3567 | 23.0663 | 712409.0776 | 0 | 602547.2005 | 0 | 0 | 0 | 0 | 512832.9485 | 1334286.1354 | 910677.7043 | 4072753.0663 | 0 | 130920345.7658 | 130920345.7658 | 1478867.319 | 0 | 0 | 134993098.8321 | 267392311.917 | 100 | 0.69718 | 193628.2784 | 383535.999 | 3947.3744 | 7818.9001
30 | 4000 | 10000 | 0.035 | 15 | 15 | 7 | 1e-13 | -1 | CO2 | Conduction4 | Wet | R245fa | MinimizeLCOE_Greenfield | IgnoreSilica | 90.6085 | 2.2256 | 0.76928 | 1 | 196237.0586 | 388712.3677 | 4000.5579 | 7924.4274 | 53.4396 | 6.4488 | 28.1142 | 763003.7175 | 0 | 648794.2875 | 0 | 0 | 0 | 0 | 550601.222 | 1432551.4357 | 977745.7908 | 4372696.4535 | 0 | 146588052.1265 | 146588052.1265 | 1478867.319 | 0 | 0 | 150960748.58 | 299027668.0256 | 100 | 0.76928 | 196237.0586 | 388712.3677 | 4000.5579 | 7924.4274
30 | 5000 | 1000 | 0.035 | 15 | 15 | 7 | 1e-13 | -1 | CO2 | Conduction4 | Wet | R245fa | MinimizeLCOE_Greenfield | IgnoreSilica | 28.5734 | 1.1985 | 0.20028 | 1 | 173701.7623 | 346807.4557 | 3541.1454 | 7070.1391 | 48.3974 | 5.7771 | 16.441 | 296083.0018 | 0 | 219937.6057 | 0 | 0 | 0 | 0 | 201248.0369 | 523606.1105 | 357371.9294 | 1598246.6844 | 0 | 33190354.7209 | 33190354.7209 | 1478867.319 | 0 | 0 | 34788601.4053 | 69457823.4452 | 100 | 0.20028 | 173701.7623 | 346807.4557 | 3541.1454 | 7070.1391
30 | 5000 | 2000 | 0.035 | 15 | 15 | 7 | 1e-13 | -1 | CO2 | Conduction4 | Wet | R245fa | MinimizeLCOE_Greenfield | IgnoreSilica | 37.9614 | 1.3981 | 0.31487 | 1 | 150906.5631 | 299606.2567 | 3076.4344 | 6107.8788 | 52.1577 | 6.5639 | 19.4549 | 403107.9966 | 0 | 298720.6732 | 0 | 0 | 0 | 0 | 273713.1812 | 712145.5513 | 486053.9719 | 2173741.3743 | 0 | 45342006.5642 | 45342006.5642 | 1478867.319 | 0 | 0 | 47515747.9385 | 94336621.8218 | 100 | 0.31487 | 150906.5631 | 299606.2567 | 3076.4344 | 6107.8788
30 | 5000 | 3000 | 0.035 | 15 | 15 | 7 | 1e-13 | -1 | CO2 | Conduction4 | Wet | R245fa | MinimizeLCOE_Greenfield | IgnoreSilica | 46.9091 | 1.6065 | 0.43008 | 1 | 141321.1957 | 279805.1419 | 2881.0237 | 5704.2063 | 54.6978 | 7.0661 | 21.7255 | 499561.6644 | 0 | 371887.3078 | 0 | 0 | 0 | 0 | 339865.0992 | 884259.2721 | 603525.1229 | 2699098.4664 | 0 | 58079667.4937 | 58079667.4937 | 1478867.319 | 0 | 0 | 60778765.9602 | 120337300.773 | 100 | 0.43008 | 141321.1957 | 279805.1419 | 2881.0237 | 5704.2063
30 | 5000 | 4000 | 0.035 | 15 | 15 | 7 | 1e-13 | -1 | CO2 | Conduction4 | Wet | R245fa | MinimizeLCOE_Greenfield | IgnoreSilica | 55.5324 | 1.8185 | 0.54548 | 1 | 136746.9084 | 270357.7058 | 2787.7707 | 5511.6075 | 56.5918 | 7.4251 | 21.8502 | 588803.2343 | 0 | 440998.6214 | 0 | 0 | 0 | 0 | 401622.7237 | 1044939.943 | 713192.9824 | 3189557.5048 | 0 | 71403337.5095 | 71403337.5095 | 1478867.319 | 0 | 0 | 74592895.0143 | 147475099.8429 | 100 | 0.54548 | 136746.9084 | 270357.7058 | 2787.7707 | 5511.6075
30 | 5000 | 5000 | 0.035 | 15 | 15 | 7 | 1e-13 | -1 | CO2 | Conduction4 | Wet | R245fa | MinimizeLCOE_Greenfield | IgnoreSilica | 63.8876 | 2.032 | 0.66087 | 1 | 134620.6588 | 265950.7592 | 2744.4242 | 5421.766 | 58.0967 | 7.7006 | 24.8868 | 672638.0749 | 0 | 506952.987 | 0 | 0 | 0 | 0 | 460040.5142 | 1196931.0506 | 816930.0365 | 3653492.6632 | 0 | 85313016.6115 | 85313016.6115 | 1478867.319 | 0 | 0 | 88966509.2748 | 175758393.2053 | 100 | 0.66087 | 134620.6588 | 265950.7592 | 2744.4242 | 5421.766
30 | 5000 | 6000 | 0.035 | 15 | 15 | 7 | 1e-13 | -1 | CO2 | Conduction4 | Wet | R245fa | MinimizeLCOE_Greenfield | IgnoreSilica | 71.9922 | 2.2458 | 0.7761 | 1 | 133880.1907 | 264388.1924 | 2729.3288 | 5389.9109 | 59.353 | 7.9238 | 24.6194 | 752174.9999 | 0 | 570297.0256 | 0 | 0 | 0 | 0 | 515764.0899 | 1341912.3643 | 915882.7622 | 4096031.2419 | 0 | 99808704.7998 | 99808704.7998 | 1478867.319 | 0 | 0 | 103904736.0417 | 205192308.1605 | 100 | 0.7761 | 133880.1907 | 264388.1924 | 2729.3288 | 5389.9109
30 | 5000 | 7000 | 0.035 | 15 | 15 | 7 | 1e-13 | -1 | CO2 | Conduction4 | Wet | R245fa | MinimizeLCOE_Greenfield | IgnoreSilica | 79.8339 | 2.4588 | 0.89109 | 1 | 134004.899 | 264596.4557 | 2731.8711 | 5394.1566 | 60.4508 | 8.1135 | 26.4962 | 828150.9346 | 0 | 631359.4899 | 0 | 0 | 0 | 0 | 569209.0656 | 1480965.2278 | 1010789.1988 | 4520473.9167 | 0 | 114890402.0742 | 114890402.0742 | 1478867.319 | 0 | 0 | 119410875.9909 | 235780145.3842 | 100 | 0.89109 | 134004.899 | 264596.4557 | 2731.8711 | 5394.1566
30 | 5000 | 8000 | 0.035 | 15 | 15 | 7 | 1e-13 | -1 | CO2 | Conduction4 | Wet | R245fa | MinimizeLCOE_Greenfield | IgnoreSilica | 87.4755 | 2.6713 | 1.0058 | 1 | 134709.6071 | 265988.1615 | 2746.2375 | 5422.5284 | 61.417 | 8.2762 | 27.809 | 901120.4589 | 0 | 690528.9714 | 0 | 0 | 0 | 0 | 620743.2778 | 1615046.677 | 1102302.5429 | 4929741.928 | 0 | 130558108.4349 | 130558108.4349 | 1478867.319 | 0 | 0 | 135487850.363 | 267524826.1169 | 100 | 1.0058 | 134709.6071 | 265988.1615 | 2746.2375 | 5422.5284
30 | 5000 | 9000 | 0.035 | 15 | 15 | 7 | 1e-13 | -1 | CO2 | Conduction4 | Wet | R245fa | MinimizeLCOE_Greenfield | IgnoreSilica | 94.8808 | 2.8825 | 1.1201 | 1 | 135824.3757 | 268214.6729 | 2768.9636 | 5467.9189 | 62.3011 | 8.4215 | 29.5542 | 971464.2863 | 0 | 747925.7158 | 0 | 0 | 0 | 0 | 670562.1008 | 1744665.0352 | 1190769.7358 | 5325386.874 | 0 | 146811823.8819 | 146811823.8819 | 1478867.319 | 0 | 0 | 152137210.7559 | 300427901.9568 | 100 | 1.1201 | 135824.3757 | 268214.6729 | 2768.9636 | 5467.9189
30 | 5000 | 10000 | 0.035 | 15 | 15 | 7 | 1e-13 | -1 | CO2 | Conduction4 | Wet | R245fa | MinimizeLCOE_Greenfield | IgnoreSilica | 102.077 | 3.0925 | 1.234 | 1 | 137241.9101 | 271055.8932 | 2797.862 | 5525.841 | 63.1169 | 8.5526 | 31.5296 | 1039497.6919 | 0 | 803758.152 | 0 | 0 | 0 | 0 | 718869.7791 | 1870351.7048 | 1276553.4704 | 5709030.7981 | 0 | 163651548.4151 | 163651548.4151 | 1478867.319 | 0 | 0 | 169360579.2132 | 334490994.9472 | 100 | 1.234 | 137241.9101 | 271055.8932 | 2797.862 | 5525.841
30 | 6000 | 1000 | 0.035 | 15 | 15 | 7 | 1e-13 | -1 | CO2 | Conduction4 | Wet | R245fa | MinimizeLCOE_Greenfield | IgnoreSilica | 34.7561 | 1.7573 | 0.31556 | 1 | 134375.2593 | 266746.2756 | 2739.4214 | 5437.9836 | 54.049 | 7.1352 | 17.1856 | 400135.4954 | 0 | 281539.294 | 0 | 0 | 0 | 0 | 265853.1679 | 691695.4088 | 472096.3295 | 2111319.6956 | 0 | 40291696.5435 | 40291696.5435 | 1478867.319 | 0 | 0 | 42403016.2391 | 84173580.1015 | 100 | 0.31556 | 134375.2593 | 266746.2756 | 2739.4214 | 5437.9836
30 | 6000 | 2000 | 0.035 | 15 | 15 | 7 | 1e-13 | -1 | CO2 | Conduction4 | Wet | R245fa | MinimizeLCOE_Greenfield | IgnoreSilica | 44.7897 | 1.9985 | 0.47919 | 1 | 117733.6353 | 232707.9052 | 2400.1594 | 4744.0654 | 58.548 | 8.0874 | 20.9006 | 532523.7557 | 0 | 371864.812 | 0 | 0 | 0 | 0 | 352711.5414 | 917683.0797 | 626337.5584 | 2801120.7472 | 0 | 53615366.5592 | 53615366.5592 | 1478867.319 | 0 | 0 | 56416487.3064 | 111510721.1847 | 100 | 0.47919 | 117733.6353 | 232707.9052 | 2400.1594 | 4744.0654
30 | 6000 | 3000 | 0.035 | 15 | 15 | 7 | 1e-13 | -1 | CO2 | Conduction4 | Wet | R245fa | MinimizeLCOE_Greenfield | IgnoreSilica | 54.3144 | 2.2509 | 0.64374 | 1 | 110229.4062 | 217420.9662 | 2247.1755 | 4432.4205 | 61.7316 | 8.7228 | 23.4762 | 652763.4383 | 0 | 456110.022 | 0 | 0 | 0 | 0 | 432460.6495 | 1125173.9002 | 767954.3069 | 3434462.317 | 0 | 67525045.6612 | 67525045.6612 | 1478867.319 | 0 | 0 | 70959507.9783 | 139963420.9585 | 100 | 0.64374 | 110229.4062 | 217420.9662 | 2247.1755 | 4432.4205
30 | 6000 | 4000 | 0.035 | 15 | 15 | 7 | 1e-13 | -1 | CO2 | Conduction4 | Wet | R245fa | MinimizeLCOE_Greenfield | IgnoreSilica | 63.464 | 2.5084 | 0.80865 | 1 | 106409.6859 | 209667.5791 | 2169.3054 | 4274.3572 | 64.1772 | 9.1891 | 25.6456 | 764504.2166 | 0 | 535863.2057 | 0 | 0 | 0 | 0 | 507143.2947 | 1319482.8234 | 900574.1397 | 4027567.6801 | 0 | 82020733.8495 | 82020733.8495 | 1478867.319 | 0 | 0 | 86048301.5296 | 169547902.6981 | 100 | 0.80865 | 106409.6859 | 209667.5791 | 2169.3054 | 4274.3572
30 | 6000 | 5000 | 0.035 | 15 | 15 | 7 | 1e-13 | -1 | CO2 | Conduction4 | Wet | R245fa | MinimizeLCOE_Greenfield | IgnoreSilica | 72.3017 | 2.7683 | 0.97359 | 1 | 104450.6138 | 205706.0873 | 2129.367 | 4193.5968 | 66.162 | 9.5532 | 25.851 | 869774.6792 | 0 | 612061.7956 | 0 | 0 | 0 | 0 | 577916.2252 | 1503619.471 | 1026251.1853 | 4589623.3563 | 0 | 97102431.1239 | 97102431.1239 | 1478867.319 | 0 | 0 | 101692054.4802 | 200273352.9232 | 100 | 0.97359 | 104450.6138 | 205706.0873 | 2129.367 | 4193.5968
30 | 6000 | 6000 | 0.035 | 15 | 15 | 7 | 1e-13 | -1 | CO2 | Conduction4 | Wet | R245fa | MinimizeLCOE_Greenfield | IgnoreSilica | 80.8667 | 3.029 | 1.1384 | 1 | 103567.004 | 203929.7099 | 2111.3535 | 4157.383 | 67.8364 | 9.85 | 24.3173 | 969855.7258 | 0 | 685325.4329 | 0 | 0 | 0 | 0 | 645520.6519 | 1679512.3217 | 1146301.6701 | 5126515.8023 | 0 | 112770137.4847 | 112770137.4847 | 1478867.319 | 0 | 0 | 117896653.2869 | 232145658.0906 | 100 | 1.1384 | 103567.004 | 203929.7099 | 2111.3535 | 4157.383
30 | 6000 | 7000 | 0.035 | 15 | 15 | 7 | 1e-13 | -1 | CO2 | Conduction4 | Wet | R245fa | MinimizeLCOE_Greenfield | IgnoreSilica | 89.1734 | 3.2896 | 1.3028 | 1 | 103364.3521 | 203533.0855 | 2107.2221 | 4149.2972 | 69.2953 | 10.1006 | 27.9642 | 1065618.0553 | 0 | 756064.1685 | 0 | 0 | 0 | 0 | 710456.0673 | 1848460.9525 | 1261612.5822 | 5642211.8259 | 0 | 129023852.9316 | 129023852.9316 | 1478867.319 | 0 | 0 | 134666064.7575 | 265168785.0081 | 100 | 1.3028 | 103364.3521 | 203533.0855 | 2107.2221 | 4149.2972
30 | 6000 | 8000 | 0.035 | 15 | 15 | 7 | 1e-13 | -1 | CO2 | Conduction4 | Wet | R245fa | MinimizeLCOE_Greenfield | IgnoreSilica | 97.2586 | 3.5498 | 1.4669 | 1 | 103622.5247 | 204067.627 | 2112.4853 | 4160.1946 | 70.5879 | 10.3162 | 27.5135 | 1157701.3549 | 0 | 824639.7399 | 0 | 0 | 0 | 0 | 773113.027 | 2011481.5088 | 1372877.4616 | 6139813.0921 | 0 | 145863577.4648 | 145863577.4648 | 1478867.319 | 0 | 0 | 152003390.5569 | 299345835.3407 | 100 | 1.4669 | 103622.5247 | 204067.627 | 2112.4853 | 4160.1946
30 | 6000 | 9000 | 0.035 | 15 | 15 | 7 | 1e-13 | -1 | CO2 | Conduction4 | Wet | R245fa | MinimizeLCOE_Greenfield | IgnoreSilica | 105.0855 | 3.8085 | 1.6305 | 1 | 104208.6503 | 205263.4748 | 2124.4343 | 4184.5736 | 71.7737 | 10.5087 | 29.4367 | 1246560.6624 | 0 | 891180.6486 | 0 | 0 | 0 | 0 | 833719.1113 | 2169166.1083 | 1480500.4408 | 6621126.9715 | 0 | 163289311.0842 | 163289311.0842 | 1478867.319 | 0 | 0 | 169910438.0557 | 334678616.4588 | 100 | 1.6305 | 104208.6503 | 205263.4748 | 2124.4343 | 4184.5736
30 | 6000 | 10000 | 0.035 | 15 | 15 | 7 | 1e-13 | -1 | CO2 | Conduction4 | Wet | R245fa | MinimizeLCOE_Greenfield | IgnoreSilica | 112.7102 | 4.0662 | 1.7935 | 1 | 105038.0116 | 206948.4546 | 2141.3419 | 4218.9242 | 72.8603 | 10.6805 | 28.4028 | 1332584.1462 | 0 | 955982.1565 | 0 | 0 | 0 | 0 | 892540.8581 | 2322208.2274 | 1584954.8318 | 7088270.2201 | 0 | 181301053.7898 | 181301053.7898 | 1478867.319 | 0 | 0 | 188389324.0099 | 371169245.1188 | 100 | 1.7935 | 105038.0116 | 206948.4546 | 2141.3419 | 4218.9242
30 | 7000 | 1000 | 0.035 | 15 | 15 | 7 | 1e-13 | -1 | CO2 | Conduction4 | Wet | R245fa | MinimizeLCOE_Greenfield | IgnoreSilica | 41.1091 | 2.4284 | 0.46268 | 1 | 109485.2011 | 216379.6561 | 2232.0039 | 4411.192 | 59.7582 | 8.512 | 18.9337 | 516875.544 | 0 | 347617.2441 | 0 | 0 | 0 | 0 | 337152.1874 | 877200.8321 | 598707.5926 | 2677553.4001 | 0 | 47979047.4523 | 47979047.4523 | 1478867.319 | 0 | 0 | 50656600.8523 | 100114515.6236 | 100 | 0.46268 | 109485.2011 | 216379.6561 | 2232.0039 | 4411.192
30 | 7000 | 2000 | 0.035 | 15 | 15 | 7 | 1e-13 | -1 | CO2 | Conduction4 | Wet | R245fa | MinimizeLCOE_Greenfield | IgnoreSilica | 51.6808 | 2.7107 | 0.68174 | 1 | 96741.4074 | 190550.4838 | 1972.2044 | 3884.6294 | 64.9111 | 9.6147 | 22.1499 | 674360.325 | 0 | 448557.4167 | 0 | 0 | 0 | 0 | 437937.9193 | 1139424.6325 | 777680.7245 | 3477961.018 | 0 | 62474735.6405 | 62474735.6405 | 1478867.319 | 0 | 0 | 65952696.6585 | 129906299.618 | 100 | 0.68174 | 96741.4074 | 190550.4838 | 1972.2044 | 3884.6294
30 | 7000 | 3000 | 0.035 | 15 | 15 | 7 | 1e-13 | -1 | CO2 | Conduction4 | Wet | R245fa | MinimizeLCOE_Greenfield | IgnoreSilica | 61.6808 | 3.0063 | 0.90206 | 1 | 90651.3797 | 178267.8305 | 1848.051 | 3634.2308 | 68.7036 | 10.3785 | 22.3372 | 818345.7994 | 0 | 543039.5014 | 0 | 0 | 0 | 0 | 530940.2673 | 1381397.6647 | 942832.2911 | 4216555.5239 | 0 | 77556432.915 | 77556432.915 | 1478867.319 | 0 | 0 | 81772988.4389 | 160808288.6729 | 100 | 0.90206 | 90651.3797 | 178267.8305 | 1848.051 | 3634.2308
30 | 7000 | 4000 | 0.035 | 15 | 15 | 7 | 1e-13 | -1 | CO2 | Conduction4 | Wet | R245fa | MinimizeLCOE_Greenfield | IgnoreSilica | 71.2734 | 3.3087 | 1.1229 | 1 | 87393.2617 | 171730.6617 | 1781.6298 | 3500.9618 | 71.6844 | 10.9502 | 25.6568 | 952685.4771 | 0 | 632691.3401 | 0 | 0 | 0 | 0 | 618296.9587 | 1608681.8563 | 1097958.422 | 4910314.0542 | 0 | 93224139.2757 | 93224139.2757 | 1478867.319 | 0 | 0 | 98134453.3298 | 192837459.9245 | 100 | 1.1229 | 87393.2617 | 171730.6617 | 1781.6298 | 3500.9618
30 | 7000 | 5000 | 0.035 | 15 | 15 | 7 | 1e-13 | -1 | CO2 | Conduction4 | Wet | R245fa | MinimizeLCOE_Greenfield | IgnoreSilica | 80.5307 | 3.6145 | 1.3439 | 1 | 85609.475 | 168175.3321 | 1745.2649 | 3428.4816 | 74.1389 | 11.4017 | 26.4433 | 1079582.6901 | 0 | 718479.6703 | 0 | 0 | 0 | 0 | 701244.3206 | 1824493.8772 | 1245254.5608 | 5569055.119 | 0 | 109477854.7226 | 109477854.7226 | 1478867.319 | 0 | 0 | 115046909.8416 | 226003631.8833 | 100 | 1.3439 | 85609.475 | 168175.3321 | 1745.2649 | 3428.4816
30 | 7000 | 6000 | 0.035 | 15 | 15 | 7 | 1e-13 | -1 | CO2 | Conduction4 | Wet | R245fa | MinimizeLCOE_Greenfield | IgnoreSilica | 89.4855 | 3.9218 | 1.5646 | 1 | 84694.6752 | 166372.5418 | 1726.6155 | 3391.7293 | 76.2348 | 11.7732 | 24.2408 | 1200450.8557 | 0 | 801027.5797 | 0 | 0 | 0 | 0 | 780576.5898 | 2030900.1684 | 1386131.0957 | 6199086.2893 | 0 | 126317579.2558 | 126317579.2558 | 1478867.319 | 0 | 0 | 132516665.5451 | 260313112.1199 | 100 | 1.5646 | 84694.6752 | 166372.5418 | 1726.6155 | 3391.7293
30 | 7000 | 7000 | 0.035 | 15 | 15 | 7 | 1e-13 | -1 | CO2 | Conduction4 | Wet | R245fa | MinimizeLCOE_Greenfield | IgnoreSilica | 98.1601 | 4.2293 | 1.7851 | 1 | 84337.5595 | 165691.504 | 1719.3352 | 3377.8454 | 78.0746 | 12.0885 | 28.2603 | 1316269.6202 | 0 | 880779.339 | 0 | 0 | 0 | 0 | 856849.0941 | 2229345.5788 | 1521574.166 | 6804817.7981 | 0 | 143743312.8752 | 143743312.8752 | 1478867.319 | 0 | 0 | 150548130.6732 | 295770310.8675 | 100 | 1.7851 | 84337.5595 | 165691.504 | 1719.3352 | 3377.8454
30 | 7000 | 8000 | 0.035 | 15 | 15 | 7 | 1e-13 | -1 | CO2 | Conduction4 | Wet | R245fa | MinimizeLCOE_Greenfield | IgnoreSilica | 106.5741 | 4.5363 | 2.005 | 1 | 84361.4177 | 165774.8772 | 1719.8216 | 3379.5451 | 79.7234 | 12.3622 | 26.6702 | 1427755.7155 | 0 | 958074.4759 | 0 | 0 | 0 | 0 | 930473.7746 | 2420901.8952 | 1652315.288 | 7389521.1493 | 0 | 161755055.5808 | 161755055.5808 | 1478867.319 | 0 | 0 | 169144576.7302 | 332378499.63 | 100 | 2.005 | 84361.4177 | 165774.8772 | 1719.8216 | 3379.5451
30 | 7000 | 9000 | 0.035 | 15 | 15 | 7 | 1e-13 | -1 | CO2 | Conduction4 | Wet | R245fa | MinimizeLCOE_Greenfield | IgnoreSilica | 114.7714 | 4.8427 | 2.2243 | 1 | 84658.4155 | 166404.9131 | 1725.8763 | 3392.3892 | 81.213 | 12.6021 | 26.5838 | 1535465.3326 | 0 | 1033246.2897 | 0 | 0 | 0 | 0 | 1001797.5327 | 2606471.6832 | 1778970.4814 | 7955951.3196 | 0 | 180352807.3727 | 180352807.3727 | 1478867.319 | 0 | 0 | 188308758.6923 | 370140433.384 | 100 | 2.2243 | 84658.4155 | 166404.9131 | 1725.8763 | 3392.3892
30 | 7000 | 10000 | 0.035 | 15 | 15 | 7 | 1e-13 | -1 | CO2 | Conduction4 | Wet | R245fa | MinimizeLCOE_Greenfield | IgnoreSilica | 122.7297 | 5.1477 | 2.443 | 1 | 85158.8092 | 167441.2705 | 1736.0775 | 3413.5168 | 82.591 | 12.8179 | 29.1538 | 1639809.6003 | 0 | 1106418.1128 | 0 | 0 | 0 | 0 | 1071028.8081 | 2786597.2606 | 1901909.8892 | 8505763.6711 | 0 | 199536568.2508 | 199536568.2508 | 1478867.319 | 0 | 0 | 208042331.9219 | 409057767.4917 | 100 | 2.443 | 85158.8092 | 167441.2705 | 1736.0775 | 3413.5168
30 | 8000 | 1000 | 0.035 | 15 | 15 | 7 | 1e-13 | -1 | CO2 | Conduction4 | Wet | R245fa | MinimizeLCOE_Greenfield | IgnoreSilica | 47.5935 | 3.2132 | 0.64404 | 1 | 92459.307 | 182099.0109 | 1884.908 | 3712.3346 | 65.5309 | 9.9086 | 18.6146 | 645903.3421 | 0 | 417876.4107 | 0 | 0 | 0 | 0 | 414874.1036 | 1079417.3152 | 736724.4975 | 3294795.6692 | 0 | 56252407.4473 | 56252407.4473 | 1478867.319 | 0 | 0 | 59547203.1165 | 117278477.8828 | 100 | 0.64404 | 92459.307 | 182099.0109 | 1884.908 | 3712.3346
30 | 8000 | 2000 | 0.035 | 15 | 15 | 7 | 1e-13 | -1 | CO2 | Conduction4 | Wet | R245fa | MinimizeLCOE_Greenfield | IgnoreSilica | 58.6166 | 3.5361 | 0.92427 | 1 | 82359.246 | 161771.9728 | 1679.0046 | 3297.9405 | 71.2694 | 11.148 | 22.4957 | 828114.6397 | 0 | 528652.9366 | 0 | 0 | 0 | 0 | 529139.3547 | 1376712.0596 | 939634.2693 | 4202253.2599 | 0 | 71920113.808 | 71920113.808 | 1478867.319 | 0 | 0 | 76122367.0679 | 149521348.1949 | 100 | 0.92427 | 82359.246 | 161771.9728 | 1679.0046 | 3297.9405
30 | 8000 | 3000 | 0.035 | 15 | 15 | 7 | 1e-13 | -1 | CO2 | Conduction4 | Wet | R245fa | MinimizeLCOE_Greenfield | IgnoreSilica | 69.0233 | 3.8743 | 1.2061 | 1 | 77288.2468 | 151621.0341 | 1575.6255 | 3090.9999 | 75.6251 | 12.0322 | 22.5166 | 995673.7383 | 0 | 632686.2929 | 0 | 0 | 0 | 0 | 635060.4122 | 1652296.9236 | 1127726.6017 | 5043443.9687 | 0 | 88173829.2549 | 88173829.2549 | 1478867.319 | 0 | 0 | 93217273.2236 | 182869969.7975 | 100 | 1.2061 | 77288.2468 | 151621.0341 | 1575.6255 | 3090.9999
30 | 8000 | 4000 | 0.035 | 15 | 15 | 7 | 1e-13 | -1 | CO2 | Conduction4 | Wet | R245fa | MinimizeLCOE_Greenfield | IgnoreSilica | 78.9862 | 4.2207 | 1.4886 | 1 | 74463.0748 | 145999.4582 | 1518.0305 | 2976.3964 | 79.1197 | 12.7068 | 24.0505 | 1152558.8136 | 0 | 731587.0743 | 0 | 0 | 0 | 0 | 734816.8963 | 1911842.8324 | 1304872.0176 | 5835677.6342 | 0 | 105013553.7881 | 105013553.7881 | 1478867.319 | 0 | 0 | 110849231.4223 | 217341652.5294 | 100 | 1.4886 | 74463.0748 | 145999.4582 | 1518.0305 | 2976.3964
30 | 8000 | 5000 | 0.035 | 15 | 15 | 7 | 1e-13 | -1 | CO2 | Conduction4 | Wet | R245fa | MinimizeLCOE_Greenfield | IgnoreSilica | 88.5887 | 4.5718 | 1.7714 | 1 | 72840.3901 | 142795.8069 | 1484.9499 | 2911.0857 | 82.0362 | 13.2458 | 24.8327 | 1301108.8547 | 0 | 826347.881 | 0 | 0 | 0 | 0 | 829708.1269 | 2158730.3497 | 1473377.8212 | 6589273.0335 | 0 | 122439287.4075 | 122439287.4075 | 1478867.319 | 0 | 0 | 129028560.441 | 252946715.1675 | 100 | 1.7714 | 72840.3901 | 142795.8069 | 1484.9499 | 2911.0857
30 | 8000 | 6000 | 0.035 | 15 | 15 | 7 | 1e-13 | -1 | CO2 | Conduction4 | Wet | R245fa | MinimizeLCOE_Greenfield | IgnoreSilica | 97.8628 | 4.9249 | 2.054 | 1 | 71939.6205 | 141039.8497 | 1466.5865 | 2875.2881 | 84.5522 | 13.6931 | 29.3273 | 1442847.3414 | 0 | 917597.3556 | 0 | 0 | 0 | 0 | 920573.4318 | 2395143.2341 | 1634734.4725 | 7310895.8355 | 0 | 140451030.1131 | 140451030.1131 | 1478867.319 | 0 | 0 | 147761925.9487 | 289691823.3808 | 100 | 2.054 | 71939.6205 | 141039.8497 | 1466.5865 | 2875.2881
30 | 8000 | 7000 | 0.035 | 15 | 15 | 7 | 1e-13 | -1 | CO2 | Conduction4 | Wet | R245fa | MinimizeLCOE_Greenfield | IgnoreSilica | 106.8519 | 5.2789 | 2.3362 | 1 | 71508.1884 | 140222.6422 | 1457.7911 | 2858.6282 | 86.768 | 14.0732 | 25.0712 | 1578853.1935 | 0 | 1005844.9086 | 0 | 0 | 0 | 0 | 1008032.2598 | 2622693.1642 | 1790041.9755 | 8005465.5017 | 0 | 159048781.905 | 159048781.905 | 1478867.319 | 0 | 0 | 167054247.4067 | 327581896.6307 | 100 | 2.3362 | 71508.1884 | 140222.6422 | 1457.7911 | 2858.6282
30 | 8000 | 8000 | 0.035 | 15 | 15 | 7 | 1e-13 | -1 | CO2 | Conduction4 | Wet | R245fa | MinimizeLCOE_Greenfield | IgnoreSilica | 115.5749 | 5.6328 | 2.6178 | 1 | 71400.3736 | 140051.2024 | 1455.5932 | 2855.1332 | 88.7573 | 14.4033 | 30.4446 | 1709916.329 | 0 | 1091441.7151 | 0 | 0 | 0 | 0 | 1092529.6372 | 2842538.0074 | 1940090.5983 | 8676516.287 | 0 | 178232542.7831 | 178232542.7831 | 1478867.319 | 0 | 0 | 186909059.0702 | 366620469.1723 | 100 | 2.6178 | 71400.3736 | 140051.2024 | 1455.5932 | 2855.1332
30 | 8000 | 9000 | 0.035 | 15 | 15 | 7 | 1e-13 | -1 | CO2 | Conduction4 | Wet | R245fa | MinimizeLCOE_Greenfield | IgnoreSilica | 124.0519 | 5.9861 | 2.8986 | 1 | 71526.1238 | 140344.7969 | 1458.1568 | 2861.1185 | 90.5689 | 14.6945 | 33.3207 | 1836643.4195 | 0 | 1174674.8973 | 0 | 0 | 0 | 0 | 1174414.1435 | 3055584.696 | 2085499.341 | 9326816.4974 | 0 | 198002312.7475 | 198002312.7475 | 1478867.319 | 0 | 0 | 207329129.2449 | 406810309.3114 | 100 | 2.8986 | 71526.1238 | 140344.7969 | 1458.1568 | 2861.1185
30 | 8000 | 10000 | 0.035 | 15 | 15 | 7 | 1e-13 | -1 | CO2 | Conduction4 | Wet | R245fa | MinimizeLCOE_Greenfield | IgnoreSilica | 132.2808 | 6.3381 | 3.1787 | 1 | 71826.6982 | 140985.8033 | 1464.2844 | 2874.1863 | 92.2461 | 14.9562 | 33.1853 | 1959504.2801 | 0 | 1255725.1386 | 0 | 0 | 0 | 0 | 1253939.4733 | 3262493.2912 | 2226718.7088 | 9958380.892 | 0 | 218358091.798 | 218358091.798 | 1478867.319 | 0 | 0 | 228316472.69 | 448153431.8071 | 100 | 3.1787 | 71826.6982 | 140985.8033 | 1464.2844 | 2874.1863

## CO2 (Ideal)
Time [year] | Depth [m] | Res Length [m] | Temp Gradient [C/m] | Temp Surface Air [C] | Temp Surface Rock [C] | dT Approach [C] | Transmissivity [m^3] | Config Number [-] | Fluid | Reservoir | Cooling Wet/Dry | orcFluid | Method | Silica? | mass flow [kg/s] | Reservoir Heat [MWth] | Electric Power I-P Pair [MWe] | N_IP_Multiplier | SpCC (Brownfield) [$/kWe] | SpCC (Greenfield) [$/kWe] | LCOE (Brownfield) [$/MWh] | LCOE (Greenfield) [$/MWh] | Temp Production [C] | dP Surface [Mpa] | SolveTime [s] | C_T_G_N | C_pump_orc_N | C_coolingTowers_N | C_heatExchanger_N | C_recuperator_N | C_pump_prod_N | C_pump_inj_N | C_plant_otherEquipment_N | C_plant_installation_N | C_plant_indirectContingency_N | C_surfacePlant_N | C_gatheringSystem_N | C_wells_production_N | C_wells_injection_N | C_wellfield_N | C_exploration_N | C_stimulation_N | CapitalCost_N (Brownfield) | CapitalCost_N (Greenfield) | Trans [mD-m] | Electric Power 5-spot [MW] | Sp CC (Brownfield) [$/kWe] | Sp CC (Greenfield) [$/kWe] | LCOE (Brownfield) [$/MWh] | LCOE (Greenfield) [$/MWh]
30 | 1000 | 1000 | 0.035 | 15 | 15 | 7 | 1e-13 | -1 | CO2 | Conduction4 | Wet | R245fa | MinimizeLCOE_Greenfield | IgnoreSilica | 74.2233 | 0.05764 | 0.0029194 | 1 | 2324804.3792 | 5125763.0061 | 47394.2818 | 104495.612 | 22.5724 | 0.051749 | 26.0258 | 17230.7925 | 0 | 11435.6861 | 0 | 0 | 0 | 0 | 11179.9266 | 29087.8758 | 19853.0729 | 88787.354 | 0 | 6698223.3816 | 6698223.3816 | 1478867.319 | 0 | 0 | 6787010.7356 | 14964101.4362 | 100 | 0.0029194 | 2324804.3792 | 5125763.0061 | 47394.2818 | 104495.612
30 | 1000 | 2000 | 0.035 | 15 | 15 | 7 | 1e-13 | -1 | CO2 | Conduction4 | Wet | R245fa | MinimizeLCOE_Greenfield | IgnoreSilica | 66.6596 | 0.092101 | 0.0038641 | 1 | 2812046.1248 | 5951292.0812 | 57327.3638 | 121325.1388 | 23.1808 | 0.12609 | 52.3753 | 30011.7425 | 0 | 39252.2879 | 0 | 0 | 0 | 0 | 27012.9718 | 70282.2116 | 47969.0536 | 214528.2674 | 0 | 10651552.2981 | 10651552.2981 | 1478867.319 | 0 | 0 | 10866080.5655 | 22996500.1827 | 100 | 0.0038641 | 2812046.1248 | 5951292.0812 | 57327.3638 | 121325.1388
30 | 1000 | 3000 | 0.035 | 15 | 15 | 7 | 1e-13 | -1 | CO2 | Conduction4 | Wet | R245fa | MinimizeLCOE_Greenfield | IgnoreSilica | 21.9593 | 0.10046 | 0.005608 | 1 | 2658451.5501 | 5526446.7316 | 54196.1307 | 112664.0917 | 25.962 | 0.52508 | 22.7695 | 40485.4154 | 0 | 57583.5086 | 0 | 0 | 0 | 0 | 38246.8804 | 99510.5372 | 67917.9864 | 303744.3281 | 0 | 14604881.2146 | 14604881.2146 | 1478867.319 | 0 | 0 | 14908625.5427 | 30992374.0764 | 100 | 0.005608 | 2658451.5501 | 5526446.7316 | 54196.1307 | 112664.0917
30 | 1000 | 4000 | 0.035 | 15 | 15 | 7 | 1e-13 | -1 | CO2 | Conduction4 | Wet | R245fa | MinimizeLCOE_Greenfield | IgnoreSilica | 27.5398 | 0.12953 | 0.0074055 | 1 | 2556396.4587 | 5262109.4715 | 52115.5996 | 107275.2191 | 26.1085 | 0.54716 | 29.0557 | 48911.5188 | 0 | 71552.626 | 0 | 0 | 0 | 0 | 46981.0165 | 122234.9678 | 83427.8772 | 373108.0064 | 0 | 18558210.1312 | 18558210.1312 | 1478867.319 | 0 | 0 | 18931318.1375 | 38968395.5877 | 100 | 0.0074055 | 2556396.4587 | 5262109.4715 | 52115.5996 | 107275.2191
30 | 1000 | 5000 | 0.035 | 15 | 15 | 7 | 1e-13 | -1 | CO2 | Conduction4 | Wet | R245fa | MinimizeLCOE_Greenfield | IgnoreSilica | 32.7339 | 0.15813 | 0.0091933 | 1 | 2496299.2057 | 5105840.5035 | 50890.4358 | 104089.4648 | 26.2355 | 0.56636 | 28.1504 | 56661.0324 | 0 | 84688.0666 | 0 | 0 | 0 | 0 | 55126.1486 | 143426.9308 | 97891.8274 | 437794.0058 | 0 | 22511539.0477 | 22511539.0477 | 1478867.319 | 0 | 0 | 22949333.0535 | 46939739.4202 | 100 | 0.0091933 | 2496299.2057 | 5105840.5035 | 50890.4358 | 104089.4648
30 | 1000 | 6000 | 0.035 | 15 | 15 | 7 | 1e-13 | -1 | CO2 | Conduction4 | Wet | R245fa | MinimizeLCOE_Greenfield | IgnoreSilica | 37.613 | 0.18629 | 0.01097 | 1 | 2457942.6855 | 5005221.1259 | 50108.4863 | 102038.2027 | 26.3484 | 0.58348 | 27.8119 | 63896.019 | 0 | 97166.3185 | 0 | 0 | 0 | 0 | 62814.3116 | 163429.9538 | 111544.3016 | 498850.9046 | 0 | 26464867.9642 | 26464867.9642 | 1478867.319 | 0 | 0 | 26963718.8687 | 54907454.1519 | 100 | 0.01097 | 2457942.6855 | 5005221.1259 | 50108.4863 | 102038.2027
30 | 1000 | 7000 | 0.035 | 15 | 15 | 7 | 1e-13 | -1 | CO2 | Conduction4 | Wet | R245fa | MinimizeLCOE_Greenfield | IgnoreSilica | 42.0908 | 0.21383 | 0.012734 | 1 | 2432413.9386 | 4937237.1778 | 49588.0482 | 100652.258 | 26.4604 | 0.60051 | 24.5282 | 70705.2461 | 0 | 109063.2552 | 0 | 0 | 0 | 0 | 70109.7155 | 182411.0982 | 124499.3227 | 556788.6378 | 0 | 30418196.8807 | 30418196.8807 | 1478867.319 | 0 | 0 | 30974985.5184 | 62872049.7181 | 100 | 0.012734 | 2432413.9386 | 4937237.1778 | 49588.0482 | 100652.258
30 | 1000 | 8000 | 0.035 | 15 | 15 | 7 | 1e-13 | -1 | CO2 | Conduction4 | Wet | R245fa | MinimizeLCOE_Greenfield | IgnoreSilica | 46.3218 | 0.24096 | 0.014485 | 1 | 2415160.1312 | 4890152.0271 | 49236.306 | 99692.3635 | 26.5634 | 0.61621 | 31.8827 | 77168.885 | 0 | 120490.3997 | 0 | 0 | 0 | 0 | 77087.121 | 200564.8762 | 136889.6492 | 612200.9312 | 0 | 34371525.7972 | 34371525.7972 | 1478867.319 | 0 | 0 | 34983726.7284 | 70834119.8446 | 100 | 0.014485 | 2415160.1312 | 4890152.0271 | 49236.306 | 99692.3635
30 | 1000 | 9000 | 0.035 | 15 | 15 | 7 | 1e-13 | -1 | CO2 | Conduction4 | Wet | R245fa | MinimizeLCOE_Greenfield | IgnoreSilica | 50.3003 | 0.26761 | 0.016222 | 1 | 2403600.556 | 4857349.3897 | 49000.6484 | 99023.6374 | 26.6613 | 0.63116 | 25.6825 | 83333.4423 | 0 | 131496.3099 | 0 | 0 | 0 | 0 | 83783.6034 | 217987.7496 | 148781.1183 | 665382.2234 | 0 | 38324854.7137 | 38324854.7137 | 1478867.319 | 0 | 0 | 38990236.9371 | 78793958.9698 | 100 | 0.016222 | 2403600.556 | 4857349.3897 | 49000.6484 | 99023.6374
30 | 1000 | 10000 | 0.035 | 15 | 15 | 7 | 1e-13 | -1 | CO2 | Conduction4 | Wet | R245fa | MinimizeLCOE_Greenfield | IgnoreSilica | 54.0346 | 0.29379 | 0.017943 | 1 | 2396158.5453 | 4834801.0023 | 48848.933 | 98563.958 | 26.7559 | 0.64564 | 29.886 | 89235.0521 | 0 | 142121.5165 | 0 | 0 | 0 | 0 | 90229.0617 | 234757.5101 | 160226.8244 | 716569.9649 | 0 | 42278183.6302 | 42278183.6302 | 1478867.319 | 0 | 0 | 42994753.5951 | 86751804.5443 | 100 | 0.017943 | 2396158.5453 | 4834801.0023 | 48848.933 | 98563.958
30 | 2000 | 1000 | 0.035 | 15 | 15 | 7 | 1e-13 | -1 | CO2 | Conduction4 | Wet | R245fa | MinimizeLCOE_Greenfield | IgnoreSilica | 11.3339 | 0.17156 | 0.018314 | 1 | 495757.1088 | 1050195.2539 | 10106.6792 | 21409.6507 | 31.9739 | 1.8405 | 19.825 | 65495.9115 | 0 | 65008.9452 | 0 | 0 | 0 | 0 | 50896.8941 | 132423.278 | 90381.6083 | 404206.6371 | 0 | 8674887.8399 | 8674887.8399 | 1478867.319 | 0 | 0 | 9079094.477 | 19232849.6359 | 100 | 0.018314 | 495757.1088 | 1050195.2539 | 10106.6792 | 21409.6507
30 | 2000 | 2000 | 0.035 | 15 | 15 | 7 | 1e-13 | -1 | CO2 | Conduction4 | Wet | R245fa | MinimizeLCOE_Greenfield | IgnoreSilica | 17.6138 | 0.24171 | 0.033158 | 1 | 399389.6665 | 824834.0732 | 8142.0986 | 16815.3583 | 33.0897 | 2.0596 | 23.2728 | 97769.7978 | 0 | 100771.2866 | 0 | 0 | 0 | 0 | 77431.0229 | 201459.6383 | 137500.3427 | 614932.0884 | 0 | 12628216.7564 | 12628216.7564 | 1478867.319 | 0 | 0 | 13243148.8448 | 27350232.9202 | 100 | 0.033158 | 399389.6665 | 824834.0732 | 8142.0986 | 16815.3583
30 | 2000 | 3000 | 0.035 | 15 | 15 | 7 | 1e-13 | -1 | CO2 | Conduction4 | Wet | R245fa | MinimizeLCOE_Greenfield | IgnoreSilica | 23.7085 | 0.31334 | 0.048039 | 1 | 361879.2532 | 737828.9508 | 7377.3981 | 15041.6411 | 33.6792 | 2.1726 | 28.3009 | 125896.4071 | 0 | 133343.2769 | 0 | 0 | 0 | 0 | 101103.4768 | 263050.5074 | 179537.3765 | 802931.0448 | 0 | 16581545.6729 | 16581545.6729 | 1478867.319 | 0 | 0 | 17384476.7177 | 35444889.7096 | 100 | 0.048039 | 361879.2532 | 737828.9508 | 7377.3981 | 15041.6411
30 | 2000 | 4000 | 0.035 | 15 | 15 | 7 | 1e-13 | -1 | CO2 | Conduction4 | Wet | R245fa | MinimizeLCOE_Greenfield | IgnoreSilica | 29.6601 | 0.38524 | 0.062913 | 1 | 341923.4198 | 691830.4826 | 6970.5714 | 14103.9002 | 34.0644 | 2.2453 | 25.0509 | 151473.1274 | 0 | 163835.7317 | 0 | 0 | 0 | 0 | 122970.4551 | 319943.8994 | 218368.2855 | 976591.499 | 0 | 20534874.5894 | 20534874.5894 | 1478867.319 | 0 | 0 | 21511466.0884 | 43525207.9969 | 100 | 0.062913 | 341923.4198 | 691830.4826 | 6970.5714 | 14103.9002
30 | 2000 | 5000 | 0.035 | 15 | 15 | 7 | 1e-13 | -1 | CO2 | Conduction4 | Wet | R245fa | MinimizeLCOE_Greenfield | IgnoreSilica | 35.4406 | 0.45683 | 0.07776 | 1 | 329576.1891 | 663514.337 | 6718.8564 | 13526.6372 | 34.3587 | 2.3002 | 28.0613 | 175228.5229 | 0 | 192736.4613 | 0 | 0 | 0 | 0 | 143506.3439 | 373374.0695 | 254835.4745 | 1139680.8721 | 0 | 24488203.5059 | 24488203.5059 | 1478867.319 | 0 | 0 | 25627884.378 | 51594955.203 | 100 | 0.07776 | 329576.1891 | 663514.337 | 6718.8564 | 13526.6372
30 | 2000 | 6000 | 0.035 | 15 | 15 | 7 | 1e-13 | -1 | CO2 | Conduction4 | Wet | R245fa | MinimizeLCOE_Greenfield | IgnoreSilica | 41.0749 | 0.52806 | 0.092569 | 1 | 321232.6491 | 644455.9424 | 6548.7621 | 13138.1061 | 34.598 | 2.3443 | 31.1335 | 197592.0322 | 0 | 220389.7967 | 0 | 0 | 0 | 0 | 163012.9133 | 424126.1618 | 289474.8203 | 1294595.7243 | 0 | 28441532.4224 | 28441532.4224 | 1478867.319 | 0 | 0 | 29736128.1467 | 59656527.8881 | 100 | 0.092569 | 321232.6491 | 644455.9424 | 6548.7621 | 13138.1061
30 | 2000 | 7000 | 0.035 | 15 | 15 | 7 | 1e-13 | -1 | CO2 | Conduction4 | Wet | R245fa | MinimizeLCOE_Greenfield | IgnoreSilica | 46.5265 | 0.59867 | 0.10733 | 1 | 315265.2569 | 630868.3323 | 6427.1087 | 12861.1043 | 34.811 | 2.3833 | 31.6902 | 218818.8931 | 0 | 246951.5612 | 0 | 0 | 0 | 0 | 181650.4772 | 472617.28 | 322571.0049 | 1442609.2164 | 0 | 32394861.3389 | 32394861.3389 | 1478867.319 | 0 | 0 | 33837470.5554 | 67711199.2133 | 100 | 0.10733 | 315265.2569 | 630868.3323 | 6427.1087 | 12861.1043
30 | 2000 | 8000 | 0.035 | 15 | 15 | 7 | 1e-13 | -1 | CO2 | Conduction4 | Wet | R245fa | MinimizeLCOE_Greenfield | IgnoreSilica | 51.813 | 0.66866 | 0.12204 | 1 | 310831.6226 | 620795.0306 | 6336.7231 | 12655.7464 | 35.0044 | 2.4184 | 27.5052 | 239098.9347 | 0 | 272587.2168 | 0 | 0 | 0 | 0 | 199557.5991 | 519207.9379 | 354370.0863 | 1584821.7748 | 0 | 36348190.2554 | 36348190.2554 | 1478867.319 | 0 | 0 | 37933012.0302 | 75760069.6047 | 100 | 0.12204 | 310831.6226 | 620795.0306 | 6336.7231 | 12655.7464
30 | 2000 | 9000 | 0.035 | 15 | 15 | 7 | 1e-13 | -1 | CO2 | Conduction4 | Wet | R245fa | MinimizeLCOE_Greenfield | IgnoreSilica | 56.9286 | 0.73797 | 0.13668 | 1 | 307450.1593 | 613121.9857 | 6267.7874 | 12499.321 | 35.1859 | 2.451 | 30.9505 | 258562.9636 | 0 | 297393.005 | 0 | 0 | 0 | 0 | 216822.8277 | 564128.5213 | 385029.3075 | 1721936.625 | 0 | 40301519.172 | 40301519.172 | 1478867.319 | 0 | 0 | 42023455.797 | 83803842.288 | 100 | 0.13668 | 307450.1593 | 613121.9857 | 6267.7874 | 12499.321
30 | 2000 | 10000 | 0.035 | 15 | 15 | 7 | 1e-13 | -1 | CO2 | Conduction4 | Wet | R245fa | MinimizeLCOE_Greenfield | IgnoreSilica | 61.866 | 0.80652 | 0.15126 | 1 | 304825.2077 | 607167.3509 | 6214.2742 | 12377.9277 | 35.3605 | 2.4823 | 32.1774 | 277308.3584 | 0 | 321437.4093 | 0 | 0 | 0 | 0 | 233510.8494 | 607547.3304 | 414663.5369 | 1854467.4844 | 0 | 44254848.0885 | 44254848.0885 | 1478867.319 | 0 | 0 | 46109315.5728 | 91843030.9803 | 100 | 0.15126 | 304825.2077 | 607167.3509 | 6214.2742 | 12377.9277
30 | 3000 | 1000 | 0.035 | 15 | 15 | 7 | 1e-13 | -1 | CO2 | Conduction4 | Wet | R245fa | MinimizeLCOE_Greenfield | IgnoreSilica | 16.7512 | 0.40794 | 0.054614 | 1 | 208598.7923 | 430709.7192 | 4252.5685 | 8780.6002 | 37.4037 | 3.135 | 21.974 | 127987.7087 | 0 | 111228.2041 | 0 | 0 | 0 | 0 | 93294.206 | 242732.3867 | 165669.8416 | 740912.3469 | 0 | 10651552.2981 | 10651552.2981 | 1478867.319 | 0 | 0 | 11392464.6451 | 23522884.2622 | 100 | 0.054614 | 208598.7923 | 430709.7192 | 4252.5685 | 8780.6002
30 | 3000 | 2000 | 0.035 | 15 | 15 | 7 | 1e-13 | -1 | CO2 | Conduction4 | Wet | R245fa | MinimizeLCOE_Greenfield | IgnoreSilica | 24.3003 | 0.52177 | 0.093679 | 1 | 167391.6033 | 339081.4739 | 3412.5042 | 6912.6345 | 39.4427 | 3.5515 | 26.2608 | 184398.4654 | 0 | 163073.7596 | 0 | 0 | 0 | 0 | 135514.1678 | 352580.0668 | 240643.1404 | 1076209.6 | 0 | 14604881.2146 | 14604881.2146 | 1478867.319 | 0 | 0 | 15681090.8146 | 31764839.3483 | 100 | 0.093679 | 167391.6033 | 339081.4739 | 3412.5042 | 6912.6345
30 | 3000 | 3000 | 0.035 | 15 | 15 | 7 | 1e-13 | -1 | CO2 | Conduction4 | Wet | R245fa | MinimizeLCOE_Greenfield | IgnoreSilica | 31.5696 | 0.63919 | 0.13289 | 1 | 150016.9582 | 300793.4589 | 3058.2986 | 6132.0815 | 40.646 | 3.7867 | 27.7298 | 234221.9355 | 0 | 210665.6801 | 0 | 0 | 0 | 0 | 173506.1701 | 451427.4636 | 308108.5198 | 1377929.7693 | 0 | 18558210.1312 | 18558210.1312 | 1478867.319 | 0 | 0 | 19936139.9004 | 39973217.3506 | 100 | 0.13289 | 150016.9582 | 300793.4589 | 3058.2986 | 6132.0815
30 | 3000 | 4000 | 0.035 | 15 | 15 | 7 | 1e-13 | -1 | CO2 | Conduction4 | Wet | R245fa | MinimizeLCOE_Greenfield | IgnoreSilica | 38.6607 | 0.75789 | 0.17212 | 1 | 140419.6533 | 279799.5599 | 2862.6446 | 5704.0925 | 41.4651 | 3.9423 | 26.1448 | 279840.2502 | 0 | 255418.1628 | 0 | 0 | 0 | 0 | 208750.781 | 543126.7116 | 370695.1408 | 1657831.0464 | 0 | 22511539.0477 | 22511539.0477 | 1478867.319 | 0 | 0 | 24169370.0941 | 48159776.4608 | 100 | 0.17212 | 140419.6533 | 279799.5599 | 2862.6446 | 5704.0925
30 | 3000 | 5000 | 0.035 | 15 | 15 | 7 | 1e-13 | -1 | CO2 | Conduction4 | Wet | R245fa | MinimizeLCOE_Greenfield | IgnoreSilica | 45.5324 | 0.87648 | 0.21131 | 1 | 134336.7276 | 266579.6906 | 2738.6359 | 5434.5876 | 42.1 | 4.0601 | 29.2614 | 322392.7892 | 0 | 297928.5221 | 0 | 0 | 0 | 0 | 241925.3114 | 629440.0347 | 429605.7574 | 1921292.4148 | 0 | 26464867.9642 | 26464867.9642 | 1478867.319 | 0 | 0 | 28386160.379 | 56329895.6622 | 100 | 0.21131 | 134336.7276 | 266579.6906 | 2738.6359 | 5434.5876
30 | 3000 | 6000 | 0.035 | 15 | 15 | 7 | 1e-13 | -1 | CO2 | Conduction4 | Wet | R245fa | MinimizeLCOE_Greenfield | IgnoreSilica | 52.2339 | 0.9948 | 0.25041 | 1 | 130148.276 | 257528.5974 | 2653.2486 | 5250.0688 | 42.6147 | 4.1536 | 32.5761 | 362577.0734 | 0 | 338684.7023 | 0 | 0 | 0 | 0 | 273492.0925 | 711570.3237 | 485661.3673 | 2171985.5591 | 0 | 30418196.8807 | 30418196.8807 | 1478867.319 | 0 | 0 | 32590182.4398 | 64487246.6395 | 100 | 0.25041 | 130148.276 | 257528.5974 | 2653.2486 | 5250.0688
30 | 3000 | 7000 | 0.035 | 15 | 15 | 7 | 1e-13 | -1 | CO2 | Conduction4 | Wet | R245fa | MinimizeLCOE_Greenfield | IgnoreSilica | 58.7332 | 1.1124 | 0.2894 | 1 | 127101.2644 | 250978.4535 | 2591.1312 | 5116.5352 | 43.0623 | 4.2336 | 32.6384 | 400821.7462 | 0 | 377907.9822 | 0 | 0 | 0 | 0 | 303704.5941 | 790177.0554 | 539312.0769 | 2411923.4548 | 0 | 34371525.7972 | 34371525.7972 | 1478867.319 | 0 | 0 | 36783449.252 | 72633842.3682 | 100 | 0.2894 | 127101.2644 | 250978.4535 | 2591.1312 | 5116.5352
30 | 3000 | 8000 | 0.035 | 15 | 15 | 7 | 1e-13 | -1 | CO2 | Conduction4 | Wet | R245fa | MinimizeLCOE_Greenfield | IgnoreSilica | 65.0324 | 1.2291 | 0.32827 | 1 | 124797.9951 | 246050.7448 | 2544.1759 | 5016.0772 | 43.4658 | 4.3044 | 33.6064 | 437434.3279 | 0 | 415794.9333 | 0 | 0 | 0 | 0 | 332759.4119 | 865771.7313 | 590906.9965 | 2642667.4009 | 0 | 38324854.7137 | 38324854.7137 | 1478867.319 | 0 | 0 | 40967522.1146 | 80771244.1473 | 100 | 0.32827 | 124797.9951 | 246050.7448 | 2544.1759 | 5016.0772
30 | 3000 | 9000 | 0.035 | 15 | 15 | 7 | 1e-13 | -1 | CO2 | Conduction4 | Wet | R245fa | MinimizeLCOE_Greenfield | IgnoreSilica | 71.1692 | 1.345 | 0.367 | 1 | 123008.3977 | 242238.2309 | 2507.6926 | 4938.354 | 43.8304 | 4.3675 | 29.1856 | 472652.9188 | 0 | 452550.9525 | 0 | 0 | 0 | 0 | 360829.5098 | 938804.3683 | 640753.2718 | 2865591.0213 | 0 | 42278183.6302 | 42278183.6302 | 1478867.319 | 0 | 0 | 45143774.6515 | 88900825.6007 | 100 | 0.367 | 123008.3977 | 242238.2309 | 2507.6926 | 4938.354
30 | 3000 | 10000 | 0.035 | 15 | 15 | 7 | 1e-13 | -1 | CO2 | Conduction4 | Wet | R245fa | MinimizeLCOE_Greenfield | IgnoreSilica | 77.1083 | 1.4599 | 0.40557 | 1 | 121589.1984 | 239227.2305 | 2478.7603 | 4876.9707 | 44.1751 | 4.4263 | 32.4475 | 506634.4638 | 0 | 488227.3335 | 0 | 0 | 0 | 0 | 387996.101 | 1009486.2658 | 688995.1193 | 3081339.2834 | 0 | 46231512.5467 | 46231512.5467 | 1478867.319 | 0 | 0 | 49312851.8301 | 97023231.6958 | 100 | 0.40557 | 121589.1984 | 239227.2305 | 2478.7603 | 4876.9707
30 | 4000 | 1000 | 0.035 | 15 | 15 | 7 | 1e-13 | -1 | CO2 | Conduction4 | Wet | R245fa | MinimizeLCOE_Greenfield | IgnoreSilica | 22.3861 | 0.74734 | 0.11424 | 1 | 120516.525 | 244005.6755 | 2456.8924 | 4974.3857 | 42.9728 | 4.4683 | 18.6964 | 205092.7679 | 0 | 162743.4946 | 0 | 0 | 0 | 0 | 143456.1423 | 373243.4555 | 254746.3278 | 1139282.188 | 0 | 12628216.7564 | 12628216.7564 | 1478867.319 | 0 | 0 | 13767498.9444 | 27874583.0198 | 100 | 0.11424 | 120516.525 | 244005.6755 | 2456.8924 | 4974.3857
30 | 4000 | 2000 | 0.035 | 15 | 15 | 7 | 1e-13 | -1 | CO2 | Conduction4 | Wet | R245fa | MinimizeLCOE_Greenfield | IgnoreSilica | 30.8682 | 0.90366 | 0.18697 | 1 | 97220.0577 | 193814.3597 | 1981.9624 | 3951.1679 | 45.9459 | 5.0827 | 24.7075 | 286632.7615 | 0 | 228619.1969 | 0 | 0 | 0 | 0 | 200948.2638 | 522826.1622 | 356839.5987 | 1595865.9831 | 0 | 16581545.6729 | 16581545.6729 | 1478867.319 | 0 | 0 | 18177411.656 | 36237824.6479 | 100 | 0.18697 | 97220.0577 | 193814.3597 | 1981.9624 | 3951.1679
30 | 4000 | 3000 | 0.035 | 15 | 15 | 7 | 1e-13 | -1 | CO2 | Conduction4 | Wet | R245fa | MinimizeLCOE_Greenfield | IgnoreSilica | 39.0091 | 1.0664 | 0.26005 | 1 | 86692.8235 | 171343.2343 | 1767.3505 | 3493.0636 | 47.8326 | 5.4522 | 26.6604 | 359454.7086 | 0 | 289509.4057 | 0 | 0 | 0 | 0 | 253096.0046 | 658503.8868 | 449442.4337 | 2010006.4394 | 0 | 20534874.5894 | 20534874.5894 | 1478867.319 | 0 | 0 | 22544881.0288 | 44558622.9372 | 100 | 0.26005 | 86692.8235 | 171343.2343 | 1767.3505 | 3493.0636
30 | 4000 | 4000 | 0.035 | 15 | 15 | 7 | 1e-13 | -1 | CO2 | Conduction4 | Wet | R245fa | MinimizeLCOE_Greenfield | IgnoreSilica | 46.8749 | 1.2313 | 0.33322 | 1 | 80677.3978 | 158604.7188 | 1644.7179 | 3233.3717 | 49.1962 | 5.7093 | 31.9677 | 426490.8761 | 0 | 346856.3302 | 0 | 0 | 0 | 0 | 301605.4105 | 784715.4103 | 535584.3918 | 2395252.4189 | 0 | 24488203.5059 | 24488203.5059 | 1478867.319 | 0 | 0 | 26883455.9248 | 52850526.7497 | 100 | 0.33322 | 80677.3978 | 158604.7188 | 1644.7179 | 3233.3717
30 | 4000 | 5000 | 0.035 | 15 | 15 | 7 | 1e-13 | -1 | CO2 | Conduction4 | Wet | R245fa | MinimizeLCOE_Greenfield | IgnoreSilica | 54.5145 | 1.397 | 0.40634 | 1 | 76783.4468 | 150416.7588 | 1565.3344 | 3066.4491 | 50.2575 | 5.9034 | 26.0122 | 489264.3722 | 0 | 401493.6077 | 0 | 0 | 0 | 0 | 347395.6122 | 903852.1222 | 616897.6457 | 2758903.36 | 0 | 28441532.4224 | 28441532.4224 | 1478867.319 | 0 | 0 | 31200435.7825 | 61120835.5239 | 100 | 0.40634 | 76783.4468 | 150416.7588 | 1565.3344 | 3066.4491
30 | 4000 | 6000 | 0.035 | 15 | 15 | 7 | 1e-13 | -1 | CO2 | Conduction4 | Wet | R245fa | MinimizeLCOE_Greenfield | IgnoreSilica | 61.9586 | 1.5627 | 0.47934 | 1 | 74060.315 | 144727.2947 | 1509.8197 | 2950.4617 | 51.1253 | 6.058 | 30.3819 | 548693.996 | 0 | 453948.8318 | 0 | 0 | 0 | 0 | 391030.7029 | 1017381.6774 | 694383.8999 | 3105439.1081 | 0 | 32394861.3389 | 32394861.3389 | 1478867.319 | 0 | 0 | 35500300.447 | 69374029.105 | 100 | 0.47934 | 74060.315 | 144727.2947 | 1509.8197 | 2950.4617
30 | 4000 | 7000 | 0.035 | 15 | 15 | 7 | 1e-13 | -1 | CO2 | Conduction4 | Wet | R245fa | MinimizeLCOE_Greenfield | IgnoreSilica | 69.1741 | 1.7277 | 0.55217 | 1 | 72053.6959 | 140560.2608 | 1468.9121 | 2865.511 | 51.8791 | 6.1892 | 29.7851 | 605366.0543 | 0 | 504480.3154 | 0 | 0 | 0 | 0 | 432840.0842 | 1126161.1113 | 768628.0987 | 3437475.6638 | 0 | 36348190.2554 | 36348190.2554 | 1478867.319 | 0 | 0 | 39785665.9193 | 77612723.4937 | 100 | 0.55217 | 72053.6959 | 140560.2608 | 1468.9121 | 2865.511
30 | 4000 | 8000 | 0.035 | 15 | 15 | 7 | 1e-13 | -1 | CO2 | Conduction4 | Wet | R245fa | MinimizeLCOE_Greenfield | IgnoreSilica | 76.1922 | 1.8918 | 0.62478 | 1 | 70519.1679 | 137391.6054 | 1437.6286 | 2800.9137 | 52.5463 | 6.3029 | 32.7456 | 659716.4649 | 0 | 553378.2506 | 0 | 0 | 0 | 0 | 473106.939 | 1230927.2078 | 840133.1124 | 3757261.9747 | 0 | 40301519.172 | 40301519.172 | 1478867.319 | 0 | 0 | 44058781.1467 | 85839167.6376 | 100 | 0.62478 | 70519.1679 | 137391.6054 | 1437.6286 | 2800.9137
30 | 4000 | 9000 | 0.035 | 15 | 15 | 7 | 1e-13 | -1 | CO2 | Conduction4 | Wet | R245fa | MinimizeLCOE_Greenfield | IgnoreSilica | 83.001 | 2.0548 | 0.69714 | 1 | 69312.9291 | 134914.5046 | 1413.0378 | 2750.4147 | 53.1564 | 6.4047 | 33.9598 | 712052.739 | 0 | 600792.1495 | 0 | 0 | 0 | 0 | 512009.5065 | 1332143.7083 | 909215.4538 | 4066213.5571 | 0 | 44254848.0885 | 44254848.0885 | 1478867.319 | 0 | 0 | 48321061.6455 | 94054777.053 | 100 | 0.69714 | 69312.9291 | 134914.5046 | 1413.0378 | 2750.4147
30 | 4000 | 10000 | 0.035 | 15 | 15 | 7 | 1e-13 | -1 | CO2 | Conduction4 | Wet | R245fa | MinimizeLCOE_Greenfield | IgnoreSilica | 89.6144 | 2.2167 | 0.76924 | 1 | 68344.9412 | 132937.2025 | 1393.3041 | 2710.1047 | 53.7217 | 6.4973 | 37.6245 | 762619.5882 | 0 | 646882.1102 | 0 | 0 | 0 | 0 | 549705.6624 | 1430221.3733 | 976155.4754 | 4365584.2094 | 0 | 48208177.005 | 48208177.005 | 1478867.319 | 0 | 0 | 52573761.2144 | 102260805.5384 | 100 | 0.76924 | 68344.9412 | 132937.2025 | 1393.3041 | 2710.1047
30 | 5000 | 1000 | 0.035 | 15 | 15 | 7 | 1e-13 | -1 | CO2 | Conduction4 | Wet | R245fa | MinimizeLCOE_Greenfield | IgnoreSilica | 28.225 | 1.1932 | 0.20027 | 1 | 80895.2459 | 161207.1608 | 1649.159 | 3286.426 | 48.6624 | 5.8287 | 21.6537 | 295928.6855 | 0 | 219266.0355 | 0 | 0 | 0 | 0 | 200925.9412 | 522768.0834 | 356799.9587 | 1595688.7042 | 0 | 14604881.2146 | 14604881.2146 | 1478867.319 | 0 | 0 | 16200569.9188 | 32284318.4525 | 100 | 0.20027 | 80895.2459 | 161207.1608 | 1649.159 | 3286.426
30 | 5000 | 2000 | 0.035 | 15 | 15 | 7 | 1e-13 | -1 | CO2 | Conduction4 | Wet | R245fa | MinimizeLCOE_Greenfield | IgnoreSilica | 37.4498 | 1.3911 | 0.31485 | 1 | 65835.4978 | 129476.1293 | 1342.1457 | 2639.546 | 52.4957 | 6.6274 | 23.4178 | 402885.4755 | 0 | 297707.7678 | 0 | 0 | 0 | 0 | 273231.3649 | 710891.9639 | 485198.3727 | 2169914.9448 | 0 | 18558210.1312 | 18558210.1312 | 1478867.319 | 0 | 0 | 20728125.0759 | 40765202.5261 | 100 | 0.31485 | 65835.4978 | 129476.1293 | 1342.1457 | 2639.546
30 | 5000 | 3000 | 0.035 | 15 | 15 | 7 | 1e-13 | -1 | CO2 | Conduction4 | Wet | R245fa | MinimizeLCOE_Greenfield | IgnoreSilica | 46.2512 | 1.598 | 0.43004 | 1 | 58611.7638 | 114397.6347 | 1194.8801 | 2332.1505 | 55.0806 | 7.1362 | 26.318 | 499279.9028 | 0 | 370563.9524 | 0 | 0 | 0 | 0 | 339239.1035 | 882630.5599 | 602413.4934 | 2694127.012 | 0 | 22511539.0477 | 22511539.0477 | 1478867.319 | 0 | 0 | 25205666.0596 | 49196072.4263 | 100 | 0.43004 | 58611.7638 | 114397.6347 | 1194.8801 | 2332.1505
30 | 5000 | 4000 | 0.035 | 15 | 15 | 7 | 1e-13 | -1 | CO2 | Conduction4 | Wet | R245fa | MinimizeLCOE_Greenfield | IgnoreSilica | 54.7554 | 1.809 | 0.54544 | 1 | 54356.8209 | 105588.148 | 1108.1373 | 2152.5572 | 56.9966 | 7.4978 | 30.5318 | 588474.7717 | 0 | 439417.82 | 0 | 0 | 0 | 0 | 400878.1107 | 1043002.6127 | 711870.7148 | 3183644.0299 | 0 | 26464867.9642 | 26464867.9642 | 1478867.319 | 0 | 0 | 29648511.9941 | 57592247.2773 | 100 | 0.54544 | 54356.8209 | 105588.148 | 1108.1373 | 2152.5572
30 | 5000 | 5000 | 0.035 | 15 | 15 | 7 | 1e-13 | -1 | CO2 | Conduction4 | Wet | R245fa | MinimizeLCOE_Greenfield | IgnoreSilica | 62.9797 | 2.0212 | 0.66082 | 1 | 51549.1835 | 99818.0937 | 1050.8998 | 2034.9269 | 58.5262 | 7.7766 | 32.6531 | 672257.9533 | 0 | 505087.5701 | 0 | 0 | 0 | 0 | 459164.7541 | 1194652.5026 | 815374.8807 | 3646537.6607 | 0 | 30418196.8807 | 30418196.8807 | 1478867.319 | 0 | 0 | 34064734.5414 | 65961798.7411 | 100 | 0.66082 | 51549.1835 | 99818.0937 | 1050.8998 | 2034.9269
30 | 5000 | 6000 | 0.035 | 15 | 15 | 7 | 1e-13 | -1 | CO2 | Conduction4 | Wet | R245fa | MinimizeLCOE_Greenfield | IgnoreSilica | 70.9787 | 2.234 | 0.77605 | 1 | 49558.5253 | 95754.69 | 1010.3176 | 1952.0889 | 59.7935 | 8.0007 | 32.2421 | 751753.9537 | 0 | 568195.0968 | 0 | 0 | 0 | 0 | 514780.1297 | 1339352.3015 | 914135.4667 | 4088216.9482 | 0 | 34371525.7972 | 34371525.7972 | 1478867.319 | 0 | 0 | 38459742.7454 | 74310135.8616 | 100 | 0.77605 | 49558.5253 | 95754.69 | 1010.3176 | 1952.0889
30 | 5000 | 7000 | 0.035 | 15 | 15 | 7 | 1e-13 | -1 | CO2 | Conduction4 | Wet | R245fa | MinimizeLCOE_Greenfield | IgnoreSilica | 78.7324 | 2.4462 | 0.89103 | 1 | 48075.54 | 92747.1011 | 980.0849 | 1890.7751 | 60.8952 | 8.1902 | 35.2554 | 827694.9975 | 0 | 629052.4513 | 0 | 0 | 0 | 0 | 568131.505 | 1478161.6363 | 1008875.69 | 4511916.2801 | 0 | 38324854.7137 | 38324854.7137 | 1478867.319 | 0 | 0 | 42836770.9938 | 82640493.0265 | 100 | 0.89103 | 48075.54 | 92747.1011 | 980.0849 | 1890.7751
30 | 5000 | 8000 | 0.035 | 15 | 15 | 7 | 1e-13 | -1 | CO2 | Conduction4 | Wet | R245fa | MinimizeLCOE_Greenfield | IgnoreSilica | 86.277 | 2.6578 | 1.0057 | 1 | 46930.6923 | 90439.4236 | 956.7456 | 1843.73 | 61.8694 | 8.3535 | 38.8074 | 900625.9858 | 0 | 687993.9193 | 0 | 0 | 0 | 0 | 619561.763 | 1611972.6177 | 1100204.4343 | 4920358.7202 | 0 | 42278183.6302 | 42278183.6302 | 1478867.319 | 0 | 0 | 47198542.3504 | 90955593.2997 | 100 | 1.0057 | 46930.6923 | 90439.4236 | 956.7456 | 1843.73
30 | 5000 | 9000 | 0.035 | 15 | 15 | 7 | 1e-13 | -1 | CO2 | Conduction4 | Wet | R245fa | MinimizeLCOE_Greenfield | IgnoreSilica | 93.6265 | 2.8684 | 1.12 | 1 | 46022.9538 | 88620.4418 | 938.2402 | 1806.6476 | 62.7472 | 8.4972 | 35.8341 | 970947.5753 | 0 | 745245.4528 | 0 | 0 | 0 | 0 | 669315.281 | 1741421.0656 | 1188555.6599 | 5315485.0346 | 0 | 46231512.5467 | 46231512.5467 | 1478867.319 | 0 | 0 | 51546997.5813 | 99257377.4471 | 100 | 1.12 | 46022.9538 | 88620.4418 | 938.2402 | 1806.6476
30 | 5000 | 10000 | 0.035 | 15 | 15 | 7 | 1e-13 | -1 | CO2 | Conduction4 | Wet | R245fa | MinimizeLCOE_Greenfield | IgnoreSilica | 100.7593 | 3.0776 | 1.2339 | 1 | 45288.2077 | 87156.774 | 923.2614 | 1776.8087 | 63.5612 | 8.6274 | 37.1017 | 1038954.5633 | 0 | 800911.8882 | 0 | 0 | 0 | 0 | 717547.9161 | 1866912.4884 | 1274206.1346 | 5698532.9907 | 0 | 50184841.4632 | 50184841.4632 | 1478867.319 | 0 | 0 | 55883374.4539 | 107547083.2362 | 100 | 1.2339 | 45288.2077 | 87156.774 | 923.2614 | 1776.8087
30 | 6000 | 1000 | 0.035 | 15 | 15 | 7 | 1e-13 | -1 | CO2 | Conduction4 | Wet | R245fa | MinimizeLCOE_Greenfield | IgnoreSilica | 34.2614 | 1.7486 | 0.31553 | 1 | 59230.0195 | 116467.8051 | 1207.4841 | 2374.3537 | 54.4312 | 7.209 | 24.38 | 399912.9846 | 0 | 280523.0537 | 0 | 0 | 0 | 0 | 265370.0549 | 690438.4481 | 471238.4279 | 2107482.9692 | 0 | 16581545.6729 | 16581545.6729 | 1478867.319 | 0 | 0 | 18689028.6421 | 36749441.634 | 100 | 0.31553 | 59230.0195 | 116467.8051 | 1207.4841 | 2374.3537
30 | 6000 | 2000 | 0.035 | 15 | 15 | 7 | 1e-13 | -1 | CO2 | Conduction4 | Wet | R245fa | MinimizeLCOE_Greenfield | IgnoreSilica | 44.0929 | 1.9872 | 0.47915 | 1 | 48691.727 | 94635.405 | 992.6467 | 1929.2707 | 59.0278 | 8.1771 | 24.851 | 532213.0899 | 0 | 370388.0885 | 0 | 0 | 0 | 0 | 352014.4596 | 915869.4157 | 625099.6954 | 2795584.749 | 0 | 20534874.5894 | 20534874.5894 | 1478867.319 | 0 | 0 | 23330459.3384 | 45344201.2469 | 100 | 0.47915 | 48691.727 | 94635.405 | 992.6467 | 1929.2707
30 | 6000 | 3000 | 0.035 | 15 | 15 | 7 | 1e-13 | -1 | CO2 | Conduction4 | Wet | R245fa | MinimizeLCOE_Greenfield | IgnoreSilica | 53.4324 | 2.2374 | 0.64368 | 1 | 43368.3544 | 83709.647 | 884.1226 | 1706.5344 | 62.2781 | 8.8223 | 28.6581 | 652373.0176 | 0 | 454201.0858 | 0 | 0 | 0 | 0 | 431563.9003 | 1122840.7427 | 766361.879 | 3427340.6253 | 0 | 24488203.5059 | 24488203.5059 | 1478867.319 | 0 | 0 | 27915544.1312 | 53882614.9562 | 100 | 0.64368 | 43368.3544 | 83709.647 | 884.1226 | 1706.5344
30 | 6000 | 4000 | 0.035 | 15 | 15 | 7 | 1e-13 | -1 | CO2 | Conduction4 | Wet | R245fa | MinimizeLCOE_Greenfield | IgnoreSilica | 62.4339 | 2.4932 | 0.80858 | 1 | 40145.4908 | 77149.3096 | 818.4201 | 1572.793 | 64.7582 | 9.2927 | 27.3797 | 764051.1793 | 0 | 533597.7648 | 0 | 0 | 0 | 0 | 506083.0882 | 1316724.3835 | 898691.4477 | 4019147.8634 | 0 | 28441532.4224 | 28441532.4224 | 1478867.319 | 0 | 0 | 32460680.2858 | 62381080.0273 | 100 | 0.80858 | 40145.4908 | 77149.3096 | 818.4201 | 1572.793
30 | 6000 | 5000 | 0.035 | 15 | 15 | 7 | 1e-13 | -1 | CO2 | Conduction4 | Wet | R245fa | MinimizeLCOE_Greenfield | IgnoreSilica | 71.1445 | 2.7517 | 0.9735 | 1 | 37981.4151 | 72777.2167 | 774.3025 | 1483.662 | 66.7625 | 9.6584 | 29.8445 | 869268.2233 | 0 | 609481.7023 | 0 | 0 | 0 | 0 | 576712.471 | 1500487.5495 | 1024113.5845 | 4580063.5305 | 0 | 32394861.3389 | 32394861.3389 | 1478867.319 | 0 | 0 | 36974924.8694 | 70848653.5274 | 100 | 0.9735 | 37981.4151 | 72777.2167 | 774.3025 | 1483.662
30 | 6000 | 6000 | 0.035 | 15 | 15 | 7 | 1e-13 | -1 | CO2 | Conduction4 | Wet | R245fa | MinimizeLCOE_Greenfield | IgnoreSilica | 79.5755 | 3.0109 | 1.1383 | 1 | 36427.5854 | 69660.0443 | 742.6256 | 1420.1142 | 68.4586 | 9.9574 | 35.3202 | 969292.2162 | 0 | 682409.9144 | 0 | 0 | 0 | 0 | 644163.831 | 1675982.152 | 1143892.2567 | 5115740.3703 | 0 | 36348190.2554 | 36348190.2554 | 1478867.319 | 0 | 0 | 41463930.6258 | 79290988.2002 | 100 | 1.1383 | 36427.5854 | 69660.0443 | 742.6256 | 1420.1142
30 | 6000 | 7000 | 0.035 | 15 | 15 | 7 | 1e-13 | -1 | CO2 | Conduction4 | Wet | R245fa | MinimizeLCOE_Greenfield | IgnoreSilica | 87.7728 | 3.2703 | 1.3027 | 1 | 35258.723 | 67330.5999 | 718.7968 | 1372.6254 | 69.927 | 10.2083 | 35.3374 | 1065007.8596 | 0 | 752862.9213 | 0 | 0 | 0 | 0 | 708969.6045 | 1844593.4813 | 1258972.9536 | 5630406.8204 | 0 | 40301519.172 | 40301519.172 | 1478867.319 | 0 | 0 | 45931925.9923 | 87712312.4833 | 100 | 1.3027 | 35258.723 | 67330.5999 | 718.7968 | 1372.6254
30 | 6000 | 8000 | 0.035 | 15 | 15 | 7 | 1e-13 | -1 | CO2 | Conduction4 | Wet | R245fa | MinimizeLCOE_Greenfield | IgnoreSilica | 95.7434 | 3.5291 | 1.4668 | 1 | 34348.9032 | 65528.8934 | 700.2489 | 1335.8951 | 71.2318 | 10.4248 | 39.7197 | 1157042.1539 | 0 | 821135.4532 | 0 | 0 | 0 | 0 | 771489.2668 | 2007256.8179 | 1369994.0232 | 6126917.715 | 0 | 44254848.0885 | 44254848.0885 | 1478867.319 | 0 | 0 | 50381765.8034 | 96115481.2109 | 100 | 1.4668 | 34348.9032 | 65528.8934 | 700.2489 | 1335.8951
30 | 6000 | 9000 | 0.035 | 15 | 15 | 7 | 1e-13 | -1 | CO2 | Conduction4 | Wet | R245fa | MinimizeLCOE_Greenfield | IgnoreSilica | 103.4996 | 3.787 | 1.6303 | 1 | 33622.1684 | 64098.6031 | 685.4334 | 1306.7367 | 72.4123 | 10.6154 | 39.4027 | 1245870.2459 | 0 | 887469.0104 | 0 | 0 | 0 | 0 | 832002.31 | 2164699.3434 | 1477451.782 | 6607492.6916 | 0 | 48208177.005 | 48208177.005 | 1478867.319 | 0 | 0 | 54815669.6965 | 104502714.0205 | 100 | 1.6303 | 33622.1684 | 64098.6031 | 685.4334 | 1306.7367
30 | 6000 | 10000 | 0.035 | 15 | 15 | 7 | 1e-13 | -1 | CO2 | Conduction4 | Wet | R245fa | MinimizeLCOE_Greenfield | IgnoreSilica | 111.0272 | 4.0434 | 1.7934 | 1 | 33029.8451 | 62940.0101 | 673.3581 | 1283.1172 | 73.5059 | 10.7875 | 39.2017 | 1331850.0076 | 0 | 951995.137 | 0 | 0 | 0 | 0 | 890699.6064 | 2317417.6682 | 1581685.1767 | 7073647.596 | 0 | 52161505.9215 | 52161505.9215 | 1478867.319 | 0 | 0 | 59235153.5174 | 112875526.7579 | 100 | 1.7934 | 33029.8451 | 62940.0101 | 673.3581 | 1283.1172
30 | 7000 | 1000 | 0.035 | 15 | 15 | 7 | 1e-13 | -1 | CO2 | Conduction4 | Wet | R245fa | MinimizeLCOE_Greenfield | IgnoreSilica | 40.4512 | 2.4152 | 0.46264 | 1 | 45889.9513 | 89200.4898 | 935.5287 | 1818.4726 | 60.27 | 8.6103 | 24.4356 | 516574.4609 | 0 | 346189.987 | 0 | 0 | 0 | 0 | 336478.1347 | 875447.0852 | 597510.6243 | 2672200.2921 | 0 | 18558210.1312 | 18558210.1312 | 1478867.319 | 0 | 0 | 21230410.4232 | 41267487.8734 | 100 | 0.46264 | 45889.9513 | 89200.4898 | 935.5287 | 1818.4726
30 | 7000 | 2000 | 0.035 | 15 | 15 | 7 | 1e-13 | -1 | CO2 | Conduction4 | Wet | R245fa | MinimizeLCOE_Greenfield | IgnoreSilica | 50.7944 | 2.694 | 0.68167 | 1 | 38115.2183 | 73308.6817 | 777.0303 | 1494.4966 | 65.5386 | 9.7315 | 28.7878 | 673955.5274 | 0 | 446568.3136 | 0 | 0 | 0 | 0 | 437004.298 | 1136995.5415 | 776022.82 | 3470546.5005 | 0 | 22511539.0477 | 22511539.0477 | 1478867.319 | 0 | 0 | 25982085.5481 | 49972491.9148 | 100 | 0.68167 | 38115.2183 | 73308.6817 | 777.0303 | 1494.4966
30 | 7000 | 3000 | 0.035 | 15 | 15 | 7 | 1e-13 | -1 | CO2 | Conduction4 | Wet | R245fa | MinimizeLCOE_Greenfield | IgnoreSilica | 60.5897 | 2.9867 | 0.90196 | 1 | 34005.9908 | 64987.0487 | 693.2581 | 1324.8489 | 69.4106 | 10.5066 | 31.4129 | 817848.037 | 0 | 540530.1538 | 0 | 0 | 0 | 0 | 529767.4944 | 1378346.3502 | 940749.7062 | 4207241.7416 | 0 | 26464867.9642 | 26464867.9642 | 1478867.319 | 0 | 0 | 30672109.7058 | 58615844.989 | 100 | 0.90196 | 34005.9908 | 64987.0487 | 693.2581 | 1324.8489
30 | 7000 | 4000 | 0.035 | 15 | 15 | 7 | 1e-13 | -1 | CO2 | Conduction4 | Wet | R245fa | MinimizeLCOE_Greenfield | IgnoreSilica | 69.9977 | 3.2866 | 1.1228 | 1 | 31455.3216 | 59864.2965 | 641.2593 | 1220.4147 | 72.4469 | 11.0854 | 32.3041 | 952104.2704 | 0 | 629699.7688 | 0 | 0 | 0 | 0 | 616903.5753 | 1605056.5586 | 1095484.0818 | 4899248.2549 | 0 | 30418196.8807 | 30418196.8807 | 1478867.319 | 0 | 0 | 35317445.1356 | 67214509.3353 | 100 | 1.1228 | 31455.3216 | 59864.2965 | 641.2593 | 1220.4147
30 | 7000 | 5000 | 0.035 | 15 | 15 | 7 | 1e-13 | -1 | CO2 | Conduction4 | Wet | R245fa | MinimizeLCOE_Greenfield | IgnoreSilica | 79.0808 | 3.5902 | 1.3437 | 1 | 29714.717 | 56394.9634 | 605.7747 | 1149.6876 | 74.9448 | 11.542 | 37.4795 | 1078922.6044 | 0 | 715022.2294 | 0 | 0 | 0 | 0 | 699638.4852 | 1820315.8228 | 1242402.9528 | 5556302.0946 | 0 | 34371525.7972 | 34371525.7972 | 1478867.319 | 0 | 0 | 39927827.8918 | 75778221.008 | 100 | 1.3437 | 29714.717 | 56394.9634 | 605.7747 | 1149.6876
30 | 7000 | 6000 | 0.035 | 15 | 15 | 7 | 1e-13 | -1 | CO2 | Conduction4 | Wet | R245fa | MinimizeLCOE_Greenfield | IgnoreSilica | 87.8971 | 3.8957 | 1.5645 | 1 | 28450.4727 | 53892.8449 | 580.0014 | 1098.6785 | 77.0616 | 11.915 | 37.2744 | 1199728.0929 | 0 | 797182.2601 | 0 | 0 | 0 | 0 | 778795.0377 | 2026264.9352 | 1382967.4539 | 6184937.7797 | 0 | 38324854.7137 | 38324854.7137 | 1478867.319 | 0 | 0 | 44509792.4934 | 84313514.5262 | 100 | 1.5645 | 28450.4727 | 53892.8449 | 580.0014 | 1098.6785
30 | 7000 | 7000 | 0.035 | 15 | 15 | 7 | 1e-13 | -1 | CO2 | Conduction4 | Wet | R245fa | MinimizeLCOE_Greenfield | IgnoreSilica | 96.4427 | 4.2015 | 1.7849 | 1 | 27490.8087 | 52006.35 | 560.4373 | 1060.2198 | 78.9171 | 12.231 | 37.7701 | 1315487.2941 | 0 | 876561.9718 | 0 | 0 | 0 | 0 | 854899.2137 | 2224272.3901 | 1518111.6104 | 6789332.48 | 0 | 42278183.6302 | 42278183.6302 | 1478867.319 | 0 | 0 | 49067516.1103 | 92824567.0595 | 100 | 1.7849 | 27490.8087 | 52006.35 | 560.4373 | 1060.2198
30 | 7000 | 8000 | 0.035 | 15 | 15 | 7 | 1e-13 | -1 | CO2 | Conduction4 | Wet | R245fa | MinimizeLCOE_Greenfield | IgnoreSilica | 104.7519 | 4.5071 | 2.0048 | 1 | 26738.2556 | 50536.5296 | 545.0955 | 1030.2555 | 80.5705 | 12.5039 | 34.742 | 1426923.9759 | 0 | 953537.522 | 0 | 0 | 0 | 0 | 928379.9842 | 2415454.282 | 1648597.1801 | 7372892.9442 | 0 | 46231512.5467 | 46231512.5467 | 1478867.319 | 0 | 0 | 53604405.4909 | 101314785.3566 | 100 | 2.0048 | 26738.2556 | 50536.5296 | 545.0955 | 1030.2555
30 | 7000 | 9000 | 0.035 | 15 | 15 | 7 | 1e-13 | -1 | CO2 | Conduction4 | Wet | R245fa | MinimizeLCOE_Greenfield | IgnoreSilica | 112.8151 | 4.8116 | 2.2241 | 1 | 26133.1807 | 49362.2523 | 532.7602 | 1006.3163 | 82.0789 | 12.7455 | 40.0625 | 1534570.0658 | 0 | 1028309.5087 | 0 | 0 | 0 | 0 | 999523.034 | 2600553.9042 | 1774931.4757 | 7937887.9884 | 0 | 50184841.4632 | 50184841.4632 | 1478867.319 | 0 | 0 | 58122729.4516 | 109786438.2339 | 100 | 2.2241 | 26133.1807 | 49362.2523 | 532.7602 | 1006.3163
30 | 7000 | 10000 | 0.035 | 15 | 15 | 7 | 1e-13 | -1 | CO2 | Conduction4 | Wet | R245fa | MinimizeLCOE_Greenfield | IgnoreSilica | 120.6808 | 5.1152 | 2.4427 | 1 | 25637.151 | 48405.4878 | 522.648 | 986.8113 | 83.4582 | 12.9603 | 41.982 | 1638869.0951 | 0 | 1101178.9069 | 0 | 0 | 0 | 0 | 1068618.7208 | 2780326.7076 | 1897630.108 | 8486623.5384 | 0 | 54138170.3797 | 54138170.3797 | 1478867.319 | 0 | 0 | 62624793.9181 | 118241831.6169 | 100 | 2.4427 | 25637.151 | 48405.4878 | 522.648 | 986.8113
30 | 8000 | 1000 | 0.035 | 15 | 15 | 7 | 1e-13 | -1 | CO2 | Conduction4 | Wet | R245fa | MinimizeLCOE_Greenfield | IgnoreSilica | 46.7823 | 3.1949 | 0.64397 | 1 | 36993.651 | 71178.1056 | 754.1656 | 1451.062 | 66.1642 | 10.0296 | 30.2811 | 645525.1817 | 0 | 416029.4119 | 0 | 0 | 0 | 0 | 414006.2915 | 1077159.4461 | 735183.4554 | 3287903.7865 | 0 | 20534874.5894 | 20534874.5894 | 1478867.319 | 0 | 0 | 23822778.3759 | 45836520.2843 | 100 | 0.64397 | 36993.651 | 71178.1056 | 754.1656 | 1451.062
30 | 8000 | 2000 | 0.035 | 15 | 15 | 7 | 1e-13 | -1 | CO2 | Conduction4 | Wet | R245fa | MinimizeLCOE_Greenfield | IgnoreSilica | 57.5345 | 3.513 | 0.92416 | 1 | 31034.5621 | 59132.5066 | 632.6815 | 1205.4961 | 72.0507 | 11.2928 | 31.2636 | 827608.3749 | 0 | 526100.5005 | 0 | 0 | 0 | 0 | 527946.4614 | 1373608.3959 | 937515.955 | 4192779.6877 | 0 | 24488203.5059 | 24488203.5059 | 1478867.319 | 0 | 0 | 28680983.1936 | 54648054.0186 | 100 | 0.92416 | 31034.5621 | 59132.5066 | 632.6815 | 1205.4961
30 | 8000 | 3000 | 0.035 | 15 | 15 | 7 | 1e-13 | -1 | CO2 | Conduction4 | Wet | R245fa | MinimizeLCOE_Greenfield | IgnoreSilica | 67.7003 | 3.8473 | 1.2059 | 1 | 27756.7276 | 52567.4533 | 565.8584 | 1071.6586 | 76.511 | 12.1922 | 29.1849 | 995052.3431 | 0 | 629479.4874 | 0 | 0 | 0 | 0 | 633567.4139 | 1648412.4484 | 1125075.3675 | 5031587.0604 | 0 | 28441532.4224 | 28441532.4224 | 1478867.319 | 0 | 0 | 33473119.4829 | 63393519.2243 | 100 | 1.2059 | 27756.7276 | 52567.4533 | 565.8584 | 1071.6586
30 | 8000 | 4000 | 0.035 | 15 | 15 | 7 | 1e-13 | -1 | CO2 | Conduction4 | Wet | R245fa | MinimizeLCOE_Greenfield | IgnoreSilica | 77.4366 | 4.1901 | 1.4885 | 1 | 25675.2823 | 48432.9975 | 523.4254 | 987.3722 | 80.0871 | 12.8778 | 34.6024 | 1151828.4976 | 0 | 727746.6835 | 0 | 0 | 0 | 0 | 733034.3206 | 1907204.9363 | 1301706.5582 | 5821520.9962 | 0 | 32394861.3389 | 32394861.3389 | 1478867.319 | 0 | 0 | 38216382.3352 | 72090110.9931 | 100 | 1.4885 | 25675.2823 | 48432.9975 | 523.4254 | 987.3722
30 | 8000 | 5000 | 0.035 | 15 | 15 | 7 | 1e-13 | -1 | CO2 | Conduction4 | Wet | R245fa | MinimizeLCOE_Greenfield | IgnoreSilica | 86.8519 | 4.5384 | 1.7712 | 1 | 24233.5588 | 45590.8674 | 494.0339 | 929.4315 | 83.0527 | 13.4223 | 32.5931 | 1300288.7569 | 0 | 821961.0466 | 0 | 0 | 0 | 0 | 827677.4234 | 2153446.8756 | 1469771.7415 | 6573145.844 | 0 | 36348190.2554 | 36348190.2554 | 1478867.319 | 0 | 0 | 42921336.0994 | 80748393.6739 | 100 | 1.7712 | 24233.5588 | 45590.8674 | 494.0339 | 929.4315
30 | 8000 | 6000 | 0.035 | 15 | 15 | 7 | 1e-13 | -1 | CO2 | Conduction4 | Wet | R245fa | MinimizeLCOE_Greenfield | IgnoreSilica | 95.9675 | 4.8891 | 2.0537 | 1 | 23175.0091 | 43518.9522 | 472.4539 | 887.1927 | 85.5981 | 13.8719 | 39.6986 | 1441950.0233 | 0 | 912727.0341 | 0 | 0 | 0 | 0 | 918324.0524 | 2389290.8102 | 1630740.0729 | 7293031.9929 | 0 | 40301519.172 | 40301519.172 | 1478867.319 | 0 | 0 | 47594551.1648 | 89374937.6558 | 100 | 2.0537 | 23175.0091 | 43518.9522 | 472.4539 | 887.1927
30 | 8000 | 7000 | 0.035 | 15 | 15 | 7 | 1e-13 | -1 | CO2 | Conduction4 | Wet | R245fa | MinimizeLCOE_Greenfield | IgnoreSilica | 104.7908 | 5.2405 | 2.3358 | 1 | 22364.7344 | 41943.8018 | 455.9354 | 855.0811 | 87.8461 | 14.2551 | 36.2805 | 1577873.6533 | 0 | 1000462.4516 | 0 | 0 | 0 | 0 | 1005551.0809 | 2616237.6456 | 1785635.9515 | 7985760.7829 | 0 | 44254848.0885 | 44254848.0885 | 1478867.319 | 0 | 0 | 52240608.8714 | 97974324.2789 | 100 | 2.3358 | 22364.7344 | 41943.8018 | 455.9354 | 855.0811
30 | 8000 | 8000 | 0.035 | 15 | 15 | 7 | 1e-13 | -1 | CO2 | Conduction4 | Wet | R245fa | MinimizeLCOE_Greenfield | IgnoreSilica | 113.3876 | 5.5926 | 2.6174 | 1 | 21725.0045 | 40708.2052 | 442.8936 | 829.8918 | 89.8465 | 14.585 | 40.2799 | 1708873.4376 | 0 | 1085642.4315 | 0 | 0 | 0 | 0 | 1089861.1889 | 2835595.2524 | 1935352.0254 | 8655324.3358 | 0 | 48208177.005 | 48208177.005 | 1478867.319 | 0 | 0 | 56863501.3408 | 106550545.6648 | 100 | 2.6174 | 21725.0045 | 40708.2052 | 442.8936 | 829.8918
30 | 8000 | 9000 | 0.035 | 15 | 15 | 7 | 1e-13 | -1 | CO2 | Conduction4 | Wet | R245fa | MinimizeLCOE_Greenfield | IgnoreSilica | 121.746 | 5.944 | 2.8983 | 1 | 21207.6341 | 39715.283 | 432.3463 | 809.6498 | 91.6664 | 14.8758 | 41.8682 | 1835539.8309 | 0 | 1168471.2959 | 0 | 0 | 0 | 0 | 1171564.3395 | 3048170.0904 | 2080438.7203 | 9304184.277 | 0 | 52161505.9215 | 52161505.9215 | 1478867.319 | 0 | 0 | 61465690.1985 | 115106063.439 | 100 | 2.8983 | 21207.6341 | 39715.283 | 432.3463 | 809.6498
30 | 8000 | 10000 | 0.035 | 15 | 15 | 7 | 1e-13 | -1 | CO2 | Conduction4 | Wet | R245fa | MinimizeLCOE_Greenfield | IgnoreSilica | 129.8797 | 6.2943 | 3.1783 | 1 | 20781.2236 | 38902.0338 | 423.6534 | 793.0706 | 93.3425 | 15.1357 | 44.3169 | 1958349.4519 | 0 | 1249172.1707 | 0 | 0 | 0 | 0 | 1250933.4328 | 3254672.1905 | 2221380.6468 | 9934507.8927 | 0 | 56114834.838 | 56114834.838 | 1478867.319 | 0 | 0 | 66049342.7307 | 123643044.8877 | 100 | 3.1783 | 20781.2236 | 38902.0338 | 423.6534 | 793.0706

## Water (Baseline)
Time [year] | Depth [m] | Res Length [m] | Temp Gradient [C/m] | Temp Surface Air [C] | Temp Surface Rock [C] | dT Approach [C] | Transmissivity [m^3] | Config Number [-] | Fluid | Reservoir | Cooling Wet/Dry | orcFluid | Method | Silica? | mass flow [kg/s] | Reservoir Heat [MWth] | Electric Power I-P Pair [MWe] | N_IP_Multiplier | SpCC (Brownfield) [$/kWe] | SpCC (Greenfield) [$/kWe] | LCOE (Brownfield) [$/MWh] | LCOE (Greenfield) [$/MWh] | Temp Production [C] | dP Surface [Mpa] | SolveTime [s] | C_T_G_N | C_pump_orc_N | C_coolingTowers_N | C_heatExchanger_N | C_recuperator_N | C_pump_prod_N | C_pump_inj_N | C_plant_otherEquipment_N | C_plant_installation_N | C_plant_indirectContingency_N | C_surfacePlant_N | C_gatheringSystem_N | C_wells_production_N | C_wells_injection_N | C_wellfield_N | C_exploration_N | C_stimulation_N | CapitalCost_N (Brownfield) | CapitalCost_N (Greenfield) | Trans [mD-m] | Electric Power 5-spot [MW] | Sp CC (Brownfield) [$/kWe] | Sp CC (Greenfield) [$/kWe] | LCOE (Brownfield) [$/MWh] | LCOE (Greenfield) [$/MWh]
30 | 1000 | 1000 | 0.035 | 15 | 15 | 7 | 1e-13 | -1 | Water | Conduction4 | Wet | R245fa | MinimizeLCOE_Greenfield | IgnoreSilica | 7.0855 | 0.058285 | 0.00025241 | 1 | 35115384.2817 | 75132922.3385 | 715874.6057 | 1531686.2467 | 40.9366 | 0 | 131.4637 | 9047.0057 | 203.3915 | 12295.8523 | 32348.5387 | 24077.0464 | 0 | 0 | 30409.0155 | 79118.0205 | 53999.6747 | 241498.5453 | 0 | 8622091.2117 | 8622091.2117 | 1478867.319 | 0 | 0 | 8863589.757 | 18964548.2878 | 100 | 0.00025241 | 35115384.2817 | 75132922.3385 | 715874.6057 | 1531686.2467
30 | 1000 | 2000 | 0.035 | 15 | 15 | 7 | 1e-13 | -1 | Water | Conduction4 | Wet | R245fa | MinimizeLCOE_Greenfield | IgnoreSilica | 10.5109 | 0.12426 | 0.00076619 | 1 | 19652075.8542 | 40816485.8572 | 400634.1477 | 832099.2726 | 42.4927 | 0 | 59.7616 | 15696.0201 | 363.0538 | 22501.9212 | 40723.7597 | 24077.0464 | 0 | 0 | 40311.1024 | 104881.2196 | 71583.5874 | 320137.7105 | 0 | 14737012.311 | 14737012.311 | 1478867.319 | 0 | 0 | 15057150.0215 | 31273029.6515 | 100 | 0.00076619 | 19652075.8542 | 40816485.8572 | 400634.1477 | 832099.2726
30 | 1000 | 3000 | 0.035 | 15 | 15 | 7 | 1e-13 | -1 | Water | Conduction4 | Wet | R245fa | MinimizeLCOE_Greenfield | IgnoreSilica | 14.1696 | 0.19017 | 0.0013266 | 1 | 16454710.0071 | 33728955.4241 | 335451.5201 | 687610.3781 | 43.182 | 0 | 94.9602 | 21304.9713 | 499.504 | 31610.371 | 48953.6419 | 24077.0464 | 0 | 0 | 49313.7585 | 128304.284 | 87570.3102 | 391633.8874 | 0 | 21437942.4965 | 21437942.4965 | 1478867.319 | 0 | 0 | 21829576.3839 | 44746386.1994 | 100 | 0.0013266 | 16454710.0071 | 33728955.4241 | 335451.5201 | 687610.3781
30 | 1000 | 4000 | 0.035 | 15 | 15 | 7 | 1e-13 | -1 | Water | Conduction4 | Wet | R245fa | MinimizeLCOE_Greenfield | IgnoreSilica | 17.8897 | 0.25622 | 0.0019028 | 1 | 15337176.3222 | 31210140.0047 | 312669.0844 | 636260.9188 | 43.5678 | 0 | 79.9546 | 26335.4882 | 622.6045 | 40111.9628 | 57161.1884 | 24077.0464 | 0 | 0 | 57840.2332 | 150488.4222 | 102711.4404 | 459348.3861 | 0 | 28724881.7682 | 28724881.7682 | 1478867.319 | 0 | 0 | 29184230.1543 | 59387979.2416 | 100 | 0.0019028 | 15337176.3222 | 31210140.0047 | 312669.0844 | 636260.9188
30 | 1000 | 5000 | 0.035 | 15 | 15 | 7 | 1e-13 | -1 | Water | Conduction4 | Wet | R245fa | MinimizeLCOE_Greenfield | IgnoreSilica | 21.646 | 0.32243 | 0.0024865 | 1 | 14929811.6971 | 30243422.4823 | 304364.4055 | 616553.0746 | 43.8126 | 0 | 107.3174 | 30978.6424 | 736.6271 | 48199.148 | 65373.3626 | 24077.0464 | 0 | 0 | 66052.2823 | 171854.4894 | 117294.2202 | 524565.8183 | 0 | 36597830.1262 | 36597830.1262 | 1478867.319 | 0 | 0 | 37122395.9445 | 75199093.3897 | 100 | 0.0024865 | 14929811.6971 | 30243422.4823 | 304364.4055 | 616553.0746
30 | 1000 | 6000 | 0.035 | 15 | 15 | 7 | 1e-13 | -1 | Water | Conduction4 | Wet | R245fa | MinimizeLCOE_Greenfield | IgnoreSilica | 25.3876 | 0.38847 | 0.003074 | 1 | 14848469.6063 | 29986859.4508 | 302706.137 | 611322.6901 | 43.9858 | 0 | 89.8185 | 35321.7249 | 843.5652 | 55939.3625 | 73550.2055 | 24077.0464 | 0 | 0 | 73995.4427 | 192520.9634 | 131399.5134 | 587647.824 | 0 | 45056787.5704 | 45056787.5704 | 1478867.319 | 0 | 0 | 45644435.3944 | 92180090.2838 | 100 | 0.003074 | 14848469.6063 | 29986859.4508 | 302706.137 | 611322.6901
30 | 1000 | 7000 | 0.035 | 15 | 15 | 7 | 1e-13 | -1 | Water | Conduction4 | Wet | R245fa | MinimizeLCOE_Greenfield | IgnoreSilica | 29.1607 | 0.45474 | 0.003664 | 1 | 14943075.3742 | 30112533.4852 | 304634.8035 | 613884.7253 | 44.1102 | 0 | 95.8703 | 39448.255 | 945.3402 | 63445.1052 | 81755.5075 | 24077.0464 | 0 | 0 | 81771.7892 | 212753.4217 | 145208.5819 | 649405.047 | 0 | 54101754.1008 | 54101754.1008 | 1478867.319 | 0 | 0 | 54751159.1478 | 110331780.5677 | 100 | 0.003664 | 14943075.3742 | 30112533.4852 | 304634.8035 | 613884.7253
30 | 1000 | 8000 | 0.035 | 15 | 15 | 7 | 1e-13 | -1 | Water | Conduction4 | Wet | R245fa | MinimizeLCOE_Greenfield | IgnoreSilica | 32.9197 | 0.52089 | 0.0042555 | 1 | 15143218.3818 | 30467163.7695 | 308714.9894 | 621114.3433 | 44.2073 | 0 | 91.4401 | 43384.5864 | 1042.5783 | 70721.1911 | 89937.9732 | 24077.0464 | 0 | 0 | 89373.7164 | 232532.077 | 158707.9206 | 709777.0894 | 0 | 63732729.7175 | 63732729.7175 | 1478867.319 | 0 | 0 | 64442506.8069 | 129654103.8433 | 100 | 0.0042555 | 15143218.3818 | 30467163.7695 | 308714.9894 | 621114.3433
30 | 1000 | 9000 | 0.035 | 15 | 15 | 7 | 1e-13 | -1 | Water | Conduction4 | Wet | R245fa | MinimizeLCOE_Greenfield | IgnoreSilica | 36.6929 | 0.58714 | 0.0048482 | 1 | 15411620.2205 | 30969621.2581 | 314186.724 | 631357.6189 | 44.283 | 0 | 96.0071 | 47171.3594 | 1136.2249 | 77825.0466 | 98133.3052 | 24077.0464 | 0 | 0 | 96853.7632 | 251993.6244 | 171990.8266 | 769181.1968 | 0 | 73949714.4204 | 73949714.4204 | 1478867.319 | 0 | 0 | 74718895.6171 | 150147477.3565 | 100 | 0.0048482 | 15411620.2205 | 30969621.2581 | 314186.724 | 631357.6189
30 | 1000 | 10000 | 0.035 | 15 | 15 | 7 | 1e-13 | -1 | Water | Conduction4 | Wet | R245fa | MinimizeLCOE_Greenfield | IgnoreSilica | 40.4714 | 0.65343 | 0.0054417 | 1 | 15726656.1402 | 31572972.7116 | 320609.1573 | 643657.7543 | 44.3441 | 0 | 89.4785 | 50828.325 | 1226.7485 | 84774.0742 | 106332.5158 | 24077.0464 | 0 | 0 | 104223.0968 | 271167.1189 | 185077.1306 | 827706.0562 | 0 | 84752708.2095 | 84752708.2095 | 1478867.319 | 0 | 0 | 85580414.2657 | 171811989.7942 | 100 | 0.0054417 | 15726656.1402 | 31572972.7116 | 320609.1573 | 643657.7543
30 | 2000 | 1000 | 0.035 | 15 | 15 | 7 | 1e-13 | -1 | Water | Conduction4 | Wet | R245fa | MinimizeLCOE_Greenfield | IgnoreSilica | 7.7117 | 0.32236 | 0.0065064 | 1 | 2031780.7679 | 4211790.8875 | 41420.5991 | 85863.0541 | 54.8883 | 0 | 76.5748 | 38245.8281 | 977.2561 | 47763.02 | 55030.2875 | 24077.0464 | 0 | 0 | 64776.4408 | 168535.0116 | 115028.6085 | 514433.4989 | 0 | 12705067.6623 | 12705067.6623 | 1478867.319 | 0 | 0 | 13219501.1612 | 27403436.1425 | 100 | 0.0065064 | 2031780.7679 | 4211790.8875 | 41420.5991 | 85863.0541
30 | 2000 | 2000 | 0.035 | 15 | 15 | 7 | 1e-13 | -1 | Water | Conduction4 | Wet | R245fa | MinimizeLCOE_Greenfield | IgnoreSilica | 11.1345 | 0.57246 | 0.013877 | 1 | 1493412.3091 | 3040686.9572 | 30445.2299 | 61988.5165 | 58.6567 | 0 | 73.6154 | 59994.7589 | 1583.53 | 75393.1054 | 75109.9673 | 24077.0464 | 0 | 0 | 92101.7791 | 239629.9366 | 163552.3556 | 731442.4793 | 0 | 19992006.934 | 19992006.934 | 1478867.319 | 0 | 0 | 20723449.4133 | 42194323.6663 | 100 | 0.013877 | 1493412.3091 | 3040686.9572 | 30445.2299 | 61988.5165
30 | 2000 | 3000 | 0.035 | 15 | 15 | 7 | 1e-13 | -1 | Water | Conduction4 | Wet | R245fa | MinimizeLCOE_Greenfield | IgnoreSilica | 14.6371 | 0.82413 | 0.021618 | 1 | 1332096.0425 | 2689451.5756 | 27156.5796 | 54828.1081 | 60.5385 | 0 | 82.1983 | 79123.4172 | 2123.0131 | 100760.9228 | 95085.0455 | 24077.0464 | 0 | 0 | 117456.0835 | 305596.6358 | 208575.9833 | 932798.1475 | 0 | 27864955.292 | 27864955.292 | 1478867.319 | 0 | 0 | 28797753.4395 | 58141576.0505 | 100 | 0.021618 | 1332096.0425 | 2689451.5756 | 27156.5796 | 54828.1081
30 | 2000 | 4000 | 0.035 | 15 | 15 | 7 | 1e-13 | -1 | Water | Conduction4 | Wet | R245fa | MinimizeLCOE_Greenfield | IgnoreSilica | 18.1527 | 1.0759 | 0.029503 | 1 | 1269282.9683 | 2550604.67 | 25876.0501 | 51997.5261 | 61.6703 | 0 | 84.1968 | 96531.7281 | 2616.374 | 124599.353 | 114977.2641 | 24077.0464 | 0 | 0 | 141492.6886 | 368134.9516 | 251259.6689 | 1123689.0748 | 0 | 36323912.7362 | 36323912.7362 | 1478867.319 | 0 | 0 | 37447601.811 | 75250381.8662 | 100 | 0.029503 | 1269282.9683 | 2550604.67 | 25876.0501 | 51997.5261
30 | 2000 | 5000 | 0.035 | 15 | 15 | 7 | 1e-13 | -1 | Water | Conduction4 | Wet | R245fa | MinimizeLCOE_Greenfield | IgnoreSilica | 21.536 | 1.3241 | 0.037466 | 1 | 1245751.3282 | 2496156.7049 | 25396.3258 | 50887.5307 | 62.5082 | 0 | 98.1973 | 112627.6463 | 3075.0727 | 147018.7548 | 134380.5914 | 24077.0464 | 0 | 0 | 164259.8535 | 427370.4445 | 291689.1099 | 1304498.5195 | 0 | 45368879.2666 | 45368879.2666 | 1478867.319 | 0 | 0 | 46673377.7861 | 93521124.3717 | 100 | 0.037466 | 1245751.3282 | 2496156.7049 | 25396.3258 | 50887.5307
30 | 2000 | 6000 | 0.035 | 15 | 15 | 7 | 1e-13 | -1 | Water | Conduction4 | Wet | R245fa | MinimizeLCOE_Greenfield | IgnoreSilica | 25.0346 | 1.5756 | 0.045474 | 1 | 1242080.6254 | 2484089.9157 | 25321.4936 | 50641.5329 | 63.0545 | 0 | 81.1246 | 127897.0851 | 3509.5376 | 168893.2873 | 154147.3681 | 24077.0464 | 0 | 0 | 186624.4866 | 485558.6321 | 331403.7437 | 1482111.1869 | 0 | 54999854.8833 | 54999854.8833 | 1478867.319 | 0 | 0 | 56481966.0702 | 112960688.2725 | 100 | 0.045474 | 1242080.6254 | 2484089.9157 | 25321.4936 | 50641.5329
30 | 2000 | 7000 | 0.035 | 15 | 15 | 7 | 1e-13 | -1 | Water | Conduction4 | Wet | R245fa | MinimizeLCOE_Greenfield | IgnoreSilica | 28.5151 | 1.8264 | 0.053507 | 1 | 1249761.3263 | 2496236.2298 | 25478.0751 | 50889.152 | 63.4736 | 0 | 91.5218 | 142410.0245 | 3923.028 | 190017.4447 | 173824.9486 | 24077.0464 | 0 | 0 | 208358.4719 | 542106.0038 | 369998.4867 | 1654715.4546 | 0 | 65216839.5861 | 65216839.5861 | 1478867.319 | 0 | 0 | 66871555.0408 | 133567261.9459 | 100 | 0.053507 | 1249761.3263 | 2496236.2298 | 25478.0751 | 50889.152
30 | 2000 | 8000 | 0.035 | 15 | 15 | 7 | 1e-13 | -1 | Water | Conduction4 | Wet | R245fa | MinimizeLCOE_Greenfield | IgnoreSilica | 31.977 | 2.0767 | 0.06156 | 1 | 1264515.1872 | 2523437.0274 | 25778.8525 | 51443.677 | 63.8085 | 0 | 106.2072 | 156304.4984 | 4319.2608 | 210521.5891 | 193425.3744 | 24077.0464 | 0 | 0 | 229572.6299 | 597300.8912 | 407670.1316 | 1823191.4217 | 0 | 76019833.3753 | 76019833.3753 | 1478867.319 | 0 | 0 | 77843024.797 | 155341725.4913 | 100 | 0.06156 | 1264515.1872 | 2523437.0274 | 25778.8525 | 51443.677
30 | 2000 | 9000 | 0.035 | 15 | 15 | 7 | 1e-13 | -1 | Water | Conduction4 | Wet | R245fa | MinimizeLCOE_Greenfield | IgnoreSilica | 35.4212 | 2.3265 | 0.069625 | 1 | 1283980.0044 | 2560645.467 | 26175.6691 | 52202.2214 | 64.0839 | 0 | 106.7034 | 169677.7812 | 4700.903 | 230493.9075 | 212955.0342 | 24077.0464 | 0 | 0 | 250342.8222 | 651340.6709 | 444553.3916 | 1988141.5568 | 0 | 87408836.2506 | 87408836.2506 | 1478867.319 | 0 | 0 | 89396977.8074 | 178284681.3771 | 100 | 0.069625 | 1283980.0044 | 2560645.467 | 26175.6691 | 52202.2214
30 | 2000 | 10000 | 0.035 | 15 | 15 | 7 | 1e-13 | -1 | Water | Conduction4 | Wet | R245fa | MinimizeLCOE_Greenfield | IgnoreSilica | 38.9218 | 2.5779 | 0.0777 | 1 | 1306756.1189 | 2604854.7877 | 26639.991 | 53103.4882 | 64.2907 | 0 | 111.6514 | 182654.7821 | 5070.6607 | 250179.9254 | 232682.7513 | 24077.0464 | 0 | 0 | 270919.4147 | 704876.7439 | 481092.8614 | 2151554.1859 | 0 | 99383848.2122 | 99383848.2122 | 1478867.319 | 0 | 0 | 101535402.3982 | 202398117.9294 | 100 | 0.0777 | 1306756.1189 | 2604854.7877 | 26639.991 | 53103.4882
30 | 3000 | 1000 | 0.035 | 15 | 15 | 7 | 1e-13 | -1 | Water | Conduction4 | Wet | R245fa | MinimizeLCOE_Greenfield | IgnoreSilica | 9.2929 | 0.68839 | 0.022793 | 1 | 798446.3309 | 1625573.1834 | 16277.4084 | 33139.5081 | 67.1937 | 0 | 63.5605 | 76049.4357 | 2121.7853 | 86803.5273 | 77359.9141 | 24077.0464 | 0 | 0 | 103900.5665 | 270327.961 | 184504.3881 | 825144.6244 | 0 | 17374053.199 | 17374053.199 | 1478867.319 | 0 | 0 | 18199197.8234 | 37052118.3415 | 100 | 0.022793 | 798446.3309 | 1625573.1834 | 16277.4084 | 33139.5081
30 | 3000 | 2000 | 0.035 | 15 | 15 | 7 | 1e-13 | -1 | Water | Conduction4 | Wet | R245fa | MinimizeLCOE_Greenfield | IgnoreSilica | 12.6304 | 1.1322 | 0.043823 | 1 | 615999.8516 | 1239224.8302 | 12557.9902 | 25263.2743 | 72.7954 | 0 | 57.9104 | 113972.1254 | 3309.2407 | 128700.8073 | 105188.4585 | 24077.0464 | 0 | 0 | 146346.5945 | 380763.8192 | 259879.1305 | 1162237.2225 | 0 | 25833010.6432 | 25833010.6432 | 1478867.319 | 0 | 0 | 26995247.8657 | 54307125.828 | 100 | 0.043823 | 615999.8516 | 1239224.8302 | 12557.9902 | 25263.2743
30 | 3000 | 3000 | 0.035 | 15 | 15 | 7 | 1e-13 | -1 | Water | Conduction4 | Wet | R245fa | MinimizeLCOE_Greenfield | IgnoreSilica | 15.9017 | 1.5735 | 0.065889 | 1 | 551702.9163 | 1103489.7641 | 11247.2102 | 22496.1314 | 76.0482 | 0 | 90.7964 | 147840.9965 | 4391.6103 | 167063.4815 | 132318.3422 | 24077.0464 | 0 | 0 | 185519.676 | 482684.1416 | 329441.8448 | 1473337.1394 | 0 | 34877977.1737 | 34877977.1737 | 1478867.319 | 0 | 0 | 36351314.313 | 72708158.8057 | 100 | 0.065889 | 551702.9163 | 1103489.7641 | 11247.2102 | 22496.1314
30 | 3000 | 4000 | 0.035 | 15 | 15 | 7 | 1e-13 | -1 | Water | Conduction4 | Wet | R245fa | MinimizeLCOE_Greenfield | IgnoreSilica | 19.2197 | 2.0167 | 0.088441 | 1 | 523277.287 | 1043263.1172 | 10667.7153 | 21268.3298 | 78.1049 | 0 | 83.3914 | 179054.1789 | 5396.1086 | 203441.7394 | 159493.8146 | 24077.0464 | 0 | 0 | 222870.5263 | 579863.3924 | 395768.6803 | 1769965.4868 | 0 | 44508952.7903 | 44508952.7903 | 1478867.319 | 0 | 0 | 46278918.2772 | 92266738.3865 | 100 | 0.088441 | 523277.287 | 1043263.1172 | 10667.7153 | 21268.3298
30 | 3000 | 5000 | 0.035 | 15 | 15 | 7 | 1e-13 | -1 | Water | Conduction4 | Wet | R245fa | MinimizeLCOE_Greenfield | IgnoreSilica | 22.5371 | 2.4601 | 0.11126 | 1 | 510328.0052 | 1015476.7105 | 10403.7267 | 20701.8663 | 79.5442 | 0 | 98.8065 | 208275.9037 | 6340.3763 | 238244.4754 | 186597.2461 | 24077.0464 | 0 | 0 | 258778.6687 | 673289.013 | 459533.5861 | 2055136.3156 | 0 | 54725937.4932 | 54725937.4932 | 1478867.319 | 0 | 0 | 56781073.8089 | 112985878.6211 | 100 | 0.11126 | 510328.0052 | 1015476.7105 | 10403.7267 | 20701.8663
30 | 3000 | 6000 | 0.035 | 15 | 15 | 7 | 1e-13 | -1 | Water | Conduction4 | Wet | R245fa | MinimizeLCOE_Greenfield | IgnoreSilica | 25.7165 | 2.8967 | 0.13423 | 1 | 505530.3375 | 1004740.9419 | 10305.9197 | 20483.0031 | 80.7178 | 0 | 102.3309 | 235784.9199 | 7235.997 | 271277.8162 | 212983.2277 | 24077.0464 | 0 | 0 | 293030.0128 | 762403.9846 | 520356.3853 | 2327149.3899 | 0 | 65528931.2824 | 65528931.2824 | 1478867.319 | 0 | 0 | 67856080.6722 | 134863879.2736 | 100 | 0.13423 | 505530.3375 | 1004740.9419 | 10305.9197 | 20483.0031
30 | 3000 | 7000 | 0.035 | 15 | 15 | 7 | 1e-13 | -1 | Water | Conduction4 | Wet | R245fa | MinimizeLCOE_Greenfield | IgnoreSilica | 29.0339 | 3.3402 | 0.15731 | 1 | 505453.7957 | 1003804.9805 | 10304.3593 | 20463.9223 | 81.5234 | 0 | 120.4895 | 262192.8546 | 8091.8723 | 303843.9912 | 240019.3726 | 24077.0464 | 0 | 0 | 326907.8035 | 850547.0466 | 580515.8363 | 2596195.8234 | 0 | 76917934.1577 | 76917934.1577 | 1478867.319 | 0 | 0 | 79514129.9811 | 157910931.4579 | 100 | 0.15731 | 505453.7957 | 1003804.9805 | 10304.3593 | 20463.9223
30 | 3000 | 8000 | 0.035 | 15 | 15 | 7 | 1e-13 | -1 | Water | Conduction4 | Wet | R245fa | MinimizeLCOE_Greenfield | IgnoreSilica | 32.4009 | 3.7861 | 0.18046 | 1 | 508432.0972 | 1009207.3763 | 10365.076 | 20574.0574 | 82.1271 | 0 | 97.4754 | 287593.3735 | 8913.6064 | 335737.3118 | 267285.9083 | 24077.0464 | 0 | 0 | 360206.8261 | 937184.273 | 639647.5235 | 2860645.8691 | 0 | 88892946.1193 | 88892946.1193 | 1478867.319 | 0 | 0 | 91753591.9884 | 182125405.4267 | 100 | 0.18046 | 508432.0972 | 1009207.3763 | 10365.076 | 20574.0574
30 | 3000 | 9000 | 0.035 | 15 | 15 | 7 | 1e-13 | -1 | Water | Conduction4 | Wet | R245fa | MinimizeLCOE_Greenfield | IgnoreSilica | 30 | 3.9254 | 0.20378 | 1 | 512288.9793 | 1017400.3183 | 10443.7038 | 20741.0816 | 86.715 | 0 | 126.0959 | 306607.1238 | 9770.3804 | 344437.0183 | 264835.1629 | 24077.0464 | 0 | 0 | 370393.4254 | 963687.7148 | 657736.6671 | 2941544.5392 | 0 | 101453967.1672 | 101453967.1672 | 1478867.319 | 0 | 0 | 104395511.7063 | 207328346.1925 | 100 | 0.20378 | 512288.9793 | 1017400.3183 | 10443.7038 | 20741.0816
30 | 3000 | 10000 | 0.035 | 15 | 15 | 7 | 1e-13 | -1 | Water | Conduction4 | Wet | R245fa | MinimizeLCOE_Greenfield | IgnoreSilica | 38.9561 | 4.6694 | 0.2269 | 1 | 519912.9798 | 1031493.6743 | 10599.1293 | 21028.3937 | 83.124 | 0 | 109.5351 | 335673.9475 | 10475.41 | 396765.6258 | 320906.8654 | 24077.0464 | 0 | 0 | 424280.5691 | 1103891.0088 | 753428.2962 | 3369498.7691 | 0 | 114600997.3012 | 114600997.3012 | 1478867.319 | 0 | 0 | 117970496.0703 | 234050360.6905 | 100 | 0.2269 | 519912.9798 | 1031493.6743 | 10599.1293 | 21028.3937
30 | 4000 | 1000 | 0.035 | 15 | 15 | 7 | 1e-13 | -1 | Water | Conduction4 | Wet | R245fa | MinimizeLCOE_Greenfield | IgnoreSilica | 10.7861 | 1.1541 | 0.051387 | 1 | 463346.9328 | 932488.3735 | 9445.9539 | 19010.0368 | 78.8095 | 0 | 64.6244 | 122517.0854 | 3690.768 | 130103.9169 | 100950.0458 | 24077.0464 | 0 | 0 | 148722.1563 | 386944.5437 | 264097.602 | 1181103.1644 | 0 | 22629047.822 | 22629047.822 | 1478867.319 | 0 | 0 | 23810150.9865 | 47918066.1275 | 100 | 0.051387 | 463346.9328 | 932488.3735 | 9445.9539 | 19010.0368
30 | 4000 | 2000 | 0.035 | 15 | 15 | 7 | 1e-13 | -1 | Water | Conduction4 | Wet | R245fa | MinimizeLCOE_Greenfield | IgnoreSilica | 13.305 | 1.7683 | 0.092872 | 1 | 364723.3353 | 728005.6993 | 7435.3785 | 14841.3809 | 87.3786 | 0 | 93.572 | 177213.3508 | 5643.5971 | 181903.2839 | 131847.7975 | 24077.0464 | 0 | 0 | 203067.1795 | 528339.1464 | 360602.3237 | 1612693.7253 | 0 | 32260023.4387 | 32260023.4387 | 1478867.319 | 0 | 0 | 33872717.1641 | 67611607.9218 | 100 | 0.092872 | 364723.3353 | 728005.6993 | 7435.3785 | 14841.3809
30 | 4000 | 3000 | 0.035 | 15 | 15 | 7 | 1e-13 | -1 | Water | Conduction4 | Wet | R245fa | MinimizeLCOE_Greenfield | IgnoreSilica | 18.5742 | 2.5368 | 0.13594 | 1 | 327973.6567 | 651315.5115 | 6686.1866 | 13277.9477 | 88.5533 | 0 | 63.0811 | 229736.7677 | 7385.9298 | 242583.4404 | 176989.5102 | 24077.0464 | 0 | 0 | 265501.3508 | 690780.0531 | 471471.5803 | 2108525.6787 | 0 | 42477008.1416 | 42477008.1416 | 1478867.319 | 0 | 0 | 44585533.8203 | 88541409.2809 | 100 | 0.13594 | 327973.6567 | 651315.5115 | 6686.1866 | 13277.9477
30 | 4000 | 4000 | 0.035 | 15 | 15 | 7 | 1e-13 | -1 | Water | Conduction4 | Wet | R245fa | MinimizeLCOE_Greenfield | IgnoreSilica | 21.5561 | 3.1711 | 0.17945 | 1 | 310836.3136 | 615980.344 | 6336.8187 | 12557.5925 | 91.8823 | 0 | 51.6762 | 275243.076 | 9039.6056 | 289313.4307 | 209610.4132 | 24077.0464 | 0 | 0 | 314840.593 | 819150.6404 | 559087.1439 | 2500361.9492 | 0 | 53280001.9307 | 53280001.9307 | 1478867.319 | 0 | 0 | 55780363.8799 | 110539233.1297 | 100 | 0.17945 | 310836.3136 | 615980.344 | 6336.8187 | 12557.5925
30 | 4000 | 5000 | 0.035 | 15 | 15 | 7 | 1e-13 | -1 | Water | Conduction4 | Wet | R245fa | MinimizeLCOE_Greenfield | IgnoreSilica | 24.6371 | 3.8109 | 0.2236 | 1 | 302099.4042 | 597928.0833 | 6158.705 | 12189.5727 | 94.2286 | 0 | 59.9731 | 318248.0642 | 10609.5704 | 334587.6064 | 242661.0623 | 24077.0464 | 0 | 0 | 362771.5064 | 943857.0449 | 644201.8274 | 2881013.7283 | 0 | 64669004.8061 | 64669004.8061 | 1478867.319 | 0 | 0 | 67550018.5344 | 133697890.6595 | 100 | 0.2236 | 302099.4042 | 597928.0833 | 6158.705 | 12189.5727
30 | 4000 | 6000 | 0.035 | 15 | 15 | 7 | 1e-13 | -1 | Water | Conduction4 | Wet | R245fa | MinimizeLCOE_Greenfield | IgnoreSilica | 27.5996 | 4.4424 | 0.26814 | 1 | 297943.3602 | 589297.9134 | 6073.9784 | 12013.635 | 96.1452 | 0 | 58.5689 | 358999.6787 | 12114.0333 | 377745.1444 | 274950.2222 | 24077.0464 | 0 | 0 | 408675.5888 | 1063290.0511 | 725717.3083 | 3245569.0733 | 0 | 76644016.7677 | 76644016.7677 | 1478867.319 | 0 | 0 | 79889585.841 | 158012469.9277 | 100 | 0.26814 | 297943.3602 | 589297.9134 | 6073.9784 | 12013.635
30 | 4000 | 7000 | 0.035 | 15 | 15 | 7 | 1e-13 | -1 | Water | Conduction4 | Wet | R245fa | MinimizeLCOE_Greenfield | IgnoreSilica | 30.5808 | 5.0746 | 0.31296 | 1 | 296539.3421 | 586297.1655 | 6045.3556 | 11952.4607 | 97.6505 | 0 | 71.8256 | 398056.1916 | 13560.0391 | 419733.0042 | 307294.696 | 24077.0464 | 0 | 0 | 453461.1812 | 1179812.9757 | 805246.5986 | 3601241.7328 | 0 | 89205037.8155 | 89205037.8155 | 1478867.319 | 0 | 0 | 92806279.5484 | 183490184.6829 | 100 | 0.31296 | 296539.3421 | 586297.1655 | 6045.3556 | 11952.4607
30 | 4000 | 8000 | 0.035 | 15 | 15 | 7 | 1e-13 | -1 | Water | Conduction4 | Wet | R245fa | MinimizeLCOE_Greenfield | IgnoreSilica | 33.8166 | 5.7239 | 0.358 | 1 | 296953.4726 | 586981.8615 | 6053.7982 | 11966.4192 | 98.65 | 0 | 63.3312 | 435934.381 | 14945.2496 | 461855.7586 | 341115.1184 | 24077.0464 | 0 | 0 | 498391.7461 | 1296713.089 | 885033.3281 | 3958065.7172 | 0 | 102352067.9496 | 102352067.9496 | 1478867.319 | 0 | 0 | 106310133.6668 | 210141068.9354 | 100 | 0.358 | 296953.4726 | 586981.8615 | 6053.7982 | 11966.4192
30 | 4000 | 9000 | 0.035 | 15 | 15 | 7 | 1e-13 | -1 | Water | Conduction4 | Wet | R245fa | MinimizeLCOE_Greenfield | IgnoreSilica | 36.7512 | 6.3523 | 0.40315 | 1 | 298602.5199 | 590215.003 | 6087.4163 | 12032.3312 | 99.7157 | 0 | 69.5638 | 472210.1386 | 16296.8798 | 501619.2175 | 373125.8892 | 24077.0464 | 0 | 0 | 541058.3769 | 1407722.9104 | 960799.8121 | 4296910.2709 | 0 | 116085107.1699 | 116085107.1699 | 1478867.319 | 0 | 0 | 120382017.4408 | 237945991.9297 | 100 | 0.40315 | 298602.5199 | 590215.003 | 6087.4163 | 12032.3312
30 | 4000 | 10000 | 0.035 | 15 | 15 | 7 | 1e-13 | -1 | Water | Conduction4 | Wet | R245fa | MinimizeLCOE_Greenfield | IgnoreSilica | 39.7992 | 6.9885 | 0.44843 | 1 | 301136.3068 | 595236.8293 | 6139.0709 | 12134.7079 | 100.5293 | 0 | 66.9593 | 507526.7484 | 17604.8181 | 541123.094 | 405804.3421 | 24077.0464 | 0 | 0 | 583493.0591 | 1518129.2489 | 1036154.4068 | 4633912.7638 | 0 | 130404155.4764 | 130404155.4764 | 1478867.319 | 0 | 0 | 135038068.2402 | 266921091.0357 | 100 | 0.44843 | 301136.3068 | 595236.8293 | 6139.0709 | 12134.7079
30 | 5000 | 1000 | 0.035 | 15 | 15 | 7 | 1e-13 | -1 | Water | Conduction4 | Wet | R245fa | MinimizeLCOE_Greenfield | IgnoreSilica | 13.3616 | 1.8015 | 0.095629 | 1 | 314816.6251 | 627995.8582 | 6417.9627 | 12802.545 | 87.9954 | 0 | 49.975 | 180399.9459 | 5767.3062 | 184551.9203 | 133235.7654 | 24077.0464 | 0 | 0 | 205932.4738 | 535794.0544 | 365690.4516 | 1635448.964 | 0 | 28470051.5313 | 28470051.5313 | 1478867.319 | 0 | 0 | 30105500.4953 | 60054419.3456 | 100 | 0.095629 | 314816.6251 | 627995.8582 | 6417.9627 | 12802.545
30 | 5000 | 2000 | 0.035 | 15 | 15 | 7 | 1e-13 | -1 | Water | Conduction4 | Wet | R245fa | MinimizeLCOE_Greenfield | IgnoreSilica | 15.8239 | 2.6133 | 0.16063 | 1 | 257988.9074 | 511685.881 | 5259.4528 | 10431.4088 | 97.4131 | 0 | 62.3957 | 250419.4306 | 8495.3091 | 246878.2713 | 170198.6272 | 24077.0464 | 0 | 0 | 273026.787 | 710359.6942 | 484835.0877 | 2168290.2535 | 0 | 39273045.3204 | 39273045.3204 | 1478867.319 | 0 | 0 | 41441335.574 | 82193248.2134 | 100 | 0.16063 | 257988.9074 | 511685.881 | 5259.4528 | 10431.4088
30 | 5000 | 3000 | 0.035 | 15 | 15 | 7 | 1e-13 | -1 | Water | Conduction4 | Wet | R245fa | MinimizeLCOE_Greenfield | IgnoreSilica | 18.5462 | 3.4545 | 0.23085 | 1 | 231111.2885 | 456980.9323 | 4711.5162 | 9316.1744 | 103.6439 | 0 | 161.7547 | 316913.7816 | 11180.4829 | 307302.3318 | 208674.7289 | 24077.0464 | 0 | 0 | 338577.8649 | 880910.1525 | 601239.28 | 2688875.6688 | 0 | 50662048.1958 | 50662048.1958 | 1478867.319 | 0 | 0 | 53350923.8646 | 105491839.3794 | 100 | 0.23085 | 231111.2885 | 456980.9323 | 4711.5162 | 9316.1744
30 | 5000 | 4000 | 0.035 | 15 | 15 | 7 | 1e-13 | -1 | Water | Conduction4 | Wet | R245fa | MinimizeLCOE_Greenfield | IgnoreSilica | 24.2085 | 4.5078 | 0.30118 | 1 | 218918.6366 | 431803.7835 | 4462.9525 | 8802.9042 | 103.6281 | 0 | 52.239 | 381413.8241 | 13467.467 | 380224.1221 | 264989.5189 | 24077.0464 | 0 | 0 | 415027.0716 | 1079815.3066 | 736996.1347 | 3296010.4914 | 0 | 62637060.1574 | 62637060.1574 | 1478867.319 | 0 | 0 | 65933070.6488 | 130048998.1252 | 100 | 0.30118 | 218918.6366 | 431803.7835 | 4462.9525 | 8802.9042
30 | 5000 | 5000 | 0.035 | 15 | 15 | 7 | 1e-13 | -1 | Water | Conduction4 | Wet | R245fa | MinimizeLCOE_Greenfield | IgnoreSilica | 29.8311 | 5.5554 | 0.37119 | 1 | 213025.0448 | 419593.3168 | 4342.8037 | 8553.9773 | 103.6339 | 0 | 41.0449 | 441261.8783 | 15589.8279 | 449404.1877 | 320964.0464 | 24077.0464 | 0 | 0 | 488005.8248 | 1269691.0524 | 866590.2328 | 3875584.0968 | 0 | 75198081.2052 | 75198081.2052 | 1478867.319 | 0 | 0 | 79073665.302 | 155750613.8262 | 100 | 0.37119 | 213025.0448 | 419593.3168 | 4342.8037 | 8553.9773
30 | 5000 | 6000 | 0.035 | 15 | 15 | 7 | 1e-13 | -1 | Water | Conduction4 | Wet | R245fa | MinimizeLCOE_Greenfield | IgnoreSilica | 35.4459 | 6.6011 | 0.44107 | 1 | 210354.2074 | 414004.7255 | 4288.355 | 8440.0463 | 103.6345 | 0 | 48.9878 | 497720.8098 | 17590.4223 | 515891.5226 | 376846.5442 | 24077.0464 | 0 | 0 | 558529.2747 | 1453178.6025 | 991824.2561 | 4435658.4785 | 0 | 88345111.3393 | 88345111.3393 | 1478867.319 | 0 | 0 | 92780769.8178 | 182604748.4761 | 100 | 0.44107 | 210354.2074 | 414004.7255 | 4288.355 | 8440.0463
30 | 5000 | 7000 | 0.035 | 15 | 15 | 7 | 1e-13 | -1 | Water | Conduction4 | Wet | R245fa | MinimizeLCOE_Greenfield | IgnoreSilica | 30 | 6.7895 | 0.51657 | 1 | 206446.0783 | 406915.3133 | 4208.6825 | 8295.5191 | 114.7928 | 0 | 42.0657 | 542762.4405 | 20537.5998 | 523682.7411 | 363260.4945 | 24077.0464 | 0 | 0 | 574984.9257 | 1495992.8311 | 1021045.8468 | 4566343.926 | 0 | 102078150.5596 | 102078150.5596 | 1478867.319 | 0 | 0 | 106644494.4856 | 210201512.3642 | 100 | 0.51657 | 206446.0783 | 406915.3133 | 4208.6825 | 8295.5191
30 | 5000 | 8000 | 0.035 | 15 | 15 | 7 | 1e-13 | -1 | Water | Conduction4 | Wet | R245fa | MinimizeLCOE_Greenfield | IgnoreSilica | 32.1498 | 7.5627 | 0.58995 | 1 | 205739.2963 | 405547.6555 | 4194.2738 | 8267.6375 | 117.1646 | 0 | 49.8023 | 593038.5289 | 22774.519 | 569969.4535 | 397305.4858 | 24077.0464 | 0 | 0 | 626794.3631 | 1630790.3596 | 1113047.9298 | 4977797.6861 | 0 | 116397198.8661 | 116397198.8661 | 1478867.319 | 0 | 0 | 121374996.5522 | 239251062.7374 | 100 | 0.58995 | 205739.2963 | 405547.6555 | 4194.2738 | 8267.6375
30 | 5000 | 9000 | 0.035 | 15 | 15 | 7 | 1e-13 | -1 | Water | Conduction4 | Wet | R245fa | MinimizeLCOE_Greenfield | IgnoreSilica | 35.0922 | 8.4085 | 0.66369 | 1 | 205994.4427 | 406058.3583 | 4199.4753 | 8278.0489 | 118.3134 | 0 | 64.9396 | 642704.2528 | 24859.5087 | 619949.0201 | 436707.3538 | 24077.0464 | 0 | 0 | 681835.9009 | 1773997.1503 | 1210789.5071 | 5414919.7401 | 0 | 131302256.2589 | 131302256.2589 | 1478867.319 | 0 | 0 | 136717175.999 | 269498299.5768 | 100 | 0.66369 | 205994.4427 | 406058.3583 | 4199.4753 | 8278.0489
30 | 5000 | 10000 | 0.035 | 15 | 15 | 7 | 1e-13 | -1 | Water | Conduction4 | Wet | R245fa | MinimizeLCOE_Greenfield | IgnoreSilica | 37.6332 | 9.2162 | 0.73765 | 1 | 206900.0394 | 407905.3747 | 4217.9372 | 8315.7028 | 119.6909 | 0 | 65.5996 | 690437.8245 | 26936.6957 | 666537.5386 | 473391.7116 | 24077.0464 | 0 | 0 | 733738.5185 | 1909037.1147 | 1302957.0576 | 5827113.5075 | 0 | 146793322.7379 | 146793322.7379 | 1478867.319 | 0 | 0 | 152620436.2454 | 300892626.3023 | 100 | 0.73765 | 206900.0394 | 407905.3747 | 4217.9372 | 8315.7028
30 | 6000 | 1000 | 0.035 | 15 | 15 | 7 | 1e-13 | -1 | Water | Conduction4 | Wet | R245fa | MinimizeLCOE_Greenfield | IgnoreSilica | 12.423 | 2.3205 | 0.15536 | 1 | 237463.2935 | 471595.467 | 4841.0104 | 9614.1115 | 103.7957 | 0 | 151.4851 | 240567.2643 | 8478.5137 | 223500.7696 | 147949.5805 | 24077.0464 | 0 | 0 | 251383.538 | 654048.4001 | 446401.4724 | 1996406.5849 | 0 | 34897064.3268 | 34897064.3268 | 1478867.319 | 0 | 0 | 36893470.9117 | 73269402.5574 | 100 | 0.15536 | 237463.2935 | 471595.467 | 4841.0104 | 9614.1115
30 | 6000 | 2000 | 0.035 | 15 | 15 | 7 | 1e-13 | -1 | Water | Conduction4 | Wet | R245fa | MinimizeLCOE_Greenfield | IgnoreSilica | 20.1212 | 3.748 | 0.25046 | 1 | 198564.4951 | 391610.7867 | 4048.0058 | 7983.5156 | 103.6455 | 0 | 36.5452 | 335425.824 | 11837.4753 | 328016.7887 | 224355.6872 | 24077.0464 | 0 | 0 | 360248.0004 | 937291.4 | 639720.6399 | 2860972.8619 | 0 | 46872076.2884 | 46872076.2884 | 1478867.319 | 0 | 0 | 49733049.1502 | 98083992.7576 | 100 | 0.25046 | 198564.4951 | 391610.7867 | 4048.0058 | 7983.5156
30 | 6000 | 3000 | 0.035 | 15 | 15 | 7 | 1e-13 | -1 | Water | Conduction4 | Wet | R245fa | MinimizeLCOE_Greenfield | IgnoreSilica | 18.9102 | 4.4753 | 0.35046 | 1 | 179051.5593 | 352858.5128 | 3650.2082 | 7193.4981 | 117.5398 | 0 | 43.6654 | 411951.9283 | 15843.4705 | 374509.5027 | 244527.8379 | 24077.0464 | 0 | 0 | 417654.8165 | 1086652.1597 | 741662.4274 | 3316879.1893 | 0 | 59433097.3362 | 59433097.3362 | 1478867.319 | 0 | 0 | 62749976.5255 | 123661941.1808 | 100 | 0.35046 | 179051.5593 | 352858.5128 | 3650.2082 | 7193.4981
30 | 6000 | 4000 | 0.035 | 15 | 15 | 7 | 1e-13 | -1 | Water | Conduction4 | Wet | R245fa | MinimizeLCOE_Greenfield | IgnoreSilica | 21.4512 | 5.5059 | 0.45392 | 1 | 168511.0118 | 331667.0116 | 3435.3249 | 6761.4806 | 122.7083 | 0 | 45.438 | 489311.1002 | 19447.0182 | 440539.705 | 288901.1176 | 24077.0464 | 0 | 0 | 492287.6351 | 1280831.4444 | 874193.7792 | 3909588.8461 | 0 | 72580127.4703 | 72580127.4703 | 1478867.319 | 0 | 0 | 76489716.3163 | 150548711.1056 | 100 | 0.45392 | 168511.0118 | 331667.0116 | 3435.3249 | 6761.4806
30 | 6000 | 5000 | 0.035 | 15 | 15 | 7 | 1e-13 | -1 | Water | Conduction4 | Wet | R245fa | MinimizeLCOE_Greenfield | IgnoreSilica | 23.9138 | 6.5301 | 0.55944 | 1 | 162294.8057 | 319224.5941 | 3308.5991 | 6507.8251 | 126.8048 | 0 | 58.1423 | 562853.7464 | 22963.9607 | 503607.6977 | 333019.8387 | 24077.0464 | 0 | 0 | 564143.693 | 1467786.1674 | 1001794.2192 | 4480246.3694 | 0 | 86313166.6906 | 86313166.6906 | 1478867.319 | 0 | 0 | 90793413.0599 | 178585447.0695 | 100 | 0.55944 | 162294.8057 | 319224.5941 | 3308.5991 | 6507.8251
30 | 6000 | 6000 | 0.035 | 15 | 15 | 7 | 1e-13 | -1 | Water | Conduction4 | Wet | R245fa | MinimizeLCOE_Greenfield | IgnoreSilica | 26.3576 | 7.5526 | 0.66642 | 1 | 158558.1078 | 311780.3415 | 3232.4215 | 6356.064 | 130.0869 | 0 | 58.4645 | 633303.603 | 26391.8918 | 564554.8861 | 377250.0356 | 24077.0464 | 0 | 0 | 633975.2105 | 1649473.4516 | 1125799.524 | 5034825.6491 | 0 | 100632214.9971 | 100632214.9971 | 1478867.319 | 0 | 0 | 105667040.6462 | 207778122.9623 | 100 | 0.66642 | 158558.1078 | 311780.3415 | 3232.4215 | 6356.064
30 | 6000 | 7000 | 0.035 | 15 | 15 | 7 | 1e-13 | -1 | Water | Conduction4 | Wet | R245fa | MinimizeLCOE_Greenfield | IgnoreSilica | 28.6855 | 8.5624 | 0.77447 | 1 | 156375.3493 | 307466.8042 | 3187.923 | 6268.1267 | 132.9334 | 0 | 65.2088 | 700987.9823 | 29759.295 | 623016.1552 | 420881.0887 | 24077.0464 | 0 | 0 | 701501.4113 | 1825162.7746 | 1245711.097 | 5571096.8505 | 0 | 115537272.3899 | 115537272.3899 | 1478867.319 | 0 | 0 | 121108369.2404 | 238124508.9492 | 100 | 0.77447 | 156375.3493 | 307466.8042 | 3187.923 | 6268.1267
30 | 6000 | 8000 | 0.035 | 15 | 15 | 7 | 1e-13 | -1 | Water | Conduction4 | Wet | R245fa | MinimizeLCOE_Greenfield | IgnoreSilica | 31.1829 | 9.5918 | 0.88336 | 1 | 155240.5709 | 305244.6075 | 3164.789 | 6222.8242 | 135.0615 | 0 | 58.6702 | 766672.2173 | 33004.6238 | 681308.8424 | 465909.165 | 24077.0464 | 0 | 0 | 768679.039 | 1999945.1816 | 1365003.6812 | 6104599.7966 | 0 | 131028338.8688 | 131028338.8688 | 1478867.319 | 0 | 0 | 137132938.6654 | 269640144.8533 | 100 | 0.88336 | 155240.5709 | 305244.6075 | 3164.789 | 6222.8242
30 | 6000 | 9000 | 0.035 | 15 | 15 | 7 | 1e-13 | -1 | Water | Conduction4 | Wet | R245fa | MinimizeLCOE_Greenfield | IgnoreSilica | 33.5723 | 10.6088 | 0.99286 | 1 | 154833.4382 | 304485.505 | 3156.4891 | 6207.3489 | 136.9972 | 0 | 78.9199 | 830241.5367 | 36201.0518 | 737580.8917 | 510332.4022 | 24077.0464 | 0 | 0 | 833988.8422 | 2169867.8928 | 1480979.4232 | 6623269.0869 | 0 | 147105414.4341 | 147105414.4341 | 1478867.319 | 0 | 0 | 153728683.521 | 302312965.2741 | 100 | 0.99286 | 154833.4382 | 304485.505 | 3156.4891 | 6207.3489
30 | 6000 | 10000 | 0.035 | 15 | 15 | 7 | 1e-13 | -1 | Water | Conduction4 | Wet | R245fa | MinimizeLCOE_Greenfield | IgnoreSilica | 35.9159 | 11.621 | 1.1029 | 1 | 154954.3321 | 304783.3742 | 3158.9537 | 6213.4213 | 138.7134 | 0 | 66.8615 | 892038.806 | 39340.1875 | 792484.5126 | 554609.3415 | 24077.0464 | 0 | 0 | 897994.4586 | 2336397.3774 | 1594639.2182 | 7131580.9482 | 0 | 163768499.0855 | 163768499.0855 | 1478867.319 | 0 | 0 | 170900080.0338 | 336147446.4383 | 100 | 1.1029 | 154954.3321 | 304783.3742 | 3158.9537 | 6213.4213
30 | 7000 | 1000 | 0.035 | 15 | 15 | 7 | 1e-13 | -1 | Water | Conduction4 | Wet | R245fa | MinimizeLCOE_Greenfield | IgnoreSilica | 14.8734 | 3.187 | 0.23397 | 1 | 190021.6213 | 375471.2224 | 3873.8478 | 7654.4887 | 111.5284 | 0 | 59.0447 | 314371.6519 | 11635.3252 | 286583.216 | 186179.7718 | 24077.0464 | 0 | 0 | 320910.3344 | 834942.8622 | 569865.6598 | 2548565.8676 | 0 | 41910086.2085 | 41910086.2085 | 1478867.319 | 0 | 0 | 44458652.0761 | 87847605.6036 | 100 | 0.23397 | 190021.6213 | 375471.2224 | 3873.8478 | 7654.4887
30 | 7000 | 2000 | 0.035 | 15 | 15 | 7 | 1e-13 | -1 | Water | Conduction4 | Wet | R245fa | MinimizeLCOE_Greenfield | IgnoreSilica | 17.1392 | 4.4148 | 0.36477 | 1 | 159987.9688 | 314978.4492 | 3261.5711 | 6421.2617 | 122.9396 | 0 | 48.0132 | 419916.0587 | 16705.6255 | 369133.7325 | 236210.2322 | 24077.0464 | 0 | 0 | 415756.6511 | 1081713.5228 | 738291.7063 | 3301804.5753 | 0 | 55057116.3425 | 55057116.3425 | 1478867.319 | 0 | 0 | 58358920.9178 | 114894904.5794 | 100 | 0.36477 | 159987.9688 | 314978.4492 | 3261.5711 | 6421.2617
30 | 7000 | 3000 | 0.035 | 15 | 15 | 7 | 1e-13 | -1 | Water | Conduction4 | Wet | R245fa | MinimizeLCOE_Greenfield | IgnoreSilica | 19.3124 | 5.6367 | 0.50297 | 1 | 144761.21 | 284468.7495 | 2951.1531 | 5799.2802 | 131.3633 | 0 | 43.6132 | 519337.2223 | 21817.4944 | 446362.4654 | 286563.4506 | 24077.0464 | 0 | 0 | 506281.4948 | 1317240.5969 | 899043.774 | 4020723.5448 | 0 | 68790155.5628 | 68790155.5628 | 1478867.319 | 0 | 0 | 72810879.1076 | 143079901.9895 | 100 | 0.50297 | 144761.21 | 284468.7495 | 2951.1531 | 5799.2802
30 | 7000 | 4000 | 0.035 | 15 | 15 | 7 | 1e-13 | -1 | Water | Conduction4 | Wet | R245fa | MinimizeLCOE_Greenfield | IgnoreSilica | 21.4117 | 6.852 | 0.64606 | 1 | 135937.3027 | 266867.439 | 2771.2658 | 5440.4537 | 137.9091 | 0 | 60.786 | 613846.7195 | 26932.8872 | 519606.2255 | 337457.1484 | 24077.0464 | 0 | 0 | 593548.8105 | 1544292.2514 | 1054011.1936 | 4713772.2825 | 0 | 83109203.8694 | 83109203.8694 | 1478867.319 | 0 | 0 | 87822976.1519 | 172411047.3403 | 100 | 0.64606 | 135937.3027 | 266867.439 | 2771.2658 | 5440.4537
30 | 7000 | 5000 | 0.035 | 15 | 15 | 7 | 1e-13 | -1 | Water | Conduction4 | Wet | R245fa | MinimizeLCOE_Greenfield | IgnoreSilica | 23.5823 | 8.0767 | 0.79264 | 1 | 130459.4592 | 255981.0005 | 2659.5925 | 5218.5189 | 142.9208 | 0 | 67.1531 | 704516.8566 | 31988.3892 | 590734.4477 | 389854.2256 | 24077.0464 | 0 | 0 | 679056.6765 | 1766766.1787 | 1205854.2204 | 5392848.0411 | 0 | 98014261.2621 | 98014261.2621 | 1478867.319 | 0 | 0 | 103407109.3032 | 202900237.8844 | 100 | 0.79264 | 130459.4592 | 255981.0005 | 2659.5925 | 5218.5189
30 | 7000 | 6000 | 0.035 | 15 | 15 | 7 | 1e-13 | -1 | Water | Conduction4 | Wet | R245fa | MinimizeLCOE_Greenfield | IgnoreSilica | 25.4413 | 9.2617 | 0.94185 | 1 | 126927.8994 | 249010.7413 | 2587.5969 | 5076.4208 | 147.5503 | 0 | 51.5269 | 791432.103 | 37126.6883 | 657112.1053 | 441078.2035 | 24077.0464 | 0 | 0 | 760822.1971 | 1979503.2908 | 1351051.6707 | 6042203.3052 | 0 | 113505327.7411 | 113505327.7411 | 1478867.319 | 0 | 0 | 119547531.0463 | 234531726.1065 | 100 | 0.94185 | 126927.8994 | 249010.7413 | 2587.5969 | 5076.4208
30 | 7000 | 7000 | 0.035 | 15 | 15 | 7 | 1e-13 | -1 | Water | Conduction4 | Wet | R245fa | MinimizeLCOE_Greenfield | IgnoreSilica | 27.2628 | 10.4395 | 1.0932 | 1 | 124642.9599 | 244529.8949 | 2541.0153 | 4985.0727 | 151.473 | 0 | 73.2501 | 875509.9249 | 42263.0331 | 721283.062 | 493031.4479 | 24077.0464 | 0 | 0 | 840904.1606 | 2187860.1327 | 1493259.4966 | 6678188.3042 | 0 | 129582403.3064 | 129582403.3064 | 1478867.319 | 0 | 0 | 136260591.6106 | 267321862.2359 | 100 | 1.0932 | 124642.9599 | 244529.8949 | 2541.0153 | 4985.0727
30 | 7000 | 8000 | 0.035 | 15 | 15 | 7 | 1e-13 | -1 | Water | Conduction4 | Wet | R245fa | MinimizeLCOE_Greenfield | IgnoreSilica | 28.9218 | 11.5912 | 1.2464 | 1 | 123193.1076 | 241718.5109 | 2511.4581 | 4927.7588 | 155.0774 | 0 | 68.6345 | 956969.3617 | 47476.2216 | 782376.1057 | 544888.0433 | 24077.0464 | 0 | 0 | 918756.8437 | 2390416.8443 | 1631508.6144 | 7296469.0811 | 0 | 146245487.9578 | 146245487.9578 | 1478867.319 | 0 | 0 | 153541957.0389 | 301266312.3157 | 100 | 1.2464 | 123193.1076 | 241718.5109 | 2511.4581 | 4927.7588
30 | 7000 | 9000 | 0.035 | 15 | 15 | 7 | 1e-13 | -1 | Water | Conduction4 | Wet | R245fa | MinimizeLCOE_Greenfield | IgnoreSilica | 20 | 10.384 | 1.468 | 1 | 116577.5421 | 228957.2434 | 2376.5909 | 4667.6031 | 178.8684 | 0 | 56.0689 | 1063645.5711 | 91639.2783 | 694511.2358 | 593247.8916 | 24077.0464 | 0 | 0 | 962177.1991 | 2503387.7023 | 1708613.5463 | 7641299.471 | 0 | 163494581.6955 | 163494581.6955 | 1478867.319 | 0 | 0 | 171135881.1665 | 336109330.1811 | 100 | 1.468 | 116577.5421 | 228957.2434 | 2376.5909 | 4667.6031
30 | 7000 | 10000 | 0.035 | 15 | 15 | 7 | 1e-13 | -1 | Water | Conduction4 | Wet | R245fa | MinimizeLCOE_Greenfield | IgnoreSilica | 20 | 12.8626 | 1.8064 | 1 | 106710.8808 | 207913.0319 | 2175.4456 | 4238.5884 | 178.9928 | 0 | 61.5996 | 1238022.7767 | 113833.4995 | 824111.7997 | 1490215.3741 | 24077.0464 | 0 | 0 | 1439201.5936 | 3744507.3256 | 2555703.1917 | 11429672.6072 | 0 | 181329684.5195 | 181329684.5195 | 1478867.319 | 0 | 0 | 192759357.1267 | 375567908.9651 | 100 | 1.8064 | 106710.8808 | 207913.0319 | 2175.4456 | 4238.5884
30 | 8000 | 1000 | 0.035 | 15 | 15 | 7 | 1e-13 | -1 | Water | Conduction4 | Wet | R245fa | MinimizeLCOE_Greenfield | IgnoreSilica | 15.6971 | 4.0527 | 0.33535 | 1 | 156862.9002 | 308908.0128 | 3197.8624 | 6297.5077 | 123.0919 | 0 | 51.6088 | 395906.2285 | 15762.0097 | 344677.5066 | 218688.6467 | 24077.0464 | 0 | 0 | 389653.4608 | 1013798.376 | 691938.2231 | 3094501.4977 | 0 | 49509117.1764 | 49509117.1764 | 1478867.319 | 0 | 0 | 52603618.6741 | 103591603.1695 | 100 | 0.33535 | 156862.9002 | 308908.0128 | 3197.8624 | 6297.5077
30 | 8000 | 2000 | 0.035 | 15 | 15 | 7 | 1e-13 | -1 | Water | Conduction4 | Wet | R245fa | MinimizeLCOE_Greenfield | IgnoreSilica | 17.6339 | 5.4808 | 0.50788 | 1 | 133468.2239 | 262055.3681 | 2720.9303 | 5342.3531 | 135.8033 | 0 | 45.8947 | 520049.4626 | 22493.8845 | 435201.1088 | 276045.2812 | 24077.0464 | 0 | 0 | 498368.0456 | 1296651.4252 | 884991.2412 | 3957877.4954 | 0 | 63828165.4829 | 63828165.4829 | 1478867.319 | 0 | 0 | 67786042.9784 | 133093075.7803 | 100 | 0.50788 | 133468.2239 | 262055.3681 | 2720.9303 | 5342.3531
30 | 8000 | 3000 | 0.035 | 15 | 15 | 7 | 1e-13 | -1 | Water | Conduction4 | Wet | R245fa | MinimizeLCOE_Greenfield | IgnoreSilica | 19.3855 | 6.89 | 0.69097 | 1 | 120875.2028 | 236960.8608 | 2464.2045 | 4830.7677 | 145.7184 | 0 | 39.5594 | 638202.7665 | 29551.9641 | 519263.023 | 334892.5624 | 24077.0464 | 0 | 0 | 602935.0713 | 1568713.3766 | 1070679.1134 | 4788314.9236 | 0 | 78733222.8757 | 78733222.8757 | 1478867.319 | 0 | 0 | 83521537.7993 | 163733627.9941 | 100 | 0.69097 | 120875.2028 | 236960.8608 | 2464.2045 | 4830.7677
30 | 8000 | 4000 | 0.035 | 15 | 15 | 7 | 1e-13 | -1 | Water | Conduction4 | Wet | R245fa | MinimizeLCOE_Greenfield | IgnoreSilica | 10 | 6.687 | 0.93976 | 1 | 108236.0511 | 210073.6737 | 2206.5383 | 4282.636 | 180.2244 | 0 | 46.6783 | 782257.4905 | 71803.5102 | 488311.3553 | 1052425.53 | 24077.0464 | 0 | 0 | 943361.2236 | 2454432.3937 | 1675200.5423 | 7491869.0918 | 0 | 94224289.3547 | 94224289.3547 | 1478867.319 | 0 | 0 | 101716158.4465 | 197419315.1202 | 100 | 0.93976 | 108236.0511 | 210073.6737 | 2206.5383 | 4282.636
30 | 8000 | 5000 | 0.035 | 15 | 15 | 7 | 1e-13 | -1 | Water | Conduction4 | Wet | R245fa | MinimizeLCOE_Greenfield | IgnoreSilica | 21.1 | 9.4199 | 1.0795 | 1 | 108034.4715 | 211584.6439 | 2202.4288 | 4313.4392 | 163.8629 | 0 | 44.1456 | 859478.3609 | 45910.7419 | 658692.2389 | 452221.4751 | 24077.0464 | 0 | 0 | 795748.1466 | 2070373.4471 | 1413072.4196 | 6319573.8765 | 0 | 110301364.9199 | 110301364.9199 | 1478867.319 | 0 | 0 | 116620938.7965 | 228401171.0354 | 100 | 1.0795 | 108034.4715 | 211584.6439 | 2202.4288 | 4313.4392
30 | 8000 | 6000 | 0.035 | 15 | 15 | 7 | 1e-13 | -1 | Water | Conduction4 | Wet | R245fa | MinimizeLCOE_Greenfield | IgnoreSilica | 20 | 10.2323 | 1.2883 | 1 | 103980.2904 | 203678.0872 | 2119.7789 | 4152.2533 | 175.7478 | 0 | 44.2961 | 965851.1562 | 59078.1117 | 696748.0887 | 513058.8127 | 24077.0464 | 0 | 0 | 880937.1541 | 2292017.77 | 1564349.2243 | 6996117.3642 | 0 | 126964449.5714 | 126964449.5714 | 1478867.319 | 0 | 0 | 133960566.9356 | 262403883.826 | 100 | 1.2883 | 103980.2904 | 203678.0872 | 2119.7789 | 4152.2533
30 | 8000 | 7000 | 0.035 | 15 | 15 | 7 | 1e-13 | -1 | Water | Conduction4 | Wet | R245fa | MinimizeLCOE_Greenfield | IgnoreSilica | 19.2392 | 12.7521 | 1.7887 | 1 | 87877.3807 | 169328.5389 | 1791.4993 | 3451.9913 | 179.0512 | 0 | 327.6111 | 1230173.5694 | 113645.4361 | 818474.8097 | 2002342.822 | 24077.0464 | 0 | 0 | 1633598.3366 | 4250287.7747 | 2900908.7409 | 12973508.5357 | 0 | 144213543.3091 | 144213543.3091 | 1478867.319 | 0 | 0 | 157187051.8448 | 302879462.473 | 100 | 1.7887 | 87877.3807 | 169328.5389 | 1791.4993 | 3451.9913
30 | 8000 | 8000 | 0.035 | 15 | 15 | 7 | 1e-13 | -1 | Water | Conduction4 | Wet | R245fa | MinimizeLCOE_Greenfield | IgnoreSilica | 22.146 | 14.5046 | 2.0354 | 1 | 86282.3767 | 166625.5466 | 1758.983 | 3396.8871 | 178.9973 | 0 | 170.3593 | 1346943.5815 | 124184.4116 | 907273.0382 | 1977953.9001 | 24077.0464 | 0 | 0 | 1708368.4714 | 4444824.3279 | 3033683.9358 | 13567308.7129 | 0 | 162048646.133 | 162048646.133 | 1478867.319 | 0 | 0 | 175615954.846 | 339143468.298 | 100 | 2.0354 | 86282.3767 | 166625.5466 | 1758.983 | 3396.8871
30 | 8000 | 9000 | 0.035 | 15 | 15 | 7 | 1e-13 | -1 | Water | Conduction4 | Wet | R245fa | MinimizeLCOE_Greenfield | IgnoreSilica | 24.7887 | 16.4303 | 2.3046 | 1 | 85303.8445 | 164253.3309 | 1739.0343 | 3348.5263 | 179.049 | 0 | 335.077 | 1470313.2675 | 135706.6317 | 1002431.2688 | 2573132.9907 | 24077.0464 | 0 | 0 | 2030207.87 | 5282184.4248 | 3605199.4079 | 16123252.9078 | 0 | 180469758.0432 | 180469758.0432 | 1478867.319 | 0 | 0 | 196593010.951 | 378541636.3132 | 100 | 2.3046 | 85303.8445 | 164253.3309 | 1739.0343 | 3348.5263
30 | 8000 | 10000 | 0.035 | 15 | 15 | 7 | 1e-13 | -1 | Water | Conduction4 | Wet | R245fa | MinimizeLCOE_Greenfield | IgnoreSilica | 27.505 | 18.2389 | 2.5587 | 1 | 84847.5966 | 163386.566 | 1729.733 | 3330.8561 | 179.1271 | 0 | 189.6911 | 1582589.1151 | 145927.6466 | 1089774.1524 | 2846736.0434 | 24077.0464 | 0 | 0 | 2218750.5615 | 5772733.8328 | 3940009.4587 | 17620597.8569 | 0 | 199476879.0396 | 199476879.0396 | 1478867.319 | 0 | 0 | 217097476.8965 | 418053223.2551 | 100 | 2.5587 | 84847.5966 | 163386.566 | 1729.733 | 3330.8561

## Water (Ideal)
Time [year] | Depth [m] | Res Length [m] | Temp Gradient [C/m] | Temp Surface Air [C] | Temp Surface Rock [C] | dT Approach [C] | Transmissivity [m^3] | Config Number [-] | Fluid | Reservoir | Cooling Wet/Dry | orcFluid | Method | Silica? | mass flow [kg/s] | Reservoir Heat [MWth] | Electric Power I-P Pair [MWe] | N_IP_Multiplier | SpCC (Brownfield) [$/kWe] | SpCC (Greenfield) [$/kWe] | LCOE (Brownfield) [$/MWh] | LCOE (Greenfield) [$/MWh] | Temp Production [C] | dP Surface [Mpa] | SolveTime [s] | C_T_G_N | C_pump_orc_N | C_coolingTowers_N | C_heatExchanger_N | C_recuperator_N | C_pump_prod_N | C_pump_inj_N | C_plant_otherEquipment_N | C_plant_installation_N | C_plant_indirectContingency_N | C_surfacePlant_N | C_gatheringSystem_N | C_wells_production_N | C_wells_injection_N | C_wellfield_N | C_exploration_N | C_stimulation_N | CapitalCost_N (Brownfield) | CapitalCost_N (Greenfield) | Trans [mD-m] | Electric Power 5-spot [MW] | Sp CC (Brownfield) [$/kWe] | Sp CC (Greenfield) [$/kWe] | LCOE (Brownfield) [$/MWh] | LCOE (Greenfield) [$/MWh]
30 | 1000 | 1000 | 0.035 | 15 | 15 | 7 | 1e-13 | -1 | Water | Conduction4 | Wet | R245fa | MinimizeLCOE_Greenfield | IgnoreSilica | 7.064 | 0.058197 | 0.00025241 | 1 | 19478588.1236 | 43859822.6463 | 397097.3656 | 894141.8094 | 40.942 | 0 | 55.8574 | 9039.0567 | 203.213 | 12280.9362 | 32334.2959 | 24077.0464 | 0 | 0 | 30394.4737 | 79080.1859 | 53973.8518 | 241383.0595 | 0 | 4675236.3004 | 4675236.3004 | 1478867.319 | 0 | 0 | 4916619.3599 | 11070722.9793 | 100 | 0.00025241 | 19478588.1236 | 43859822.6463 | 397097.3656 | 894141.8094
30 | 1000 | 2000 | 0.035 | 15 | 15 | 7 | 1e-13 | -1 | Water | Conduction4 | Wet | R245fa | MinimizeLCOE_Greenfield | IgnoreSilica | 10.465 | 0.12399 | 0.00076618 | 1 | 9919047.7166 | 21350860.2901 | 202213.2042 | 435266.1662 | 42.504 | 0 | 55.8215 | 15677.1967 | 362.6293 | 22462.6244 | 40681.0109 | 24077.0464 | 0 | 0 | 40271.598 | 104778.4372 | 71513.4363 | 319823.9792 | 0 | 7279907.1627 | 7279907.1627 | 1478867.319 | 0 | 0 | 7599731.1419 | 16358505.6236 | 100 | 0.00076618 | 9919047.7166 | 21350860.2901 | 202213.2042 | 435266.1662
30 | 1000 | 3000 | 0.035 | 15 | 15 | 7 | 1e-13 | -1 | Water | Conduction4 | Wet | R245fa | MinimizeLCOE_Greenfield | IgnoreSilica | 14.0964 | 0.18969 | 0.0013266 | 1 | 7745759.0354 | 16311468.4719 | 157907.7749 | 332531.3477 | 43.1971 | 0 | 67.4055 | 21275.6182 | 498.8414 | 31545.552 | 48877.5052 | 24077.0464 | 0 | 0 | 49247.0796 | 128130.7993 | 87451.9033 | 391104.3454 | 0 | 9884578.025 | 9884578.025 | 1478867.319 | 0 | 0 | 10275682.3704 | 21639127.7145 | 100 | 0.0013266 | 7745759.0354 | 16311468.4719 | 157907.7749 | 332531.3477
30 | 1000 | 4000 | 0.035 | 15 | 15 | 7 | 1e-13 | -1 | Water | Conduction4 | Wet | R245fa | MinimizeLCOE_Greenfield | IgnoreSilica | 17.7971 | 0.25557 | 0.0019028 | 1 | 6804644.0735 | 14145446.1834 | 138721.8734 | 288374.0536 | 43.584 | 0 | 56.6586 | 26299.5651 | 621.7928 | 40029.5757 | 57059.0334 | 24077.0464 | 0 | 0 | 57753.9352 | 150263.8925 | 102558.1943 | 458663.0354 | 0 | 12489248.8874 | 12489248.8874 | 1478867.319 | 0 | 0 | 12947911.9228 | 26916028.1292 | 100 | 0.0019028 | 6804644.0735 | 14145446.1834 | 138721.8734 | 288374.0536
30 | 1000 | 5000 | 0.035 | 15 | 15 | 7 | 1e-13 | -1 | Water | Conduction4 | Wet | R245fa | MinimizeLCOE_Greenfield | IgnoreSilica | 21.5165 | 0.32148 | 0.0024864 | 1 | 6281157.1678 | 12946509.9585 | 128049.8848 | 263932.117 | 43.832 | 0 | 67.3154 | 30930.1948 | 735.5316 | 48084.8292 | 65225.4636 | 24077.0464 | 0 | 0 | 65930.6956 | 171538.1456 | 117078.3091 | 523600.2159 | 0 | 15093919.7497 | 15093919.7497 | 1478867.319 | 0 | 0 | 15617519.9656 | 32190307.0343 | 100 | 0.0024864 | 6281157.1678 | 12946509.9585 | 128049.8848 | 263932.117
30 | 1000 | 6000 | 0.035 | 15 | 15 | 7 | 1e-13 | -1 | Water | Conduction4 | Wet | R245fa | MinimizeLCOE_Greenfield | IgnoreSilica | 25.2413 | 0.38737 | 0.003074 | 1 | 5948416.9515 | 12187115.7916 | 121266.5254 | 248450.8397 | 44.005 | 0 | 68.61 | 35268.8139 | 842.3681 | 55811.6732 | 73379.121 | 24077.0464 | 0 | 0 | 73857.8188 | 192162.8942 | 131155.1238 | 586554.8593 | 0 | 17698590.612 | 17698590.612 | 1478867.319 | 0 | 0 | 18285145.4713 | 37462603.4024 | 100 | 0.003074 | 5948416.9515 | 12187115.7916 | 121266.5254 | 248450.8397
30 | 1000 | 7000 | 0.035 | 15 | 15 | 7 | 1e-13 | -1 | Water | Conduction4 | Wet | R245fa | MinimizeLCOE_Greenfield | IgnoreSilica | 28.9755 | 0.45333 | 0.0036639 | 1 | 5718299.5277 | 11663363.2058 | 116575.2704 | 237773.4348 | 44.1318 | 0 | 70.0253 | 39383.5129 | 943.8747 | 63285.8989 | 81535.5981 | 24077.0464 | 0 | 0 | 81598.113 | 212301.5521 | 144900.1716 | 648025.7676 | 0 | 20303261.4744 | 20303261.4744 | 1478867.319 | 0 | 0 | 20951287.242 | 42733416.0354 | 100 | 0.0036639 | 5718299.5277 | 11663363.2058 | 116575.2704 | 237773.4348
30 | 1000 | 8000 | 0.035 | 15 | 15 | 7 | 1e-13 | -1 | Water | Conduction4 | Wet | R245fa | MinimizeLCOE_Greenfield | IgnoreSilica | 32.7151 | 0.51931 | 0.0042554 | 1 | 5549640.3514 | 11280368.8349 | 113136.925 | 229965.5765 | 44.2287 | 0 | 61.1846 | 43315.0832 | 1041.0043 | 70547.5314 | 89691.8398 | 24077.0464 | 0 | 0 | 89182.277 | 232033.9909 | 158367.9666 | 708256.7395 | 0 | 22907932.3367 | 22907932.3367 | 1478867.319 | 0 | 0 | 23616189.0762 | 48002988.7319 | 100 | 0.0042554 | 5549640.3514 | 11280368.8349 | 113136.925 | 229965.5765
30 | 1000 | 9000 | 0.035 | 15 | 15 | 7 | 1e-13 | -1 | Water | Conduction4 | Wet | R245fa | MinimizeLCOE_Greenfield | IgnoreSilica | 36.4493 | 0.58523 | 0.0048481 | 1 | 5420667.1689 | 10988090.4295 | 110507.6322 | 224007.0859 | 44.3061 | 0 | 73.207 | 47090.8286 | 1134.4004 | 77621.0219 | 97837.462 | 24077.0464 | 0 | 0 | 96626.6961 | 251402.8424 | 171587.6057 | 767377.9034 | 0 | 25512603.199 | 25512603.199 | 1478867.319 | 0 | 0 | 26279981.1025 | 53271451.6205 | 100 | 0.0048481 | 5420667.1689 | 10988090.4295 | 110507.6322 | 224007.0859
30 | 1000 | 10000 | 0.035 | 15 | 15 | 7 | 1e-13 | -1 | Water | Conduction4 | Wet | R245fa | MinimizeLCOE_Greenfield | IgnoreSilica | 40.1935 | 0.65123 | 0.0054416 | 1 | 5318810.6812 | 10757661.113 | 108431.15 | 219309.4726 | 44.3682 | 0 | 65.7176 | 50738.7245 | 1224.7177 | 84544.2612 | 105992.376 | 24077.0464 | 0 | 0 | 103965.0791 | 270495.8095 | 184618.9481 | 825656.9625 | 0 | 28117274.0614 | 28117274.0614 | 1478867.319 | 0 | 0 | 28942931.0239 | 58539072.4043 | 100 | 0.0054416 | 5318810.6812 | 10757661.113 | 108431.15 | 219309.4726
30 | 2000 | 1000 | 0.035 | 15 | 15 | 7 | 1e-13 | -1 | Water | Conduction4 | Wet | R245fa | MinimizeLCOE_Greenfield | IgnoreSilica | 7.6339 | 0.3208 | 0.0065059 | 1 | 997646.8162 | 2143757.5976 | 20338.3798 | 43703.3983 | 54.9766 | 0 | 44.926 | 38172.8845 | 975.8668 | 47574.7582 | 54823.9795 | 24077.0464 | 0 | 0 | 64593.5688 | 168059.2162 | 114703.8683 | 512981.1888 | 0 | 5977571.7315 | 5977571.7315 | 1478867.319 | 0 | 0 | 6490552.9203 | 13946991.9708 | 100 | 0.0065059 | 997646.8162 | 2143757.5976 | 20338.3798 | 43703.3983
30 | 2000 | 2000 | 0.035 | 15 | 15 | 7 | 1e-13 | -1 | Water | Conduction4 | Wet | R245fa | MinimizeLCOE_Greenfield | IgnoreSilica | 11.0102 | 0.56943 | 0.013875 | 1 | 671058.0631 | 1396167.9083 | 13680.4263 | 28462.7713 | 58.7753 | 0 | 46.2449 | 59878.6009 | 1581.5307 | 75066.412 | 74728.4886 | 24077.0464 | 0 | 0 | 91779.5107 | 238791.4601 | 162980.0782 | 728883.1276 | 0 | 8582242.5939 | 8582242.5939 | 1478867.319 | 0 | 0 | 9311125.7215 | 19372235.6344 | 100 | 0.013875 | 671058.0631 | 1396167.9083 | 13680.4263 | 28462.7713
30 | 2000 | 3000 | 0.035 | 15 | 15 | 7 | 1e-13 | -1 | Water | Conduction4 | Wet | R245fa | MinimizeLCOE_Greenfield | IgnoreSilica | 14.4519 | 0.81921 | 0.021616 | 1 | 560500.2644 | 1146444.3845 | 11426.556 | 23371.8195 | 60.6848 | 0 | 62.137 | 78956.514 | 2120.3194 | 100267.6661 | 94480.4002 | 24077.0464 | 0 | 0 | 116961.759 | 304310.5047 | 207698.1724 | 928872.3821 | 0 | 11186913.4562 | 11186913.4562 | 1478867.319 | 0 | 0 | 12115785.8383 | 24781566.6135 | 100 | 0.021616 | 560500.2644 | 1146444.3845 | 11426.556 | 23371.8195
30 | 2000 | 4000 | 0.035 | 15 | 15 | 7 | 1e-13 | -1 | Water | Conduction4 | Wet | R245fa | MinimizeLCOE_Greenfield | IgnoreSilica | 17.8165 | 1.0665 | 0.029498 | 1 | 505397.5621 | 1023079.5472 | 10303.2129 | 20856.8604 | 61.8955 | 0 | 60.1692 | 96240.5044 | 2611.8719 | 123710.1797 | 113842.5145 | 24077.0464 | 0 | 0 | 140588.0256 | 365781.204 | 249653.1878 | 1116504.5341 | 0 | 13791584.3185 | 13791584.3185 | 1478867.319 | 0 | 0 | 14908088.8527 | 30178540.4902 | 100 | 0.029498 | 505397.5621 | 1023079.5472 | 10303.2129 | 20856.8604
30 | 2000 | 5000 | 0.035 | 15 | 15 | 7 | 1e-13 | -1 | Water | Conduction4 | Wet | R245fa | MinimizeLCOE_Greenfield | IgnoreSilica | 21.2271 | 1.3153 | 0.037461 | 1 | 472331.9386 | 949494.5873 | 9629.1254 | 19356.7314 | 62.6881 | 0 | 49.5608 | 112371.1305 | 3071.2508 | 146213.6592 | 133316.47 | 24077.0464 | 0 | 0 | 163429.3272 | 425209.5853 | 290214.2792 | 1297902.7485 | 0 | 16396255.1809 | 16396255.1809 | 1478867.319 | 0 | 0 | 17694157.9293 | 35569280.4292 | 100 | 0.037461 | 472331.9386 | 949494.5873 | 9629.1254 | 19356.7314
30 | 2000 | 6000 | 0.035 | 15 | 15 | 7 | 1e-13 | -1 | Water | Conduction4 | Wet | R245fa | MinimizeLCOE_Greenfield | IgnoreSilica | 24.6519 | 1.5644 | 0.045467 | 1 | 450318.7221 | 900746.487 | 9180.3563 | 18362.9355 | 63.2505 | 0 | 49.0619 | 127587.7182 | 3505.0426 | 167901.7994 | 152804.6424 | 24077.0464 | 0 | 0 | 185591.7371 | 482871.6298 | 329569.8093 | 1473909.4251 | 0 | 19000926.0432 | 19000926.0432 | 1478867.319 | 0 | 0 | 20474835.4683 | 40954628.8305 | 100 | 0.045467 | 450318.7221 | 900746.487 | 9180.3563 | 18362.9355
30 | 2000 | 7000 | 0.035 | 15 | 15 | 7 | 1e-13 | -1 | Water | Conduction4 | Wet | R245fa | MinimizeLCOE_Greenfield | IgnoreSilica | 28.0601 | 1.8128 | 0.0535 | 1 | 434590.4585 | 866075.7417 | 8859.7143 | 17656.1254 | 63.6817 | 0 | 62.7408 | 142053.6655 | 3917.9601 | 188854.5556 | 172210.5976 | 24077.0464 | 0 | 0 | 207134.3918 | 538921.1984 | 367824.7916 | 1644994.207 | 0 | 21605596.9055 | 21605596.9055 | 1478867.319 | 0 | 0 | 23250591.1126 | 46335055.3371 | 100 | 0.0535 | 434590.4585 | 866075.7417 | 8859.7143 | 17656.1254
30 | 2000 | 8000 | 0.035 | 15 | 15 | 7 | 1e-13 | -1 | Water | Conduction4 | Wet | R245fa | MinimizeLCOE_Greenfield | IgnoreSilica | 31.4434 | 2.0606 | 0.061551 | 1 | 422776.2103 | 840142.8389 | 8618.8649 | 17127.4481 | 64.0289 | 0 | 72.1319 | 155898.0323 | 4313.576 | 209175.47 | 191515.3927 | 24077.0464 | 0 | 0 | 228142.0118 | 593578.7162 | 405129.6706 | 1811829.916 | 0 | 24210267.7679 | 24210267.7679 | 1478867.319 | 0 | 0 | 26022097.6838 | 51711232.7707 | 100 | 0.061551 | 422776.2103 | 840142.8389 | 8618.8649 | 17127.4481
30 | 2000 | 9000 | 0.035 | 15 | 15 | 7 | 1e-13 | -1 | Water | Conduction4 | Wet | R245fa | MinimizeLCOE_Greenfield | IgnoreSilica | 34.8487 | 2.309 | 0.069615 | 1 | 413574.2754 | 820007.2007 | 8431.271 | 16716.9559 | 64.2996 | 0 | 70.2847 | 169253.3672 | 4695.0487 | 229070.0787 | 210892.905 | 24077.0464 | 0 | 0 | 248815.4939 | 647366.876 | 441841.1949 | 1976012.0107 | 0 | 26814938.6302 | 26814938.6302 | 1478867.319 | 0 | 0 | 28790950.6409 | 57084756.5902 | 100 | 0.069615 | 413574.2754 | 820007.2007 | 8431.271 | 16716.9559
30 | 2000 | 10000 | 0.035 | 15 | 15 | 7 | 1e-13 | -1 | Water | Conduction4 | Wet | R245fa | MinimizeLCOE_Greenfield | IgnoreSilica | 38.2593 | 2.5576 | 0.077689 | 1 | 406198.5988 | 803918.3196 | 8280.9079 | 16388.9623 | 64.5198 | 0 | 60.4382 | 182175.9194 | 5064.1394 | 248553.5419 | 230283.8513 | 24077.0464 | 0 | 0 | 269160.2544 | 700299.7695 | 477968.9824 | 2137583.5045 | 0 | 29419609.4925 | 29419609.4925 | 1478867.319 | 0 | 0 | 31557192.9971 | 62455669.8086 | 100 | 0.077689 | 406198.5988 | 803918.3196 | 8280.9079 | 16388.9623
30 | 3000 | 1000 | 0.035 | 15 | 15 | 7 | 1e-13 | -1 | Water | Conduction4 | Wet | R245fa | MinimizeLCOE_Greenfield | IgnoreSilica | 9.164 | 0.68399 | 0.02279 | 1 | 355489.765 | 739815.4633 | 7247.1397 | 15082.1389 | 67.3993 | 0 | 53.0159 | 75896.3809 | 2120.0339 | 86345.931 | 76859.1972 | 24077.0464 | 0 | 0 | 103466.4498 | 269198.4786 | 183733.4931 | 821697.0109 | 0 | 7279907.1627 | 7279907.1627 | 1478867.319 | 0 | 0 | 8101604.1736 | 16860378.6553 | 100 | 0.02279 | 355489.765 | 739815.4633 | 7247.1397 | 15082.1389
30 | 3000 | 2000 | 0.035 | 15 | 15 | 7 | 1e-13 | -1 | Water | Conduction4 | Wet | R245fa | MinimizeLCOE_Greenfield | IgnoreSilica | 12.4233 | 1.1238 | 0.043815 | 1 | 251984.941 | 511333.8719 | 5137.0539 | 10424.2326 | 73.0834 | 0 | 65.5117 | 113725.4113 | 3307.6437 | 127906.0321 | 104286.2208 | 24077.0464 | 0 | 0 | 145587.9182 | 378789.8989 | 258531.8893 | 1156212.0607 | 0 | 9884578.025 | 9884578.025 | 1478867.319 | 0 | 0 | 11040790.0857 | 22404235.4298 | 100 | 0.043815 | 251984.941 | 511333.8719 | 5137.0539 | 10424.2326
30 | 3000 | 3000 | 0.035 | 15 | 15 | 7 | 1e-13 | -1 | Water | Conduction4 | Wet | R245fa | MinimizeLCOE_Greenfield | IgnoreSilica | 15.5922 | 1.5597 | 0.065874 | 1 | 211816.2664 | 423858.1417 | 4318.1611 | 8640.9215 | 76.4215 | 0 | 62.9167 | 147479.089 | 4390.5063 | 165842.1625 | 130889.7931 | 24077.0464 | 0 | 0 | 184344.653 | 479626.9727 | 327355.2642 | 1464005.4872 | 0 | 12489248.8874 | 12489248.8874 | 1478867.319 | 0 | 0 | 13953254.3746 | 27921370.5809 | 100 | 0.065874 | 211816.2664 | 423858.1417 | 4318.1611 | 8640.9215
30 | 3000 | 4000 | 0.035 | 15 | 15 | 7 | 1e-13 | -1 | Water | Conduction4 | Wet | R245fa | MinimizeLCOE_Greenfield | IgnoreSilica | 18.7593 | 1.9951 | 0.088414 | 1 | 190578.8746 | 378024.3862 | 3885.2081 | 7706.5384 | 78.5894 | 0 | 49.8915 | 178530.2674 | 5395.6983 | 201619.7889 | 157298.8517 | 24077.0464 | 0 | 0 | 221099.4445 | 575255.4009 | 392623.6314 | 1755900.1295 | 0 | 15093919.7497 | 15093919.7497 | 1478867.319 | 0 | 0 | 16849819.8792 | 33422606.9479 | 100 | 0.088414 | 190578.8746 | 378024.3862 | 3885.2081 | 7706.5384
30 | 3000 | 5000 | 0.035 | 15 | 15 | 7 | 1e-13 | -1 | Water | Conduction4 | Wet | R245fa | MinimizeLCOE_Greenfield | IgnoreSilica | 22.0649 | 2.437 | 0.11124 | 1 | 177454.0151 | 349858.0001 | 3617.6401 | 7132.3286 | 79.9816 | 0 | 76.4044 | 207753.6076 | 6340.9049 | 236378.3281 | 184295.2176 | 24077.0464 | 0 | 0 | 256949.5908 | 668530.1277 | 456285.549 | 2040610.3721 | 0 | 17698590.612 | 17698590.612 | 1478867.319 | 0 | 0 | 19739200.9842 | 38916658.9152 | 100 | 0.11124 | 177454.0151 | 349858.0001 | 3617.6401 | 7132.3286
30 | 3000 | 6000 | 0.035 | 15 | 15 | 7 | 1e-13 | -1 | Water | Conduction4 | Wet | R245fa | MinimizeLCOE_Greenfield | IgnoreSilica | 25.1707 | 2.8695 | 0.13419 | 1 | 168514.6731 | 330833.0314 | 3435.3995 | 6744.4788 | 81.1731 | 0 | 64.7788 | 235200.4875 | 7237.4865 | 269144.0271 | 210284.0008 | 24077.0464 | 0 | 0 | 290917.7888 | 756908.411 | 516605.5434 | 2310374.7915 | 0 | 20303261.4744 | 20303261.4744 | 1478867.319 | 0 | 0 | 22613636.2658 | 44395765.0592 | 100 | 0.13419 | 168514.6731 | 330833.0314 | 3435.3995 | 6744.4788
30 | 3000 | 7000 | 0.035 | 15 | 15 | 7 | 1e-13 | -1 | Water | Conduction4 | Wet | R245fa | MinimizeLCOE_Greenfield | IgnoreSilica | 28.4297 | 3.3093 | 0.15727 | 1 | 162046.9064 | 317107.6965 | 3303.5454 | 6464.6693 | 81.9775 | 0 | 71.6586 | 261559.5325 | 8094.1074 | 301494.7735 | 236992.9147 | 24077.0464 | 0 | 0 | 324565.166 | 844451.9845 | 576355.8312 | 2577591.356 | 0 | 22907932.3367 | 22907932.3367 | 1478867.319 | 0 | 0 | 25485523.6927 | 49872323.3484 | 100 | 0.15727 | 162046.9064 | 317107.6965 | 3303.5454 | 6464.6693
30 | 3000 | 8000 | 0.035 | 15 | 15 | 7 | 1e-13 | -1 | Water | Conduction4 | Wet | R245fa | MinimizeLCOE_Greenfield | IgnoreSilica | 31.6091 | 3.7453 | 0.18041 | 1 | 157134.2666 | 306743.9348 | 3203.3946 | 6253.39 | 82.6693 | 0 | 73.5296 | 286789.0396 | 8917.2292 | 332703.3781 | 263292.2848 | 24077.0464 | 0 | 0 | 357153.8015 | 929240.9291 | 634226.0281 | 2836399.7367 | 0 | 25512603.199 | 25512603.199 | 1478867.319 | 0 | 0 | 28349002.9358 | 55340473.4538 | 100 | 0.18041 | 157134.2666 | 306743.9348 | 3203.3946 | 6253.39
30 | 3000 | 9000 | 0.035 | 15 | 15 | 7 | 1e-13 | -1 | Water | Conduction4 | Wet | R245fa | MinimizeLCOE_Greenfield | IgnoreSilica | 30 | 3.9254 | 0.20378 | 1 | 152411.6336 | 297645.627 | 3107.1173 | 6067.9087 | 86.715 | 0 | 62.9415 | 306607.1238 | 9770.3804 | 344437.0183 | 264835.1629 | 24077.0464 | 0 | 0 | 370393.4254 | 963687.7148 | 657736.6671 | 2941544.5392 | 0 | 28117274.0614 | 28117274.0614 | 1478867.319 | 0 | 0 | 31058818.6005 | 60654959.9809 | 100 | 0.20378 | 152411.6336 | 297645.627 | 3107.1173 | 6067.9087
30 | 3000 | 10000 | 0.035 | 15 | 15 | 7 | 1e-13 | -1 | Water | Conduction4 | Wet | R245fa | MinimizeLCOE_Greenfield | IgnoreSilica | 37.7964 | 4.6081 | 0.22682 | 1 | 150146.1767 | 292112.9411 | 3060.9329 | 5955.1174 | 83.8007 | 0 | 87.145 | 334540.0948 | 10481.9089 | 392400.5025 | 314975.5723 | 24077.0464 | 0 | 0 | 419825.2987 | 1092299.3092 | 745516.723 | 3334116.4557 | 0 | 30721944.9237 | 30721944.9237 | 1478867.319 | 0 | 0 | 34056061.3794 | 66256873.6221 | 100 | 0.22682 | 150146.1767 | 292112.9411 | 3060.9329 | 5955.1174
30 | 4000 | 1000 | 0.035 | 15 | 15 | 7 | 1e-13 | -1 | Water | Conduction4 | Wet | R245fa | MinimizeLCOE_Greenfield | IgnoreSilica | 10.5887 | 1.1446 | 0.051376 | 1 | 189911.0537 | 385745.164 | 3871.5937 | 7863.9369 | 79.1844 | 0 | 43.9853 | 122247.1381 | 3690.7748 | 129214.536 | 99998.8237 | 24077.0464 | 0 | 0 | 147899.0444 | 384802.9753 | 262635.9375 | 1174566.2762 | 0 | 8582242.5939 | 8582242.5939 | 1478867.319 | 0 | 0 | 9756808.8701 | 19817918.783 | 100 | 0.051376 | 189911.0537 | 385745.164 | 3871.5937 | 7863.9369
30 | 4000 | 2000 | 0.035 | 15 | 15 | 7 | 1e-13 | -1 | Water | Conduction4 | Wet | R245fa | MinimizeLCOE_Greenfield | IgnoreSilica | 13.5654 | 1.7844 | 0.093 | 1 | 137740.5035 | 273932.1211 | 2808.0265 | 5584.4768 | 86.9387 | 0 | 43.1778 | 177696.2863 | 5644.3165 | 183282.5424 | 133284.4306 | 24077.0464 | 0 | 0 | 204354.0026 | 531687.1961 | 362887.4364 | 1622913.2572 | 0 | 11186913.4562 | 11186913.4562 | 1478867.319 | 0 | 0 | 12809826.7134 | 25475607.4886 | 100 | 0.093 | 137740.5035 | 273932.1211 | 2808.0265 | 5584.4768
30 | 4000 | 3000 | 0.035 | 15 | 15 | 7 | 1e-13 | -1 | Water | Conduction4 | Wet | R245fa | MinimizeLCOE_Greenfield | IgnoreSilica | 17.9675 | 2.5006 | 0.13588 | 1 | 116857.0268 | 229240.0639 | 2382.2886 | 4673.3688 | 89.3807 | 0 | 44.8184 | 228941.2128 | 7396.5915 | 239671.1475 | 173667.9542 | 24077.0464 | 0 | 0 | 262764.0414 | 683658.1355 | 466610.7252 | 2086786.8546 | 0 | 13791584.3185 | 13791584.3185 | 1478867.319 | 0 | 0 | 15878371.1731 | 31148822.8106 | 100 | 0.13588 | 116857.0268 | 229240.0639 | 2382.2886 | 4673.3688
30 | 4000 | 4000 | 0.035 | 15 | 15 | 7 | 1e-13 | -1 | Water | Conduction4 | Wet | R245fa | MinimizeLCOE_Greenfield | IgnoreSilica | 20.825 | 3.1247 | 0.17937 | 1 | 105203.3684 | 204860.8662 | 2144.713 | 4176.3659 | 92.7953 | 0 | 35.0147 | 274298.802 | 9057.5569 | 285742.619 | 205468.7725 | 24077.0464 | 0 | 0 | 311471.4708 | 810384.8753 | 553104.3292 | 2473605.4721 | 0 | 16396255.1809 | 16396255.1809 | 1478867.319 | 0 | 0 | 18869860.6529 | 36744983.1528 | 100 | 0.17937 | 105203.3684 | 204860.8662 | 2144.713 | 4176.3659
30 | 4000 | 5000 | 0.035 | 15 | 15 | 7 | 1e-13 | -1 | Water | Conduction4 | Wet | R245fa | MinimizeLCOE_Greenfield | IgnoreSilica | 23.748 | 3.7518 | 0.22349 | 1 | 97764.0328 | 189401.7654 | 1993.052 | 3861.2112 | 95.2413 | 0 | 46.6208 | 317116.6882 | 10635.9517 | 330199.8926 | 237498.7845 | 24077.0464 | 0 | 0 | 358616.0617 | 933045.4304 | 636822.6784 | 2848012.5339 | 0 | 19000926.0432 | 19000926.0432 | 1478867.319 | 0 | 0 | 21848938.5771 | 42328731.9393 | 100 | 0.22349 | 97764.0328 | 189401.7654 | 1993.052 | 3861.2112
30 | 4000 | 6000 | 0.035 | 15 | 15 | 7 | 1e-13 | -1 | Water | Conduction4 | Wet | R245fa | MinimizeLCOE_Greenfield | IgnoreSilica | 26.6593 | 4.3778 | 0.26801 | 1 | 92594.1857 | 178727.5342 | 1887.6577 | 3643.6025 | 97.1304 | 0 | 33.1855 | 357826.3164 | 12145.7454 | 373094.7349 | 269395.8231 | 24077.0464 | 0 | 0 | 404250.4698 | 1051776.7993 | 717859.2773 | 3210426.2126 | 0 | 21605596.9055 | 21605596.9055 | 1478867.319 | 0 | 0 | 24816023.1181 | 47900487.3427 | 100 | 0.26801 | 92594.1857 | 178727.5342 | 1887.6577 | 3643.6025
30 | 4000 | 7000 | 0.035 | 15 | 15 | 7 | 1e-13 | -1 | Water | Conduction4 | Wet | R245fa | MinimizeLCOE_Greenfield | IgnoreSilica | 29.6406 | 5.0081 | 0.31284 | 1 | 88788.4012 | 170905.5619 | 1810.0717 | 3484.141 | 98.5591 | 0 | 49.3733 | 396903.0031 | 13594.9431 | 415066.7747 | 301657.5464 | 24077.0464 | 0 | 0 | 449006.7323 | 1168223.4135 | 797336.4843 | 3565865.9438 | 0 | 24210267.7679 | 24210267.7679 | 1478867.319 | 0 | 0 | 27776133.7117 | 53465268.7986 | 100 | 0.31284 | 88788.4012 | 170905.5619 | 1810.0717 | 3484.141
30 | 4000 | 8000 | 0.035 | 15 | 15 | 7 | 1e-13 | -1 | Water | Conduction4 | Wet | R245fa | MinimizeLCOE_Greenfield | IgnoreSilica | 32.4936 | 5.629 | 0.35781 | 1 | 85865.6225 | 164941.2288 | 1750.4869 | 3362.55 | 99.831 | 0 | 39.8732 | 434344.9702 | 14996.6571 | 455347.4659 | 333120.4202 | 24077.0464 | 0 | 0 | 492135.7583 | 1280436.2922 | 873924.0798 | 3908382.6901 | 0 | 26814938.6302 | 26814938.6302 | 1478867.319 | 0 | 0 | 30723321.3203 | 59017127.2695 | 100 | 0.35781 | 85865.6225 | 164941.2288 | 1750.4869 | 3362.55
30 | 4000 | 9000 | 0.035 | 15 | 15 | 7 | 1e-13 | -1 | Water | Conduction4 | Wet | R245fa | MinimizeLCOE_Greenfield | IgnoreSilica | 35.4166 | 6.2547 | 0.40295 | 1 | 83549.5581 | 160230.1832 | 1703.2708 | 3266.509 | 100.8275 | 0 | 50.9324 | 470633.453 | 16351.5074 | 495070.1231 | 364987.6077 | 24077.0464 | 0 | 0 | 534736.6977 | 1391275.1977 | 949573.9103 | 4246705.5432 | 0 | 29419609.4925 | 29419609.4925 | 1478867.319 | 0 | 0 | 33666315.0358 | 64564791.8474 | 100 | 0.40295 | 83549.5581 | 160230.1832 | 1703.2708 | 3266.509
30 | 4000 | 10000 | 0.035 | 15 | 15 | 7 | 1e-13 | -1 | Water | Conduction4 | Wet | R245fa | MinimizeLCOE_Greenfield | IgnoreSilica | 38.4102 | 6.8856 | 0.44822 | 1 | 81669.6733 | 156416.808 | 1664.9468 | 3188.7682 | 101.6099 | 0 | 42.6727 | 505916.2182 | 17663.7839 | 534340.3659 | 397276.4843 | 24077.0464 | 0 | 0 | 576916.8205 | 1501019.225 | 1024476.4639 | 4581686.4082 | 0 | 32024280.3549 | 32024280.3549 | 1478867.319 | 0 | 0 | 36605966.7631 | 70109114.437 | 100 | 0.44822 | 81669.6733 | 156416.808 | 1664.9468 | 3188.7682
30 | 5000 | 1000 | 0.035 | 15 | 15 | 7 | 1e-13 | -1 | Water | Conduction4 | Wet | R245fa | MinimizeLCOE_Greenfield | IgnoreSilica | 12.918 | 1.7754 | 0.095582 | 1 | 120353.3667 | 239240.0892 | 2453.5662 | 4877.2328 | 88.8276 | 0 | 41.0081 | 179761.3359 | 5775.2448 | 182300.5293 | 130823.8871 | 24077.0464 | 0 | 0 | 203867.8369 | 530422.2927 | 362024.1138 | 1619052.2868 | 0 | 9884578.025 | 9884578.025 | 1478867.319 | 0 | 0 | 11503630.3119 | 22867075.6559 | 100 | 0.095582 | 120353.3667 | 239240.0892 | 2453.5662 | 4877.2328
30 | 5000 | 2000 | 0.035 | 15 | 15 | 7 | 1e-13 | -1 | Water | Conduction4 | Wet | R245fa | MinimizeLCOE_Greenfield | IgnoreSilica | 15.3487 | 2.5799 | 0.16056 | 1 | 91169.3551 | 178164.8257 | 1858.6106 | 3632.131 | 98.2959 | 0 | 38.7134 | 249706.5943 | 8516.1116 | 244196.1442 | 167354.9875 | 24077.0464 | 0 | 0 | 270601.8447 | 704050.4919 | 480528.9275 | 2149032.1481 | 0 | 12489248.8874 | 12489248.8874 | 1478867.319 | 0 | 0 | 14638281.0355 | 28606397.2418 | 100 | 0.16056 | 91169.3551 | 178164.8257 | 1858.6106 | 3632.131
30 | 5000 | 3000 | 0.035 | 15 | 15 | 7 | 1e-13 | -1 | Water | Conduction4 | Wet | R245fa | MinimizeLCOE_Greenfield | IgnoreSilica | 18.5462 | 3.4545 | 0.23085 | 1 | 77033.4319 | 148825.2192 | 1570.4307 | 3034.0034 | 103.6439 | 0 | 112.4548 | 316913.7816 | 11180.4829 | 307302.3318 | 208674.7289 | 24077.0464 | 0 | 0 | 338577.8649 | 880910.1525 | 601239.28 | 2688875.6688 | 0 | 15093919.7497 | 15093919.7497 | 1478867.319 | 0 | 0 | 17782795.4185 | 34355582.4873 | 100 | 0.23085 | 77033.4319 | 148825.2192 | 1570.4307 | 3034.0034
30 | 5000 | 4000 | 0.035 | 15 | 15 | 7 | 1e-13 | -1 | Water | Conduction4 | Wet | R245fa | MinimizeLCOE_Greenfield | IgnoreSilica | 24.2085 | 4.5078 | 0.30118 | 1 | 69708.7123 | 133383.9348 | 1421.1064 | 2719.2119 | 103.6281 | 0 | 35.6109 | 381413.8241 | 13467.467 | 380224.1221 | 264989.5189 | 24077.0464 | 0 | 0 | 415027.0716 | 1079815.3066 | 736996.1347 | 3296010.4914 | 0 | 17698590.612 | 17698590.612 | 1478867.319 | 0 | 0 | 20994601.1034 | 40172059.0345 | 100 | 0.30118 | 69708.7123 | 133383.9348 | 1421.1064 | 2719.2119
30 | 5000 | 5000 | 0.035 | 15 | 15 | 7 | 1e-13 | -1 | Water | Conduction4 | Wet | R245fa | MinimizeLCOE_Greenfield | IgnoreSilica | 29.8311 | 5.5554 | 0.37119 | 1 | 65137.9905 | 123819.2082 | 1327.926 | 2524.222 | 103.6339 | 0 | 27.5772 | 441261.8783 | 15589.8279 | 449404.1877 | 320964.0464 | 24077.0464 | 0 | 0 | 488005.8248 | 1269691.0524 | 866590.2328 | 3875584.0968 | 0 | 20303261.4744 | 20303261.4744 | 1478867.319 | 0 | 0 | 24178845.5711 | 45960974.3645 | 100 | 0.37119 | 65137.9905 | 123819.2082 | 1327.926 | 2524.222
30 | 5000 | 6000 | 0.035 | 15 | 15 | 7 | 1e-13 | -1 | Water | Conduction4 | Wet | R245fa | MinimizeLCOE_Greenfield | IgnoreSilica | 25.8452 | 5.8357 | 0.44333 | 1 | 60825.6707 | 115833.4232 | 1240.0136 | 2361.421 | 114.6524 | 0 | 37.375 | 487905.1268 | 18441.9358 | 463990.5647 | 315825.9591 | 24077.0464 | 0 | 0 | 510993.8468 | 1329501.1701 | 907411.8671 | 4058147.5167 | 0 | 22907932.3367 | 22907932.3367 | 1478867.319 | 0 | 0 | 26966079.8534 | 51352879.5091 | 100 | 0.44333 | 60825.6707 | 115833.4232 | 1240.0136 | 2361.421
30 | 5000 | 7000 | 0.035 | 15 | 15 | 7 | 1e-13 | -1 | Water | Conduction4 | Wet | R245fa | MinimizeLCOE_Greenfield | IgnoreSilica | 28.3714 | 6.6397 | 0.51624 | 1 | 58127.6299 | 110412.705 | 1185.0104 | 2250.9123 | 116.8463 | 0 | 36.1172 | 540508.9748 | 20713.8262 | 513711.9401 | 352276.5704 | 24077.0464 | 0 | 0 | 566002.4596 | 1472622.2968 | 1005094.9769 | 4495008.0912 | 0 | 25512603.199 | 25512603.199 | 1478867.319 | 0 | 0 | 30007611.2902 | 56999081.8083 | 100 | 0.51624 | 58127.6299 | 110412.705 | 1185.0104 | 2250.9123
30 | 5000 | 8000 | 0.035 | 15 | 15 | 7 | 1e-13 | -1 | Water | Conduction4 | Wet | R245fa | MinimizeLCOE_Greenfield | IgnoreSilica | 31.1681 | 7.4699 | 0.58969 | 1 | 56049.7905 | 106239.4486 | 1142.6508 | 2165.8349 | 118.3269 | 0 | 39.8179 | 591671.6612 | 22886.352 | 563931.6594 | 390620.7485 | 24077.0464 | 0 | 0 | 621343.1123 | 1616607.3231 | 1103367.716 | 4934505.6187 | 0 | 28117274.0614 | 28117274.0614 | 1478867.319 | 0 | 0 | 33051779.6801 | 62647921.0605 | 100 | 0.58969 | 56049.7905 | 106239.4486 | 1142.6508 | 2165.8349
30 | 5000 | 9000 | 0.035 | 15 | 15 | 7 | 1e-13 | -1 | Water | Conduction4 | Wet | R245fa | MinimizeLCOE_Greenfield | IgnoreSilica | 33.689 | 8.2732 | 0.66334 | 1 | 54383.6277 | 102926.8937 | 1108.6838 | 2098.3039 | 119.867 | 0 | 50.37 | 640796.7543 | 25027.3914 | 611325.3039 | 427087.7502 | 24077.0464 | 0 | 0 | 674042.556 | 1753720.4656 | 1196950.2531 | 5353027.5209 | 0 | 30721944.9237 | 30721944.9237 | 1478867.319 | 0 | 0 | 36074972.4446 | 68275784.6874 | 100 | 0.66334 | 54383.6277 | 102926.8937 | 1108.6838 | 2098.3039
30 | 5000 | 10000 | 0.035 | 15 | 15 | 7 | 1e-13 | -1 | Water | Conduction4 | Wet | R245fa | MinimizeLCOE_Greenfield | IgnoreSilica | 36.3419 | 9.0898 | 0.73729 | 1 | 53027.9623 | 100235.4972 | 1081.0467 | 2043.4362 | 121.0363 | 0 | 44.0672 | 688694.3989 | 27095.2412 | 658633.0231 | 464502.5791 | 24077.0464 | 0 | 0 | 726570.8926 | 1890388.4224 | 1290228.9419 | 5770190.5456 | 0 | 33326615.786 | 33326615.786 | 1478867.319 | 0 | 0 | 39096806.3316 | 73902289.4367 | 100 | 0.73729 | 53027.9623 | 100235.4972 | 1081.0467 | 2043.4362
30 | 6000 | 1000 | 0.035 | 15 | 15 | 7 | 1e-13 | -1 | Water | Conduction4 | Wet | R245fa | MinimizeLCOE_Greenfield | IgnoreSilica | 12.423 | 2.3205 | 0.15536 | 1 | 84853.892 | 166376.664 | 1729.8614 | 3391.8133 | 103.7957 | 0 | 75.3345 | 240567.2643 | 8478.5137 | 223500.7696 | 147949.5805 | 24077.0464 | 0 | 0 | 251383.538 | 654048.4001 | 446401.4724 | 1996406.5849 | 0 | 11186913.4562 | 11186913.4562 | 1478867.319 | 0 | 0 | 13183320.0411 | 25849100.8163 | 100 | 0.15536 | 84853.892 | 166376.664 | 1729.8614 | 3391.8133
30 | 6000 | 2000 | 0.035 | 15 | 15 | 7 | 1e-13 | -1 | Water | Conduction4 | Wet | R245fa | MinimizeLCOE_Greenfield | IgnoreSilica | 20.1212 | 3.748 | 0.25046 | 1 | 66487.108 | 127456.0124 | 1355.4296 | 2598.3632 | 103.6455 | 0 | 24.4385 | 335425.824 | 11837.4753 | 328016.7887 | 224355.6872 | 24077.0464 | 0 | 0 | 360248.0004 | 937291.4 | 639720.6399 | 2860972.8619 | 0 | 13791584.3185 | 13791584.3185 | 1478867.319 | 0 | 0 | 16652557.1804 | 31923008.8179 | 100 | 0.25046 | 66487.108 | 127456.0124 | 1355.4296 | 2598.3632
30 | 6000 | 3000 | 0.035 | 15 | 15 | 7 | 1e-13 | -1 | Water | Conduction4 | Wet | R245fa | MinimizeLCOE_Greenfield | IgnoreSilica | 18.3649 | 4.4232 | 0.3503 | 1 | 56202.1358 | 107230.804 | 1145.7566 | 2186.045 | 118.6389 | 0 | 31.0491 | 411047.4446 | 15917.0698 | 370748.9413 | 240799.4992 | 24077.0464 | 0 | 0 | 414410.1005 | 1078210.0743 | 735900.5307 | 3291110.7068 | 0 | 16396255.1809 | 16396255.1809 | 1478867.319 | 0 | 0 | 19687365.8877 | 37562488.3876 | 100 | 0.3503 | 56202.1358 | 107230.804 | 1145.7566 | 2186.045
30 | 6000 | 4000 | 0.035 | 15 | 15 | 7 | 1e-13 | -1 | Water | Conduction4 | Wet | R245fa | MinimizeLCOE_Greenfield | IgnoreSilica | 20.6593 | 5.4249 | 0.45366 | 1 | 50417.6496 | 95561.2736 | 1027.832 | 1948.1458 | 124.2023 | 0 | 35.2463 | 488014.1993 | 19579.2093 | 434922.1885 | 283377.4568 | 24077.0464 | 0 | 0 | 487488.3391 | 1268344.6608 | 865671.2929 | 3871474.3931 | 0 | 19000926.0432 | 19000926.0432 | 1478867.319 | 0 | 0 | 22872400.4363 | 43352193.7986 | 100 | 0.45366 | 50417.6496 | 95561.2736 | 1027.832 | 1948.1458
30 | 6000 | 5000 | 0.035 | 15 | 15 | 7 | 1e-13 | -1 | Water | Conduction4 | Wet | R245fa | MinimizeLCOE_Greenfield | IgnoreSilica | 22.9781 | 6.429 | 0.5591 | 1 | 46575.4323 | 87864.2031 | 949.5032 | 1791.2306 | 128.4534 | 0 | 38.6988 | 561333.2334 | 23145.4912 | 496827.4708 | 326410.5555 | 24077.0464 | 0 | 0 | 558399.5809 | 1452841.1661 | 991593.9488 | 4434628.4931 | 0 | 21605596.9055 | 21605596.9055 | 1478867.319 | 0 | 0 | 26040225.3987 | 49124689.6232 | 100 | 0.5591 | 46575.4323 | 87864.2031 | 949.5032 | 1791.2306
30 | 6000 | 6000 | 0.035 | 15 | 15 | 7 | 1e-13 | -1 | Water | Conduction4 | Wet | R245fa | MinimizeLCOE_Greenfield | IgnoreSilica | 25.3487 | 7.4393 | 0.66605 | 1 | 43834.114 | 82403.4553 | 893.6177 | 1679.9059 | 131.7473 | 0 | 36.0444 | 631697.6302 | 26610.5946 | 557168.8739 | 370088.8668 | 24077.0464 | 0 | 0 | 627760.7747 | 1633304.7642 | 1114764.0626 | 4985472.6134 | 0 | 24210267.7679 | 24210267.7679 | 1478867.319 | 0 | 0 | 29195740.3813 | 54884875.4682 | 100 | 0.66605 | 43834.114 | 82403.4553 | 893.6177 | 1679.9059
30 | 6000 | 7000 | 0.035 | 15 | 15 | 7 | 1e-13 | -1 | Water | Conduction4 | Wet | R245fa | MinimizeLCOE_Greenfield | IgnoreSilica | 27.6649 | 8.4441 | 0.77407 | 1 | 41774.2146 | 78326.3555 | 851.6239 | 1596.7887 | 134.5106 | 0 | 47.8672 | 699385.9037 | 30000.5575 | 615489.3241 | 413627.1524 | 24077.0464 | 0 | 0 | 695206.1938 | 1808783.9099 | 1234532.1853 | 5521102.273 | 0 | 26814938.6302 | 26814938.6302 | 1478867.319 | 0 | 0 | 32336040.9032 | 60629846.8524 | 100 | 0.77407 | 41774.2146 | 78326.3555 | 851.6239 | 1596.7887
30 | 6000 | 8000 | 0.035 | 15 | 15 | 7 | 1e-13 | -1 | Water | Conduction4 | Wet | R245fa | MinimizeLCOE_Greenfield | IgnoreSilica | 29.987 | 9.4495 | 0.8829 | 1 | 40169.5633 | 75166.1191 | 818.9109 | 1532.363 | 136.796 | 0 | 46.9762 | 764843.4428 | 33308.1833 | 672451.701 | 457409.782 | 24077.0464 | 0 | 0 | 761315.1607 | 1980785.8808 | 1351927.0647 | 6046118.2617 | 0 | 29419609.4925 | 29419609.4925 | 1478867.319 | 0 | 0 | 35465727.7543 | 66364204.5658 | 100 | 0.8829 | 40169.5633 | 75166.1191 | 818.9109 | 1532.363
30 | 6000 | 9000 | 0.035 | 15 | 15 | 7 | 1e-13 | -1 | Water | Conduction4 | Wet | R245fa | MinimizeLCOE_Greenfield | IgnoreSilica | 32.2935 | 10.4538 | 0.9924 | 1 | 38881.0662 | 72640.928 | 792.6431 | 1480.8836 | 138.747 | 0 | 38.6222 | 828341.24 | 36544.4324 | 728121.8888 | 501285.528 | 24077.0464 | 0 | 0 | 826164.3528 | 2149510.1765 | 1467084.8635 | 6561129.5283 | 0 | 32024280.3549 | 32024280.3549 | 1478867.319 | 0 | 0 | 38585409.8831 | 72088557.557 | 100 | 0.9924 | 38881.0662 | 72640.928 | 792.6431 | 1480.8836
30 | 6000 | 10000 | 0.035 | 15 | 15 | 7 | 1e-13 | -1 | Water | Conduction4 | Wet | R245fa | MinimizeLCOE_Greenfield | IgnoreSilica | 34.3734 | 11.4286 | 1.1023 | 1 | 37818.1227 | 70576.3067 | 770.9736 | 1438.7935 | 140.7149 | 0 | 48.8221 | 889732.0385 | 39777.1823 | 780950.0312 | 543676.1965 | 24077.0464 | 0 | 0 | 888502.873 | 2311702.2185 | 1577784.2648 | 7056201.8511 | 0 | 34628951.2172 | 34628951.2172 | 1478867.319 | 0 | 0 | 41685153.0683 | 77792971.6046 | 100 | 1.1023 | 37818.1227 | 70576.3067 | 770.9736 | 1438.7935
30 | 7000 | 1000 | 0.035 | 15 | 15 | 7 | 1e-13 | -1 | Water | Conduction4 | Wet | R245fa | MinimizeLCOE_Greenfield | IgnoreSilica | 14.3741 | 3.143 | 0.23384 | 1 | 64208.7925 | 123942.6349 | 1308.9831 | 2526.7383 | 112.7271 | 0 | 34.7223 | 313512.6081 | 11689.2049 | 283186.2383 | 182865.6909 | 24077.0464 | 0 | 0 | 317979.0075 | 827316.1511 | 564660.2728 | 2525286.2199 | 0 | 12489248.8874 | 12489248.8874 | 1478867.319 | 0 | 0 | 15014535.1073 | 28982651.3136 | 100 | 0.23384 | 64208.7925 | 123942.6349 | 1308.9831 | 2526.7383
30 | 7000 | 2000 | 0.035 | 15 | 15 | 7 | 1e-13 | -1 | Water | Conduction4 | Wet | R245fa | MinimizeLCOE_Greenfield | IgnoreSilica | 16.5324 | 4.3525 | 0.36457 | 1 | 50376.4825 | 95835.1597 | 1026.9927 | 1953.7294 | 124.3734 | 0 | 35.6202 | 418849.4691 | 16814.7082 | 364621.3588 | 231974.1089 | 24077.0464 | 0 | 0 | 411971.3096 | 1071864.8407 | 731569.7784 | 3271742.62 | 0 | 15093919.7497 | 15093919.7497 | 1478867.319 | 0 | 0 | 18365662.3697 | 34938449.4384 | 100 | 0.36457 | 50376.4825 | 95835.1597 | 1026.9927 | 1953.7294
30 | 7000 | 3000 | 0.035 | 15 | 15 | 7 | 1e-13 | -1 | Water | Conduction4 | Wet | R245fa | MinimizeLCOE_Greenfield | IgnoreSilica | 18.6324 | 5.5592 | 0.5027 | 1 | 43136.4303 | 81285.6094 | 879.3945 | 1657.1171 | 132.9023 | 0 | 34.6133 | 518134.2915 | 21986.7597 | 441001.5921 | 281727.8373 | 24077.0464 | 0 | 0 | 501901.7355 | 1305845.3616 | 891266.2917 | 3985940.9158 | 0 | 17698590.612 | 17698590.612 | 1478867.319 | 0 | 0 | 21684531.5278 | 40861989.4589 | 100 | 0.5027 | 43136.4303 | 81285.6094 | 879.3945 | 1657.1171
30 | 7000 | 4000 | 0.035 | 15 | 15 | 7 | 1e-13 | -1 | Water | Conduction4 | Wet | R245fa | MinimizeLCOE_Greenfield | IgnoreSilica | 20.6493 | 6.7577 | 0.64568 | 1 | 38683.8661 | 72419.138 | 788.6229 | 1476.3621 | 139.5462 | 0 | 40.5957 | 612488.8792 | 27172.4747 | 513329.334 | 332032.6454 | 24077.0464 | 0 | 0 | 588549.1481 | 1531284.1552 | 1045132.9007 | 4674066.5835 | 0 | 20303261.4744 | 20303261.4744 | 1478867.319 | 0 | 0 | 24977328.0579 | 46759456.8513 | 100 | 0.64568 | 38683.8661 | 72419.138 | 788.6229 | 1476.3621
30 | 7000 | 5000 | 0.035 | 15 | 15 | 7 | 1e-13 | -1 | Water | Conduction4 | Wet | R245fa | MinimizeLCOE_Greenfield | IgnoreSilica | 22.6614 | 7.9564 | 0.79223 | 1 | 35662.6606 | 66445.1327 | 727.0316 | 1354.5739 | 144.7892 | 0 | 40.4478 | 702950.914 | 32336.706 | 582972.5864 | 383417.2383 | 24077.0464 | 0 | 0 | 673044.2515 | 1751123.082 | 1195177.4855 | 5345099.31 | 0 | 22907932.3367 | 22907932.3367 | 1478867.319 | 0 | 0 | 28253031.6467 | 52639831.3024 | 100 | 0.79223 | 35662.6606 | 66445.1327 | 727.0316 | 1354.5739
30 | 7000 | 6000 | 0.035 | 15 | 15 | 7 | 1e-13 | -1 | Water | Conduction4 | Wet | R245fa | MinimizeLCOE_Greenfield | IgnoreSilica | 24.4667 | 9.1267 | 0.94136 | 1 | 33466.667 | 62139.5338 | 682.2633 | 1266.7984 | 149.4327 | 0 | 33.5402 | 789778.6256 | 37559.409 | 648637.57 | 434421.1072 | 24077.0464 | 0 | 0 | 754444.7657 | 1962910.5224 | 1339726.7653 | 5991555.8116 | 0 | 25512603.199 | 25512603.199 | 1478867.319 | 0 | 0 | 31504159.0107 | 58495629.5287 | 100 | 0.94136 | 33466.667 | 62139.5338 | 682.2633 | 1266.7984
30 | 7000 | 7000 | 0.035 | 15 | 15 | 7 | 1e-13 | -1 | Water | Conduction4 | Wet | R245fa | MinimizeLCOE_Greenfield | IgnoreSilica | 26.177 | 10.2812 | 1.0926 | 1 | 31795.0002 | 58882.8453 | 648.1841 | 1200.4064 | 153.4716 | 0 | 42.1774 | 873679.3472 | 42818.2891 | 711569.5186 | 485846.1456 | 24077.0464 | 0 | 0 | 833816.2353 | 2169418.805 | 1480672.9115 | 6621898.2987 | 0 | 28117274.0614 | 28117274.0614 | 1478867.319 | 0 | 0 | 34739172.36 | 64335313.7404 | 100 | 1.0926 | 31795.0002 | 58882.8453 | 648.1841 | 1200.4064
30 | 7000 | 8000 | 0.035 | 15 | 15 | 7 | 1e-13 | -1 | Water | Conduction4 | Wet | R245fa | MinimizeLCOE_Greenfield | IgnoreSilica | 27.777 | 11.4165 | 1.2457 | 1 | 30472.8065 | 56322.6084 | 621.2294 | 1148.2126 | 157.096 | 0 | 49.6155 | 955074.4428 | 48145.938 | 771865.6584 | 537646.8375 | 24077.0464 | 0 | 0 | 911355.87 | 2371161.029 | 1618366.1247 | 7237692.9468 | 0 | 30721944.9237 | 30721944.9237 | 1478867.319 | 0 | 0 | 37959637.8705 | 70160450.1132 | 100 | 1.2457 | 30472.8065 | 56322.6084 | 621.2294 | 1148.2126
30 | 7000 | 9000 | 0.035 | 15 | 15 | 7 | 1e-13 | -1 | Water | Conduction4 | Wet | R245fa | MinimizeLCOE_Greenfield | IgnoreSilica | 20 | 10.384 | 1.468 | 1 | 27907.2912 | 51616.7415 | 568.9279 | 1052.2771 | 178.8684 | 0 | 42.4877 | 1063645.5711 | 91639.2783 | 694511.2358 | 593247.8916 | 24077.0464 | 0 | 0 | 962177.1991 | 2503387.7023 | 1708613.5463 | 7641299.471 | 0 | 33326615.786 | 33326615.786 | 1478867.319 | 0 | 0 | 40967915.257 | 75773398.3621 | 100 | 1.468 | 27907.2912 | 51616.7415 | 568.9279 | 1052.2771
30 | 7000 | 10000 | 0.035 | 15 | 15 | 7 | 1e-13 | -1 | Water | Conduction4 | Wet | R245fa | MinimizeLCOE_Greenfield | IgnoreSilica | 20 | 12.8626 | 1.8064 | 1 | 26218.8552 | 46928.9807 | 534.5068 | 956.7107 | 178.9928 | 0 | 51.8794 | 1238022.7767 | 113833.4995 | 824111.7997 | 1490215.3741 | 24077.0464 | 0 | 0 | 1439201.5936 | 3744507.3256 | 2555703.1917 | 11429672.6072 | 0 | 35931286.6484 | 35931286.6484 | 1478867.319 | 0 | 0 | 47360959.2556 | 84771113.223 | 100 | 1.8064 | 26218.8552 | 46928.9807 | 534.5068 | 956.7107
30 | 8000 | 1000 | 0.035 | 15 | 15 | 7 | 1e-13 | -1 | Water | Conduction4 | Wet | R245fa | MinimizeLCOE_Greenfield | IgnoreSilica | 15.1855 | 4.0002 | 0.33517 | 1 | 50303.8798 | 95863.9726 | 1025.5126 | 1954.3167 | 124.4105 | 0 | 31.4293 | 394979.5068 | 15856.5678 | 340801.2996 | 215115.0781 | 24077.0464 | 0 | 0 | 386423.5045 | 1005394.6924 | 686202.5364 | 3068850.2321 | 0 | 13791584.3185 | 13791584.3185 | 1478867.319 | 0 | 0 | 16860434.5507 | 32130886.1882 | 100 | 0.33517 | 50303.8798 | 95863.9726 | 1025.5126 | 1954.3167
30 | 8000 | 2000 | 0.035 | 15 | 15 | 7 | 1e-13 | -1 | Water | Conduction4 | Wet | R245fa | MinimizeLCOE_Greenfield | IgnoreSilica | 16.9734 | 5.401 | 0.50756 | 1 | 40033.1724 | 75251.1191 | 816.1304 | 1534.0958 | 137.4998 | 0 | 39.385 | 518805.7984 | 22695.8748 | 429651.3589 | 271333.9006 | 24077.0464 | 0 | 0 | 493959.9518 | 1285182.4695 | 877163.4433 | 3922869.8435 | 0 | 16396255.1809 | 16396255.1809 | 1478867.319 | 0 | 0 | 20319125.0244 | 38194247.5243 | 100 | 0.50756 | 40033.1724 | 75251.1191 | 816.1304 | 1534.0958
30 | 8000 | 3000 | 0.035 | 15 | 15 | 7 | 1e-13 | -1 | Water | Conduction4 | Wet | R245fa | MinimizeLCOE_Greenfield | IgnoreSilica | 18.6861 | 6.7952 | 0.6906 | 1 | 34392.7869 | 64047.8906 | 701.1435 | 1305.7029 | 147.4678 | 0 | 30.4735 | 636904.6207 | 29862.7969 | 512949.8209 | 330051.0395 | 24077.0464 | 0 | 0 | 598199.6765 | 1556392.8506 | 1062270.1012 | 4750707.9526 | 0 | 19000926.0432 | 19000926.0432 | 1478867.319 | 0 | 0 | 23751633.9958 | 44231427.358 | 100 | 0.6906 | 34392.7869 | 64047.8906 | 701.1435 | 1305.7029
30 | 8000 | 4000 | 0.035 | 15 | 15 | 7 | 1e-13 | -1 | Water | Conduction4 | Wet | R245fa | MinimizeLCOE_Greenfield | IgnoreSilica | 10 | 6.687 | 0.93976 | 1 | 30962.5812 | 55526.7339 | 631.2141 | 1131.9876 | 180.2244 | 0 | 34.8759 | 782257.4905 | 71803.5102 | 488311.3553 | 1052425.53 | 24077.0464 | 0 | 0 | 943361.2236 | 2454432.3937 | 1675200.5423 | 7491869.0918 | 0 | 21605596.9055 | 21605596.9055 | 1478867.319 | 0 | 0 | 29097465.9973 | 52181930.2219 | 100 | 0.93976 | 30962.5812 | 55526.7339 | 631.2141 | 1131.9876
30 | 8000 | 5000 | 0.035 | 15 | 15 | 7 | 1e-13 | -1 | Water | Conduction4 | Wet | R245fa | MinimizeLCOE_Greenfield | IgnoreSilica | 21.1 | 9.4199 | 1.0795 | 1 | 28282.0164 | 52079.7337 | 576.5672 | 1061.7158 | 163.8629 | 0 | 38.6887 | 859478.3609 | 45910.7419 | 658692.2389 | 452221.4751 | 24077.0464 | 0 | 0 | 795748.1466 | 2070373.4471 | 1413072.4196 | 6319573.8765 | 0 | 24210267.7679 | 24210267.7679 | 1478867.319 | 0 | 0 | 30529841.6444 | 56218976.7313 | 100 | 1.0795 | 28282.0164 | 52079.7337 | 576.5672 | 1061.7158
30 | 8000 | 6000 | 0.035 | 15 | 15 | 7 | 1e-13 | -1 | Water | Conduction4 | Wet | R245fa | MinimizeLCOE_Greenfield | IgnoreSilica | 16.9829 | 10.6004 | 1.4906 | 1 | 24074.6727 | 43056.4782 | 490.7948 | 877.7645 | 178.9844 | 0 | 108.415 | 1080933.9779 | 98892.6913 | 705935.7045 | 1018615.7155 | 24077.0464 | 0 | 0 | 1142097.5029 | 2971503.426 | 2028112.1465 | 9070168.2109 | 0 | 26814938.6302 | 26814938.6302 | 1478867.319 | 0 | 0 | 35885106.8412 | 64178912.7904 | 100 | 1.4906 | 24074.6727 | 43056.4782 | 490.7948 | 877.7645
30 | 8000 | 7000 | 0.035 | 15 | 15 | 7 | 1e-13 | -1 | Water | Conduction4 | Wet | R245fa | MinimizeLCOE_Greenfield | IgnoreSilica | 20.136 | 12.3626 | 1.7396 | 1 | 22660.5374 | 40422.8328 | 461.9657 | 824.0741 | 178.9791 | 0 | 91.2505 | 1204445.6324 | 109776.9848 | 798334.4582 | 1091911.6322 | 24077.0464 | 0 | 0 | 1259132.844 | 3276005.3765 | 2235940.9846 | 9999624.959 | 0 | 29419609.4925 | 29419609.4925 | 1478867.319 | 0 | 0 | 39419234.4515 | 70317711.2631 | 100 | 1.7396 | 22660.5374 | 40422.8328 | 461.9657 | 824.0741
30 | 8000 | 8000 | 0.035 | 15 | 15 | 7 | 1e-13 | -1 | Water | Conduction4 | Wet | R245fa | MinimizeLCOE_Greenfield | IgnoreSilica | 22.8083 | 14.2421 | 2.0026 | 1 | 21765.0522 | 38494.7276 | 443.71 | 784.7671 | 178.9845 | 0 | 134.6589 | 1330349.3443 | 121610.8662 | 894059.6577 | 1363146.9988 | 24077.0464 | 0 | 0 | 1455965.1262 | 3788122.5989 | 2585471.5119 | 11562803.1504 | 0 | 32024280.3549 | 32024280.3549 | 1478867.319 | 0 | 0 | 43587083.5052 | 77090231.1791 | 100 | 2.0026 | 21765.0522 | 38494.7276 | 443.71 | 784.7671
30 | 8000 | 9000 | 0.035 | 15 | 15 | 7 | 1e-13 | -1 | Water | Conduction4 | Wet | R245fa | MinimizeLCOE_Greenfield | IgnoreSilica | 25.8 | 16.0226 | 2.2535 | 1 | 20962.7053 | 36985.815 | 427.3531 | 754.0059 | 178.9828 | 0 | 92.213 | 1445400.0623 | 131926.2361 | 982402.0191 | 1487597.2219 | 24077.0464 | 0 | 0 | 1587847.0085 | 4131252.2039 | 2819664.5179 | 12610166.316 | 0 | 34628951.2172 | 34628951.2172 | 1478867.319 | 0 | 0 | 47239117.5333 | 83346936.0695 | 100 | 2.2535 | 20962.7053 | 36985.815 | 427.3531 | 754.0059
30 | 8000 | 10000 | 0.035 | 15 | 15 | 7 | 1e-13 | -1 | Water | Conduction4 | Wet | R245fa | MinimizeLCOE_Greenfield | IgnoreSilica | 28.723 | 17.7251 | 2.4936 | 1 | 20366.0182 | 35890.7586 | 415.1888 | 731.6817 | 178.9808 | 0 | 86.9018 | 1552000.5582 | 141414.4214 | 1065055.1417 | 1592643.9656 | 24077.0464 | 0 | 0 | 1706324.5419 | 4439506.4429 | 3030054.37 | 13551076.488 | 0 | 37233622.0795 | 37233622.0795 | 1478867.319 | 0 | 0 | 50784698.5675 | 89497187.9661 | 100 | 2.4936 | 20366.0182 | 35890.7586 | 415.1888 | 731.6817