## CO2
Time [year] | Depth [m] | Res Length [m] | Temp Gradient [C/m] | Temp Surface Air [C] | Temp Surface Rock [C] | dT Approach [C] | Transmissivity [m^3] | Config Number [-] | Fluid | Reservoir | Cooling Wet/Dry | orcFluid | Method | Silica? | mass flow [kg/s] | Reservoir Heat [MWth] | Electric Power I-P Pair [MWe] | N_IP_Multiplier | SpCC (Brownfield) [$/kWe] | SpCC (Greenfield) [$/kWe] | LCOE (Brownfield) [$/MWh] | LCOE (Greenfield) [$/MWh] | Temp Production [C] | dP Surface [Mpa] | dW/dmdot [MW/(kg/s)] | C_T_G_N | C_pump_orc_N | C_coolingTowers_N | C_heatExchanger_N | C_recuperator_N | C_pump_prod_N | C_pump_inj_N | C_plant_otherEquipment_N | C_plant_installation_N | C_plant_indirectContingency_N | C_surfacePlant_N | C_gatheringSystem_N | C_wells_production_N | C_wells_injection_N | C_wellfield_N | C_exploration_N | C_stimulation_N | CapitalCost_N (Brownfield) | CapitalCost_N (Greenfield) | Trans [mD-m] | Electric Power 5-spot [MW] | Sp CC (Brownfield) [$/kWe] | Sp CC (Greenfield) [$/kWe] | LCOE (Brownfield) [$/MWh] | LCOE (Greenfield) [$/MWh]
1 | 1000 | 707 | 0.035 | 15 | 15 | 7 | 1e-13 | 0 | CO2 | Porous | Wet | R245fa | MinimizeLCOE_Brownfield | IgnoreSilica | 0.09619 | -0.0065348 | 4.0689e-05 | 4 | 42512143.2956 | 117540155.6636 | 866667.543 | 2396215.058 | 23.4449 | 0.43254 | 41817377.2772 | 2051.5964 | 0 | 298.3237 | 0 | 0 | 0 | 0 | 916.4689 | 2384.464 | 1627.4457 | 7278.2988 | 3144235.0165 | 3767508.2258 | 3767508.2258 | 5798963.8404 | 2644637.3607 | 0 | 6919021.541 | 19130130.968 | 100 | 0.00016275 | 42512143.2956 | 117540155.6636 | 866667.543 | 2396215.058
1 | 1000 | 707 | 0.035 | 15 | 15 | 7 | 1.3335e-13 | 0 | CO2 | Porous | Wet | R245fa | MinimizeLCOE_Brownfield | IgnoreSilica | 0.26659 | 0.0014001 | 6.0694e-05 | 4 | 28588328.2627 | 78886414.3205 | 582811.7402 | 1608206.2577 | 25.567 | 0.47105 | 51287633.158 | 4703.2557 | 0 | 4589.935 | 0 | 0 | 0 | 0 | 3624.3444 | 9429.8006 | 6436.0327 | 28783.3684 | 3144235.0165 | 3767508.2258 | 3767508.2258 | 5798963.8404 | 2644637.3607 | 0 | 6940526.6107 | 19151636.0376 | 133.3521 | 0.00024277 | 28588328.2627 | 78886414.3205 | 582811.7402 | 1608206.2577
1 | 1000 | 707 | 0.035 | 15 | 15 | 7 | 1.7783e-13 | 0 | CO2 | Porous | Wet | R245fa | MinimizeLCOE_Brownfield | IgnoreSilica | 0.30086 | 0.0019387 | 9.3104e-05 | 4 | 18663443.8961 | 51452235.9801 | 380479.548 | 1048923.4248 | 26.4647 | 0.60554 | 36219858.3566 | 6216.3461 | 0 | 6325.0456 | 0 | 0 | 0 | 0 | 4891.1427 | 12725.7501 | 8685.5859 | 38843.8704 | 3144235.0165 | 3767508.2258 | 3767508.2258 | 5798963.8404 | 2644637.3607 | 0 | 6950587.1127 | 19161696.5396 | 177.8279 | 0.00037242 | 18663443.8961 | 51452235.9801 | 380479.548 | 1048923.4248
1 | 1000 | 707 | 0.035 | 15 | 15 | 7 | 2.3714e-13 | 0 | CO2 | Porous | Wet | R245fa | MinimizeLCOE_Brownfield | IgnoreSilica | 0.46663 | 0.012359 | 0.00014025 | 4 | 12414633.3405 | 34180837.7081 | 253089.0927 | 696822.6097 | 26.3984 | 0.59383 | 79048779.7169 | 8251.1123 | 0 | 8867.0733 | 0 | 0 | 0 | 0 | 6676.0924 | 17369.8229 | 11855.2611 | 53019.362 | 3144235.0165 | 3767508.2258 | 3767508.2258 | 5798963.8404 | 2644637.3607 | 0 | 6964762.6043 | 19175872.0312 | 237.1374 | 0.00056101 | 12414633.3405 | 34180837.7081 | 253089.0927 | 696822.6097
1 | 1000 | 707 | 0.035 | 15 | 15 | 7 | 3.1623e-13 | 0 | CO2 | Porous | Wet | R245fa | MinimizeLCOE_Brownfield | IgnoreSilica | 0.55924 | 0.016321 | 0.00021471 | 4 | 8131003.7716 | 22348819.8182 | 165761.5099 | 455610.921 | 27.2204 | 0.71916 | 125949278.3914 | 10914.8352 | 0 | 12218.0246 | 0 | 0 | 0 | 0 | 9021.8153 | 23472.9129 | 16020.7454 | 71648.3335 | 3144235.0165 | 3767508.2258 | 3767508.2258 | 5798963.8404 | 2644637.3607 | 0 | 6983391.5758 | 19194501.0027 | 316.2278 | 0.00085886 | 8131003.7716 | 22348819.8182 | 165761.5099 | 455610.921
1 | 1000 | 707 | 0.035 | 15 | 15 | 7 | 4.217e-13 | 0 | CO2 | Porous | Wet | R245fa | MinimizeLCOE_Brownfield | IgnoreSilica | 0.74446 | 0.026737 | 0.00030361 | 4 | 5767542.3879 | 15822565.9704 | 117579.1528 | 322564.4089 | 27.4463 | 0.7536 | 646668269.1742 | 13803.0886 | 0 | 16070.4362 | 0 | 0 | 0 | 0 | 11650.6747 | 30312.6656 | 20689.0171 | 92525.8821 | 3144235.0165 | 3767508.2258 | 3767508.2258 | 5798963.8404 | 2644637.3607 | 0 | 7004269.1244 | 19215378.5513 | 421.6965 | 0.0012144 | 5767542.3879 | 15822565.9704 | 117579.1528 | 322564.4089
1 | 1000 | 707 | 0.035 | 15 | 15 | 7 | 5.6234e-13 | 0 | CO2 | Porous | Wet | R245fa | MinimizeLCOE_Brownfield | IgnoreSilica | 0.96858 | 0.039086 | 0.00042451 | 4 | 4140189.5064 | 11331519.6155 | 84403.3631 | 231008.3544 | 27.7211 | 0.79602 | 94853110.5812 | 17318.402 | 0 | 20919.1754 | 0 | 0 | 0 | 0 | 14912.6552 | 38799.6697 | 26481.5718 | 118431.4741 | 3144235.0165 | 3767508.2258 | 3767508.2258 | 5798963.8404 | 2644637.3607 | 0 | 7030174.7164 | 19241284.1433 | 562.3413 | 0.001698 | 4140189.5064 | 11331519.6155 | 84403.3631 | 231008.3544
1 | 1000 | 707 | 0.035 | 15 | 15 | 7 | 7.4989e-13 | 0 | CO2 | Porous | Wet | R245fa | MinimizeLCOE_Brownfield | IgnoreSilica | 1.2075 | 0.051493 | 0.00058316 | 4 | 3027170.6043 | 8262101.6073 | 61712.9673 | 168434.1166 | 28.104 | 0.85585 | 399545138.0021 | 21460.6843 | 0 | 26807.2889 | 0 | 0 | 0 | 0 | 18824.5095 | 48977.5123 | 33428.1586 | 149498.1536 | 3144235.0165 | 3767508.2258 | 3767508.2258 | 5798963.8404 | 2644637.3607 | 0 | 7061241.3958 | 19272350.8228 | 749.8942 | 0.0023326 | 3027170.6043 | 8262101.6073 | 61712.9673 | 168434.1166
1 | 1000 | 707 | 0.035 | 15 | 15 | 7 | 1e-12 | 0 | CO2 | Porous | Wet | R245fa | MinimizeLCOE_Brownfield | IgnoreSilica | 1.5779 | 0.071938 | 0.00079554 | 4 | 2231236.1459 | 6068589.9327 | 45486.7668 | 123716.4142 | 28.2809 | 0.88359 | 243041557.9929 | 26532.6265 | 0 | 34304.4745 | 0 | 0 | 0 | 0 | 23726.4694 | 61731.4064 | 42132.9533 | 188427.93 | 3144235.0165 | 3767508.2258 | 3767508.2258 | 5798963.8404 | 2644637.3607 | 0 | 7100171.1723 | 19311280.5992 | 1000 | 0.0031822 | 2231236.1459 | 6068589.9327 | 45486.7668 | 123716.4142
1 | 1000 | 707 | 0.035 | 15 | 15 | 7 | 1.3335e-12 | 0 | CO2 | Porous | Wet | R245fa | MinimizeLCOE_Brownfield | IgnoreSilica | 2.1116 | 0.10203 | 0.001083 | 4 | 1650261.9249 | 4468953.3019 | 33642.8215 | 91105.6578 | 28.3536 | 0.89495 | 139196086.8216 | 32793.2332 | 0 | 43889.7429 | 0 | 0 | 0 | 0 | 29906.3607 | 77810.2158 | 53107.0711 | 237506.6236 | 3144235.0165 | 3767508.2258 | 3767508.2258 | 5798963.8404 | 2644637.3607 | 0 | 7149249.8659 | 19360359.2929 | 1333.5214 | 0.0043322 | 1650261.9249 | 4468953.3019 | 33642.8215 | 91105.6578
1 | 1000 | 707 | 0.035 | 15 | 15 | 7 | 1.7783e-12 | 0 | CO2 | Porous | Wet | R245fa | MinimizeLCOE_Brownfield | IgnoreSilica | 1.5308 | 0.061274 | 0.0010864 | 4 | 1645597.933 | 4455475.4519 | 33547.7397 | 90830.8936 | 29.8139 | 1.1301 | 495283422.9618 | 33003.7456 | 0 | 44375.5449 | 0 | 0 | 0 | 0 | 30177.9233 | 78516.7661 | 53589.3062 | 239663.2862 | 3144235.0165 | 3767508.2258 | 3767508.2258 | 5798963.8404 | 2644637.3607 | 0 | 7151406.5285 | 19362515.9554 | 1778.2794 | 0.0043458 | 1645597.933 | 4455475.4519 | 33547.7397 | 90830.8936
1 | 1000 | 707 | 0.035 | 15 | 15 | 7 | 2.3714e-12 | 0 | CO2 | Porous | Wet | R245fa | MinimizeLCOE_Brownfield | IgnoreSilica | 1.9336 | 0.081708 | 0.0014237 | 4 | 1265627.2963 | 3409951.3338 | 25801.5243 | 69516.4702 | 29.9961 | 1.16 | 235088880.9295 | 39906.8654 | 0 | 55507.5395 | 0 | 0 | 0 | 0 | 37211.6179 | 96816.9966 | 66079.5896 | 295522.609 | 3144235.0165 | 3767508.2258 | 3767508.2258 | 5798963.8404 | 2644637.3607 | 0 | 7207265.8512 | 19418375.2782 | 2371.3737 | 0.0056946 | 1265627.2963 | 3409951.3338 | 25801.5243 | 69516.4702
1 | 1000 | 707 | 0.035 | 15 | 15 | 7 | 3.1623e-12 | 0 | CO2 | Porous | Wet | R245fa | MinimizeLCOE_Brownfield | IgnoreSilica | 3.7 | 0.18149 | 0.0024397 | 4 | 753149.323 | 2004422.2927 | 15353.9677 | 40862.8596 | 29.4626 | 1.0727 | 579416310.6263 | 57417.4285 | 0 | 84063.6531 | 0 | 0 | 0 | 0 | 55177.6218 | 143560.8536 | 97983.2324 | 438202.7895 | 3144235.0165 | 3767508.2258 | 3767508.2258 | 5798963.8404 | 2644637.3607 | 0 | 7349946.0318 | 19561055.4587 | 3162.2777 | 0.0097589 | 753149.323 | 2004422.2927 | 15353.9677 | 40862.8596
1 | 1000 | 707 | 0.035 | 15 | 15 | 7 | 4.217e-12 | 0 | CO2 | Porous | Wet | R245fa | MinimizeLCOE_Brownfield | IgnoreSilica | 3.7 | 0.17499 | 0.0027998 | 4 | 661389.1491 | 1751740.941 | 13483.3124 | 35711.6085 | 30.1335 | 1.1827 | 592353167.8317 | 63887.2755 | 0 | 96032.2655 | 0 | 0 | 0 | 0 | 62368.621 | 162270.3582 | 110752.8538 | 495311.374 | 3144235.0165 | 3767508.2258 | 3767508.2258 | 5798963.8404 | 2644637.3607 | 0 | 7407054.6162 | 19618164.0432 | 4216.965 | 0.011199 | 661389.1491 | 1751740.941 | 13483.3124 | 35711.6085
1 | 1000 | 707 | 0.035 | 15 | 15 | 7 | 5.6234e-12 | 0 | CO2 | Porous | Wet | R245fa | MinimizeLCOE_Brownfield | IgnoreSilica | 3.805 | 0.17619 | 0.0030595 | 4 | 609005.2985 | 1606819.2134 | 12415.3968 | 32757.183 | 30.4523 | 1.2357 | 110418201.716 | 68859.3089 | 0 | 105869.6262 | 0 | 0 | 0 | 0 | 68144.2847 | 177297.4505 | 121009.1531 | 541179.8234 | 3144235.0165 | 3767508.2258 | 3767508.2258 | 5798963.8404 | 2644637.3607 | 0 | 7452923.0657 | 19664032.4926 | 5623.4133 | 0.012238 | 609005.2985 | 1606819.2134 | 12415.3968 | 32757.183
1 | 1000 | 707 | 0.035 | 15 | 15 | 7 | 7.4989e-12 | 0 | CO2 | Porous | Wet | R245fa | MinimizeLCOE_Brownfield | IgnoreSilica | 5.3541 | 0.25698 | 0.0042758 | 4 | 444786.1467 | 1158758.635 | 9067.5672 | 23622.8621 | 30.4159 | 1.2296 | 586968989.6051 | 86670.319 | 0 | 137869.8579 | 0 | 0 | 0 | 0 | 87570.669 | 227840.9175 | 155506.1079 | 695457.8714 | 3144235.0165 | 3767508.2258 | 3767508.2258 | 5798963.8404 | 2644637.3607 | 0 | 7607201.1137 | 19818310.5406 | 7498.9421 | 0.017103 | 444786.1467 | 1158758.635 | 9067.5672 | 23622.8621
1 | 1000 | 707 | 0.035 | 15 | 15 | 7 | 1e-11 | 0 | CO2 | Porous | Wet | R245fa | MinimizeLCOE_Brownfield | IgnoreSilica | 7.0669 | 0.34521 | 0.0056842 | 4 | 342092.5128 | 879156.2466 | 6974.0186 | 17922.7892 | 30.4548 | 1.236 | 589632980.8328 | 105840.6591 | 0 | 173873.2753 | 0 | 0 | 0 | 0 | 109088.4344 | 283825.7292 | 193716.8922 | 866344.9902 | 3144235.0165 | 3767508.2258 | 3767508.2258 | 5798963.8404 | 2644637.3607 | 0 | 7778088.2325 | 19989197.6594 | 10000 | 0.022737 | 342092.5128 | 879156.2466 | 6974.0186 | 17922.7892
1 | 1000 | 707 | 0.035 | 15 | 15 | 7 | 1.3335e-11 | 0 | CO2 | Porous | Wet | R245fa | MinimizeLCOE_Brownfield | IgnoreSilica | 9.2789 | 0.45899 | 0.0075151 | 4 | 265699.8386 | 671918.5103 | 5416.6506 | 13697.9677 | 30.4926 | 1.2424 | 595257442.1575 | 128815.154 | 0 | 218366.3377 | 0 | 0 | 0 | 0 | 135400.7818 | 352285.0597 | 240441.792 | 1075309.1252 | 3144235.0165 | 3767508.2258 | 3767508.2258 | 5798963.8404 | 2644637.3607 | 0 | 7987052.3675 | 20198161.7945 | 13335.2143 | 0.03006 | 265699.8386 | 671918.5103 | 5416.6506 | 13697.9677
1 | 1000 | 707 | 0.035 | 15 | 15 | 7 | 1.7783e-11 | 0 | CO2 | Porous | Wet | R245fa | MinimizeLCOE_Brownfield | IgnoreSilica | 12.1164 | 0.60463 | 0.0098759 | 4 | 208610.1555 | 517725.4011 | 4252.8002 | 10554.5326 | 30.528 | 1.2483 | 600375512.6234 | 156172.2108 | 0 | 272940.659 | 0 | 0 | 0 | 0 | 167354.0192 | 435420.829 | 297183.6628 | 1329071.381 | 3144235.0165 | 3767508.2258 | 3767508.2258 | 5798963.8404 | 2644637.3607 | 0 | 8240814.6232 | 20451924.0502 | 17782.7941 | 0.039503 | 208610.1555 | 517725.4011 | 4252.8002 | 10554.5326
1 | 1000 | 707 | 0.035 | 15 | 15 | 7 | 2.3714e-11 | 0 | CO2 | Porous | Wet | R245fa | MinimizeLCOE_Brownfield | IgnoreSilica | 15.6831 | 0.78713 | 0.012866 | 4 | 166040.3548 | 403323.3555 | 3384.9572 | 8222.2921 | 30.5642 | 1.2543 | 606255904.1127 | 188299.0298 | 0 | 338962.165 | 0 | 0 | 0 | 0 | 205631.866 | 535011.9344 | 365156.6386 | 1633061.6338 | 3144235.0165 | 3767508.2258 | 3767508.2258 | 5798963.8404 | 2644637.3607 | 0 | 8544804.8761 | 20755914.303 | 23713.7371 | 0.051462 | 166040.3548 | 403323.3555 | 3384.9572 | 8222.2921
1 | 1000 | 707 | 0.035 | 15 | 15 | 7 | 3.1623e-11 | 0 | CO2 | Porous | Wet | R245fa | MinimizeLCOE_Brownfield | IgnoreSilica | 20 | 1.0069 | 0.016528 | 4 | 134617.55 | 319315.9218 | 2744.3608 | 6509.687 | 30.6065 | 1.2614 | 10111900071.2947 | 225070.4068 | 0 | 416896.152 | 0 | 0 | 0 | 0 | 250366.9579 | 651403.4672 | 444596.2513 | 1988333.2352 | 3144235.0165 | 3767508.2258 | 3767508.2258 | 5798963.8404 | 2644637.3607 | 0 | 8900076.4775 | 21111185.9044 | 31622.7766 | 0.066114 | 134617.55 | 319315.9218 | 2744.3608 | 6509.687
1 | 1000 | 707 | 0.035 | 15 | 15 | 7 | 4.217e-11 | 0 | CO2 | Porous | Wet | R245fa | MinimizeLCOE_Brownfield | IgnoreSilica | 24.7622 | 1.2467 | 0.020745 | 4 | 111843.7473 | 258999.6672 | 2280.0861 | 5280.0585 | 30.6674 | 1.2723 | 471161063.9039 | 264066.1403 | 0 | 500848.7588 | 0 | 0 | 0 | 0 | 298316.8106 | 776159.1481 | 529744.567 | 2369135.4248 | 3144235.0165 | 3767508.2258 | 3767508.2258 | 5798963.8404 | 2644637.3607 | 0 | 9280878.6671 | 21491988.094 | 42169.6503 | 0.082981 | 111843.7473 | 258999.6672 | 2280.0861 | 5280.0585
1 | 1000 | 707 | 0.035 | 15 | 15 | 7 | 5.6234e-11 | 0 | CO2 | Porous | Wet | R245fa | MinimizeLCOE_Brownfield | IgnoreSilica | 31.3905 | 1.5831 | 0.026295 | 4 | 92717.5039 | 208814.9163 | 1890.1717 | 4256.9745 | 30.6666 | 1.2721 | 451423513.451 | 311711.5357 | 0 | 605317.2495 | 0 | 0 | 0 | 0 | 357641.2262 | 930509.1083 | 635091.5865 | 2840270.7061 | 3144235.0165 | 3767508.2258 | 3767508.2258 | 5798963.8404 | 2644637.3607 | 0 | 9752013.9484 | 21963123.3753 | 56234.1325 | 0.10518 | 92717.5039 | 208814.9163 | 1890.1717 | 4256.9745
1 | 1000 | 707 | 0.035 | 15 | 15 | 7 | 7.4989e-11 | 0 | CO2 | Porous | Wet | R245fa | MinimizeLCOE_Brownfield | IgnoreSilica | 38.7259 | 1.9528 | 0.032448 | 4 | 78929.5884 | 173010.9061 | 1609.0864 | 3527.0613 | 30.6653 | 1.272 | 426194883.3188 | 360926.6566 | 0 | 715115.5798 | 0 | 0 | 0 | 0 | 419656.4722 | 1091860.0573 | 745216.9246 | 3332775.6904 | 3144235.0165 | 3767508.2258 | 3767508.2258 | 5798963.8404 | 2644637.3607 | 0 | 10244518.9327 | 22455628.3596 | 74989.4209 | 0.12979 | 78929.5884 | 173010.9061 | 1609.0864 | 3527.0613
1 | 1000 | 707 | 0.035 | 15 | 15 | 7 | 1e-10 | 0 | CO2 | Porous | Wet | R245fa | MinimizeLCOE_Brownfield | IgnoreSilica | 46.3164 | 2.332 | 0.038826 | 4 | 69078.7623 | 147705.2622 | 1408.264 | 3011.1716 | 30.6632 | 1.2718 | 395017184.5984 | 408814.9682 | 0 | 823422.6045 | 0 | 0 | 0 | 0 | 480572.6534 | 1250351.4651 | 853390.5671 | 3816552.2582 | 3144235.0165 | 3767508.2258 | 3767508.2258 | 5798963.8404 | 2644637.3607 | 0 | 10728295.5005 | 22939404.9274 | 100000 | 0.15531 | 69078.7623 | 147705.2622 | 1408.264 | 3011.1716
1 | 1000 | 707 | 0.035 | 15 | 15 | 7 | 1.3335e-10 | 0 | CO2 | Porous | Wet | R245fa | MinimizeLCOE_Brownfield | IgnoreSilica | 53.6562 | 2.6945 | 0.044998 | 4 | 62085.0477 | 129927.8889 | 1265.6877 | 2648.7558 | 30.66 | 1.2715 | 358984195.3639 | 452698.7321 | 0 | 923686.6048 | 0 | 0 | 0 | 0 | 536790.2814 | 1396618.2014 | 953220.6201 | 4263014.4398 | 3144235.0165 | 3767508.2258 | 3767508.2258 | 5798963.8404 | 2644637.3607 | 0 | 11174757.6821 | 23385867.109 | 133352.1432 | 0.17999 | 62085.0477 | 129927.8889 | 1265.6877 | 2648.7558
1 | 1000 | 707 | 0.035 | 15 | 15 | 7 | 1.7783e-10 | 0 | CO2 | Porous | Wet | R245fa | MinimizeLCOE_Brownfield | IgnoreSilica | 60.2916 | 3.018 | 0.050594 | 4 | 57131.717 | 117470.2655 | 1164.7073 | 2394.7903 | 30.6568 | 1.2712 | 321704777.589 | 490633.3672 | 0 | 1010818.951 | 0 | 0 | 0 | 0 | 585566.4041 | 1523523.6673 | 1039836.2082 | 4650378.5978 | 3144235.0165 | 3767508.2258 | 3767508.2258 | 5798963.8404 | 2644637.3607 | 0 | 11562121.84 | 23773231.267 | 177827.941 | 0.20238 | 57131.717 | 117470.2655 | 1164.7073 | 2394.7903
1 | 1000 | 707 | 0.035 | 15 | 15 | 7 | 2.3714e-10 | 0 | CO2 | Porous | Wet | R245fa | MinimizeLCOE_Brownfield | IgnoreSilica | 62.146 | 3.0911 | 0.054145 | 4 | 53857.3784 | 110238.4655 | 1097.9555 | 2247.3602 | 30.7601 | 1.2931 | 327238500.1145 | 505047.958 | 0 | 1029465.4535 | 0 | 0 | 0 | 0 | 598460.2305 | 1557070.7587 | 1062732.7874 | 4752777.1881 | 3144235.0165 | 3767508.2258 | 3767508.2258 | 5798963.8404 | 2644637.3607 | 0 | 11664520.4304 | 23875629.8573 | 237137.3706 | 0.21658 | 53857.3784 | 110238.4655 | 1097.9555 | 2247.3602
1 | 1000 | 707 | 0.035 | 15 | 15 | 7 | 3.1623e-10 | 0 | CO2 | Porous | Wet | R245fa | MinimizeLCOE_Brownfield | IgnoreSilica | 70 | 3.4826 | 0.058809 | 4 | 51451.152 | 103360.9039 | 1048.9013 | 2107.1518 | 30.6509 | 1.2707 | 49387340626.1809 | 543515.6251 | 0 | 1132642.371 | 0 | 0 | 0 | 0 | 653701.6185 | 1700797.5187 | 1160829.2544 | 5191486.3877 | 3144235.0165 | 3767508.2258 | 3767508.2258 | 5798963.8404 | 2644637.3607 | 0 | 12103229.6299 | 24314339.0569 | 316227.766 | 0.23524 | 51451.152 | 103360.9039 | 1048.9013 | 2107.1518
1 | 1000 | 707 | 0.035 | 15 | 15 | 7 | 4.217e-10 | 0 | CO2 | Porous | Wet | R245fa | MinimizeLCOE_Brownfield | IgnoreSilica | 73.805 | 3.6604 | 0.062166 | 4 | 49493.3033 | 98600.1216 | 1008.9879 | 2010.0968 | 30.6538 | 1.2717 | 226400804.2692 | 563718.8973 | 0 | 1178298.9876 | 0 | 0 | 0 | 0 | 679386.9751 | 1767625.5478 | 1206440.7574 | 5395471.1652 | 3144235.0165 | 3767508.2258 | 3767508.2258 | 5798963.8404 | 2644637.3607 | 0 | 12307214.4075 | 24518323.8344 | 421696.5034 | 0.24866 | 49493.3033 | 98600.1216 | 1008.9879 | 2010.0968
1 | 1000 | 707 | 0.035 | 15 | 15 | 7 | 5.6234e-10 | 0 | CO2 | Porous | Wet | R245fa | MinimizeLCOE_Brownfield | IgnoreSilica | 75.8876 | 3.7521 | 0.064592 | 4 | 48056.1733 | 95318.4811 | 979.6901 | 1943.1962 | 30.6802 | 1.2775 | 276929141.9145 | 575752.8111 | 0 | 1201459.2077 | 0 | 0 | 0 | 0 | 693112.6873 | 1803337.0355 | 1230814.5816 | 5504476.3232 | 3144235.0165 | 3767508.2258 | 3767508.2258 | 5798963.8404 | 2644637.3607 | 0 | 12416219.5655 | 24627328.9924 | 562341.3252 | 0.25837 | 48056.1733 | 95318.4811 | 979.6901 | 1943.1962
1 | 1000 | 707 | 0.035 | 15 | 15 | 7 | 7.4989e-10 | 0 | CO2 | Porous | Wet | R245fa | MinimizeLCOE_Brownfield | IgnoreSilica | 77.4345 | 3.8193 | 0.066484 | 4 | 46989.7477 | 92907.1385 | 957.9496 | 1894.0377 | 30.7024 | 1.2824 | 280892941.3506 | 584777.7202 | 0 | 1218285.8036 | 0 | 0 | 0 | 0 | 703194.7743 | 1829568.5576 | 1248718.1344 | 5584544.9901 | 3144235.0165 | 3767508.2258 | 3767508.2258 | 5798963.8404 | 2644637.3607 | 0 | 12496288.2323 | 24707397.6593 | 749894.2093 | 0.26594 | 46989.7477 | 92907.1385 | 957.9496 | 1894.0377
1 | 1000 | 707 | 0.035 | 15 | 15 | 7 | 1e-09 | 0 | CO2 | Porous | Wet | R245fa | MinimizeLCOE_Brownfield | IgnoreSilica | 78.6324 | 3.871 | 0.067959 | 4 | 46196.5731 | 91117.6537 | 941.7796 | 1857.5566 | 30.7192 | 1.2861 | 283561951.0404 | 591732.6506 | 0 | 1231201.499 | 0 | 0 | 0 | 0 | 710944.3183 | 1849731.2816 | 1262479.6078 | 5646089.3573 | 3144235.0165 | 3767508.2258 | 3767508.2258 | 5798963.8404 | 2644637.3607 | 0 | 12557832.5996 | 24768942.0265 | 1000000 | 0.27183 | 46196.5731 | 91117.6537 | 941.7796 | 1857.5566
1 | 1000 | 707 | 0.035 | 15 | 15 | 7 | 1.3335e-09 | 0 | CO2 | Porous | Wet | R245fa | MinimizeLCOE_Brownfield | IgnoreSilica | 79.5487 | 3.9104 | 0.069096 | 4 | 45605.5404 | 89787.2405 | 929.7306 | 1830.4343 | 30.7319 | 1.289 | 285734390.3619 | 597040.4035 | 0 | 1241004.986 | 0 | 0 | 0 | 0 | 716837.7019 | 1865064.6567 | 1272944.9515 | 5692892.6996 | 3144235.0165 | 3767508.2258 | 3767508.2258 | 5798963.8404 | 2644637.3607 | 0 | 12604635.9419 | 24815745.3688 | 1333521.4322 | 0.27638 | 45605.5404 | 89787.2405 | 929.7306 | 1830.4343
1 | 1000 | 707 | 0.035 | 15 | 15 | 7 | 1.7783e-09 | 0 | CO2 | Porous | Wet | R245fa | MinimizeLCOE_Brownfield | IgnoreSilica | 80.2332 | 3.9396 | 0.069963 | 4 | 45164.4743 | 88798.4146 | 920.7389 | 1810.2758 | 30.7419 | 1.2913 | 287562440.2285 | 601023.2326 | 0 | 1248257.5196 | 0 | 0 | 0 | 0 | 721219.4934 | 1876465.1792 | 1280726.0423 | 5727691.4671 | 3144235.0165 | 3767508.2258 | 3767508.2258 | 5798963.8404 | 2644637.3607 | 0 | 12639434.7094 | 24850544.1363 | 1778279.41 | 0.27985 | 45164.4743 | 88798.4146 | 920.7389 | 1810.2758
1 | 1000 | 707 | 0.035 | 15 | 15 | 7 | 2.3714e-09 | 0 | CO2 | Porous | Wet | R245fa | MinimizeLCOE_Brownfield | IgnoreSilica | 80.7472 | 3.9614 | 0.070623 | 4 | 44834.9445 | 88061.4815 | 914.021 | 1795.2524 | 30.7495 | 1.293 | 288993023.3928 | 604019.7664 | 0 | 1253666.9537 | 0 | 0 | 0 | 0 | 724497.8208 | 1884994.7148 | 1286547.6257 | 5753726.8814 | 3144235.0165 | 3767508.2258 | 3767508.2258 | 5798963.8404 | 2644637.3607 | 0 | 12665470.1237 | 24876579.5506 | 2371373.7057 | 0.28249 | 44834.9445 | 88061.4815 | 914.021 | 1795.2524
1 | 1000 | 707 | 0.035 | 15 | 15 | 7 | 3.1623e-09 | 0 | CO2 | Porous | Wet | R245fa | MinimizeLCOE_Brownfield | IgnoreSilica | 80 | 3.9209 | 0.070779 | 4 | 44597.391 | 87728.592 | 909.1781 | 1788.466 | 30.7828 | 1.3002 | 94952930.8014 | 601825.8058 | 0 | 1243185.2686 | 0 | 0 | 0 | 0 | 719554.319 | 1872132.7372 | 1277769.0616 | 5714467.1922 | 3144235.0165 | 3767508.2258 | 3767508.2258 | 5798963.8404 | 2644637.3607 | 0 | 12626210.4344 | 24837319.8614 | 3162277.6602 | 0.28312 | 44597.391 | 87728.592 | 909.1781 | 1788.466
1 | 1000 | 707 | 0.035 | 15 | 15 | 7 | 4.217e-09 | 0 | CO2 | Porous | Wet | R245fa | MinimizeLCOE_Brownfield | IgnoreSilica | 81.4512 | 3.9914 | 0.071508 | 4 | 44404.1333 | 87095.4164 | 905.2383 | 1775.5579 | 30.7591 | 1.2952 | 290468074.0332 | 608076.6151 | 0 | 1261094.7111 | 0 | 0 | 0 | 0 | 728976.8172 | 1896648.1447 | 1294501.331 | 5789297.6191 | 3144235.0165 | 3767508.2258 | 3767508.2258 | 5798963.8404 | 2644637.3607 | 0 | 12701040.8613 | 24912150.2883 | 4216965.0343 | 0.28603 | 44404.1333 | 87095.4164 | 905.2383 | 1775.5579
1 | 1000 | 707 | 0.035 | 15 | 15 | 7 | 5.6234e-09 | 0 | CO2 | Porous | Wet | R245fa | MinimizeLCOE_Brownfield | IgnoreSilica | 81.683 | 4.0013 | 0.071797 | 4 | 44266.0771 | 86785.5258 | 902.4239 | 1769.2403 | 30.7621 | 1.2959 | 290719555.5481 | 609403.7405 | 0 | 1263538.8847 | 0 | 0 | 0 | 0 | 730447.6238 | 1900474.8818 | 1297113.1577 | 5800978.2885 | 3144235.0165 | 3767508.2258 | 3767508.2258 | 5798963.8404 | 2644637.3607 | 0 | 12712721.5308 | 24923830.9578 | 5623413.2519 | 0.28719 | 44266.0771 | 86785.5258 | 902.4239 | 1769.2403
1 | 1000 | 707 | 0.035 | 15 | 15 | 7 | 7.4989e-09 | 0 | CO2 | Porous | Wet | R245fa | MinimizeLCOE_Brownfield | IgnoreSilica | 81.8534 | 4.0085 | 0.072014 | 4 | 44162.6774 | 86554.2065 | 900.3159 | 1764.5246 | 30.7645 | 1.2965 | 291192193.0062 | 610386.7082 | 0 | 1265325.068 | 0 | 0 | 0 | 0 | 731527.5927 | 1903284.7394 | 1299030.9432 | 5809555.0516 | 3144235.0165 | 3767508.2258 | 3767508.2258 | 5798963.8404 | 2644637.3607 | 0 | 12721298.2939 | 24932407.7209 | 7498942.0933 | 0.28806 | 44162.6774 | 86554.2065 | 900.3159 | 1764.5246
1 | 1000 | 707 | 0.035 | 15 | 15 | 7 | 1e-08 | 0 | CO2 | Porous | Wet | R245fa | MinimizeLCOE_Brownfield | IgnoreSilica | 81.9823 | 4.014 | 0.072177 | 4 | 44085.2103 | 86380.8211 | 898.7366 | 1760.9899 | 30.7662 | 1.2969 | 291487892.6443 | 611128.6091 | 0 | 1266676.6447 | 0 | 0 | 0 | 0 | 732344.049 | 1905408.991 | 1300480.7886 | 5816039.0824 | 3144235.0165 | 3767508.2258 | 3767508.2258 | 5798963.8404 | 2644637.3607 | 0 | 12727782.3247 | 24938891.7516 | 10000000 | 0.28871 | 44085.2103 | 86380.8211 | 898.7366 | 1760.9899
1 | 1100 | 707 | 0.035 | 15 | 15 | 7 | 1e-13 | 0 | CO2 | Porous | Wet | R245fa | MinimizeLCOE_Brownfield | IgnoreSilica | 0.26659 | 0.0037569 | 7.9686e-05 | 4 | 22835019.1317 | 63021990.5854 | 465522.7516 | 1284788.5216 | 26.3427 | 0.5879 | 4279229.9712 | 5591.2685 | 0 | 5578.907 | 0 | 0 | 0 | 0 | 4356.3684 | 11334.3771 | 7735.9452 | 34596.8663 | 3144235.0165 | 4099666.5474 | 4099666.5474 | 5959114.5985 | 2750527.5283 | 0 | 7278498.4302 | 20087807.1044 | 100 | 0.00031874 | 22835019.1317 | 63021990.5854 | 465522.7516 | 1284788.5216
1 | 1100 | 707 | 0.035 | 15 | 15 | 7 | 1.3335e-13 | 0 | CO2 | Porous | Wet | R245fa | MinimizeLCOE_Brownfield | IgnoreSilica | 0.37402 | 0.011589 | 0.00012498 | 4 | 14586186.8503 | 40208332.0233 | 297359.1482 | 819701.2341 | 26.7248 | 0.64437 | 3647844.5086 | 7579.0349 | 0 | 7979.1682 | 0 | 0 | 0 | 0 | 6067.6992 | 15786.9086 | 10774.8895 | 48187.7004 | 3144235.0165 | 4099666.5474 | 4099666.5474 | 5959114.5985 | 2750527.5283 | 0 | 7292089.2643 | 20101397.9385 | 133.3521 | 0.00049993 | 14586186.8503 | 40208332.0233 | 297359.1482 | 819701.2341
1 | 1100 | 707 | 0.035 | 15 | 15 | 7 | 1.7783e-13 | 0 | CO2 | Porous | Wet | R245fa | MinimizeLCOE_Brownfield | IgnoreSilica | 1.0223 | 0.10038 | 0.00011937 | 4 | 15276828.7084 | 42103853.6506 | 311438.8167 | 858344.0063 | 24.2382 | 0.27082 | 70279077.7148 | 7748.8829 | 0 | 8538.0943 | 0 | 0 | 0 | 0 | 6351.9211 | 16526.3957 | 11279.6047 | 50444.8986 | 3144235.0165 | 4099666.5474 | 4099666.5474 | 5959114.5985 | 2750527.5283 | 0 | 7294346.4625 | 20103655.1367 | 177.8279 | 0.00047748 | 15276828.7084 | 42103853.6506 | 311438.8167 | 858344.0063
1 | 1100 | 707 | 0.035 | 15 | 15 | 7 | 2.3714e-13 | 0 | CO2 | Porous | Wet | R245fa | MinimizeLCOE_Brownfield | IgnoreSilica | 0.65185 | 0.030294 | 0.00028656 | 4 | 6396517.8822 | 17571400.1684 | 130401.669 | 358216.7595 | 27.725 | 0.7972 | 141815170.4714 | 13224.5953 | 0 | 15240.6924 | 0 | 0 | 0 | 0 | 11101.4622 | 28883.7275 | 19713.7375 | 88164.2149 | 3144235.0165 | 4099666.5474 | 4099666.5474 | 5959114.5985 | 2750527.5283 | 0 | 7332065.7788 | 20141374.453 | 237.1374 | 0.0011463 | 6396517.8822 | 17571400.1684 | 130401.669 | 358216.7595
1 | 1100 | 707 | 0.035 | 15 | 15 | 7 | 3.1623e-13 | 0 | CO2 | Porous | Wet | R245fa | MinimizeLCOE_Brownfield | IgnoreSilica | 0.83707 | 0.042167 | 0.00040999 | 4 | 4487007.238 | 12297686.013 | 91473.7117 | 250704.9632 | 28.1563 | 0.86442 | 224535071.3944 | 16843.2301 | 0 | 20180.8022 | 0 | 0 | 0 | 0 | 14439.3726 | 37568.2856 | 25641.1269 | 114672.8176 | 3144235.0165 | 4099666.5474 | 4099666.5474 | 5959114.5985 | 2750527.5283 | 0 | 7358574.3815 | 20167883.0557 | 316.2278 | 0.00164 | 4487007.238 | 12297686.013 | 91473.7117 | 250704.9632
1 | 1100 | 707 | 0.035 | 15 | 15 | 7 | 4.217e-13 | 0 | CO2 | Porous | Wet | R245fa | MinimizeLCOE_Brownfield | IgnoreSilica | 2.3894 | 0.24312 | 0.0003646 | 4 | 5045730.939 | 13828905.1019 | 102864.05 | 281920.9355 | 24.737 | 0.34299 | 666927547.6849 | 16469.7724 | 0 | 20579.4293 | 0 | 0 | 0 | 0 | 14449.1887 | 37593.825 | 25658.5581 | 114750.7735 | 3144235.0165 | 4099666.5474 | 4099666.5474 | 5959114.5985 | 2750527.5283 | 0 | 7358652.3374 | 20167961.0116 | 421.6965 | 0.0014584 | 5045730.939 | 13828905.1019 | 102864.05 | 281920.9355
1 | 1100 | 707 | 0.035 | 15 | 15 | 7 | 5.6234e-13 | 0 | CO2 | Porous | Wet | R245fa | MinimizeLCOE_Brownfield | IgnoreSilica | 1.4633 | 0.084558 | 0.00079753 | 4 | 2329735.7413 | 6345021.7694 | 47494.8143 | 129351.851 | 28.6069 | 0.93531 | 248976855.2789 | 26532.5396 | 0 | 34254.3429 | 0 | 0 | 0 | 0 | 23706.8842 | 61680.4497 | 42098.1744 | 188272.3909 | 3144235.0165 | 4099666.5474 | 4099666.5474 | 5959114.5985 | 2750527.5283 | 0 | 7432173.9548 | 20241482.629 | 562.3413 | 0.0031901 | 2329735.7413 | 6345021.7694 | 47494.8143 | 129351.851
1 | 1100 | 707 | 0.035 | 15 | 15 | 7 | 7.4989e-13 | 0 | CO2 | Porous | Wet | R245fa | MinimizeLCOE_Brownfield | IgnoreSilica | 1.9484 | 0.11772 | 0.0010874 | 4 | 1720068.8586 | 4665046.9338 | 35065.9302 | 95103.2917 | 28.7102 | 0.95166 | 12454424840.5276 | 32830.1532 | 0 | 43886.7946 | 0 | 0 | 0 | 0 | 29919.6096 | 77844.6869 | 53130.5983 | 237611.8425 | 3144235.0165 | 4099666.5474 | 4099666.5474 | 5959114.5985 | 2750527.5283 | 0 | 7481513.4064 | 20290822.0806 | 749.8942 | 0.0043495 | 1720068.8586 | 4665046.9338 | 35065.9302 | 95103.2917
1 | 1100 | 707 | 0.035 | 15 | 15 | 7 | 1e-12 | 0 | CO2 | Porous | Wet | R245fa | MinimizeLCOE_Brownfield | IgnoreSilica | 2.482 | 0.15182 | 0.0014944 | 4 | 1262311.6996 | 3405167.5677 | 25733.9314 | 69418.9467 | 29.0451 | 1.0053 | 580333157.803 | 40859.3377 | 0 | 56580.2197 | 0 | 0 | 0 | 0 | 38001.4274 | 98871.919 | 67482.1163 | 301795.0201 | 3144235.0165 | 4099666.5474 | 4099666.5474 | 5959114.5985 | 2750527.5283 | 0 | 7545696.584 | 20355005.2582 | 1000 | 0.0059777 | 1262311.6996 | 3405167.5677 | 25733.9314 | 69418.9467
1 | 1100 | 707 | 0.035 | 15 | 15 | 7 | 1.3335e-12 | 0 | CO2 | Porous | Wet | R245fa | MinimizeLCOE_Brownfield | IgnoreSilica | 2.2968 | 0.12567 | 0.0018123 | 4 | 1049091.1289 | 2816085.9461 | 21387.1417 | 57409.721 | 30.3508 | 1.2188 | 601065614.7366 | 47693.9252 | 0 | 68917.6733 | 0 | 0 | 0 | 0 | 45478.5234 | 118325.789 | 80759.7823 | 361175.6932 | 3144235.0165 | 4099666.5474 | 4099666.5474 | 5959114.5985 | 2750527.5283 | 0 | 7605077.2571 | 20414385.9313 | 1333.5214 | 0.0072492 | 1049091.1289 | 2816085.9461 | 21387.1417 | 57409.721
1 | 1100 | 707 | 0.035 | 15 | 15 | 7 | 1.7783e-12 | 0 | CO2 | Porous | Wet | R245fa | MinimizeLCOE_Brownfield | IgnoreSilica | 2.423 | 0.12766 | 0.0020991 | 4 | 914998.8186 | 2440538.2609 | 18653.4885 | 49753.6735 | 30.9058 | 1.3122 | 1345809021.8482 | 55735.322 | 0 | 85988.9593 | 0 | 0 | 0 | 0 | 55272.4697 | 143807.6283 | 98151.6613 | 438956.0406 | 3144235.0165 | 4099666.5474 | 4099666.5474 | 5959114.5985 | 2750527.5283 | 0 | 7682857.6045 | 20492166.2787 | 1778.2794 | 0.0083966 | 914998.8186 | 2440538.2609 | 18653.4885 | 49753.6735
1 | 1100 | 707 | 0.035 | 15 | 15 | 7 | 2.3714e-12 | 0 | CO2 | Porous | Wet | R245fa | MinimizeLCOE_Brownfield | IgnoreSilica | 3.1982 | 0.17443 | 0.0028399 | 4 | 685955.8135 | 1813592.49 | 13984.1371 | 36972.536 | 30.9988 | 1.329 | 2139467957.1656 | 68385.8324 | 0 | 108598.3001 | 0 | 0 | 0 | 0 | 69023.8117 | 179585.7992 | 122570.9981 | 548164.7415 | 3144235.0165 | 4099666.5474 | 4099666.5474 | 5959114.5985 | 2750527.5283 | 0 | 7792066.3054 | 20601374.9796 | 2371.3737 | 0.011359 | 685955.8135 | 1813592.49 | 13984.1371 | 36972.536
1 | 1100 | 707 | 0.035 | 15 | 15 | 7 | 3.1623e-12 | 0 | CO2 | Porous | Wet | R245fa | MinimizeLCOE_Brownfield | IgnoreSilica | 4.5064 | 0.25588 | 0.0038965 | 4 | 510958.8338 | 1332804.2222 | 10416.5869 | 27171.0168 | 30.9348 | 1.3169 | 822324489.0145 | 86972.8075 | 0 | 145465.1378 | 0 | 0 | 0 | 0 | 90650.7987 | 235854.7832 | 160975.7358 | 719919.2631 | 3144235.0165 | 4099666.5474 | 4099666.5474 | 5959114.5985 | 2750527.5283 | 0 | 7963820.827 | 20773129.5012 | 3162.2777 | 0.015586 | 510958.8338 | 1332804.2222 | 10416.5869 | 27171.0168
1 | 1100 | 707 | 0.035 | 15 | 15 | 7 | 4.217e-12 | 0 | CO2 | Porous | Wet | R245fa | MinimizeLCOE_Brownfield | IgnoreSilica | 5.9459 | 0.34333 | 0.0052298 | 4 | 389035.6284 | 1001361.9978 | 7931.0175 | 20414.1188 | 30.9958 | 1.3279 | 4248578582.8269 | 106202.4501 | 0 | 182559.3882 | 0 | 0 | 0 | 0 | 112617.1169 | 293006.6373 | 199983.0506 | 894368.6431 | 3144235.0165 | 4099666.5474 | 4099666.5474 | 5959114.5985 | 2750527.5283 | 0 | 8138270.207 | 20947578.8812 | 4216.965 | 0.020919 | 389035.6284 | 1001361.9978 | 7931.0175 | 20414.1188
1 | 1100 | 707 | 0.035 | 15 | 15 | 7 | 5.6234e-12 | 0 | CO2 | Porous | Wet | R245fa | MinimizeLCOE_Brownfield | IgnoreSilica | 8.0265 | 0.47113 | 0.0070323 | 4 | 297697.2124 | 753070.7626 | 6068.9603 | 15352.3661 | 30.9913 | 1.3269 | 195796703.0754 | 131197.0042 | 0 | 233672.2696 | 0 | 0 | 0 | 0 | 142299.0168 | 370232.8522 | 252691.5291 | 1130092.672 | 3144235.0165 | 4099666.5474 | 4099666.5474 | 5959114.5985 | 2750527.5283 | 0 | 8373994.2359 | 21183302.9101 | 5623.4133 | 0.028129 | 297697.2124 | 753070.7626 | 6068.9603 | 15352.3661
1 | 1100 | 707 | 0.035 | 15 | 15 | 7 | 7.4989e-12 | 0 | CO2 | Porous | Wet | R245fa | MinimizeLCOE_Brownfield | IgnoreSilica | 10.7669 | 0.63939 | 0.0094185 | 4 | 229961.1323 | 569965.8256 | 4688.0687 | 11619.5243 | 30.9919 | 1.327 | 181247080.712 | 161345.4768 | 0 | 297007.4003 | 0 | 0 | 0 | 0 | 178757.6221 | 465090.6644 | 317433.9351 | 1419635.0986 | 3144235.0165 | 4099666.5474 | 4099666.5474 | 5959114.5985 | 2750527.5283 | 0 | 8663536.6625 | 21472845.3367 | 7498.9421 | 0.037674 | 229961.1323 | 569965.8256 | 4688.0687 | 11619.5243
1 | 1100 | 707 | 0.035 | 15 | 15 | 7 | 1e-11 | 0 | CO2 | Porous | Wet | R245fa | MinimizeLCOE_Brownfield | IgnoreSilica | 14.3406 | 0.85823 | 0.012543 | 4 | 179698.4768 | 435011.8053 | 3663.3965 | 8868.304 | 30.9948 | 1.3274 | 167152008.0316 | 197373.7073 | 0 | 374661.8604 | 0 | 0 | 0 | 0 | 223093.8714 | 580444.4905 | 396165.2917 | 1771739.2212 | 3144235.0165 | 4099666.5474 | 4099666.5474 | 5959114.5985 | 2750527.5283 | 0 | 9015640.7851 | 21824949.4593 | 10000 | 0.050171 | 179698.4768 | 435011.8053 | 3663.3965 | 8868.304
1 | 1100 | 707 | 0.035 | 15 | 15 | 7 | 1.3335e-11 | 0 | CO2 | Porous | Wet | R245fa | MinimizeLCOE_Brownfield | IgnoreSilica | 18.8159 | 1.1303 | 0.016574 | 4 | 142202.4888 | 335416.6493 | 2898.9901 | 6837.9221 | 31.0182 | 1.3316 | 162426364.789 | 239128.8199 | 0 | 465864.1131 | 0 | 0 | 0 | 0 | 274947.2439 | 715356.3292 | 488245.3937 | 2183541.8998 | 3144235.0165 | 4099666.5474 | 4099666.5474 | 5959114.5985 | 2750527.5283 | 0 | 9427443.4637 | 22236752.1379 | 13335.2143 | 0.066296 | 142202.4888 | 335416.6493 | 2898.9901 | 6837.9221
1 | 1100 | 707 | 0.035 | 15 | 15 | 7 | 1.7783e-11 | 0 | CO2 | Porous | Wet | R245fa | MinimizeLCOE_Brownfield | IgnoreSilica | 23.8996 | 1.4331 | 0.021613 | 4 | 114111.0782 | 262280.411 | 2326.3087 | 5346.9409 | 31.0997 | 1.3464 | 190647095.1758 | 284083.6 | 0 | 562167.7153 | 0 | 0 | 0 | 0 | 330038.0129 | 858691.2096 | 586074.3949 | 2621054.9327 | 3144235.0165 | 4099666.5474 | 4099666.5474 | 5959114.5985 | 2750527.5283 | 0 | 9864956.4966 | 22674265.1708 | 17782.7941 | 0.08645 | 114111.0782 | 262280.411 | 2326.3087 | 5346.9409
1 | 1100 | 707 | 0.035 | 15 | 15 | 7 | 2.3714e-11 | 0 | CO2 | Porous | Wet | R245fa | MinimizeLCOE_Brownfield | IgnoreSilica | 29.8434 | 1.7823 | 0.027796 | 4 | 93058.6042 | 208265.1816 | 1897.1255 | 4245.7674 | 31.1922 | 1.3635 | 221265289.8471 | 333625.4394 | 0 | 668188.6004 | 0 | 0 | 0 | 0 | 390707.4755 | 1016540.7062 | 693809.9198 | 3102872.1413 | 3144235.0165 | 4099666.5474 | 4099666.5474 | 5959114.5985 | 2750527.5283 | 0 | 10346773.7052 | 23156082.3794 | 23713.7371 | 0.11119 | 93058.6042 | 208265.1816 | 1897.1255 | 4245.7674
1 | 1100 | 707 | 0.035 | 15 | 15 | 7 | 3.1623e-11 | 0 | CO2 | Porous | Wet | R245fa | MinimizeLCOE_Brownfield | IgnoreSilica | 36.5083 | 2.1675 | 0.035101 | 4 | 77328.2962 | 168561.0145 | 1576.4419 | 3436.3443 | 31.2931 | 1.3824 | 251568346.6665 | 386326.4151 | 0 | 780252.3966 | 0 | 0 | 0 | 0 | 454965.7366 | 1183727.5203 | 807918.3558 | 3613190.4244 | 3144235.0165 | 4099666.5474 | 4099666.5474 | 5959114.5985 | 2750527.5283 | 0 | 10857091.9883 | 23666400.6624 | 31622.7766 | 0.1404 | 77328.2962 | 168561.0145 | 1576.4419 | 3436.3443
1 | 1100 | 707 | 0.035 | 15 | 15 | 7 | 4.217e-11 | 0 | CO2 | Porous | Wet | R245fa | MinimizeLCOE_Brownfield | IgnoreSilica | 43.5707 | 2.5675 | 0.043312 | 4 | 65625.8019 | 139562.1174 | 1337.8707 | 2845.1625 | 31.4011 | 1.4031 | 281397670.1972 | 439774.3921 | 0 | 892253.5639 | 0 | 0 | 0 | 0 | 519490.9028 | 1351608.7669 | 922500.7562 | 4125628.382 | 3144235.0165 | 4099666.5474 | 4099666.5474 | 5959114.5985 | 2750527.5283 | 0 | 11369529.9459 | 24178838.6201 | 42169.6503 | 0.17325 | 65625.8019 | 139562.1174 | 1337.8707 | 2845.1625
1 | 1100 | 707 | 0.035 | 15 | 15 | 7 | 5.6234e-11 | 0 | CO2 | Porous | Wet | R245fa | MinimizeLCOE_Brownfield | IgnoreSilica | 50.6035 | 2.9566 | 0.05203 | 4 | 56962.6765 | 118509.9146 | 1161.2612 | 2415.9849 | 31.5123 | 1.425 | 309136188.7301 | 491209.35 | 0 | 997613.1623 | 0 | 0 | 0 | 0 | 580640.7798 | 1510708.2033 | 1031089.3907 | 4611260.8861 | 3144235.0165 | 4099666.5474 | 4099666.5474 | 5959114.5985 | 2750527.5283 | 0 | 11855162.45 | 24664471.1242 | 56234.1325 | 0.20812 | 56962.6765 | 118509.9146 | 1161.2612 | 2415.9849
1 | 1100 | 707 | 0.035 | 15 | 15 | 7 | 7.4989e-11 | 0 | CO2 | Porous | Wet | R245fa | MinimizeLCOE_Brownfield | IgnoreSilica | 57.1929 | 3.3117 | 0.060751 | 4 | 50576.7415 | 103288.9474 | 1031.0753 | 2105.6849 | 31.6214 | 1.447 | 334358015.9854 | 538216.6194 | 0 | 1091123.4619 | 0 | 0 | 0 | 0 | 635442.6317 | 1653291.3805 | 1128405.3389 | 5046479.4324 | 3144235.0165 | 4099666.5474 | 4099666.5474 | 5959114.5985 | 2750527.5283 | 0 | 12290380.9964 | 25099689.6705 | 74989.4209 | 0.243 | 50576.7415 | 103288.9474 | 1031.0753 | 2105.6849
1 | 1100 | 707 | 0.035 | 15 | 15 | 7 | 1e-10 | 0 | CO2 | Porous | Wet | R245fa | MinimizeLCOE_Brownfield | IgnoreSilica | 63.0908 | 3.6217 | 0.069012 | 4 | 45880.707 | 92283.4644 | 935.3403 | 1881.3232 | 31.7211 | 1.4677 | 355390054.1867 | 579489.3551 | 0 | 1170866.8465 | 0 | 0 | 0 | 0 | 682638.9186 | 1776086.4378 | 1212215.4887 | 5421297.0468 | 3144235.0165 | 4099666.5474 | 4099666.5474 | 5959114.5985 | 2750527.5283 | 0 | 12665198.6108 | 25474507.2849 | 100000 | 0.27605 | 45880.707 | 92283.4644 | 935.3403 | 1881.3232
1 | 1100 | 707 | 0.035 | 15 | 15 | 7 | 1.3335e-10 | 0 | CO2 | Porous | Wet | R245fa | MinimizeLCOE_Brownfield | IgnoreSilica | 68.1527 | 3.8814 | 0.076462 | 4 | 42428.2524 | 84309.7535 | 864.9573 | 1718.7684 | 31.8081 | 1.4863 | 372462524.7967 | 614426.882 | 0 | 1236448.0593 | 0 | 0 | 0 | 0 | 721841.2271 | 1878082.8029 | 1281830.1037 | 5732629.075 | 3144235.0165 | 4099666.5474 | 4099666.5474 | 5959114.5985 | 2750527.5283 | 0 | 12976530.6389 | 25785839.3131 | 133352.1432 | 0.30585 | 42428.2524 | 84309.7535 | 864.9573 | 1718.7684
1 | 1100 | 707 | 0.035 | 15 | 15 | 7 | 1.7783e-10 | 0 | CO2 | Porous | Wet | R245fa | MinimizeLCOE_Brownfield | IgnoreSilica | 72.3527 | 4.0922 | 0.08291 | 4 | 39886.4975 | 78510.644 | 813.1402 | 1600.5457 | 31.8813 | 1.5023 | 386168464.2316 | 643142.4187 | 0 | 1288908.9478 | 0 | 0 | 0 | 0 | 753500.0329 | 1960452.5216 | 1338049.1293 | 5984053.0504 | 3144235.0165 | 4099666.5474 | 4099666.5474 | 5959114.5985 | 2750527.5283 | 0 | 13227954.6143 | 26037263.2885 | 177827.941 | 0.33164 | 39886.4975 | 78510.644 | 813.1402 | 1600.5457
1 | 1100 | 707 | 0.035 | 15 | 15 | 7 | 2.3714e-10 | 0 | CO2 | Porous | Wet | R245fa | MinimizeLCOE_Brownfield | IgnoreSilica | 75.7554 | 4.2599 | 0.088312 | 4 | 38010.8923 | 74272.4335 | 774.9035 | 1514.144 | 31.941 | 1.5156 | 396938924.5347 | 666244.878 | 0 | 1330156.5439 | 0 | 0 | 0 | 0 | 778596.5545 | 2025748.5228 | 1382614.9918 | 6183361.4909 | 3144235.0165 | 4099666.5474 | 4099666.5474 | 5959114.5985 | 2750527.5283 | 0 | 13427263.0549 | 26236571.729 | 237137.3706 | 0.35325 | 38010.8923 | 74272.4335 | 774.9035 | 1514.144
1 | 1100 | 707 | 0.035 | 15 | 15 | 7 | 3.1623e-10 | 0 | CO2 | Porous | Wet | R245fa | MinimizeLCOE_Brownfield | IgnoreSilica | 78.4427 | 4.3901 | 0.092714 | 4 | 36623.2342 | 71163.0936 | 746.6142 | 1450.7559 | 31.9892 | 1.5266 | 405811203.7763 | 684438.7556 | 0 | 1361902.8206 | 0 | 0 | 0 | 0 | 798073.2147 | 2076422.7973 | 1417201.2254 | 6338038.8136 | 3144235.0165 | 4099666.5474 | 4099666.5474 | 5959114.5985 | 2750527.5283 | 0 | 13581940.3776 | 26391249.0517 | 316227.766 | 0.37086 | 36623.2342 | 71163.0936 | 746.6142 | 1450.7559
1 | 1100 | 707 | 0.035 | 15 | 15 | 7 | 4.217e-10 | 0 | CO2 | Porous | Wet | R245fa | MinimizeLCOE_Brownfield | IgnoreSilica | 80.5692 | 4.4922 | 0.096243 | 4 | 35593.9874 | 68867.1902 | 725.6316 | 1403.9508 | 32.0263 | 1.5351 | 412033981.9519 | 698737.1866 | 0 | 1386609.7035 | 0 | 0 | 0 | 0 | 813285.2871 | 2116001.4894 | 1444214.496 | 6458848.1627 | 3144235.0165 | 4099666.5474 | 4099666.5474 | 5959114.5985 | 2750527.5283 | 0 | 13702749.7266 | 26512058.4008 | 421696.5034 | 0.38497 | 35593.9874 | 68867.1902 | 725.6316 | 1403.9508
1 | 1100 | 707 | 0.035 | 15 | 15 | 7 | 5.6234e-10 | 0 | CO2 | Porous | Wet | R245fa | MinimizeLCOE_Brownfield | IgnoreSilica | 82.2017 | 4.5696 | 0.099016 | 4 | 34828.8688 | 67170.298 | 710.0336 | 1369.3574 | 32.0556 | 1.542 | 417228117.6226 | 709721.0695 | 0 | 1405247.7929 | 0 | 0 | 0 | 0 | 824837.8563 | 2146058.9046 | 1464729.2995 | 6550594.9228 | 3144235.0165 | 4099666.5474 | 4099666.5474 | 5959114.5985 | 2750527.5283 | 0 | 13794496.4868 | 26603805.1609 | 562341.3252 | 0.39607 | 34828.8688 | 67170.298 | 710.0336 | 1369.3574
1 | 1100 | 707 | 0.035 | 15 | 15 | 7 | 7.4989e-10 | 0 | CO2 | Porous | Wet | R245fa | MinimizeLCOE_Brownfield | IgnoreSilica | 83.4586 | 4.6287 | 0.10117 | 4 | 34259.0217 | 65910.4987 | 698.4165 | 1343.6747 | 32.078 | 1.5472 | 421147132.3762 | 718157.643 | 0 | 1419438.3354 | 0 | 0 | 0 | 0 | 833662.4316 | 2169018.6393 | 1480399.7902 | 6620676.8394 | 3144235.0165 | 4099666.5474 | 4099666.5474 | 5959114.5985 | 2750527.5283 | 0 | 13864578.4033 | 26673887.0775 | 749894.2093 | 0.4047 | 34259.0217 | 65910.4987 | 698.4165 | 1343.6747
1 | 1100 | 707 | 0.035 | 15 | 15 | 7 | 1e-09 | 0 | CO2 | Porous | Wet | R245fa | MinimizeLCOE_Brownfield | IgnoreSilica | 84.4332 | 4.6745 | 0.10285 | 4 | 33833.9536 | 64971.3488 | 689.7509 | 1324.5288 | 32.0947 | 1.5512 | 423689357.6503 | 724656.7619 | 0 | 1430387.2754 | 0 | 0 | 0 | 0 | 840467.1746 | 2186723.1847 | 1492483.5062 | 6674717.9028 | 3144235.0165 | 4099666.5474 | 4099666.5474 | 5959114.5985 | 2750527.5283 | 0 | 13918619.4667 | 26727928.1408 | 1000000 | 0.41138 | 33833.9536 | 64971.3488 | 689.7509 | 1324.5288
1 | 1100 | 707 | 0.035 | 15 | 15 | 7 | 1.3335e-09 | 0 | CO2 | Porous | Wet | R245fa | MinimizeLCOE_Brownfield | IgnoreSilica | 85.1512 | 4.7078 | 0.10411 | 4 | 33516.4936 | 64274.2638 | 683.2791 | 1310.3178 | 32.1081 | 1.5544 | 426287270.9672 | 729493.5324 | 0 | 1438329.7785 | 0 | 0 | 0 | 0 | 845451.0912 | 2199690.3135 | 1501333.8381 | 6714298.5537 | 3144235.0165 | 4099666.5474 | 4099666.5474 | 5959114.5985 | 2750527.5283 | 0 | 13958200.1177 | 26767508.7918 | 1333521.4322 | 0.41646 | 33516.4936 | 64274.2638 | 683.2791 | 1310.3178
1 | 1100 | 707 | 0.035 | 15 | 15 | 7 | 1.7783e-09 | 0 | CO2 | Porous | Wet | R245fa | MinimizeLCOE_Brownfield | IgnoreSilica | 85.7165 | 4.7342 | 0.10509 | 4 | 33279.167 | 63751.257 | 678.4408 | 1299.6556 | 32.1176 | 1.5567 | 427622192.6656 | 733247.7762 | 0 | 1444615.7418 | 0 | 0 | 0 | 0 | 849366.772 | 2209878.1117 | 1508287.2197 | 6745395.6213 | 3144235.0165 | 4099666.5474 | 4099666.5474 | 5959114.5985 | 2750527.5283 | 0 | 13989297.1852 | 26798605.8594 | 1778279.41 | 0.42036 | 33279.167 | 63751.257 | 678.4408 | 1299.6556
1 | 1100 | 707 | 0.035 | 15 | 15 | 7 | 2.3714e-09 | 0 | CO2 | Porous | Wet | R245fa | MinimizeLCOE_Brownfield | IgnoreSilica | 86.1381 | 4.7537 | 0.10583 | 4 | 33101.6187 | 63361.1339 | 674.8213 | 1291.7024 | 32.125 | 1.5584 | 428799643.2821 | 736059.051 | 0 | 1449268.0763 | 0 | 0 | 0 | 0 | 852277.5797 | 2217451.4361 | 1513456.1692 | 6768512.3124 | 3144235.0165 | 4099666.5474 | 4099666.5474 | 5959114.5985 | 2750527.5283 | 0 | 14012413.8763 | 26821722.5505 | 2371373.7057 | 0.42332 | 33101.6187 | 63361.1339 | 674.8213 | 1291.7024
1 | 1100 | 707 | 0.035 | 15 | 15 | 7 | 3.1623e-09 | 0 | CO2 | Porous | Wet | R245fa | MinimizeLCOE_Brownfield | IgnoreSilica | 86.4398 | 4.7675 | 0.10638 | 4 | 32968.7142 | 63071.3309 | 672.1118 | 1285.7944 | 32.1311 | 1.5599 | 430144547.7832 | 738108.8998 | 0 | 1452539.321 | 0 | 0 | 0 | 0 | 854352.8061 | 2222850.7496 | 1517141.3116 | 6784993.0881 | 3144235.0165 | 4099666.5474 | 4099666.5474 | 5959114.5985 | 2750527.5283 | 0 | 14028894.652 | 26838203.3262 | 3162277.6602 | 0.42552 | 32968.7142 | 63071.3309 | 672.1118 | 1285.7944
1 | 1100 | 707 | 0.035 | 15 | 15 | 7 | 4.217e-09 | 0 | CO2 | Porous | Wet | R245fa | MinimizeLCOE_Brownfield | IgnoreSilica | 86.6936 | 4.7794 | 0.10681 | 4 | 32869.1841 | 62851.2254 | 670.0828 | 1281.3072 | 32.1348 | 1.5608 | 430829983.2699 | 739766.2712 | 0 | 1455368.4457 | 0 | 0 | 0 | 0 | 856102.5396 | 2227403.1972 | 1520248.4507 | 6798888.9044 | 3144235.0165 | 4099666.5474 | 4099666.5474 | 5959114.5985 | 2750527.5283 | 0 | 14042790.4683 | 26852099.1425 | 4216965.0343 | 0.42723 | 32869.1841 | 62851.2254 | 670.0828 | 1281.3072
1 | 1100 | 707 | 0.035 | 15 | 15 | 7 | 5.6234e-09 | 0 | CO2 | Porous | Wet | R245fa | MinimizeLCOE_Brownfield | IgnoreSilica | 86.8614 | 4.787 | 0.10712 | 4 | 32794.6232 | 62689.208 | 668.5628 | 1278.0043 | 32.1383 | 1.5616 | 431269004.1675 | 740913.661 | 0 | 1457170.1569 | 0 | 0 | 0 | 0 | 857252.689 | 2230395.65 | 1522290.8612 | 6808023.0181 | 3144235.0165 | 4099666.5474 | 4099666.5474 | 5959114.5985 | 2750527.5283 | 0 | 14051924.582 | 26861233.2562 | 5623413.2519 | 0.42848 | 32794.6232 | 62689.208 | 668.5628 | 1278.0043
1 | 1100 | 707 | 0.035 | 15 | 15 | 7 | 7.4989e-09 | 0 | CO2 | Porous | Wet | R245fa | MinimizeLCOE_Brownfield | IgnoreSilica | 87.0077 | 4.7939 | 0.10736 | 4 | 32738.7533 | 62565.4232 | 667.4238 | 1275.4808 | 32.1404 | 1.5621 | 431327940.4403 | 741862.665 | 0 | 1458804.8053 | 0 | 0 | 0 | 0 | 858260.3134 | 2233017.2821 | 1524080.1789 | 6816025.2447 | 3144235.0165 | 4099666.5474 | 4099666.5474 | 5959114.5985 | 2750527.5283 | 0 | 14059926.8086 | 26869235.4828 | 7498942.0933 | 0.42946 | 32738.7533 | 62565.4232 | 667.4238 | 1275.4808
1 | 1100 | 707 | 0.035 | 15 | 15 | 7 | 1e-08 | 0 | CO2 | Porous | Wet | R245fa | MinimizeLCOE_Brownfield | IgnoreSilica | 87.1003 | 4.7981 | 0.10754 | 4 | 32696.8808 | 62474.7519 | 666.5701 | 1273.6323 | 32.1424 | 1.5626 | 431876446.6525 | 742501.2723 | 0 | 1459789.8853 | 0 | 0 | 0 | 0 | 858893.5515 | 2234664.8376 | 1525204.6695 | 6821054.2162 | 3144235.0165 | 4099666.5474 | 4099666.5474 | 5959114.5985 | 2750527.5283 | 0 | 14064955.7801 | 26874264.4543 | 10000000 | 0.43016 | 32696.8808 | 62474.7519 | 666.5701 | 1273.6323
1 | 1200 | 707 | 0.035 | 15 | 15 | 7 | 1e-13 | 0 | CO2 | Porous | Wet | R245fa | MinimizeLCOE_Brownfield | IgnoreSilica | 0.41292 | 0.022002 | 0.00016417 | 4 | 11634489.0648 | 32072058.6993 | 237184.7964 | 653832.2973 | 27.3337 | 0.73755 | 283399949.6901 | 9063.286 | 0 | 9794.5578 | 0 | 0 | 0 | 0 | 7354.5591 | 19135.0541 | 13060.0676 | 58407.5246 | 3144235.0165 | 4437684.9599 | 4437684.9599 | 6124832.4428 | 2858761.7322 | 0 | 7640327.501 | 21061606.6359 | 100 | 0.0006567 | 11634489.0648 | 32072058.6993 | 237184.7964 | 653832.2973
1 | 1200 | 707 | 0.035 | 15 | 15 | 7 | 1.3335e-13 | 0 | CO2 | Porous | Wet | R245fa | MinimizeLCOE_Brownfield | IgnoreSilica | 0.65185 | 0.049552 | 0.00022592 | 4 | 8473118.0557 | 23325094.0837 | 172735.9723 | 475513.5924 | 26.8687 | 0.66488 | 218318665.9034 | 11355.8924 | 0 | 12852.3836 | 0 | 0 | 0 | 0 | 9441.2276 | 24564.1376 | 16765.5286 | 74979.1698 | 3144235.0165 | 4437684.9599 | 4437684.9599 | 6124832.4428 | 2858761.7322 | 0 | 7656899.1462 | 21078178.2812 | 133.3521 | 0.00090367 | 8473118.0557 | 23325094.0837 | 172735.9723 | 475513.5924
1 | 1200 | 707 | 0.035 | 15 | 15 | 7 | 1.7783e-13 | 0 | CO2 | Porous | Wet | R245fa | MinimizeLCOE_Brownfield | IgnoreSilica | 0.92968 | 0.080089 | 0.00033731 | 4 | 5694223.4939 | 15641504.4128 | 116084.4479 | 318873.2242 | 27.0335 | 0.68957 | 295374753.3187 | 14915.8597 | 0 | 17680.6821 | 0 | 0 | 0 | 0 | 12712.6513 | 33075.7109 | 22574.8523 | 100959.7563 | 3144235.0165 | 4437684.9599 | 4437684.9599 | 6124832.4428 | 2858761.7322 | 0 | 7682879.7327 | 21104158.8677 | 177.8279 | 0.0013492 | 5694223.4939 | 15641504.4128 | 116084.4479 | 318873.2242
1 | 1200 | 707 | 0.035 | 15 | 15 | 7 | 2.3714e-13 | 0 | CO2 | Porous | Wet | R245fa | MinimizeLCOE_Brownfield | IgnoreSilica | 1.2659 | 0.11496 | 0.00049432 | 4 | 3902162.4115 | 10689864.0895 | 79550.8588 | 217927.3386 | 27.297 | 0.72989 | 88215789.1898 | 19321.6432 | 0 | 23878.1818 | 0 | 0 | 0 | 0 | 16847.9318 | 43834.8625 | 29918.1944 | 133800.8136 | 3144235.0165 | 4437684.9599 | 4437684.9599 | 6124832.4428 | 2858761.7322 | 0 | 7715720.79 | 21136999.925 | 237.1374 | 0.0019773 | 3902162.4115 | 10689864.0895 | 79550.8588 | 217927.3386
1 | 1200 | 707 | 0.035 | 15 | 15 | 7 | 3.1623e-13 | 0 | CO2 | Porous | Wet | R245fa | MinimizeLCOE_Brownfield | IgnoreSilica | 1.6706 | 0.15393 | 0.00067494 | 4 | 2870833.2695 | 7842089.8978 | 58525.8193 | 159871.6098 | 27.4233 | 0.74923 | 297235818.1669 | 23894.2237 | 0 | 30569.0818 | 0 | 0 | 0 | 0 | 21240.6891 | 55263.9161 | 37718.7583 | 168686.669 | 3144235.0165 | 4437684.9599 | 4437684.9599 | 6124832.4428 | 2858761.7322 | 0 | 7750606.6454 | 21171885.7804 | 316.2278 | 0.0026998 | 2870833.2695 | 7842089.8978 | 58525.8193 | 159871.6098
1 | 1200 | 707 | 0.035 | 15 | 15 | 7 | 4.217e-13 | 0 | CO2 | Porous | Wet | R245fa | MinimizeLCOE_Brownfield | IgnoreSilica | 2.1116 | 0.18972 | 0.00095689 | 4 | 2037748.5995 | 5544215.7338 | 41542.2615 | 113026.3368 | 27.8573 | 0.81677 | 2460103887.8251 | 30233.6611 | 0 | 40061.9346 | 0 | 0 | 0 | 0 | 27415.2823 | 71328.9409 | 48683.4679 | 217723.2868 | 3144235.0165 | 4437684.9599 | 4437684.9599 | 6124832.4428 | 2858761.7322 | 0 | 7799643.2632 | 21220922.3982 | 421.6965 | 0.0038276 | 2037748.5995 | 5544215.7338 | 41542.2615 | 113026.3368
1 | 1200 | 707 | 0.035 | 15 | 15 | 7 | 5.6234e-13 | 0 | CO2 | Porous | Wet | R245fa | MinimizeLCOE_Brownfield | IgnoreSilica | 1.9484 | 0.14014 | 0.0013747 | 4 | 1430790.8899 | 3871548.9619 | 29168.6076 | 78926.7622 | 29.7833 | 1.1252 | 116251134.0861 | 38775.9419 | 0 | 53478.5721 | 0 | 0 | 0 | 0 | 35979.2605 | 93610.6553 | 63891.1958 | 285735.6255 | 3144235.0165 | 4437684.9599 | 4437684.9599 | 6124832.4428 | 2858761.7322 | 0 | 7867655.602 | 21288934.7369 | 562.3413 | 0.0054988 | 1430790.8899 | 3871548.9619 | 29168.6076 | 78926.7622
1 | 1200 | 707 | 0.035 | 15 | 15 | 7 | 7.4989e-13 | 0 | CO2 | Porous | Wet | R245fa | MinimizeLCOE_Brownfield | IgnoreSilica | 3.7 | 0.33764 | 0.001747 | 4 | 1133928.1235 | 3054542.035 | 23116.6585 | 62270.971 | 28.0209 | 0.84226 | 26054513.2147 | 45714.4824 | 0 | 64701.7082 | 0 | 0 | 0 | 0 | 43062.3143 | 112039.3086 | 76469.1303 | 341986.9438 | 3144235.0165 | 4437684.9599 | 4437684.9599 | 6124832.4428 | 2858761.7322 | 0 | 7923906.9202 | 21345186.0552 | 749.8942 | 0.006988 | 1133928.1235 | 3054542.035 | 23116.6585 | 62270.971
1 | 1200 | 707 | 0.035 | 15 | 15 | 7 | 1e-12 | 0 | CO2 | Porous | Wet | R245fa | MinimizeLCOE_Brownfield | IgnoreSilica | 2.2988 | 0.14543 | 0.0021201 | 4 | 949907.2025 | 2532508.1948 | 19365.1432 | 51628.605 | 31.2612 | 1.3734 | 42696092.0498 | 58746.9162 | 0 | 94223.0933 | 0 | 0 | 0 | 0 | 59658.3037 | 155218.6687 | 105939.9308 | 473786.9127 | 3144235.0165 | 4437684.9599 | 4437684.9599 | 6124832.4428 | 2858761.7322 | 0 | 8055706.8891 | 21476986.024 | 1000 | 0.0084805 | 949907.2025 | 2532508.1948 | 19365.1432 | 51628.605
1 | 1200 | 707 | 0.035 | 15 | 15 | 7 | 1.3335e-12 | 0 | CO2 | Porous | Wet | R245fa | MinimizeLCOE_Brownfield | IgnoreSilica | 3.0371 | 0.19763 | 0.0028939 | 4 | 706154.3061 | 1865586.9225 | 14395.9107 | 38032.5128 | 31.3818 | 1.3941 | 51532285.8449 | 72237.1498 | 0 | 119007.0349 | 0 | 0 | 0 | 0 | 74585.232 | 194055.4742 | 132446.8486 | 592331.7394 | 3144235.0165 | 4437684.9599 | 4437684.9599 | 6124832.4428 | 2858761.7322 | 0 | 8174251.7158 | 21595530.8508 | 1333.5214 | 0.011576 | 706154.3061 | 1865586.9225 | 14395.9107 | 38032.5128
1 | 1200 | 707 | 0.035 | 15 | 15 | 7 | 1.7783e-12 | 0 | CO2 | Porous | Wet | R245fa | MinimizeLCOE_Brownfield | IgnoreSilica | 9.5 | 0.93398 | 0.0042338 | 4 | 487302.231 | 1279808.8665 | 9934.3151 | 26090.6348 | 27.7978 | 0.8071 | 73470473.6273 | 84531.5273 | 0 | 132000.1553 | 0 | 0 | 0 | 0 | 84447.3562 | 219714.6983 | 149959.7963 | 670653.5333 | 3144235.0165 | 4437684.9599 | 4437684.9599 | 6124832.4428 | 2858761.7322 | 0 | 8252573.5098 | 21673852.6447 | 1778.2794 | 0.016935 | 487302.231 | 1279808.8665 | 9934.3151 | 26090.6348
1 | 1200 | 707 | 0.035 | 15 | 15 | 7 | 2.3714e-12 | 0 | CO2 | Porous | Wet | R245fa | MinimizeLCOE_Brownfield | IgnoreSilica | 5.2419 | 0.35238 | 0.0052948 | 4 | 400971.8949 | 1034678.3723 | 8174.3544 | 21093.3181 | 31.5962 | 1.431 | 90350310.0231 | 107697.0719 | 0 | 186198.7501 | 0 | 0 | 0 | 0 | 114619.3706 | 298216.0905 | 203538.6095 | 910269.8926 | 3144235.0165 | 4437684.9599 | 4437684.9599 | 6124832.4428 | 2858761.7322 | 0 | 8492189.869 | 21913469.004 | 2371.3737 | 0.021179 | 400971.8949 | 1034678.3723 | 8174.3544 | 21093.3181
1 | 1200 | 707 | 0.035 | 15 | 15 | 7 | 3.1623e-12 | 0 | CO2 | Porous | Wet | R245fa | MinimizeLCOE_Brownfield | IgnoreSilica | 6.8887 | 0.46765 | 0.0071147 | 4 | 305983.7703 | 777587.745 | 6237.893 | 15852.1779 | 31.6795 | 1.4454 | 107486008.6604 | 131187.5403 | 0 | 232363.0296 | 0 | 0 | 0 | 0 | 141784.7223 | 368894.7633 | 251778.256 | 1126008.3114 | 3144235.0165 | 4437684.9599 | 4437684.9599 | 6124832.4428 | 2858761.7322 | 0 | 8707928.2878 | 22129207.4227 | 3162.2777 | 0.028459 | 305983.7703 | 777587.745 | 6237.893 | 15852.1779
1 | 1200 | 707 | 0.035 | 15 | 15 | 7 | 4.217e-12 | 0 | CO2 | Porous | Wet | R245fa | MinimizeLCOE_Brownfield | IgnoreSilica | 9.0151 | 0.61569 | 0.0095226 | 4 | 235455.233 | 587809.4024 | 4800.0734 | 11983.2897 | 31.7633 | 1.46 | 133355376.8503 | 159241.9366 | 0 | 288458.7516 | 0 | 0 | 0 | 0 | 174603.2684 | 454281.8883 | 310056.7233 | 1386642.5683 | 3144235.0165 | 4437684.9599 | 4437684.9599 | 6124832.4428 | 2858761.7322 | 0 | 8968562.5447 | 22389841.6797 | 4216.965 | 0.03809 | 235455.233 | 587809.4024 | 4800.0734 | 11983.2897
1 | 1200 | 707 | 0.035 | 15 | 15 | 7 | 5.6234e-12 | 0 | CO2 | Porous | Wet | R245fa | MinimizeLCOE_Brownfield | IgnoreSilica | 11.7265 | 0.80302 | 0.012688 | 4 | 182846.9769 | 447299.891 | 3727.5829 | 9118.8133 | 31.8529 | 1.4758 | 161699373.9831 | 192440.1775 | 0 | 355712.289 | 0 | 0 | 0 | 0 | 213779.4619 | 556210.3078 | 379624.964 | 1697767.2003 | 3144235.0165 | 4437684.9599 | 4437684.9599 | 6124832.4428 | 2858761.7322 | 0 | 9279687.1767 | 22700966.3117 | 5623.4133 | 0.050751 | 182846.9769 | 447299.891 | 3727.5829 | 9118.8133
1 | 1200 | 707 | 0.035 | 15 | 15 | 7 | 7.4989e-12 | 0 | CO2 | Porous | Wet | R245fa | MinimizeLCOE_Brownfield | IgnoreSilica | 15.1707 | 1.0392 | 0.016819 | 4 | 143441.0122 | 342934.7397 | 2924.2391 | 6991.1885 | 31.9444 | 1.4921 | 193868365.585 | 231624.8901 | 0 | 436165.9547 | 0 | 0 | 0 | 0 | 260438.4295 | 677607.3702 | 462480.9536 | 2068317.598 | 3144235.0165 | 4437684.9599 | 4437684.9599 | 6124832.4428 | 2858761.7322 | 0 | 9650237.5745 | 23071516.7094 | 7498.9421 | 0.067277 | 143441.0122 | 342934.7397 | 2924.2391 | 6991.1885
1 | 1200 | 707 | 0.035 | 15 | 15 | 7 | 1e-11 | 0 | CO2 | Porous | Wet | R245fa | MinimizeLCOE_Brownfield | IgnoreSilica | 19.4561 | 1.33 | 0.022143 | 4 | 113839.056 | 265371.9829 | 2320.7631 | 5409.9668 | 32.044 | 1.5101 | 229638548.129 | 277121.1995 | 0 | 530307.3772 | 0 | 0 | 0 | 0 | 314897.1449 | 819297.7768 | 559187.5675 | 2500811.0659 | 3144235.0165 | 4437684.9599 | 4437684.9599 | 6124832.4428 | 2858761.7322 | 0 | 10082731.0423 | 23504010.1773 | 10000 | 0.08857 | 113839.056 | 265371.9829 | 2320.7631 | 5409.9668
1 | 1200 | 707 | 0.035 | 15 | 15 | 7 | 1.3335e-11 | 0 | CO2 | Porous | Wet | R245fa | MinimizeLCOE_Brownfield | IgnoreSilica | 24.6501 | 1.6778 | 0.028871 | 4 | 91570.3378 | 207787.704 | 1866.7852 | 4236.0334 | 32.1549 | 1.5304 | 268844483.1303 | 328835.2544 | 0 | 637509.5011 | 0 | 0 | 0 | 0 | 376874.4546 | 980550.0234 | 669245.5392 | 2993014.7727 | 3144235.0165 | 4437684.9599 | 4437684.9599 | 6124832.4428 | 2858761.7322 | 0 | 10574934.7491 | 23996213.8841 | 13335.2143 | 0.11548 | 91570.3378 | 207787.704 | 1866.7852 | 4236.0334
1 | 1200 | 707 | 0.035 | 15 | 15 | 7 | 1.7783e-11 | 0 | CO2 | Porous | Wet | R245fa | MinimizeLCOE_Brownfield | IgnoreSilica | 30.7519 | 2.0796 | 0.037151 | 4 | 74820.7402 | 165136.0118 | 1525.322 | 3366.521 | 32.2769 | 1.5532 | 309719668.2753 | 386108.1908 | 0 | 755806.0733 | 0 | 0 | 0 | 0 | 445346.563 | 1158700.4038 | 790836.8345 | 3536798.0654 | 3144235.0165 | 4437684.9599 | 4437684.9599 | 6124832.4428 | 2858761.7322 | 0 | 11118718.0418 | 24539997.1768 | 17782.7941 | 0.1486 | 74820.7402 | 165136.0118 | 1525.322 | 3366.521
1 | 1200 | 707 | 0.035 | 15 | 15 | 7 | 2.3714e-11 | 0 | CO2 | Porous | Wet | R245fa | MinimizeLCOE_Brownfield | IgnoreSilica | 37.6191 | 2.5226 | 0.046973 | 4 | 62244.8725 | 133674.9391 | 1268.9459 | 2725.1444 | 32.41 | 1.5786 | 350830588.0021 | 447300.5166 | 0 | 880816.9302 | 0 | 0 | 0 | 0 | 517965.8042 | 1347640.7732 | 919792.519 | 4113516.5431 | 3144235.0165 | 4437684.9599 | 4437684.9599 | 6124832.4428 | 2858761.7322 | 0 | 11695436.5195 | 25116715.6545 | 23713.7371 | 0.18789 | 62244.8725 | 133674.9391 | 1268.9459 | 2725.1444
1 | 1200 | 707 | 0.035 | 15 | 15 | 7 | 3.1623e-11 | 0 | CO2 | Porous | Wet | R245fa | MinimizeLCOE_Brownfield | IgnoreSilica | 44.9472 | 2.9838 | 0.058093 | 4 | 52833.6956 | 110591.5999 | 1077.0863 | 2254.5594 | 32.5524 | 1.6064 | 391160106.1024 | 509827.4867 | 0 | 1006068.5341 | 0 | 0 | 0 | 0 | 591199.4481 | 1538179.6923 | 1049839.2464 | 4695114.4076 | 3144235.0165 | 4437684.9599 | 4437684.9599 | 6124832.4428 | 2858761.7322 | 0 | 12277034.384 | 25698313.519 | 31622.7766 | 0.23237 | 52833.6956 | 110591.5999 | 1077.0863 | 2254.5594
1 | 1200 | 707 | 0.035 | 15 | 15 | 7 | 4.217e-11 | 0 | CO2 | Porous | Wet | R245fa | MinimizeLCOE_Brownfield | IgnoreSilica | 52.3675 | 3.4383 | 0.070033 | 4 | 45821.0198 | 93731.7717 | 934.1235 | 1910.8489 | 32.6967 | 1.6353 | 427376717.0054 | 570910.2658 | 0 | 1125418.6202 | 0 | 0 | 0 | 0 | 661568.2655 | 1721264.9206 | 1174798.6768 | 5253960.749 | 3144235.0165 | 4437684.9599 | 4437684.9599 | 6124832.4428 | 2858761.7322 | 0 | 12835880.7254 | 26257159.8604 | 42169.6503 | 0.28013 | 45821.0198 | 93731.7717 | 934.1235 | 1910.8489
1 | 1200 | 707 | 0.035 | 15 | 15 | 7 | 5.6234e-11 | 0 | CO2 | Porous | Wet | R245fa | MinimizeLCOE_Brownfield | IgnoreSilica | 59.4218 | 3.8574 | 0.082121 | 4 | 40617.5866 | 81475.7683 | 828.0444 | 1660.9937 | 32.8388 | 1.6645 | 460197242.2366 | 627498.0257 | 0 | 1232319.7784 | 0 | 0 | 0 | 0 | 725328.9436 | 1887157.1259 | 1288023.5156 | 5760327.3892 | 3144235.0165 | 4437684.9599 | 4437684.9599 | 6124832.4428 | 2858761.7322 | 0 | 13342247.3656 | 26763526.5006 | 56234.1325 | 0.32848 | 40617.5866 | 81475.7683 | 828.0444 | 1660.9937
1 | 1200 | 707 | 0.035 | 15 | 15 | 7 | 7.4989e-11 | 0 | CO2 | Porous | Wet | R245fa | MinimizeLCOE_Brownfield | IgnoreSilica | 66.4017 | 4.2713 | 0.093536 | 4 | 36953.1753 | 72825.2302 | 753.3405 | 1484.6408 | 32.9203 | 1.6823 | 484020768.6574 | 680157.2533 | 0 | 1335774.7949 | 0 | 0 | 0 | 0 | 786213.4988 | 2045566.2492 | 1396140.9973 | 6243852.7934 | 3144235.0165 | 4437684.9599 | 4437684.9599 | 6124832.4428 | 2858761.7322 | 0 | 13825772.7698 | 27247051.9048 | 74989.4209 | 0.37414 | 36953.1753 | 72825.2302 | 753.3405 | 1484.6408
1 | 1200 | 707 | 0.035 | 15 | 15 | 7 | 1e-10 | 0 | CO2 | Porous | Wet | R245fa | MinimizeLCOE_Brownfield | IgnoreSilica | 72.1628 | 4.5944 | 0.10435 | 4 | 34037.0381 | 66191.9464 | 693.8911 | 1349.4124 | 33.0363 | 1.7074 | 507035595.6436 | 724422.606 | 0 | 1414552.9109 | 0 | 0 | 0 | 0 | 834200.4516 | 2170418.457 | 1481355.1945 | 6624949.62 | 3144235.0165 | 4437684.9599 | 4437684.9599 | 6124832.4428 | 2858761.7322 | 0 | 14206869.5964 | 27628148.7314 | 100000 | 0.41739 | 34037.0381 | 66191.9464 | 693.8911 | 1349.4124
1 | 1200 | 707 | 0.035 | 15 | 15 | 7 | 1.3335e-10 | 0 | CO2 | Porous | Wet | R245fa | MinimizeLCOE_Brownfield | IgnoreSilica | 77.0466 | 4.8615 | 0.11387 | 4 | 31879.625 | 61346.6665 | 649.9093 | 1250.6348 | 33.1339 | 1.729 | 524820973.6808 | 761467.5947 | 0 | 1478650.0544 | 0 | 0 | 0 | 0 | 873645.8831 | 2273047.3785 | 1551401.5423 | 6938212.453 | 3144235.0165 | 4437684.9599 | 4437684.9599 | 6124832.4428 | 2858761.7322 | 0 | 14520132.4294 | 27941411.5644 | 133352.1432 | 0.45547 | 31879.625 | 61346.6665 | 649.9093 | 1250.6348
1 | 1200 | 707 | 0.035 | 15 | 15 | 7 | 1.7783e-10 | 0 | CO2 | Porous | Wet | R245fa | MinimizeLCOE_Brownfield | IgnoreSilica | 81.0567 | 5.0759 | 0.12195 | 4 | 30281.5235 | 57796.183 | 617.3298 | 1178.2534 | 33.2141 | 1.7473 | 538748900.1915 | 791630.5913 | 0 | 1529457.3732 | 0 | 0 | 0 | 0 | 905224.3062 | 2355207.9577 | 1607477.8258 | 7188998.0542 | 3144235.0165 | 4437684.9599 | 4437684.9599 | 6124832.4428 | 2858761.7322 | 0 | 14770918.0306 | 28192197.1656 | 177827.941 | 0.48779 | 30281.5235 | 57796.183 | 617.3298 | 1178.2534
1 | 1200 | 707 | 0.035 | 15 | 15 | 7 | 2.3714e-10 | 0 | CO2 | Porous | Wet | R245fa | MinimizeLCOE_Brownfield | IgnoreSilica | 82.9593 | 5.1593 | 0.12783 | 4 | 29107.1727 | 55354.5052 | 593.3891 | 1128.4765 | 33.3274 | 1.7723 | 553962240.6138 | 809180.5548 | 0 | 1548297.1709 | 0 | 0 | 0 | 0 | 919416.313 | 2392132.6483 | 1632679.6859 | 7301706.373 | 3144235.0165 | 4437684.9599 | 4437684.9599 | 6124832.4428 | 2858761.7322 | 0 | 14883626.3494 | 28304905.4844 | 237137.3706 | 0.51134 | 29107.1727 | 55354.5052 | 593.3891 | 1128.4765
1 | 1200 | 707 | 0.035 | 15 | 15 | 7 | 3.1623e-10 | 0 | CO2 | Porous | Wet | R245fa | MinimizeLCOE_Brownfield | IgnoreSilica | 85.3681 | 5.2839 | 0.13301 | 4 | 28248.7711 | 53473.9931 | 575.8894 | 1090.1397 | 33.3784 | 1.7844 | 562901963.5106 | 827370.2471 | 0 | 1577360.9682 | 0 | 0 | 0 | 0 | 937845.174 | 2440080.7642 | 1665405.2602 | 7448062.4137 | 3144235.0165 | 4437684.9599 | 4437684.9599 | 6124832.4428 | 2858761.7322 | 0 | 15029982.3901 | 28451261.5251 | 316227.766 | 0.53206 | 28248.7711 | 53473.9931 | 575.8894 | 1090.1397
1 | 1200 | 707 | 0.035 | 15 | 15 | 7 | 4.217e-10 | 0 | CO2 | Porous | Wet | R245fa | MinimizeLCOE_Brownfield | IgnoreSilica | 87.2707 | 5.3814 | 0.13713 | 4 | 27609.7311 | 52078.1863 | 562.8617 | 1061.6843 | 33.4171 | 1.7936 | 568822931.9932 | 841625.2424 | 0 | 1600019.0584 | 0 | 0 | 0 | 0 | 952241.2773 | 2477536.472 | 1690969.5504 | 7562391.6005 | 3144235.0165 | 4437684.9599 | 4437684.9599 | 6124832.4428 | 2858761.7322 | 0 | 15144311.5769 | 28565590.7119 | 421696.5034 | 0.54851 | 27609.7311 | 52078.1863 | 562.8617 | 1061.6843
1 | 1200 | 707 | 0.035 | 15 | 15 | 7 | 5.6234e-10 | 0 | CO2 | Porous | Wet | R245fa | MinimizeLCOE_Brownfield | IgnoreSilica | 88.723 | 5.455 | 0.14033 | 4 | 27133.2688 | 51043.0092 | 553.1484 | 1040.5808 | 33.4475 | 1.801 | 573826760.5357 | 852526.2225 | 0 | 1617024.7744 | 0 | 0 | 0 | 0 | 963124.8888 | 2505853.3965 | 1710296.4332 | 7648825.7154 | 3144235.0165 | 4437684.9599 | 4437684.9599 | 6124832.4428 | 2858761.7322 | 0 | 15230745.6918 | 28652024.8267 | 562341.3252 | 0.56133 | 27133.2688 | 51043.0092 | 553.1484 | 1040.5808
1 | 1200 | 707 | 0.035 | 15 | 15 | 7 | 7.4989e-10 | 0 | CO2 | Porous | Wet | R245fa | MinimizeLCOE_Brownfield | IgnoreSilica | 89.8387 | 5.5112 | 0.14281 | 4 | 26777.5734 | 50272.135 | 545.8971 | 1024.8655 | 33.4707 | 1.8066 | 577482892.1651 | 860880.2632 | 0 | 1629965.5479 | 0 | 0 | 0 | 0 | 971429.8663 | 2527461.2446 | 1725044.2335 | 7714781.1556 | 3144235.0165 | 4437684.9599 | 4437684.9599 | 6124832.4428 | 2858761.7322 | 0 | 15296701.132 | 28717980.267 | 749894.2093 | 0.57125 | 26777.5734 | 50272.135 | 545.8971 | 1024.8655
1 | 1200 | 707 | 0.035 | 15 | 15 | 7 | 1e-09 | 0 | CO2 | Porous | Wet | R245fa | MinimizeLCOE_Brownfield | IgnoreSilica | 90.6935 | 5.5541 | 0.14472 | 4 | 26511.7625 | 49696.896 | 540.4781 | 1013.1384 | 33.4881 | 1.8109 | 580330519.1779 | 867261.1411 | 0 | 1639817.8362 | 0 | 0 | 0 | 0 | 977760.8012 | 2543933.0383 | 1736286.5712 | 7765059.388 | 3144235.0165 | 4437684.9599 | 4437684.9599 | 6124832.4428 | 2858761.7322 | 0 | 15346979.3644 | 28768258.4994 | 1000000 | 0.57887 | 26511.7625 | 49696.896 | 540.4781 | 1013.1384
1 | 1200 | 707 | 0.035 | 15 | 15 | 7 | 1.3335e-09 | 0 | CO2 | Porous | Wet | R245fa | MinimizeLCOE_Brownfield | IgnoreSilica | 91.3346 | 5.586 | 0.14617 | 4 | 26312.9615 | 49268.1002 | 536.4253 | 1004.3969 | 33.5017 | 1.8142 | 582466108.8473 | 872063.918 | 0 | 1647133.0139 | 0 | 0 | 0 | 0 | 982486.8035 | 2556229.1268 | 1744678.9043 | 7802591.7666 | 3144235.0165 | 4437684.9599 | 4437684.9599 | 6124832.4428 | 2858761.7322 | 0 | 15384511.743 | 28805790.8779 | 1333521.4322 | 0.58467 | 26312.9615 | 49268.1002 | 536.4253 | 1004.3969
1 | 1200 | 707 | 0.035 | 15 | 15 | 7 | 1.7783e-09 | 0 | CO2 | Porous | Wet | R245fa | MinimizeLCOE_Brownfield | IgnoreSilica | 91.8191 | 5.61 | 0.14727 | 4 | 26164.1834 | 48947.6451 | 533.3923 | 997.864 | 33.5119 | 1.8167 | 584383264.236 | 875693.6543 | 0 | 1652634.795 | 0 | 0 | 0 | 0 | 986048.0952 | 2565494.8775 | 1751002.9695 | 7830874.3916 | 3144235.0165 | 4437684.9599 | 4437684.9599 | 6124832.4428 | 2858761.7322 | 0 | 15412794.368 | 28834073.5029 | 1778279.41 | 0.58908 | 26164.1834 | 48947.6451 | 533.3923 | 997.864
1 | 1200 | 707 | 0.035 | 15 | 15 | 7 | 2.3714e-09 | 0 | CO2 | Porous | Wet | R245fa | MinimizeLCOE_Brownfield | IgnoreSilica | 92.1823 | 5.628 | 0.1481 | 4 | 26052.7871 | 48708.1634 | 531.1213 | 992.9818 | 33.5198 | 1.8186 | 585758282.8745 | 878420.8123 | 0 | 1656735.0044 | 0 | 0 | 0 | 0 | 988710.7685 | 2572422.6072 | 1755731.2874 | 7852020.4799 | 3144235.0165 | 4437684.9599 | 4437684.9599 | 6124832.4428 | 2858761.7322 | 0 | 15433940.4563 | 28855219.5913 | 2371373.7057 | 0.59241 | 26052.7871 | 48708.1634 | 531.1213 | 992.9818
1 | 1200 | 707 | 0.035 | 15 | 15 | 7 | 3.1623e-09 | 0 | CO2 | Porous | Wet | R245fa | MinimizeLCOE_Brownfield | IgnoreSilica | 92.4723 | 5.6425 | 0.14874 | 4 | 25969.3488 | 48527.4602 | 529.4203 | 989.2979 | 33.5251 | 1.82 | 586789731.0181 | 880551.7945 | 0 | 1660061.8839 | 0 | 0 | 0 | 0 | 990839.3346 | 2577960.6995 | 1759511.1492 | 7868924.8618 | 3144235.0165 | 4437684.9599 | 4437684.9599 | 6124832.4428 | 2858761.7322 | 0 | 15450844.8382 | 28872123.9731 | 3162277.6602 | 0.59496 | 25969.3488 | 48527.4602 | 529.4203 | 989.2979
1 | 1200 | 707 | 0.035 | 15 | 15 | 7 | 4.217e-09 | 0 | CO2 | Porous | Wet | R245fa | MinimizeLCOE_Brownfield | IgnoreSilica | 92.6692 | 5.6521 | 0.14921 | 4 | 25906.8338 | 48394.0455 | 528.1458 | 986.5781 | 33.5299 | 1.8211 | 587408027.4229 | 882055.529 | 0 | 1662239.894 | 0 | 0 | 0 | 0 | 992275.215 | 2581696.5658 | 1762060.9547 | 7880328.1584 | 3144235.0165 | 4437684.9599 | 4437684.9599 | 6124832.4428 | 2858761.7322 | 0 | 15462248.1349 | 28883527.2698 | 4216965.0343 | 0.59684 | 25906.8338 | 48394.0455 | 528.1458 | 986.5781
1 | 1200 | 707 | 0.035 | 15 | 15 | 7 | 5.6234e-09 | 0 | CO2 | Porous | Wet | R245fa | MinimizeLCOE_Brownfield | IgnoreSilica | 92.8324 | 5.6602 | 0.14957 | 4 | 25859.9852 | 48292.7704 | 527.1908 | 984.5134 | 33.5329 | 1.8219 | 587725489.4439 | 883256.5691 | 0 | 1664101.4302 | 0 | 0 | 0 | 0 | 993469.6197 | 2584804.1619 | 1764181.9529 | 7889813.7337 | 3144235.0165 | 4437684.9599 | 4437684.9599 | 6124832.4428 | 2858761.7322 | 0 | 15471733.7101 | 28893012.8451 | 5623413.2519 | 0.59829 | 25859.9852 | 48292.7704 | 527.1908 | 984.5134
1 | 1200 | 707 | 0.035 | 15 | 15 | 7 | 7.4989e-09 | 0 | CO2 | Porous | Wet | R245fa | MinimizeLCOE_Brownfield | IgnoreSilica | 92.9593 | 5.6666 | 0.14985 | 4 | 25824.8713 | 48216.5133 | 526.4749 | 982.9588 | 33.5351 | 1.8225 | 587812079.1885 | 884178.8235 | 0 | 1665562.4425 | 0 | 0 | 0 | 0 | 994399.0937 | 2587222.4626 | 1765832.4928 | 7897195.3152 | 3144235.0165 | 4437684.9599 | 4437684.9599 | 6124832.4428 | 2858761.7322 | 0 | 15479115.2916 | 28900394.4266 | 7498942.0933 | 0.59939 | 25824.8713 | 48216.5133 | 526.4749 | 982.9588
1 | 1200 | 707 | 0.035 | 15 | 15 | 7 | 1e-08 | 0 | CO2 | Porous | Wet | R245fa | MinimizeLCOE_Brownfield | IgnoreSilica | 93.0325 | 5.67 | 0.15004 | 4 | 25798.5493 | 48161.3058 | 525.9383 | 981.8334 | 33.5375 | 1.823 | 588655605.82 | 884768.4205 | 0 | 1666327.7737 | 0 | 0 | 0 | 0 | 994927.5157 | 2588597.3082 | 1766770.8532 | 7901391.8714 | 3144235.0165 | 4437684.9599 | 4437684.9599 | 6124832.4428 | 2858761.7322 | 0 | 15483311.8478 | 28904590.9827 | 10000000 | 0.60016 | 25798.5493 | 48161.3058 | 525.9383 | 981.8334
1 | 1300 | 707 | 0.035 | 15 | 15 | 7 | 1e-13 | 0 | CO2 | Porous | Wet | R245fa | MinimizeLCOE_Brownfield | IgnoreSilica | 0.46663 | 0.029614 | 0.00028325 | 4 | 7071732.9884 | 19469635.0309 | 144166.8422 | 396914.8447 | 29.0723 | 1.0103 | 28610338.7772 | 13040.8192 | 0 | 14915.5025 | 0 | 0 | 0 | 0 | 10902.9655 | 28367.2796 | 19361.2512 | 86587.8179 | 3144235.0165 | 4781563.4633 | 4781563.4633 | 6296117.3735 | 2969339.9724 | 0 | 8012386.2977 | 22059407.107 | 100 | 0.001133 | 7071732.9884 | 19469635.0309 | 144166.8422 | 396914.8447
1 | 1300 | 707 | 0.035 | 15 | 15 | 7 | 1.3335e-13 | 0 | CO2 | Porous | Wet | R245fa | MinimizeLCOE_Brownfield | IgnoreSilica | 0.65185 | 0.048891 | 0.0004037 | 4 | 4978218.3889 | 13677214.2604 | 101487.7154 | 278828.5125 | 29.1682 | 1.0254 | 421551219.0783 | 16628.7044 | 0 | 19842.705 | 0 | 0 | 0 | 0 | 14223.8497 | 37007.5391 | 25258.4059 | 112961.204 | 3144235.0165 | 4781563.4633 | 4781563.4633 | 6296117.3735 | 2969339.9724 | 0 | 8038759.6838 | 22085780.493 | 133.3521 | 0.0016148 | 4978218.3889 | 13677214.2604 | 101487.7154 | 278828.5125
1 | 1300 | 707 | 0.035 | 15 | 15 | 7 | 1.7783e-13 | 0 | CO2 | Porous | Wet | R245fa | MinimizeLCOE_Brownfield | IgnoreSilica | 0.91486 | 0.076971 | 0.00060194 | 4 | 3355219.4286 | 9189272.5969 | 68400.6863 | 187335.7513 | 29.4511 | 1.0709 | 1712404256.2269 | 21903.372 | 0 | 27423.1352 | 0 | 0 | 0 | 0 | 19237.3378 | 50051.6068 | 34161.2501 | 152776.7019 | 3144235.0165 | 4781563.4633 | 4781563.4633 | 6296117.3735 | 2969339.9724 | 0 | 8078575.1816 | 22125595.9909 | 177.8279 | 0.0024078 | 3355219.4286 | 9189272.5969 | 68400.6863 | 187335.7513
1 | 1300 | 707 | 0.035 | 15 | 15 | 7 | 2.3714e-13 | 0 | CO2 | Porous | Wet | R245fa | MinimizeLCOE_Brownfield | IgnoreSilica | 1.2316 | 0.1088 | 0.00086741 | 4 | 2342512.9953 | 6391048.99 | 47755.2959 | 130290.1782 | 29.7724 | 1.1236 | 3855386517.3202 | 28231.6862 | 0 | 36959.0005 | 0 | 0 | 0 | 0 | 25424.3678 | 66148.9898 | 45148.0447 | 201912.0889 | 3144235.0165 | 4781563.4633 | 4781563.4633 | 6296117.3735 | 2969339.9724 | 0 | 8127710.5687 | 22174731.378 | 237.1374 | 0.0034697 | 2342512.9953 | 6391048.99 | 47755.2959 | 130290.1782
1 | 1300 | 707 | 0.035 | 15 | 15 | 7 | 3.1623e-13 | 0 | CO2 | Porous | Wet | R245fa | MinimizeLCOE_Brownfield | IgnoreSilica | 1.6 | 0.14271 | 0.0011666 | 4 | 1752819.9691 | 4763021.5932 | 35733.6059 | 97100.6376 | 29.9445 | 1.1517 | 1139139.8964 | 34733.6541 | 0 | 47173.2233 | 0 | 0 | 0 | 0 | 31943.6822 | 83110.9084 | 56724.9028 | 253686.3706 | 3144235.0165 | 4781563.4633 | 4781563.4633 | 6296117.3735 | 2969339.9724 | 0 | 8179484.8504 | 22226505.6597 | 316.2278 | 0.0046665 | 1752819.9691 | 4763021.5932 | 35733.6059 | 97100.6376
1 | 1300 | 707 | 0.035 | 15 | 15 | 7 | 4.217e-13 | 0 | CO2 | Porous | Wet | R245fa | MinimizeLCOE_Brownfield | IgnoreSilica | 1.7411 | 0.13929 | 0.0014895 | 4 | 1386259.6254 | 3743951.7034 | 28260.7775 | 76325.5195 | 30.8292 | 1.2989 | 1105758701.0511 | 43539.9333 | 0 | 64127.2332 | 0 | 0 | 0 | 0 | 41990.195 | 109249.8739 | 74565.2838 | 333472.5192 | 3144235.0165 | 4781563.4633 | 4781563.4633 | 6296117.3735 | 2969339.9724 | 0 | 8259270.999 | 22306291.8082 | 421.6965 | 0.005958 | 1386259.6254 | 3743951.7034 | 28260.7775 | 76325.5195
1 | 1300 | 707 | 0.035 | 15 | 15 | 7 | 5.6234e-13 | 0 | CO2 | Porous | Wet | R245fa | MinimizeLCOE_Brownfield | IgnoreSilica | 2.9056 | 0.27308 | 0.0022473 | 4 | 928652.2763 | 2491323.9381 | 18931.8327 | 50789.0082 | 30.2457 | 1.2013 | 1268708999.8045 | 55086.9649 | 0 | 81148.2565 | 0 | 0 | 0 | 0 | 53131.7363 | 138237.8791 | 94350.193 | 421955.0299 | 3144235.0165 | 4781563.4633 | 4781563.4633 | 6296117.3735 | 2969339.9724 | 0 | 8347753.5097 | 22394774.3189 | 562.3413 | 0.0089891 | 928652.2763 | 2491323.9381 | 18931.8327 | 50789.0082
1 | 1300 | 707 | 0.035 | 15 | 15 | 7 | 7.4989e-13 | 0 | CO2 | Porous | Wet | R245fa | MinimizeLCOE_Brownfield | IgnoreSilica | 3.7 | 0.34204 | 0.0029737 | 4 | 710841.0724 | 1891783.8191 | 14491.4567 | 38566.572 | 30.4496 | 1.2352 | 57963893.9809 | 67503.517 | 0 | 103447.8104 | 0 | 0 | 0 | 0 | 66671.0177 | 173464.3119 | 118392.9572 | 529479.6142 | 3144235.0165 | 4781563.4633 | 4781563.4633 | 6296117.3735 | 2969339.9724 | 0 | 8455278.094 | 22502298.9032 | 749.8942 | 0.011895 | 710841.0724 | 1891783.8191 | 14491.4567 | 38566.572
1 | 1300 | 707 | 0.035 | 15 | 15 | 7 | 1e-12 | 0 | CO2 | Porous | Wet | R245fa | MinimizeLCOE_Brownfield | IgnoreSilica | 3.0908 | 0.2321 | 0.0035642 | 4 | 602719.4848 | 1588008.0817 | 12287.2519 | 32373.6927 | 32.1965 | 1.5254 | 75283103.9066 | 81300.0532 | 0 | 134060.8029 | 0 | 0 | 0 | 0 | 83990.7339 | 218526.6607 | 149148.9362 | 667027.1869 | 3144235.0165 | 4781563.4633 | 4781563.4633 | 6296117.3735 | 2969339.9724 | 0 | 8592825.6667 | 22639846.4759 | 1000 | 0.014257 | 602719.4848 | 1588008.0817 | 12287.2519 | 32373.6927
1 | 1300 | 707 | 0.035 | 15 | 15 | 7 | 1.3335e-12 | 0 | CO2 | Porous | Wet | R245fa | MinimizeLCOE_Brownfield | IgnoreSilica | 4.0628 | 0.3095 | 0.0048414 | 4 | 452006.0148 | 1177359.3294 | 9214.754 | 24002.0624 | 32.3359 | 1.5479 | 92910241.809 | 99430.7421 | 0 | 167787.6551 | 0 | 0 | 0 | 0 | 104215.1749 | 271146.5076 | 185063.0629 | 827643.1426 | 3144235.0165 | 4781563.4633 | 4781563.4633 | 6296117.3735 | 2969339.9724 | 0 | 8753441.6223 | 22800462.4316 | 1333.5214 | 0.019366 | 452006.0148 | 1177359.3294 | 9214.754 | 24002.0624
1 | 1300 | 707 | 0.035 | 15 | 15 | 7 | 1.7783e-12 | 0 | CO2 | Porous | Wet | R245fa | MinimizeLCOE_Brownfield | IgnoreSilica | 5.3144 | 0.40831 | 0.0065383 | 4 | 342079.308 | 879188.3799 | 6973.7494 | 17923.4443 | 32.4722 | 1.5703 | 121025830.5996 | 121007.7777 | 0 | 208511.9877 | 0 | 0 | 0 | 0 | 128512.7085 | 334363.706 | 228210.0998 | 1020606.2797 | 3144235.0165 | 4781563.4633 | 4781563.4633 | 6296117.3735 | 2969339.9724 | 0 | 8946404.7595 | 22993425.5688 | 1778.2794 | 0.026153 | 342079.308 | 879188.3799 | 6973.7494 | 17923.4443
1 | 1300 | 707 | 0.035 | 15 | 15 | 7 | 2.3714e-12 | 0 | CO2 | Porous | Wet | R245fa | MinimizeLCOE_Brownfield | IgnoreSilica | 6.954 | 0.53735 | 0.0087901 | 4 | 261175.1237 | 660686.4805 | 5324.4082 | 13468.9875 | 32.5901 | 1.5898 | 147149903.3981 | 147071.8286 | 0 | 258852.5037 | 0 | 0 | 0 | 0 | 158310.4896 | 411891.42 | 281124.3577 | 1257250.5996 | 3144235.0165 | 4781563.4633 | 4781563.4633 | 6296117.3735 | 2969339.9724 | 0 | 9183049.0794 | 23230069.8886 | 2371.3737 | 0.035161 | 261175.1237 | 660686.4805 | 5324.4082 | 13468.9875
1 | 1300 | 707 | 0.035 | 15 | 15 | 7 | 3.1623e-12 | 0 | CO2 | Porous | Wet | R245fa | MinimizeLCOE_Brownfield | IgnoreSilica | 9.0734 | 0.70309 | 0.011769 | 4 | 201151.1259 | 499544.3329 | 4100.7378 | 10183.8869 | 32.7037 | 1.6089 | 179813781.2733 | 178252.1691 | 0 | 320092.2441 | 0 | 0 | 0 | 0 | 194354.3212 | 505670.0761 | 345130.2175 | 1543499.028 | 3144235.0165 | 4781563.4633 | 4781563.4633 | 6296117.3735 | 2969339.9724 | 0 | 9469297.5078 | 23516318.3171 | 3162.2777 | 0.047076 | 201151.1259 | 499544.3329 | 4100.7378 | 10183.8869
1 | 1300 | 707 | 0.035 | 15 | 15 | 7 | 4.217e-12 | 0 | CO2 | Porous | Wet | R245fa | MinimizeLCOE_Brownfield | IgnoreSilica | 11.7756 | 0.91238 | 0.015684 | 4 | 156383.0862 | 380293.1083 | 3188.0807 | 7752.7894 | 32.8215 | 1.6291 | 215628335.1015 | 215162.4269 | 0 | 393412.9564 | 0 | 0 | 0 | 0 | 237344.3995 | 617521.4414 | 421471.0725 | 1884912.2966 | 3144235.0165 | 4781563.4633 | 4781563.4633 | 6296117.3735 | 2969339.9724 | 0 | 9810710.7764 | 23857731.5856 | 4216.965 | 0.062735 | 156383.0862 | 380293.1083 | 3188.0807 | 7752.7894
1 | 1300 | 707 | 0.035 | 15 | 15 | 7 | 5.6234e-12 | 0 | CO2 | Porous | Wet | R245fa | MinimizeLCOE_Brownfield | IgnoreSilica | 27.9 | 2.6806 | 0.022338 | 4 | 116179.9298 | 273387.7275 | 2368.485 | 5573.3786 | 30.4298 | 1.2319 | 367772870.6038 | 274481.2565 | 0 | 518237.422 | 0 | 0 | 0 | 0 | 309160.2846 | 804371.6431 | 549000.1746 | 2455250.7808 | 3144235.0165 | 4781563.4633 | 4781563.4633 | 6296117.3735 | 2969339.9724 | 0 | 10381049.2605 | 24428070.0698 | 5623.4133 | 0.089353 | 116179.9298 | 273387.7275 | 2368.485 | 5573.3786
1 | 1300 | 707 | 0.035 | 15 | 15 | 7 | 7.4989e-12 | 0 | CO2 | Porous | Wet | R245fa | MinimizeLCOE_Brownfield | IgnoreSilica | 19.4218 | 1.4938 | 0.02737 | 4 | 97585.1896 | 225889.7014 | 1989.4061 | 4605.0671 | 33.0789 | 1.6747 | 305572824.1624 | 308872.0643 | 0 | 581598.3821 | 0 | 0 | 0 | 0 | 347283.4741 | 903560.3619 | 616698.5133 | 2758012.7957 | 3144235.0165 | 4781563.4633 | 4781563.4633 | 6296117.3735 | 2969339.9724 | 0 | 10683811.2755 | 24730832.0848 | 7498.9421 | 0.10948 | 97585.1896 | 225889.7014 | 1989.4061 | 4605.0671
1 | 1300 | 707 | 0.035 | 15 | 15 | 7 | 1e-11 | 0 | CO2 | Porous | Wet | R245fa | MinimizeLCOE_Brownfield | IgnoreSilica | 24.577 | 1.8773 | 0.035709 | 4 | 78551.3107 | 176896.2628 | 1601.3747 | 3606.2696 | 33.2221 | 1.701 | 354753321.1295 | 366323.3652 | 0 | 697203.9343 | 0 | 0 | 0 | 0 | 414775.6468 | 1079161.1509 | 736549.66 | 3294013.7572 | 3144235.0165 | 4781563.4633 | 4781563.4633 | 6296117.3735 | 2969339.9724 | 0 | 11219812.237 | 25266833.0463 | 10000 | 0.14283 | 78551.3107 | 176896.2628 | 1601.3747 | 3606.2696
1 | 1300 | 707 | 0.035 | 15 | 15 | 7 | 1.3335e-11 | 0 | CO2 | Porous | Wet | R245fa | MinimizeLCOE_Brownfield | IgnoreSilica | 30.6398 | 2.319 | 0.046005 | 4 | 64184.7869 | 140518.4475 | 1308.4937 | 2864.6586 | 33.3803 | 1.7307 | 407206716.148 | 430086.413 | 0 | 824434.8756 | 0 | 0 | 0 | 0 | 489263.3025 | 1272962.7515 | 868823.2347 | 3885570.5773 | 3144235.0165 | 4781563.4633 | 4781563.4633 | 6296117.3735 | 2969339.9724 | 0 | 11811369.0571 | 25858389.8664 | 13335.2143 | 0.18402 | 64184.7869 | 140518.4475 | 1308.4937 | 2864.6586
1 | 1300 | 707 | 0.035 | 15 | 15 | 7 | 1.7783e-11 | 0 | CO2 | Porous | Wet | R245fa | MinimizeLCOE_Brownfield | IgnoreSilica | 37.5413 | 2.8104 | 0.05832 | 4 | 53346.7534 | 113562.1405 | 1087.5457 | 2315.1178 | 33.5482 | 1.7632 | 458705430.921 | 498929.9882 | 0 | 960075.5961 | 0 | 0 | 0 | 0 | 569012.1779 | 1480452.9663 | 1010439.5698 | 4518910.2982 | 3144235.0165 | 4781563.4633 | 4781563.4633 | 6296117.3735 | 2969339.9724 | 0 | 12444708.778 | 26491729.5873 | 17782.7941 | 0.23328 | 53346.7534 | 113562.1405 | 1087.5457 | 2315.1178
1 | 1300 | 707 | 0.035 | 15 | 15 | 7 | 2.3714e-11 | 0 | CO2 | Porous | Wet | R245fa | MinimizeLCOE_Brownfield | IgnoreSilica | 45.0003 | 3.3265 | 0.072419 | 4 | 45187.5498 | 93679.6387 | 921.2093 | 1909.7861 | 33.7272 | 1.7987 | 509476214.4856 | 570123.7317 | 0 | 1097151.7012 | 0 | 0 | 0 | 0 | 650237.4189 | 1691784.3818 | 1154677.6033 | 5163974.837 | 3144235.0165 | 4781563.4633 | 4781563.4633 | 6296117.3735 | 2969339.9724 | 0 | 13089773.3168 | 27136794.126 | 23713.7371 | 0.28968 | 45187.5498 | 93679.6387 | 921.2093 | 1909.7861
1 | 1300 | 707 | 0.035 | 15 | 15 | 7 | 3.1623e-11 | 0 | CO2 | Porous | Wet | R245fa | MinimizeLCOE_Brownfield | IgnoreSilica | 52.6692 | 3.8408 | 0.087782 | 4 | 39066.2689 | 79071.871 | 796.4187 | 1611.987 | 33.9097 | 1.836 | 556289676.8281 | 640692.3637 | 0 | 1229157.0035 | 0 | 0 | 0 | 0 | 729241.2532 | 1897336.1529 | 1294970.9107 | 5791397.6841 | 3144235.0165 | 4781563.4633 | 4781563.4633 | 6296117.3735 | 2969339.9724 | 0 | 13717196.1639 | 27764216.9731 | 31622.7766 | 0.35113 | 39066.2689 | 79071.871 | 796.4187 | 1611.987
1 | 1300 | 707 | 0.035 | 15 | 15 | 7 | 4.217e-11 | 0 | CO2 | Porous | Wet | R245fa | MinimizeLCOE_Brownfield | IgnoreSilica | 60.1212 | 4.324 | 0.10362 | 4 | 34492.4813 | 68383.1173 | 703.1759 | 1394.0823 | 34.0891 | 1.8737 | 598202041.5146 | 707373.2062 | 0 | 1349505.7444 | 0 | 0 | 0 | 0 | 802182.7907 | 2087115.0712 | 1424498.922 | 6370675.7346 | 3144235.0165 | 4781563.4633 | 4781563.4633 | 6296117.3735 | 2969339.9724 | 0 | 14296474.2143 | 28343495.0236 | 42169.6503 | 0.41448 | 34492.4813 | 68383.1173 | 703.1759 | 1394.0823
1 | 1300 | 707 | 0.035 | 15 | 15 | 7 | 5.6234e-11 | 0 | CO2 | Porous | Wet | R245fa | MinimizeLCOE_Brownfield | IgnoreSilica | 67.0271 | 4.757 | 0.1191 | 4 | 31086.7331 | 60572.8936 | 633.7451 | 1234.8604 | 34.2557 | 1.9099 | 633312630.9884 | 767828.4563 | 0 | 1454697.024 | 0 | 0 | 0 | 0 | 866784.9373 | 2255196.6049 | 1539218.0225 | 6883725.0449 | 3144235.0165 | 4781563.4633 | 4781563.4633 | 6296117.3735 | 2969339.9724 | 0 | 14809523.5247 | 28856544.3339 | 56234.1325 | 0.47639 | 31086.7331 | 60572.8936 | 633.7451 | 1234.8604
1 | 1300 | 707 | 0.035 | 15 | 15 | 7 | 7.4989e-11 | 0 | CO2 | Porous | Wet | R245fa | MinimizeLCOE_Brownfield | IgnoreSilica | 73.1445 | 5.1284 | 0.13348 | 4 | 28555.9627 | 54865.3857 | 582.1519 | 1118.5051 | 34.404 | 1.9429 | 662273020.6605 | 820531.0014 | 0 | 1543074.5318 | 0 | 0 | 0 | 0 | 921806.1579 | 2398350.5345 | 1636923.521 | 7320685.7467 | 3144235.0165 | 4781563.4633 | 4781563.4633 | 6296117.3735 | 2969339.9724 | 0 | 15246484.2264 | 29293505.0357 | 74989.4209 | 0.53392 | 28555.9627 | 54865.3857 | 582.1519 | 1118.5051
1 | 1300 | 707 | 0.035 | 15 | 15 | 7 | 1e-10 | 0 | CO2 | Porous | Wet | R245fa | MinimizeLCOE_Brownfield | IgnoreSilica | 78.3696 | 5.4367 | 0.14627 | 4 | 26676.5884 | 50685.8025 | 543.8383 | 1033.2986 | 34.5308 | 1.972 | 685660635.408 | 865021.8157 | 0 | 1615181.1233 | 0 | 0 | 0 | 0 | 967279.1462 | 2516661.9222 | 1717673.4742 | 7681817.4816 | 3144235.0165 | 4781563.4633 | 4781563.4633 | 6296117.3735 | 2969339.9724 | 0 | 15607615.9614 | 29654636.7707 | 100000 | 0.58507 | 26676.5884 | 50685.8025 | 543.8383 | 1033.2986
1 | 1300 | 707 | 0.035 | 15 | 15 | 7 | 1.3335e-10 | 0 | CO2 | Porous | Wet | R245fa | MinimizeLCOE_Brownfield | IgnoreSilica | 82.7157 | 5.687 | 0.15724 | 4 | 25280.3881 | 47614.5033 | 515.3749 | 970.6861 | 34.6353 | 1.9965 | 703494025.4393 | 901676.7256 | 0 | 1672951.9542 | 0 | 0 | 0 | 0 | 1004105.1851 | 2612475.7214 | 1783068.3609 | 7974277.9473 | 3144235.0165 | 4781563.4633 | 4781563.4633 | 6296117.3735 | 2969339.9724 | 0 | 15900076.4271 | 29947097.2364 | 133352.1432 | 0.62895 | 25280.3881 | 47614.5033 | 515.3749 | 970.6861
1 | 1300 | 707 | 0.035 | 15 | 15 | 7 | 1.7783e-10 | 0 | CO2 | Porous | Wet | R245fa | MinimizeLCOE_Brownfield | IgnoreSilica | 86.2307 | 5.8852 | 0.16636 | 4 | 24242.1092 | 45351.6771 | 494.2082 | 924.5553 | 34.72 | 2.0167 | 718083302.8561 | 931155.6724 | 0 | 1718198.3606 | 0 | 0 | 0 | 0 | 1033248.0729 | 2688299.5373 | 1834819.6732 | 8205721.3164 | 3144235.0165 | 4781563.4633 | 4781563.4633 | 6296117.3735 | 2969339.9724 | 0 | 16131519.7961 | 30178540.6054 | 177827.941 | 0.66543 | 24242.1092 | 45351.6771 | 494.2082 | 924.5553
1 | 1300 | 707 | 0.035 | 15 | 15 | 7 | 2.3714e-10 | 0 | CO2 | Porous | Wet | R245fa | MinimizeLCOE_Brownfield | IgnoreSilica | 89.0345 | 6.0407 | 0.17377 | 4 | 23469.0405 | 43678.0123 | 478.4481 | 890.4354 | 34.7868 | 2.033 | 728830092.2054 | 954541.1619 | 0 | 1753425.0243 | 0 | 0 | 0 | 0 | 1056106.8126 | 2747773.2892 | 1875411.731 | 8387258.019 | 3144235.0165 | 4781563.4633 | 4781563.4633 | 6296117.3735 | 2969339.9724 | 0 | 16313056.4988 | 30360077.308 | 237137.3706 | 0.69509 | 23469.0405 | 43678.0123 | 478.4481 | 890.4354
1 | 1300 | 707 | 0.035 | 15 | 15 | 7 | 3.1623e-10 | 0 | CO2 | Porous | Wet | R245fa | MinimizeLCOE_Brownfield | IgnoreSilica | 90.046 | 6.0773 | 0.17878 | 4 | 22896.1559 | 42539.5029 | 466.7691 | 867.2253 | 34.8903 | 2.0566 | 729267683.3008 | 966576.1495 | 0 | 1760780.9117 | 0 | 0 | 0 | 0 | 1063669.2539 | 2767449.21 | 1888840.9512 | 8447316.4762 | 3144235.0165 | 4781563.4633 | 4781563.4633 | 6296117.3735 | 2969339.9724 | 0 | 16373114.9559 | 30420135.7652 | 316227.766 | 0.7151 | 22896.1559 | 42539.5029 | 466.7691 | 867.2253
1 | 1300 | 707 | 0.035 | 15 | 15 | 7 | 4.217e-10 | 0 | CO2 | Porous | Wet | R245fa | MinimizeLCOE_Brownfield | IgnoreSilica | 90 | 6.0479 | 0.18196 | 4 | 22482.5925 | 41782.4101 | 458.3381 | 851.7909 | 35.0031 | 2.0819 | 735491285.2889 | 971414.2269 | 0 | 1752853.1697 | 0 | 0 | 0 | 0 | 1062464.2847 | 2764314.1273 | 1886701.1929 | 8437747.0015 | 3144235.0165 | 4781563.4633 | 4781563.4633 | 6296117.3735 | 2969339.9724 | 0 | 16363545.4813 | 30410566.2905 | 421696.5034 | 0.72783 | 22482.5925 | 41782.4101 | 458.3381 | 851.7909
1 | 1300 | 707 | 0.035 | 15 | 15 | 7 | 5.6234e-10 | 0 | CO2 | Porous | Wet | R245fa | MinimizeLCOE_Brownfield | IgnoreSilica | 90 | 6.0285 | 0.18437 | 4 | 22181.5396 | 41228.3476 | 452.2007 | 840.4956 | 35.0859 | 2.1007 | 740098080.4901 | 975236.8216 | 0 | 1747525.9654 | 0 | 0 | 0 | 0 | 1061877.4869 | 2762787.3999 | 1885659.17 | 8433086.8438 | 3144235.0165 | 4781563.4633 | 4781563.4633 | 6296117.3735 | 2969339.9724 | 0 | 16358885.3235 | 30405906.1328 | 562341.3252 | 0.7375 | 22181.5396 | 41228.3476 | 452.2007 | 840.4956
1 | 1300 | 707 | 0.035 | 15 | 15 | 7 | 7.4989e-10 | 0 | CO2 | Porous | Wet | R245fa | MinimizeLCOE_Brownfield | IgnoreSilica | 90 | 6.014 | 0.18619 | 4 | 21960.8031 | 40821.9887 | 447.7007 | 832.2115 | 35.1478 | 2.1148 | 743367677.4341 | 978109.4814 | 0 | 1743555.8178 | 0 | 0 | 0 | 0 | 1061449.4667 | 2761673.779 | 1884899.1009 | 8429687.6458 | 3144235.0165 | 4781563.4633 | 4781563.4633 | 6296117.3735 | 2969339.9724 | 0 | 16355486.1256 | 30402506.9348 | 749894.2093 | 0.74476 | 21960.8031 | 40821.9887 | 447.7007 | 832.2115
1 | 1300 | 707 | 0.035 | 15 | 15 | 7 | 1e-09 | 0 | CO2 | Porous | Wet | R245fa | MinimizeLCOE_Brownfield | IgnoreSilica | 97.483 | 6.5228 | 0.19343 | 4 | 21778.0637 | 39933.0972 | 443.9753 | 814.0902 | 34.8755 | 2.0581 | 745833081.8726 | 1019052.7564 | 0 | 1862356.4154 | 0 | 0 | 0 | 0 | 1123749.577 | 2923765.8867 | 1995530.295 | 8924454.9306 | 3144235.0165 | 4781563.4633 | 4781563.4633 | 6296117.3735 | 2969339.9724 | 0 | 16850253.4104 | 30897274.2196 | 1000000 | 0.77373 | 21778.0637 | 39933.0972 | 443.9753 | 814.0902
1 | 1300 | 707 | 0.035 | 15 | 15 | 7 | 1.3335e-09 | 0 | CO2 | Porous | Wet | R245fa | MinimizeLCOE_Brownfield | IgnoreSilica | 98.0944 | 6.5552 | 0.19511 | 4 | 21639.1906 | 39638.371 | 441.1442 | 808.0818 | 34.8891 | 2.0615 | 748023023.7792 | 1024019.209 | 0 | 1869505.3521 | 0 | 0 | 0 | 0 | 1128474.5788 | 2936059.3722 | 2003920.8515 | 8961979.3636 | 3144235.0165 | 4781563.4633 | 4781563.4633 | 6296117.3735 | 2969339.9724 | 0 | 16887777.8434 | 30934798.6526 | 1333521.4322 | 0.78043 | 21639.1906 | 39638.371 | 441.1442 | 808.0818
1 | 1300 | 707 | 0.035 | 15 | 15 | 7 | 1.7783e-09 | 0 | CO2 | Porous | Wet | R245fa | MinimizeLCOE_Brownfield | IgnoreSilica | 98.5593 | 6.5797 | 0.19638 | 4 | 21535.1799 | 39417.7059 | 439.0238 | 803.5833 | 34.8992 | 2.0641 | 749432786.9121 | 1027785.6462 | 0 | 1874928.7483 | 0 | 0 | 0 | 0 | 1132058.6139 | 2945384.2961 | 2010285.3037 | 8990442.6083 | 3144235.0165 | 4781563.4633 | 4781563.4633 | 6296117.3735 | 2969339.9724 | 0 | 16916241.088 | 30963261.8973 | 1778279.41 | 0.78552 | 21535.1799 | 39417.7059 | 439.0238 | 803.5833
1 | 1300 | 707 | 0.035 | 15 | 15 | 7 | 2.3714e-09 | 0 | CO2 | Porous | Wet | R245fa | MinimizeLCOE_Brownfield | IgnoreSilica | 98.9102 | 6.5982 | 0.19734 | 4 | 21457.2566 | 39252.5171 | 437.4352 | 800.2157 | 34.9069 | 2.0661 | 750499083.6472 | 1030627.5532 | 0 | 1879010.5998 | 0 | 0 | 0 | 0 | 1134758.8797 | 2952409.8338 | 2015080.3776 | 9011887.2441 | 3144235.0165 | 4781563.4633 | 4781563.4633 | 6296117.3735 | 2969339.9724 | 0 | 16937685.7238 | 30984706.5331 | 2371373.7057 | 0.78937 | 21457.2566 | 39252.5171 | 437.4352 | 800.2157
1 | 1300 | 707 | 0.035 | 15 | 15 | 7 | 3.1623e-09 | 0 | CO2 | Porous | Wet | R245fa | MinimizeLCOE_Brownfield | IgnoreSilica | 99.166 | 6.6115 | 0.19806 | 4 | 21398.8644 | 39129.3957 | 436.2448 | 797.7057 | 34.913 | 2.0677 | 751641656.9321 | 1032724.8999 | 0 | 1881941.4049 | 0 | 0 | 0 | 0 | 1136719.8589 | 2957511.8995 | 2018562.6422 | 9027460.7053 | 3144235.0165 | 4781563.4633 | 4781563.4633 | 6296117.3735 | 2969339.9724 | 0 | 16953259.1851 | 31000279.9943 | 3162277.6602 | 0.79225 | 21398.8644 | 39129.3957 | 436.2448 | 797.7057
1 | 1300 | 707 | 0.035 | 15 | 15 | 7 | 4.217e-09 | 0 | CO2 | Porous | Wet | R245fa | MinimizeLCOE_Brownfield | IgnoreSilica | 99.3707 | 6.6224 | 0.19861 | 4 | 21355.1 | 39036.3434 | 435.3526 | 795.8087 | 34.9172 | 2.0688 | 752014593.7502 | 1034363.5943 | 0 | 1884335.1974 | 0 | 0 | 0 | 0 | 1138292.5287 | 2961603.6639 | 2021355.3555 | 9039950.3398 | 3144235.0165 | 4781563.4633 | 4781563.4633 | 6296117.3735 | 2969339.9724 | 0 | 16965748.8195 | 31012769.6288 | 4216965.0343 | 0.79446 | 21355.1 | 39036.3434 | 435.3526 | 795.8087
1 | 1300 | 707 | 0.035 | 15 | 15 | 7 | 5.6234e-09 | 0 | CO2 | Porous | Wet | R245fa | MinimizeLCOE_Brownfield | IgnoreSilica | 99.5144 | 6.6298 | 0.19902 | 4 | 21322.2947 | 38967.2977 | 434.6838 | 794.4011 | 34.9207 | 2.0696 | 752702712.4023 | 1035544.921 | 0 | 1885972.237 | 0 | 0 | 0 | 0 | 1139391.6916 | 2964463.4603 | 2023307.2253 | 9048679.5352 | 3144235.0165 | 4781563.4633 | 4781563.4633 | 6296117.3735 | 2969339.9724 | 0 | 16974478.015 | 31021498.8243 | 5623413.2519 | 0.79609 | 21322.2947 | 38967.2977 | 434.6838 | 794.4011
1 | 1300 | 707 | 0.035 | 15 | 15 | 7 | 7.4989e-09 | 0 | CO2 | Porous | Wet | R245fa | MinimizeLCOE_Brownfield | IgnoreSilica | 99.6265 | 6.6357 | 0.19933 | 4 | 21297.7017 | 38915.279 | 434.1825 | 793.3406 | 34.9231 | 2.0703 | 753056812.4811 | 1036452.6842 | 0 | 1887265.107 | 0 | 0 | 0 | 0 | 1140249.9386 | 2966696.4428 | 2024831.2817 | 9055495.4543 | 3144235.0165 | 4781563.4633 | 4781563.4633 | 6296117.3735 | 2969339.9724 | 0 | 16981293.9341 | 31028314.7433 | 7498942.0933 | 0.79733 | 21297.7017 | 38915.279 | 434.1825 | 793.3406
1 | 1300 | 707 | 0.035 | 15 | 15 | 7 | 1e-08 | 0 | CO2 | Porous | Wet | R245fa | MinimizeLCOE_Brownfield | IgnoreSilica | 99.7191 | 6.6407 | 0.19957 | 4 | 21279.264 | 38875.726 | 433.8066 | 792.5343 | 34.9247 | 2.0707 | 752984296.9191 | 1037176.351 | 0 | 1888368.3923 | 0 | 0 | 0 | 0 | 1140962.4499 | 2968550.2511 | 2026096.544 | 9061153.9883 | 3144235.0165 | 4781563.4633 | 4781563.4633 | 6296117.3735 | 2969339.9724 | 0 | 16986952.468 | 31033973.2773 | 10000000 | 0.79829 | 21279.264 | 38875.726 | 433.8066 | 792.5343
1 | 1400 | 707 | 0.035 | 15 | 15 | 7 | 1e-13 | 0 | CO2 | Porous | Wet | R245fa | MinimizeLCOE_Brownfield | IgnoreSilica | 0.34438 | 0.01161 | 0.00028673 | 4 | 7296659.4571 | 20101656.3133 | 148752.2725 | 409799.4534 | 30.65 | 1.2687 | 3142017333.5758 | 13722.8559 | 0 | 16393.1063 | 0 | 0 | 0 | 0 | 11745.2253 | 30558.6668 | 20856.918 | 93276.7723 | 3144235.0165 | 5131302.0575 | 5131302.0575 | 6472969.3905 | 3082262.2491 | 0 | 8368813.8463 | 23055347.5434 | 100 | 0.0011469 | 7296659.4571 | 20101656.3133 | 148752.2725 | 409799.4534
1 | 1400 | 707 | 0.035 | 15 | 15 | 7 | 1.3335e-13 | 0 | CO2 | Porous | Wet | R245fa | MinimizeLCOE_Brownfield | IgnoreSilica | 0.65185 | 0.048252 | 0.00054514 | 4 | 3871599.2424 | 10606763.7949 | 78927.7873 | 216233.2267 | 30.8912 | 1.3094 | 105866197.1103 | 22584.093 | 0 | 30194.5041 | 0 | 0 | 0 | 1068.0556 | 21000.1946 | 54638.1985 | 37291.6932 | 166776.739 | 3144235.0165 | 5131302.0575 | 5131302.0575 | 6472969.3905 | 3082262.2491 | 0 | 8442313.813 | 23128847.5101 | 133.3521 | 0.0021806 | 3871599.2424 | 10606763.7949 | 78927.7873 | 216233.2267
1 | 1400 | 707 | 0.035 | 15 | 15 | 7 | 1.7783e-13 | 0 | CO2 | Porous | Wet | R245fa | MinimizeLCOE_Brownfield | IgnoreSilica | 0.8028 | 0.060044 | 0.00074442 | 4 | 2860530.9755 | 7792758.3595 | 58315.7931 | 158865.9196 | 31.4558 | 1.401 | 7799352.5455 | 31031.1054 | 0 | 47158.5986 | 0 | 0 | 0 | 0 | 30493.9845 | 79339.0926 | 54150.561 | 242173.3421 | 3144235.0165 | 5131302.0575 | 5131302.0575 | 6472969.3905 | 3082262.2491 | 0 | 8517710.4161 | 23204244.1132 | 177.8279 | 0.0029777 | 2860530.9755 | 7792758.3595 | 58315.7931 | 158865.9196
1 | 1400 | 707 | 0.035 | 15 | 15 | 7 | 2.3714e-13 | 0 | CO2 | Porous | Wet | R245fa | MinimizeLCOE_Brownfield | IgnoreSilica | 1.0464 | 0.082067 | 0.0010878 | 4 | 1971884.1457 | 5347178.0049 | 40199.5255 | 109009.4562 | 31.8716 | 1.4659 | 30723550.0385 | 38698.9725 | 0 | 59613.5985 | 0 | 0 | 0 | 0 | 38341.9027 | 99757.7658 | 68086.7249 | 304498.9643 | 3144235.0165 | 5131302.0575 | 5131302.0575 | 6472969.3905 | 3082262.2491 | 0 | 8580036.0383 | 23266569.7354 | 237.1374 | 0.0043512 | 1971884.1457 | 5347178.0049 | 40199.5255 | 109009.4562
1 | 1400 | 707 | 0.035 | 15 | 15 | 7 | 3.1623e-13 | 0 | CO2 | Porous | Wet | R245fa | MinimizeLCOE_Brownfield | IgnoreSilica | 1.3779 | 0.11253 | 0.0015528 | 4 | 1394195.3985 | 3758662.9435 | 28422.559 | 76625.4281 | 32.1997 | 1.5151 | 32241365.1032 | 48238.1363 | 0 | 75838.7103 | 0 | 0 | 0 | 0 | 48389.9702 | 125900.7762 | 85929.8668 | 384297.4597 | 3144235.0165 | 5131302.0575 | 5131302.0575 | 6472969.3905 | 3082262.2491 | 0 | 8659834.5337 | 23346368.2308 | 316.2278 | 0.0062113 | 1394195.3985 | 3758662.9435 | 28422.559 | 76625.4281
1 | 1400 | 707 | 0.035 | 15 | 15 | 7 | 4.217e-13 | 0 | CO2 | Porous | Wet | R245fa | MinimizeLCOE_Brownfield | IgnoreSilica | 1.7995 | 0.15053 | 0.0021776 | 4 | 1004968.6906 | 2691050.3027 | 20487.6461 | 54860.7003 | 32.5013 | 1.5605 | 53447250.0534 | 59402.4339 | 0 | 94990.7718 | 0 | 0 | 0 | 0 | 60213.3502 | 156662.7859 | 106925.5705 | 478194.9123 | 3144235.0165 | 5131302.0575 | 5131302.0575 | 6472969.3905 | 3082262.2491 | 0 | 8753731.9863 | 23440265.6834 | 421.6965 | 0.0087105 | 1004968.6906 | 2691050.3027 | 20487.6461 | 54860.7003
1 | 1400 | 707 | 0.035 | 15 | 15 | 7 | 5.6234e-13 | 0 | CO2 | Porous | Wet | R245fa | MinimizeLCOE_Brownfield | IgnoreSilica | 2.3525 | 0.20025 | 0.0030145 | 4 | 735511.2777 | 1953500.6167 | 14994.3922 | 39824.7524 | 32.757 | 1.5987 | 75156096.2212 | 72870.8015 | 0 | 118675.9711 | 0 | 0 | 0 | 0 | 74703.2413 | 194362.5101 | 132656.4069 | 593268.9309 | 3144235.0165 | 5131302.0575 | 5131302.0575 | 6472969.3905 | 3082262.2491 | 0 | 8868806.0049 | 23555339.702 | 562.3413 | 0.012058 | 735511.2777 | 1953500.6167 | 14994.3922 | 39824.7524
1 | 1400 | 707 | 0.035 | 15 | 15 | 7 | 7.4989e-13 | 0 | CO2 | Porous | Wet | R245fa | MinimizeLCOE_Brownfield | IgnoreSilica | 3.0862 | 0.26627 | 0.0041333 | 4 | 545064.8739 | 1433367.5247 | 11111.8847 | 29221.1358 | 32.9644 | 1.6295 | 102626701.9736 | 89276.274 | 0 | 148404.9871 | 0 | 0 | 0 | 0 | 92695.6919 | 241175.1757 | 164607.0131 | 736159.1418 | 3144235.0165 | 5131302.0575 | 5131302.0575 | 6472969.3905 | 3082262.2491 | 0 | 9011696.2158 | 23698229.9129 | 749.8942 | 0.016533 | 545064.8739 | 1433367.5247 | 11111.8847 | 29221.1358
1 | 1400 | 707 | 0.035 | 15 | 15 | 7 | 1e-12 | 0 | CO2 | Porous | Wet | R245fa | MinimizeLCOE_Brownfield | IgnoreSilica | 4.0239 | 0.3495 | 0.0056222 | 4 | 408276.4758 | 1061340.2013 | 8323.2682 | 21636.8556 | 33.1647 | 1.6603 | 124871536.0659 | 108663.2363 | 0 | 183872.4752 | 0 | 0 | 0 | 0 | 114088.9275 | 296835.9865 | 202596.6602 | 906057.2857 | 3144235.0165 | 5131302.0575 | 5131302.0575 | 6472969.3905 | 3082262.2491 | 0 | 9181594.3597 | 23868128.0567 | 1000 | 0.022489 | 408276.4758 | 1061340.2013 | 8323.2682 | 21636.8556
1 | 1400 | 707 | 0.035 | 15 | 15 | 7 | 1.3335e-12 | 0 | CO2 | Porous | Wet | R245fa | MinimizeLCOE_Brownfield | IgnoreSilica | 5.2614 | 0.45923 | 0.0076038 | 4 | 308782.7859 | 791649.2397 | 6294.9547 | 16138.8405 | 33.3301 | 1.6858 | 152875032.8962 | 132230.5037 | 0 | 228149.2864 | 0 | 0 | 0 | 0 | 140548.1182 | 365677.3731 | 249582.321 | 1116187.6024 | 3144235.0165 | 5131302.0575 | 5131302.0575 | 6472969.3905 | 3082262.2491 | 0 | 9391724.6764 | 24078258.3735 | 1333.5214 | 0.030415 | 308782.7859 | 791649.2397 | 6294.9547 | 16138.8405
1 | 1400 | 707 | 0.035 | 15 | 15 | 7 | 1.7783e-12 | 0 | CO2 | Porous | Wet | R245fa | MinimizeLCOE_Brownfield | IgnoreSilica | 6.8567 | 0.59935 | 0.01023 | 4 | 235691.66 | 594593.2207 | 4804.8933 | 12121.5871 | 33.4877 | 1.711 | 185972765.7652 | 160342.3301 | 0 | 281710.8276 | 0 | 0 | 0 | 0 | 172400.7315 | 448551.3392 | 306145.5058 | 1369150.7343 | 3144235.0165 | 5131302.0575 | 5131302.0575 | 6472969.3905 | 3082262.2491 | 0 | 9644687.8083 | 24331221.5054 | 1778.2794 | 0.040921 | 235691.66 | 594593.2207 | 4804.8933 | 12121.5871
1 | 1400 | 707 | 0.035 | 15 | 15 | 7 | 2.3714e-12 | 0 | CO2 | Porous | Wet | R245fa | MinimizeLCOE_Brownfield | IgnoreSilica | 8.9297 | 0.78032 | 0.013706 | 4 | 181539.7245 | 449432.4088 | 3700.9328 | 9162.2876 | 33.6303 | 1.7344 | 227107804.4008 | 194128.6257 | 0 | 347291.5767 | 0 | 0 | 0 | 0 | 211153.879 | 549379.0795 | 374962.5103 | 1676915.6712 | 3144235.0165 | 5131302.0575 | 5131302.0575 | 6472969.3905 | 3082262.2491 | 0 | 9952452.7452 | 24638986.4423 | 2371.3737 | 0.054822 | 181539.7245 | 449432.4088 | 3700.9328 | 9162.2876
1 | 1400 | 707 | 0.035 | 15 | 15 | 7 | 3.1623e-12 | 0 | CO2 | Porous | Wet | R245fa | MinimizeLCOE_Brownfield | IgnoreSilica | 11.5218 | 1.0026 | 0.018262 | 4 | 141158.1655 | 342214.3485 | 2877.7001 | 6976.5024 | 33.7935 | 1.7623 | 275423632.8538 | 233526.0202 | 0 | 423711.5066 | 0 | 0 | 0 | 0 | 256322.6354 | 666898.9184 | 455172.2152 | 2035631.2958 | 3144235.0165 | 5131302.0575 | 5131302.0575 | 6472969.3905 | 3082262.2491 | 0 | 10311168.3698 | 24997702.0669 | 3162.2777 | 0.073047 | 141158.1655 | 342214.3485 | 2877.7001 | 6976.5024
1 | 1400 | 707 | 0.035 | 15 | 15 | 7 | 4.217e-12 | 0 | CO2 | Porous | Wet | R245fa | MinimizeLCOE_Brownfield | IgnoreSilica | 14.8151 | 1.2818 | 0.02421 | 4 | 110886.2673 | 262543.5665 | 2260.5665 | 5352.3057 | 33.9525 | 1.7902 | 327386154.0378 | 280114.0473 | 0 | 515015.8419 | 0 | 0 | 0 | 0 | 310100.6568 | 806818.2986 | 550670.0672 | 2462718.9117 | 3144235.0165 | 5131302.0575 | 5131302.0575 | 6472969.3905 | 3082262.2491 | 0 | 10738255.9857 | 25424789.6828 | 4216.965 | 0.09684 | 110886.2673 | 262543.5665 | 2260.5665 | 5352.3057
1 | 1400 | 707 | 0.035 | 15 | 15 | 7 | 5.6234e-12 | 0 | CO2 | Porous | Wet | R245fa | MinimizeLCOE_Brownfield | IgnoreSilica | 18.9102 | 1.6236 | 0.031886 | 4 | 88090.43 | 203239.704 | 1795.8426 | 4143.3163 | 34.1195 | 1.8203 | 383335241.3778 | 334262.6558 | 0 | 621364.2183 | 0 | 0 | 0 | 0 | 372694.4809 | 969674.5891 | 661822.8319 | 2959818.776 | 3144235.0165 | 5131302.0575 | 5131302.0575 | 6472969.3905 | 3082262.2491 | 0 | 11235355.85 | 25921889.5471 | 5623.4133 | 0.12754 | 88090.43 | 203239.704 | 1795.8426 | 4143.3163
1 | 1400 | 707 | 0.035 | 15 | 15 | 7 | 7.4989e-12 | 0 | CO2 | Porous | Wet | R245fa | MinimizeLCOE_Brownfield | IgnoreSilica | 23.8756 | 2.0294 | 0.041625 | 4 | 70867.7499 | 159075.9121 | 1444.7349 | 3242.9776 | 34.3025 | 1.8543 | 444545668.7004 | 395943.8195 | 0 | 741787.564 | 0 | 0 | 0 | 0 | 443715.2395 | 1154456.0347 | 787939.9654 | 3523842.6231 | 3144235.0165 | 5131302.0575 | 5131302.0575 | 6472969.3905 | 3082262.2491 | 0 | 11799379.6971 | 26485913.3942 | 7498.9421 | 0.1665 | 70867.7499 | 159075.9121 | 1444.7349 | 3242.9776
1 | 1400 | 707 | 0.035 | 15 | 15 | 7 | 1e-11 | 0 | CO2 | Porous | Wet | R245fa | MinimizeLCOE_Brownfield | IgnoreSilica | 29.7682 | 2.5003 | 0.053723 | 4 | 57828.5848 | 126172.9602 | 1178.9139 | 2572.2065 | 34.4979 | 1.8916 | 509472978.6383 | 464979.8844 | 0 | 875322.5993 | 0 | 0 | 0 | 0 | 522717.9686 | 1360004.9302 | 928231.3101 | 4151256.6926 | 3144235.0165 | 5131302.0575 | 5131302.0575 | 6472969.3905 | 3082262.2491 | 0 | 12426793.7666 | 27113327.4636 | 10000 | 0.21489 | 57828.5848 | 126172.9602 | 1178.9139 | 2572.2065
1 | 1400 | 707 | 0.035 | 15 | 15 | 7 | 1.3335e-11 | 0 | CO2 | Porous | Wet | R245fa | MinimizeLCOE_Brownfield | IgnoreSilica | 36.513 | 3.0246 | 0.068304 | 4 | 47949.563 | 101703.6744 | 977.5167 | 2073.367 | 34.7078 | 1.9327 | 572702774.4031 | 539981.6407 | 0 | 1017881.0043 | 0 | 0 | 0 | 0 | 607566.4315 | 1580763.2258 | 1078903.3831 | 4825095.6854 | 3144235.0165 | 5131302.0575 | 5131302.0575 | 6472969.3905 | 3082262.2491 | 0 | 13100632.7594 | 27787166.4565 | 13335.2143 | 0.27322 | 47949.563 | 101703.6744 | 977.5167 | 2073.367
1 | 1400 | 707 | 0.035 | 15 | 15 | 7 | 1.7783e-11 | 0 | CO2 | Porous | Wet | R245fa | MinimizeLCOE_Brownfield | IgnoreSilica | 43.9534 | 3.586 | 0.085247 | 4 | 40470.8094 | 83541.4267 | 825.0522 | 1703.105 | 34.9258 | 1.9768 | 634274468.0885 | 618967.0899 | 0 | 1164708.3344 | 0 | 0 | 0 | 0 | 695633.4155 | 1809895.4531 | 1235290.8364 | 5524495.1293 | 3144235.0165 | 5131302.0575 | 5131302.0575 | 6472969.3905 | 3082262.2491 | 0 | 13800032.2033 | 28486565.9004 | 17782.7941 | 0.34099 | 40470.8094 | 83541.4267 | 825.0522 | 1703.105
1 | 1400 | 707 | 0.035 | 15 | 15 | 7 | 2.3714e-11 | 0 | CO2 | Porous | Wet | R245fa | MinimizeLCOE_Brownfield | IgnoreSilica | 51.7607 | 4.1556 | 0.10404 | 4 | 34822.8489 | 70111.9532 | 709.9109 | 1429.327 | 35.1484 | 2.0232 | 691732778.9701 | 698730.5671 | 0 | 1308515.9792 | 0 | 0 | 0 | 0 | 782826.153 | 2036753.0705 | 1390125.8217 | 6216951.5915 | 3144235.0165 | 5131302.0575 | 5131302.0575 | 6472969.3905 | 3082262.2491 | 0 | 14492488.6655 | 29179022.3625 | 23713.7371 | 0.41618 | 34822.8489 | 70111.9532 | 709.9109 | 1429.327
1 | 1400 | 707 | 0.035 | 15 | 15 | 7 | 3.1623e-11 | 0 | CO2 | Porous | Wet | R245fa | MinimizeLCOE_Brownfield | IgnoreSilica | 59.5339 | 4.7023 | 0.12385 | 4 | 30572.9572 | 60219.1424 | 623.2711 | 1227.6487 | 35.3678 | 2.0705 | 743487511.096 | 775774.1554 | 0 | 1442356.6577 | 0 | 0 | 0 | 0 | 865071.0171 | 2250737.3361 | 1536174.4799 | 6870113.6464 | 3144235.0165 | 5131302.0575 | 5131302.0575 | 6472969.3905 | 3082262.2491 | 0 | 15145650.7203 | 29832184.4174 | 31622.7766 | 0.49539 | 30572.9572 | 60219.1424 | 623.2711 | 1227.6487
1 | 1400 | 707 | 0.035 | 15 | 15 | 7 | 4.217e-11 | 0 | CO2 | Porous | Wet | R245fa | MinimizeLCOE_Brownfield | IgnoreSilica | 66.9151 | 5.203 | 0.14365 | 4 | 27387.1424 | 52946.8906 | 558.3239 | 1079.394 | 35.5733 | 2.1164 | 787236448.4252 | 847187.2759 | 0 | 1561724.4058 | 0 | 0 | 0 | 0 | 939475.5559 | 2444322.6834 | 1668300.4572 | 7461010.3782 | 3144235.0165 | 5131302.0575 | 5131302.0575 | 6472969.3905 | 3082262.2491 | 0 | 15736547.4522 | 30423081.1493 | 42169.6503 | 0.5746 | 27387.1424 | 52946.8906 | 558.3239 | 1079.394
1 | 1400 | 707 | 0.035 | 15 | 15 | 7 | 5.6234e-11 | 0 | CO2 | Porous | Wet | R245fa | MinimizeLCOE_Brownfield | IgnoreSilica | 73.5977 | 5.6406 | 0.16245 | 4 | 25006.0177 | 47607.2352 | 509.7815 | 970.5379 | 35.7589 | 2.1591 | 823670394.4086 | 910709.263 | 0 | 1663721.1104 | 0 | 0 | 0 | 0 | 1004027.8456 | 2612274.4999 | 1782931.0231 | 7973663.7421 | 3144235.0165 | 5131302.0575 | 5131302.0575 | 6472969.3905 | 3082262.2491 | 0 | 16249200.8161 | 30935734.5132 | 56234.1325 | 0.64981 | 25006.0177 | 47607.2352 | 509.7815 | 970.5379
1 | 1400 | 707 | 0.035 | 15 | 15 | 7 | 7.4989e-11 | 0 | CO2 | Porous | Wet | R245fa | MinimizeLCOE_Brownfield | IgnoreSilica | 79.4413 | 6.0116 | 0.17953 | 4 | 23229.4275 | 43680.5436 | 473.5633 | 890.487 | 35.9185 | 2.1969 | 852807930.8994 | 965453.1019 | 0 | 1748622.9409 | 0 | 0 | 0 | 0 | 1058489.6567 | 2753972.9605 | 1879643.134 | 8406181.7939 | 3144235.0165 | 5131302.0575 | 5131302.0575 | 6472969.3905 | 3082262.2491 | 0 | 16681718.8679 | 31368252.565 | 74989.4209 | 0.71813 | 23229.4275 | 43680.5436 | 473.5633 | 890.487
1 | 1400 | 707 | 0.035 | 15 | 15 | 7 | 1e-10 | 0 | CO2 | Porous | Wet | R245fa | MinimizeLCOE_Brownfield | IgnoreSilica | 84.3555 | 6.3147 | 0.19442 | 4 | 21904.7696 | 40790.0947 | 446.5584 | 831.5613 | 36.0531 | 2.2295 | 876658279.8383 | 1011086.1778 | 0 | 1816943.5966 | 0 | 0 | 0 | 0 | 1102931.612 | 2869601.8121 | 1958562.2012 | 8759125.3997 | 3144235.0165 | 5131302.0575 | 5131302.0575 | 6472969.3905 | 3082262.2491 | 0 | 17034662.4737 | 31721196.1707 | 100000 | 0.77767 | 21904.7696 | 40790.0947 | 446.5584 | 831.5613
1 | 1400 | 707 | 0.035 | 15 | 15 | 7 | 1.3335e-10 | 0 | CO2 | Porous | Wet | R245fa | MinimizeLCOE_Brownfield | IgnoreSilica | 88.4233 | 6.5603 | 0.20701 | 4 | 20916.9963 | 38653.5814 | 426.4213 | 788.0055 | 36.1613 | 2.2564 | 893955199.5589 | 1048484.0601 | 0 | 1871681.1361 | 0 | 0 | 0 | 0 | 1138864.4265 | 2963091.6246 | 2022370.9192 | 9044492.1665 | 3144235.0165 | 5131302.0575 | 5131302.0575 | 6472969.3905 | 3082262.2491 | 0 | 17320029.2405 | 32006562.9376 | 133352.1432 | 0.82804 | 20916.9963 | 38653.5814 | 426.4213 | 788.0055
1 | 1400 | 707 | 0.035 | 15 | 15 | 7 | 1.7783e-10 | 0 | CO2 | Porous | Wet | R245fa | MinimizeLCOE_Brownfield | IgnoreSilica | 90 | 6.6225 | 0.21575 | 4 | 20185.919 | 37203.9914 | 411.5173 | 758.4537 | 36.3331 | 2.296 | 899108380.7927 | 1068609.1607 | 0 | 1883953.866 | 0 | 0 | 0 | 0 | 1151499.5804 | 2995965.7032 | 2044808.1534 | 9144836.4637 | 3144235.0165 | 5131302.0575 | 5131302.0575 | 6472969.3905 | 3082262.2491 | 0 | 17420373.5377 | 32106907.2348 | 177827.941 | 0.863 | 20185.919 | 37203.9914 | 411.5173 | 758.4537
1 | 1400 | 707 | 0.035 | 15 | 15 | 7 | 2.3714e-10 | 0 | CO2 | Porous | Wet | R245fa | MinimizeLCOE_Brownfield | IgnoreSilica | 90 | 6.5767 | 0.22131 | 4 | 19664.8369 | 36255.0534 | 400.8943 | 739.1083 | 36.5235 | 2.3392 | 909943958.2216 | 1077014.6916 | 0 | 1871666.226 | 0 | 0 | 0 | 0 | 1149985.5579 | 2992026.5272 | 2042119.5848 | 9132812.5875 | 3144235.0165 | 5131302.0575 | 5131302.0575 | 6472969.3905 | 3082262.2491 | 0 | 17408349.6615 | 32094883.3586 | 237137.3706 | 0.88525 | 19664.8369 | 36255.0534 | 400.8943 | 739.1083
1 | 1400 | 707 | 0.035 | 15 | 15 | 7 | 3.1623e-10 | 0 | CO2 | Porous | Wet | R245fa | MinimizeLCOE_Brownfield | IgnoreSilica | 97.5265 | 7.118 | 0.23293 | 4 | 19258.7082 | 35021.5911 | 392.6148 | 713.9625 | 36.2943 | 2.2939 | 917514485.7437 | 1126389.9223 | 0 | 1995121.9609 | 0 | 0 | 0 | 0 | 1217389.6345 | 3167398.1079 | 2161814.2922 | 9668113.9178 | 3144235.0165 | 5131302.0575 | 5131302.0575 | 6472969.3905 | 3082262.2491 | 0 | 17943650.9918 | 32630184.6889 | 316227.766 | 0.93172 | 19258.7082 | 35021.5911 | 392.6148 | 713.9625
1 | 1400 | 707 | 0.035 | 15 | 15 | 7 | 4.217e-10 | 0 | CO2 | Porous | Wet | R245fa | MinimizeLCOE_Brownfield | IgnoreSilica | 99.164 | 7.2114 | 0.23823 | 4 | 18943.1524 | 34355.0205 | 386.1818 | 700.3736 | 36.335 | 2.3047 | 923352451.9263 | 1141032.8538 | 0 | 2015339.8836 | 0 | 0 | 0 | 0 | 1230985.3676 | 3202771.4166 | 2185957.3022 | 9776086.8238 | 3144235.0165 | 5131302.0575 | 5131302.0575 | 6472969.3905 | 3082262.2491 | 0 | 18051623.8978 | 32738157.5949 | 421696.5034 | 0.95294 | 18943.1524 | 34355.0205 | 386.1818 | 700.3736
1 | 1400 | 707 | 0.035 | 15 | 15 | 7 | 5.6234e-10 | 0 | CO2 | Porous | Wet | R245fa | MinimizeLCOE_Brownfield | IgnoreSilica | 100.4159 | 7.2821 | 0.24234 | 4 | 18707.0217 | 33858.0159 | 381.3679 | 690.2415 | 36.3665 | 2.313 | 928261311.284 | 1152229.3028 | 0 | 2030594.527 | 0 | 0 | 0 | 0 | 1241301.2936 | 3229611.34 | 2204276.1014 | 9858012.5648 | 3144235.0165 | 5131302.0575 | 5131302.0575 | 6472969.3905 | 3082262.2491 | 0 | 18133549.6388 | 32820083.3359 | 562341.3252 | 0.96934 | 18707.0217 | 33858.0159 | 381.3679 | 690.2415
1 | 1400 | 707 | 0.035 | 15 | 15 | 7 | 7.4989e-10 | 0 | CO2 | Porous | Wet | R245fa | MinimizeLCOE_Brownfield | IgnoreSilica | 101.3781 | 7.3363 | 0.24549 | 4 | 18530.2437 | 33486.3889 | 377.7641 | 682.6653 | 36.3901 | 2.3193 | 931622964.6818 | 1160802.6202 | 0 | 2042249.7854 | 0 | 0 | 0 | 0 | 1249190.4382 | 3250137.2759 | 2218285.4745 | 9920665.5942 | 3144235.0165 | 5131302.0575 | 5131302.0575 | 6472969.3905 | 3082262.2491 | 0 | 18196202.6682 | 32882736.3653 | 749894.2093 | 0.98197 | 18530.2437 | 33486.3889 | 377.7641 | 682.6653
1 | 1400 | 707 | 0.035 | 15 | 15 | 7 | 1e-09 | 0 | CO2 | Porous | Wet | R245fa | MinimizeLCOE_Brownfield | IgnoreSilica | 102.1091 | 7.3772 | 0.2479 | 4 | 18397.8501 | 33208.5562 | 375.0651 | 677.0013 | 36.4081 | 2.3241 | 934192074.1862 | 1167311.7041 | 0 | 2051044.7497 | 0 | 0 | 0 | 0 | 1255159.017 | 3265666.2937 | 2228884.3482 | 9968066.1127 | 3144235.0165 | 5131302.0575 | 5131302.0575 | 6472969.3905 | 3082262.2491 | 0 | 18243603.1867 | 32930136.8837 | 1000000 | 0.99162 | 18397.8501 | 33208.5562 | 375.0651 | 677.0013
1 | 1400 | 707 | 0.035 | 15 | 15 | 7 | 1.3335e-09 | 0 | CO2 | Porous | Wet | R245fa | MinimizeLCOE_Brownfield | IgnoreSilica | 102.6692 | 7.4086 | 0.24974 | 4 | 18298.6675 | 33000.3351 | 373.0431 | 672.7565 | 36.4215 | 2.3277 | 935837878.8164 | 1172273.367 | 0 | 2057779.7657 | 0 | 0 | 0 | 0 | 1259720.7217 | 3277534.9137 | 2236984.9252 | 10004293.6933 | 3144235.0165 | 5131302.0575 | 5131302.0575 | 6472969.3905 | 3082262.2491 | 0 | 18279830.7673 | 32966364.4644 | 1333521.4322 | 0.99897 | 18298.6675 | 33000.3351 | 373.0431 | 672.7565
1 | 1400 | 707 | 0.035 | 15 | 15 | 7 | 1.7783e-09 | 0 | CO2 | Porous | Wet | R245fa | MinimizeLCOE_Brownfield | IgnoreSilica | 103.0862 | 7.4318 | 0.25113 | 4 | 18224.3474 | 32844.8082 | 371.528 | 669.5858 | 36.4318 | 2.3305 | 937161540.4515 | 1175986.8513 | 0 | 2062743.7335 | 0 | 0 | 0 | 0 | 1263104.9281 | 3286339.9244 | 2242994.526 | 10031169.9633 | 3144235.0165 | 5131302.0575 | 5131302.0575 | 6472969.3905 | 3082262.2491 | 0 | 18306707.0373 | 32993240.7344 | 1778279.41 | 1.0045 | 18224.3474 | 32844.8082 | 371.528 | 669.5858
1 | 1400 | 707 | 0.035 | 15 | 15 | 7 | 2.3714e-09 | 0 | CO2 | Porous | Wet | R245fa | MinimizeLCOE_Brownfield | IgnoreSilica | 103.4003 | 7.4492 | 0.25218 | 4 | 18168.6474 | 32728.3478 | 370.3925 | 667.2116 | 36.4396 | 2.3326 | 938553168.9967 | 1178784.9064 | 0 | 2066471.5367 | 0 | 0 | 0 | 0 | 1265650.0128 | 3292961.7128 | 2247514.0326 | 10051382.2014 | 3144235.0165 | 5131302.0575 | 5131302.0575 | 6472969.3905 | 3082262.2491 | 0 | 18326919.2754 | 33013452.9725 | 2371373.7057 | 1.0087 | 18168.6474 | 32728.3478 | 370.3925 | 667.2116
1 | 1400 | 707 | 0.035 | 15 | 15 | 7 | 3.1623e-09 | 0 | CO2 | Porous | Wet | R245fa | MinimizeLCOE_Brownfield | IgnoreSilica | 103.6413 | 7.4626 | 0.25297 | 4 | 18126.8966 | 32640.8634 | 369.5413 | 665.4281 | 36.4453 | 2.3342 | 939232571.1713 | 1180915.0781 | 0 | 2069346.0895 | 0 | 0 | 0 | 0 | 1267601.8554 | 3298040.0068 | 2250980.0726 | 10066883.1024 | 3144235.0165 | 5131302.0575 | 5131302.0575 | 6472969.3905 | 3082262.2491 | 0 | 18342420.1764 | 33028953.8734 | 3162277.6602 | 1.0119 | 18126.8966 | 32640.8634 | 369.5413 | 665.4281
1 | 1400 | 707 | 0.035 | 15 | 15 | 7 | 4.217e-09 | 0 | CO2 | Porous | Wet | R245fa | MinimizeLCOE_Brownfield | IgnoreSilica | 103.8265 | 7.473 | 0.25357 | 4 | 18095.5983 | 32575.0971 | 368.9032 | 664.0874 | 36.4494 | 2.3353 | 939561372.5986 | 1182538.3149 | 0 | 2071570.6672 | 0 | 0 | 0 | 0 | 1269102.503 | 3301944.3841 | 2253644.8903 | 10078800.7596 | 3144235.0165 | 5131302.0575 | 5131302.0575 | 6472969.3905 | 3082262.2491 | 0 | 18354337.8336 | 33040871.5307 | 4216965.0343 | 1.0143 | 18095.5983 | 32575.0971 | 368.9032 | 664.0874
1 | 1400 | 707 | 0.035 | 15 | 15 | 7 | 5.6234e-09 | 0 | CO2 | Porous | Wet | R245fa | MinimizeLCOE_Brownfield | IgnoreSilica | 103.9534 | 7.4799 | 0.25402 | 4 | 18072.1335 | 32526.469 | 368.4249 | 663.0961 | 36.453 | 2.3363 | 940386790.831 | 1183692.4684 | 0 | 2073035.3372 | 0 | 0 | 0 | 0 | 1270123.8442 | 3304601.7043 | 2255458.566 | 10086911.92 | 3144235.0165 | 5131302.0575 | 5131302.0575 | 6472969.3905 | 3082262.2491 | 0 | 18362448.994 | 33048982.691 | 5623413.2519 | 1.0161 | 18072.1335 | 32526.469 | 368.4249 | 663.0961
1 | 1400 | 707 | 0.035 | 15 | 15 | 7 | 7.4989e-09 | 0 | CO2 | Porous | Wet | R245fa | MinimizeLCOE_Brownfield | IgnoreSilica | 104.0628 | 7.4861 | 0.25436 | 4 | 18054.5409 | 32489.2625 | 368.0662 | 662.3376 | 36.4551 | 2.3369 | 940344068.0283 | 1184634.7767 | 0 | 2074369.684 | 0 | 0 | 0 | 0 | 1271011.7397 | 3306911.8263 | 2257035.2717 | 10093963.2984 | 3144235.0165 | 5131302.0575 | 5131302.0575 | 6472969.3905 | 3082262.2491 | 0 | 18369500.3724 | 33056034.0695 | 7498942.0933 | 1.0174 | 18054.5409 | 32489.2625 | 368.0662 | 662.3376
1 | 1400 | 707 | 0.035 | 15 | 15 | 7 | 1e-08 | 0 | CO2 | Porous | Wet | R245fa | MinimizeLCOE_Brownfield | IgnoreSilica | 104.1313 | 7.4898 | 0.25461 | 4 | 18041.3501 | 32462.0993 | 367.7973 | 661.7838 | 36.4573 | 2.3374 | 940732958.0541 | 1185269.5563 | 0 | 2075144.0185 | 0 | 0 | 0 | 0 | 1271561.2942 | 3308341.6543 | 2258011.1587 | 10098327.6819 | 3144235.0165 | 5131302.0575 | 5131302.0575 | 6472969.3905 | 3082262.2491 | 0 | 18373864.7559 | 33060398.453 | 10000000 | 1.0184 | 18041.3501 | 32462.0993 | 367.7973 | 661.7838
1 | 1500 | 707 | 0.035 | 15 | 15 | 7 | 1e-13 | 0 | CO2 | Porous | Wet | R245fa | MinimizeLCOE_Brownfield | IgnoreSilica | 0.45181 | 0.025871 | 0.00045571 | 4 | 4816050.7174 | 13231431.1151 | 98181.7081 | 269740.6201 | 31.7342 | 1.4545 | 2051771294.7111 | 20130.9141 | 0 | 26451.8638 | 0 | 0 | 0 | 1108.3971 | 18599.5582 | 48392.2353 | 33028.6949 | 147711.6634 | 3144235.0165 | 5486900.7426 | 5486900.7426 | 6655388.4938 | 3197528.562 | 0 | 8778847.4225 | 24118665.2209 | 100 | 0.0018228 | 4816050.7174 | 13231431.1151 | 98181.7081 | 269740.6201
1 | 1500 | 707 | 0.035 | 15 | 15 | 7 | 1.3335e-13 | 0 | CO2 | Porous | Wet | R245fa | MinimizeLCOE_Brownfield | IgnoreSilica | 0.60277 | 0.040859 | 0.00072781 | 4 | 3031517.5041 | 8300677.1914 | 61801.5848 | 169220.532 | 32.4028 | 1.562 | 1904484327.3426 | 26491.5497 | 0 | 35743.7369 | 0 | 0 | 0 | 515.8378 | 24472.9385 | 63673.5659 | 43458.5171 | 194356.1459 | 3144235.0165 | 5486900.7426 | 5486900.7426 | 6655388.4938 | 3197528.562 | 0 | 8825491.9049 | 24165309.7034 | 133.3521 | 0.0029112 | 3031517.5041 | 8300677.1914 | 61801.5848 | 169220.532
1 | 1500 | 707 | 0.035 | 15 | 15 | 7 | 1.7783e-13 | 0 | CO2 | Porous | Wet | R245fa | MinimizeLCOE_Brownfield | IgnoreSilica | 0.80743 | 0.061128 | 0.0011002 | 4 | 2019030.6955 | 5504859.4709 | 41160.6717 | 112224.0062 | 32.9612 | 1.6454 | 2084753980.4802 | 34333.1775 | 0 | 47628.7505 | 0 | 0 | 0 | 0 | 31965.1519 | 83166.7684 | 56763.0283 | 253856.8766 | 3144235.0165 | 5486900.7426 | 5486900.7426 | 6655388.4938 | 3197528.562 | 0 | 8884992.6357 | 24224810.4341 | 177.8279 | 0.0044006 | 2019030.6955 | 5504859.4709 | 41160.6717 | 112224.0062
1 | 1500 | 707 | 0.035 | 15 | 15 | 7 | 2.3714e-13 | 0 | CO2 | Porous | Wet | R245fa | MinimizeLCOE_Brownfield | IgnoreSilica | 1.0658 | 0.085965 | 0.0015949 | 4 | 1403854.7896 | 3808409.2781 | 28619.4787 | 77639.5744 | 33.4574 | 1.7176 | 40932128.8625 | 43394.1712 | 0 | 61451.5999 | 0 | 0 | 0 | 0 | 40889.8507 | 106387.0039 | 72611.3162 | 324733.9419 | 3144235.0165 | 5486900.7426 | 5486900.7426 | 6655388.4938 | 3197528.562 | 0 | 8955869.701 | 24295687.4994 | 237.1374 | 0.0063795 | 1403854.7896 | 3808409.2781 | 28619.4787 | 77639.5744
1 | 1500 | 707 | 0.035 | 15 | 15 | 7 | 3.1623e-13 | 0 | CO2 | Porous | Wet | R245fa | MinimizeLCOE_Brownfield | IgnoreSilica | 1.4337 | 0.12236 | 0.0022785 | 4 | 993081.9655 | 2676214.5879 | 20245.3191 | 54558.2542 | 33.8162 | 1.7637 | 714533682.4537 | 55059.0215 | 0 | 80436.5172 | 0 | 0 | 0 | 0 | 52843.2601 | 137487.3231 | 93837.9231 | 419664.045 | 3144235.0165 | 5486900.7426 | 5486900.7426 | 6655388.4938 | 3197528.562 | 0 | 9050799.8041 | 24390617.6025 | 316.2278 | 0.0091138 | 993081.9655 | 2676214.5879 | 20245.3191 | 54558.2542
1 | 1500 | 707 | 0.035 | 15 | 15 | 7 | 4.217e-13 | 0 | CO2 | Porous | Wet | R245fa | MinimizeLCOE_Brownfield | IgnoreSilica | 1.931 | 0.17178 | 0.0032006 | 4 | 716264.4839 | 1914446.436 | 14602.0203 | 39028.5801 | 34.0869 | 1.7953 | 2160875746.0546 | 69343.2089 | 0 | 104648.3895 | 0 | 0 | 0 | 0 | 67856.7234 | 176549.275 | 120498.5079 | 538896.1047 | 3144235.0165 | 5486900.7426 | 5486900.7426 | 6655388.4938 | 3197528.562 | 0 | 9170031.8638 | 24509849.6623 | 421.6965 | 0.012803 | 716264.4839 | 1914446.436 | 14602.0203 | 39028.5801
1 | 1500 | 707 | 0.035 | 15 | 15 | 7 | 5.6234e-13 | 0 | CO2 | Porous | Wet | R245fa | MinimizeLCOE_Brownfield | IgnoreSilica | 2.5766 | 0.23527 | 0.0044269 | 4 | 525936.5935 | 1392217.0545 | 10721.9288 | 28382.2278 | 34.3205 | 1.8235 | 2212233841.271 | 86263.9056 | 0 | 133925.202 | 0 | 0 | 0 | 0 | 85873.752 | 223425.8875 | 152492.7592 | 681981.5063 | 3144235.0165 | 5486900.7426 | 5486900.7426 | 6655388.4938 | 3197528.562 | 0 | 9313117.2654 | 24652935.0638 | 562.3413 | 0.017708 | 525936.5935 | 1392217.0545 | 10721.9288 | 28382.2278
1 | 1500 | 707 | 0.035 | 15 | 15 | 7 | 7.4989e-13 | 0 | CO2 | Porous | Wet | R245fa | MinimizeLCOE_Brownfield | IgnoreSilica | 3.4392 | 0.32014 | 0.006067 | 4 | 391095.6539 | 1023196.2223 | 7973.0139 | 20859.239 | 34.4999 | 1.8442 | 2477008640.6807 | 106877.0134 | 0 | 170780.0425 | 0 | 0 | 0 | 0 | 108286.2518 | 281738.6146 | 192292.3936 | 859974.316 | 3144235.0165 | 5486900.7426 | 5486900.7426 | 6655388.4938 | 3197528.562 | 0 | 9491110.0751 | 24830927.8735 | 749.8942 | 0.024268 | 391095.6539 | 1023196.2223 | 7973.0139 | 20859.239
1 | 1500 | 707 | 0.035 | 15 | 15 | 7 | 1e-12 | 0 | CO2 | Porous | Wet | R245fa | MinimizeLCOE_Brownfield | IgnoreSilica | 4.5842 | 0.43264 | 0.0082535 | 4 | 294150.4952 | 758795.0493 | 5996.6557 | 15469.0634 | 34.6411 | 1.8604 | 1453603936.6647 | 131882.8153 | 0 | 216805.3212 | 0 | 0 | 0 | 0 | 135988.3732 | 353813.8521 | 241485.2242 | 1079975.5859 | 3144235.0165 | 5486900.7426 | 5486900.7426 | 6655388.4938 | 3197528.562 | 0 | 9711111.345 | 25050929.1434 | 1000 | 0.033014 | 294150.4952 | 758795.0493 | 5996.6557 | 15469.0634
1 | 1500 | 707 | 0.035 | 15 | 15 | 7 | 1.3335e-12 | 0 | CO2 | Porous | Wet | R245fa | MinimizeLCOE_Brownfield | IgnoreSilica | 6.1117 | 0.58275 | 0.011167 | 4 | 223526.0809 | 566929.9893 | 4556.8815 | 11557.6347 | 34.7465 | 1.8721 | 1402985407.038 | 162378.9626 | 0 | 274702.3375 | 0 | 0 | 0 | 0 | 170461.707 | 443506.3952 | 302702.2279 | 1353751.6302 | 3144235.0165 | 5486900.7426 | 5486900.7426 | 6655388.4938 | 3197528.562 | 0 | 9984887.3892 | 25324705.1877 | 1333.5214 | 0.04467 | 223526.0809 | 566929.9893 | 4556.8815 | 11557.6347
1 | 1500 | 707 | 0.035 | 15 | 15 | 7 | 1.7783e-12 | 0 | CO2 | Porous | Wet | R245fa | MinimizeLCOE_Brownfield | IgnoreSilica | 8.1527 | 0.78348 | 0.015042 | 4 | 171624.0533 | 426572.2848 | 3498.7885 | 8696.253 | 34.8187 | 1.8795 | 1731933762.9399 | 199622.4243 | 0 | 347702.0248 | 0 | 0 | 0 | 0 | 213456.5352 | 555370.1186 | 379051.5176 | 1695202.6206 | 3144235.0165 | 5486900.7426 | 5486900.7426 | 6655388.4938 | 3197528.562 | 0 | 10326338.3796 | 25666156.1781 | 1778.2794 | 0.060168 | 171624.0533 | 426572.2848 | 3498.7885 | 8696.253
1 | 1500 | 707 | 0.035 | 15 | 15 | 7 | 2.3714e-12 | 0 | CO2 | Porous | Wet | R245fa | MinimizeLCOE_Brownfield | IgnoreSilica | 10.8789 | 1.0519 | 0.02019 | 4 | 133138.5388 | 323077.445 | 2714.2092 | 6586.3707 | 34.8657 | 1.8836 | 2710242864.7149 | 245142.8099 | 0 | 439779.8524 | 0 | 0 | 0 | 0 | 267119.8383 | 694991.0254 | 474345.6555 | 2121379.1814 | 3144235.0165 | 5486900.7426 | 5486900.7426 | 6655388.4938 | 3197528.562 | 0 | 10752514.9405 | 26092332.7389 | 2371.3737 | 0.080762 | 133138.5388 | 323077.445 | 2714.2092 | 6586.3707
1 | 1500 | 707 | 0.035 | 15 | 15 | 7 | 3.1623e-12 | 0 | CO2 | Porous | Wet | R245fa | MinimizeLCOE_Brownfield | IgnoreSilica | 14.0971 | 1.356 | 0.026831 | 4 | 104479.7904 | 247407.8989 | 2129.9618 | 5043.7447 | 35.0112 | 1.9096 | 398989144.4127 | 295401.659 | 0 | 538304.868 | 0 | 0 | 0 | 0 | 325145.5455 | 845962.0129 | 577386.4566 | 2582200.542 | 3144235.0165 | 5486900.7426 | 5486900.7426 | 6655388.4938 | 3197528.562 | 0 | 11213336.3011 | 26553154.0995 | 3162.2777 | 0.10733 | 104479.7904 | 247407.8989 | 2129.9618 | 5043.7447
1 | 1500 | 707 | 0.035 | 15 | 15 | 7 | 4.217e-12 | 0 | CO2 | Porous | Wet | R245fa | MinimizeLCOE_Brownfield | IgnoreSilica | 17.9675 | 1.7099 | 0.035364 | 4 | 82900.813 | 191343.2416 | 1690.0452 | 3900.7908 | 35.2057 | 1.9466 | 464470224.6025 | 352168.4144 | 0 | 647320.4986 | 0 | 0 | 0 | 0 | 389800.6761 | 1014181.4 | 692199.6449 | 3095670.6339 | 3144235.0165 | 5486900.7426 | 5486900.7426 | 6655388.4938 | 3197528.562 | 0 | 11726806.393 | 27066624.1914 | 4216.965 | 0.14146 | 82900.813 | 191343.2416 | 1690.0452 | 3900.7908
1 | 1500 | 707 | 0.035 | 15 | 15 | 7 | 5.6234e-12 | 0 | CO2 | Porous | Wet | R245fa | MinimizeLCOE_Brownfield | IgnoreSilica | 22.6692 | 2.1295 | 0.046221 | 4 | 66578.6891 | 149548.175 | 1357.2966 | 3048.7418 | 35.4179 | 1.9881 | 536608158.0897 | 416968.5292 | 0 | 770621.8902 | 0 | 0 | 0 | 0 | 463160.2635 | 1205047.9985 | 822470.0202 | 3678268.7016 | 3144235.0165 | 5486900.7426 | 5486900.7426 | 6655388.4938 | 3197528.562 | 0 | 12309404.4607 | 27649222.2591 | 5623.4133 | 0.18489 | 66578.6891 | 149548.175 | 1357.2966 | 3048.7418
1 | 1500 | 707 | 0.035 | 15 | 15 | 7 | 7.4989e-12 | 0 | CO2 | Porous | Wet | R245fa | MinimizeLCOE_Brownfield | IgnoreSilica | 28.2723 | 2.6167 | 0.05978 | 4 | 54194.1402 | 118344.9921 | 1104.8209 | 2412.6227 | 35.6458 | 2.0339 | 611092063.0019 | 489818.2481 | 0 | 907491.5822 | 0 | 0 | 0 | 0 | 544950.8338 | 1417850.2848 | 967711.9533 | 4327822.9021 | 3144235.0165 | 5486900.7426 | 5486900.7426 | 6655388.4938 | 3197528.562 | 0 | 12958958.6612 | 28298776.4596 | 7498.9421 | 0.23912 | 54194.1402 | 118344.9921 | 1104.8209 | 2412.6227
1 | 1500 | 707 | 0.035 | 15 | 15 | 7 | 1e-11 | 0 | CO2 | Porous | Wet | R245fa | MinimizeLCOE_Brownfield | IgnoreSilica | 34.7692 | 3.1653 | 0.076289 | 4 | 44779.3079 | 95048.029 | 912.8868 | 1937.6826 | 35.8882 | 2.0837 | 686820094.9147 | 569900.0124 | 0 | 1055266.5197 | 0 | 0 | 0 | 0 | 633814.9475 | 1649056.4801 | 1125514.9324 | 5033552.892 | 3144235.0165 | 5486900.7426 | 5486900.7426 | 6655388.4938 | 3197528.562 | 0 | 13664688.6511 | 29004506.4495 | 10000 | 0.30516 | 44779.3079 | 95048.029 | 912.8868 | 1937.6826
1 | 1500 | 707 | 0.035 | 15 | 15 | 7 | 1.3335e-11 | 0 | CO2 | Porous | Wet | R245fa | MinimizeLCOE_Brownfield | IgnoreSilica | 42.036 | 3.7593 | 0.095735 | 4 | 37618.6639 | 77676.5056 | 766.9073 | 1583.5406 | 36.1433 | 2.1374 | 760772421.9028 | 655347.7348 | 0 | 1209084.4022 | 0 | 0 | 0 | 0 | 727128.5334 | 1891839.2894 | 1291219.1885 | 5774619.1484 | 3144235.0165 | 5486900.7426 | 5486900.7426 | 6655388.4938 | 3197528.562 | 0 | 14405754.9074 | 29745572.7059 | 13335.2143 | 0.38294 | 37618.6639 | 77676.5056 | 766.9073 | 1583.5406
1 | 1500 | 707 | 0.035 | 15 | 15 | 7 | 1.7783e-11 | 0 | CO2 | Porous | Wet | R245fa | MinimizeLCOE_Brownfield | IgnoreSilica | 49.8387 | 4.3751 | 0.11774 | 4 | 32179.0897 | 64750.2629 | 656.0143 | 1320.0217 | 36.4046 | 2.1938 | 829738823.9943 | 743448.2009 | 0 | 1362942.1865 | 0 | 0 | 0 | 0 | 821492.2511 | 2137354.3261 | 1458788.2458 | 6524025.2104 | 3144235.0165 | 5486900.7426 | 5486900.7426 | 6655388.4938 | 3197528.562 | 0 | 15155160.9694 | 30494978.7679 | 17782.7941 | 0.47096 | 32179.0897 | 64750.2629 | 656.0143 | 1320.0217
1 | 1500 | 707 | 0.035 | 15 | 15 | 7 | 2.3714e-11 | 0 | CO2 | Porous | Wet | R245fa | MinimizeLCOE_Brownfield | IgnoreSilica | 57.8313 | 4.9828 | 0.1415 | 4 | 28058.7294 | 55161.5289 | 572.0152 | 1124.5424 | 36.6637 | 2.2514 | 893037343.8266 | 830717.4463 | 0 | 1509977.3602 | 0 | 0 | 0 | 0 | 912870.9745 | 2375103.0202 | 1621056.6148 | 7249725.416 | 3144235.0165 | 5486900.7426 | 5486900.7426 | 6655388.4938 | 3197528.562 | 0 | 15880861.1751 | 31220678.9735 | 23713.7371 | 0.56599 | 28058.7294 | 55161.5289 | 572.0152 | 1124.5424
1 | 1500 | 707 | 0.035 | 15 | 15 | 7 | 3.1623e-11 | 0 | CO2 | Porous | Wet | R245fa | MinimizeLCOE_Brownfield | IgnoreSilica | 65.9212 | 5.5862 | 0.16574 | 4 | 25013.3528 | 48151.7397 | 509.931 | 981.6383 | 36.8689 | 2.2996 | 942969492.5609 | 915117.8392 | 0 | 1652224.0462 | 0 | 0 | 0 | 0 | 1001263.3353 | 2605081.8111 | 1778021.8651 | 7951708.8969 | 3144235.0165 | 5486900.7426 | 5486900.7426 | 6655388.4938 | 3197528.562 | 0 | 16582844.6559 | 31922662.4544 | 31622.7766 | 0.66296 | 25013.3528 | 48151.7397 | 509.931 | 981.6383
1 | 1500 | 707 | 0.035 | 15 | 15 | 7 | 4.217e-11 | 0 | CO2 | Porous | Wet | R245fa | MinimizeLCOE_Brownfield | IgnoreSilica | 73.3271 | 6.1091 | 0.1898 | 4 | 22644.8678 | 42850.2469 | 461.6463 | 873.5602 | 37.0941 | 2.353 | 987500967.0183 | 991820.3148 | 0 | 1772153.8961 | 0 | 0 | 0 | 0 | 1077949.9422 | 2804604.6317 | 1914200.29 | 8560729.0748 | 3144235.0165 | 5486900.7426 | 5486900.7426 | 6655388.4938 | 3197528.562 | 0 | 17191864.8339 | 32531682.6324 | 42169.6503 | 0.75919 | 22644.8678 | 42850.2469 | 461.6463 | 873.5602
1 | 1500 | 707 | 0.035 | 15 | 15 | 7 | 5.6234e-11 | 0 | CO2 | Porous | Wet | R245fa | MinimizeLCOE_Brownfield | IgnoreSilica | 79.9749 | 6.5624 | 0.21226 | 4 | 20867.0153 | 38934.1681 | 425.4023 | 793.7257 | 37.2916 | 2.4014 | 1023392597.3106 | 1059505.4588 | 0 | 1874025.7217 | 0 | 0 | 0 | 0 | 1144077.1604 | 2976654.0889 | 2031627.5798 | 9085890.0095 | 3144235.0165 | 5486900.7426 | 5486900.7426 | 6655388.4938 | 3197528.562 | 0 | 17717025.7686 | 33056843.567 | 56234.1325 | 0.84904 | 20867.0153 | 38934.1681 | 425.4023 | 793.7257
1 | 1500 | 707 | 0.035 | 15 | 15 | 7 | 7.4989e-11 | 0 | CO2 | Porous | Wet | R245fa | MinimizeLCOE_Brownfield | IgnoreSilica | 84.9077 | 6.8719 | 0.23137 | 4 | 19546.0287 | 36121.3504 | 398.4722 | 736.3826 | 37.5049 | 2.453 | 1057097800.7424 | 1111887.7702 | 0 | 1941771.1813 | 0 | 0 | 0 | 0 | 1190926.9911 | 3098547.7381 | 2114822.5 | 9457956.1807 | 3144235.0165 | 5486900.7426 | 5486900.7426 | 6655388.4938 | 3197528.562 | 0 | 18089091.9398 | 33428909.7382 | 74989.4209 | 0.92546 | 19546.0287 | 36121.3504 | 398.4722 | 736.3826
1 | 1500 | 707 | 0.035 | 15 | 15 | 7 | 1e-10 | 0 | CO2 | Porous | Wet | R245fa | MinimizeLCOE_Brownfield | IgnoreSilica | 89.583 | 7.1731 | 0.2483 | 4 | 18564.5568 | 34009.6155 | 378.4636 | 693.332 | 37.6427 | 2.4886 | 1080263500.9608 | 1158803.2889 | 0 | 2007525.8617 | 0 | 0 | 0 | 0 | 1234868.3687 | 3212874.1891 | 2192852.6521 | 9806924.3606 | 3144235.0165 | 5486900.7426 | 5486900.7426 | 6655388.4938 | 3197528.562 | 0 | 18438060.1197 | 33777877.9181 | 100000 | 0.99319 | 18564.5568 | 34009.6155 | 378.4636 | 693.332
1 | 1500 | 707 | 0.035 | 15 | 15 | 7 | 1.3335e-10 | 0 | CO2 | Porous | Wet | R245fa | MinimizeLCOE_Brownfield | IgnoreSilica | 93.3808 | 7.4121 | 0.2624 | 4 | 17830.7001 | 32445.3963 | 363.5029 | 661.4433 | 37.7547 | 2.5181 | 1097739535.7995 | 1196727.141 | 0 | 2059141.5697 | 0 | 0 | 0 | 0 | 1269788.7972 | 3303729.9808 | 2254863.5967 | 10084251.0854 | 3144235.0165 | 5486900.7426 | 5486900.7426 | 6655388.4938 | 3197528.562 | 0 | 18715386.8445 | 34055204.6429 | 133352.1432 | 1.0496 | 17830.7001 | 32445.3963 | 363.5029 | 661.4433
1 | 1500 | 707 | 0.035 | 15 | 15 | 7 | 1.7783e-10 | 0 | CO2 | Porous | Wet | R245fa | MinimizeLCOE_Brownfield | IgnoreSilica | 96.4398 | 7.6017 | 0.27391 | 4 | 17281.9268 | 31282.4626 | 352.3155 | 637.7353 | 37.8422 | 2.5417 | 1110756878.5961 | 1227047.6645 | 0 | 2099760.5811 | 0 | 0 | 0 | 0 | 1297455.2158 | 3375712.3268 | 2303993.027 | 10303968.8153 | 3144235.0165 | 5486900.7426 | 5486900.7426 | 6655388.4938 | 3197528.562 | 0 | 18935104.5743 | 34274922.3728 | 177827.941 | 1.0957 | 17281.9268 | 31282.4626 | 352.3155 | 637.7353
1 | 1500 | 707 | 0.035 | 15 | 15 | 7 | 2.3714e-10 | 0 | CO2 | Porous | Wet | R245fa | MinimizeLCOE_Brownfield | IgnoreSilica | 98.8519 | 7.7492 | 0.28311 | 4 | 16871.433 | 30417.1129 | 343.947 | 620.094 | 37.9105 | 2.5603 | 1120622864.4103 | 1250863.0834 | 0 | 2131144.1879 | 0 | 0 | 0 | 0 | 1318982.8358 | 3431722.7782 | 2342221.311 | 10474934.1962 | 3144235.0165 | 5486900.7426 | 5486900.7426 | 6655388.4938 | 3197528.562 | 0 | 19106069.9553 | 34445887.7537 | 237137.3706 | 1.1325 | 16871.433 | 30417.1129 | 343.947 | 620.094
1 | 1500 | 707 | 0.035 | 15 | 15 | 7 | 3.1623e-10 | 0 | CO2 | Porous | Wet | R245fa | MinimizeLCOE_Brownfield | IgnoreSilica | 100.7324 | 7.863 | 0.29035 | 4 | 16564.2589 | 29772.1139 | 337.6848 | 606.9448 | 37.9633 | 2.5749 | 1127944788.7233 | 1269371.1709 | 0 | 2155231.9029 | 0 | 0 | 0 | 0 | 1335595.1988 | 3474944.739 | 2371721.1873 | 10606864.1989 | 3144235.0165 | 5486900.7426 | 5486900.7426 | 6655388.4938 | 3197528.562 | 0 | 19237999.958 | 34577817.7564 | 316227.766 | 1.1614 | 16564.2589 | 29772.1139 | 337.6848 | 606.9448
1 | 1500 | 707 | 0.035 | 15 | 15 | 7 | 4.217e-10 | 0 | CO2 | Porous | Wet | R245fa | MinimizeLCOE_Brownfield | IgnoreSilica | 102.1823 | 7.9499 | 0.29599 | 4 | 16334.3124 | 29290.8535 | 332.9971 | 597.1337 | 38.0038 | 2.5862 | 1133656174.1703 | 1283616.7996 | 0 | 2173566.5855 | 0 | 0 | 0 | 0 | 1348301.5202 | 3508003.9808 | 2394284.7992 | 10707773.6851 | 3144235.0165 | 5486900.7426 | 5486900.7426 | 6655388.4938 | 3197528.562 | 0 | 19338909.4442 | 34678727.2426 | 421696.5034 | 1.1839 | 16334.3124 | 29290.8535 | 332.9971 | 597.1337
1 | 1500 | 707 | 0.035 | 15 | 15 | 7 | 5.6234e-10 | 0 | CO2 | Porous | Wet | R245fa | MinimizeLCOE_Brownfield | IgnoreSilica | 103.2734 | 8.0145 | 0.30031 | 4 | 16162.1174 | 28932.2854 | 329.4866 | 589.8238 | 38.0358 | 2.5951 | 1139013514.5375 | 1294400.734 | 0 | 2187125.3608 | 0 | 0 | 0 | 0 | 1357795.1769 | 3532704.5283 | 2411143.4304 | 10783169.2304 | 3144235.0165 | 5486900.7426 | 5486900.7426 | 6655388.4938 | 3197528.562 | 0 | 19414304.9894 | 34754122.7879 | 562341.3252 | 1.2012 | 16162.1174 | 28932.2854 | 329.4866 | 589.8238
1 | 1500 | 707 | 0.035 | 15 | 15 | 7 | 7.4989e-10 | 0 | CO2 | Porous | Wet | R245fa | MinimizeLCOE_Brownfield | IgnoreSilica | 104.1313 | 8.0656 | 0.30364 | 4 | 16033.1314 | 28662.9133 | 326.8571 | 584.3323 | 38.0587 | 2.6016 | 1141366602.0908 | 1302764.2554 | 0 | 2197854.933 | 0 | 0 | 0 | 0 | 1365241.4835 | 3552078.2904 | 2424366.4211 | 10842305.3834 | 3144235.0165 | 5486900.7426 | 5486900.7426 | 6655388.4938 | 3197528.562 | 0 | 19473441.1425 | 34813258.9409 | 749894.2093 | 1.2146 | 16033.1314 | 28662.9133 | 326.8571 | 584.3323
1 | 1500 | 707 | 0.035 | 15 | 15 | 7 | 1e-09 | 0 | CO2 | Porous | Wet | R245fa | MinimizeLCOE_Brownfield | IgnoreSilica | 104.7692 | 8.1031 | 0.30617 | 4 | 15936.4884 | 28461.9963 | 324.8869 | 580.2363 | 38.0767 | 2.6066 | 1144309145.1228 | 1309030.4682 | 0 | 2205716.6277 | 0 | 0 | 0 | 0 | 1370751.3674 | 3566413.8783 | 2434150.7544 | 10886063.096 | 3144235.0165 | 5486900.7426 | 5486900.7426 | 6655388.4938 | 3197528.562 | 0 | 19517198.8551 | 34857016.6535 | 1000000 | 1.2247 | 15936.4884 | 28461.9963 | 324.8869 | 580.2363
1 | 1500 | 707 | 0.035 | 15 | 15 | 7 | 1.3335e-09 | 0 | CO2 | Porous | Wet | R245fa | MinimizeLCOE_Brownfield | IgnoreSilica | 105.2561 | 8.1318 | 0.30809 | 4 | 15864.0642 | 28311.3956 | 323.4104 | 577.1661 | 38.0901 | 2.6104 | 1146112445.1642 | 1313793.4259 | 0 | 2211713.3199 | 0 | 0 | 0 | 0 | 1374947.6309 | 3577331.695 | 2441602.3886 | 10919388.4603 | 3144235.0165 | 5486900.7426 | 5486900.7426 | 6655388.4938 | 3197528.562 | 0 | 19550524.2194 | 34890342.0178 | 1333521.4322 | 1.2324 | 15864.0642 | 28311.3956 | 323.4104 | 577.1661
1 | 1500 | 707 | 0.035 | 15 | 15 | 7 | 1.7783e-09 | 0 | CO2 | Porous | Wet | R245fa | MinimizeLCOE_Brownfield | IgnoreSilica | 105.6265 | 8.1536 | 0.30955 | 4 | 15809.7811 | 28198.4758 | 322.3038 | 574.8641 | 38.1001 | 2.6133 | 1147310596.7283 | 1317404.6321 | 0 | 2216277.1923 | 0 | 0 | 0 | 0 | 1378135.9115 | 3585626.9472 | 2447264.0687 | 10944708.7518 | 3144235.0165 | 5486900.7426 | 5486900.7426 | 6655388.4938 | 3197528.562 | 0 | 19575844.5109 | 34915662.3093 | 1778279.41 | 1.2382 | 15809.7811 | 28198.4758 | 322.3038 | 574.8641
1 | 1500 | 707 | 0.035 | 15 | 15 | 7 | 2.3714e-09 | 0 | CO2 | Porous | Wet | R245fa | MinimizeLCOE_Brownfield | IgnoreSilica | 105.9017 | 8.1697 | 0.31065 | 4 | 15769.0902 | 28114.0642 | 321.4742 | 573.1432 | 38.1078 | 2.6155 | 1148432319.6323 | 1320102.7488 | 0 | 2219638.3233 | 0 | 0 | 0 | 0 | 1380499.0181 | 3591775.2659 | 2451460.4226 | 10963475.7787 | 3144235.0165 | 5486900.7426 | 5486900.7426 | 6655388.4938 | 3197528.562 | 0 | 19594611.5378 | 34934429.3362 | 2371373.7057 | 1.2426 | 15769.0902 | 28114.0642 | 321.4742 | 573.1432
1 | 1500 | 707 | 0.035 | 15 | 15 | 7 | 3.1623e-09 | 0 | CO2 | Porous | Wet | R245fa | MinimizeLCOE_Brownfield | IgnoreSilica | 106.1038 | 8.1814 | 0.31147 | 4 | 15738.5852 | 28051.0438 | 320.8523 | 571.8585 | 38.1139 | 2.6172 | 1149553861.3117 | 1322103.9874 | 0 | 2222073.6376 | 0 | 0 | 0 | 0 | 1382229.2738 | 3596277.0362 | 2454532.9733 | 10977216.9084 | 3144235.0165 | 5486900.7426 | 5486900.7426 | 6655388.4938 | 3197528.562 | 0 | 19608352.6674 | 34948170.4659 | 3162277.6602 | 1.2459 | 15738.5852 | 28051.0438 | 320.8523 | 571.8585
1 | 1500 | 707 | 0.035 | 15 | 15 | 7 | 4.217e-09 | 0 | CO2 | Porous | Wet | R245fa | MinimizeLCOE_Brownfield | IgnoreSilica | 106.265 | 8.191 | 0.3121 | 4 | 15715.7148 | 28003.3949 | 320.3861 | 570.8871 | 38.118 | 2.6184 | 1149642441.5278 | 1323661.4755 | 0 | 2224064.2883 | 0 | 0 | 0 | 0 | 1383613.0479 | 3599877.3325 | 2456990.2495 | 10988206.3935 | 3144235.0165 | 5486900.7426 | 5486900.7426 | 6655388.4938 | 3197528.562 | 0 | 19619342.1526 | 34959159.9511 | 4216965.0343 | 1.2484 | 15715.7148 | 28003.3949 | 320.3861 | 570.8871
1 | 1500 | 707 | 0.035 | 15 | 15 | 7 | 5.6234e-09 | 0 | CO2 | Porous | Wet | R245fa | MinimizeLCOE_Brownfield | IgnoreSilica | 106.3887 | 8.1983 | 0.31257 | 4 | 15698.5673 | 27967.5594 | 320.0365 | 570.1565 | 38.1209 | 2.6192 | 1150007237.317 | 1324846.9546 | 0 | 2225605.2713 | 0 | 0 | 0 | 0 | 1384676.3681 | 3602643.8736 | 2458878.4706 | 10996650.9381 | 3144235.0165 | 5486900.7426 | 5486900.7426 | 6655388.4938 | 3197528.562 | 0 | 19627786.6972 | 34967604.4956 | 5623413.2519 | 1.2503 | 15698.5673 | 27967.5594 | 320.0365 | 570.1565
1 | 1500 | 707 | 0.035 | 15 | 15 | 7 | 7.4989e-09 | 0 | CO2 | Porous | Wet | R245fa | MinimizeLCOE_Brownfield | IgnoreSilica | 106.4741 | 8.2032 | 0.31292 | 4 | 15685.71 | 27941.0368 | 319.7744 | 569.6158 | 38.1235 | 2.62 | 1150503569.7805 | 1325693.884 | 0 | 2226628.6281 | 0 | 0 | 0 | 0 | 1385405.7798 | 3604541.6531 | 2460173.7442 | 11002443.6893 | 3144235.0165 | 5486900.7426 | 5486900.7426 | 6655388.4938 | 3197528.562 | 0 | 19633579.4483 | 34973397.2468 | 7498942.0933 | 1.2517 | 15685.71 | 27941.0368 | 319.7744 | 569.6158
1 | 1500 | 707 | 0.035 | 15 | 15 | 7 | 1e-08 | 0 | CO2 | Porous | Wet | R245fa | MinimizeLCOE_Brownfield | IgnoreSilica | 106.5324 | 8.2065 | 0.31318 | 4 | 15676.0693 | 27921.4115 | 319.5779 | 569.2157 | 38.1258 | 2.6206 | 1151189221.2926 | 1326296.7333 | 0 | 2227295.3057 | 0 | 0 | 0 | 0 | 1385900.8952 | 3605829.8419 | 2461052.9595 | 11006375.7357 | 3144235.0165 | 5486900.7426 | 5486900.7426 | 6655388.4938 | 3197528.562 | 0 | 19637511.4947 | 34977329.2932 | 10000000 | 1.2527 | 15676.0693 | 27921.4115 | 319.5779 | 569.2157
1 | 1600 | 707 | 0.035 | 15 | 15 | 7 | 1e-13 | 0 | CO2 | Porous | Wet | R245fa | MinimizeLCOE_Brownfield | IgnoreSilica | 0.41755 | 0.01999 | 0.00055135 | 4 | 4140657.4066 | 11398683.8167 | 84412.9019 | 232377.5875 | 32.9003 | 1.6789 | 1051300480.5923 | 20023.5603 | 0 | 23107.5576 | 0 | 0 | 0 | 1819.5672 | 17530.7672 | 45611.4602 | 31130.7588 | 139223.6713 | 3144235.0165 | 5848359.5185 | 5848359.5185 | 6843374.6835 | 3315138.9113 | 0 | 9131818.2063 | 25138691.3196 | 100 | 0.0022054 | 4140657.4066 | 11398683.8167 | 84412.9019 | 232377.5875
1 | 1600 | 707 | 0.035 | 15 | 15 | 7 | 1.3335e-13 | 0 | CO2 | Porous | Wet | R245fa | MinimizeLCOE_Brownfield | IgnoreSilica | 0.55924 | 0.034156 | 0.00089119 | 4 | 2574936.3818 | 7065256.8921 | 52493.561 | 144034.8182 | 33.7916 | 1.8188 | 58227829.1886 | 26800.6536 | 0 | 31997.8735 | 0 | 0 | 0 | 1387.5986 | 23472.5891 | 61070.8618 | 41682.1181 | 186411.6947 | 3144235.0165 | 5848359.5185 | 5848359.5185 | 6843374.6835 | 3315138.9113 | 0 | 9179006.2298 | 25185879.3431 | 133.3521 | 0.0035648 | 2574936.3818 | 7065256.8921 | 52493.561 | 144034.8182
1 | 1600 | 707 | 0.035 | 15 | 15 | 7 | 1.7783e-13 | 0 | CO2 | Porous | Wet | R245fa | MinimizeLCOE_Brownfield | IgnoreSilica | 0.74446 | 0.05271 | 0.0013674 | 4 | 1688149.1133 | 4614565.7583 | 34415.2031 | 94074.1646 | 34.5413 | 1.9275 | 718353476.5439 | 34913.9732 | 0 | 42967.9393 | 0 | 0 | 0 | 0 | 30373.9459 | 79026.7767 | 53937.3989 | 241220.034 | 3144235.0165 | 5848359.5185 | 5848359.5185 | 6843374.6835 | 3315138.9113 | 0 | 9233814.569 | 25240687.6823 | 177.8279 | 0.0054698 | 1688149.1133 | 4614565.7583 | 34415.2031 | 94074.1646
1 | 1600 | 707 | 0.035 | 15 | 15 | 7 | 2.3714e-13 | 0 | CO2 | Porous | Wet | R245fa | MinimizeLCOE_Brownfield | IgnoreSilica | 1.0075 | 0.078714 | 0.0020048 | 4 | 1161753.8076 | 3157794.8181 | 23683.9228 | 64375.9186 | 35.2032 | 2.0171 | 754324940.9418 | 45399.6526 | 0 | 57607.8532 | 0 | 0 | 0 | 1559.4085 | 40781.0966 | 106104.0479 | 72418.1929 | 323870.2516 | 3144235.0165 | 5848359.5185 | 5848359.5185 | 6843374.6835 | 3315138.9113 | 0 | 9316464.7866 | 25323337.8999 | 237.1374 | 0.0080193 | 1161753.8076 | 3157794.8181 | 23683.9228 | 64375.9186
1 | 1600 | 707 | 0.035 | 15 | 15 | 7 | 3.1623e-13 | 0 | CO2 | Porous | Wet | R245fa | MinimizeLCOE_Brownfield | IgnoreSilica | 1.3364 | 0.11146 | 0.0028847 | 4 | 814814.7463 | 2202059.76 | 16611.1007 | 44891.9667 | 35.7152 | 2.0829 | 125275312.1931 | 57337.5162 | 0 | 74789.694 | 0 | 0 | 0 | 0 | 51529.6119 | 134069.4801 | 91505.175 | 409231.4772 | 3144235.0165 | 5848359.5185 | 5848359.5185 | 6843374.6835 | 3315138.9113 | 0 | 9401826.0122 | 25408699.1255 | 316.2278 | 0.011539 | 814814.7463 | 2202059.76 | 16611.1007 | 44891.9667
1 | 1600 | 707 | 0.035 | 15 | 15 | 7 | 4.217e-13 | 0 | CO2 | Porous | Wet | R245fa | MinimizeLCOE_Brownfield | IgnoreSilica | 1.7995 | 0.15787 | 0.0040798 | 4 | 583372.1743 | 1564241.3023 | 11892.8308 | 31889.1747 | 36.1168 | 2.1288 | 986226194.2353 | 72573.2025 | 0 | 97738.166 | 0 | 0 | 0 | 0 | 66421.4337 | 172814.9456 | 117949.7513 | 527497.4991 | 3144235.0165 | 5848359.5185 | 5848359.5185 | 6843374.6835 | 3315138.9113 | 0 | 9520092.0341 | 25526965.1474 | 421.6965 | 0.016319 | 583372.1743 | 1564241.3023 | 11892.8308 | 31889.1747
1 | 1600 | 707 | 0.035 | 15 | 15 | 7 | 5.6234e-13 | 0 | CO2 | Porous | Wet | R245fa | MinimizeLCOE_Brownfield | IgnoreSilica | 2.4109 | 0.21874 | 0.0056633 | 4 | 426801.9245 | 1133411.1135 | 8700.9345 | 23106.1186 | 36.4476 | 2.1667 | 922324045.3279 | 90899.437 | 0 | 126060.0908 | 0 | 0 | 0 | 1228.2162 | 85093.2202 | 221395.1039 | 151106.7076 | 675782.7757 | 3144235.0165 | 5848359.5185 | 5848359.5185 | 6843374.6835 | 3315138.9113 | 0 | 9668377.3107 | 25675250.424 | 562.3413 | 0.022653 | 426801.9245 | 1133411.1135 | 8700.9345 | 23106.1186
1 | 1600 | 707 | 0.035 | 15 | 15 | 7 | 7.4989e-13 | 0 | CO2 | Porous | Wet | R245fa | MinimizeLCOE_Brownfield | IgnoreSilica | 3.2151 | 0.29899 | 0.0077979 | 4 | 315510.7453 | 828691.6725 | 6432.1133 | 16894.0006 | 36.7002 | 2.1942 | 1698181557.2386 | 112865.5859 | 0 | 161136.1505 | 0 | 0 | 0 | 0 | 106860.6772 | 278029.5619 | 189760.889 | 848652.8645 | 3144235.0165 | 5848359.5185 | 5848359.5185 | 6843374.6835 | 3315138.9113 | 0 | 9841247.3995 | 25848120.5128 | 749.8942 | 0.031191 | 315510.7453 | 828691.6725 | 6432.1133 | 16894.0006
1 | 1600 | 707 | 0.035 | 15 | 15 | 7 | 1e-12 | 0 | CO2 | Porous | Wet | R245fa | MinimizeLCOE_Brownfield | IgnoreSilica | 4.2823 | 0.40508 | 0.010627 | 4 | 236647.7761 | 613217.1129 | 4824.385 | 12501.2603 | 36.9066 | 2.2173 | 87298310.9043 | 139528.6843 | 0 | 204846.6744 | 0 | 0 | 0 | 0 | 134306.3899 | 349437.6764 | 238498.3944 | 1066617.8193 | 3144235.0165 | 5848359.5185 | 5848359.5185 | 6843374.6835 | 3315138.9113 | 0 | 10059212.3543 | 26066085.4677 | 1000 | 0.042507 | 236647.7761 | 613217.1129 | 4824.385 | 12501.2603
1 | 1600 | 707 | 0.035 | 15 | 15 | 7 | 1.3335e-12 | 0 | CO2 | Porous | Wet | R245fa | MinimizeLCOE_Brownfield | IgnoreSilica | 5.7244 | 0.54902 | 0.014423 | 4 | 179122.2755 | 456573.7454 | 3651.6499 | 9307.8734 | 37.0508 | 2.2314 | 445115180.1477 | 172388.6607 | 0 | 260711.183 | 0 | 0 | 0 | 0 | 168908.939 | 439466.4114 | 299944.8559 | 1341420.0501 | 3144235.0165 | 5848359.5185 | 5848359.5185 | 6843374.6835 | 3315138.9113 | 0 | 10334014.5851 | 26340887.6984 | 1333.5214 | 0.057693 | 179122.2755 | 456573.7454 | 3651.6499 | 9307.8734
1 | 1600 | 707 | 0.035 | 15 | 15 | 7 | 1.7783e-12 | 0 | CO2 | Porous | Wet | R245fa | MinimizeLCOE_Brownfield | IgnoreSilica | 7.6534 | 0.74173 | 0.019484 | 4 | 136988.7091 | 342368.8737 | 2792.7001 | 6979.6526 | 37.1529 | 2.2404 | 1835392225.7768 | 212533.5172 | 0 | 331174.2012 | 0 | 0 | 0 | 0 | 212046.0102 | 551700.2218 | 376546.7377 | 1684000.688 | 3144235.0165 | 5848359.5185 | 5848359.5185 | 6843374.6835 | 3315138.9113 | 0 | 10676595.2231 | 26683468.3364 | 1778.2794 | 0.077938 | 136988.7091 | 342368.8737 | 2792.7001 | 6979.6526
1 | 1600 | 707 | 0.035 | 15 | 15 | 7 | 2.3714e-12 | 0 | CO2 | Porous | Wet | R245fa | MinimizeLCOE_Brownfield | IgnoreSilica | 10.2092 | 0.99673 | 0.026196 | 4 | 105929.8183 | 258691.6076 | 2159.5226 | 5273.7783 | 37.2303 | 2.2475 | 1318087279.2749 | 261237.0294 | 0 | 419066.828 | 0 | 0 | 0 | 0 | 265318.5044 | 690304.324 | 471146.8855 | 2107073.5712 | 3144235.0165 | 5848359.5185 | 5848359.5185 | 6843374.6835 | 3315138.9113 | 0 | 11099668.1062 | 27106541.2195 | 2371.3737 | 0.10478 | 105929.8183 | 258691.6076 | 2159.5226 | 5273.7783
1 | 1600 | 707 | 0.035 | 15 | 15 | 7 | 3.1623e-12 | 0 | CO2 | Porous | Wet | R245fa | MinimizeLCOE_Brownfield | IgnoreSilica | 13.6096 | 1.336 | 0.035079 | 4 | 82848.6686 | 196927.3673 | 1688.9822 | 4014.6307 | 37.2772 | 2.2509 | 3127212436.153 | 320507.4761 | 0 | 529361.1482 | 0 | 0 | 0 | 0 | 331448.7634 | 862361.693 | 588579.5752 | 2632258.6559 | 3144235.0165 | 5848359.5185 | 5848359.5185 | 6843374.6835 | 3315138.9113 | 0 | 11624853.1909 | 27631726.3042 | 3162.2777 | 0.14031 | 82848.6686 | 196927.3673 | 1688.9822 | 4014.6307
1 | 1600 | 707 | 0.035 | 15 | 15 | 7 | 4.217e-12 | 0 | CO2 | Porous | Wet | R245fa | MinimizeLCOE_Brownfield | IgnoreSilica | 18.1138 | 1.785 | 0.046754 | 4 | 65629.9719 | 151220.3742 | 1337.9557 | 3082.8319 | 37.2957 | 2.2509 | 3299349719.8034 | 392299.8422 | 0 | 667134.1597 | 0 | 0 | 0 | 0 | 413179.2607 | 1075007.6817 | 733714.832 | 3281335.7764 | 3144235.0165 | 5848359.5185 | 5848359.5185 | 6843374.6835 | 3315138.9113 | 0 | 12273930.3114 | 28280803.4247 | 4216.965 | 0.18702 | 65629.9719 | 151220.3742 | 1337.9557 | 3082.8319
1 | 1600 | 707 | 0.035 | 15 | 15 | 7 | 5.6234e-12 | 0 | CO2 | Porous | Wet | R245fa | MinimizeLCOE_Brownfield | IgnoreSilica | 24.1043 | 2.3828 | 0.061983 | 4 | 52755.7978 | 117317.2116 | 1075.4983 | 2391.67 | 37.2695 | 2.2443 | 4947164042.0775 | 479296.4906 | 0 | 840350.899 | 0 | 0 | 0 | 0 | 514662.4819 | 1339046.2062 | 913926.5504 | 4087282.6282 | 3144235.0165 | 5848359.5185 | 5848359.5185 | 6843374.6835 | 3315138.9113 | 0 | 13079877.1632 | 29086750.2765 | 5623.4133 | 0.24793 | 52755.7978 | 117317.2116 | 1075.4983 | 2391.67
1 | 1600 | 707 | 0.035 | 15 | 15 | 7 | 7.4989e-12 | 0 | CO2 | Porous | Wet | R245fa | MinimizeLCOE_Brownfield | IgnoreSilica | 32.0043 | 3.1712 | 0.081443 | 4 | 43191.9167 | 92327.064 | 880.5256 | 1882.2121 | 37.1863 | 2.2292 | 7054327994.2818 | 583345.245 | 0 | 1056216.4368 | 0 | 0 | 0 | 0 | 639429.0559 | 1663663.2385 | 1135484.3451 | 5078138.3213 | 3144235.0165 | 5848359.5185 | 5848359.5185 | 6843374.6835 | 3315138.9113 | 0 | 14070732.8563 | 30077605.9696 | 7498.9421 | 0.32577 | 43191.9167 | 92327.064 | 880.5256 | 1882.2121
1 | 1600 | 707 | 0.035 | 15 | 15 | 7 | 1e-11 | 0 | CO2 | Porous | Wet | R245fa | MinimizeLCOE_Brownfield | IgnoreSilica | 39.4413 | 3.8446 | 0.10329 | 4 | 36078.9958 | 74822.6921 | 735.5191 | 1525.3618 | 37.3951 | 2.278 | 883840382.4434 | 678642.6512 | 0 | 1230585.3882 | 0 | 0 | 0 | 0 | 744598.9354 | 1937293.6916 | 1322242.7519 | 5913363.4183 | 3144235.0165 | 5848359.5185 | 5848359.5185 | 6843374.6835 | 3315138.9113 | 0 | 14905957.9533 | 30912831.0666 | 10000 | 0.41315 | 36078.9958 | 74822.6921 | 735.5191 | 1525.3618
1 | 1600 | 707 | 0.035 | 15 | 15 | 7 | 1.3335e-11 | 0 | CO2 | Porous | Wet | R245fa | MinimizeLCOE_Brownfield | IgnoreSilica | 47.1003 | 4.4964 | 0.12806 | 4 | 30655.3905 | 61904.8955 | 624.9516 | 1262.015 | 37.6857 | 2.345 | 966459422.586 | 773882.9317 | 0 | 1392538.4681 | 0 | 0 | 0 | 0 | 844904.3459 | 2198267.7944 | 1500362.9396 | 6709956.4797 | 3144235.0165 | 5848359.5185 | 5848359.5185 | 6843374.6835 | 3315138.9113 | 0 | 15702551.0147 | 31709424.128 | 13335.2143 | 0.51223 | 30655.3905 | 61904.8955 | 624.9516 | 1262.015
1 | 1600 | 707 | 0.035 | 15 | 15 | 7 | 1.7783e-11 | 0 | CO2 | Porous | Wet | R245fa | MinimizeLCOE_Brownfield | IgnoreSilica | 55.1707 | 5.158 | 0.15547 | 4 | 26523.6991 | 52263.0486 | 540.7215 | 1065.4529 | 37.978 | 2.4137 | 1040315157.2185 | 870619.3181 | 0 | 1551543.5161 | 0 | 0 | 0 | 0 | 944643.5053 | 2457768.6278 | 1677477.5906 | 7502052.558 | 3144235.0165 | 5848359.5185 | 5848359.5185 | 6843374.6835 | 3315138.9113 | 0 | 16494647.093 | 32501520.2063 | 17782.7941 | 0.62188 | 26523.6991 | 52263.0486 | 540.7215 | 1065.4529
1 | 1600 | 707 | 0.035 | 15 | 15 | 7 | 2.3714e-11 | 0 | CO2 | Porous | Wet | R245fa | MinimizeLCOE_Brownfield | IgnoreSilica | 63.254 | 5.7947 | 0.18436 | 4 | 23386.3658 | 45092.3429 | 476.7627 | 919.2684 | 38.265 | 2.4825 | 1106051592.7096 | 964751.9231 | 0 | 1700017.1791 | 0 | 0 | 0 | 0 | 1039259.9499 | 2703941.208 | 1845495.4349 | 8253465.6949 | 3144235.0165 | 5848359.5185 | 5848359.5185 | 6843374.6835 | 3315138.9113 | 0 | 17246060.23 | 33252933.3433 | 23713.7371 | 0.73744 | 23386.3658 | 45092.3429 | 476.7627 | 919.2684
1 | 1600 | 707 | 0.035 | 15 | 15 | 7 | 3.1623e-11 | 0 | CO2 | Porous | Wet | R245fa | MinimizeLCOE_Brownfield | IgnoreSilica | 70.9908 | 6.3806 | 0.21333 | 4 | 21013.2323 | 39771.4894 | 428.3832 | 810.7956 | 38.5341 | 2.5487 | 1162016505.0419 | 1052797.8268 | 0 | 1833147.1017 | 0 | 0 | 0 | 0 | 1125518.5221 | 2928368.3189 | 1998671.5496 | 8938503.3191 | 3144235.0165 | 5848359.5185 | 5848359.5185 | 6843374.6835 | 3315138.9113 | 0 | 17931097.8541 | 33937970.9674 | 31622.7766 | 0.85332 | 21013.2323 | 39771.4894 | 428.3832 | 810.7956
1 | 1600 | 707 | 0.035 | 15 | 15 | 7 | 4.217e-11 | 0 | CO2 | Porous | Wet | R245fa | MinimizeLCOE_Brownfield | IgnoreSilica | 78.0944 | 6.8995 | 0.24102 | 4 | 19224.4552 | 35827.6546 | 391.9165 | 730.3952 | 38.7748 | 2.6097 | 1207521241.6812 | 1132153.1665 | 0 | 1948443.2554 | 0 | 0 | 0 | 0 | 1201432.6046 | 3125881.1894 | 2133478.1422 | 9541388.3581 | 3144235.0165 | 5848359.5185 | 5848359.5185 | 6843374.6835 | 3315138.9113 | 0 | 18533982.8931 | 34540856.0065 | 42169.6503 | 0.96408 | 19224.4552 | 35827.6546 | 391.9165 | 730.3952
1 | 1600 | 707 | 0.035 | 15 | 15 | 7 | 5.6234e-11 | 0 | CO2 | Porous | Wet | R245fa | MinimizeLCOE_Brownfield | IgnoreSilica | 84.3749 | 7.3436 | 0.26634 | 4 | 17879.7825 | 32904.7996 | 364.5036 | 670.8088 | 38.9814 | 2.6637 | 1243262736.2873 | 1201285.1432 | 0 | 2045332.2546 | 0 | 0 | 0 | 0 | 1266180.7851 | 3294342.6735 | 2248456.5667 | 10055597.4231 | 3144235.0165 | 5848359.5185 | 5848359.5185 | 6843374.6835 | 3315138.9113 | 0 | 19048191.9581 | 35055065.0714 | 56234.1325 | 1.0653 | 17879.7825 | 32904.7996 | 364.5036 | 670.8088
1 | 1600 | 707 | 0.035 | 15 | 15 | 7 | 7.4989e-11 | 0 | CO2 | Porous | Wet | R245fa | MinimizeLCOE_Brownfield | IgnoreSilica | 89.7339 | 7.7118 | 0.28858 | 4 | 16870.7954 | 30737.9618 | 343.934 | 626.6349 | 39.1541 | 2.7101 | 1271522941.7843 | 1259645.1581 | 0 | 2124439.4361 | 0 | 0 | 0 | 0 | 1319792.9917 | 3433830.6377 | 2343659.9684 | 10481368.1921 | 3144235.0165 | 5848359.5185 | 5848359.5185 | 6843374.6835 | 3315138.9113 | 0 | 19473962.7271 | 35480835.8404 | 74989.4209 | 1.1543 | 16870.7954 | 30737.9618 | 343.934 | 626.6349
1 | 1600 | 707 | 0.035 | 15 | 15 | 7 | 1e-10 | 0 | CO2 | Porous | Wet | R245fa | MinimizeLCOE_Brownfield | IgnoreSilica | 94.1749 | 8.0095 | 0.30746 | 4 | 16114.5128 | 29129.9241 | 328.5161 | 593.8529 | 39.2951 | 2.7489 | 1293929405.5405 | 1307643.8933 | 0 | 2187606.6852 | 0 | 0 | 0 | 0 | 1363147.7256 | 3546630.7621 | 2420648.3711 | 10825677.4373 | 3144235.0165 | 5848359.5185 | 5848359.5185 | 6843374.6835 | 3315138.9113 | 0 | 19818271.9723 | 35825145.0856 | 100000 | 1.2298 | 16114.5128 | 29129.9241 | 328.5161 | 593.8529
1 | 1600 | 707 | 0.035 | 15 | 15 | 7 | 1.3335e-10 | 0 | CO2 | Porous | Wet | R245fa | MinimizeLCOE_Brownfield | IgnoreSilica | 97.7823 | 8.2468 | 0.32308 | 4 | 15547.9536 | 27934.2969 | 316.9661 | 569.4784 | 39.4073 | 2.7804 | 1310885943.8326 | 1346377.4806 | 0 | 2237451.7639 | 0 | 0 | 0 | 0 | 1397693.4054 | 3636511.5344 | 2481993.8451 | 11100028.0294 | 3144235.0165 | 5848359.5185 | 5848359.5185 | 6843374.6835 | 3315138.9113 | 0 | 20092622.5644 | 36099495.6777 | 133352.1432 | 1.2923 | 15547.9536 | 27934.2969 | 316.9661 | 569.4784
1 | 1600 | 707 | 0.035 | 15 | 15 | 7 | 1.7783e-10 | 0 | CO2 | Porous | Wet | R245fa | MinimizeLCOE_Brownfield | IgnoreSilica | 100.6593 | 8.433 | 0.3357 | 4 | 15123.6057 | 27044.0325 | 308.3152 | 551.3292 | 39.4953 | 2.8055 | 1323623866.4397 | 1377114.5205 | 0 | 2276296.5282 | 0 | 0 | 0 | 0 | 1424830.309 | 3707116.1911 | 2530182.974 | 11315540.5228 | 3144235.0165 | 5848359.5185 | 5848359.5185 | 6843374.6835 | 3315138.9113 | 0 | 20308135.0578 | 36315008.1712 | 177827.941 | 1.3428 | 15123.6057 | 27044.0325 | 308.3152 | 551.3292
1 | 1600 | 707 | 0.035 | 15 | 15 | 7 | 2.3714e-10 | 0 | CO2 | Porous | Wet | R245fa | MinimizeLCOE_Brownfield | IgnoreSilica | 102.923 | 8.5779 | 0.34574 | 4 | 14805.7691 | 26380.1573 | 301.8356 | 537.7952 | 39.5634 | 2.8253 | 1334106478.7542 | 1401198.752 | 0 | 2306323.7111 | 0 | 0 | 0 | 0 | 1445933.7606 | 3762023.0433 | 2567658.0289 | 11483137.2959 | 3144235.0165 | 5848359.5185 | 5848359.5185 | 6843374.6835 | 3315138.9113 | 0 | 20475731.8309 | 36482604.9442 | 237137.3706 | 1.383 | 14805.7691 | 26380.1573 | 301.8356 | 537.7952
1 | 1600 | 707 | 0.035 | 15 | 15 | 7 | 3.1623e-10 | 0 | CO2 | Porous | Wet | R245fa | MinimizeLCOE_Brownfield | IgnoreSilica | 104.6696 | 8.6882 | 0.35359 | 4 | 14567.6816 | 25885.1562 | 296.9819 | 527.7039 | 39.6166 | 2.8408 | 1340835966.9395 | 1419784.3921 | 0 | 2329088.426 | 0 | 0 | 0 | 0 | 1462060.399 | 3803981.2485 | 2596295.3661 | 11611209.8317 | 3144235.0165 | 5848359.5185 | 5848359.5185 | 6843374.6835 | 3315138.9113 | 0 | 20603804.3667 | 36610677.4801 | 316227.766 | 1.4144 | 14567.6816 | 25885.1562 | 296.9819 | 527.7039
1 | 1600 | 707 | 0.035 | 15 | 15 | 7 | 4.217e-10 | 0 | CO2 | Porous | Wet | R245fa | MinimizeLCOE_Brownfield | IgnoreSilica | 106.0138 | 8.7725 | 0.35967 | 4 | 14389.3051 | 25515.3438 | 293.3454 | 520.1648 | 39.6574 | 2.8527 | 1346785512.1134 | 1434065.6984 | 0 | 2346410.4573 | 0 | 0 | 0 | 0 | 1474385.7007 | 3836049.1552 | 2618182.3713 | 11709093.3829 | 3144235.0165 | 5848359.5185 | 5848359.5185 | 6843374.6835 | 3315138.9113 | 0 | 20701687.9179 | 36708561.0312 | 421696.5034 | 1.4387 | 14389.3051 | 25515.3438 | 293.3454 | 520.1648
1 | 1600 | 707 | 0.035 | 15 | 15 | 7 | 5.6234e-10 | 0 | CO2 | Porous | Wet | R245fa | MinimizeLCOE_Brownfield | IgnoreSilica | 107.0466 | 8.837 | 0.36436 | 4 | 14255.6425 | 25238.6315 | 290.6206 | 514.5236 | 39.6882 | 2.8619 | 1350998658.0483 | 1445004.0243 | 0 | 2359632.0359 | 0 | 0 | 0 | 0 | 1483808.0635 | 3860564.2103 | 2634914.4002 | 11783922.7342 | 3144235.0165 | 5848359.5185 | 5848359.5185 | 6843374.6835 | 3315138.9113 | 0 | 20776517.2692 | 36783390.3825 | 562341.3252 | 1.4574 | 14255.6425 | 25238.6315 | 290.6206 | 514.5236
1 | 1600 | 707 | 0.035 | 15 | 15 | 7 | 7.4989e-10 | 0 | CO2 | Porous | Wet | R245fa | MinimizeLCOE_Brownfield | IgnoreSilica | 107.836 | 8.8862 | 0.36794 | 4 | 14155.4703 | 25031.4567 | 288.5784 | 510.3001 | 39.7113 | 2.8688 | 1353975140.0275 | 1453342.1287 | 0 | 2369690.4026 | 0 | 0 | 0 | 0 | 1490982.6872 | 3879231.1096 | 2647654.9425 | 11840901.2706 | 3144235.0165 | 5848359.5185 | 5848359.5185 | 6843374.6835 | 3315138.9113 | 0 | 20833495.8057 | 36840368.919 | 749894.2093 | 1.4718 | 14155.4703 | 25031.4567 | 288.5784 | 510.3001
1 | 1600 | 707 | 0.035 | 15 | 15 | 7 | 1e-09 | 0 | CO2 | Porous | Wet | R245fa | MinimizeLCOE_Brownfield | IgnoreSilica | 108.4427 | 8.924 | 0.37068 | 4 | 14080.3876 | 24876.0421 | 287.0477 | 507.1318 | 39.7284 | 2.8739 | 1355715056.1939 | 1459710.6677 | 0 | 2377430.631 | 0 | 0 | 0 | 0 | 1496485.1065 | 3893547.2758 | 2657426.0202 | 11884599.7012 | 3144235.0165 | 5848359.5185 | 5848359.5185 | 6843374.6835 | 3315138.9113 | 0 | 20877194.2363 | 36884067.3496 | 1000000 | 1.4827 | 14080.3876 | 24876.0421 | 287.0477 | 507.1318
1 | 1600 | 707 | 0.035 | 15 | 15 | 7 | 1.3335e-09 | 0 | CO2 | Porous | Wet | R245fa | MinimizeLCOE_Brownfield | IgnoreSilica | 108.8862 | 8.9512 | 0.37273 | 4 | 14024.1043 | 24760.2567 | 285.9003 | 504.7713 | 39.7422 | 2.878 | 1357688255.2453 | 1464429.7702 | 0 | 2382975.9157 | 0 | 0 | 0 | 0 | 1500488.2175 | 3903962.5495 | 2664534.6584 | 11916391.1113 | 3144235.0165 | 5848359.5185 | 5848359.5185 | 6843374.6835 | 3315138.9113 | 0 | 20908985.6463 | 36915858.7596 | 1333521.4322 | 1.4909 | 14024.1043 | 24760.2567 | 285.9003 | 504.7713
1 | 1600 | 707 | 0.035 | 15 | 15 | 7 | 1.7783e-09 | 0 | CO2 | Porous | Wet | R245fa | MinimizeLCOE_Brownfield | IgnoreSilica | 109.2346 | 8.9729 | 0.3743 | 4 | 13981.9099 | 24672.979 | 285.0401 | 502.992 | 39.7517 | 2.8809 | 1359737208.2717 | 1468073.7258 | 0 | 2387402.709 | 0 | 0 | 0 | 0 | 1503635.8096 | 3912151.9384 | 2670124.0846 | 11941388.2673 | 3144235.0165 | 5848359.5185 | 5848359.5185 | 6843374.6835 | 3315138.9113 | 0 | 20933982.8024 | 36940855.9157 | 1778279.41 | 1.4972 | 13981.9099 | 24672.979 | 285.0401 | 502.992
1 | 1600 | 707 | 0.035 | 15 | 15 | 7 | 2.3714e-09 | 0 | CO2 | Porous | Wet | R245fa | MinimizeLCOE_Brownfield | IgnoreSilica | 109.4903 | 8.9886 | 0.37548 | 4 | 13950.2754 | 24607.8398 | 284.3952 | 501.6641 | 39.7593 | 2.8832 | 1359594653.768 | 1470777.4978 | 0 | 2390606.9219 | 0 | 0 | 0 | 0 | 1505939.9237 | 3918146.7706 | 2674215.6808 | 11959686.7946 | 3144235.0165 | 5848359.5185 | 5848359.5185 | 6843374.6835 | 3315138.9113 | 0 | 20952281.3297 | 36959154.443 | 2371373.7057 | 1.5019 | 13950.2754 | 24607.8398 | 284.3952 | 501.6641
1 | 1600 | 707 | 0.035 | 15 | 15 | 7 | 3.1623e-09 | 0 | CO2 | Porous | Wet | R245fa | MinimizeLCOE_Brownfield | IgnoreSilica | 109.6802 | 9.0002 | 0.37636 | 4 | 13926.5568 | 24559.1213 | 283.9117 | 500.6709 | 39.7652 | 2.885 | 1360832419.2368 | 1472795.7704 | 0 | 2392965.7673 | 0 | 0 | 0 | 0 | 1507646.9997 | 3922588.2324 | 2677247.0697 | 11973243.8396 | 3144235.0165 | 5848359.5185 | 5848359.5185 | 6843374.6835 | 3315138.9113 | 0 | 20965838.3746 | 36972711.4879 | 3162277.6602 | 1.5055 | 13926.5568 | 24559.1213 | 283.9117 | 500.6709
1 | 1600 | 707 | 0.035 | 15 | 15 | 7 | 4.217e-09 | 0 | CO2 | Porous | Wet | R245fa | MinimizeLCOE_Brownfield | IgnoreSilica | 109.8265 | 9.0092 | 0.37703 | 4 | 13908.7726 | 24522.4656 | 283.5491 | 499.9236 | 39.7694 | 2.8862 | 1361328787.3018 | 1474334.8382 | 0 | 2394802.9636 | 0 | 0 | 0 | 0 | 1508963.7427 | 3926014.1275 | 2679585.3135 | 11983700.9854 | 3144235.0165 | 5848359.5185 | 5848359.5185 | 6843374.6835 | 3315138.9113 | 0 | 20976295.5204 | 36983168.6337 | 4216965.0343 | 1.5081 | 13908.7726 | 24522.4656 | 283.5491 | 499.9236
1 | 1600 | 707 | 0.035 | 15 | 15 | 7 | 5.6234e-09 | 0 | CO2 | Porous | Wet | R245fa | MinimizeLCOE_Brownfield | IgnoreSilica | 109.9313 | 9.0156 | 0.37753 | 4 | 13895.4377 | 24495.1824 | 283.2773 | 499.3674 | 39.7729 | 2.8872 | 1361731300.4078 | 1475460.0113 | 0 | 2396088.0451 | 0 | 0 | 0 | 0 | 1509903.742 | 3928459.8129 | 2681254.5441 | 11991166.1554 | 3144235.0165 | 5848359.5185 | 5848359.5185 | 6843374.6835 | 3315138.9113 | 0 | 20983760.6904 | 36990633.8037 | 5623413.2519 | 1.5101 | 13895.4377 | 24495.1824 | 283.2773 | 499.3674
1 | 1600 | 707 | 0.035 | 15 | 15 | 7 | 7.4989e-09 | 0 | CO2 | Porous | Wet | R245fa | MinimizeLCOE_Brownfield | IgnoreSilica | 110.0091 | 9.0203 | 0.3779 | 4 | 13885.4386 | 24474.7634 | 283.0734 | 498.9512 | 39.7755 | 2.888 | 1362588544.175 | 1476299.305 | 0 | 2397035.3768 | 0 | 0 | 0 | 0 | 1510600.5259 | 3930272.7016 | 2682491.8779 | 11996699.7871 | 3144235.0165 | 5848359.5185 | 5848359.5185 | 6843374.6835 | 3315138.9113 | 0 | 20989294.3221 | 36996167.4354 | 7498942.0933 | 1.5116 | 13885.4386 | 24474.7634 | 283.0734 | 498.9512
1 | 1600 | 707 | 0.035 | 15 | 15 | 7 | 1e-08 | 0 | CO2 | Porous | Wet | R245fa | MinimizeLCOE_Brownfield | IgnoreSilica | 110.0823 | 9.025 | 0.3782 | 4 | 13877.9407 | 24458.8908 | 282.9206 | 498.6276 | 39.7766 | 2.8884 | 1362112254.8844 | 1477019.0404 | 0 | 2398017.1433 | 0 | 0 | 0 | 0 | 1511264.1116 | 3931999.2156 | 2683670.2591 | 12001969.77 | 3144235.0165 | 5848359.5185 | 5848359.5185 | 6843374.6835 | 3315138.9113 | 0 | 20994564.3051 | 37001437.4184 | 10000000 | 1.5128 | 13877.9407 | 24458.8908 | 282.9206 | 498.6276
1 | 1700 | 707 | 0.035 | 15 | 15 | 7 | 1e-13 | 0 | CO2 | Porous | Wet | R245fa | MinimizeLCOE_Brownfield | IgnoreSilica | 0.37865 | 0.013999 | 0.00059628 | 4 | 3977492.0314 | 10974129.4904 | 81086.555 | 223722.4733 | 33.7152 | 1.8835 | 97617292.0901 | 19233.9817 | 0 | 19543.0106 | 0 | 0 | 0 | 2167.0255 | 15968.1669 | 41545.8949 | 28355.9269 | 126814.0065 | 3144235.0165 | 6215678.3853 | 6215678.3853 | 7036927.9594 | 3435093.2969 | 0 | 9486727.4083 | 26174427.05 | 100 | 0.0023851 | 3977492.0314 | 10974129.4904 | 81086.555 | 223722.4733
1 | 1700 | 707 | 0.035 | 15 | 15 | 7 | 1.3335e-13 | 0 | CO2 | Porous | Wet | R245fa | MinimizeLCOE_Brownfield | IgnoreSilica | 0.52497 | 0.028333 | 0.00098602 | 4 | 2419546.6994 | 6650622.4628 | 49325.7321 | 135581.9345 | 35.0164 | 2.0782 | 209171181.1703 | 27051.8818 | 0 | 28897.874 | 0 | 0 | 0 | 3125.6128 | 23039.3938 | 59943.7766 | 40912.8592 | 182971.3982 | 3144235.0165 | 6215678.3853 | 6215678.3853 | 7036927.9594 | 3435093.2969 | 0 | 9542884.8 | 26230584.4417 | 133.3521 | 0.0039441 | 2419546.6994 | 6650622.4628 | 49325.7321 | 135581.9345
1 | 1700 | 707 | 0.035 | 15 | 15 | 7 | 1.7783e-13 | 0 | CO2 | Porous | Wet | R245fa | MinimizeLCOE_Brownfield | IgnoreSilica | 0.69075 | 0.045281 | 0.001538 | 4 | 1559630.8003 | 4272190.3377 | 31795.1834 | 87094.3786 | 35.9494 | 2.2089 | 771946.4188 | 35205.5446 | 0 | 38937.9056 | 0 | 0 | 0 | 1715.5194 | 29584.9981 | 76974.0964 | 52536.4025 | 234954.4666 | 3144235.0165 | 6215678.3853 | 6215678.3853 | 7036927.9594 | 3435093.2969 | 0 | 9594867.8684 | 26282567.5101 | 177.8279 | 0.006152 | 1559630.8003 | 4272190.3377 | 31795.1834 | 87094.3786
1 | 1700 | 707 | 0.035 | 15 | 15 | 7 | 2.3714e-13 | 0 | CO2 | Porous | Wet | R245fa | MinimizeLCOE_Brownfield | IgnoreSilica | 0.93431 | 0.069841 | 0.0023065 | 4 | 1048465.3934 | 2857252.5819 | 21374.3852 | 58248.9586 | 36.8186 | 2.3216 | 8829490.3937 | 46172.2788 | 0 | 52875.2904 | 0 | 0 | 0 | 2051.4242 | 39428.6074 | 102585.1486 | 70016.4718 | 313129.2213 | 3144235.0165 | 6215678.3853 | 6215678.3853 | 7036927.9594 | 3435093.2969 | 0 | 9673042.6232 | 26360742.2649 | 237.1374 | 0.0092259 | 1048465.3934 | 2857252.5819 | 21374.3852 | 58248.9586
1 | 1700 | 707 | 0.035 | 15 | 15 | 7 | 3.1623e-13 | 0 | CO2 | Porous | Wet | R245fa | MinimizeLCOE_Brownfield | IgnoreSilica | 1.2633 | 0.10309 | 0.0033583 | 4 | 727445.3771 | 1969701.4772 | 14829.958 | 40155.0288 | 37.5286 | 2.4072 | 181445237.1318 | 59625.1152 | 0 | 70569.273 | 0 | 0 | 0 | 2871.11 | 51895.5443 | 135021.561 | 92154.9898 | 412137.5932 | 3144235.0165 | 6215678.3853 | 6215678.3853 | 7036927.9594 | 3435093.2969 | 0 | 9772050.995 | 26459750.6367 | 316.2278 | 0.013433 | 727445.3771 | 1969701.4772 | 14829.958 | 40155.0288
1 | 1700 | 707 | 0.035 | 15 | 15 | 7 | 4.217e-13 | 0 | CO2 | Porous | Wet | R245fa | MinimizeLCOE_Brownfield | IgnoreSilica | 1.668 | 0.14434 | 0.0047747 | 4 | 516960.6736 | 1390725.7151 | 10538.9426 | 28351.8248 | 38.0671 | 2.4692 | 68928137.849 | 74717.7261 | 0 | 91015.5552 | 0 | 0 | 0 | 0 | 64635.9797 | 168169.5605 | 114779.1806 | 513318.0019 | 3144235.0165 | 6215678.3853 | 6215678.3853 | 7036927.9594 | 3435093.2969 | 0 | 9873231.4038 | 26560931.0455 | 421.6965 | 0.019099 | 516960.6736 | 1390725.7151 | 10538.9426 | 28351.8248
1 | 1700 | 707 | 0.035 | 15 | 15 | 7 | 5.6234e-13 | 0 | CO2 | Porous | Wet | R245fa | MinimizeLCOE_Brownfield | IgnoreSilica | 2.2405 | 0.20235 | 0.0066834 | 4 | 374856.0996 | 999074.3017 | 7641.9486 | 20367.481 | 38.5241 | 2.519 | 124913384.0998 | 94176.8186 | 0 | 118250.999 | 0 | 0 | 0 | 1116.0854 | 83282.1222 | 216682.9983 | 147890.5987 | 661399.6222 | 3144235.0165 | 6215678.3853 | 6215678.3853 | 7036927.9594 | 3435093.2969 | 0 | 10021313.024 | 26709012.6657 | 562.3413 | 0.026734 | 374856.0996 | 999074.3017 | 7641.9486 | 20367.481
1 | 1700 | 707 | 0.035 | 15 | 15 | 7 | 7.4989e-13 | 0 | CO2 | Porous | Wet | R245fa | MinimizeLCOE_Brownfield | IgnoreSilica | 2.9982 | 0.27945 | 0.0092554 | 4 | 275396.465 | 726153.8945 | 5614.3294 | 14803.6293 | 38.8706 | 2.5541 | 605850950.861 | 117601.9738 | 0 | 152206.9715 | 0 | 0 | 0 | 0 | 105225.4887 | 273775.1368 | 186857.1564 | 835666.7271 | 3144235.0165 | 6215678.3853 | 6215678.3853 | 7036927.9594 | 3435093.2969 | 0 | 10195580.1289 | 26883279.7706 | 749.8942 | 0.037021 | 275396.465 | 726153.8945 | 5614.3294 | 14803.6293
1 | 1700 | 707 | 0.035 | 15 | 15 | 7 | 1e-12 | 0 | CO2 | Porous | Wet | R245fa | MinimizeLCOE_Brownfield | IgnoreSilica | 4.0045 | 0.38156 | 0.012672 | 4 | 205465.4978 | 534687.1336 | 4188.6921 | 10900.3204 | 39.1489 | 2.5826 | 273642750.0287 | 146016.5399 | 0 | 194540.8179 | 0 | 0 | 0 | 0 | 132817.3695 | 345563.551 | 235854.2242 | 1054792.5025 | 3144235.0165 | 6215678.3853 | 6215678.3853 | 7036927.9594 | 3435093.2969 | 0 | 10414705.9043 | 27102405.546 | 1000 | 0.050688 | 205465.4978 | 534687.1336 | 4188.6921 | 10900.3204
1 | 1700 | 707 | 0.035 | 15 | 15 | 7 | 1.3335e-12 | 0 | CO2 | Porous | Wet | R245fa | MinimizeLCOE_Brownfield | IgnoreSilica | 5.3487 | 0.51806 | 0.017238 | 4 | 154989.9422 | 397004.2774 | 3159.6796 | 8093.4692 | 39.3604 | 2.6033 | 167320427.9202 | 180674.2092 | 0 | 247822.3916 | 0 | 0 | 0 | 0 | 167113.6743 | 434795.5009 | 296756.8635 | 1327162.6395 | 3144235.0165 | 6215678.3853 | 6215678.3853 | 7036927.9594 | 3435093.2969 | 0 | 10687076.0414 | 27374775.6831 | 1333.5214 | 0.068953 | 154989.9422 | 397004.2774 | 3159.6796 | 8093.4692
1 | 1700 | 707 | 0.035 | 15 | 15 | 7 | 1.7783e-12 | 0 | CO2 | Porous | Wet | R245fa | MinimizeLCOE_Brownfield | IgnoreSilica | 7.1392 | 0.6999 | 0.023321 | 4 | 118185.4595 | 297075.8903 | 2409.3705 | 6056.2938 | 39.5196 | 2.6184 | 73327825.4931 | 222877.8675 | 0 | 314680.6214 | 0 | 0 | 0 | 0 | 209647.8107 | 545460.5987 | 372288.0667 | 1664954.965 | 3144235.0165 | 6215678.3853 | 6215678.3853 | 7036927.9594 | 3435093.2969 | 0 | 11024868.3668 | 27712568.0085 | 1778.2794 | 0.093284 | 118185.4595 | 297075.8903 | 2409.3705 | 6056.2938
1 | 1700 | 707 | 0.035 | 15 | 15 | 7 | 2.3714e-12 | 0 | CO2 | Porous | Wet | R245fa | MinimizeLCOE_Brownfield | IgnoreSilica | 9.5292 | 0.94278 | 0.031423 | 4 | 91057.1843 | 223824.025 | 1856.3239 | 4562.9555 | 39.6337 | 2.6283 | 360380340.6454 | 274401.9043 | 0 | 398847.9594 | 0 | 0 | 0 | 0 | 262567.4468 | 683146.6366 | 466261.6168 | 2085225.5639 | 3144235.0165 | 6215678.3853 | 6215678.3853 | 7036927.9594 | 3435093.2969 | 0 | 11445138.9657 | 28132838.6074 | 2371.3737 | 0.12569 | 91057.1843 | 223824.025 | 1856.3239 | 4562.9555
1 | 1700 | 707 | 0.035 | 15 | 15 | 7 | 3.1623e-12 | 0 | CO2 | Porous | Wet | R245fa | MinimizeLCOE_Brownfield | IgnoreSilica | 12.7205 | 1.2673 | 0.042189 | 4 | 70922.0788 | 169809.5236 | 1445.8425 | 3461.7968 | 39.7068 | 2.6331 | 1573453120.9442 | 337306.8601 | 0 | 504892.6183 | 0 | 0 | 0 | 0 | 328457.7966 | 854579.8107 | 583268.2807 | 2608505.3664 | 3144235.0165 | 6215678.3853 | 6215678.3853 | 7036927.9594 | 3435093.2969 | 0 | 11968418.7683 | 28656118.41 | 3162.2777 | 0.16875 | 70922.0788 | 169809.5236 | 1445.8425 | 3461.7968
1 | 1700 | 707 | 0.035 | 15 | 15 | 7 | 4.217e-12 | 0 | CO2 | Porous | Wet | R245fa | MinimizeLCOE_Brownfield | IgnoreSilica | 16.954 | 1.6977 | 0.056388 | 4 | 55932.8176 | 129919.2729 | 1140.2661 | 2648.5801 | 39.7458 | 2.6342 | 2748615885.749 | 413629.744 | 0 | 637551.5121 | 0 | 0 | 0 | 0 | 409960.6899 | 1066633.6205 | 727999.3631 | 3255774.9296 | 3144235.0165 | 6215678.3853 | 6215678.3853 | 7036927.9594 | 3435093.2969 | 0 | 12615688.3315 | 29303387.9732 | 4216.965 | 0.22555 | 55932.8176 | 129919.2729 | 1140.2661 | 2648.5801
1 | 1700 | 707 | 0.035 | 15 | 15 | 7 | 5.6234e-12 | 0 | CO2 | Porous | Wet | R245fa | MinimizeLCOE_Brownfield | IgnoreSilica | 22.5649 | 2.2682 | 0.074984 | 4 | 44728.9498 | 100366.3683 | 911.8601 | 2046.1042 | 39.7434 | 2.6296 | 3453302555.986 | 505984.9469 | 0 | 803541.9606 | 0 | 0 | 0 | 0 | 510715.4939 | 1328776.9531 | 906917.5741 | 4055936.9287 | 3144235.0165 | 6215678.3853 | 6215678.3853 | 7036927.9594 | 3435093.2969 | 0 | 13415850.3305 | 30103549.9722 | 5623.4133 | 0.29994 | 44728.9498 | 100366.3683 | 911.8601 | 2046.1042
1 | 1700 | 707 | 0.035 | 15 | 15 | 7 | 7.4989e-12 | 0 | CO2 | Porous | Wet | R245fa | MinimizeLCOE_Brownfield | IgnoreSilica | 29.958 | 3.0198 | 0.09898 | 4 | 36367.8636 | 78517.2458 | 741.4081 | 1600.6803 | 39.6872 | 2.6172 | 5976166046.4019 | 616712.727 | 0 | 1010141.1162 | 0 | 0 | 0 | 0 | 634472.9988 | 1650768.5946 | 1126683.4857 | 5038778.9223 | 3144235.0165 | 6215678.3853 | 6215678.3853 | 7036927.9594 | 3435093.2969 | 0 | 14398692.3242 | 31086391.9659 | 7498.9421 | 0.39592 | 36367.8636 | 78517.2458 | 741.4081 | 1600.6803
1 | 1700 | 707 | 0.035 | 15 | 15 | 7 | 1e-11 | 0 | CO2 | Porous | Wet | R245fa | MinimizeLCOE_Brownfield | IgnoreSilica | 39.6265 | 4.0028 | 0.12917 | 4 | 30183.0813 | 62479.8795 | 615.3229 | 1273.7369 | 39.5491 | 2.592 | 7861089864.8475 | 747553.0549 | 0 | 1265724.8998 | 0 | 0 | 0 | 0 | 785178.4023 | 2042873.1406 | 1394302.8953 | 6235632.3929 | 3144235.0165 | 6215678.3853 | 6215678.3853 | 7036927.9594 | 3435093.2969 | 0 | 15595545.7948 | 32283245.4365 | 10000 | 0.5167 | 30183.0813 | 62479.8795 | 615.3229 | 1273.7369
1 | 1700 | 707 | 0.035 | 15 | 15 | 7 | 1.3335e-11 | 0 | CO2 | Porous | Wet | R245fa | MinimizeLCOE_Brownfield | IgnoreSilica | 51.7413 | 5.2266 | 0.16503 | 4 | 25731.0778 | 51010.7592 | 524.5628 | 1039.9233 | 39.3223 | 2.5548 | 1182513169.3842 | 894725.232 | 0 | 1567379.7127 | 0 | 0 | 0 | 0 | 960220.9285 | 2498297.8874 | 1705139.6431 | 7625763.4037 | 3144235.0165 | 6215678.3853 | 6215678.3853 | 7036927.9594 | 3435093.2969 | 0 | 16985676.8056 | 33673376.4473 | 13335.2143 | 0.66012 | 25731.0778 | 51010.7592 | 524.5628 | 1039.9233
1 | 1700 | 707 | 0.035 | 15 | 15 | 7 | 1.7783e-11 | 0 | CO2 | Porous | Wet | R245fa | MinimizeLCOE_Brownfield | IgnoreSilica | 59.9897 | 5.9255 | 0.19811 | 4 | 22479.7251 | 43538.8718 | 458.2796 | 887.5988 | 39.6381 | 2.636 | 1261732457.8739 | 999573.8076 | 0 | 1729773.7872 | 0 | 0 | 0 | 0 | 1064445.562 | 2769469.0044 | 1890219.5024 | 8453481.6636 | 3144235.0165 | 6215678.3853 | 6215678.3853 | 7036927.9594 | 3435093.2969 | 0 | 17813395.0655 | 34501094.7072 | 17782.7941 | 0.79242 | 22479.7251 | 43538.8718 | 458.2796 | 887.5988
1 | 1700 | 707 | 0.035 | 15 | 15 | 7 | 2.3714e-11 | 0 | CO2 | Porous | Wet | R245fa | MinimizeLCOE_Brownfield | IgnoreSilica | 68.1332 | 6.5885 | 0.23229 | 4 | 20006.565 | 37966.3157 | 407.8609 | 773.9947 | 39.943 | 2.7155 | 1329419908.8869 | 1100392.4667 | 0 | 1879547.2102 | 0 | 0 | 0 | 0 | 1162176.474 | 3023744.7902 | 2063767.951 | 9229628.8921 | 3144235.0165 | 6215678.3853 | 6215678.3853 | 7036927.9594 | 3435093.2969 | 0 | 18589542.2939 | 35277241.9356 | 23713.7371 | 0.92917 | 20006.565 | 37966.3157 | 407.8609 | 773.9947
1 | 1700 | 707 | 0.035 | 15 | 15 | 7 | 3.1623e-11 | 0 | CO2 | Porous | Wet | R245fa | MinimizeLCOE_Brownfield | IgnoreSilica | 75.8091 | 7.1895 | 0.26593 | 4 | 18132.5896 | 33820.4769 | 369.6574 | 689.4762 | 40.2257 | 2.7906 | 1386677230.8511 | 1193507.8602 | 0 | 2012007.2453 | 0 | 0 | 0 | 0 | 1250150.8912 | 3252636.1776 | 2219991.0262 | 9928293.2005 | 3144235.0165 | 6215678.3853 | 6215678.3853 | 7036927.9594 | 3435093.2969 | 0 | 19288206.6023 | 35975906.244 | 31622.7766 | 1.0637 | 18132.5896 | 33820.4769 | 369.6574 | 689.4762
1 | 1700 | 707 | 0.035 | 15 | 15 | 7 | 4.217e-11 | 0 | CO2 | Porous | Wet | R245fa | MinimizeLCOE_Brownfield | IgnoreSilica | 82.7741 | 7.7161 | 0.29756 | 4 | 16717.534 | 30738.1081 | 340.8095 | 626.6379 | 40.4751 | 2.8585 | 1432403673.6276 | 1276584.8243 | 0 | 2125715.5999 | 0 | 0 | 0 | 0 | 1326897.1655 | 3452314.2405 | 2356275.4071 | 10537787.2373 | 3144235.0165 | 6215678.3853 | 6215678.3853 | 7036927.9594 | 3435093.2969 | 0 | 19897700.6391 | 36585400.2808 | 42169.6503 | 1.1902 | 16717.534 | 30738.1081 | 340.8095 | 626.6379
1 | 1700 | 707 | 0.035 | 15 | 15 | 7 | 5.6234e-11 | 0 | CO2 | Porous | Wet | R245fa | MinimizeLCOE_Brownfield | IgnoreSilica | 88.8714 | 8.1633 | 0.32606 | 4 | 15651.8994 | 28446.8236 | 319.0851 | 579.927 | 40.6868 | 2.9177 | 1467773338.84 | 1348332.4735 | 0 | 2220628.8385 | 0 | 0 | 0 | 0 | 1391894.9117 | 3621425.0433 | 2471697.0049 | 11053978.2718 | 3144235.0165 | 6215678.3853 | 6215678.3853 | 7036927.9594 | 3435093.2969 | 0 | 20413891.6737 | 37101591.3154 | 56234.1325 | 1.3042 | 15651.8994 | 28446.8236 | 319.0851 | 579.927
1 | 1700 | 707 | 0.035 | 15 | 15 | 7 | 7.4989e-11 | 0 | CO2 | Porous | Wet | R245fa | MinimizeLCOE_Brownfield | IgnoreSilica | 94.0239 | 8.531 | 0.35079 | 4 | 14850.9432 | 26743.8949 | 302.7566 | 545.2105 | 40.8626 | 2.968 | 1496010057.8163 | 1408409.4161 | 0 | 2297557.0586 | 0 | 0 | 0 | 0 | 1445326.9251 | 3760444.1819 | 2566580.4235 | 11478318.0053 | 3144235.0165 | 6215678.3853 | 6215678.3853 | 7036927.9594 | 3435093.2969 | 0 | 20838231.4071 | 37525931.0488 | 74989.4209 | 1.4032 | 14850.9432 | 26743.8949 | 302.7566 | 545.2105
1 | 1700 | 707 | 0.035 | 15 | 15 | 7 | 1e-10 | 0 | CO2 | Porous | Wet | R245fa | MinimizeLCOE_Brownfield | IgnoreSilica | 98.277 | 8.828 | 0.3716 | 4 | 14249.6809 | 25476.5231 | 290.499 | 519.3734 | 41.0044 | 3.0095 | 1517447385.8251 | 1457609.4738 | 0 | 2358986.7281 | 0 | 0 | 0 | 0 | 1488472.5187 | 3872700.1661 | 2643197.4394 | 11820966.326 | 3144235.0165 | 6215678.3853 | 6215678.3853 | 7036927.9594 | 3435093.2969 | 0 | 21180879.7279 | 37868579.3696 | 100000 | 1.4864 | 14249.6809 | 25476.5231 | 290.499 | 519.3734
1 | 1700 | 707 | 0.035 | 15 | 15 | 7 | 1.3335e-10 | 0 | CO2 | Porous | Wet | R245fa | MinimizeLCOE_Brownfield | IgnoreSilica | 101.707 | 9.0631 | 0.38867 | 4 | 13798.6653 | 24532.5641 | 281.3045 | 500.1295 | 41.117 | 3.0431 | 1533987308.1797 | 1497078.1401 | 0 | 2407185.6372 | 0 | 0 | 0 | 0 | 1522662.8731 | 3961656.4548 | 2703911.9343 | 12092495.0394 | 3144235.0165 | 6215678.3853 | 6215678.3853 | 7036927.9594 | 3435093.2969 | 0 | 21452408.4413 | 38140108.083 | 133352.1432 | 1.5547 | 13798.6653 | 24532.5641 | 281.3045 | 500.1295
1 | 1700 | 707 | 0.035 | 15 | 15 | 7 | 1.7783e-10 | 0 | CO2 | Porous | Wet | R245fa | MinimizeLCOE_Brownfield | IgnoreSilica | 104.4332 | 9.2474 | 0.40239 | 4 | 13460.4904 | 23828.4307 | 274.4103 | 485.7748 | 41.2047 | 3.0696 | 1546199284.2208 | 1528294.0283 | 0 | 2444707.9233 | 0 | 0 | 0 | 0 | 1549470.7611 | 4031405.0803 | 2751516.8044 | 12305394.5974 | 3144235.0165 | 6215678.3853 | 6215678.3853 | 7036927.9594 | 3435093.2969 | 0 | 21665307.9992 | 38353007.641 | 177827.941 | 1.6095 | 13460.4904 | 23828.4307 | 274.4103 | 485.7748
1 | 1700 | 707 | 0.035 | 15 | 15 | 7 | 2.3714e-10 | 0 | CO2 | Porous | Wet | R245fa | MinimizeLCOE_Brownfield | IgnoreSilica | 106.5667 | 9.39 | 0.41323 | 4 | 13206.9726 | 23302.8281 | 269.242 | 475.0597 | 41.2727 | 3.0905 | 1555476968.3149 | 1552649.7272 | 0 | 2473572.6191 | 0 | 0 | 0 | 0 | 1570226.7151 | 4085407.8148 | 2788374.7803 | 12470231.6565 | 3144235.0165 | 6215678.3853 | 6215678.3853 | 7036927.9594 | 3435093.2969 | 0 | 21830145.0583 | 38517844.7 | 237137.3706 | 1.6529 | 13206.9726 | 23302.8281 | 269.242 | 475.0597
1 | 1700 | 707 | 0.035 | 15 | 15 | 7 | 3.1623e-10 | 0 | CO2 | Porous | Wet | R245fa | MinimizeLCOE_Brownfield | IgnoreSilica | 108.2233 | 9.4998 | 0.4217 | 4 | 13016.9308 | 22909.9731 | 265.3677 | 467.0508 | 41.3247 | 3.1066 | 1562214779.3837 | 1571500.0849 | 0 | 2495715.4497 | 0 | 0 | 0 | 0 | 1586214.0585 | 4127003.603 | 2816764.7605 | 12597197.9567 | 3144235.0165 | 6215678.3853 | 6215678.3853 | 7036927.9594 | 3435093.2969 | 0 | 21957111.3586 | 38644811.0003 | 316227.766 | 1.6868 | 13016.9308 | 22909.9731 | 265.3677 | 467.0508
1 | 1700 | 707 | 0.035 | 15 | 15 | 7 | 4.217e-10 | 0 | CO2 | Porous | Wet | R245fa | MinimizeLCOE_Brownfield | IgnoreSilica | 109.4903 | 9.5831 | 0.42824 | 4 | 12874.4708 | 22616.4364 | 262.4635 | 461.0666 | 41.3648 | 3.1191 | 1567390534.7002 | 1585923.4265 | 0 | 2512441.3672 | 0 | 0 | 0 | 0 | 1598362.2696 | 4158610.7562 | 2838337.292 | 12693675.1115 | 3144235.0165 | 6215678.3853 | 6215678.3853 | 7036927.9594 | 3435093.2969 | 0 | 22053588.5133 | 38741288.155 | 421696.5034 | 1.713 | 12874.4708 | 22616.4364 | 262.4635 | 461.0666
1 | 1700 | 707 | 0.035 | 15 | 15 | 7 | 5.6234e-10 | 0 | CO2 | Porous | Wet | R245fa | MinimizeLCOE_Brownfield | IgnoreSilica | 110.465 | 9.647 | 0.43327 | 4 | 12767.6751 | 22396.5695 | 260.2863 | 456.5844 | 41.3948 | 3.1286 | 1572414530.9861 | 1596971.5514 | 0 | 2525248.89 | 0 | 0 | 0 | 0 | 1607665.9721 | 4182817.0819 | 2854858.6067 | 12767562.1021 | 3144235.0165 | 6215678.3853 | 6215678.3853 | 7036927.9594 | 3435093.2969 | 0 | 22127475.504 | 38815175.1457 | 562341.3252 | 1.7331 | 12767.6751 | 22396.5695 | 260.2863 | 456.5844
1 | 1700 | 707 | 0.035 | 15 | 15 | 7 | 7.4989e-10 | 0 | CO2 | Porous | Wet | R245fa | MinimizeLCOE_Brownfield | IgnoreSilica | 111.1929 | 9.6942 | 0.43709 | 4 | 12687.6111 | 22232.4319 | 258.6541 | 453.2382 | 41.4185 | 3.136 | 1575067097.6148 | 1605279.5275 | 0 | 2534674.5848 | 0 | 0 | 0 | 0 | 1614582.1038 | 4200811.4377 | 2867140.1243 | 12822487.7781 | 3144235.0165 | 6215678.3853 | 6215678.3853 | 7036927.9594 | 3435093.2969 | 0 | 22182401.18 | 38870100.8217 | 749894.2093 | 1.7484 | 12687.6111 | 22232.4319 | 258.6541 | 453.2382
1 | 1700 | 707 | 0.035 | 15 | 15 | 7 | 1e-09 | 0 | CO2 | Porous | Wet | R245fa | MinimizeLCOE_Brownfield | IgnoreSilica | 111.7607 | 9.7313 | 0.44001 | 4 | 12627.5849 | 22108.9509 | 257.4304 | 450.7209 | 41.4353 | 3.1413 | 1576712986.7501 | 1611676.3681 | 0 | 2542099.0411 | 0 | 0 | 0 | 0 | 1619972.4096 | 4214835.9077 | 2876712.1132 | 12865295.8397 | 3144235.0165 | 6215678.3853 | 6215678.3853 | 7036927.9594 | 3435093.2969 | 0 | 22225209.2415 | 38912908.8832 | 1000000 | 1.7601 | 12627.5849 | 22108.9509 | 257.4304 | 450.7209
1 | 1700 | 707 | 0.035 | 15 | 15 | 7 | 1.3335e-09 | 0 | CO2 | Porous | Wet | R245fa | MinimizeLCOE_Brownfield | IgnoreSilica | 112.1823 | 9.7586 | 0.44222 | 4 | 12582.5794 | 22016.7067 | 256.5129 | 448.8403 | 41.4484 | 3.1455 | 1578475176.4357 | 1616459.2677 | 0 | 2547543.8091 | 0 | 0 | 0 | 0 | 1623961.1999 | 4225213.922 | 2883795.3212 | 12896973.5199 | 3144235.0165 | 6215678.3853 | 6215678.3853 | 7036927.9594 | 3435093.2969 | 0 | 22256886.9218 | 38944586.5635 | 1333521.4322 | 1.7689 | 12582.5794 | 22016.7067 | 256.5129 | 448.8403
1 | 1700 | 707 | 0.035 | 15 | 15 | 7 | 1.7783e-09 | 0 | CO2 | Porous | Wet | R245fa | MinimizeLCOE_Brownfield | IgnoreSilica | 112.4964 | 9.7788 | 0.44387 | 4 | 12548.8346 | 21947.7152 | 255.825 | 447.4339 | 41.4586 | 3.1487 | 1580064382.6898 | 1620040.9772 | 0 | 2551566.2064 | 0 | 0 | 0 | 0 | 1626926.8016 | 4232929.8092 | 2889061.5728 | 12920525.3672 | 3144235.0165 | 6215678.3853 | 6215678.3853 | 7036927.9594 | 3435093.2969 | 0 | 22280438.769 | 38968138.4107 | 1778279.41 | 1.7755 | 12548.8346 | 21947.7152 | 255.825 | 447.4339
1 | 1700 | 707 | 0.035 | 15 | 15 | 7 | 2.3714e-09 | 0 | CO2 | Porous | Wet | R245fa | MinimizeLCOE_Brownfield | IgnoreSilica | 112.7398 | 9.7946 | 0.44514 | 4 | 12523.5324 | 21895.782 | 255.3091 | 446.3751 | 41.4658 | 3.151 | 1580792133.9212 | 1622781.7427 | 0 | 2554720.0963 | 0 | 0 | 0 | 0 | 1629225.7172 | 4238911.1161 | 2893143.9376 | 12938782.61 | 3144235.0165 | 6215678.3853 | 6215678.3853 | 7036927.9594 | 3435093.2969 | 0 | 22298696.0118 | 38986395.6535 | 2371373.7057 | 1.7805 | 12523.5324 | 21895.782 | 255.3091 | 446.3751
1 | 1700 | 707 | 0.035 | 15 | 15 | 7 | 3.1623e-09 | 0 | CO2 | Porous | Wet | R245fa | MinimizeLCOE_Brownfield | IgnoreSilica | 112.923 | 9.8065 | 0.44609 | 4 | 12504.5599 | 21856.8528 | 254.9224 | 445.5815 | 41.4713 | 3.1528 | 1581194323.367 | 1624843.8524 | 0 | 2557090.7883 | 0 | 0 | 0 | 0 | 1630954.5099 | 4243409.0799 | 2896213.8904 | 12952512.1208 | 3144235.0165 | 6215678.3853 | 6215678.3853 | 7036927.9594 | 3435093.2969 | 0 | 22312425.5227 | 39000125.1644 | 3162277.6602 | 1.7843 | 12504.5599 | 21856.8528 | 254.9224 | 445.5815
1 | 1700 | 707 | 0.035 | 15 | 15 | 7 | 4.217e-09 | 0 | CO2 | Porous | Wet | R245fa | MinimizeLCOE_Brownfield | IgnoreSilica | 113.0519 | 9.8146 | 0.44679 | 4 | 12490.3334 | 21827.9613 | 254.6323 | 444.9925 | 41.4759 | 3.1542 | 1582344621.5421 | 1626337.2495 | 0 | 2558702.5271 | 0 | 0 | 0 | 0 | 1632165.5129 | 4246559.8613 | 2898364.3634 | 12962129.5142 | 3144235.0165 | 6215678.3853 | 6215678.3853 | 7036927.9594 | 3435093.2969 | 0 | 22322042.916 | 39009742.5577 | 4216965.0343 | 1.7871 | 12490.3334 | 21827.9613 | 254.6323 | 444.9925
1 | 1700 | 707 | 0.035 | 15 | 15 | 7 | 5.6234e-09 | 0 | CO2 | Porous | Wet | R245fa | MinimizeLCOE_Brownfield | IgnoreSilica | 113.1567 | 9.8214 | 0.44733 | 4 | 12479.6655 | 21806.0372 | 254.4149 | 444.5456 | 41.4789 | 3.1552 | 1582238237.1014 | 1627510.35 | 0 | 2560064.9278 | 0 | 0 | 0 | 0 | 1633154.3584 | 4249132.6345 | 2900120.334 | 12969982.6046 | 3144235.0165 | 6215678.3853 | 6215678.3853 | 7036927.9594 | 3435093.2969 | 0 | 22329896.0065 | 39017595.6482 | 5623413.2519 | 1.7893 | 12479.6655 | 21806.0372 | 254.4149 | 444.5456
1 | 1700 | 707 | 0.035 | 15 | 15 | 7 | 7.4989e-09 | 0 | CO2 | Porous | Wet | R245fa | MinimizeLCOE_Brownfield | IgnoreSilica | 113.2345 | 9.8265 | 0.44773 | 4 | 12471.666 | 21789.6302 | 254.2518 | 444.2111 | 41.4812 | 3.1559 | 1582777907.9775 | 1628385.2605 | 0 | 2561069.6748 | 0 | 0 | 0 | 0 | 1633887.4248 | 4251039.9229 | 2901422.0975 | 12975804.3804 | 3144235.0165 | 6215678.3853 | 6215678.3853 | 7036927.9594 | 3435093.2969 | 0 | 22335717.7823 | 39023417.424 | 7498942.0933 | 1.7909 | 12471.666 | 21789.6302 | 254.2518 | 444.2111
1 | 1700 | 707 | 0.035 | 15 | 15 | 7 | 1e-08 | 0 | CO2 | Porous | Wet | R245fa | MinimizeLCOE_Brownfield | IgnoreSilica | 113.2929 | 9.8303 | 0.44803 | 4 | 12465.6674 | 21777.3301 | 254.1295 | 443.9603 | 41.4829 | 3.1564 | 1582948071.2342 | 1629041.6556 | 0 | 2561822.5463 | 0 | 0 | 0 | 0 | 1634437.0387 | 4252469.9056 | 2902398.0901 | 12980169.2364 | 3144235.0165 | 6215678.3853 | 6215678.3853 | 7036927.9594 | 3435093.2969 | 0 | 22340082.6382 | 39027782.2799 | 10000000 | 1.7921 | 12465.6674 | 21777.3301 | 254.1295 | 443.9603
1 | 1800 | 707 | 0.035 | 15 | 15 | 7 | 1e-13 | 0 | CO2 | Porous | Wet | R245fa | MinimizeLCOE_Brownfield | IgnoreSilica | 0.3981 | 0.012582 | 0.00061482 | 4 | 4018320.453 | 11086381.4907 | 81918.8976 | 226010.8821 | 34.9652 | 2.1877 | 4207548.4176 | 21517.5231 | 0 | 19853.9176 | 0 | 0 | 0 | 6754.3838 | 18769.0715 | 48833.2741 | 33329.713 | 149057.883 | 3144235.0165 | 6588857.343 | 6588857.343 | 7236048.3217 | 3557391.7189 | 0 | 9882150.2425 | 27264447.6262 | 100 | 0.0024593 | 4018320.453 | 11086381.4907 | 81918.8976 | 226010.8821
1 | 1800 | 707 | 0.035 | 15 | 15 | 7 | 1.3335e-13 | 0 | CO2 | Porous | Wet | R245fa | MinimizeLCOE_Brownfield | IgnoreSilica | 0.55924 | 0.028041 | 0.0010539 | 4 | 2360383.826 | 6483897.0032 | 48119.6169 | 132183.0105 | 36.5836 | 2.4106 | 52245229.2042 | 30686.9531 | 0 | 30116.6537 | 0 | 0 | 0 | 9223.7494 | 27310.669 | 71056.7584 | 48497.6977 | 216892.4814 | 3144235.0165 | 6588857.343 | 6588857.343 | 7236048.3217 | 3557391.7189 | 0 | 9949984.8409 | 27332282.2246 | 133.3521 | 0.0042154 | 2360383.826 | 6483897.0032 | 48119.6169 | 132183.0105
1 | 1800 | 707 | 0.035 | 15 | 15 | 7 | 1.7783e-13 | 0 | CO2 | Porous | Wet | R245fa | MinimizeLCOE_Brownfield | IgnoreSilica | 0.74909 | 0.047197 | 0.0016848 | 4 | 1486936.1312 | 4066188.103 | 30313.2043 | 82894.7444 | 37.7543 | 2.5629 | 8265401.0086 | 40633.1765 | 0 | 41570.5366 | 0 | 0 | 0 | 10712.2673 | 36237.2324 | 94281.8453 | 64349.2967 | 287784.3548 | 3144235.0165 | 6588857.343 | 6588857.343 | 7236048.3217 | 3557391.7189 | 0 | 10020876.7143 | 27403174.098 | 177.8279 | 0.0067393 | 1486936.1312 | 4066188.103 | 30313.2043 | 82894.7444
1 | 1800 | 707 | 0.035 | 15 | 15 | 7 | 2.3714e-13 | 0 | CO2 | Porous | Wet | R245fa | MinimizeLCOE_Brownfield | IgnoreSilica | 0.98802 | 0.071784 | 0.0025643 | 4 | 984862.6827 | 2679531.7018 | 20077.7579 | 54625.8781 | 38.6976 | 2.6774 | 207777606.8703 | 52142.5422 | 0 | 55214.016 | 0 | 0 | 0 | 11680.8605 | 46424.5933 | 120787.2688 | 82439.7929 | 368689.0738 | 3144235.0165 | 6588857.343 | 6588857.343 | 7236048.3217 | 3557391.7189 | 0 | 10101781.4333 | 27484078.8169 | 237.1374 | 0.010257 | 984862.6827 | 2679531.7018 | 20077.7579 | 54625.8781
1 | 1800 | 707 | 0.035 | 15 | 15 | 7 | 3.1623e-13 | 0 | CO2 | Porous | Wet | R245fa | MinimizeLCOE_Brownfield | IgnoreSilica | 1.3364 | 0.10734 | 0.0037768 | 4 | 676267.2668 | 1826857.5713 | 13786.623 | 37242.9626 | 39.5532 | 2.7742 | 301256728.8542 | 67469.5819 | 0 | 73965.5914 | 0 | 0 | 0 | 14661.5041 | 60877.7042 | 158391.2985 | 108105.3159 | 483470.9959 | 3144235.0165 | 6588857.343 | 6588857.343 | 7236048.3217 | 3557391.7189 | 0 | 10216563.3554 | 27598860.7391 | 316.2278 | 0.015107 | 676267.2668 | 1826857.5713 | 13786.623 | 37242.9626
1 | 1800 | 707 | 0.035 | 15 | 15 | 7 | 4.217e-13 | 0 | CO2 | Porous | Wet | R245fa | MinimizeLCOE_Brownfield | IgnoreSilica | 1.7069 | 0.14648 | 0.0054049 | 4 | 477139.7887 | 1281139.4764 | 9727.14 | 26117.7611 | 40.1203 | 2.8341 | 321308272.0678 | 82409.5002 | 0 | 92824.2125 | 0 | 0 | 0 | 12857.2804 | 73355.4873 | 190855.9307 | 130263.0944 | 582565.5055 | 3144235.0165 | 6588857.343 | 6588857.343 | 7236048.3217 | 3557391.7189 | 0 | 10315657.865 | 27697955.2486 | 421.6965 | 0.02162 | 477139.7887 | 1281139.4764 | 9727.14 | 26117.7611
1 | 1800 | 707 | 0.035 | 15 | 15 | 7 | 5.6234e-13 | 0 | CO2 | Porous | Wet | R245fa | MinimizeLCOE_Brownfield | IgnoreSilica | 2.2794 | 0.20565 | 0.0076162 | 4 | 343796.1601 | 914365.6215 | 7008.7497 | 18640.58 | 40.674 | 2.8907 | 102313248.0505 | 103609.3361 | 0 | 120329.4313 | 0 | 0 | 0 | 15175.216 | 93254.4536 | 242628.959 | 165599.2501 | 740596.6461 | 3144235.0165 | 6588857.343 | 6588857.343 | 7236048.3217 | 3557391.7189 | 0 | 10473689.0056 | 27855986.3893 | 562.3413 | 0.030465 | 343796.1601 | 914365.6215 | 7008.7497 | 18640.58
1 | 1800 | 707 | 0.035 | 15 | 15 | 7 | 7.4989e-13 | 0 | CO2 | Porous | Wet | R245fa | MinimizeLCOE_Brownfield | IgnoreSilica | 2.9936 | 0.2799 | 0.010558 | 4 | 252165.967 | 663738.8328 | 5140.7443 | 13531.2139 | 41.0933 | 2.9321 | 596382455.9387 | 127803.3949 | 0 | 152654.233 | 0 | 0 | 0 | 15559.9715 | 115446.8638 | 300369.0581 | 205008.0541 | 916841.5753 | 3144235.0165 | 6588857.343 | 6588857.343 | 7236048.3217 | 3557391.7189 | 0 | 10649933.9349 | 28032231.3185 | 749.8942 | 0.042234 | 252165.967 | 663738.8328 | 5140.7443 | 13531.2139
1 | 1800 | 707 | 0.035 | 15 | 15 | 7 | 1e-12 | 0 | CO2 | Porous | Wet | R245fa | MinimizeLCOE_Brownfield | IgnoreSilica | 4.046 | 0.38857 | 0.014549 | 4 | 187403.6622 | 486082.9063 | 3820.4771 | 9909.4575 | 41.4526 | 2.9657 | 334006044.6174 | 160334.0855 | 0 | 197528.932 | 0 | 0 | 0 | 20949.0701 | 147736.7142 | 384380.6253 | 262347.675 | 1173277.1021 | 3144235.0165 | 6588857.343 | 6588857.343 | 7236048.3217 | 3557391.7189 | 0 | 10906369.4616 | 28288666.8453 | 1000 | 0.058197 | 187403.6622 | 486082.9063 | 3820.4771 | 9909.4575
1 | 1800 | 707 | 0.035 | 15 | 15 | 7 | 1.3335e-12 | 0 | CO2 | Porous | Wet | R245fa | MinimizeLCOE_Brownfield | IgnoreSilica | 5.3 | 0.51911 | 0.01981 | 4 | 140980.5827 | 360343.9487 | 2874.0799 | 7346.0988 | 41.7029 | 2.9884 | 555765374.3519 | 195800.1823 | 0 | 247912.8349 | 0 | 0 | 0 | 20625.1932 | 181091.902 | 471163.982 | 321579.0992 | 1438173.1935 | 3144235.0165 | 6588857.343 | 6588857.343 | 7236048.3217 | 3557391.7189 | 0 | 11171265.553 | 28553562.9367 | 1333.5214 | 0.07924 | 140980.5827 | 360343.9487 | 2874.0799 | 7346.0988
1 | 1800 | 707 | 0.035 | 15 | 15 | 7 | 1.7783e-12 | 0 | CO2 | Porous | Wet | R245fa | MinimizeLCOE_Brownfield | IgnoreSilica | 6.9223 | 0.6882 | 0.026791 | 4 | 107167.2542 | 269371.2476 | 2184.7494 | 5491.4972 | 41.8933 | 3.0049 | 830779167.8906 | 238006.1542 | 0 | 309586.7177 | 0 | 0 | 0 | 17841.1246 | 220519.2586 | 573745.8763 | 391593.3498 | 1751292.4812 | 3144235.0165 | 6588857.343 | 6588857.343 | 7236048.3217 | 3557391.7189 | 0 | 11484384.8407 | 28866682.2244 | 1778.2794 | 0.10716 | 107167.2542 | 269371.2476 | 2184.7494 | 5491.4972
1 | 1800 | 707 | 0.035 | 15 | 15 | 7 | 2.3714e-12 | 0 | CO2 | Porous | Wet | R245fa | MinimizeLCOE_Brownfield | IgnoreSilica | 8.8882 | 0.89387 | 0.035904 | 4 | 82128.6489 | 203162.7624 | 1674.3036 | 4141.7477 | 42.032 | 3.0168 | 38048693.4814 | 285257.8464 | 0 | 380429.3759 | 0 | 0 | 0 | 0 | 259618.0167 | 675472.8244 | 461024.0822 | 2061802.1456 | 3144235.0165 | 6588857.343 | 6588857.343 | 7236048.3217 | 3557391.7189 | 0 | 11794894.5051 | 29177191.8887 | 2371.3737 | 0.14361 | 82128.6489 | 203162.7624 | 1674.3036 | 4141.7477
1 | 1800 | 707 | 0.035 | 15 | 15 | 7 | 3.1623e-12 | 0 | CO2 | Porous | Wet | R245fa | MinimizeLCOE_Brownfield | IgnoreSilica | 11.8508 | 1.2015 | 0.048257 | 4 | 63776.6424 | 153827.0864 | 1300.1731 | 3135.9732 | 42.1497 | 3.0263 | 157821031.4002 | 350800.4777 | 0 | 481425.1703 | 0 | 0 | 0 | 0 | 324568.0027 | 844459.3651 | 576360.8686 | 2577613.8844 | 3144235.0165 | 6588857.343 | 6588857.343 | 7236048.3217 | 3557391.7189 | 0 | 12310706.244 | 29693003.6276 | 3162.2777 | 0.19303 | 63776.6424 | 153827.0864 | 1300.1731 | 3135.9732
1 | 1800 | 707 | 0.035 | 15 | 15 | 7 | 4.217e-12 | 0 | CO2 | Porous | Wet | R245fa | MinimizeLCOE_Brownfield | IgnoreSilica | 15.8091 | 1.6129 | 0.064659 | 4 | 50083.4552 | 117291.4019 | 1021.019 | 2391.1439 | 42.2182 | 3.0293 | 1508943517.744 | 430862.6313 | 0 | 608839.0486 | 0 | 0 | 0 | 0 | 405483.6552 | 1054985.2946 | 720049.1413 | 3220219.771 | 3144235.0165 | 6588857.343 | 6588857.343 | 7236048.3217 | 3557391.7189 | 0 | 12953312.1305 | 30335609.5142 | 4216.965 | 0.25863 | 50083.4552 | 117291.4019 | 1021.019 | 2391.1439
1 | 1800 | 707 | 0.035 | 15 | 15 | 7 | 5.6234e-12 | 0 | CO2 | Porous | Wet | R245fa | MinimizeLCOE_Brownfield | IgnoreSilica | 21.0491 | 2.1574 | 0.086197 | 4 | 39868.8754 | 90283.4759 | 812.781 | 1840.5508 | 42.2434 | 3.027 | 2955011018.834 | 527738.5215 | 0 | 767982.4497 | 0 | 0 | 0 | 0 | 505331.1788 | 1314768.0695 | 897356.2232 | 4013176.4426 | 3144235.0165 | 6588857.343 | 6588857.343 | 7236048.3217 | 3557391.7189 | 0 | 13746268.8021 | 31128566.1857 | 5623.4133 | 0.34479 | 39868.8754 | 90283.4759 | 812.781 | 1840.5508
1 | 1800 | 707 | 0.035 | 15 | 15 | 7 | 7.4989e-12 | 0 | CO2 | Porous | Wet | R245fa | MinimizeLCOE_Brownfield | IgnoreSilica | 27.948 | 2.8742 | 0.11414 | 4 | 32238.5331 | 70309.4603 | 657.2261 | 1433.3534 | 42.2161 | 3.0173 | 4101963736.4826 | 644066.9371 | 0 | 965833.4865 | 0 | 0 | 0 | 0 | 627861.1652 | 1633565.9599 | 1114942.334 | 4986269.8828 | 3144235.0165 | 6588857.343 | 6588857.343 | 7236048.3217 | 3557391.7189 | 0 | 14719362.2423 | 32101659.6259 | 7498.9421 | 0.45658 | 32238.5331 | 70309.4603 | 657.2261 | 1433.3534
1 | 1800 | 707 | 0.035 | 15 | 15 | 7 | 1e-11 | 0 | CO2 | Porous | Wet | R245fa | MinimizeLCOE_Brownfield | IgnoreSilica | 36.9955 | 3.8146 | 0.14978 | 4 | 26553.0037 | 55566.3845 | 541.3189 | 1132.7959 | 42.1094 | 2.995 | 6666185567.3183 | 782427.8779 | 0 | 1211325.8058 | 0 | 0 | 0 | 0 | 777563.9366 | 2023061.8628 | 1380781.2912 | 6175160.7743 | 3144235.0165 | 6588857.343 | 6588857.343 | 7236048.3217 | 3557391.7189 | 0 | 15908253.1338 | 33290550.5175 | 10000 | 0.59911 | 26553.0037 | 55566.3845 | 541.3189 | 1132.7959
1 | 1800 | 707 | 0.035 | 15 | 15 | 7 | 1.3335e-11 | 0 | CO2 | Porous | Wet | R245fa | MinimizeLCOE_Brownfield | IgnoreSilica | 48.6474 | 5.0253 | 0.19349 | 4 | 22393.0776 | 44851.5843 | 456.5132 | 914.3602 | 41.889 | 2.9543 | 8407698944.7219 | 942595.4817 | 0 | 1510727.8473 | 0 | 0 | 0 | 0 | 956796.0983 | 2489387.182 | 1699057.9035 | 7598564.5128 | 3144235.0165 | 6588857.343 | 6588857.343 | 7236048.3217 | 3557391.7189 | 0 | 17331656.8723 | 34713954.2559 | 13335.2143 | 0.77397 | 22393.0776 | 44851.5843 | 456.5132 | 914.3602
1 | 1800 | 707 | 0.035 | 15 | 15 | 7 | 1.7783e-11 | 0 | CO2 | Porous | Wet | R245fa | MinimizeLCOE_Brownfield | IgnoreSilica | 61.264 | 6.299 | 0.2403 | 4 | 19507.2638 | 37590.9234 | 397.682 | 766.3418 | 41.703 | 2.9305 | 9126312342.9511 | 1101383.3724 | 0 | 1810097.8684 | 0 | 0 | 0 | 0 | 1135477.6839 | 2954280.015 | 2016356.8146 | 9017595.7543 | 3144235.0165 | 6588857.343 | 6588857.343 | 7236048.3217 | 3557391.7189 | 0 | 18750688.1138 | 36132985.4975 | 17782.7941 | 0.96122 | 19507.2638 | 37590.9234 | 397.682 | 766.3418
1 | 1800 | 707 | 0.035 | 15 | 15 | 7 | 2.3714e-11 | 0 | CO2 | Porous | Wet | R245fa | MinimizeLCOE_Brownfield | IgnoreSilica | 72.8519 | 7.4018 | 0.28523 | 4 | 17483.9846 | 32719.5697 | 356.4347 | 667.0327 | 41.6513 | 2.9415 | 1556708239.5386 | 1239609.619 | 0 | 2058282.0188 | 0 | 0 | 0 | 0 | 1286177.7387 | 3346370.6449 | 2283966.7262 | 10214406.7476 | 3144235.0165 | 6588857.343 | 6588857.343 | 7236048.3217 | 3557391.7189 | 0 | 19947499.1071 | 37329796.4907 | 23713.7371 | 1.1409 | 17483.9846 | 32719.5697 | 356.4347 | 667.0327
1 | 1800 | 707 | 0.035 | 15 | 15 | 7 | 3.1623e-11 | 0 | CO2 | Porous | Wet | R245fa | MinimizeLCOE_Brownfield | IgnoreSilica | 80.6009 | 8.0294 | 0.32403 | 4 | 15948.992 | 29359.8303 | 325.1418 | 598.5399 | 41.9399 | 3.0248 | 1614159681.4779 | 1338968.3027 | 0 | 2192871.1201 | 0 | 0 | 0 | 0 | 1377417.3749 | 3583757.4623 | 2445988.1069 | 10939002.3669 | 3144235.0165 | 6588857.343 | 6588857.343 | 7236048.3217 | 3557391.7189 | 0 | 20672094.7264 | 38054392.1101 | 31622.7766 | 1.2961 | 15948.992 | 29359.8303 | 325.1418 | 598.5399
1 | 1800 | 707 | 0.035 | 15 | 15 | 7 | 4.217e-11 | 0 | CO2 | Porous | Wet | R245fa | MinimizeLCOE_Brownfield | IgnoreSilica | 87.0077 | 8.5158 | 0.35895 | 4 | 14796.714 | 26903.1522 | 301.651 | 548.4571 | 42.2345 | 3.1078 | 1664011410.6035 | 1422277.8288 | 0 | 2294523.0417 | 0 | 0 | 0 | 0 | 1449552.3395 | 3771437.8433 | 2574083.8233 | 11511874.8765 | 3144235.0165 | 6588857.343 | 6588857.343 | 7236048.3217 | 3557391.7189 | 0 | 21244967.236 | 38627264.6197 | 42169.6503 | 1.4358 | 14796.714 | 26903.1522 | 301.651 | 548.4571
1 | 1800 | 707 | 0.035 | 15 | 15 | 7 | 5.6234e-11 | 0 | CO2 | Porous | Wet | R245fa | MinimizeLCOE_Brownfield | IgnoreSilica | 92.925 | 8.9654 | 0.39059 | 4 | 13929.726 | 25055.4741 | 283.9763 | 510.7897 | 42.4494 | 3.1721 | 1700145190.2768 | 1496485.4677 | 0 | 2387599.4998 | 0 | 0 | 0 | 0 | 1514793.1373 | 3941181.0166 | 2689937.027 | 12029996.1484 | 3144235.0165 | 6588857.343 | 6588857.343 | 7236048.3217 | 3557391.7189 | 0 | 21763088.5079 | 39145385.8915 | 56234.1325 | 1.5623 | 13929.726 | 25055.4741 | 283.9763 | 510.7897
1 | 1800 | 707 | 0.035 | 15 | 15 | 7 | 7.4989e-11 | 0 | CO2 | Porous | Wet | R245fa | MinimizeLCOE_Brownfield | IgnoreSilica | 97.9091 | 9.3352 | 0.41779 | 4 | 13277.3412 | 23678.5926 | 270.6766 | 482.7201 | 42.6252 | 3.2259 | 1727239404.6121 | 1558373.1019 | 0 | 2463141.4877 | 0 | 0 | 0 | 0 | 1568390.6899 | 4080630.8541 | 2785114.4065 | 12455650.54 | 3144235.0165 | 6588857.343 | 6588857.343 | 7236048.3217 | 3557391.7189 | 0 | 22188742.8996 | 39571040.2832 | 74989.4209 | 1.6712 | 13277.3412 | 23678.5926 | 270.6766 | 482.7201
1 | 1800 | 707 | 0.035 | 15 | 15 | 7 | 1e-10 | 0 | CO2 | Porous | Wet | R245fa | MinimizeLCOE_Brownfield | IgnoreSilica | 101.9971 | 9.6323 | 0.4405 | 4 | 12787.1124 | 22652.2093 | 260.6826 | 461.7959 | 42.7664 | 3.27 | 1747774260.3299 | 1608772.3673 | 0 | 2523209.4319 | 0 | 0 | 0 | 0 | 1611472.9017 | 4192721.9317 | 2861618.8702 | 12797795.5027 | 3144235.0165 | 6588857.343 | 6588857.343 | 7236048.3217 | 3557391.7189 | 0 | 22530887.8622 | 39913185.2459 | 100000 | 1.762 | 12787.1124 | 22652.2093 | 260.6826 | 461.7959
1 | 1800 | 707 | 0.035 | 15 | 15 | 7 | 1.3335e-10 | 0 | CO2 | Porous | Wet | R245fa | MinimizeLCOE_Brownfield | IgnoreSilica | 105.2755 | 9.8665 | 0.45899 | 4 | 12419.0634 | 21886.7533 | 253.1794 | 446.1911 | 42.8784 | 3.3054 | 1763780412.9179 | 1649010.2304 | 0 | 2570149.5489 | 0 | 0 | 0 | 0 | 1645472.3139 | 4281181.4281 | 2921994.2941 | 13067807.8154 | 3144235.0165 | 6588857.343 | 6588857.343 | 7236048.3217 | 3557391.7189 | 0 | 22800900.1749 | 40183197.5586 | 133352.1432 | 1.836 | 12419.0634 | 21886.7533 | 253.1794 | 446.1911
1 | 1800 | 707 | 0.035 | 15 | 15 | 7 | 1.7783e-10 | 0 | CO2 | Porous | Wet | R245fa | MinimizeLCOE_Brownfield | IgnoreSilica | 107.8554 | 10.048 | 0.47375 | 4 | 12142.8959 | 21315.6491 | 247.5494 | 434.5483 | 42.9666 | 3.3337 | 1776787189.2826 | 1680613.7269 | 0 | 2606281.8969 | 0 | 0 | 0 | 0 | 1671889.2933 | 4349912.9895 | 2968904.9971 | 13277602.9036 | 3144235.0165 | 6588857.343 | 6588857.343 | 7236048.3217 | 3557391.7189 | 0 | 23010695.2631 | 40392992.6467 | 177827.941 | 1.895 | 12142.8959 | 21315.6491 | 247.5494 | 434.5483
1 | 1800 | 707 | 0.035 | 15 | 15 | 7 | 2.3714e-10 | 0 | CO2 | Porous | Wet | R245fa | MinimizeLCOE_Brownfield | IgnoreSilica | 109.8776 | 10.1891 | 0.48538 | 4 | 11935.7394 | 20888.6169 | 243.3262 | 425.8427 | 43.0341 | 3.3556 | 1785961143.1234 | 1705272.3888 | 0 | 2634225.857 | 0 | 0 | 0 | 0 | 1692404.3159 | 4403288.87 | 3005335.1323 | 13440526.564 | 3144235.0165 | 6588857.343 | 6588857.343 | 7236048.3217 | 3557391.7189 | 0 | 23173618.9235 | 40555916.3072 | 237137.3706 | 1.9415 | 11935.7394 | 20888.6169 | 243.3262 | 425.8427
1 | 1800 | 707 | 0.035 | 15 | 15 | 7 | 3.1623e-10 | 0 | CO2 | Porous | Wet | R245fa | MinimizeLCOE_Brownfield | IgnoreSilica | 111.4512 | 10.2983 | 0.49446 | 4 | 11780.3768 | 20568.9719 | 240.1589 | 419.3263 | 43.0851 | 3.3723 | 1792068813.7491 | 1724366.1583 | 0 | 2655780.0945 | 0 | 0 | 0 | 0 | 1708257.0386 | 4444534.4027 | 3033486.0559 | 13566423.7499 | 3144235.0165 | 6588857.343 | 6588857.343 | 7236048.3217 | 3557391.7189 | 0 | 23299516.1094 | 40681813.493 | 316227.766 | 1.9778 | 11780.3768 | 20568.9719 | 240.1589 | 419.3263
1 | 1800 | 707 | 0.035 | 15 | 15 | 7 | 4.217e-10 | 0 | CO2 | Porous | Wet | R245fa | MinimizeLCOE_Brownfield | IgnoreSilica | 112.6427 | 10.38 | 0.50143 | 4 | 11663.8695 | 20330.3164 | 237.7838 | 414.461 | 43.1252 | 3.3855 | 1797885427.9897 | 1738884.3208 | 0 | 2671841.7385 | 0 | 0 | 0 | 0 | 1720183.1631 | 4475563.7324 | 3054664.211 | 13661137.1659 | 3144235.0165 | 6588857.343 | 6588857.343 | 7236048.3217 | 3557391.7189 | 0 | 23394229.5254 | 40776526.909 | 421696.5034 | 2.0057 | 11663.8695 | 20330.3164 | 237.7838 | 414.461
1 | 1800 | 707 | 0.035 | 15 | 15 | 7 | 5.6234e-10 | 0 | CO2 | Porous | Wet | R245fa | MinimizeLCOE_Brownfield | IgnoreSilica | 113.5707 | 10.4438 | 0.5068 | 4 | 11576.5037 | 20151.0842 | 236.0027 | 410.8071 | 43.1543 | 3.3952 | 1800808907.1949 | 1750077.9726 | 0 | 2684389.9242 | 0 | 0 | 0 | 0 | 1729442.4798 | 4499654.5749 | 3071106.706 | 13734671.6576 | 3144235.0165 | 6588857.343 | 6588857.343 | 7236048.3217 | 3557391.7189 | 0 | 23467764.0171 | 40850061.4007 | 562341.3252 | 2.0272 | 11576.5037 | 20151.0842 | 236.0027 | 410.8071
1 | 1800 | 707 | 0.035 | 15 | 15 | 7 | 7.4989e-10 | 0 | CO2 | Porous | Wet | R245fa | MinimizeLCOE_Brownfield | IgnoreSilica | 114.2675 | 10.4914 | 0.51088 | 4 | 11510.9916 | 20017.1134 | 234.6671 | 408.0759 | 43.1769 | 3.4027 | 1803631058.7089 | 1758518.5855 | 0 | 2693706.3136 | 0 | 0 | 0 | 0 | 1736367.7107 | 4517672.6052 | 3083404.3819 | 13789669.5969 | 3144235.0165 | 6588857.343 | 6588857.343 | 7236048.3217 | 3557391.7189 | 0 | 23522761.9564 | 40905059.34 | 749894.2093 | 2.0435 | 11510.9916 | 20017.1134 | 234.6671 | 408.0759
1 | 1800 | 707 | 0.035 | 15 | 15 | 7 | 1e-09 | 0 | CO2 | Porous | Wet | R245fa | MinimizeLCOE_Brownfield | IgnoreSilica | 114.7887 | 10.5267 | 0.51396 | 4 | 11461.8666 | 19916.9453 | 233.6657 | 406.0339 | 43.1944 | 3.4085 | 1806240910.6458 | 1764862.7333 | 0 | 2700603.9666 | 0 | 0 | 0 | 0 | 1741532.0129 | 4531109.0603 | 3092575.0387 | 13830682.8118 | 3144235.0165 | 6588857.343 | 6588857.343 | 7236048.3217 | 3557391.7189 | 0 | 23563775.1713 | 40946072.5549 | 1000000 | 2.0558 | 11461.8666 | 19916.9453 | 233.6657 | 406.0339
1 | 1800 | 707 | 0.035 | 15 | 15 | 7 | 1.3335e-09 | 0 | CO2 | Porous | Wet | R245fa | MinimizeLCOE_Brownfield | IgnoreSilica | 115.1855 | 10.5536 | 0.5163 | 4 | 11425.0297 | 19841.7975 | 232.9147 | 404.5019 | 43.2074 | 3.4129 | 1807967230.8649 | 1769673.9891 | 0 | 2705859.8859 | 0 | 0 | 0 | 0 | 1745458.2112 | 4541324.2229 | 3099547.097 | 13861863.406 | 3144235.0165 | 6588857.343 | 6588857.343 | 7236048.3217 | 3557391.7189 | 0 | 23594955.7655 | 40977253.1492 | 1333521.4322 | 2.0652 | 11425.0297 | 19841.7975 | 232.9147 | 404.5019
1 | 1800 | 707 | 0.035 | 15 | 15 | 7 | 1.7783e-09 | 0 | CO2 | Porous | Wet | R245fa | MinimizeLCOE_Brownfield | IgnoreSilica | 115.4802 | 10.5734 | 0.51806 | 4 | 11397.4069 | 19785.6114 | 232.3516 | 403.3565 | 43.2175 | 3.4162 | 1809608802.7188 | 1773269.9196 | 0 | 2709723.5421 | 0 | 0 | 0 | 0 | 1748367.4501 | 4548893.4656 | 3104713.2607 | 13884967.6381 | 3144235.0165 | 6588857.343 | 6588857.343 | 7236048.3217 | 3557391.7189 | 0 | 23618059.9976 | 41000357.3813 | 1778279.41 | 2.0722 | 11397.4069 | 19785.6114 | 232.3516 | 403.3565
1 | 1800 | 707 | 0.035 | 15 | 15 | 7 | 2.3714e-09 | 0 | CO2 | Porous | Wet | R245fa | MinimizeLCOE_Brownfield | IgnoreSilica | 115.7165 | 10.5897 | 0.51941 | 4 | 11376.6934 | 19743.0751 | 231.9293 | 402.4893 | 43.2241 | 3.4185 | 1809741919.7703 | 1776074.6495 | 0 | 2712914.457 | 0 | 0 | 0 | 0 | 1750705.7515 | 4554977.2464 | 3108865.5661 | 13903537.6704 | 3144235.0165 | 6588857.343 | 6588857.343 | 7236048.3217 | 3557391.7189 | 0 | 23636630.0299 | 41018927.4136 | 2371373.7057 | 2.0776 | 11376.6934 | 19743.0751 | 231.9293 | 402.4893
1 | 1800 | 707 | 0.035 | 15 | 15 | 7 | 3.1623e-09 | 0 | CO2 | Porous | Wet | R245fa | MinimizeLCOE_Brownfield | IgnoreSilica | 115.8823 | 10.6008 | 0.5204 | 4 | 11361.1608 | 19711.5383 | 231.6126 | 401.8464 | 43.2298 | 3.4204 | 1810754571.4675 | 1778102.8791 | 0 | 2715073.3818 | 0 | 0 | 0 | 0 | 1752338.7417 | 4559225.9519 | 3111765.3949 | 13916506.3494 | 3144235.0165 | 6588857.343 | 6588857.343 | 7236048.3217 | 3557391.7189 | 0 | 23649598.7089 | 41031896.0925 | 3162277.6602 | 2.0816 | 11361.1608 | 19711.5383 | 231.6126 | 401.8464
1 | 1800 | 707 | 0.035 | 15 | 15 | 7 | 4.217e-09 | 0 | CO2 | Porous | Wet | R245fa | MinimizeLCOE_Brownfield | IgnoreSilica | 116.0092 | 10.6093 | 0.52116 | 4 | 11349.5132 | 19687.8289 | 231.3752 | 401.363 | 43.234 | 3.4218 | 1810988956.4435 | 1779642.546 | 0 | 2716739.6064 | 0 | 0 | 0 | 0 | 1753589.0395 | 4562478.9701 | 3113985.6467 | 13926435.8087 | 3144235.0165 | 6588857.343 | 6588857.343 | 7236048.3217 | 3557391.7189 | 0 | 23659528.1682 | 41041825.5518 | 4216965.0343 | 2.0846 | 11349.5132 | 19687.8289 | 231.3752 | 401.363
1 | 1800 | 707 | 0.035 | 15 | 15 | 7 | 5.6234e-09 | 0 | CO2 | Porous | Wet | R245fa | MinimizeLCOE_Brownfield | IgnoreSilica | 116.1038 | 10.6157 | 0.52172 | 4 | 11340.7789 | 19670.0722 | 231.1971 | 401.001 | 43.2372 | 3.4229 | 1811832785.1738 | 1780794.5052 | 0 | 2717977.0593 | 0 | 0 | 0 | 0 | 1754520.9102 | 4564903.5065 | 3115640.4426 | 13933836.4237 | 3144235.0165 | 6588857.343 | 6588857.343 | 7236048.3217 | 3557391.7189 | 0 | 23666928.7832 | 41049226.1668 | 5623413.2519 | 2.0869 | 11340.7789 | 19670.0722 | 231.1971 | 401.001
1 | 1800 | 707 | 0.035 | 15 | 15 | 7 | 7.4989e-09 | 0 | CO2 | Porous | Wet | R245fa | MinimizeLCOE_Brownfield | IgnoreSilica | 116.177 | 10.6207 | 0.52215 | 4 | 11334.2292 | 19656.6978 | 231.0636 | 400.7284 | 43.2395 | 3.4236 | 1812041655.3263 | 1781673.5865 | 0 | 2718947.2773 | 0 | 0 | 0 | 0 | 1755242.1369 | 4566779.9905 | 3116921.1814 | 13939564.1726 | 3144235.0165 | 6588857.343 | 6588857.343 | 7236048.3217 | 3557391.7189 | 0 | 23672656.5321 | 41054953.9157 | 7498942.0933 | 2.0886 | 11334.2292 | 19656.6978 | 231.0636 | 400.7284
1 | 1800 | 707 | 0.035 | 15 | 15 | 7 | 1e-08 | 0 | CO2 | Porous | Wet | R245fa | MinimizeLCOE_Brownfield | IgnoreSilica | 116.2307 | 10.6243 | 0.52247 | 4 | 11329.3176 | 19646.7043 | 230.9635 | 400.5246 | 43.2413 | 3.4242 | 1812289700.2902 | 1782325.2922 | 0 | 2719651.4205 | 0 | 0 | 0 | 0 | 1755770.918 | 4568155.7704 | 3117860.1795 | 13943763.5806 | 3144235.0165 | 6588857.343 | 6588857.343 | 7236048.3217 | 3557391.7189 | 0 | 23676855.9401 | 41059153.3238 | 10000000 | 2.0899 | 11329.3176 | 19646.7043 | 230.9635 | 400.5246
1 | 1900 | 707 | 0.035 | 15 | 15 | 7 | 1e-13 | 0 | CO2 | Porous | Wet | R245fa | MinimizeLCOE_Brownfield | IgnoreSilica | 0.41292 | 0.011031 | 0.00063596 | 4 | 4040431.8471 | 11151948.4505 | 82369.6683 | 227347.5533 | 36.0719 | 2.49 | 177309406.9855 | 23588.9109 | 0 | 19949.8876 | 0 | 0 | 0 | 10102.5738 | 20920.1352 | 54429.9005 | 37149.5255 | 166140.9334 | 3144235.0165 | 6967896.3915 | 6967896.3915 | 7440735.7703 | 3682034.1773 | 0 | 10278272.3415 | 28368938.6806 | 100 | 0.0025439 | 4040431.8471 | 11151948.4505 | 82369.6683 | 227347.5533
1 | 1900 | 707 | 0.035 | 15 | 15 | 7 | 1.3335e-13 | 0 | CO2 | Porous | Wet | R245fa | MinimizeLCOE_Brownfield | IgnoreSilica | 0.58332 | 0.027079 | 0.0011271 | 4 | 2296675.2713 | 6309193.2804 | 46820.8319 | 128621.4388 | 38.0191 | 2.7417 | 1586404.304 | 33889.3738 | 0 | 30785.7588 | 0 | 0 | 0 | 13639.432 | 30542.6802 | 79465.7886 | 54237.0336 | 242560.0669 | 3144235.0165 | 6967896.3915 | 6967896.3915 | 7440735.7703 | 3682034.1773 | 0 | 10354691.475 | 28445357.8141 | 133.3521 | 0.0045086 | 2296675.2713 | 6309193.2804 | 46820.8319 | 128621.4388
1 | 1900 | 707 | 0.035 | 15 | 15 | 7 | 1.7783e-13 | 0 | CO2 | Porous | Wet | R245fa | MinimizeLCOE_Brownfield | IgnoreSilica | 0.8028 | 0.048884 | 0.0018453 | 4 | 1415126.8178 | 3866008.9733 | 28849.2743 | 78813.8221 | 39.5145 | 2.9242 | 28863189.8578 | 46103.1073 | 0 | 44032.9108 | 0 | 0 | 0 | 17484.0952 | 41971.8442 | 109202.129 | 74532.6969 | 333326.7834 | 3144235.0165 | 6967896.3915 | 6967896.3915 | 7440735.7703 | 3682034.1773 | 0 | 10445458.1914 | 28536124.5305 | 177.8279 | 0.0073813 | 1415126.8178 | 3866008.9733 | 28849.2743 | 78813.8221
1 | 1900 | 707 | 0.035 | 15 | 15 | 7 | 2.3714e-13 | 0 | CO2 | Porous | Wet | R245fa | MinimizeLCOE_Brownfield | IgnoreSilica | 1.0223 | 0.072286 | 0.0028409 | 4 | 925800.9259 | 2517778.0014 | 18873.7041 | 51328.3101 | 40.4809 | 3.0347 | 45630696.4346 | 57385.5109 | 0 | 56605.3094 | 0 | 0 | 0 | 17849.8475 | 51417.8604 | 133778.7256 | 91306.7291 | 408343.983 | 3144235.0165 | 6967896.3915 | 6967896.3915 | 7440735.7703 | 3682034.1773 | 0 | 10520475.391 | 28611141.7301 | 237.1374 | 0.011364 | 925800.9259 | 2517778.0014 | 18873.7041 | 51328.3101
1 | 1900 | 707 | 0.035 | 15 | 15 | 7 | 3.1623e-13 | 0 | CO2 | Porous | Wet | R245fa | MinimizeLCOE_Brownfield | IgnoreSilica | 1.3707 | 0.1086 | 0.0042347 | 4 | 628218.6076 | 1696231.752 | 12807.086 | 34579.9786 | 41.4676 | 3.1391 | 184007066.5499 | 73865.5576 | 0 | 75537.456 | 0 | 0 | 0 | 21401.0211 | 66613.5736 | 173314.8541 | 118290.9492 | 529023.4116 | 3144235.0165 | 6967896.3915 | 6967896.3915 | 7440735.7703 | 3682034.1773 | 0 | 10641154.8196 | 28731821.1587 | 316.2278 | 0.016939 | 628218.6076 | 1696231.752 | 12807.086 | 34579.9786
1 | 1900 | 707 | 0.035 | 15 | 15 | 7 | 4.217e-13 | 0 | CO2 | Porous | Wet | R245fa | MinimizeLCOE_Brownfield | IgnoreSilica | 1.8921 | 0.16233 | 0.0061384 | 4 | 440516.9781 | 1177302.0938 | 8980.5344 | 24000.8956 | 42.3592 | 3.23 | 179691148.6839 | 96274.1824 | 0 | 102038.6965 | 0 | 0 | 0 | 29020.7778 | 88660.1261 | 230675.4615 | 157440.7424 | 704109.9867 | 3144235.0165 | 6967896.3915 | 6967896.3915 | 7440735.7703 | 3682034.1773 | 0 | 10816241.3948 | 28906907.7339 | 421.6965 | 0.024554 | 440516.9781 | 1177302.0938 | 8980.5344 | 24000.8956
1 | 1900 | 707 | 0.035 | 15 | 15 | 7 | 5.6234e-13 | 0 | CO2 | Porous | Wet | R245fa | MinimizeLCOE_Brownfield | IgnoreSilica | 2.4062 | 0.21766 | 0.0086585 | 4 | 316323.2524 | 838663.2441 | 6448.6774 | 17097.2846 | 42.8872 | 3.2792 | 6407590.5285 | 116474.9449 | 0 | 126744.5801 | 0 | 0 | 0 | 29077.7247 | 106195.9273 | 276300.0192 | 188580.4405 | 843373.6366 | 3144235.0165 | 6967896.3915 | 6967896.3915 | 7440735.7703 | 3682034.1773 | 0 | 10955505.0447 | 29046171.3838 | 562.3413 | 0.034634 | 316323.2524 | 838663.2441 | 6448.6774 | 17097.2846
1 | 1900 | 707 | 0.035 | 15 | 15 | 7 | 7.4989e-13 | 0 | CO2 | Porous | Wet | R245fa | MinimizeLCOE_Brownfield | IgnoreSilica | 3.2151 | 0.30284 | 0.012083 | 4 | 231296.9018 | 605600.0704 | 4715.3002 | 12345.9766 | 43.4103 | 3.3274 | 74813281.0362 | 145698.4174 | 0 | 163427.4888 | 0 | 0 | 0 | 35313.1285 | 134331.2236 | 349502.2886 | 238542.4935 | 1066815.0404 | 3144235.0165 | 6967896.3915 | 6967896.3915 | 7440735.7703 | 3682034.1773 | 0 | 11178946.4484 | 29269612.7875 | 749.8942 | 0.048332 | 231296.9018 | 605600.0704 | 4715.3002 | 12345.9766
1 | 1900 | 707 | 0.035 | 15 | 15 | 7 | 1e-12 | 0 | CO2 | Porous | Wet | R245fa | MinimizeLCOE_Brownfield | IgnoreSilica | 4.2286 | 0.41026 | 0.016634 | 4 | 171819.4666 | 443716.0481 | 3502.7722 | 9045.7518 | 43.799 | 3.3617 | 1167358539.0809 | 179204.1237 | 0 | 206766.4505 | 0 | 0 | 0 | 40179.2398 | 166198.4275 | 432414.2163 | 295131.5878 | 1319894.0456 | 3144235.0165 | 6967896.3915 | 6967896.3915 | 7440735.7703 | 3682034.1773 | 0 | 11432025.4537 | 29522691.7928 | 1000 | 0.066535 | 171819.4666 | 443716.0481 | 3502.7722 | 9045.7518
1 | 1900 | 707 | 0.035 | 15 | 15 | 7 | 1.3335e-12 | 0 | CO2 | Porous | Wet | R245fa | MinimizeLCOE_Brownfield | IgnoreSilica | 5.646 | 0.55997 | 0.022753 | 4 | 129313.3403 | 328086.1999 | 2636.2274 | 6688.481 | 44.1184 | 3.3889 | 2433891813.1243 | 222108.3015 | 0 | 263908.7719 | 0 | 0 | 0 | 48941.4916 | 208633.8404 | 542822.4559 | 370487.4801 | 1656902.3414 | 3144235.0165 | 6967896.3915 | 6967896.3915 | 7440735.7703 | 3682034.1773 | 0 | 11769033.7494 | 29859700.0885 | 1333.5214 | 0.091012 | 129313.3403 | 328086.1999 | 2636.2274 | 6688.481
1 | 1900 | 707 | 0.035 | 15 | 15 | 7 | 1.7783e-12 | 0 | CO2 | Porous | Wet | R245fa | MinimizeLCOE_Brownfield | IgnoreSilica | 7.4 | 0.74609 | 0.030818 | 4 | 98520.3582 | 245273.5024 | 2008.4708 | 5000.2321 | 44.3489 | 3.4081 | 736695717.727 | 270811.8024 | 0 | 330633.351 | 0 | 0 | 0 | 54860.7659 | 255959.3085 | 665953.6163 | 454527.0271 | 2032745.8713 | 3144235.0165 | 6967896.3915 | 6967896.3915 | 7440735.7703 | 3682034.1773 | 0 | 12144877.2793 | 30235543.6184 | 1778.2794 | 0.12327 | 98520.3582 | 245273.5024 | 2008.4708 | 5000.2321
1 | 1900 | 707 | 0.035 | 15 | 15 | 7 | 2.3714e-12 | 0 | CO2 | Porous | Wet | R245fa | MinimizeLCOE_Brownfield | IgnoreSilica | 9.5 | 0.97005 | 0.041326 | 4 | 75892.0186 | 185331.9095 | 1547.1615 | 3778.2417 | 44.5141 | 3.4215 | 855110805.5379 | 324663.8285 | 0 | 406343.49 | 0 | 0 | 0 | 54525.4758 | 306357.7898 | 797080.1264 | 544023.5646 | 2432994.2752 | 3144235.0165 | 6967896.3915 | 6967896.3915 | 7440735.7703 | 3682034.1773 | 0 | 12545125.6832 | 30635792.0223 | 2371.3737 | 0.1653 | 75892.0186 | 185331.9095 | 1547.1615 | 3778.2417
1 | 1900 | 707 | 0.035 | 15 | 15 | 7 | 3.1623e-12 | 0 | CO2 | Porous | Wet | R245fa | MinimizeLCOE_Brownfield | IgnoreSilica | 12.2166 | 1.2603 | 0.055155 | 4 | 59033.7613 | 141032.9455 | 1203.4831 | 2875.1474 | 44.6307 | 3.4288 | 1368753976.9773 | 389093.0849 | 0 | 499514.3041 | 0 | 0 | 0 | 51548.6165 | 366660.8421 | 953976.2987 | 651108.4261 | 2911901.5725 | 3144235.0165 | 6967896.3915 | 6967896.3915 | 7440735.7703 | 3682034.1773 | 0 | 13024032.9805 | 31114699.3196 | 3162.2777 | 0.22062 | 59033.7613 | 141032.9455 | 1203.4831 | 2875.1474
1 | 1900 | 707 | 0.035 | 15 | 15 | 7 | 4.217e-12 | 0 | CO2 | Porous | Wet | R245fa | MinimizeLCOE_Brownfield | IgnoreSilica | 15.846 | 1.6469 | 0.073356 | 4 | 46452.6051 | 108105.8958 | 946.9992 | 2203.8849 | 44.7183 | 3.4339 | 1220004969.2369 | 468711.0927 | 0 | 617540.6573 | 0 | 0 | 0 | 49677.6863 | 443012.4801 | 1152627.599 | 786692.0204 | 3518261.5358 | 3144235.0165 | 6967896.3915 | 6967896.3915 | 7440735.7703 | 3682034.1773 | 0 | 13630392.9438 | 31721059.2829 | 4216.965 | 0.29343 | 46452.6051 | 108105.8958 | 946.9992 | 2203.8849
1 | 1900 | 707 | 0.035 | 15 | 15 | 7 | 5.6234e-12 | 0 | CO2 | Porous | Wet | R245fa | MinimizeLCOE_Brownfield | IgnoreSilica | 19.605 | 2.0516 | 0.095585 | 4 | 36864.1672 | 84179.9366 | 751.5259 | 1716.1219 | 44.7595 | 3.4343 | 2341056354.4581 | 545358.1589 | 0 | 734104.1271 | 0 | 0 | 0 | 6347.5953 | 501465.8537 | 1304711.2866 | 890492.2622 | 3982479.2838 | 3144235.0165 | 6967896.3915 | 6967896.3915 | 7440735.7703 | 3682034.1773 | 0 | 14094610.6919 | 32185277.031 | 5623.4133 | 0.38234 | 36864.1672 | 84179.9366 | 751.5259 | 1716.1219
1 | 1900 | 707 | 0.035 | 15 | 15 | 7 | 7.4989e-12 | 0 | CO2 | Porous | Wet | R245fa | MinimizeLCOE_Brownfield | IgnoreSilica | 25.9988 | 2.7328 | 0.12692 | 4 | 29609.2926 | 65242.929 | 603.6255 | 1330.0654 | 44.7566 | 3.4257 | 2986481086.6766 | 665607.3657 | 0 | 922917.8097 | 0 | 0 | 0 | 0 | 619524.8184 | 1611876.4955 | 1100138.8289 | 4920065.3182 | 3144235.0165 | 6967896.3915 | 6967896.3915 | 7440735.7703 | 3682034.1773 | 0 | 15032196.7262 | 33122863.0653 | 7498.9421 | 0.50769 | 29609.2926 | 65242.929 | 603.6255 | 1330.0654
1 | 1900 | 707 | 0.035 | 15 | 15 | 7 | 1e-11 | 0 | CO2 | Porous | Wet | R245fa | MinimizeLCOE_Brownfield | IgnoreSilica | 34.413 | 3.6283 | 0.16713 | 4 | 24240.6376 | 51300.6343 | 494.1782 | 1045.8328 | 44.6867 | 3.4073 | 4548107676.3949 | 809746.4237 | 0 | 1157700.8316 | 0 | 0 | 0 | 0 | 767304.4296 | 1996368.73 | 1362562.6795 | 6093683.0945 | 3144235.0165 | 6967896.3915 | 6967896.3915 | 7440735.7703 | 3682034.1773 | 0 | 16205814.5026 | 34296480.8417 | 10000 | 0.66854 | 24240.6376 | 51300.6343 | 494.1782 | 1045.8328
1 | 1900 | 707 | 0.035 | 15 | 15 | 7 | 1.3335e-11 | 0 | CO2 | Porous | Wet | R245fa | MinimizeLCOE_Brownfield | IgnoreSilica | 45.3 | 4.7874 | 0.21731 | 4 | 20269.2329 | 41081.0268 | 413.2157 | 837.4923 | 44.5088 | 3.3708 | 6596576528.1034 | 978244.9281 | 0 | 1445487.3166 | 0 | 0 | 0 | 0 | 945255.5755 | 2459361.1087 | 1678564.4915 | 7506913.4205 | 3144235.0165 | 6967896.3915 | 6967896.3915 | 7440735.7703 | 3682034.1773 | 0 | 17619044.8285 | 35709711.1676 | 13335.2143 | 0.86925 | 20269.2329 | 41081.0268 | 413.2157 | 837.4923
1 | 1900 | 707 | 0.035 | 15 | 15 | 7 | 1.7783e-11 | 0 | CO2 | Porous | Wet | R245fa | MinimizeLCOE_Brownfield | IgnoreSilica | 59.0347 | 6.2487 | 0.27667 | 4 | 17415.7046 | 33762.7352 | 355.0427 | 688.299 | 44.1705 | 3.3074 | 9877268431.1837 | 1167822.5557 | 0 | 1790022.9281 | 0 | 0 | 0 | 0 | 1153559.7387 | 3001325.8124 | 2048466.538 | 9161197.5729 | 3144235.0165 | 6967896.3915 | 6967896.3915 | 7440735.7703 | 3682034.1773 | 0 | 19273328.9809 | 37363995.32 | 17782.7941 | 1.1067 | 17415.7046 | 33762.7352 | 355.0427 | 688.299
1 | 1900 | 707 | 0.035 | 15 | 15 | 7 | 2.3714e-11 | 0 | CO2 | Porous | Wet | R245fa | MinimizeLCOE_Brownfield | IgnoreSilica | 75.8365 | 8.032 | 0.34092 | 4 | 15501.1956 | 28767.096 | 316.0128 | 586.4562 | 43.5789 | 3.2021 | 13777936494.8822 | 1369128.2887 | 0 | 2191058.0374 | 0 | 0 | 0 | 0 | 1388472.6672 | 3612521.0651 | 2465619.8568 | 11026799.9153 | 3144235.0165 | 6967896.3915 | 6967896.3915 | 7440735.7703 | 3682034.1773 | 0 | 21138931.3234 | 39229597.6625 | 23713.7371 | 1.3637 | 15501.1956 | 28767.096 | 316.0128 | 586.4562
1 | 1900 | 707 | 0.035 | 15 | 15 | 7 | 3.1623e-11 | 0 | CO2 | Porous | Wet | R245fa | MinimizeLCOE_Brownfield | IgnoreSilica | 84.1554 | 8.7568 | 0.38548 | 4 | 14237.7027 | 25970.2733 | 290.2548 | 529.4391 | 43.7939 | 3.2767 | 1856291924.3944 | 1478917.6368 | 0 | 2344225.6175 | 0 | 0 | 0 | 0 | 1491025.8692 | 3879343.4601 | 2647731.624 | 11841244.2076 | 3144235.0165 | 6967896.3915 | 6967896.3915 | 7440735.7703 | 3682034.1773 | 0 | 21953375.6156 | 40044041.9547 | 31622.7766 | 1.5419 | 14237.7027 | 25970.2733 | 290.2548 | 529.4391
1 | 1900 | 707 | 0.035 | 15 | 15 | 7 | 4.217e-11 | 0 | CO2 | Porous | Wet | R245fa | MinimizeLCOE_Brownfield | IgnoreSilica | 90.8593 | 9.2996 | 0.42496 | 4 | 13282.6709 | 23925.3081 | 270.7852 | 487.7498 | 44.05 | 3.3575 | 1902967182.7428 | 1569129.363 | 0 | 2455772.4537 | 0 | 0 | 0 | 0 | 1569711.7085 | 4084067.8734 | 2787460.2428 | 12466141.6414 | 3144235.0165 | 6967896.3915 | 6967896.3915 | 7440735.7703 | 3682034.1773 | 0 | 22578273.0494 | 40668939.3885 | 42169.6503 | 1.6998 | 13282.6709 | 23925.3081 | 270.7852 | 487.7498
1 | 1900 | 707 | 0.035 | 15 | 15 | 7 | 5.6234e-11 | 0 | CO2 | Porous | Wet | R245fa | MinimizeLCOE_Brownfield | IgnoreSilica | 96.6445 | 9.7559 | 0.45977 | 4 | 12562.0594 | 22398.8982 | 256.0946 | 456.6318 | 44.2633 | 3.4262 | 1937122027.9432 | 1646004.426 | 0 | 2548167.799 | 0 | 0 | 0 | 0 | 1635727.1678 | 4255826.5567 | 2904689.0735 | 12990415.023 | 3144235.0165 | 6967896.3915 | 6967896.3915 | 7440735.7703 | 3682034.1773 | 0 | 23102546.431 | 41193212.7701 | 56234.1325 | 1.8391 | 12562.0594 | 22398.8982 | 256.0946 | 456.6318
1 | 1900 | 707 | 0.035 | 15 | 15 | 7 | 7.4989e-11 | 0 | CO2 | Porous | Wet | R245fa | MinimizeLCOE_Brownfield | IgnoreSilica | 101.4512 | 10.1256 | 0.48937 | 4 | 12019.4263 | 21261.1726 | 245.0323 | 433.4378 | 44.4398 | 3.4838 | 1965438267.4328 | 1709473.4798 | 0 | 2622050.3045 | 0 | 0 | 0 | 0 | 1689294.2759 | 4395197.1839 | 2999812.3903 | 13415827.6344 | 3144235.0165 | 6967896.3915 | 6967896.3915 | 7440735.7703 | 3682034.1773 | 0 | 23527959.0424 | 41618625.3815 | 74989.4209 | 1.9575 | 12019.4263 | 21261.1726 | 245.0323 | 433.4378
1 | 1900 | 707 | 0.035 | 15 | 15 | 7 | 1e-10 | 0 | CO2 | Porous | Wet | R245fa | MinimizeLCOE_Brownfield | IgnoreSilica | 105.3876 | 10.4232 | 0.51394 | 4 | 11611.4015 | 20411.4627 | 236.7141 | 416.1153 | 44.5798 | 3.5303 | 1985561920.1446 | 1761029.6192 | 0 | 2680947.2269 | 0 | 0 | 0 | 0 | 1732370.97 | 4507273.9057 | 3076307.0559 | 13757928.7776 | 3144235.0165 | 6967896.3915 | 6967896.3915 | 7440735.7703 | 3682034.1773 | 0 | 23870060.1857 | 41960726.5248 | 100000 | 2.0557 | 11611.4015 | 20411.4627 | 236.7141 | 416.1153
1 | 1900 | 707 | 0.035 | 15 | 15 | 7 | 1.3335e-10 | 0 | CO2 | Porous | Wet | R245fa | MinimizeLCOE_Brownfield | IgnoreSilica | 108.5204 | 10.6559 | 0.5338 | 4 | 11304.8938 | 19777.4518 | 230.4656 | 403.1901 | 44.6914 | 3.5678 | 2002158631.8496 | 1801955.7233 | 0 | 2726623.5504 | 0 | 0 | 0 | 0 | 1766145.9167 | 4595149.389 | 3136283.8789 | 14026158.4583 | 3144235.0165 | 6967896.3915 | 6967896.3915 | 7440735.7703 | 3682034.1773 | 0 | 24138289.8663 | 42228956.2054 | 133352.1432 | 2.1352 | 11304.8938 | 19777.4518 | 230.4656 | 403.1901
1 | 1900 | 707 | 0.035 | 15 | 15 | 7 | 1.7783e-10 | 0 | CO2 | Porous | Wet | R245fa | MinimizeLCOE_Brownfield | IgnoreSilica | 111.0102 | 10.8393 | 0.54965 | 4 | 11074.7934 | 19303.0115 | 225.7746 | 393.518 | 44.7766 | 3.597 | 2012835913.9711 | 1834246.8254 | 0 | 2762422.9331 | 0 | 0 | 0 | 0 | 1792701.2058 | 4664240.8039 | 3183440.1893 | 14237051.9575 | 3144235.0165 | 6967896.3915 | 6967896.3915 | 7440735.7703 | 3682034.1773 | 0 | 24349183.3656 | 42439849.7047 | 177827.941 | 2.1986 | 11074.7934 | 19303.0115 | 225.7746 | 393.518
1 | 1900 | 707 | 0.035 | 15 | 15 | 7 | 2.3714e-10 | 0 | CO2 | Porous | Wet | R245fa | MinimizeLCOE_Brownfield | IgnoreSilica | 112.925 | 10.9783 | 0.56204 | 4 | 10902.1243 | 18948.9637 | 222.2546 | 386.3003 | 44.8442 | 3.6201 | 2022886185.9263 | 1859148.6794 | 0 | 2789389.5946 | 0 | 0 | 0 | 0 | 1812929.9269 | 4716871.7866 | 3219361.9164 | 14397701.9039 | 3144235.0165 | 6967896.3915 | 6967896.3915 | 7440735.7703 | 3682034.1773 | 0 | 24509833.3119 | 42600499.651 | 237137.3706 | 2.2482 | 10902.1243 | 18948.9637 | 222.2546 | 386.3003
1 | 1900 | 707 | 0.035 | 15 | 15 | 7 | 3.1623e-10 | 0 | CO2 | Porous | Wet | R245fa | MinimizeLCOE_Brownfield | IgnoreSilica | 114.4138 | 11.0859 | 0.57168 | 4 | 10772.5855 | 18683.7459 | 219.6137 | 380.8934 | 44.895 | 3.6377 | 2029483332.7911 | 1878408.0055 | 0 | 2810208.2765 | 0 | 0 | 0 | 0 | 1828560.35 | 4757538.9414 | 3247118.0851 | 14521833.6586 | 3144235.0165 | 6967896.3915 | 6967896.3915 | 7440735.7703 | 3682034.1773 | 0 | 24633965.0666 | 42724631.4057 | 316227.766 | 2.2867 | 10772.5855 | 18683.7459 | 219.6137 | 380.8934
1 | 1900 | 707 | 0.035 | 15 | 15 | 7 | 4.217e-10 | 0 | CO2 | Porous | Wet | R245fa | MinimizeLCOE_Brownfield | IgnoreSilica | 115.5534 | 11.1677 | 0.5791 | 4 | 10675.4191 | 18485.2551 | 217.6329 | 376.8469 | 44.9339 | 3.6513 | 2034532470.7843 | 1893135.0619 | 0 | 2826000.0112 | 0 | 0 | 0 | 0 | 1840462.6785 | 4788506.3587 | 3268253.9838 | 14616358.0942 | 3144235.0165 | 6967896.3915 | 6967896.3915 | 7440735.7703 | 3682034.1773 | 0 | 24728489.5023 | 42819155.8414 | 421696.5034 | 2.3164 | 10675.4191 | 18485.2551 | 217.6329 | 376.8469
1 | 1900 | 707 | 0.035 | 15 | 15 | 7 | 5.6234e-10 | 0 | CO2 | Porous | Wet | R245fa | MinimizeLCOE_Brownfield | IgnoreSilica | 116.4204 | 11.2297 | 0.58477 | 4 | 10602.5424 | 18336.6598 | 216.1472 | 373.8176 | 44.9635 | 3.6616 | 2038448788.4971 | 1904336.6581 | 0 | 2837926.341 | 0 | 0 | 0 | 0 | 1849482.5697 | 4811974.2652 | 3284271.3122 | 14687991.1462 | 3144235.0165 | 6967896.3915 | 6967896.3915 | 7440735.7703 | 3682034.1773 | 0 | 24800122.5542 | 42890788.8933 | 562341.3252 | 2.3391 | 10602.5424 | 18336.6598 | 216.1472 | 373.8176
1 | 1900 | 707 | 0.035 | 15 | 15 | 7 | 7.4989e-10 | 0 | CO2 | Porous | Wet | R245fa | MinimizeLCOE_Brownfield | IgnoreSilica | 117.0855 | 11.2773 | 0.5891 | 4 | 10547.8867 | 18225.1651 | 215.0329 | 371.5446 | 44.9853 | 3.6693 | 2040801131.2458 | 1912882.8326 | 0 | 2847079.1564 | 0 | 0 | 0 | 0 | 1856385.1757 | 4829933.4302 | 3296528.8113 | 14742809.4063 | 3144235.0165 | 6967896.3915 | 6967896.3915 | 7440735.7703 | 3682034.1773 | 0 | 24854940.8143 | 42945607.1534 | 749894.2093 | 2.3564 | 10547.8867 | 18225.1651 | 215.0329 | 371.5446
1 | 1900 | 707 | 0.035 | 15 | 15 | 7 | 1e-09 | 0 | CO2 | Porous | Wet | R245fa | MinimizeLCOE_Brownfield | IgnoreSilica | 117.5802 | 11.3123 | 0.59236 | 4 | 10506.8979 | 18141.8556 | 214.1973 | 369.8463 | 45.0025 | 3.6753 | 2043291386.8321 | 1919285.1862 | 0 | 2853801.4108 | 0 | 0 | 0 | 0 | 1861503.7729 | 4843250.97 | 3305618.3059 | 14783459.6459 | 3144235.0165 | 6967896.3915 | 6967896.3915 | 7440735.7703 | 3682034.1773 | 0 | 24895591.0539 | 42986257.393 | 1000000 | 2.3695 | 10506.8979 | 18141.8556 | 214.1973 | 369.8463
1 | 1900 | 707 | 0.035 | 15 | 15 | 7 | 1.3335e-09 | 0 | CO2 | Porous | Wet | R245fa | MinimizeLCOE_Brownfield | IgnoreSilica | 117.9675 | 11.3401 | 0.59486 | 4 | 10476.1593 | 18079.0624 | 213.5707 | 368.5661 | 45.0144 | 3.6796 | 2044006710.4477 | 1924214.9792 | 0 | 2859145.6692 | 0 | 0 | 0 | 0 | 1865510.6529 | 4853676.0499 | 3312733.6371 | 14815280.9883 | 3144235.0165 | 6967896.3915 | 6967896.3915 | 7440735.7703 | 3682034.1773 | 0 | 24927412.3964 | 43018078.7355 | 1333521.4322 | 2.3794 | 10476.1593 | 18079.0624 | 213.5707 | 368.5661
1 | 1900 | 707 | 0.035 | 15 | 15 | 7 | 1.7783e-09 | 0 | CO2 | Porous | Wet | R245fa | MinimizeLCOE_Brownfield | IgnoreSilica | 118.2381 | 11.3589 | 0.5967 | 4 | 10453.1078 | 18032.5531 | 213.1007 | 367.618 | 45.0249 | 3.6832 | 2046331568.0921 | 1927778.377 | 0 | 2862727.0029 | 0 | 0 | 0 | 0 | 1868297.0982 | 4860925.809 | 3317681.7467 | 14837410.0337 | 3144235.0165 | 6967896.3915 | 6967896.3915 | 7440735.7703 | 3682034.1773 | 0 | 24949541.4417 | 43040207.7808 | 1778279.41 | 2.3868 | 10453.1078 | 18032.5531 | 213.1007 | 367.618
1 | 1900 | 707 | 0.035 | 15 | 15 | 7 | 2.3714e-09 | 0 | CO2 | Porous | Wet | R245fa | MinimizeLCOE_Brownfield | IgnoreSilica | 118.4498 | 11.3739 | 0.59811 | 4 | 10435.8213 | 17997.48 | 212.7483 | 366.903 | 45.0323 | 3.6858 | 2047404849.766 | 1930517.2265 | 0 | 2865583.4649 | 0 | 0 | 0 | 0 | 1870479.2696 | 4866603.3716 | 3321556.7998 | 14854740.1324 | 3144235.0165 | 6967896.3915 | 6967896.3915 | 7440735.7703 | 3682034.1773 | 0 | 24966871.5405 | 43057537.8796 | 2371373.7057 | 2.3924 | 10435.8213 | 17997.48 | 212.7483 | 366.903
1 | 1900 | 707 | 0.035 | 15 | 15 | 7 | 3.1623e-09 | 0 | CO2 | Porous | Wet | R245fa | MinimizeLCOE_Brownfield | IgnoreSilica | 118.613 | 11.3855 | 0.59917 | 4 | 10422.858 | 17971.0844 | 212.4841 | 366.3649 | 45.0375 | 3.6877 | 2047880225.7027 | 1932604.5666 | 0 | 2867809.8094 | 0 | 0 | 0 | 0 | 1872161.6066 | 4870980.4673 | 3324544.2576 | 14868100.7075 | 3144235.0165 | 6967896.3915 | 6967896.3915 | 7440735.7703 | 3682034.1773 | 0 | 24980232.1156 | 43070898.4547 | 3162277.6602 | 2.3967 | 10422.858 | 17971.0844 | 212.4841 | 366.3649
1 | 1900 | 707 | 0.035 | 15 | 15 | 7 | 4.217e-09 | 0 | CO2 | Porous | Wet | R245fa | MinimizeLCOE_Brownfield | IgnoreSilica | 118.7445 | 11.3951 | 0.59999 | 4 | 10413.1369 | 17951.0663 | 212.2859 | 365.9568 | 45.0407 | 3.6889 | 2047492647.7653 | 1934235.8613 | 0 | 2869663.2276 | 0 | 0 | 0 | 0 | 1873520.6447 | 4874516.4055 | 3326957.6081 | 14878893.7472 | 3144235.0165 | 6967896.3915 | 6967896.3915 | 7440735.7703 | 3682034.1773 | 0 | 24991025.1553 | 43081691.4944 | 4216965.0343 | 2.4 | 10413.1369 | 17951.0663 | 212.2859 | 365.9568
1 | 1900 | 707 | 0.035 | 15 | 15 | 7 | 5.6234e-09 | 0 | CO2 | Porous | Wet | R245fa | MinimizeLCOE_Brownfield | IgnoreSilica | 118.8371 | 11.4017 | 0.60059 | 4 | 10405.847 | 17936.2162 | 212.1373 | 365.654 | 45.0436 | 3.69 | 2047717826.0025 | 1935417.378 | 0 | 2870928.0968 | 0 | 0 | 0 | 0 | 1874474.7352 | 4876998.7533 | 3328651.8614 | 14886470.8248 | 3144235.0165 | 6967896.3915 | 6967896.3915 | 7440735.7703 | 3682034.1773 | 0 | 24998602.2329 | 43089268.572 | 5623413.2519 | 2.4024 | 10405.847 | 17936.2162 | 212.1373 | 365.654
1 | 1900 | 707 | 0.035 | 15 | 15 | 7 | 7.4989e-09 | 0 | CO2 | Porous | Wet | R245fa | MinimizeLCOE_Brownfield | IgnoreSilica | 118.8908 | 11.405 | 0.60101 | 4 | 10400.3803 | 17925.4875 | 212.0258 | 365.4353 | 45.047 | 3.691 | 2049211740.1523 | 1936192.5684 | 0 | 2871553.6566 | 0 | 0 | 0 | 0 | 1875021.0278 | 4878420.0945 | 3329621.956 | 14890809.3033 | 3144235.0165 | 6967896.3915 | 6967896.3915 | 7440735.7703 | 3682034.1773 | 0 | 25002940.7114 | 43093607.0505 | 7498942.0933 | 2.404 | 10400.3803 | 17925.4875 | 212.0258 | 365.4353
1 | 1900 | 707 | 0.035 | 15 | 15 | 7 | 1e-08 | 0 | CO2 | Porous | Wet | R245fa | MinimizeLCOE_Brownfield | IgnoreSilica | 118.9419 | 11.4087 | 0.60135 | 4 | 10396.2808 | 17917.1657 | 211.9422 | 365.2657 | 45.0487 | 3.6916 | 2049428809.2433 | 1936850.7214 | 0 | 2872243.8564 | 0 | 0 | 0 | 0 | 1875546.8853 | 4879788.2681 | 3330555.7626 | 14894985.4938 | 3144235.0165 | 6967896.3915 | 6967896.3915 | 7440735.7703 | 3682034.1773 | 0 | 25007116.9019 | 43097783.241 | 10000000 | 2.4054 | 10396.2808 | 17917.1657 | 211.9422 | 365.2657
1 | 2000 | 707 | 0.035 | 15 | 15 | 7 | 1e-13 | 0 | CO2 | Porous | Wet | R245fa | MinimizeLCOE_Brownfield | IgnoreSilica | 0.45181 | 0.011173 | 0.00065722 | 4 | 4068154.7815 | 11224351.1098 | 82934.8378 | 228823.5794 | 37.4999 | 2.8492 | 155482753.0685 | 27295.3109 | 0 | 21641.4101 | 0 | 0 | 0 | 14885.7784 | 24890.7748 | 64760.6901 | 44200.5017 | 197674.4659 | 3144235.0165 | 7352795.5309 | 7352795.5309 | 7650990.3052 | 3809020.6719 | 0 | 10694705.0133 | 29507511.5214 | 100 | 0.0026289 | 4068154.7815 | 11224351.1098 | 82934.8378 | 228823.5794
1 | 2000 | 707 | 0.035 | 15 | 15 | 7 | 1.3335e-13 | 0 | CO2 | Porous | Wet | R245fa | MinimizeLCOE_Brownfield | IgnoreSilica | 0.61758 | 0.027058 | 0.0012085 | 4 | 2228196.5914 | 6120115.8909 | 45424.8014 | 124766.8405 | 39.4933 | 3.09 | 42879531.9439 | 37793.9846 | 0 | 32165.9405 | 0 | 0 | 0 | 18393.5256 | 34457.8458 | 89652.2464 | 61189.5004 | 273653.0433 | 3144235.0165 | 7352795.5309 | 7352795.5309 | 7650990.3052 | 3809020.6719 | 0 | 10770683.5907 | 29583490.0988 | 133.3521 | 0.0048338 | 2228196.5914 | 6120115.8909 | 45424.8014 | 124766.8405
1 | 2000 | 707 | 0.035 | 15 | 15 | 7 | 1.7783e-13 | 0 | CO2 | Porous | Wet | R245fa | MinimizeLCOE_Brownfield | IgnoreSilica | 0.8417 | 0.049557 | 0.0020229 | 4 | 1343055.1545 | 3668047.4312 | 27379.9959 | 74778.1083 | 41.1618 | 3.2821 | 68122555.0529 | 50974.7364 | 0 | 45730.4026 | 0 | 0 | 0 | 22876.9961 | 46637.0327 | 121339.9925 | 82817.0382 | 370376.1985 | 3144235.0165 | 7352795.5309 | 7352795.5309 | 7650990.3052 | 3809020.6719 | 0 | 10867406.7459 | 29680213.254 | 177.8279 | 0.0080916 | 1343055.1545 | 3668047.4312 | 27379.9959 | 74778.1083
1 | 2000 | 707 | 0.035 | 15 | 15 | 7 | 2.3714e-13 | 0 | CO2 | Porous | Wet | R245fa | MinimizeLCOE_Brownfield | IgnoreSilica | 1.1512 | 0.081317 | 0.0031792 | 4 | 864444.1212 | 2343818.3137 | 17622.8627 | 47781.9066 | 42.5803 | 3.4342 | 24478413.8827 | 67659.4604 | 0 | 63415.2696 | 0 | 0 | 0 | 29026.6173 | 62439.5254 | 162454.8371 | 110878.7644 | 495874.4742 | 3144235.0165 | 7352795.5309 | 7352795.5309 | 7650990.3052 | 3809020.6719 | 0 | 10992905.0216 | 29805711.5297 | 237.1374 | 0.012717 | 864444.1212 | 2343818.3137 | 17622.8627 | 47781.9066
1 | 2000 | 707 | 0.035 | 15 | 15 | 7 | 3.1623e-13 | 0 | CO2 | Porous | Wet | R245fa | MinimizeLCOE_Brownfield | IgnoreSilica | 1.5022 | 0.11882 | 0.0047682 | 4 | 582916.0953 | 1569293.808 | 11883.5331 | 31992.1769 | 43.5902 | 3.5356 | 265954191.6373 | 85012.8193 | 0 | 82344.3524 | 0 | 0 | 0 | 33048.171 | 78158.0837 | 203351.3012 | 138791.4415 | 620706.1691 | 3144235.0165 | 7352795.5309 | 7352795.5309 | 7650990.3052 | 3809020.6719 | 0 | 11117736.7166 | 29930543.2246 | 316.2278 | 0.019073 | 582916.0953 | 1569293.808 | 11883.5331 | 31992.1769
1 | 2000 | 707 | 0.035 | 15 | 15 | 7 | 4.217e-13 | 0 | CO2 | Porous | Wet | R245fa | MinimizeLCOE_Brownfield | IgnoreSilica | 2.0189 | 0.17363 | 0.0069475 | 4 | 406447.5729 | 1083407.0239 | 8285.9835 | 22086.7176 | 44.5161 | 3.6231 | 481653311.5938 | 108409.3171 | 0 | 108632.4783 | 0 | 0 | 0 | 40673.4803 | 100508.9575 | 261503.6903 | 178481.642 | 798209.5656 | 3144235.0165 | 7352795.5309 | 7352795.5309 | 7650990.3052 | 3809020.6719 | 0 | 11295240.113 | 30108046.6211 | 421.6965 | 0.02779 | 406447.5729 | 1083407.0239 | 8285.9835 | 22086.7176
1 | 2000 | 707 | 0.035 | 15 | 15 | 7 | 5.6234e-13 | 0 | CO2 | Porous | Wet | R245fa | MinimizeLCOE_Brownfield | IgnoreSilica | 2.6452 | 0.2411 | 0.0098732 | 4 | 290886.9248 | 767245.3934 | 5930.1234 | 15641.3351 | 45.2021 | 3.6848 | 94933586.1302 | 134350.8375 | 0 | 138650.0956 | 0 | 0 | 0 | 46945.5778 | 124779.1392 | 324649.7246 | 221580.1079 | 990955.4826 | 3144235.0165 | 7352795.5309 | 7352795.5309 | 7650990.3052 | 3809020.6719 | 0 | 11487986.03 | 30300792.5381 | 562.3413 | 0.039493 | 290886.9248 | 767245.3934 | 5930.1234 | 15641.3351
1 | 2000 | 707 | 0.035 | 15 | 15 | 7 | 7.4989e-13 | 0 | CO2 | Porous | Wet | R245fa | MinimizeLCOE_Brownfield | IgnoreSilica | 3.5272 | 0.33578 | 0.013824 | 4 | 212420.7283 | 552642.2306 | 4330.4839 | 11266.3594 | 45.7867 | 3.7352 | 560813093.2065 | 167798.3764 | 0 | 178511.7821 | 0 | 0 | 0 | 56929.3589 | 157263.4118 | 409167.1382 | 279264.9794 | 1248935.0467 | 3144235.0165 | 7352795.5309 | 7352795.5309 | 7650990.3052 | 3809020.6719 | 0 | 11745965.5941 | 30558772.1022 | 749.8942 | 0.055296 | 212420.7283 | 552642.2306 | 4330.4839 | 11266.3594
1 | 2000 | 707 | 0.035 | 15 | 15 | 7 | 1e-12 | 0 | CO2 | Porous | Wet | R245fa | MinimizeLCOE_Brownfield | IgnoreSilica | 4.6844 | 0.46036 | 0.019107 | 4 | 157771.0399 | 403916.513 | 3216.376 | 8234.3845 | 46.2399 | 3.7729 | 464730204.0343 | 207921.7725 | 0 | 227764.2318 | 0 | 0 | 0 | 68422.2342 | 196602.213 | 511518.6296 | 349121.9754 | 1561351.0566 | 3144235.0165 | 7352795.5309 | 7352795.5309 | 7650990.3052 | 3809020.6719 | 0 | 12058381.604 | 30871188.1121 | 1000 | 0.07643 | 157771.0399 | 403916.513 | 3216.376 | 8234.3845
1 | 2000 | 707 | 0.035 | 15 | 15 | 7 | 1.3335e-12 | 0 | CO2 | Porous | Wet | R245fa | MinimizeLCOE_Brownfield | IgnoreSilica | 5.936 | 0.59745 | 0.025995 | 4 | 118750.598 | 299678.0761 | 2420.8916 | 6109.3429 | 46.5367 | 3.7961 | 157409680.1078 | 247942.019 | 0 | 278264.2949 | 0 | 0 | 0 | 71302.1352 | 233028.2951 | 606291.8233 | 413806.6274 | 1850635.1949 | 3144235.0165 | 7352795.5309 | 7352795.5309 | 7650990.3052 | 3809020.6719 | 0 | 12347665.7423 | 31160472.2504 | 1333.5214 | 0.10398 | 118750.598 | 299678.0761 | 2420.8916 | 6109.3429
1 | 2000 | 707 | 0.035 | 15 | 15 | 7 | 1.7783e-12 | 0 | CO2 | Porous | Wet | R245fa | MinimizeLCOE_Brownfield | IgnoreSilica | 7.946 | 0.81405 | 0.035374 | 4 | 90608.4256 | 223566.157 | 1847.1753 | 4557.6985 | 46.8277 | 3.8194 | 380149320.6885 | 307174.1894 | 0 | 354926.9421 | 0 | 0 | 0 | 88104.1846 | 292580.0733 | 761233.3342 | 519557.3924 | 2323576.1158 | 3144235.0165 | 7352795.5309 | 7352795.5309 | 7650990.3052 | 3809020.6719 | 0 | 12820606.6633 | 31633413.1714 | 1778.2794 | 0.14149 | 90608.4256 | 223566.157 | 1847.1753 | 4557.6985
1 | 2000 | 707 | 0.035 | 15 | 15 | 7 | 2.3714e-12 | 0 | CO2 | Porous | Wet | R245fa | MinimizeLCOE_Brownfield | IgnoreSilica | 10.2332 | 1.063 | 0.047525 | 4 | 69923.2902 | 168886.0441 | 1425.4808 | 3442.9704 | 47.0178 | 3.8335 | 1023515582.9205 | 369185.6032 | 0 | 437464.7864 | 0 | 0 | 0 | 95883.9536 | 351988.3938 | 915801.598 | 625053.4085 | 2795377.7434 | 3144235.0165 | 7352795.5309 | 7352795.5309 | 7650990.3052 | 3809020.6719 | 0 | 13292408.2908 | 32105214.7989 | 2371.3737 | 0.1901 | 69923.2902 | 168886.0441 | 1425.4808 | 3442.9704
1 | 2000 | 707 | 0.035 | 15 | 15 | 7 | 3.1623e-12 | 0 | CO2 | Porous | Wet | R245fa | MinimizeLCOE_Brownfield | IgnoreSilica | 13.2493 | 1.3911 | 0.063549 | 4 | 54588.9318 | 128597.8821 | 1112.8692 | 2621.6418 | 47.1611 | 3.8428 | 113829086.1308 | 444775.0924 | 0 | 540754.9183 | 0 | 0 | 0 | 105526.1925 | 425511.9192 | 1107094.7294 | 755614.9013 | 3379277.7532 | 3144235.0165 | 7352795.5309 | 7352795.5309 | 7650990.3052 | 3809020.6719 | 0 | 13876308.3006 | 32689114.8087 | 3162.2777 | 0.2542 | 54588.9318 | 128597.8821 | 1112.8692 | 2621.6418
1 | 2000 | 707 | 0.035 | 15 | 15 | 7 | 4.217e-12 | 0 | CO2 | Porous | Wet | R245fa | MinimizeLCOE_Brownfield | IgnoreSilica | 16.8788 | 1.7881 | 0.084213 | 4 | 43070.6943 | 98919.4278 | 878.0544 | 2016.6063 | 47.2451 | 3.8448 | 1081561216.1414 | 528908.1107 | 0 | 659061.9067 | 0 | 0 | 0 | 107195.7058 | 505114.632 | 1314204.6593 | 896971.6842 | 4011456.6987 | 3144235.0165 | 7352795.5309 | 7352795.5309 | 7650990.3052 | 3809020.6719 | 0 | 14508487.2462 | 33321293.7543 | 4216.965 | 0.33685 | 43070.6943 | 98919.4278 | 878.0544 | 2016.6063
1 | 2000 | 707 | 0.035 | 15 | 15 | 7 | 5.6234e-12 | 0 | CO2 | Porous | Wet | R245fa | MinimizeLCOE_Brownfield | IgnoreSilica | 21.705 | 2.3144 | 0.11116 | 4 | 34427.1442 | 76737.3081 | 701.8439 | 1564.3938 | 47.2982 | 3.8441 | 414343414.3769 | 632599.1856 | 0 | 808513.9889 | 0 | 0 | 0 | 112091.0037 | 605749.6295 | 1576036.2797 | 1075677.1452 | 4810667.2327 | 3144235.0165 | 7352795.5309 | 7352795.5309 | 7650990.3052 | 3809020.6719 | 0 | 15307697.7801 | 34120504.2882 | 5623.4133 | 0.44464 | 34427.1442 | 76737.3081 | 701.8439 | 1564.3938
1 | 2000 | 707 | 0.035 | 15 | 15 | 7 | 7.4989e-12 | 0 | CO2 | Porous | Wet | R245fa | MinimizeLCOE_Brownfield | IgnoreSilica | 26.623 | 2.8572 | 0.14342 | 4 | 27844.4461 | 60637.5268 | 567.6467 | 1236.178 | 47.2992 | 3.8369 | 2006957890.9206 | 730815.2607 | 0 | 954186.975 | 0 | 0 | 0 | 83284.4698 | 689631.8151 | 1794280.5201 | 1224633.3237 | 5476832.3645 | 3144235.0165 | 7352795.5309 | 7352795.5309 | 7650990.3052 | 3809020.6719 | 0 | 15973862.9119 | 34786669.42 | 7498.9421 | 0.57368 | 27844.4461 | 60637.5268 | 567.6467 | 1236.178
1 | 2000 | 707 | 0.035 | 15 | 15 | 7 | 1e-11 | 0 | CO2 | Porous | Wet | R245fa | MinimizeLCOE_Brownfield | IgnoreSilica | 31.982 | 3.451 | 0.1814 | 4 | 22779.0805 | 48706.8269 | 464.3824 | 992.9545 | 47.2724 | 3.827 | 4034602157.9791 | 831332.6635 | 0 | 1106709.3798 | 0 | 0 | 0 | 9214.8393 | 759430.1842 | 1975881.5587 | 1348579.7641 | 6031148.3896 | 3144235.0165 | 7352795.5309 | 7352795.5309 | 7650990.3052 | 3809020.6719 | 0 | 16528178.9371 | 35340985.4452 | 10000 | 0.72559 | 22779.0805 | 48706.8269 | 464.3824 | 992.9545
1 | 2000 | 707 | 0.035 | 15 | 15 | 7 | 1.3335e-11 | 0 | CO2 | Porous | Wet | R245fa | MinimizeLCOE_Brownfield | IgnoreSilica | 42.2406 | 4.5711 | 0.23729 | 4 | 18919.3989 | 38739.6877 | 385.6975 | 789.7609 | 47.1327 | 3.7937 | 5913278992.0481 | 1008259.2408 | 0 | 1386012.6766 | 0 | 0 | 0 | 14532.7828 | 939433.8331 | 2444214.1294 | 1668226.3669 | 7460679.0297 | 3144235.0165 | 7352795.5309 | 7352795.5309 | 7650990.3052 | 3809020.6719 | 0 | 17957709.5771 | 36770516.0852 | 13335.2143 | 0.94917 | 18919.3989 | 38739.6877 | 385.6975 | 789.7609
1 | 2000 | 707 | 0.035 | 15 | 15 | 7 | 1.7783e-11 | 0 | CO2 | Porous | Wet | R245fa | MinimizeLCOE_Brownfield | IgnoreSilica | 54.8029 | 5.943 | 0.30371 | 4 | 16069.4255 | 31555.4862 | 327.597 | 643.3013 | 46.8613 | 3.7386 | 7954629476.4415 | 1203221.1197 | 0 | 1710476.4348 | 0 | 0 | 0 | 0 | 1136342.0462 | 2956528.9085 | 2017891.7306 | 9024460.2398 | 3144235.0165 | 7352795.5309 | 7352795.5309 | 7650990.3052 | 3809020.6719 | 0 | 19521490.7872 | 38334297.2953 | 17782.7941 | 1.2148 | 16069.4255 | 31555.4862 | 327.597 | 643.3013
1 | 2000 | 707 | 0.035 | 15 | 15 | 7 | 2.3714e-11 | 0 | CO2 | Porous | Wet | R245fa | MinimizeLCOE_Brownfield | IgnoreSilica | 70.2721 | 7.6292 | 0.37807 | 4 | 14122.7484 | 26562.9262 | 287.9113 | 541.5212 | 46.3745 | 3.6463 | 3648323714.8496 | 1415442.4967 | 0 | 2090974.7407 | 0 | 0 | 0 | 0 | 1367502.7226 | 3557961.5708 | 2428381.8809 | 10860263.4117 | 3144235.0165 | 7352795.5309 | 7352795.5309 | 7650990.3052 | 3809020.6719 | 0 | 21357293.9592 | 40170100.4672 | 23713.7371 | 1.5123 | 14122.7484 | 26562.9262 | 287.9113 | 541.5212
1 | 2000 | 707 | 0.035 | 15 | 15 | 7 | 3.1623e-11 | 0 | CO2 | Porous | Wet | R245fa | MinimizeLCOE_Brownfield | IgnoreSilica | 87.8218 | 9.5201 | 0.45205 | 4 | 12868.4807 | 23272.5817 | 262.3414 | 474.4431 | 45.6604 | 3.5206 | 2100466968.5543 | 1623645.8329 | 0 | 2499973.1047 | 0 | 0 | 0 | 0 | 1608211.3856 | 4184236.1359 | 2855827.1402 | 12771893.5993 | 3144235.0165 | 7352795.5309 | 7352795.5309 | 7650990.3052 | 3809020.6719 | 0 | 23268924.1468 | 42081730.6549 | 31622.7766 | 1.8082 | 12868.4807 | 23272.5817 | 262.3414 | 474.4431
1 | 2000 | 707 | 0.035 | 15 | 15 | 7 | 4.217e-11 | 0 | CO2 | Porous | Wet | R245fa | MinimizeLCOE_Brownfield | IgnoreSilica | 94.4138 | 10.0724 | 0.49547 | 4 | 12060.9464 | 21553.3097 | 245.8787 | 439.3934 | 45.9155 | 3.6072 | 2146914137.5251 | 1717375.0958 | 0 | 2611111.8105 | 0 | 0 | 0 | 0 | 1688109.8934 | 4392115.6638 | 2997709.1895 | 13406421.653 | 3144235.0165 | 7352795.5309 | 7352795.5309 | 7650990.3052 | 3809020.6719 | 0 | 23903452.2004 | 42716258.7085 | 42169.6503 | 1.9819 | 12060.9464 | 21553.3097 | 245.8787 | 439.3934
1 | 2000 | 707 | 0.035 | 15 | 15 | 7 | 5.6234e-11 | 0 | CO2 | Porous | Wet | R245fa | MinimizeLCOE_Brownfield | IgnoreSilica | 100.048 | 10.5327 | 0.53338 | 4 | 11451.3612 | 20269.1311 | 233.4515 | 413.2137 | 46.1282 | 3.6805 | 2181888219.8183 | 1796623.0311 | 0 | 2702385.711 | 0 | 0 | 0 | 0 | 1754613.4094 | 4565144.1705 | 3115804.7007 | 13934571.0227 | 3144235.0165 | 7352795.5309 | 7352795.5309 | 7650990.3052 | 3809020.6719 | 0 | 24431601.5701 | 43244408.0782 | 56234.1325 | 2.1335 | 11451.3612 | 20269.1311 | 233.4515 | 413.2137
1 | 2000 | 707 | 0.035 | 15 | 15 | 7 | 7.4989e-11 | 0 | CO2 | Porous | Wet | R245fa | MinimizeLCOE_Brownfield | IgnoreSilica | 104.7233 | 10.9064 | 0.56542 | 4 | 10992.1326 | 19310.2642 | 224.0895 | 393.6659 | 46.3017 | 3.7412 | 2208791596.9368 | 1861884.6408 | 0 | 2775599.2994 | 0 | 0 | 0 | 0 | 1808618.7366 | 4705654.954 | 3211706.1977 | 14363463.8285 | 3144235.0165 | 7352795.5309 | 7352795.5309 | 7650990.3052 | 3809020.6719 | 0 | 24860494.3759 | 43673300.884 | 74989.4209 | 2.2617 | 10992.1326 | 19310.2642 | 224.0895 | 393.6659
1 | 2000 | 707 | 0.035 | 15 | 15 | 7 | 1e-10 | 0 | CO2 | Porous | Wet | R245fa | MinimizeLCOE_Brownfield | IgnoreSilica | 108.5157 | 11.2042 | 0.59179 | 4 | 10646.6823 | 18594.073 | 217.047 | 379.0653 | 46.4406 | 3.7903 | 2228922018.5112 | 1914524.2592 | 0 | 2833376.1676 | 0 | 0 | 0 | 0 | 1851681.1664 | 4817694.5631 | 3288175.533 | 14705451.6893 | 3144235.0165 | 7352795.5309 | 7352795.5309 | 7650990.3052 | 3809020.6719 | 0 | 25202482.2367 | 44015288.7448 | 100000 | 2.3672 | 10646.6823 | 18594.073 | 217.047 | 379.0653
1 | 2000 | 707 | 0.035 | 15 | 15 | 7 | 1.3335e-10 | 0 | CO2 | Porous | Wet | R245fa | MinimizeLCOE_Brownfield | IgnoreSilica | 111.5413 | 11.4384 | 0.61306 | 4 | 10387.0868 | 18058.751 | 211.7548 | 368.1521 | 46.5494 | 3.8293 | 2244583136.7961 | 1956315.7383 | 0 | 2878502.9366 | 0 | 0 | 0 | 0 | 1885579.2832 | 4905890.5095 | 3348371.0787 | 14974659.5463 | 3144235.0165 | 7352795.5309 | 7352795.5309 | 7650990.3052 | 3809020.6719 | 0 | 25471690.0937 | 44284496.6018 | 133352.1432 | 2.4522 | 10387.0868 | 18058.751 | 211.7548 | 368.1521
1 | 2000 | 707 | 0.035 | 15 | 15 | 7 | 1.7783e-10 | 0 | CO2 | Porous | Wet | R245fa | MinimizeLCOE_Brownfield | IgnoreSilica | 113.8996 | 11.6185 | 0.62988 | 4 | 10192.1441 | 17658.9738 | 207.7806 | 360.0021 | 46.6356 | 3.8603 | 2257752064.3693 | 1988898.4223 | 0 | 2912945.2587 | 0 | 0 | 0 | 0 | 1911719.0356 | 4973900.7831 | 3394789.4879 | 15182252.9876 | 3144235.0165 | 7352795.5309 | 7352795.5309 | 7650990.3052 | 3809020.6719 | 0 | 25679283.5351 | 44492090.0432 | 177827.941 | 2.5195 | 10192.1441 | 17658.9738 | 207.7806 | 360.0021
1 | 2000 | 707 | 0.035 | 15 | 15 | 7 | 2.3714e-10 | 0 | CO2 | Porous | Wet | R245fa | MinimizeLCOE_Brownfield | IgnoreSilica | 115.7554 | 11.7596 | 0.64309 | 4 | 10045.8202 | 17359.2703 | 204.7976 | 353.8922 | 46.7 | 3.8839 | 2265460147.6117 | 2014330.1972 | 0 | 2939868.0372 | 0 | 0 | 0 | 0 | 1932137.3114 | 5027024.9484 | 3431047.8223 | 15344408.3165 | 3144235.0165 | 7352795.5309 | 7352795.5309 | 7650990.3052 | 3809020.6719 | 0 | 25841438.8639 | 44654245.372 | 237137.3706 | 2.5724 | 10045.8202 | 17359.2703 | 204.7976 | 353.8922
1 | 2000 | 707 | 0.035 | 15 | 15 | 7 | 3.1623e-10 | 0 | CO2 | Porous | Wet | R245fa | MinimizeLCOE_Brownfield | IgnoreSilica | 117.1781 | 11.8669 | 0.6533 | 4 | 9936.0233 | 17135.1298 | 202.5593 | 349.3228 | 46.7499 | 3.9022 | 2271853249.3965 | 2033832.1195 | 0 | 2960245.7263 | 0 | 0 | 0 | 0 | 1947690.3599 | 5067490.7901 | 3458666.5908 | 15467925.5865 | 3144235.0165 | 7352795.5309 | 7352795.5309 | 7650990.3052 | 3809020.6719 | 0 | 25964956.1339 | 44777762.642 | 316227.766 | 2.6132 | 9936.0233 | 17135.1298 | 202.5593 | 349.3228
1 | 2000 | 707 | 0.035 | 15 | 15 | 7 | 4.217e-10 | 0 | CO2 | Porous | Wet | R245fa | MinimizeLCOE_Brownfield | IgnoreSilica | 118.2575 | 11.9476 | 0.66113 | 4 | 9853.6517 | 16967.5278 | 200.88 | 345.906 | 46.7886 | 3.9164 | 2277496531.8383 | 2048666.2499 | 0 | 2975518.5063 | 0 | 0 | 0 | 0 | 1959432.0549 | 5098040.2721 | 3479517.24 | 15561174.3232 | 3144235.0165 | 7352795.5309 | 7352795.5309 | 7650990.3052 | 3809020.6719 | 0 | 26058204.8706 | 44871011.3787 | 421696.5034 | 2.6445 | 9853.6517 | 16967.5278 | 200.88 | 345.906
1 | 2000 | 707 | 0.035 | 15 | 15 | 7 | 5.6234e-10 | 0 | CO2 | Porous | Wet | R245fa | MinimizeLCOE_Brownfield | IgnoreSilica | 119.0929 | 12.0102 | 0.66714 | 4 | 9791.8633 | 16841.6643 | 199.6204 | 343.3401 | 46.8168 | 3.927 | 2280489905.664 | 2060050.6177 | 0 | 2987366.2585 | 0 | 0 | 0 | 0 | 1968492.5817 | 5121613.9043 | 3495606.7283 | 15633130.0906 | 3144235.0165 | 7352795.5309 | 7352795.5309 | 7650990.3052 | 3809020.6719 | 0 | 26130160.638 | 44942967.1461 | 562341.3252 | 2.6686 | 9791.8633 | 16841.6643 | 199.6204 | 343.3401
1 | 2000 | 707 | 0.035 | 15 | 15 | 7 | 7.4989e-10 | 0 | CO2 | Porous | Wet | R245fa | MinimizeLCOE_Brownfield | IgnoreSilica | 119.7191 | 12.0567 | 0.67169 | 4 | 9745.519 | 16747.5446 | 198.6756 | 341.4213 | 46.8388 | 3.9351 | 2283414339.2628 | 2068624.3073 | 0 | 2996153.5984 | 0 | 0 | 0 | 0 | 1975263.3832 | 5139230.1409 | 3507630.1718 | 15686901.6016 | 3144235.0165 | 7352795.5309 | 7352795.5309 | 7650990.3052 | 3809020.6719 | 0 | 26183932.149 | 44996738.6571 | 749894.2093 | 2.6868 | 9745.519 | 16747.5446 | 198.6756 | 341.4213
1 | 2000 | 707 | 0.035 | 15 | 15 | 7 | 1e-09 | 0 | CO2 | Porous | Wet | R245fa | MinimizeLCOE_Brownfield | IgnoreSilica | 120.1944 | 12.0921 | 0.67514 | 4 | 9710.7606 | 16676.9758 | 197.967 | 339.9827 | 46.8552 | 3.9412 | 2285459930.826 | 2075117.7177 | 0 | 3002811.4138 | 0 | 0 | 0 | 0 | 1980392.3613 | 5152574.6897 | 3516738.1006 | 15727634.283 | 3144235.0165 | 7352795.5309 | 7352795.5309 | 7650990.3052 | 3809020.6719 | 0 | 26224664.8305 | 45037471.3386 | 1000000 | 2.7006 | 9710.7606 | 16676.9758 | 197.967 | 339.9827
1 | 2000 | 707 | 0.035 | 15 | 15 | 7 | 1.3335e-09 | 0 | CO2 | Porous | Wet | R245fa | MinimizeLCOE_Brownfield | IgnoreSilica | 120.5427 | 12.1176 | 0.67773 | 4 | 9684.6927 | 16624.3267 | 197.4356 | 338.9094 | 46.8685 | 3.946 | 2287942816.5906 | 2079940.1613 | 0 | 3007604.4101 | 0 | 0 | 0 | 0 | 1984142.3828 | 5162331.4765 | 3523397.308 | 15757415.7386 | 3144235.0165 | 7352795.5309 | 7352795.5309 | 7650990.3052 | 3809020.6719 | 0 | 26254446.2861 | 45067252.7942 | 1333521.4322 | 2.7109 | 9684.6927 | 16624.3267 | 197.4356 | 338.9094
1 | 2000 | 707 | 0.035 | 15 | 15 | 7 | 1.7783e-09 | 0 | CO2 | Porous | Wet | R245fa | MinimizeLCOE_Brownfield | IgnoreSilica | 120.8056 | 12.1369 | 0.67968 | 4 | 9665.1431 | 16584.8531 | 197.037 | 338.1047 | 46.8784 | 3.9496 | 2289778329.8304 | 2083575.4232 | 0 | 3011215.8933 | 0 | 0 | 0 | 0 | 1986968.6134 | 5169684.7488 | 3528416.0674 | 15779860.7461 | 3144235.0165 | 7352795.5309 | 7352795.5309 | 7650990.3052 | 3809020.6719 | 0 | 26276891.2935 | 45089697.8016 | 1778279.41 | 2.7187 | 9665.1431 | 16584.8531 | 197.037 | 338.1047
1 | 2000 | 707 | 0.035 | 15 | 15 | 7 | 2.3714e-09 | 0 | CO2 | Porous | Wet | R245fa | MinimizeLCOE_Brownfield | IgnoreSilica | 121.0102 | 12.152 | 0.68117 | 4 | 9650.4821 | 16555.1013 | 196.7381 | 337.4981 | 46.8853 | 3.9522 | 2290527191.0564 | 2086361.584 | 0 | 3014074.9563 | 0 | 0 | 0 | 0 | 1989170.2507 | 5175412.9574 | 3532325.6875 | 15797345.4358 | 3144235.0165 | 7352795.5309 | 7352795.5309 | 7650990.3052 | 3809020.6719 | 0 | 26294375.9833 | 45107182.4913 | 2371373.7057 | 2.7247 | 9650.4821 | 16555.1013 | 196.7381 | 337.4981
1 | 2000 | 707 | 0.035 | 15 | 15 | 7 | 3.1623e-09 | 0 | CO2 | Porous | Wet | R245fa | MinimizeLCOE_Brownfield | IgnoreSilica | 121.1734 | 12.1644 | 0.68231 | 4 | 9639.4875 | 16532.5813 | 196.514 | 337.039 | 46.8898 | 3.954 | 2290237678.4443 | 2088524.8364 | 0 | 3016418.2805 | 0 | 0 | 0 | 0 | 1990927.8156 | 5179985.7808 | 3535446.7334 | 15811303.4467 | 3144235.0165 | 7352795.5309 | 7352795.5309 | 7650990.3052 | 3809020.6719 | 0 | 26308333.9942 | 45121140.5022 | 3162277.6602 | 2.7292 | 9639.4875 | 16532.5813 | 196.514 | 337.039
1 | 2000 | 707 | 0.035 | 15 | 15 | 7 | 4.217e-09 | 0 | CO2 | Porous | Wet | R245fa | MinimizeLCOE_Brownfield | IgnoreSilica | 121.2855 | 12.1726 | 0.68314 | 4 | 9631.2425 | 16515.9409 | 196.3459 | 336.6998 | 46.894 | 3.9556 | 2290987893.9971 | 2090072.0984 | 0 | 3017954.6864 | 0 | 0 | 0 | 0 | 1992130.4461 | 5183114.7785 | 3537582.3387 | 15820854.3481 | 3144235.0165 | 7352795.5309 | 7352795.5309 | 7650990.3052 | 3809020.6719 | 0 | 26317884.8955 | 45130691.4036 | 4216965.0343 | 2.7326 | 9631.2425 | 16515.9409 | 196.3459 | 336.6998
1 | 2000 | 707 | 0.035 | 15 | 15 | 7 | 5.6234e-09 | 0 | CO2 | Porous | Wet | R245fa | MinimizeLCOE_Brownfield | IgnoreSilica | 121.3781 | 12.1796 | 0.68378 | 4 | 9625.0595 | 16503.2692 | 196.2199 | 336.4415 | 46.8964 | 3.9566 | 2290775815.8761 | 2091296.5028 | 0 | 3019286.2114 | 0 | 0 | 0 | 0 | 1993127.2585 | 5185708.2801 | 3539352.4568 | 15828770.7096 | 3144235.0165 | 7352795.5309 | 7352795.5309 | 7650990.3052 | 3809020.6719 | 0 | 26325801.2571 | 45138607.7652 | 5623413.2519 | 2.7351 | 9625.0595 | 16503.2692 | 196.2199 | 336.4415
1 | 2000 | 707 | 0.035 | 15 | 15 | 7 | 7.4989e-09 | 0 | CO2 | Porous | Wet | R245fa | MinimizeLCOE_Brownfield | IgnoreSilica | 121.4318 | 12.1833 | 0.68423 | 4 | 9620.4228 | 16494.132 | 196.1253 | 336.2552 | 46.8995 | 3.9576 | 2292066546.7547 | 2092098.8264 | 0 | 3019951.7245 | 0 | 0 | 0 | 0 | 1993699.7148 | 5187197.694 | 3540369.0124 | 15833316.9721 | 3144235.0165 | 7352795.5309 | 7352795.5309 | 7650990.3052 | 3809020.6719 | 0 | 26330347.5195 | 45143154.0276 | 7498942.0933 | 2.7369 | 9620.4228 | 16494.132 | 196.1253 | 336.2552
1 | 2000 | 707 | 0.035 | 15 | 15 | 7 | 1e-08 | 0 | CO2 | Porous | Wet | R245fa | MinimizeLCOE_Brownfield | IgnoreSilica | 121.4855 | 12.1874 | 0.6846 | 4 | 9616.9457 | 16486.972 | 196.0544 | 336.1092 | 46.9008 | 3.9581 | 2291806491.8923 | 2092799.9696 | 0 | 3020733.6977 | 0 | 0 | 0 | 0 | 1994278.1302 | 5188702.6121 | 3541396.1499 | 15837910.5595 | 3144235.0165 | 7352795.5309 | 7352795.5309 | 7650990.3052 | 3809020.6719 | 0 | 26334941.1069 | 45147747.615 | 10000000 | 2.7384 | 9616.9457 | 16486.972 | 196.0544 | 336.1092
1 | 2100 | 707 | 0.035 | 15 | 15 | 7 | 1e-13 | 0 | CO2 | Porous | Wet | R245fa | MinimizeLCOE_Brownfield | IgnoreSilica | 0.47126 | 0.010043 | 0.00067933 | 4 | 4086863.2019 | 11281014.0379 | 83316.2343 | 229978.7299 | 38.5968 | 3.1769 | 56277633.9553 | 29852.3034 | 0 | 22120.2728 | 0 | 0 | 0 | 18242.2235 | 27383.7719 | 71246.9572 | 48627.5122 | 217473.0409 | 3144235.0165 | 7743554.7612 | 7743554.7612 | 7866811.9264 | 3938351.203 | 0 | 11105262.8186 | 30653980.7092 | 100 | 0.0027173 | 4086863.2019 | 11281014.0379 | 83316.2343 | 229978.7299
1 | 2100 | 707 | 0.035 | 15 | 15 | 7 | 1.3335e-13 | 0 | CO2 | Porous | Wet | R245fa | MinimizeLCOE_Brownfield | IgnoreSilica | 0.65648 | 0.027488 | 0.0012975 | 4 | 2157146.4511 | 5923763.0934 | 43976.3482 | 120763.9231 | 40.9818 | 3.4493 | 33699693.5717 | 42133.397 | 0 | 33894.7642 | 0 | 0 | 0 | 23346.1449 | 38755.9794 | 100835.1084 | 68822.0334 | 307787.4273 | 3144235.0165 | 7743554.7612 | 7743554.7612 | 7866811.9264 | 3938351.203 | 0 | 11195577.205 | 30744295.0956 | 133.3521 | 0.00519 | 2157146.4511 | 5923763.0934 | 43976.3482 | 120763.9231
1 | 2100 | 707 | 0.035 | 15 | 15 | 7 | 1.7783e-13 | 0 | CO2 | Porous | Wet | R245fa | MinimizeLCOE_Brownfield | IgnoreSilica | 0.91486 | 0.053205 | 0.0022213 | 4 | 1273461.9892 | 3473608.0751 | 25961.2451 | 70814.199 | 42.9898 | 3.6679 | 275687418.3405 | 58019.9684 | 0 | 49528.2362 | 0 | 0 | 0 | 30368.512 | 53787.5195 | 139944.0924 | 95514.7186 | 427163.0473 | 3144235.0165 | 7743554.7612 | 7743554.7612 | 7866811.9264 | 3938351.203 | 0 | 11314952.825 | 30863670.7156 | 177.8279 | 0.0088852 | 1273461.9892 | 3473608.0751 | 25961.2451 | 70814.199
1 | 2100 | 707 | 0.035 | 15 | 15 | 7 | 2.3714e-13 | 0 | CO2 | Porous | Wet | R245fa | MinimizeLCOE_Brownfield | IgnoreSilica | 1.1901 | 0.082721 | 0.0035269 | 4 | 809873.2488 | 2195550.004 | 16510.3616 | 44759.2565 | 44.3423 | 3.8059 | 25513095.9802 | 73640.5971 | 0 | 65312.6852 | 0 | 0 | 0 | 34640.0328 | 67701.3929 | 176145.1369 | 120222.6753 | 537662.5202 | 3144235.0165 | 7743554.7612 | 7743554.7612 | 7866811.9264 | 3938351.203 | 0 | 11425452.2979 | 30974170.1885 | 237.1374 | 0.014108 | 809873.2488 | 2195550.004 | 16510.3616 | 44759.2565
1 | 2100 | 707 | 0.035 | 15 | 15 | 7 | 3.1623e-13 | 0 | CO2 | Porous | Wet | R245fa | MinimizeLCOE_Brownfield | IgnoreSilica | 1.6 | 0.12645 | 0.0053477 | 4 | 541589.1856 | 1455475.0545 | 11041.0281 | 29671.8277 | 45.6295 | 3.9294 | 162715307.4345 | 95050.861 | 0 | 87541.3498 | 0 | 0 | 0 | 42516.0065 | 87792.2048 | 228417.3082 | 155899.5063 | 697217.2367 | 3144235.0165 | 7743554.7612 | 7743554.7612 | 7866811.9264 | 3938351.203 | 0 | 11585007.0144 | 31133724.9049 | 316.2278 | 0.021391 | 541589.1856 | 1455475.0545 | 11041.0281 | 29671.8277
1 | 2100 | 707 | 0.035 | 15 | 15 | 7 | 4.217e-13 | 0 | CO2 | Porous | Wet | R245fa | MinimizeLCOE_Brownfield | IgnoreSilica | 2.0967 | 0.18079 | 0.0078213 | 4 | 375858.3225 | 1000713.6504 | 7662.3803 | 20400.9013 | 46.5981 | 4.0161 | 60465806.9691 | 118825.5045 | 0 | 112974.0847 | 0 | 0 | 0 | 49420.3261 | 109675.767 | 285353.8482 | 194759.8648 | 871009.3953 | 3144235.0165 | 7743554.7612 | 7743554.7612 | 7866811.9264 | 3938351.203 | 0 | 11758799.173 | 31307517.0636 | 421.6965 | 0.031285 | 375858.3225 | 1000713.6504 | 7662.3803 | 20400.9013
1 | 2100 | 707 | 0.035 | 15 | 15 | 7 | 5.6234e-13 | 0 | CO2 | Porous | Wet | R245fa | MinimizeLCOE_Brownfield | IgnoreSilica | 2.8083 | 0.25816 | 0.011181 | 4 | 268234.6028 | 705331.3406 | 5468.3252 | 14379.1334 | 47.458 | 4.0913 | 209123715.426 | 150031.1719 | 0 | 147262.8337 | 0 | 0 | 0 | 60680.1302 | 139609.913 | 363236.3556 | 247916.2764 | 1108736.6808 | 3144235.0165 | 7743554.7612 | 7743554.7612 | 7866811.9264 | 3938351.203 | 0 | 11996526.4585 | 31545244.3491 | 562.3413 | 0.044724 | 268234.6028 | 705331.3406 | 5468.3252 | 14379.1334
1 | 2100 | 707 | 0.035 | 15 | 15 | 7 | 7.4989e-13 | 0 | CO2 | Porous | Wet | R245fa | MinimizeLCOE_Brownfield | IgnoreSilica | 3.6903 | 0.35546 | 0.015689 | 4 | 195404.3563 | 506914.6418 | 3983.5821 | 10334.1406 | 48.0894 | 4.1416 | 1127029149.7097 | 185381.8939 | 0 | 187388.1621 | 0 | 0 | 0 | 71088.1913 | 173104.7165 | 450382.9636 | 307395.6271 | 1374741.5545 | 3144235.0165 | 7743554.7612 | 7743554.7612 | 7866811.9264 | 3938351.203 | 0 | 12262531.3322 | 31811249.2228 | 749.8942 | 0.062755 | 195404.3563 | 506914.6418 | 3983.5821 | 10334.1406
1 | 2100 | 707 | 0.035 | 15 | 15 | 7 | 1e-12 | 0 | CO2 | Porous | Wet | R245fa | MinimizeLCOE_Brownfield | IgnoreSilica | 4.942 | 0.49279 | 0.021761 | 4 | 145001.6094 | 369587.6644 | 2956.0539 | 7534.5444 | 48.6275 | 4.1842 | 283953204.4468 | 231317.4209 | 0 | 240990.4804 | 0 | 0 | 0 | 87424.4459 | 218295.6154 | 567960.4127 | 387644.6521 | 1733633.0274 | 3144235.0165 | 7743554.7612 | 7743554.7612 | 7866811.9264 | 3938351.203 | 0 | 12621422.8051 | 32170140.6957 | 1000 | 0.087043 | 145001.6094 | 369587.6644 | 2956.0539 | 7534.5444
1 | 2100 | 707 | 0.035 | 15 | 15 | 7 | 1.3335e-12 | 0 | CO2 | Porous | Wet | R245fa | MinimizeLCOE_Brownfield | IgnoreSilica | 6.5278 | 0.66784 | 0.029835 | 4 | 109236.1058 | 273043.766 | 2226.9258 | 5566.3665 | 49.0225 | 4.2137 | 764101797.0984 | 284573.0148 | 0 | 305015.3856 | 0 | 0 | 0 | 104054.5799 | 270520.7623 | 703839.5321 | 480384.9431 | 2148388.2177 | 3144235.0165 | 7743554.7612 | 7743554.7612 | 7866811.9264 | 3938351.203 | 0 | 13036177.9954 | 32584895.886 | 1333.5214 | 0.11934 | 109236.1058 | 273043.766 | 2226.9258 | 5566.3665
1 | 2100 | 707 | 0.035 | 15 | 15 | 7 | 1.7783e-12 | 0 | CO2 | Porous | Wet | R245fa | MinimizeLCOE_Brownfield | IgnoreSilica | 8.4576 | 0.88211 | 0.040446 | 4 | 83400.5272 | 204233.0533 | 1700.2326 | 4163.567 | 49.3085 | 4.2344 | 877534096.5293 | 344240.9911 | 0 | 378694.3795 | 0 | 0 | 0 | 118147.0534 | 328022.1454 | 853446.3356 | 582494.6606 | 2605045.5656 | 3144235.0165 | 7743554.7612 | 7743554.7612 | 7866811.9264 | 3938351.203 | 0 | 13492835.3433 | 33041553.2339 | 1778.2794 | 0.16178 | 83400.5272 | 204233.0533 | 1700.2326 | 4163.567
1 | 2100 | 707 | 0.035 | 15 | 15 | 7 | 2.3714e-12 | 0 | CO2 | Porous | Wet | R245fa | MinimizeLCOE_Brownfield | IgnoreSilica | 10.823 | 1.1458 | 0.054287 | 4 | 64489.3292 | 154514.932 | 1314.7022 | 3149.9959 | 49.5212 | 4.2493 | 277687124.8312 | 411953.5401 | 0 | 464421.0369 | 0 | 0 | 0 | 129620.9385 | 392338.2511 | 1020783.6496 | 696705.8159 | 3115823.2321 | 3144235.0165 | 7743554.7612 | 7743554.7612 | 7866811.9264 | 3938351.203 | 0 | 14003613.0098 | 33552330.9004 | 2371.3737 | 0.21715 | 64489.3292 | 154514.932 | 1314.7022 | 3149.9959
1 | 2100 | 707 | 0.035 | 15 | 15 | 7 | 3.1623e-12 | 0 | CO2 | Porous | Wet | R245fa | MinimizeLCOE_Brownfield | IgnoreSilica | 14.0971 | 1.5095 | 0.072716 | 4 | 50468.6703 | 117677.5027 | 1028.8721 | 2399.0151 | 49.6888 | 4.2593 | 1353446082.4413 | 498576.8821 | 0 | 577032.6242 | 0 | 0 | 0 | 148634.9872 | 477455.3525 | 1242240.8876 | 847854.9313 | 3791795.665 | 3144235.0165 | 7743554.7612 | 7743554.7612 | 7866811.9264 | 3938351.203 | 0 | 14679585.4427 | 34228303.3333 | 3162.2777 | 0.29087 | 50468.6703 | 117677.5027 | 1028.8721 | 2399.0151
1 | 2100 | 707 | 0.035 | 15 | 15 | 7 | 4.217e-12 | 0 | CO2 | Porous | Wet | R245fa | MinimizeLCOE_Brownfield | IgnoreSilica | 18.1138 | 1.9572 | 0.096525 | 4 | 39981.1414 | 90612.3537 | 815.0696 | 1847.2554 | 49.797 | 4.2635 | 1585451268.2785 | 596765.3129 | 0 | 708144.5521 | 0 | 0 | 0 | 163789.4731 | 572792.7419 | 1490289.2184 | 1017153.0139 | 4548934.3124 | 3144235.0165 | 7743554.7612 | 7743554.7612 | 7866811.9264 | 3938351.203 | 0 | 15436724.0901 | 34985441.9807 | 4216.965 | 0.3861 | 39981.1414 | 90612.3537 | 815.0696 | 1847.2554
1 | 2100 | 707 | 0.035 | 15 | 15 | 7 | 5.6234e-12 | 0 | CO2 | Porous | Wet | R245fa | MinimizeLCOE_Brownfield | IgnoreSilica | 22.923 | 2.4952 | 0.12675 | 4 | 32073.035 | 70631.6922 | 653.8522 | 1439.9226 | 49.8531 | 4.2618 | 1244981318.2951 | 705757.051 | 0 | 857610.6256 | 0 | 0 | 0 | 171332.1735 | 676532.9415 | 1760199.9378 | 1201372.6261 | 5372805.3555 | 3144235.0165 | 7743554.7612 | 7743554.7612 | 7866811.9264 | 3938351.203 | 0 | 16260595.1332 | 35809313.0238 | 5623.4133 | 0.50699 | 32073.035 | 70631.6922 | 653.8522 | 1439.9226
1 | 2100 | 707 | 0.035 | 15 | 15 | 7 | 7.4989e-12 | 0 | CO2 | Porous | Wet | R245fa | MinimizeLCOE_Brownfield | IgnoreSilica | 28.6561 | 3.1387 | 0.16449 | 4 | 26073.5142 | 55783.9697 | 531.5439 | 1137.2317 | 49.86 | 4.2535 | 1418147612.1957 | 826506.4212 | 0 | 1027794.8299 | 0 | 0 | 0 | 169399.3486 | 789243.2339 | 2053448.9985 | 1401521.1357 | 6267913.9678 | 3144235.0165 | 7743554.7612 | 7743554.7612 | 7866811.9264 | 3938351.203 | 0 | 17155703.7455 | 36704421.6361 | 7498.9421 | 0.65797 | 26073.5142 | 55783.9697 | 531.5439 | 1137.2317
1 | 2100 | 707 | 0.035 | 15 | 15 | 7 | 1e-11 | 0 | CO2 | Porous | Wet | R245fa | MinimizeLCOE_Brownfield | IgnoreSilica | 36.1723 | 3.9822 | 0.21266 | 4 | 21478.1194 | 44458.9734 | 437.8605 | 906.3563 | 49.7976 | 4.2324 | 1853857800.1186 | 972991.0135 | 0 | 1241300.8189 | 0 | 0 | 0 | 169311.292 | 929605.2185 | 2418642.0904 | 1650772.9248 | 7382623.3582 | 3144235.0165 | 7743554.7612 | 7743554.7612 | 7866811.9264 | 3938351.203 | 0 | 18270413.1359 | 37819131.0265 | 10000 | 0.85065 | 21478.1194 | 44458.9734 | 437.8605 | 906.3563
1 | 2100 | 707 | 0.035 | 15 | 15 | 7 | 1.3335e-11 | 0 | CO2 | Porous | Wet | R245fa | MinimizeLCOE_Brownfield | IgnoreSilica | 41.6 | 4.6061 | 0.26096 | 4 | 17989.2959 | 36717.3489 | 366.7361 | 748.5328 | 49.7292 | 4.2154 | 2795008217.5602 | 1072283.1553 | 0 | 1389713.4862 | 0 | 0 | 0 | 85356.467 | 993467.7123 | 2584799.1991 | 1764178.5657 | 7889798.5856 | 3144235.0165 | 7743554.7612 | 7743554.7612 | 7866811.9264 | 3938351.203 | 0 | 18777588.3633 | 38326306.2539 | 13335.2143 | 1.0438 | 17989.2959 | 36717.3489 | 366.7361 | 748.5328
1 | 2100 | 707 | 0.035 | 15 | 15 | 7 | 1.7783e-11 | 0 | CO2 | Porous | Wet | R245fa | MinimizeLCOE_Brownfield | IgnoreSilica | 50.9862 | 5.6674 | 0.32597 | 4 | 15210.4699 | 30203.236 | 310.086 | 615.7338 | 49.5406 | 4.173 | 6700384654.3726 | 1232494.1852 | 0 | 1638510.9211 | 0 | 0 | 0 | 16968.6236 | 1126309.7547 | 2930426.9438 | 2000076.6034 | 8944787.0318 | 3144235.0165 | 7743554.7612 | 7743554.7612 | 7866811.9264 | 3938351.203 | 0 | 19832576.8095 | 39381294.7001 | 17782.7941 | 1.3039 | 15210.4699 | 30203.236 | 310.086 | 615.7338
1 | 2100 | 707 | 0.035 | 15 | 15 | 7 | 2.3714e-11 | 0 | CO2 | Porous | Wet | R245fa | MinimizeLCOE_Brownfield | IgnoreSilica | 65.2439 | 7.2644 | 0.40932 | 4 | 13181.3375 | 25121.0094 | 268.7194 | 512.1258 | 49.144 | 4.0924 | 9485388503.2433 | 1452802.7279 | 0 | 1999900.0577 | 0 | 0 | 0 | 0 | 1346554.0864 | 3503457.5166 | 2391181.7439 | 10693896.1325 | 3144235.0165 | 7743554.7612 | 7743554.7612 | 7866811.9264 | 3938351.203 | 0 | 21581685.9102 | 41130403.8008 | 23713.7371 | 1.6373 | 13181.3375 | 25121.0094 | 268.7194 | 512.1258
1 | 2100 | 707 | 0.035 | 15 | 15 | 7 | 3.1623e-11 | 0 | CO2 | Porous | Wet | R245fa | MinimizeLCOE_Brownfield | IgnoreSilica | 82.2795 | 9.1647 | 0.49765 | 4 | 11840.8427 | 21661.4432 | 241.3916 | 441.5978 | 48.4754 | 3.9646 | 12614644739.1209 | 1682647.1651 | 0 | 2412073.2707 | 0 | 0 | 0 | 0 | 1596940.97 | 4154912.8262 | 2835813.3788 | 12682387.6109 | 3144235.0165 | 7743554.7612 | 7743554.7612 | 7866811.9264 | 3938351.203 | 0 | 23570177.3886 | 43118895.2792 | 31622.7766 | 1.9906 | 11840.8427 | 21661.4432 | 241.3916 | 441.5978
1 | 2100 | 707 | 0.035 | 15 | 15 | 7 | 4.217e-11 | 0 | CO2 | Porous | Wet | R245fa | MinimizeLCOE_Brownfield | IgnoreSilica | 97.7117 | 10.836 | 0.57036 | 4 | 11055.6067 | 19624.1844 | 225.3835 | 400.0655 | 47.8275 | 3.8569 | 2396269416.5739 | 1867014.2655 | 0 | 2761260.9703 | 0 | 0 | 0 | 0 | 1805027.342 | 4696310.8818 | 3205328.6764 | 14334942.136 | 3144235.0165 | 7743554.7612 | 7743554.7612 | 7866811.9264 | 3938351.203 | 0 | 25222731.9137 | 44771449.8043 | 42169.6503 | 2.2814 | 11055.6067 | 19624.1844 | 225.3835 | 400.0655
1 | 2100 | 707 | 0.035 | 15 | 15 | 7 | 5.6234e-11 | 0 | CO2 | Porous | Wet | R245fa | MinimizeLCOE_Brownfield | IgnoreSilica | 103.2151 | 11.3018 | 0.61136 | 4 | 10532.3113 | 18526.224 | 214.7154 | 377.6821 | 48.0377 | 3.9345 | 2431259858.428 | 1948656.9827 | 0 | 2851872.1664 | 0 | 0 | 0 | 0 | 1872206.3681 | 4871096.9276 | 3324623.7441 | 14868456.1889 | 3144235.0165 | 7743554.7612 | 7743554.7612 | 7866811.9264 | 3938351.203 | 0 | 25756245.9666 | 45304963.8572 | 56234.1325 | 2.4455 | 10532.3113 | 18526.224 | 214.7154 | 377.6821
1 | 2100 | 707 | 0.035 | 15 | 15 | 7 | 7.4989e-11 | 0 | CO2 | Porous | Wet | R245fa | MinimizeLCOE_Brownfield | IgnoreSilica | 107.7434 | 11.6768 | 0.64575 | 4 | 10137.997 | 17706.2257 | 206.6768 | 360.9654 | 48.2101 | 3.9986 | 2459574881.1808 | 2015454.0847 | 0 | 2923965.1994 | 0 | 0 | 0 | 0 | 1926373.5208 | 5012028.7476 | 3420812.6071 | 15298634.1597 | 3144235.0165 | 7743554.7612 | 7743554.7612 | 7866811.9264 | 3938351.203 | 0 | 26186423.9374 | 45735141.828 | 74989.4209 | 2.583 | 10137.997 | 17706.2257 | 206.6768 | 360.9654
1 | 2100 | 707 | 0.035 | 15 | 15 | 7 | 1e-10 | 0 | CO2 | Porous | Wet | R245fa | MinimizeLCOE_Brownfield | IgnoreSilica | 111.4272 | 11.9777 | 0.67397 | 4 | 9841.3093 | 17092.6371 | 200.6284 | 348.4565 | 48.3451 | 4.0497 | 2480010330.6818 | 2069341.6041 | 0 | 2981329.7739 | 0 | 0 | 0 | 0 | 1969761.8374 | 5124916.2472 | 3497860.6452 | 15643210.1079 | 3144235.0165 | 7743554.7612 | 7743554.7612 | 7866811.9264 | 3938351.203 | 0 | 26530999.8856 | 46079717.7762 | 100000 | 2.6959 | 9841.3093 | 17092.6371 | 200.6284 | 348.4565
1 | 2100 | 707 | 0.035 | 15 | 15 | 7 | 1.3335e-10 | 0 | CO2 | Porous | Wet | R245fa | MinimizeLCOE_Brownfield | IgnoreSilica | 114.3406 | 12.2122 | 0.69659 | 4 | 9618.3097 | 16634.1688 | 196.0823 | 339.11 | 48.4524 | 4.0905 | 2493929384.7309 | 2111866.2653 | 0 | 3025683.7387 | 0 | 0 | 0 | 0 | 2003644.5016 | 5213071.9891 | 3558028.7505 | 15912295.2451 | 3144235.0165 | 7743554.7612 | 7743554.7612 | 7866811.9264 | 3938351.203 | 0 | 26800085.0228 | 46348802.9134 | 133352.1432 | 2.7864 | 9618.3097 | 16634.1688 | 196.0823 | 339.11
1 | 2100 | 707 | 0.035 | 15 | 15 | 7 | 1.7783e-10 | 0 | CO2 | Porous | Wet | R245fa | MinimizeLCOE_Brownfield | IgnoreSilica | 116.623 | 12.394 | 0.71446 | 4 | 9450.8172 | 16291.2139 | 192.6677 | 332.1184 | 48.5356 | 4.1225 | 2507357521.1424 | 2145081.5595 | 0 | 3059876.9245 | 0 | 0 | 0 | 0 | 2029933.8088 | 5281471.3737 | 3604712.7359 | 16121076.4023 | 3144235.0165 | 7743554.7612 | 7743554.7612 | 7866811.9264 | 3938351.203 | 0 | 27008866.18 | 46557584.0706 | 177827.941 | 2.8578 | 9450.8172 | 16291.2139 | 192.6677 | 332.1184
1 | 2100 | 707 | 0.035 | 15 | 15 | 7 | 2.3714e-10 | 0 | CO2 | Porous | Wet | R245fa | MinimizeLCOE_Brownfield | IgnoreSilica | 118.387 | 12.5331 | 0.72839 | 4 | 9325.0774 | 16034.6774 | 190.1043 | 326.8886 | 48.6002 | 4.1473 | 2514667570.1271 | 2170732.3576 | 0 | 3085936.8785 | 0 | 0 | 0 | 0 | 2050101.0021 | 5333942.2739 | 3640525.2035 | 16281237.7155 | 3144235.0165 | 7743554.7612 | 7743554.7612 | 7866811.9264 | 3938351.203 | 0 | 27169027.4932 | 46717745.3838 | 237137.3706 | 2.9135 | 9325.0774 | 16034.6774 | 190.1043 | 326.8886
1 | 2100 | 707 | 0.035 | 15 | 15 | 7 | 3.1623e-10 | 0 | CO2 | Porous | Wet | R245fa | MinimizeLCOE_Brownfield | IgnoreSilica | 119.7339 | 12.6385 | 0.73913 | 4 | 9230.7138 | 15842.828 | 188.1806 | 322.9775 | 48.6504 | 4.1666 | 2522826431.5362 | 2190350.7289 | 0 | 3105573.1094 | 0 | 0 | 0 | 0 | 2065410.2969 | 5373773.9187 | 3667711.1195 | 16402819.1733 | 3144235.0165 | 7743554.7612 | 7743554.7612 | 7866811.9264 | 3938351.203 | 0 | 27290608.951 | 46839326.8416 | 316227.766 | 2.9565 | 9230.7138 | 15842.828 | 188.1806 | 322.9775
1 | 2100 | 707 | 0.035 | 15 | 15 | 7 | 4.217e-10 | 0 | CO2 | Porous | Wet | R245fa | MinimizeLCOE_Brownfield | IgnoreSilica | 120.7861 | 12.7211 | 0.74742 | 4 | 9159.9131 | 15698.6344 | 186.7372 | 320.0379 | 48.6866 | 4.1809 | 2526502055.5713 | 2205505.117 | 0 | 3120977.1526 | 0 | 0 | 0 | 0 | 2077328.0851 | 5404781.559 | 3688874.4712 | 16497466.3849 | 3144235.0165 | 7743554.7612 | 7743554.7612 | 7866811.9264 | 3938351.203 | 0 | 27385256.1626 | 46933974.0532 | 421696.5034 | 2.9897 | 9159.9131 | 15698.6344 | 186.7372 | 320.0379
1 | 2100 | 707 | 0.035 | 15 | 15 | 7 | 5.6234e-10 | 0 | CO2 | Porous | Wet | R245fa | MinimizeLCOE_Brownfield | IgnoreSilica | 121.5755 | 12.7825 | 0.75372 | 4 | 9106.7999 | 15590.8574 | 185.6544 | 317.8407 | 48.715 | 4.192 | 2530360645.8518 | 2216936.4162 | 0 | 3132385.7402 | 0 | 0 | 0 | 0 | 2086235.641 | 5427957.1921 | 3704692.317 | 16568207.3066 | 3144235.0165 | 7743554.7612 | 7743554.7612 | 7866811.9264 | 3938351.203 | 0 | 27455997.0843 | 47004714.9749 | 562341.3252 | 3.0149 | 9106.7999 | 15590.8574 | 185.6544 | 317.8407
1 | 2100 | 707 | 0.035 | 15 | 15 | 7 | 7.4989e-10 | 0 | CO2 | Porous | Wet | R245fa | MinimizeLCOE_Brownfield | IgnoreSilica | 122.1628 | 12.8277 | 0.75848 | 4 | 9066.9599 | 15510.336 | 184.8422 | 316.1992 | 48.7374 | 4.2006 | 2534363033.3667 | 2225510.1245 | 0 | 3140755.0021 | 0 | 0 | 0 | 0 | 2092843.3994 | 5445149.2239 | 3716426.2319 | 16620683.9818 | 3144235.0165 | 7743554.7612 | 7743554.7612 | 7866811.9264 | 3938351.203 | 0 | 27508473.7595 | 47057191.65 | 749894.2093 | 3.0339 | 9066.9599 | 15510.336 | 184.8422 | 316.1992
1 | 2100 | 707 | 0.035 | 15 | 15 | 7 | 1e-09 | 0 | CO2 | Porous | Wet | R245fa | MinimizeLCOE_Brownfield | IgnoreSilica | 122.6233 | 12.8636 | 0.76213 | 4 | 9037.0781 | 15449.6359 | 184.2331 | 314.9617 | 48.7529 | 4.2068 | 2535721135.7527 | 2232116.026 | 0 | 3147421.8369 | 0 | 0 | 0 | 0 | 2098019.7665 | 5458617.0695 | 3725618.3133 | 16661793.0122 | 3144235.0165 | 7743554.7612 | 7743554.7612 | 7866811.9264 | 3938351.203 | 0 | 27549582.7899 | 47098300.6804 | 1000000 | 3.0485 | 9037.0781 | 15449.6359 | 184.2331 | 314.9617
1 | 2100 | 707 | 0.035 | 15 | 15 | 7 | 1.3335e-09 | 0 | CO2 | Porous | Wet | R245fa | MinimizeLCOE_Brownfield | IgnoreSilica | 122.9593 | 12.8894 | 0.76485 | 4 | 9014.6668 | 15404.3806 | 183.7762 | 314.0391 | 48.7656 | 4.2117 | 2537878169.871 | 2237009.9517 | 0 | 3152190.692 | 0 | 0 | 0 | 0 | 2101788.251 | 5468421.8932 | 3732310.3069 | 16691721.0949 | 3144235.0165 | 7743554.7612 | 7743554.7612 | 7866811.9264 | 3938351.203 | 0 | 27579510.8726 | 47128228.7632 | 1333521.4322 | 3.0594 | 9014.6668 | 15404.3806 | 183.7762 | 314.0391
1 | 2100 | 707 | 0.035 | 15 | 15 | 7 | 1.7783e-09 | 0 | CO2 | Porous | Wet | R245fa | MinimizeLCOE_Brownfield | IgnoreSilica | 123.2151 | 12.9091 | 0.76691 | 4 | 8997.859 | 15370.3987 | 183.4335 | 313.3464 | 48.7749 | 4.2153 | 2539230493.4224 | 2240716.2852 | 0 | 3155834.8171 | 0 | 0 | 0 | 0 | 2104654.9299 | 5475880.4035 | 3737400.8935 | 16714487.3292 | 3144235.0165 | 7743554.7612 | 7743554.7612 | 7866811.9264 | 3938351.203 | 0 | 27602277.1069 | 47150994.9974 | 1778279.41 | 3.0676 | 8997.859 | 15370.3987 | 183.4335 | 313.3464
1 | 2100 | 707 | 0.035 | 15 | 15 | 7 | 2.3714e-09 | 0 | CO2 | Porous | Wet | R245fa | MinimizeLCOE_Brownfield | IgnoreSilica | 123.4197 | 12.9252 | 0.7685 | 4 | 8985.2538 | 15344.6658 | 183.1766 | 312.8218 | 48.7809 | 4.2178 | 2539024807.0252 | 2243598.7449 | 0 | 3158838.7298 | 0 | 0 | 0 | 0 | 2106950.6151 | 5481853.3056 | 3741477.5219 | 16732718.9173 | 3144235.0165 | 7743554.7612 | 7743554.7612 | 7866811.9264 | 3938351.203 | 0 | 27620508.695 | 47169226.5856 | 2371373.7057 | 3.074 | 8985.2538 | 15344.6658 | 183.1766 | 312.8218
1 | 2100 | 707 | 0.035 | 15 | 15 | 7 | 3.1623e-09 | 0 | CO2 | Porous | Wet | R245fa | MinimizeLCOE_Brownfield | IgnoreSilica | 123.5707 | 12.937 | 0.76968 | 4 | 8975.8008 | 15325.4345 | 182.9838 | 312.4297 | 48.7856 | 4.2198 | 2539161009.839 | 2245742.9196 | 0 | 3161031.1394 | 0 | 0 | 0 | 0 | 2108641.883 | 5486253.6376 | 3744480.8389 | 16746150.4185 | 3144235.0165 | 7743554.7612 | 7743554.7612 | 7866811.9264 | 3938351.203 | 0 | 27633940.1962 | 47182658.0868 | 3162277.6602 | 3.0787 | 8975.8008 | 15325.4345 | 182.9838 | 312.4297
1 | 2100 | 707 | 0.035 | 15 | 15 | 7 | 4.217e-09 | 0 | CO2 | Porous | Wet | R245fa | MinimizeLCOE_Brownfield | IgnoreSilica | 123.6755 | 12.945 | 0.77055 | 4 | 8968.7117 | 15311.1952 | 182.8393 | 312.1394 | 48.7899 | 4.2214 | 2540121503.9512 | 2247287.5174 | 0 | 3162490.3211 | 0 | 0 | 0 | 0 | 2109813.357 | 5489301.5727 | 3746561.1173 | 16755453.8855 | 3144235.0165 | 7743554.7612 | 7743554.7612 | 7866811.9264 | 3938351.203 | 0 | 27643243.6632 | 47191961.5538 | 4216965.0343 | 3.0822 | 8968.7117 | 15311.1952 | 182.8393 | 312.1394
1 | 2100 | 707 | 0.035 | 15 | 15 | 7 | 5.6234e-09 | 0 | CO2 | Porous | Wet | R245fa | MinimizeLCOE_Brownfield | IgnoreSilica | 123.7487 | 12.9503 | 0.77118 | 4 | 8963.3955 | 15300.6344 | 182.7309 | 311.9241 | 48.7936 | 4.2227 | 2541805681.4388 | 2248404.5694 | 0 | 3163464.7698 | 0 | 0 | 0 | 0 | 2110629.0423 | 5491423.8185 | 3748009.5936 | 16761931.7936 | 3144235.0165 | 7743554.7612 | 7743554.7612 | 7866811.9264 | 3938351.203 | 0 | 27649721.5713 | 47198439.4619 | 5623413.2519 | 3.0847 | 8963.3955 | 15300.6344 | 182.7309 | 311.9241
1 | 2100 | 707 | 0.035 | 15 | 15 | 7 | 7.4989e-09 | 0 | CO2 | Porous | Wet | R245fa | MinimizeLCOE_Brownfield | IgnoreSilica | 123.8265 | 12.9568 | 0.77172 | 4 | 8959.4089 | 15292.2383 | 182.6497 | 311.753 | 48.7944 | 4.2233 | 2540070240.5171 | 2249419.2163 | 0 | 3164692.5859 | 0 | 0 | 0 | 0 | 2111503.6029 | 5493699.2457 | 3749562.6194 | 16768877.2703 | 3144235.0165 | 7743554.7612 | 7743554.7612 | 7866811.9264 | 3938351.203 | 0 | 27656667.048 | 47205384.9386 | 7498942.0933 | 3.0869 | 8959.4089 | 15292.2383 | 182.6497 | 311.753
1 | 2100 | 707 | 0.035 | 15 | 15 | 7 | 1e-08 | 0 | CO2 | Porous | Wet | R245fa | MinimizeLCOE_Brownfield | IgnoreSilica | 123.8607 | 12.9591 | 0.77206 | 4 | 8956.4192 | 15286.4454 | 182.5887 | 311.6349 | 48.797 | 4.2241 | 2541483252.8152 | 2249994.9753 | 0 | 3165090.164 | 0 | 0 | 0 | 0 | 2111883.2043 | 5494686.8909 | 3750236.7076 | 16771891.9422 | 3144235.0165 | 7743554.7612 | 7743554.7612 | 7866811.9264 | 3938351.203 | 0 | 27659681.7199 | 47208399.6105 | 10000000 | 3.0883 | 8956.4192 | 15286.4454 | 182.5887 | 311.6349
1 | 2200 | 707 | 0.035 | 15 | 15 | 7 | 1e-13 | 0 | CO2 | Porous | Wet | R245fa | MinimizeLCOE_Brownfield | IgnoreSilica | 0.49071 | 0.0090161 | 0.00070363 | 4 | 4093711.0572 | 11305775.6634 | 83455.8371 | 230483.5291 | 39.6526 | 3.5078 | 15209769.4437 | 32468.5924 | 0 | 22645.6639 | 0 | 0 | 0 | 21523.3226 | 29888.6558 | 77764.1513 | 53075.6312 | 237366.0171 | 3144235.0165 | 8140174.0823 | 8140174.0823 | 8088200.634 | 4070025.7703 | 0 | 11521775.1159 | 31820175.6026 | 100 | 0.0028145 | 4093711.0572 | 11305775.6634 | 83455.8371 | 230483.5291
1 | 2200 | 707 | 0.035 | 15 | 15 | 7 | 1.3335e-13 | 0 | CO2 | Porous | Wet | R245fa | MinimizeLCOE_Brownfield | IgnoreSilica | 0.69075 | 0.027638 | 0.0013931 | 4 | 2086062.4887 | 5728821.5203 | 42527.2054 | 116789.7755 | 42.3999 | 3.8085 | 75327153.2889 | 46320.4297 | 0 | 35386.7652 | 0 | 0 | 0 | 27962.0586 | 42771.0089 | 111281.3915 | 75951.8363 | 339673.4901 | 3144235.0165 | 8140174.0823 | 8140174.0823 | 8088200.634 | 4070025.7703 | 0 | 11624082.589 | 31922483.0756 | 133.3521 | 0.0055723 | 2086062.4887 | 5728821.5203 | 42527.2054 | 116789.7755
1 | 2200 | 707 | 0.035 | 15 | 15 | 7 | 1.7783e-13 | 0 | CO2 | Porous | Wet | R245fa | MinimizeLCOE_Brownfield | IgnoreSilica | 0.95376 | 0.054045 | 0.0024294 | 4 | 1209129.7409 | 3297934.0337 | 24649.7452 | 67232.8461 | 44.6005 | 4.0397 | 108168126.7511 | 63286.2907 | 0 | 51355.4368 | 0 | 0 | 0 | 35674.2234 | 58623.2209 | 152525.5954 | 104101.853 | 465566.6201 | 3144235.0165 | 8140174.0823 | 8140174.0823 | 8088200.634 | 4070025.7703 | 0 | 11749975.719 | 32048376.2056 | 177.8279 | 0.0097177 | 1209129.7409 | 3297934.0337 | 24649.7452 | 67232.8461
1 | 2200 | 707 | 0.035 | 15 | 15 | 7 | 2.3714e-13 | 0 | CO2 | Porous | Wet | R245fa | MinimizeLCOE_Brownfield | IgnoreSilica | 1.3021 | 0.090683 | 0.0039211 | 4 | 758998.5511 | 2053172.6283 | 15473.2121 | 41856.7011 | 46.3869 | 4.2131 | 79101804.198 | 83934.1643 | 0 | 71372.5935 | 0 | 0 | 0 | 44890.2696 | 78076.8407 | 203139.9238 | 138647.1721 | 620060.9641 | 3144235.0165 | 8140174.0823 | 8140174.0823 | 8088200.634 | 4070025.7703 | 0 | 11904470.063 | 32202870.5496 | 237.1374 | 0.015684 | 758998.5511 | 2053172.6283 | 15473.2121 | 41856.7011
1 | 2200 | 707 | 0.035 | 15 | 15 | 7 | 3.1623e-13 | 0 | CO2 | Porous | Wet | R245fa | MinimizeLCOE_Brownfield | IgnoreSilica | 1.7263 | 0.13703 | 0.0059927 | 4 | 503712.6094 | 1350509.5306 | 10268.8629 | 27531.9635 | 47.7397 | 4.3358 | 233026729.995 | 106989.9857 | 0 | 94367.2027 | 0 | 0 | 0 | 53702.8504 | 99473.4152 | 258809.4214 | 176642.7481 | 789985.6236 | 3144235.0165 | 8140174.0823 | 8140174.0823 | 8088200.634 | 4070025.7703 | 0 | 12074394.7224 | 32372795.209 | 316.2278 | 0.023971 | 503712.6094 | 1350509.5306 | 10268.8629 | 27531.9635
1 | 2200 | 707 | 0.035 | 15 | 15 | 7 | 4.217e-13 | 0 | CO2 | Porous | Wet | R245fa | MinimizeLCOE_Brownfield | IgnoreSilica | 2.2988 | 0.20024 | 0.0088318 | 4 | 347841.702 | 922423.5024 | 7091.2236 | 18804.8508 | 48.8746 | 4.4328 | 297292515.4195 | 135514.7972 | 0 | 123641.3963 | 0 | 0 | 0 | 64964.8419 | 126407.2038 | 328885.6146 | 224471.1899 | 1003885.0437 | 3144235.0165 | 8140174.0823 | 8140174.0823 | 8088200.634 | 4070025.7703 | 0 | 12288294.1425 | 32586694.6291 | 421.6965 | 0.035327 | 347841.702 | 922423.5024 | 7091.2236 | 18804.8508
1 | 2200 | 707 | 0.035 | 15 | 15 | 7 | 5.6234e-13 | 0 | CO2 | Porous | Wet | R245fa | MinimizeLCOE_Brownfield | IgnoreSilica | 3.0371 | 0.28268 | 0.012671 | 4 | 247453.2445 | 647949.5772 | 5044.6691 | 13209.3285 | 49.771 | 4.5057 | 407030498.2845 | 169201.8639 | 0 | 159224.9243 | 0 | 0 | 0 | 77510.7187 | 158315.6277 | 411904.7883 | 281133.4818 | 1257291.4049 | 3144235.0165 | 8140174.0823 | 8140174.0823 | 8088200.634 | 4070025.7703 | 0 | 12541700.5037 | 32840100.9904 | 562.3413 | 0.050683 | 247453.2445 | 647949.5772 | 5044.6691 | 13209.3285
1 | 2200 | 707 | 0.035 | 15 | 15 | 7 | 7.4989e-13 | 0 | CO2 | Porous | Wet | R245fa | MinimizeLCOE_Brownfield | IgnoreSilica | 3.9922 | 0.39006 | 0.017823 | 4 | 180160.1403 | 464886.5699 | 3672.8081 | 9477.3415 | 50.4785 | 4.5608 | 547142037.1234 | 209179.7799 | 0 | 202665.0355 | 0 | 0 | 0 | 91623.0267 | 196352.4584 | 510868.8193 | 348678.4665 | 1559367.5863 | 3144235.0165 | 8140174.0823 | 8140174.0823 | 8088200.634 | 4070025.7703 | 0 | 12843776.6851 | 33142177.1717 | 749.8942 | 0.071291 | 180160.1403 | 464886.5699 | 3672.8081 | 9477.3415
1 | 2200 | 707 | 0.035 | 15 | 15 | 7 | 1e-12 | 0 | CO2 | Porous | Wet | R245fa | MinimizeLCOE_Brownfield | IgnoreSilica | 5.2413 | 0.53093 | 0.024708 | 4 | 133656.0832 | 339037.8803 | 2724.76 | 6911.7458 | 51.0384 | 4.6029 | 687171565.452 | 257189.3052 | 0 | 256306.3873 | 0 | 0 | 0 | 108073.8073 | 242412.1049 | 630706.5714 | 430470.1947 | 1925158.3706 | 3144235.0165 | 8140174.0823 | 8140174.0823 | 8088200.634 | 4070025.7703 | 0 | 13209567.4694 | 33507967.9561 | 1000 | 0.098833 | 133656.0832 | 339037.8803 | 2724.76 | 6911.7458
1 | 2200 | 707 | 0.035 | 15 | 15 | 7 | 1.3335e-12 | 0 | CO2 | Porous | Wet | R245fa | MinimizeLCOE_Brownfield | IgnoreSilica | 6.8567 | 0.71367 | 0.033863 | 4 | 100749.2988 | 250605.5895 | 2053.9107 | 5108.9339 | 51.4732 | 4.6343 | 829683740.805 | 314290.148 | 0 | 321877.6456 | 0 | 0 | 0 | 126549.6752 | 297459.8128 | 773929.4156 | 528222.7288 | 2362329.4261 | 3144235.0165 | 8140174.0823 | 8140174.0823 | 8088200.634 | 4070025.7703 | 0 | 13646738.5249 | 33945139.0115 | 1333.5214 | 0.13545 | 100749.2988 | 250605.5895 | 2053.9107 | 5108.9339
1 | 2200 | 707 | 0.035 | 15 | 15 | 7 | 1.7783e-12 | 0 | CO2 | Porous | Wet | R245fa | MinimizeLCOE_Brownfield | IgnoreSilica | 8.9225 | 0.94796 | 0.045967 | 4 | 77024.8396 | 187420.575 | 1570.2555 | 3820.8219 | 51.8049 | 4.6573 | 1054684846.1896 | 381562.8362 | 0 | 401225.8602 | 0 | 0 | 0 | 146455.179 | 362405.1114 | 942903.7603 | 643551.1911 | 2878103.9381 | 3144235.0165 | 8140174.0823 | 8140174.0823 | 8088200.634 | 4070025.7703 | 0 | 14162513.037 | 34460913.5236 | 1778.2794 | 0.18387 | 77024.8396 | 187420.575 | 1570.2555 | 3820.8219
1 | 2200 | 707 | 0.035 | 15 | 15 | 7 | 2.3714e-12 | 0 | CO2 | Porous | Wet | R245fa | MinimizeLCOE_Brownfield | IgnoreSilica | 11.595 | 1.2518 | 0.061978 | 4 | 59622.1198 | 141500.0518 | 1215.4776 | 2884.6699 | 52.0509 | 4.6715 | 1430124157.9522 | 461796.7404 | 0 | 498563.607 | 0 | 0 | 0 | 168556.4037 | 440277.5329 | 1145511.8273 | 781835.36 | 3496541.4713 | 3144235.0165 | 8140174.0823 | 8140174.0823 | 8088200.634 | 4070025.7703 | 0 | 14780950.5701 | 35079351.0567 | 2371.3737 | 0.24791 | 59622.1198 | 141500.0518 | 1215.4776 | 2884.6699
1 | 2200 | 707 | 0.035 | 15 | 15 | 7 | 3.1623e-12 | 0 | CO2 | Porous | Wet | R245fa | MinimizeLCOE_Brownfield | IgnoreSilica | 14.8345 | 1.6215 | 0.082665 | 4 | 46768.3583 | 108155.5993 | 953.4362 | 2204.8982 | 52.2263 | 4.6809 | 914875612.3908 | 551828.9619 | 0 | 610514.6658 | 0 | 0 | 0 | 187267.8191 | 526348.4643 | 1369450.7351 | 934678.2661 | 4180088.9122 | 3144235.0165 | 8140174.0823 | 8140174.0823 | 8088200.634 | 4070025.7703 | 0 | 15464498.011 | 35762898.4977 | 3162.2777 | 0.33066 | 46768.3583 | 108155.5993 | 953.4362 | 2204.8982
1 | 2200 | 707 | 0.035 | 15 | 15 | 7 | 4.217e-12 | 0 | CO2 | Porous | Wet | R245fa | MinimizeLCOE_Brownfield | IgnoreSilica | 18.723 | 2.0671 | 0.10906 | 4 | 37164.9304 | 83693.87 | 757.6574 | 1706.2127 | 52.3424 | 4.6847 | 1741127869.1385 | 652224.2511 | 0 | 738511.3531 | 0 | 0 | 0 | 200645.9047 | 620638.7885 | 1614774.8171 | 1102116.993 | 4928912.1074 | 3144235.0165 | 8140174.0823 | 8140174.0823 | 8088200.634 | 4070025.7703 | 0 | 16213321.2063 | 36511721.6929 | 4216.965 | 0.43625 | 37164.9304 | 83693.87 | 757.6574 | 1706.2127
1 | 2200 | 707 | 0.035 | 15 | 15 | 7 | 5.6234e-12 | 0 | CO2 | Porous | Wet | R245fa | MinimizeLCOE_Brownfield | IgnoreSilica | 24.687 | 2.7448 | 0.14509 | 4 | 29898.162 | 64873.1567 | 609.5145 | 1322.527 | 52.4162 | 4.6811 | 1819349215.2534 | 794347.5091 | 0 | 924942.9447 | 0 | 0 | 0 | 239721.0555 | 764014.4886 | 1987808.9785 | 1356720.4732 | 6067555.4496 | 3144235.0165 | 8140174.0823 | 8140174.0823 | 8088200.634 | 4070025.7703 | 0 | 17351964.5484 | 37650365.0351 | 5623.4133 | 0.58037 | 29898.162 | 64873.1567 | 609.5145 | 1322.527
1 | 2200 | 707 | 0.035 | 15 | 15 | 7 | 7.4989e-12 | 0 | CO2 | Porous | Wet | R245fa | MinimizeLCOE_Brownfield | IgnoreSilica | 30.6378 | 3.4294 | 0.18776 | 4 | 24396.0339 | 51422.9061 | 497.3461 | 1048.3255 | 52.4212 | 4.6708 | 1180090108.1062 | 925495.5017 | 0 | 1102040.9119 | 0 | 0 | 0 | 244835.8394 | 886225.1787 | 2305776.1251 | 1573739.5844 | 7038113.1412 | 3144235.0165 | 8140174.0823 | 8140174.0823 | 8088200.634 | 4070025.7703 | 0 | 18322522.2401 | 38620922.7267 | 7498.9421 | 0.75105 | 24396.0339 | 51422.9061 | 497.3461 | 1048.3255
1 | 2200 | 707 | 0.035 | 15 | 15 | 7 | 1e-11 | 0 | CO2 | Porous | Wet | R245fa | MinimizeLCOE_Brownfield | IgnoreSilica | 38.387 | 4.3193 | 0.24165 | 4 | 20203.8483 | 41203.971 | 411.8828 | 839.9987 | 52.3604 | 4.6488 | 2495811765.0295 | 1084008.1904 | 0 | 1322816.0106 | 0 | 0 | 0 | 254993.5423 | 1038108.9199 | 2700946.4641 | 1843451.4606 | 8244324.5879 | 3144235.0165 | 8140174.0823 | 8140174.0823 | 8088200.634 | 4070025.7703 | 0 | 19528733.6867 | 39827134.1733 | 10000 | 0.96658 | 20203.8483 | 41203.971 | 411.8828 | 839.9987
1 | 2200 | 707 | 0.035 | 15 | 15 | 7 | 1.3335e-11 | 0 | CO2 | Porous | Wet | R245fa | MinimizeLCOE_Brownfield | IgnoreSilica | 45.846 | 5.1872 | 0.30168 | 4 | 16987.688 | 33808.7721 | 346.317 | 689.2375 | 52.2423 | 4.618 | 1893057747.7999 | 1225794.0442 | 0 | 1527437.9205 | 0 | 0 | 0 | 221996.2336 | 1160338.9974 | 3018964.0529 | 2060504.9996 | 9215036.2481 | 3144235.0165 | 8140174.0823 | 8140174.0823 | 8088200.634 | 4070025.7703 | 0 | 20499445.3469 | 40797845.8336 | 13335.2143 | 1.2067 | 16987.688 | 33808.7721 | 346.317 | 689.2375
1 | 2200 | 707 | 0.035 | 15 | 15 | 7 | 1.7783e-11 | 0 | CO2 | Porous | Wet | R245fa | MinimizeLCOE_Brownfield | IgnoreSilica | 54.8724 | 6.2339 | 0.37168 | 4 | 14540.3904 | 28193.5983 | 296.4255 | 574.7646 | 52.0534 | 4.5753 | 3238648387.745 | 1385946.5676 | 0 | 1766212.3221 | 0 | 0 | 0 | 184015.1494 | 1301107.8753 | 3385215.7975 | 2310479.341 | 10332977.053 | 3144235.0165 | 8140174.0823 | 8140174.0823 | 8088200.634 | 4070025.7703 | 0 | 21617386.1518 | 41915786.6384 | 17782.7941 | 1.4867 | 14540.3904 | 28193.5983 | 296.4255 | 574.7646
1 | 2200 | 707 | 0.035 | 15 | 15 | 7 | 2.3714e-11 | 0 | CO2 | Porous | Wet | R245fa | MinimizeLCOE_Brownfield | IgnoreSilica | 60 | 6.851 | 0.43124 | 4 | 12593.0822 | 24360.4506 | 256.727 | 496.6207 | 51.9181 | 4.5462 | 7897630909.4147 | 1471731.8501 | 0 | 1898455.8581 | 0 | 0 | 0 | 0 | 1314373.2062 | 3419729.4675 | 2334035.63 | 10438326.0118 | 3144235.0165 | 8140174.0823 | 8140174.0823 | 8088200.634 | 4070025.7703 | 0 | 21722735.1106 | 42021135.5973 | 23713.7371 | 1.725 | 12593.0822 | 24360.4506 | 256.727 | 496.6207
1 | 2200 | 707 | 0.035 | 15 | 15 | 7 | 3.1623e-11 | 0 | CO2 | Porous | Wet | R245fa | MinimizeLCOE_Brownfield | IgnoreSilica | 75.999 | 8.6883 | 0.53134 | 4 | 11161.066 | 20711.638 | 227.5334 | 422.2348 | 51.3561 | 4.4308 | 10581437164.4552 | 1716726.7263 | 0 | 2298724.4224 | 0 | 0 | 0 | 0 | 1566025.948 | 4074478.2806 | 2780915.1487 | 12436870.5261 | 3144235.0165 | 8140174.0823 | 8140174.0823 | 8088200.634 | 4070025.7703 | 0 | 23721279.6249 | 44019680.1116 | 31622.7766 | 2.1254 | 11161.066 | 20711.638 | 227.5334 | 422.2348
1 | 2200 | 707 | 0.035 | 15 | 15 | 7 | 4.217e-11 | 0 | CO2 | Porous | Wet | R245fa | MinimizeLCOE_Brownfield | IgnoreSilica | 93.5442 | 10.69 | 0.6273 | 4 | 10258.1629 | 18347.7929 | 209.1265 | 374.0446 | 50.5222 | 4.2701 | 14075033225.7194 | 1948590.4571 | 0 | 2718527.4681 | 0 | 0 | 0 | 0 | 1820175.9908 | 4735724.5587 | 3232229.3207 | 14455247.7953 | 3144235.0165 | 8140174.0823 | 8140174.0823 | 8088200.634 | 4070025.7703 | 0 | 25739656.8942 | 46038057.3808 | 42169.6503 | 2.5092 | 10258.1629 | 18347.7929 | 209.1265 | 374.0446
1 | 2200 | 707 | 0.035 | 15 | 15 | 7 | 5.6234e-11 | 0 | CO2 | Porous | Wet | R245fa | MinimizeLCOE_Brownfield | IgnoreSilica | 106.1723 | 12.0639 | 0.69361 | 4 | 9759.7247 | 17075.927 | 198.9652 | 348.1159 | 49.9894 | 4.1882 | 2685429960.1197 | 2102078.7259 | 0 | 2997087.1804 | 0 | 0 | 0 | 0 | 1988674.7035 | 5174123.6451 | 3531445.7054 | 15793409.9603 | 3144235.0165 | 8140174.0823 | 8140174.0823 | 8088200.634 | 4070025.7703 | 0 | 27077819.0591 | 47376219.5457 | 56234.1325 | 2.7744 | 9759.7247 | 17075.927 | 198.9652 | 348.1159
1 | 2200 | 707 | 0.035 | 15 | 15 | 7 | 7.4989e-11 | 0 | CO2 | Porous | Wet | R245fa | MinimizeLCOE_Brownfield | IgnoreSilica | 110.5887 | 12.4435 | 0.73039 | 4 | 9416.968 | 16364.794 | 191.9776 | 333.6185 | 50.1578 | 4.2551 | 2713234536.1803 | 2170577.6293 | 0 | 3068807.9074 | 0 | 0 | 0 | 0 | 2043360.3593 | 5316404.5041 | 3628555.3152 | 16227705.7152 | 3144235.0165 | 8140174.0823 | 8140174.0823 | 8088200.634 | 4070025.7703 | 0 | 27512114.814 | 47810515.3007 | 74989.4209 | 2.9215 | 9416.968 | 16364.794 | 191.9776 | 333.6185
1 | 2200 | 707 | 0.035 | 15 | 15 | 7 | 1e-10 | 0 | CO2 | Porous | Wet | R245fa | MinimizeLCOE_Brownfield | IgnoreSilica | 114.136 | 12.7435 | 0.76034 | 4 | 9159.045 | 15833.1994 | 186.7195 | 322.7812 | 50.2925 | 4.309 | 2734680063.7201 | 2225374.1781 | 0 | 3124978.3438 | 0 | 0 | 0 | 0 | 2086637.4835 | 5429002.704 | 3705405.9003 | 16571398.6097 | 3144235.0165 | 8140174.0823 | 8140174.0823 | 8088200.634 | 4070025.7703 | 0 | 27855807.7085 | 48154208.1951 | 100000 | 3.0413 | 9159.045 | 15833.1994 | 186.7195 | 322.7812
1 | 2200 | 707 | 0.035 | 15 | 15 | 7 | 1.3335e-10 | 0 | CO2 | Porous | Wet | R245fa | MinimizeLCOE_Brownfield | IgnoreSilica | 116.954 | 12.9792 | 0.78431 | 4 | 8965.1606 | 15435.33 | 182.7669 | 314.6701 | 50.3973 | 4.3513 | 2749790791.0137 | 2268677.6415 | 0 | 3168832.8032 | 0 | 0 | 0 | 0 | 2120629.0734 | 5517441.8482 | 3765767.4335 | 16841348.7999 | 3144235.0165 | 8140174.0823 | 8140174.0823 | 8088200.634 | 4070025.7703 | 0 | 28125757.8987 | 48424158.3854 | 133352.1432 | 3.1372 | 8965.1606 | 15435.33 | 182.7669 | 314.6701
1 | 2200 | 707 | 0.035 | 15 | 15 | 7 | 1.7783e-10 | 0 | CO2 | Porous | Wet | R245fa | MinimizeLCOE_Brownfield | IgnoreSilica | 119.1466 | 13.1605 | 0.80316 | 4 | 8819.5211 | 15137.8221 | 179.7979 | 308.605 | 50.4794 | 4.3846 | 2762235249.8131 | 2302347.9572 | 0 | 3202367.7858 | 0 | 0 | 0 | 0 | 2146839.1398 | 5585635.0644 | 3812310.7048 | 17049500.652 | 3144235.0165 | 8140174.0823 | 8140174.0823 | 8088200.634 | 4070025.7703 | 0 | 28333909.7509 | 48632310.2375 | 177827.941 | 3.2126 | 8819.5211 | 15137.8221 | 179.7979 | 308.605
1 | 2200 | 707 | 0.035 | 15 | 15 | 7 | 2.3714e-10 | 0 | CO2 | Porous | Wet | R245fa | MinimizeLCOE_Brownfield | IgnoreSilica | 120.8593 | 13.3016 | 0.81788 | 4 | 8710.1768 | 14914.7708 | 177.5687 | 304.0578 | 50.5411 | 4.41 | 2769821552.9652 | 2328481.4641 | 0 | 3228387.9351 | 0 | 0 | 0 | 0 | 2167179.0657 | 5638555.3794 | 3848429.9072 | 17211033.7514 | 3144235.0165 | 8140174.0823 | 8140174.0823 | 8088200.634 | 4070025.7703 | 0 | 28495442.8502 | 48793843.3369 | 237137.3706 | 3.2715 | 8710.1768 | 14914.7708 | 177.5687 | 304.0578
1 | 2200 | 707 | 0.035 | 15 | 15 | 7 | 3.1623e-10 | 0 | CO2 | Porous | Wet | R245fa | MinimizeLCOE_Brownfield | IgnoreSilica | 122.1675 | 13.4085 | 0.82921 | 4 | 8628.1111 | 14747.8914 | 175.8957 | 300.6557 | 50.5889 | 4.4297 | 2776271997.998 | 2348461.6798 | 0 | 3248029.0365 | 0 | 0 | 0 | 0 | 2182631.3794 | 5678759.1298 | 3875869.7929 | 17333751.0184 | 3144235.0165 | 8140174.0823 | 8140174.0823 | 8088200.634 | 4070025.7703 | 0 | 28618160.1173 | 48916560.6039 | 316227.766 | 3.3169 | 8628.1111 | 14747.8914 | 175.8957 | 300.6557
1 | 2200 | 707 | 0.035 | 15 | 15 | 7 | 4.217e-10 | 0 | CO2 | Porous | Wet | R245fa | MinimizeLCOE_Brownfield | IgnoreSilica | 123.1614 | 13.4892 | 0.83788 | 4 | 8566.5336 | 14622.9869 | 174.6404 | 298.1094 | 50.6257 | 4.4448 | 2781638283.2965 | 2363659.2961 | 0 | 3262811.6714 | 0 | 0 | 0 | 0 | 2194323.6773 | 5709180.0907 | 3896632.7238 | 17426607.4593 | 3144235.0165 | 8140174.0823 | 8140174.0823 | 8088200.634 | 4070025.7703 | 0 | 28711016.5582 | 49009417.0448 | 421696.5034 | 3.3515 | 8566.5336 | 14622.9869 | 174.6404 | 298.1094
1 | 2200 | 707 | 0.035 | 15 | 15 | 7 | 5.6234e-10 | 0 | CO2 | Porous | Wet | R245fa | MinimizeLCOE_Brownfield | IgnoreSilica | 123.9191 | 13.5506 | 0.8445 | 4 | 8520.3371 | 14529.3565 | 173.6986 | 296.2006 | 50.6534 | 4.4562 | 2785414891.8304 | 2375219.8841 | 0 | 3274041.4536 | 0 | 0 | 0 | 0 | 2203211.9217 | 5732305.4794 | 3912416.2768 | 17497195.0157 | 3144235.0165 | 8140174.0823 | 8140174.0823 | 8088200.634 | 4070025.7703 | 0 | 28781604.1145 | 49080004.6011 | 562341.3252 | 3.378 | 8520.3371 | 14529.3565 | 173.6986 | 296.2006
1 | 2200 | 707 | 0.035 | 15 | 15 | 7 | 7.4989e-10 | 0 | CO2 | Porous | Wet | R245fa | MinimizeLCOE_Brownfield | IgnoreSilica | 124.4844 | 13.596 | 0.84949 | 4 | 8485.6839 | 14459.362 | 172.9921 | 294.7737 | 50.6751 | 4.465 | 2789197805.0704 | 2383901.7998 | 0 | 3282318.3154 | 0 | 0 | 0 | 0 | 2209825.8449 | 5749513.5509 | 3924161.1392 | 17549720.6502 | 3144235.0165 | 8140174.0823 | 8140174.0823 | 8088200.634 | 4070025.7703 | 0 | 28834129.749 | 49132530.2356 | 749894.2093 | 3.398 | 8485.6839 | 14459.362 | 172.9921 | 294.7737
1 | 2200 | 707 | 0.035 | 15 | 15 | 7 | 1e-09 | 0 | CO2 | Porous | Wet | R245fa | MinimizeLCOE_Brownfield | IgnoreSilica | 124.9324 | 13.6326 | 0.85333 | 4 | 8459.6917 | 14406.4922 | 172.4623 | 293.6958 | 50.6896 | 4.4713 | 2789764999.4746 | 2390627.6446 | 0 | 3289024.0844 | 0 | 0 | 0 | 0 | 2215064.1743 | 5763142.6094 | 3933463.2516 | 17591321.7642 | 3144235.0165 | 8140174.0823 | 8140174.0823 | 8088200.634 | 4070025.7703 | 0 | 28875730.8631 | 49174131.3497 | 1000000 | 3.4133 | 8459.6917 | 14406.4922 | 172.4623 | 293.6958
1 | 2200 | 707 | 0.035 | 15 | 15 | 7 | 1.3335e-09 | 0 | CO2 | Porous | Wet | R245fa | MinimizeLCOE_Brownfield | IgnoreSilica | 125.2561 | 13.6586 | 0.85619 | 4 | 8440.1971 | 14367.1386 | 172.0648 | 292.8936 | 50.7018 | 4.4763 | 2791735512.5442 | 2395583.7108 | 0 | 3293749.8343 | 0 | 0 | 0 | 0 | 2218840.0826 | 5772966.7483 | 3940168.4283 | 17621308.8044 | 3144235.0165 | 8140174.0823 | 8140174.0823 | 8088200.634 | 4070025.7703 | 0 | 28905717.9032 | 49204118.3898 | 1333521.4322 | 3.4248 | 8440.1971 | 14367.1386 | 172.0648 | 292.8936
1 | 2200 | 707 | 0.035 | 15 | 15 | 7 | 1.7783e-09 | 0 | CO2 | Porous | Wet | R245fa | MinimizeLCOE_Brownfield | IgnoreSilica | 125.4996 | 13.6781 | 0.85835 | 4 | 8425.5763 | 14337.6397 | 171.7668 | 292.2922 | 50.711 | 4.48 | 2793234486.8674 | 2399313.8401 | 0 | 3297298.7369 | 0 | 0 | 0 | 0 | 2221678.905 | 5780352.7819 | 3945209.548 | 17643853.812 | 3144235.0165 | 8140174.0823 | 8140174.0823 | 8088200.634 | 4070025.7703 | 0 | 28928262.9108 | 49226663.3974 | 1778279.41 | 3.4334 | 8425.5763 | 14337.6397 | 171.7668 | 292.2922
1 | 2200 | 707 | 0.035 | 15 | 15 | 7 | 2.3714e-09 | 0 | CO2 | Porous | Wet | R245fa | MinimizeLCOE_Brownfield | IgnoreSilica | 125.6823 | 13.6927 | 0.85997 | 4 | 8414.6114 | 14315.5353 | 171.5432 | 291.8416 | 50.718 | 4.4829 | 2794426192.0591 | 2402114.6143 | 0 | 3299951.4288 | 0 | 0 | 0 | 0 | 2223805.7568 | 5785886.4139 | 3948986.3656 | 17660744.5794 | 3144235.0165 | 8140174.0823 | 8140174.0823 | 8088200.634 | 4070025.7703 | 0 | 28945153.6782 | 49243554.1648 | 2371373.7057 | 3.4399 | 8414.6114 | 14315.5353 | 171.5432 | 291.8416
1 | 2200 | 707 | 0.035 | 15 | 15 | 7 | 3.1623e-09 | 0 | CO2 | Porous | Wet | R245fa | MinimizeLCOE_Brownfield | IgnoreSilica | 125.824 | 13.7042 | 0.8612 | 4 | 8406.3882 | 14298.8776 | 171.3756 | 291.502 | 50.7228 | 4.4849 | 2794339876.4858 | 2404255.1177 | 0 | 3302042.2869 | 0 | 0 | 0 | 0 | 2225455.9878 | 5790179.9764 | 3951916.8102 | 17673850.1789 | 3144235.0165 | 8140174.0823 | 8140174.0823 | 8088200.634 | 4070025.7703 | 0 | 28958259.2777 | 49256659.7643 | 3162277.6602 | 3.4448 | 8406.3882 | 14298.8776 | 171.3756 | 291.502
1 | 2200 | 707 | 0.035 | 15 | 15 | 7 | 4.217e-09 | 0 | CO2 | Porous | Wet | R245fa | MinimizeLCOE_Brownfield | IgnoreSilica | 125.9212 | 13.7118 | 0.8621 | 4 | 8400.2215 | 14286.5636 | 171.2499 | 291.2509 | 50.7273 | 4.4867 | 2796150471.1865 | 2405789.2356 | 0 | 3303406.3292 | 0 | 0 | 0 | 0 | 2226586.2702 | 5793120.7395 | 3953923.9414 | 17682826.5159 | 3144235.0165 | 8140174.0823 | 8140174.0823 | 8088200.634 | 4070025.7703 | 0 | 28967235.6147 | 49265636.1014 | 4216965.0343 | 3.4484 | 8400.2215 | 14286.5636 | 171.2499 | 291.2509
1 | 2200 | 707 | 0.035 | 15 | 15 | 7 | 5.6234e-09 | 0 | CO2 | Porous | Wet | R245fa | MinimizeLCOE_Brownfield | IgnoreSilica | 126.0092 | 13.7191 | 0.86281 | 4 | 8395.5968 | 14277.0448 | 171.1556 | 291.0569 | 50.7293 | 4.4877 | 2795010659.5877 | 2407060.9899 | 0 | 3304763.9606 | 0 | 0 | 0 | 0 | 2227611.7307 | 5795788.7772 | 3955744.932 | 17690970.3904 | 3144235.0165 | 8140174.0823 | 8140174.0823 | 8088200.634 | 4070025.7703 | 0 | 28975379.4892 | 49273779.9758 | 5623413.2519 | 3.4513 | 8395.5968 | 14277.0448 | 171.1556 | 291.0569
1 | 2200 | 707 | 0.035 | 15 | 15 | 7 | 7.4989e-09 | 0 | CO2 | Porous | Wet | R245fa | MinimizeLCOE_Brownfield | IgnoreSilica | 126.0675 | 13.7238 | 0.86333 | 4 | 8392.1288 | 14270.0541 | 171.0849 | 290.9144 | 50.7315 | 4.4886 | 2795866680.7879 | 2407953.9181 | 0 | 3305610.8674 | 0 | 0 | 0 | 0 | 2228290.2663 | 5797554.1878 | 3956949.861 | 17696359.1005 | 3144235.0165 | 8140174.0823 | 8140174.0823 | 8088200.634 | 4070025.7703 | 0 | 28980768.1993 | 49279168.6859 | 7498942.0933 | 3.4533 | 8392.1288 | 14270.0541 | 171.0849 | 290.9144
1 | 2200 | 707 | 0.035 | 15 | 15 | 7 | 1e-08 | 0 | CO2 | Porous | Wet | R245fa | MinimizeLCOE_Brownfield | IgnoreSilica | 126.1038 | 13.7264 | 0.8637 | 4 | 8389.5281 | 14264.9546 | 171.0319 | 290.8104 | 50.7338 | 4.4894 | 2796943705.6848 | 2408564.0294 | 0 | 3306079.1796 | 0 | 0 | 0 | 0 | 2228710.8515 | 5798648.4641 | 3957696.7271 | 17699699.2517 | 3144235.0165 | 8140174.0823 | 8140174.0823 | 8088200.634 | 4070025.7703 | 0 | 28984108.3505 | 49282508.8372 | 10000000 | 3.4548 | 8389.5281 | 14264.9546 | 171.0319 | 290.8104
1 | 2300 | 707 | 0.035 | 15 | 15 | 7 | 1e-13 | 0 | CO2 | Porous | Wet | R245fa | MinimizeLCOE_Brownfield | IgnoreSilica | 0.52497 | 0.0089961 | 0.0007297 | 4 | 4095614.453 | 11311575.1767 | 83494.6404 | 230601.76 | 40.95 | 3.8721 | 247028444.1862 | 36242.4065 | 0 | 24163.1227 | 0 | 0 | 0 | 25909.2675 | 33662.7707 | 87583.6241 | 59777.6231 | 267338.8146 | 3144235.0165 | 8542653.4943 | 8542653.4943 | 8315156.4279 | 4204044.374 | 0 | 11954227.3254 | 33016081.6216 | 100 | 0.0029188 | 4095614.453 | 11311575.1767 | 83494.6404 | 230601.76
1 | 2300 | 707 | 0.035 | 15 | 15 | 7 | 1.3335e-13 | 0 | CO2 | Porous | Wet | R245fa | MinimizeLCOE_Brownfield | IgnoreSilica | 0.74446 | 0.02926 | 0.0014957 | 4 | 2017739.6655 | 5538183.6683 | 41134.3523 | 112903.365 | 44.0152 | 4.1966 | 100230506.1523 | 51998.7607 | 0 | 38124.7765 | 0 | 0 | 0 | 34082.1267 | 48440.2089 | 126031.4871 | 86019.0796 | 384696.4395 | 3144235.0165 | 8542653.4943 | 8542653.4943 | 8315156.4279 | 4204044.374 | 0 | 12071584.9503 | 33133439.2465 | 133.3521 | 0.0059827 | 2017739.6655 | 5538183.6683 | 41134.3523 | 112903.365
1 | 2300 | 707 | 0.035 | 15 | 15 | 7 | 1.7783e-13 | 0 | CO2 | Porous | Wet | R245fa | MinimizeLCOE_Brownfield | IgnoreSilica | 1.0223 | 0.057568 | 0.0026654 | 4 | 1145159.6453 | 3120675.2769 | 23345.6283 | 63619.1865 | 46.3823 | 4.4324 | 3770282.1096 | 70587.1044 | 0 | 55026.9362 | 0 | 0 | 0 | 42977.2002 | 65750.5839 | 171069.532 | 116758.4707 | 522169.8273 | 3144235.0165 | 8542653.4943 | 8542653.4943 | 8315156.4279 | 4204044.374 | 0 | 12209058.3381 | 33270912.6343 | 177.8279 | 0.010661 | 1145159.6453 | 3120675.2769 | 23345.6283 | 63619.1865
1 | 2300 | 707 | 0.035 | 15 | 15 | 7 | 2.3714e-13 | 0 | CO2 | Porous | Wet | R245fa | MinimizeLCOE_Brownfield | IgnoreSilica | 1.3753 | 0.095546 | 0.0043495 | 4 | 710981.7672 | 1921570.2132 | 14494.325 | 39173.8079 | 48.2637 | 4.6073 | 160715982.0576 | 92389.1704 | 0 | 75381.961 | 0 | 0 | 0 | 52680.2131 | 85976.0244 | 223691.9793 | 152674.3723 | 682793.7204 | 3144235.0165 | 8542653.4943 | 8542653.4943 | 8315156.4279 | 4204044.374 | 0 | 12369682.2312 | 33431536.5274 | 237.1374 | 0.017398 | 710981.7672 | 1921570.2132 | 14494.325 | 39173.8079
1 | 2300 | 707 | 0.035 | 15 | 15 | 7 | 3.1623e-13 | 0 | CO2 | Porous | Wet | R245fa | MinimizeLCOE_Brownfield | IgnoreSilica | 1.8384 | 0.14678 | 0.0067023 | 4 | 468666.8756 | 1254291.783 | 9554.4082 | 25570.4346 | 49.8078 | 4.7415 | 255296320.341 | 118661.2447 | 0 | 100597.822 | 0 | 0 | 0 | 64096.2656 | 110508.5796 | 287520.6557 | 196238.7554 | 877623.3229 | 3144235.0165 | 8542653.4943 | 8542653.4943 | 8315156.4279 | 4204044.374 | 0 | 12564511.8337 | 33626366.1299 | 316.2278 | 0.026809 | 468666.8756 | 1254291.783 | 9554.4082 | 25570.4346
1 | 2300 | 707 | 0.035 | 15 | 15 | 7 | 4.217e-13 | 0 | CO2 | Porous | Wet | R245fa | MinimizeLCOE_Brownfield | IgnoreSilica | 2.4451 | 0.21512 | 0.0099283 | 4 | 322314.6835 | 852661.3208 | 6570.8208 | 17382.6543 | 51.0599 | 4.844 | 342595767.7862 | 150209.6272 | 0 | 131750.8787 | 0 | 0 | 0 | 77491.8233 | 140186.4084 | 364736.2784 | 248940.0046 | 1113315.0206 | 3144235.0165 | 8542653.4943 | 8542653.4943 | 8315156.4279 | 4204044.374 | 0 | 12800203.5314 | 33862057.8276 | 421.6965 | 0.039713 | 322314.6835 | 852661.3208 | 6570.8208 | 17382.6543
1 | 2300 | 707 | 0.035 | 15 | 15 | 7 | 5.6234e-13 | 0 | CO2 | Porous | Wet | R245fa | MinimizeLCOE_Brownfield | IgnoreSilica | 3.2345 | 0.30505 | 0.014298 | 4 | 228755.712 | 597028.2745 | 4663.4946 | 12171.2289 | 52.0584 | 4.9218 | 445203533.1282 | 187812.9094 | 0 | 169957.0604 | 0 | 0 | 0 | 92908.6114 | 175764.6467 | 457303.5563 | 312119.0739 | 1395865.8581 | 3144235.0165 | 8542653.4943 | 8542653.4943 | 8315156.4279 | 4204044.374 | 0 | 13082754.3689 | 34144608.6651 | 562.3413 | 0.057191 | 228755.712 | 597028.2745 | 4663.4946 | 12171.2289
1 | 2300 | 707 | 0.035 | 15 | 15 | 7 | 7.4989e-13 | 0 | CO2 | Porous | Wet | R245fa | MinimizeLCOE_Brownfield | IgnoreSilica | 4.248 | 0.42151 | 0.020161 | 4 | 166365.353 | 427538.101 | 3391.5827 | 8715.9425 | 52.8409 | 4.9802 | 611392335.9218 | 232111.1088 | 0 | 216244.5324 | 0 | 0 | 0 | 110002.4441 | 217759.6532 | 566565.9491 | 386692.902 | 1729376.5895 | 3144235.0165 | 8542653.4943 | 8542653.4943 | 8315156.4279 | 4204044.374 | 0 | 13416265.1003 | 34478119.3965 | 749.8942 | 0.080643 | 166365.353 | 427538.101 | 3391.5827 | 8715.9425
1 | 2300 | 707 | 0.035 | 15 | 15 | 7 | 1e-12 | 0 | CO2 | Porous | Wet | R245fa | MinimizeLCOE_Brownfield | IgnoreSilica | 5.5728 | 0.5743 | 0.027997 | 4 | 123404.7927 | 311474.8978 | 2515.7736 | 6349.8371 | 53.4612 | 5.0248 | 769312826.2087 | 285313.2095 | 0 | 273389.6645 | 0 | 0 | 0 | 130016.1911 | 268600.4354 | 698843.2354 | 476974.868 | 2133137.6039 | 3144235.0165 | 8542653.4943 | 8542653.4943 | 8315156.4279 | 4204044.374 | 0 | 13820026.1147 | 34881880.4109 | 1000 | 0.11199 | 123404.7927 | 311474.8978 | 2515.7736 | 6349.8371
1 | 2300 | 707 | 0.035 | 15 | 15 | 7 | 1.3335e-12 | 0 | CO2 | Porous | Wet | R245fa | MinimizeLCOE_Brownfield | IgnoreSilica | 7.2855 | 0.77247 | 0.038415 | 4 | 93079.3559 | 230147.9746 | 1897.5486 | 4691.8778 | 53.9435 | 5.0581 | 949910638.7157 | 348586.2832 | 0 | 343223.2691 | 0 | 0 | 0 | 152684.0529 | 329352.506 | 856907.6611 | 584857.0864 | 2615610.8587 | 3144235.0165 | 8542653.4943 | 8542653.4943 | 8315156.4279 | 4204044.374 | 0 | 14302499.3695 | 35364353.6657 | 1333.5214 | 0.15366 | 93079.3559 | 230147.9746 | 1897.5486 | 4691.8778
1 | 2300 | 707 | 0.035 | 15 | 15 | 7 | 1.7783e-12 | 0 | CO2 | Porous | Wet | R245fa | MinimizeLCOE_Brownfield | IgnoreSilica | 9.4903 | 1.0282 | 0.052201 | 4 | 71248.8926 | 172118.4071 | 1452.505 | 3508.8665 | 54.3141 | 5.0826 | 1169053896.4062 | 423636.8722 | 0 | 428294.6745 | 0 | 0 | 0 | 178042.8611 | 401690.0191 | 1045115.0317 | 713312.4841 | 3190091.9427 | 3144235.0165 | 8542653.4943 | 8542653.4943 | 8315156.4279 | 4204044.374 | 0 | 14876980.4535 | 35938834.7497 | 1778.2794 | 0.2088 | 71248.8926 | 172118.4071 | 1452.505 | 3508.8665
1 | 2300 | 707 | 0.035 | 15 | 15 | 7 | 2.3714e-12 | 0 | CO2 | Porous | Wet | R245fa | MinimizeLCOE_Brownfield | IgnoreSilica | 12.2555 | 1.35 | 0.070269 | 4 | 55286.9129 | 130220.1872 | 1127.0985 | 2654.7147 | 54.5888 | 5.0993 | 1395726918.715 | 510557.2246 | 0 | 529423.3412 | 0 | 0 | 0 | 203982.4404 | 485145.5724 | 1262249.2624 | 861511.0582 | 3852868.8993 | 3144235.0165 | 8542653.4943 | 8542653.4943 | 8315156.4279 | 4204044.374 | 0 | 15539757.4101 | 36601611.7063 | 2371.3737 | 0.28107 | 55286.9129 | 130220.1872 | 1127.0985 | 2654.7147
1 | 2300 | 707 | 0.035 | 15 | 15 | 7 | 3.1623e-12 | 0 | CO2 | Porous | Wet | R245fa | MinimizeLCOE_Brownfield | IgnoreSilica | 15.8675 | 1.7705 | 0.094033 | 4 | 43465.2239 | 99461.2184 | 886.0974 | 2027.6515 | 54.7938 | 5.1095 | 1642541232.0815 | 615495.3484 | 0 | 654759.1199 | 0 | 0 | 0 | 234868.95 | 586998.1331 | 1527248.7326 | 1042378.6418 | 4661748.9258 | 3144235.0165 | 8542653.4943 | 8542653.4943 | 8315156.4279 | 4204044.374 | 0 | 16348637.4366 | 37410491.7328 | 3162.2777 | 0.37613 | 43465.2239 | 99461.2184 | 886.0974 | 2027.6515
1 | 2300 | 707 | 0.035 | 15 | 15 | 7 | 4.217e-12 | 0 | CO2 | Porous | Wet | R245fa | MinimizeLCOE_Brownfield | IgnoreSilica | 20.4844 | 2.3086 | 0.12498 | 4 | 34621.9534 | 76751.1351 | 705.8154 | 1564.6757 | 54.9308 | 5.1127 | 1836755943.0142 | 739417.2834 | 0 | 806824.6518 | 0 | 0 | 0 | 268862.671 | 707890.7964 | 1841786.6438 | 1257057.2293 | 5621839.2757 | 3144235.0165 | 8542653.4943 | 8542653.4943 | 8315156.4279 | 4204044.374 | 0 | 17308727.7865 | 38370582.0827 | 4216.965 | 0.49994 | 34621.9534 | 76751.1351 | 705.8154 | 1564.6757
1 | 2300 | 707 | 0.035 | 15 | 15 | 7 | 5.6234e-12 | 0 | CO2 | Porous | Wet | R245fa | MinimizeLCOE_Brownfield | IgnoreSilica | 26.2138 | 2.9787 | 0.16471 | 4 | 27937.9552 | 59906.1628 | 569.553 | 1221.2682 | 54.9946 | 5.1058 | 844513799.3052 | 881477.6451 | 0 | 986368.7862 | 0 | 0 | 0 | 301715.7427 | 846129.2478 | 2201454.7379 | 1502538.094 | 6719684.2537 | 3144235.0165 | 8542653.4943 | 8542653.4943 | 8315156.4279 | 4204044.374 | 0 | 18406572.7645 | 39468427.0607 | 5623.4133 | 0.65884 | 27937.9552 | 59906.1628 | 569.553 | 1221.2682
1 | 2300 | 707 | 0.035 | 15 | 15 | 7 | 7.4989e-12 | 0 | CO2 | Porous | Wet | R245fa | MinimizeLCOE_Brownfield | IgnoreSilica | 31.705 | 3.6305 | 0.2109 | 4 | 22874.7124 | 47841.7515 | 466.332 | 975.3188 | 54.9984 | 5.0941 | 1852035342.7918 | 1008479.0017 | 0 | 1151110.6336 | 0 | 0 | 0 | 297395.966 | 958224.3845 | 2493103.2896 | 1701594.2233 | 7609907.4986 | 3144235.0165 | 8542653.4943 | 8542653.4943 | 8315156.4279 | 4204044.374 | 0 | 19296796.0094 | 40358650.3056 | 7498.9421 | 0.84359 | 22874.7124 | 47841.7515 | 466.332 | 975.3188
1 | 2300 | 707 | 0.035 | 15 | 15 | 7 | 1e-11 | 0 | CO2 | Porous | Wet | R245fa | MinimizeLCOE_Brownfield | IgnoreSilica | 40.046 | 4.6101 | 0.27192 | 4 | 19011.3614 | 38375.2347 | 387.5723 | 782.3311 | 54.934 | 5.0682 | 1594358847.895 | 1188041.988 | 0 | 1390956.628 | 0 | 0 | 0 | 324071.0174 | 1132197.157 | 2945744.757 | 2010531.3257 | 8991542.8731 | 3144235.0165 | 8542653.4943 | 8542653.4943 | 8315156.4279 | 4204044.374 | 0 | 20678431.3839 | 41740285.6801 | 10000 | 1.0877 | 19011.3614 | 38375.2347 | 387.5723 | 782.3311
1 | 2300 | 707 | 0.035 | 15 | 15 | 7 | 1.3335e-11 | 0 | CO2 | Porous | Wet | R245fa | MinimizeLCOE_Brownfield | IgnoreSilica | 50 | 5.7815 | 0.34528 | 4 | 16075.2353 | 31324.9499 | 327.7154 | 638.6015 | 54.7722 | 5.025 | 2062536546.3754 | 1385324.1295 | 0 | 1664770.637 | 0 | 0 | 0 | 344886.597 | 1324042.7318 | 3444887.5896 | 2351206.5652 | 10515118.2501 | 3144235.0165 | 8542653.4943 | 8542653.4943 | 8315156.4279 | 4204044.374 | 0 | 22202006.7609 | 43263861.0571 | 13335.2143 | 1.3811 | 16075.2353 | 31324.9499 | 327.7154 | 638.6015
1 | 2300 | 707 | 0.035 | 15 | 15 | 7 | 1.7783e-11 | 0 | CO2 | Porous | Wet | R245fa | MinimizeLCOE_Brownfield | IgnoreSilica | 56.182 | 6.5347 | 0.41262 | 4 | 13822.7256 | 26583.8395 | 281.795 | 541.9475 | 54.6297 | 4.9911 | 3425866829.2192 | 1499838.0954 | 0 | 1829547.6601 | 0 | 0 | 0 | 263192.341 | 1401105.4576 | 3645388.9945 | 2488052.894 | 11127125.4425 | 3144235.0165 | 8542653.4943 | 8542653.4943 | 8315156.4279 | 4204044.374 | 0 | 22814013.9533 | 43875868.2495 | 17782.7941 | 1.6505 | 13822.7256 | 26583.8395 | 281.795 | 541.9475
1 | 2300 | 707 | 0.035 | 15 | 15 | 7 | 2.3714e-11 | 0 | CO2 | Porous | Wet | R245fa | MinimizeLCOE_Brownfield | IgnoreSilica | 66.4035 | 7.7508 | 0.49706 | 4 | 12102.0079 | 22695.1997 | 246.7158 | 462.6723 | 54.3344 | 4.9257 | 3730071285.478 | 1677342.8451 | 0 | 2094457.4427 | 0 | 0 | 0 | 223630.064 | 1558217.8372 | 4054163.178 | 2767049.6737 | 12374861.0406 | 3144235.0165 | 8542653.4943 | 8542653.4943 | 8315156.4279 | 4204044.374 | 0 | 24061749.5514 | 45123603.8476 | 23713.7371 | 1.9882 | 12102.0079 | 22695.1997 | 246.7158 | 462.6723
1 | 2300 | 707 | 0.035 | 15 | 15 | 7 | 3.1623e-11 | 0 | CO2 | Porous | Wet | R245fa | MinimizeLCOE_Brownfield | IgnoreSilica | 70 | 8.2102 | 0.55549 | 4 | 10747.8507 | 20226.8681 | 219.1095 | 412.3521 | 54.2114 | 4.8996 | 4198990922.3722 | 1736424.8145 | 0 | 2185706.4136 | 0 | 0 | 0 | 14983.7138 | 1535474.8274 | 3994990.5316 | 2726663.1267 | 12194243.4277 | 3144235.0165 | 8542653.4943 | 8542653.4943 | 8315156.4279 | 4204044.374 | 0 | 23881131.9385 | 44942986.2346 | 31622.7766 | 2.2219 | 10747.8507 | 20226.8681 | 219.1095 | 412.3521
1 | 2300 | 707 | 0.035 | 15 | 15 | 7 | 4.217e-11 | 0 | CO2 | Porous | Wet | R245fa | MinimizeLCOE_Brownfield | IgnoreSilica | 86.2185 | 10.118 | 0.66405 | 4 | 9727.2694 | 17656.6113 | 198.3035 | 359.9539 | 53.5224 | 4.7577 | 11929877269.6619 | 1981565.964 | 0 | 2587193.4805 | 0 | 0 | 0 | 0 | 1781816.1834 | 4635920.2084 | 3164110.8009 | 14150606.6372 | 3144235.0165 | 8542653.4943 | 8542653.4943 | 8315156.4279 | 4204044.374 | 0 | 25837495.148 | 46899349.4442 | 42169.6503 | 2.6562 | 9727.2694 | 17656.6113 | 198.3035 | 359.9539
1 | 2300 | 707 | 0.035 | 15 | 15 | 7 | 5.6234e-11 | 0 | CO2 | Porous | Wet | R245fa | MinimizeLCOE_Brownfield | IgnoreSilica | 103.1958 | 12.0982 | 0.76107 | 4 | 9122.608 | 16041.0957 | 185.9767 | 327.0194 | 52.5821 | 4.5745 | 14926191356.2185 | 2202134.5148 | 0 | 2991156.0948 | 0 | 0 | 0 | 0 | 2025383.3378 | 5269631.9816 | 3596632.1076 | 16084938.0366 | 3144235.0165 | 8542653.4943 | 8542653.4943 | 8315156.4279 | 4204044.374 | 0 | 27771826.5474 | 48833680.8436 | 56234.1325 | 3.0443 | 9122.608 | 16041.0957 | 185.9767 | 327.0194
1 | 2300 | 707 | 0.035 | 15 | 15 | 7 | 7.4989e-11 | 0 | CO2 | Porous | Wet | R245fa | MinimizeLCOE_Brownfield | IgnoreSilica | 110 | 12.8027 | 0.80885 | 4 | 8806.4416 | 15316.2372 | 179.5312 | 312.2422 | 52.4828 | 4.5851 | 2958389903.7501 | 2297339.473 | 0 | 3128614.6099 | 0 | 0 | 0 | 0 | 2116122.0923 | 5505715.6079 | 3757764.0336 | 16805555.8167 | 3144235.0165 | 8542653.4943 | 8542653.4943 | 8315156.4279 | 4204044.374 | 0 | 28492444.3275 | 49554298.6237 | 74989.4209 | 3.2354 | 8806.4416 | 15316.2372 | 179.5312 | 312.2422
1 | 2300 | 707 | 0.035 | 15 | 15 | 7 | 1e-10 | 0 | CO2 | Porous | Wet | R245fa | MinimizeLCOE_Brownfield | IgnoreSilica | 117.4681 | 13.6024 | 0.85272 | 4 | 8578.6592 | 14753.5895 | 174.8876 | 300.7719 | 52.187 | 4.5473 | 2979358323.2891 | 2389013.2633 | 0 | 3284968.5494 | 0 | 0 | 0 | 0 | 2212852.907 | 5757389.3453 | 3929536.5307 | 17573760.5957 | 3144235.0165 | 8542653.4943 | 8542653.4943 | 8315156.4279 | 4204044.374 | 0 | 29260649.1065 | 50322503.4027 | 100000 | 3.4109 | 8578.6592 | 14753.5895 | 174.8876 | 300.7719
1 | 2300 | 707 | 0.035 | 15 | 15 | 7 | 1.3335e-10 | 0 | CO2 | Porous | Wet | R245fa | MinimizeLCOE_Brownfield | IgnoreSilica | 120.2797 | 13.8468 | 0.87851 | 4 | 8405.9064 | 14399.566 | 171.3658 | 293.5546 | 52.2874 | 4.5911 | 2994889270.7405 | 2433971.6297 | 0 | 3329733.0826 | 0 | 0 | 0 | 0 | 2247844.8378 | 5848431.1716 | 3991674.4479 | 17851655.1696 | 3144235.0165 | 8542653.4943 | 8542653.4943 | 8315156.4279 | 4204044.374 | 0 | 29538543.6804 | 50600397.9766 | 133352.1432 | 3.514 | 8405.9064 | 14399.566 | 171.3658 | 293.5546
1 | 2300 | 707 | 0.035 | 15 | 15 | 7 | 1.7783e-10 | 0 | CO2 | Porous | Wet | R245fa | MinimizeLCOE_Brownfield | IgnoreSilica | 122.4575 | 14.0339 | 0.89873 | 4 | 8276.0901 | 14134.865 | 168.7193 | 288.1583 | 52.367 | 4.6256 | 3005519754.5622 | 2468827.0243 | 0 | 3363769.8876 | 0 | 0 | 0 | 0 | 2274712.7956 | 5918336.0865 | 4039385.9887 | 18065031.7828 | 3144235.0165 | 8542653.4943 | 8542653.4943 | 8315156.4279 | 4204044.374 | 0 | 29751920.2936 | 50813774.5898 | 177827.941 | 3.5949 | 8276.0901 | 14134.865 | 168.7193 | 288.1583
1 | 2300 | 707 | 0.035 | 15 | 15 | 7 | 2.3714e-10 | 0 | CO2 | Porous | Wet | R245fa | MinimizeLCOE_Brownfield | IgnoreSilica | 123.2003 | 14.0669 | 0.91152 | 4 | 8179.4367 | 13956.0346 | 166.7489 | 284.5126 | 52.5199 | 4.6719 | 3029366470.8955 | 2487659.3958 | 0 | 3367809.9953 | 0 | 0 | 0 | 0 | 2283633.0625 | 5941544.7911 | 4055226.4065 | 18135873.6512 | 3144235.0165 | 8542653.4943 | 8542653.4943 | 8315156.4279 | 4204044.374 | 0 | 29822762.162 | 50884616.4582 | 237137.3706 | 3.6461 | 8179.4367 | 13956.0346 | 166.7489 | 284.5126
1 | 2300 | 707 | 0.035 | 15 | 15 | 7 | 3.1623e-10 | 0 | CO2 | Porous | Wet | R245fa | MinimizeLCOE_Brownfield | IgnoreSilica | 124.4527 | 14.1731 | 0.92338 | 4 | 8107.3332 | 13809.7013 | 165.279 | 281.5294 | 52.5673 | 4.6923 | 3037022162.197 | 2507824.9365 | 0 | 3387001.0124 | 0 | 0 | 0 | 0 | 2298982.1201 | 5981479.8904 | 4082482.9323 | 18257770.8917 | 3144235.0165 | 8542653.4943 | 8542653.4943 | 8315156.4279 | 4204044.374 | 0 | 29944659.4025 | 51006513.6987 | 316227.766 | 3.6935 | 8107.3332 | 13809.7013 | 165.279 | 281.5294
1 | 2300 | 707 | 0.035 | 15 | 15 | 7 | 4.217e-10 | 0 | CO2 | Porous | Wet | R245fa | MinimizeLCOE_Brownfield | IgnoreSilica | 125.407 | 14.2536 | 0.93246 | 4 | 8053.2289 | 13700.09 | 164.176 | 279.2949 | 52.6035 | 4.7079 | 3042372539.3529 | 2523182.2912 | 0 | 3401524.0882 | 0 | 0 | 0 | 0 | 2310635.488 | 6011799.5632 | 4103176.732 | 18350318.1626 | 3144235.0165 | 8542653.4943 | 8542653.4943 | 8315156.4279 | 4204044.374 | 0 | 30037206.6734 | 51099060.9696 | 421696.5034 | 3.7298 | 8053.2289 | 13700.09 | 164.176 | 279.2949
1 | 2300 | 707 | 0.035 | 15 | 15 | 7 | 5.6234e-10 | 0 | CO2 | Porous | Wet | R245fa | MinimizeLCOE_Brownfield | IgnoreSilica | 126.1381 | 14.3153 | 0.93939 | 4 | 8012.6378 | 13617.8423 | 163.3485 | 277.6181 | 52.6302 | 4.7196 | 3045873902.5611 | 2534889.9276 | 0 | 3412645.2648 | 0 | 0 | 0 | 0 | 2319538.725 | 6034963.9597 | 4118986.9086 | 18421024.7858 | 3144235.0165 | 8542653.4943 | 8542653.4943 | 8315156.4279 | 4204044.374 | 0 | 30107913.2966 | 51169767.5928 | 562341.3252 | 3.7576 | 8012.6378 | 13617.8423 | 163.3485 | 277.6181
1 | 2300 | 707 | 0.035 | 15 | 15 | 7 | 7.4989e-10 | 0 | CO2 | Porous | Wet | R245fa | MinimizeLCOE_Brownfield | IgnoreSilica | 126.6936 | 14.3622 | 0.94465 | 4 | 7982.1887 | 13556.1666 | 162.7277 | 276.3608 | 52.6503 | 4.7285 | 3047720397.4362 | 2543765.6846 | 0 | 3421080.1974 | 0 | 0 | 0 | 0 | 2326289.894 | 6052529.1165 | 4130975.489 | 18474640.3815 | 3144235.0165 | 8542653.4943 | 8542653.4943 | 8315156.4279 | 4204044.374 | 0 | 30161528.8923 | 51223383.1885 | 749894.2093 | 3.7786 | 7982.1887 | 13556.1666 | 162.7277 | 276.3608
1 | 2300 | 707 | 0.035 | 15 | 15 | 7 | 1e-09 | 0 | CO2 | Porous | Wet | R245fa | MinimizeLCOE_Brownfield | IgnoreSilica | 127.1003 | 14.396 | 0.94859 | 4 | 7959.3495 | 13510.1671 | 162.2621 | 275.423 | 52.6666 | 4.7354 | 3051561717.0466 | 2550359.7471 | 0 | 3427137.7619 | 0 | 0 | 0 | 0 | 2331224.0285 | 6065366.7225 | 4139737.4189 | 18513825.679 | 3144235.0165 | 8542653.4943 | 8542653.4943 | 8315156.4279 | 4204044.374 | 0 | 30200714.1898 | 51262568.486 | 1000000 | 3.7944 | 7959.3495 | 13510.1671 | 162.2621 | 275.423
1 | 2300 | 707 | 0.035 | 15 | 15 | 7 | 1.3335e-09 | 0 | CO2 | Porous | Wet | R245fa | MinimizeLCOE_Brownfield | IgnoreSilica | 127.4144 | 14.4223 | 0.95159 | 4 | 7942.2193 | 13475.5509 | 161.9129 | 274.7173 | 52.6782 | 4.7405 | 3053162527.4536 | 2555392.241 | 0 | 3431867.1875 | 0 | 0 | 0 | 0 | 2335031.1771 | 6075272.1421 | 4146498.0713 | 18544060.8189 | 3144235.0165 | 8542653.4943 | 8542653.4943 | 8315156.4279 | 4204044.374 | 0 | 30230949.3297 | 51292803.6259 | 1333521.4322 | 3.8064 | 7942.2193 | 13475.5509 | 161.9129 | 274.7173
1 | 2300 | 707 | 0.035 | 15 | 15 | 7 | 1.7783e-09 | 0 | CO2 | Porous | Wet | R245fa | MinimizeLCOE_Brownfield | IgnoreSilica | 127.6534 | 14.4424 | 0.95386 | 4 | 7929.3719 | 13449.5566 | 161.651 | 274.1874 | 52.6867 | 4.7442 | 3054080251.0012 | 2559200.6801 | 0 | 3435477.976 | 0 | 0 | 0 | 0 | 2337924.6759 | 6082800.4323 | 4151636.2841 | 18567040.0483 | 3144235.0165 | 8542653.4943 | 8542653.4943 | 8315156.4279 | 4204044.374 | 0 | 30253928.5591 | 51315782.8553 | 1778279.41 | 3.8154 | 7929.3719 | 13449.5566 | 161.651 | 274.1874
1 | 2300 | 707 | 0.035 | 15 | 15 | 7 | 2.3714e-09 | 0 | CO2 | Porous | Wet | R245fa | MinimizeLCOE_Brownfield | IgnoreSilica | 127.836 | 14.4579 | 0.95557 | 4 | 7919.7367 | 13430.0166 | 161.4545 | 273.7891 | 52.6928 | 4.747 | 3054429181.7885 | 2562088.9099 | 0 | 3438257.0708 | 0 | 0 | 0 | 0 | 2340134.9325 | 6088551.0666 | 4155561.2102 | 18584593.1899 | 3144235.0165 | 8542653.4943 | 8542653.4943 | 8315156.4279 | 4204044.374 | 0 | 30271481.7007 | 51333335.9969 | 2371373.7057 | 3.8223 | 7919.7367 | 13430.0166 | 161.4545 | 273.7891
1 | 2300 | 707 | 0.035 | 15 | 15 | 7 | 3.1623e-09 | 0 | CO2 | Porous | Wet | R245fa | MinimizeLCOE_Brownfield | IgnoreSilica | 127.9675 | 14.4688 | 0.95684 | 4 | 7912.5107 | 13415.4672 | 161.3072 | 273.4924 | 52.698 | 4.7492 | 3055363425.2306 | 2564211.5918 | 0 | 3440212.1216 | 0 | 0 | 0 | 0 | 2341725.2482 | 6092688.742 | 4158385.2586 | 18597222.9622 | 3144235.0165 | 8542653.4943 | 8542653.4943 | 8315156.4279 | 4204044.374 | 0 | 30284111.473 | 51345965.7692 | 3162277.6602 | 3.8274 | 7912.5107 | 13415.4672 | 161.3072 | 273.4924
1 | 2300 | 707 | 0.035 | 15 | 15 | 7 | 4.217e-09 | 0 | CO2 | Porous | Wet | R245fa | MinimizeLCOE_Brownfield | IgnoreSilica | 128.0749 | 14.478 | 0.95782 | 4 | 7907.0918 | 13404.4063 | 161.1968 | 273.267 | 52.701 | 4.7507 | 3055053260.9052 | 2565877.8163 | 0 | 3441877.6866 | 0 | 0 | 0 | 0 | 2343024.6461 | 6096069.5087 | 4160692.7014 | 18607542.3591 | 3144235.0165 | 8542653.4943 | 8542653.4943 | 8315156.4279 | 4204044.374 | 0 | 30294430.8699 | 51356285.1661 | 4216965.0343 | 3.8313 | 7907.0918 | 13404.4063 | 161.1968 | 273.267
1 | 2300 | 707 | 0.035 | 15 | 15 | 7 | 5.6234e-09 | 0 | CO2 | Porous | Wet | R245fa | MinimizeLCOE_Brownfield | IgnoreSilica | 128.1527 | 14.4846 | 0.95855 | 4 | 7903.028 | 13396.163 | 161.1139 | 273.0989 | 52.7036 | 4.7519 | 3055155782.0867 | 2567104.9427 | 0 | 3443061.8823 | 0 | 0 | 0 | 0 | 2343965.0617 | 6098516.2773 | 4162362.6712 | 18615010.8352 | 3144235.0165 | 8542653.4943 | 8542653.4943 | 8315156.4279 | 4204044.374 | 0 | 30301899.346 | 51363753.6422 | 5623413.2519 | 3.8342 | 7903.028 | 13396.163 | 161.1139 | 273.0989
1 | 2300 | 707 | 0.035 | 15 | 15 | 7 | 7.4989e-09 | 0 | CO2 | Porous | Wet | R245fa | MinimizeLCOE_Brownfield | IgnoreSilica | 128.2038 | 14.4887 | 0.95908 | 4 | 7899.9804 | 13390.1092 | 161.0518 | 272.9755 | 52.7062 | 4.7529 | 3056083988.2869 | 2567965.5029 | 0 | 3443783.7917 | 0 | 0 | 0 | 0 | 2344582.2249 | 6100122.0092 | 4163458.6163 | 18619912.1449 | 3144235.0165 | 8542653.4943 | 8542653.4943 | 8315156.4279 | 4204044.374 | 0 | 30306800.6557 | 51368654.9519 | 7498942.0933 | 3.8363 | 7899.9804 | 13390.1092 | 161.0518 | 272.9755
1 | 2300 | 707 | 0.035 | 15 | 15 | 7 | 1e-08 | 0 | CO2 | Porous | Wet | R245fa | MinimizeLCOE_Brownfield | IgnoreSilica | 128.2381 | 14.4913 | 0.95946 | 4 | 7897.6951 | 13385.6412 | 161.0052 | 272.8844 | 52.7085 | 4.7537 | 3057258431.5658 | 2568577.296 | 0 | 3444231.8186 | 0 | 0 | 0 | 0 | 2344995.5547 | 6101197.4085 | 4164192.5984 | 18623194.676 | 3144235.0165 | 8542653.4943 | 8542653.4943 | 8315156.4279 | 4204044.374 | 0 | 30310083.1868 | 51371937.483 | 10000000 | 3.8378 | 7897.6951 | 13385.6412 | 161.0052 | 272.8844
1 | 2400 | 707 | 0.035 | 15 | 15 | 7 | 1e-13 | 0 | CO2 | Porous | Wet | R245fa | MinimizeLCOE_Brownfield | IgnoreSilica | 0.54442 | 0.0079934 | 0.0007542 | 4 | 4104770.3984 | 11343887.3598 | 83681.2967 | 231260.4876 | 41.9647 | 4.2139 | 41924044.0263 | 39025.5529 | 0 | 24736.1368 | 0 | 0 | 0 | 29258.274 | 36277.7858 | 94387.3571 | 64421.3107 | 288106.4174 | 3144235.0165 | 8950992.9972 | 8950992.9972 | 8547679.308 | 4340407.0141 | 0 | 12383334.431 | 34222413.7503 | 100 | 0.0030168 | 4104770.3984 | 11343887.3598 | 83681.2967 | 231260.4876
1 | 2400 | 707 | 0.035 | 15 | 15 | 7 | 1.3335e-13 | 0 | CO2 | Porous | Wet | R245fa | MinimizeLCOE_Brownfield | IgnoreSilica | 0.78799 | 0.030247 | 0.0016091 | 4 | 1945143.9662 | 5338297.6722 | 39654.3908 | 108828.4186 | 45.5067 | 4.5741 | 55714099.1243 | 57155.028 | 0 | 40291.9743 | 0 | 0 | 0 | 39494.9476 | 53407.3604 | 138954.9965 | 94839.6403 | 424143.947 | 3144235.0165 | 8950992.9972 | 8950992.9972 | 8547679.308 | 4340407.0141 | 0 | 12519371.9607 | 34358451.2799 | 133.3521 | 0.0064362 | 1945143.9662 | 5338297.6722 | 39654.3908 | 108828.4186
1 | 2400 | 707 | 0.035 | 15 | 15 | 7 | 1.7783e-13 | 0 | CO2 | Porous | Wet | R245fa | MinimizeLCOE_Brownfield | IgnoreSilica | 1.0806 | 0.060381 | 0.0029214 | 4 | 1084179.2541 | 2953080.0995 | 22102.4606 | 60202.5322 | 48.0879 | 4.8217 | 75260486.4605 | 77485.6616 | 0 | 58164.1705 | 0 | 0 | 0 | 49666.2781 | 72273.2829 | 188040.2569 | 128341.3392 | 573970.9891 | 3144235.0165 | 8950992.9972 | 8950992.9972 | 8547679.308 | 4340407.0141 | 0 | 12669199.0027 | 34508278.322 | 177.8279 | 0.011686 | 1084179.2541 | 2953080.0995 | 22102.4606 | 60202.5322
1 | 2400 | 707 | 0.035 | 15 | 15 | 7 | 2.3714e-13 | 0 | CO2 | Porous | Wet | R245fa | MinimizeLCOE_Brownfield | IgnoreSilica | 1.4633 | 0.10198 | 0.0048218 | 4 | 666278.5406 | 1798579.3897 | 13582.9893 | 36666.4736 | 50.196 | 5.0103 | 126253212.4315 | 102040.5356 | 0 | 80319.3029 | 0 | 0 | 0 | 61571.5454 | 95133.2397 | 247517.1753 | 168935.5581 | 755517.357 | 3144235.0165 | 8950992.9972 | 8950992.9972 | 8547679.308 | 4340407.0141 | 0 | 12850745.3706 | 34689824.6899 | 237.1374 | 0.019287 | 666278.5406 | 1798579.3897 | 13582.9893 | 36666.4736
1 | 2400 | 707 | 0.035 | 15 | 15 | 7 | 3.1623e-13 | 0 | CO2 | Porous | Wet | R245fa | MinimizeLCOE_Brownfield | IgnoreSilica | 1.9504 | 0.15694 | 0.0074806 | 4 | 436551.3672 | 1166405.7275 | 8899.6901 | 23778.7584 | 51.8731 | 5.1506 | 298874348.4315 | 130773.5341 | 0 | 106959.9324 | 0 | 0 | 0 | 74636.0405 | 121824.1078 | 316961.3388 | 216332.6267 | 967487.5803 | 3144235.0165 | 8950992.9972 | 8950992.9972 | 8547679.308 | 4340407.0141 | 0 | 13062715.594 | 34901794.9132 | 316.2278 | 0.029923 | 436551.3672 | 1166405.7275 | 8899.6901 | 23778.7584
1 | 2400 | 707 | 0.035 | 15 | 15 | 7 | 4.217e-13 | 0 | CO2 | Porous | Wet | R245fa | MinimizeLCOE_Brownfield | IgnoreSilica | 2.5915 | 0.23061 | 0.011132 | 4 | 299145.7115 | 789588.7987 | 6098.49 | 16096.8357 | 53.2448 | 5.2587 | 409942022.5634 | 165465.1727 | 0 | 140033.424 | 0 | 0 | 0 | 90179.7581 | 154314.5584 | 401494.8266 | 274028.4691 | 1225516.2089 | 3144235.0165 | 8950992.9972 | 8950992.9972 | 8547679.308 | 4340407.0141 | 0 | 13320744.2225 | 35159823.5418 | 421.6965 | 0.044529 | 299145.7115 | 789588.7987 | 6098.49 | 16096.8357
1 | 2400 | 707 | 0.035 | 15 | 15 | 7 | 5.6234e-13 | 0 | CO2 | Porous | Wet | R245fa | MinimizeLCOE_Brownfield | IgnoreSilica | 3.4346 | 0.32862 | 0.016087 | 4 | 211887.0926 | 551278.392 | 4319.605 | 11238.5557 | 54.351 | 5.3415 | 494238851.323 | 207278.9319 | 0 | 181039.7016 | 0 | 0 | 0 | 108649.9268 | 193817.7385 | 504273.9982 | 344177.3656 | 1539237.6627 | 3144235.0165 | 8950992.9972 | 8950992.9972 | 8547679.308 | 4340407.0141 | 0 | 13634465.6763 | 35473544.9956 | 562.3413 | 0.064348 | 211887.0926 | 551278.392 | 4319.605 | 11238.5557
1 | 2400 | 707 | 0.035 | 15 | 15 | 7 | 7.4989e-13 | 0 | CO2 | Porous | Wet | R245fa | MinimizeLCOE_Brownfield | IgnoreSilica | 4.5038 | 0.45426 | 0.02273 | 4 | 153968.1423 | 394165.7765 | 3138.8488 | 8035.6025 | 55.2079 | 5.403 | 698427087.7829 | 255949.8176 | 0 | 230114.5742 | 0 | 0 | 0 | 128594.4986 | 239716.9673 | 623694.3761 | 425684.2273 | 1903754.4611 | 3144235.0165 | 8950992.9972 | 8950992.9972 | 8547679.308 | 4340407.0141 | 0 | 13998982.4747 | 35838061.794 | 749.8942 | 0.090921 | 153968.1423 | 394165.7765 | 3138.8488 | 8035.6025
1 | 2400 | 707 | 0.035 | 15 | 15 | 7 | 1e-12 | 0 | CO2 | Porous | Wet | R245fa | MinimizeLCOE_Brownfield | IgnoreSilica | 5.9166 | 0.62079 | 0.031623 | 4 | 114210.7184 | 286865.2628 | 2328.34 | 5848.1364 | 55.8951 | 5.4505 | 844102465.2083 | 315047.0798 | 0 | 291357.2797 | 0 | 0 | 0 | 152748.757 | 296069.7154 | 770312.6673 | 525754.2238 | 2351289.7229 | 3144235.0165 | 8950992.9972 | 8950992.9972 | 8547679.308 | 4340407.0141 | 0 | 14446517.7366 | 36285597.0558 | 1000 | 0.12649 | 114210.7184 | 286865.2628 | 2328.34 | 5848.1364
1 | 2400 | 707 | 0.035 | 15 | 15 | 7 | 1.3335e-12 | 0 | CO2 | Porous | Wet | R245fa | MinimizeLCOE_Brownfield | IgnoreSilica | 7.7265 | 0.83507 | 0.043428 | 4 | 86205.6794 | 211925.2242 | 1757.4194 | 4320.3823 | 56.4246 | 5.4856 | 1055548555.1298 | 384705.4727 | 0 | 365520.571 | 0 | 0 | 0 | 179562.773 | 362617.6385 | 943456.7123 | 643928.5923 | 2879791.7599 | 3144235.0165 | 8950992.9972 | 8950992.9972 | 8547679.308 | 4340407.0141 | 0 | 14975019.7735 | 36814099.0928 | 1333.5214 | 0.17371 | 86205.6794 | 211925.2242 | 1757.4194 | 4320.3823
1 | 2400 | 707 | 0.035 | 15 | 15 | 7 | 1.7783e-12 | 0 | CO2 | Porous | Wet | R245fa | MinimizeLCOE_Brownfield | IgnoreSilica | 10.048 | 1.1107 | 0.059034 | 4 | 66071.0844 | 158556.5365 | 1346.9484 | 3232.3895 | 56.8312 | 5.5112 | 1288514434.6962 | 467074.0427 | 0 | 455563.3672 | 0 | 0 | 0 | 209490.3713 | 441529.8347 | 1148770.0595 | 784059.1705 | 3506486.8459 | 3144235.0165 | 8950992.9972 | 8950992.9972 | 8547679.308 | 4340407.0141 | 0 | 15601714.8595 | 37440794.1788 | 1778.2794 | 0.23614 | 66071.0844 | 158556.5365 | 1346.9484 | 3232.3895
1 | 2400 | 707 | 0.035 | 15 | 15 | 7 | 2.3714e-12 | 0 | CO2 | Porous | Wet | R245fa | MinimizeLCOE_Brownfield | IgnoreSilica | 13.0176 | 1.464 | 0.079558 | 4 | 51358.5803 | 119984.9311 | 1047.0141 | 2446.0551 | 57.138 | 5.5288 | 1539623664.4701 | 564350.7709 | 0 | 564718.9967 | 0 | 0 | 0 | 242693.7782 | 534987.7829 | 1391928.4699 | 950019.782 | 4248699.5805 | 3144235.0165 | 8950992.9972 | 8950992.9972 | 8547679.308 | 4340407.0141 | 0 | 16343927.5941 | 38183006.9134 | 2371.3737 | 0.31823 | 51358.5803 | 119984.9311 | 1047.0141 | 2446.0551
1 | 2400 | 707 | 0.035 | 15 | 15 | 7 | 3.1623e-12 | 0 | CO2 | Porous | Wet | R245fa | MinimizeLCOE_Brownfield | IgnoreSilica | 16.7862 | 1.9134 | 0.10636 | 4 | 40465.2843 | 91796.7844 | 824.9396 | 1871.4016 | 57.3606 | 5.539 | 1805485682.8782 | 678470.1906 | 0 | 696162.3557 | 0 | 0 | 0 | 278703.2407 | 644800.9569 | 1677639.8231 | 1145023.6513 | 5120800.2184 | 3144235.0165 | 8950992.9972 | 8950992.9972 | 8547679.308 | 4340407.0141 | 0 | 17216028.2321 | 39055107.5513 | 3162.2777 | 0.42545 | 40465.2843 | 91796.7844 | 824.9396 | 1871.4016
1 | 2400 | 707 | 0.035 | 15 | 15 | 7 | 4.217e-12 | 0 | CO2 | Porous | Wet | R245fa | MinimizeLCOE_Brownfield | IgnoreSilica | 21.5198 | 2.4791 | 0.14104 | 4 | 32313.6182 | 71024.3165 | 658.7568 | 1447.9268 | 57.5086 | 5.5415 | 2107083038.1271 | 811125.3747 | 0 | 853060.1342 | 0 | 0 | 0 | 316558.3448 | 772490.1029 | 2009860.7883 | 1371771.2865 | 6134866.0313 | 3144235.0165 | 8950992.9972 | 8950992.9972 | 8547679.308 | 4340407.0141 | 0 | 18230094.0449 | 40069173.3642 | 4216.965 | 0.56416 | 32313.6182 | 71024.3165 | 658.7568 | 1447.9268
1 | 2400 | 707 | 0.035 | 15 | 15 | 7 | 5.6234e-12 | 0 | CO2 | Porous | Wet | R245fa | MinimizeLCOE_Brownfield | IgnoreSilica | 27.2512 | 3.1665 | 0.18499 | 4 | 26162.043 | 55676.2452 | 533.3486 | 1135.0356 | 57.5848 | 5.5356 | 2420568925.736 | 960005.2193 | 0 | 1034001.344 | 0 | 0 | 0 | 351108.4389 | 914594.8509 | 2379588.1927 | 1624117.8372 | 7263415.8829 | 3144235.0165 | 8950992.9972 | 8950992.9972 | 8547679.308 | 4340407.0141 | 0 | 19358643.8966 | 41197723.2159 | 5623.4133 | 0.73995 | 26162.043 | 55676.2452 | 533.3486 | 1135.0356
1 | 2400 | 707 | 0.035 | 15 | 15 | 7 | 7.4989e-12 | 0 | CO2 | Porous | Wet | R245fa | MinimizeLCOE_Brownfield | IgnoreSilica | 34.336 | 4.0178 | 0.24028 | 4 | 21491.7099 | 44214.4899 | 438.1376 | 901.3722 | 57.5897 | 5.519 | 2699156333.2858 | 1130635.1556 | 0 | 1247499.3638 | 0 | 0 | 0 | 385816.8108 | 1077941.0188 | 2804581.4147 | 1914184.4439 | 8560658.2076 | 3144235.0165 | 8950992.9972 | 8950992.9972 | 8547679.308 | 4340407.0141 | 0 | 20655886.2213 | 42494965.5406 | 7498.9421 | 0.96111 | 21491.7099 | 44214.4899 | 438.1376 | 901.3722
1 | 2400 | 707 | 0.035 | 15 | 15 | 7 | 1e-11 | 0 | CO2 | Porous | Wet | R245fa | MinimizeLCOE_Brownfield | IgnoreSilica | 41.6 | 4.8996 | 0.30422 | 4 | 17934.4593 | 35880.9909 | 365.6182 | 731.4825 | 57.5289 | 5.4938 | 2213697938.1392 | 1293524.6868 | 0 | 1457501.0746 | 0 | 0 | 0 | 390196.0661 | 1225076.5127 | 3187397.7884 | 2175464.485 | 9729160.6136 | 3144235.0165 | 8950992.9972 | 8950992.9972 | 8547679.308 | 4340407.0141 | 0 | 21824388.6272 | 43663467.9465 | 10000 | 1.2169 | 17934.4593 | 35880.9909 | 365.6182 | 731.4825
1 | 2400 | 707 | 0.035 | 15 | 15 | 7 | 1.3335e-11 | 0 | CO2 | Porous | Wet | R245fa | MinimizeLCOE_Brownfield | IgnoreSilica | 51.0834 | 6.0482 | 0.38306 | 4 | 15206.9392 | 29459.9796 | 310.014 | 600.5815 | 57.3658 | 5.4469 | 3176176806.0717 | 1490996.4202 | 0 | 1721578.7412 | 0 | 0 | 0 | 405292.3435 | 1410968.3269 | 3671050.1572 | 2505567.1648 | 11205453.1538 | 3144235.0165 | 8950992.9972 | 8950992.9972 | 8547679.308 | 4340407.0141 | 0 | 23300681.1675 | 45139760.4867 | 13335.2143 | 1.5322 | 15206.9392 | 29459.9796 | 310.014 | 600.5815
1 | 2400 | 707 | 0.035 | 15 | 15 | 7 | 1.7783e-11 | 0 | CO2 | Porous | Wet | R245fa | MinimizeLCOE_Brownfield | IgnoreSilica | 60.4183 | 7.187 | 0.46756 | 4 | 13140.63 | 24817.8524 | 267.8895 | 505.9455 | 57.1431 | 5.3924 | 3666475920.184 | 1671499.9694 | 0 | 1972099.9087 | 0 | 0 | 0 | 386021.2665 | 1571552.2464 | 4088856.5754 | 2790728.6303 | 12480758.5966 | 3144235.0165 | 8950992.9972 | 8950992.9972 | 8547679.308 | 4340407.0141 | 0 | 24575986.6103 | 46415065.9296 | 17782.7941 | 1.8702 | 13140.63 | 24817.8524 | 267.8895 | 505.9455
1 | 2400 | 707 | 0.035 | 15 | 15 | 7 | 2.3714e-11 | 0 | CO2 | Porous | Wet | R245fa | MinimizeLCOE_Brownfield | IgnoreSilica | 67.417 | 8.06 | 0.54634 | 4 | 11565.7542 | 21559.0791 | 235.7835 | 439.511 | 56.9247 | 5.3417 | 8868884012.4214 | 1798267.2712 | 0 | 2155319.6936 | 0 | 0 | 0 | 301855.9708 | 1659622.7448 | 4317997.9467 | 2947122.3246 | 13180185.9516 | 3144235.0165 | 8950992.9972 | 8950992.9972 | 8547679.308 | 4340407.0141 | 0 | 25275413.9652 | 47114493.2845 | 23713.7371 | 2.1854 | 11565.7542 | 21559.0791 | 235.7835 | 439.511
1 | 2400 | 707 | 0.035 | 15 | 15 | 7 | 3.1623e-11 | 0 | CO2 | Porous | Wet | R245fa | MinimizeLCOE_Brownfield | IgnoreSilica | 77.4 | 9.2806 | 0.63722 | 4 | 10365.7914 | 18933.9623 | 211.3207 | 385.9944 | 56.5586 | 5.262 | 4226164439.9757 | 1967882.4787 | 0 | 2409924.7735 | 0 | 0 | 0 | 247495.7566 | 1803868.1734 | 4693294.963 | 3203270.2498 | 14325736.3951 | 3144235.0165 | 8950992.9972 | 8950992.9972 | 8547679.308 | 4340407.0141 | 0 | 26420964.4087 | 48260043.728 | 31622.7766 | 2.5489 | 10365.7914 | 18933.9623 | 211.3207 | 385.9944
1 | 2400 | 707 | 0.035 | 15 | 15 | 7 | 4.217e-11 | 0 | CO2 | Porous | Wet | R245fa | MinimizeLCOE_Brownfield | IgnoreSilica | 80 | 9.633 | 0.69267 | 4 | 9422.454 | 17304.6928 | 192.0895 | 352.7796 | 56.4482 | 5.2386 | 4517903712.6872 | 2009781.4559 | 0 | 2475159.9752 | 0 | 0 | 0 | 38833.7477 | 1764272.3197 | 4590274.6739 | 3132956.7856 | 14011278.958 | 3144235.0165 | 8950992.9972 | 8950992.9972 | 8547679.308 | 4340407.0141 | 0 | 26106506.9716 | 47945586.2909 | 42169.6503 | 2.7707 | 9422.454 | 17304.6928 | 192.0895 | 352.7796
1 | 2400 | 707 | 0.035 | 15 | 15 | 7 | 5.6234e-11 | 0 | CO2 | Porous | Wet | R245fa | MinimizeLCOE_Brownfield | IgnoreSilica | 94.9149 | 11.4308 | 0.79978 | 4 | 8694.2401 | 15520.7955 | 177.2438 | 316.4124 | 55.706 | 5.0848 | 12358369243.6113 | 2232758.8711 | 0 | 2842327.4055 | 0 | 0 | 0 | 0 | 1979283.6478 | 5149690.0448 | 3514769.2711 | 15718829.2402 | 3144235.0165 | 8950992.9972 | 8950992.9972 | 8547679.308 | 4340407.0141 | 0 | 27814057.2539 | 49653136.5732 | 56234.1325 | 3.1991 | 8694.2401 | 15520.7955 | 177.2438 | 316.4124
1 | 2400 | 707 | 0.035 | 15 | 15 | 7 | 7.4989e-11 | 0 | CO2 | Porous | Wet | R245fa | MinimizeLCOE_Brownfield | IgnoreSilica | 110.399 | 13.278 | 0.8928 | 4 | 8282.0694 | 14397.3882 | 168.8412 | 293.5102 | 54.7457 | 4.895 | 15382890103.1865 | 2433246.3439 | 0 | 3211034.6517 | 0 | 0 | 0 | 0 | 2201269.5883 | 5727251.9263 | 3908967.1229 | 17481769.6331 | 3144235.0165 | 8950992.9972 | 8950992.9972 | 8547679.308 | 4340407.0141 | 0 | 29576997.6467 | 51416076.966 | 74989.4209 | 3.5712 | 8282.0694 | 14397.3882 | 168.8412 | 293.5102
1 | 2400 | 707 | 0.035 | 15 | 15 | 7 | 1e-10 | 0 | CO2 | Porous | Wet | R245fa | MinimizeLCOE_Brownfield | IgnoreSilica | 119.1271 | 14.2664 | 0.94557 | 4 | 8066.2526 | 13840.2936 | 164.4415 | 282.1531 | 54.2984 | 4.825 | 3258989859.0065 | 2541905.1103 | 0 | 3403250.0285 | 0 | 0 | 0 | 0 | 2318610.5041 | 6032548.9193 | 4117338.5939 | 18413653.156 | 3144235.0165 | 8950992.9972 | 8950992.9972 | 8547679.308 | 4340407.0141 | 0 | 30508881.1696 | 52347960.4889 | 100000 | 3.7823 | 8066.2526 | 13840.2936 | 164.4415 | 282.1531
1 | 2400 | 707 | 0.035 | 15 | 15 | 7 | 1.3335e-10 | 0 | CO2 | Porous | Wet | R245fa | MinimizeLCOE_Brownfield | IgnoreSilica | 121.7756 | 14.505 | 0.9722 | 4 | 7915.2685 | 13531.1511 | 161.3635 | 275.8508 | 54.3982 | 4.8704 | 3275542075.5743 | 2586709.1794 | 0 | 3446286.5135 | 0 | 0 | 0 | 0 | 2352868.3202 | 6121680.7296 | 4178172.8859 | 18685717.6286 | 3144235.0165 | 8950992.9972 | 8950992.9972 | 8547679.308 | 4340407.0141 | 0 | 30780945.6422 | 52620024.9615 | 133352.1432 | 3.8888 | 7915.2685 | 13531.1511 | 161.3635 | 275.8508
1 | 2400 | 707 | 0.035 | 15 | 15 | 7 | 1.7783e-10 | 0 | CO2 | Porous | Wet | R245fa | MinimizeLCOE_Brownfield | IgnoreSilica | 123.8265 | 14.6878 | 0.99303 | 4 | 7801.8487 | 13299.9193 | 159.0512 | 271.1368 | 54.4766 | 4.9059 | 3285494884.8454 | 2621407.2346 | 0 | 3479084.1773 | 0 | 0 | 0 | 0 | 2379191.6506 | 6190168.6356 | 4224917.289 | 18894768.9871 | 3144235.0165 | 8950992.9972 | 8950992.9972 | 8547679.308 | 4340407.0141 | 0 | 30989997.0007 | 52829076.32 | 177827.941 | 3.9721 | 7801.8487 | 13299.9193 | 159.0512 | 271.1368
1 | 2400 | 707 | 0.035 | 15 | 15 | 7 | 2.3714e-10 | 0 | CO2 | Porous | Wet | R245fa | MinimizeLCOE_Brownfield | IgnoreSilica | 125.407 | 14.8278 | 1.0092 | 4 | 7716.69 | 13126.7871 | 157.3152 | 267.6073 | 54.5369 | 4.9333 | 3295787346.0196 | 2648113.2299 | 0 | 3504090.2894 | 0 | 0 | 0 | 0 | 2399359.3725 | 6242640.9111 | 4260730.6953 | 19054934.4982 | 3144235.0165 | 8950992.9972 | 8950992.9972 | 8547679.308 | 4340407.0141 | 0 | 31150162.5119 | 52989241.8311 | 237137.3706 | 4.0367 | 7716.69 | 13126.7871 | 157.3152 | 267.6073
1 | 2400 | 707 | 0.035 | 15 | 15 | 7 | 3.1623e-10 | 0 | CO2 | Porous | Wet | R245fa | MinimizeLCOE_Brownfield | IgnoreSilica | 126.625 | 14.9353 | 1.0216 | 4 | 7652.7728 | 12996.9764 | 156.0121 | 264.9609 | 54.5822 | 4.9542 | 3302084405.2985 | 2668608.5553 | 0 | 3523269.0741 | 0 | 0 | 0 | 0 | 2414832.2755 | 6282898.2305 | 4288207.143 | 19177815.2784 | 3144235.0165 | 8950992.9972 | 8950992.9972 | 8547679.308 | 4340407.0141 | 0 | 31273043.292 | 53112122.6113 | 316227.766 | 4.0865 | 7652.7728 | 12996.9764 | 156.0121 | 264.9609
1 | 2400 | 707 | 0.035 | 15 | 15 | 7 | 4.217e-10 | 0 | CO2 | Porous | Wet | R245fa | MinimizeLCOE_Brownfield | IgnoreSilica | 127.5413 | 15.0155 | 1.0311 | 4 | 7604.8107 | 12899.9225 | 155.0344 | 262.9824 | 54.6179 | 4.9703 | 3308314622.6469 | 2684108.4741 | 0 | 3537512.7284 | 0 | 0 | 0 | 0 | 2426432.269 | 6313079.0341 | 4308806.1616 | 19269938.6671 | 3144235.0165 | 8950992.9972 | 8950992.9972 | 8547679.308 | 4340407.0141 | 0 | 31365166.6808 | 53204246 | 421696.5034 | 4.1244 | 7604.8107 | 12899.9225 | 155.0344 | 262.9824
1 | 2400 | 707 | 0.035 | 15 | 15 | 7 | 5.6234e-10 | 0 | CO2 | Porous | Wet | R245fa | MinimizeLCOE_Brownfield | IgnoreSilica | 128.2575 | 15.0787 | 1.0384 | 4 | 7568.8273 | 12826.8428 | 154.3008 | 261.4925 | 54.6428 | 4.9821 | 3310364098.9349 | 2696045.3908 | 0 | 3548767.5731 | 0 | 0 | 0 | 0 | 2435477.0559 | 6336611.7145 | 4324867.6995 | 19341769.4339 | 3144235.0165 | 8950992.9972 | 8950992.9972 | 8547679.308 | 4340407.0141 | 0 | 31436997.4476 | 53276076.7668 | 562341.3252 | 4.1535 | 7568.8273 | 12826.8428 | 154.3008 | 261.4925
1 | 2400 | 707 | 0.035 | 15 | 15 | 7 | 7.4989e-10 | 0 | CO2 | Porous | Wet | R245fa | MinimizeLCOE_Brownfield | IgnoreSilica | 128.7787 | 15.1239 | 1.0438 | 4 | 7541.8342 | 12772.4177 | 153.7505 | 260.383 | 54.6638 | 4.9915 | 3314520835.3428 | 2704893.7028 | 0 | 3556763.0756 | 0 | 0 | 0 | 0 | 2442046.1436 | 6353703.133 | 4336532.9438 | 19393938.9988 | 3144235.0165 | 8950992.9972 | 8950992.9972 | 8547679.308 | 4340407.0141 | 0 | 31489167.0124 | 53328246.3317 | 749894.2093 | 4.1753 | 7541.8342 | 12772.4177 | 153.7505 | 260.383
1 | 2400 | 707 | 0.035 | 15 | 15 | 7 | 1e-09 | 0 | CO2 | Porous | Wet | R245fa | MinimizeLCOE_Brownfield | IgnoreSilica | 129.1855 | 15.1596 | 1.048 | 4 | 7521.5872 | 12731.4027 | 153.3377 | 259.5469 | 54.6782 | 4.9983 | 3315976538.8498 | 2711686.1457 | 0 | 3563095.8135 | 0 | 0 | 0 | 0 | 2447164.9641 | 6367021.254 | 4345622.8351 | 19434591.0124 | 3144235.0165 | 8950992.9972 | 8950992.9972 | 8547679.308 | 4340407.0141 | 0 | 31529819.026 | 53368898.3453 | 1000000 | 4.1919 | 7521.5872 | 12731.4027 | 153.3377 | 259.5469
1 | 2400 | 707 | 0.035 | 15 | 15 | 7 | 1.3335e-09 | 0 | CO2 | Porous | Wet | R245fa | MinimizeLCOE_Brownfield | IgnoreSilica | 129.4903 | 15.1863 | 1.0511 | 4 | 7506.4012 | 12700.6841 | 153.0281 | 258.9206 | 54.6893 | 5.0034 | 3316698949.8042 | 2716789.6234 | 0 | 3567819.1707 | 0 | 0 | 0 | 0 | 2450997.4297 | 6376992.5433 | 4352428.4449 | 19465027.212 | 3144235.0165 | 8950992.9972 | 8950992.9972 | 8547679.308 | 4340407.0141 | 0 | 31560255.2257 | 53399334.5449 | 1333521.4322 | 4.2044 | 7506.4012 | 12700.6841 | 153.0281 | 258.9206
1 | 2400 | 707 | 0.035 | 15 | 15 | 7 | 1.7783e-09 | 0 | CO2 | Porous | Wet | R245fa | MinimizeLCOE_Brownfield | IgnoreSilica | 129.7191 | 15.2062 | 1.0535 | 4 | 7495.0118 | 12677.6663 | 152.796 | 258.4514 | 54.6977 | 5.0073 | 3318356454.8639 | 2720624.1397 | 0 | 3571351.8512 | 0 | 0 | 0 | 0 | 2453870.6364 | 6384468.038 | 4357530.6236 | 19487845.2889 | 3144235.0165 | 8950992.9972 | 8950992.9972 | 8547679.308 | 4340407.0141 | 0 | 31583073.3025 | 53422152.6218 | 1778279.41 | 4.2139 | 7495.0118 | 12677.6663 | 152.796 | 258.4514
1 | 2400 | 707 | 0.035 | 15 | 15 | 7 | 2.3714e-09 | 0 | CO2 | Porous | Wet | R245fa | MinimizeLCOE_Brownfield | IgnoreSilica | 129.8776 | 15.2196 | 1.0552 | 4 | 7486.47 | 12660.6283 | 152.6218 | 258.104 | 54.7054 | 5.0106 | 3320860594.1271 | 2723391.1939 | 0 | 3573688.6842 | 0 | 0 | 0 | 0 | 2455861.1525 | 6389646.9523 | 4361065.3391 | 19503653.322 | 3144235.0165 | 8950992.9972 | 8950992.9972 | 8547679.308 | 4340407.0141 | 0 | 31598881.3356 | 53437960.6549 | 2371373.7057 | 4.2208 | 7486.47 | 12660.6283 | 152.6218 | 258.104
1 | 2400 | 707 | 0.035 | 15 | 15 | 7 | 3.1623e-09 | 0 | CO2 | Porous | Wet | R245fa | MinimizeLCOE_Brownfield | IgnoreSilica | 130.0091 | 15.2311 | 1.0565 | 4 | 7480.0641 | 12647.652 | 152.4912 | 257.8395 | 54.7099 | 5.0127 | 3321184015.5622 | 2725577.0057 | 0 | 3575733.7326 | 0 | 0 | 0 | 0 | 2457511.1879 | 6393940.0061 | 4363995.4365 | 19516757.3688 | 3144235.0165 | 8950992.9972 | 8950992.9972 | 8547679.308 | 4340407.0141 | 0 | 31611985.3825 | 53451064.7017 | 3162277.6602 | 4.2262 | 7480.0641 | 12647.652 | 152.4912 | 257.8395
1 | 2400 | 707 | 0.035 | 15 | 15 | 7 | 4.217e-09 | 0 | CO2 | Porous | Wet | R245fa | MinimizeLCOE_Brownfield | IgnoreSilica | 130.1166 | 15.2408 | 1.0576 | 4 | 7475.2601 | 12637.782 | 152.3933 | 257.6383 | 54.7124 | 5.0141 | 3322202183.9274 | 2727293.1322 | 0 | 3577471.781 | 0 | 0 | 0 | 0 | 2458858.3162 | 6397444.9575 | 4366387.6378 | 19527455.8247 | 3144235.0165 | 8950992.9972 | 8950992.9972 | 8547679.308 | 4340407.0141 | 0 | 31622683.8384 | 53461763.1577 | 4216965.0343 | 4.2303 | 7475.2601 | 12637.782 | 152.3933 | 257.6383
1 | 2400 | 707 | 0.035 | 15 | 15 | 7 | 5.6234e-09 | 0 | CO2 | Porous | Wet | R245fa | MinimizeLCOE_Brownfield | IgnoreSilica | 130.1749 | 15.2454 | 1.0583 | 4 | 7471.6574 | 12630.7428 | 152.3198 | 257.4948 | 54.7165 | 5.0157 | 3322509470.4063 | 2728389.4089 | 0 | 3578252.691 | 0 | 0 | 0 | 0 | 2459590.419 | 6399349.7388 | 4367687.6902 | 19533269.948 | 3144235.0165 | 8950992.9972 | 8950992.9972 | 8547679.308 | 4340407.0141 | 0 | 31628497.9616 | 53467577.2809 | 5623413.2519 | 4.2331 | 7471.6574 | 12630.7428 | 152.3198 | 257.4948
1 | 2400 | 707 | 0.035 | 15 | 15 | 7 | 7.4989e-09 | 0 | CO2 | Porous | Wet | R245fa | MinimizeLCOE_Brownfield | IgnoreSilica | 130.2332 | 15.2506 | 1.0589 | 4 | 7468.9557 | 12625.2286 | 152.2648 | 257.3824 | 54.7182 | 5.0165 | 3322308369.9459 | 2729337.5022 | 0 | 3579179.9009 | 0 | 0 | 0 | 0 | 2460321.7872 | 6401252.6089 | 4368986.4382 | 19539078.2374 | 3144235.0165 | 8950992.9972 | 8950992.9972 | 8547679.308 | 4340407.0141 | 0 | 31634306.2511 | 53473385.5704 | 7498942.0933 | 4.2354 | 7468.9557 | 12625.2286 | 152.2648 | 257.3824
1 | 2400 | 707 | 0.035 | 15 | 15 | 7 | 1e-08 | 0 | CO2 | Porous | Wet | R245fa | MinimizeLCOE_Brownfield | IgnoreSilica | 130.2797 | 15.2548 | 1.0593 | 4 | 7466.9297 | 12621.0502 | 152.2235 | 257.2972 | 54.7191 | 5.0171 | 3321235649.3588 | 2730072.1521 | 0 | 3579938.7582 | 0 | 0 | 0 | 0 | 2460904.255 | 6402768.0706 | 4370020.7719 | 19543704.0079 | 3144235.0165 | 8950992.9972 | 8950992.9972 | 8547679.308 | 4340407.0141 | 0 | 31638932.0215 | 53478011.3408 | 10000000 | 4.2372 | 7466.9297 | 12621.0502 | 152.2235 | 257.2972
1 | 2500 | 707 | 0.035 | 15 | 15 | 7 | 1e-13 | 0 | CO2 | Porous | Wet | R245fa | MinimizeLCOE_Brownfield | IgnoreSilica | 0.58332 | 0.0083159 | 0.00078328 | 4 | 4095614.5051 | 11318484.3274 | 83494.6414 | 230742.6124 | 43.3306 | 4.5937 | 175044352.4653 | 43393.1461 | 0 | 26615.5644 | 0 | 0 | 0 | 34148.1145 | 40621.1618 | 105687.9304 | 72134.1842 | 322600.1016 | 3144235.0165 | 9365192.5909 | 9365192.5909 | 8785769.2746 | 4479113.6905 | 0 | 12832027.7089 | 35462103.2648 | 100 | 0.0031331 | 4095614.5051 | 11318484.3274 | 83494.6414 | 230742.6124
1 | 2500 | 707 | 0.035 | 15 | 15 | 7 | 1.3335e-13 | 0 | CO2 | Porous | Wet | R245fa | MinimizeLCOE_Brownfield | IgnoreSilica | 0.82225 | 0.030604 | 0.0017313 | 4 | 1872506.0285 | 5140239.181 | 38173.5681 | 104790.7284 | 46.8808 | 4.9441 | 51664381.0157 | 61782.2235 | 0 | 41922.8889 | 0 | 0 | 0 | 44252.7821 | 57703.5788 | 150132.8755 | 102468.7725 | 458263.1213 | 3144235.0165 | 9365192.5909 | 9365192.5909 | 8785769.2746 | 4479113.6905 | 0 | 12967690.7286 | 35597766.2845 | 133.3521 | 0.0069253 | 1872506.0285 | 5140239.181 | 38173.5681 | 104790.7284
1 | 2500 | 707 | 0.035 | 15 | 15 | 7 | 1.7783e-13 | 0 | CO2 | Porous | Wet | R245fa | MinimizeLCOE_Brownfield | IgnoreSilica | 1.139 | 0.06333 | 0.0032004 | 4 | 1026144.153 | 2793884.2989 | 20919.3365 | 56957.1104 | 49.7843 | 5.2139 | 130703198.0644 | 84605.5646 | 0 | 61367.247 | 0 | 0 | 0 | 56451.6789 | 78945.5513 | 205400.1306 | 140189.8097 | 626959.9821 | 3144235.0165 | 9365192.5909 | 9365192.5909 | 8785769.2746 | 4479113.6905 | 0 | 13136387.5894 | 35766463.1453 | 177.8279 | 0.012802 | 1026144.153 | 2793884.2989 | 20919.3365 | 56957.1104
1 | 2500 | 707 | 0.035 | 15 | 15 | 7 | 2.3714e-13 | 0 | CO2 | Porous | Wet | R245fa | MinimizeLCOE_Brownfield | IgnoreSilica | 1.5559 | 0.1091 | 0.0053391 | 4 | 624745.9744 | 1684387.9579 | 12736.2917 | 34338.5268 | 52.1446 | 5.4179 | 111680612.6517 | 112331.2355 | 0 | 85615.1128 | 0 | 0 | 0 | 70956.551 | 104872.1307 | 272855.7719 | 186229.671 | 832860.4729 | 3144235.0165 | 9365192.5909 | 9365192.5909 | 8785769.2746 | 4479113.6905 | 0 | 13342288.0803 | 35972363.6362 | 237.1374 | 0.021356 | 624745.9744 | 1684387.9579 | 12736.2917 | 34338.5268
1 | 2500 | 707 | 0.035 | 15 | 15 | 7 | 3.1623e-13 | 0 | CO2 | Porous | Wet | R245fa | MinimizeLCOE_Brownfield | IgnoreSilica | 2.0773 | 0.16894 | 0.0083374 | 4 | 407116.4687 | 1085684.0306 | 8299.6199 | 22133.1375 | 53.977 | 5.5658 | 283038830.9052 | 144184.8212 | 0 | 114241.5025 | 0 | 0 | 0 | 86335.5812 | 134457.1429 | 349829.9048 | 238766.0983 | 1067815.0509 | 3144235.0165 | 9365192.5909 | 9365192.5909 | 8785769.2746 | 4479113.6905 | 0 | 13577242.6583 | 36207318.2142 | 316.2278 | 0.03335 | 407116.4687 | 1085684.0306 | 8299.6199 | 22133.1375
1 | 2500 | 707 | 0.035 | 15 | 15 | 7 | 4.217e-13 | 0 | CO2 | Porous | Wet | R245fa | MinimizeLCOE_Brownfield | IgnoreSilica | 2.7398 | 0.24691 | 0.012451 | 4 | 278116.2878 | 732509.4145 | 5669.7767 | 14933.1952 | 55.433 | 5.6766 | 105595491.1825 | 181377.1961 | 0 | 148585.3438 | 0 | 0 | 0 | 103181.8049 | 168926.2944 | 439511.5666 | 299975.6753 | 1341557.881 | 3144235.0165 | 9365192.5909 | 9365192.5909 | 8785769.2746 | 4479113.6905 | 0 | 13850985.4884 | 36481061.0443 | 421.6965 | 0.049803 | 278116.2878 | 732509.4145 | 5669.7767 | 14933.1952
1 | 2500 | 707 | 0.035 | 15 | 15 | 7 | 5.6234e-13 | 0 | CO2 | Porous | Wet | R245fa | MinimizeLCOE_Brownfield | IgnoreSilica | 3.5829 | 0.34767 | 0.01801 | 4 | 196711.4068 | 510843.9215 | 4010.2281 | 10414.2443 | 56.5914 | 5.7605 | 16849030.2542 | 224912.0328 | 0 | 189881.3907 | 0 | 0 | 0 | 121695.694 | 209230.7559 | 544375.5076 | 371547.4697 | 1661642.8508 | 3144235.0165 | 9365192.5909 | 9365192.5909 | 8785769.2746 | 4479113.6905 | 0 | 14171070.4582 | 36801146.0141 | 562.3413 | 0.07204 | 196711.4068 | 510843.9215 | 4010.2281 | 10414.2443
1 | 2500 | 707 | 0.035 | 15 | 15 | 7 | 7.4989e-13 | 0 | CO2 | Porous | Wet | R245fa | MinimizeLCOE_Brownfield | IgnoreSilica | 4.6961 | 0.48146 | 0.025486 | 4 | 142864.1589 | 364852.6309 | 2912.4791 | 7438.0144 | 57.5383 | 5.8262 | 32610603.0421 | 277786.9942 | 0 | 241407.0695 | 0 | 0 | 0 | 144139.4273 | 258700.0615 | 673084.4934 | 459393.9972 | 2054512.0431 | 3144235.0165 | 9365192.5909 | 9365192.5909 | 8785769.2746 | 4479113.6905 | 0 | 14563939.6505 | 37194015.2064 | 749.8942 | 0.10194 | 142864.1589 | 364852.6309 | 2912.4791 | 7438.0144
1 | 2500 | 707 | 0.035 | 15 | 15 | 7 | 1e-12 | 0 | CO2 | Porous | Wet | R245fa | MinimizeLCOE_Brownfield | IgnoreSilica | 6.177 | 0.65997 | 0.035505 | 4 | 105975.3631 | 265321.7222 | 2160.4511 | 5408.9422 | 58.3035 | 5.8772 | 179160880.3044 | 342431.9117 | 0 | 306144.2976 | 0 | 0 | 0 | 171827.2913 | 319957.3652 | 832463.4321 | 568173.3978 | 2540997.6957 | 3144235.0165 | 9365192.5909 | 9365192.5909 | 8785769.2746 | 4479113.6905 | 0 | 15050425.3031 | 37680500.859 | 1000 | 0.14202 | 105975.3631 | 265321.7222 | 2160.4511 | 5408.9422
1 | 2500 | 707 | 0.035 | 15 | 15 | 7 | 1.3335e-12 | 0 | CO2 | Porous | Wet | R245fa | MinimizeLCOE_Brownfield | IgnoreSilica | 8.1527 | 0.89852 | 0.048897 | 4 | 80037.7085 | 195739.5544 | 1631.6769 | 3990.4156 | 58.9109 | 5.9159 | 477394508.309 | 421634.4824 | 0 | 387675.871 | 0 | 0 | 0 | 206142.263 | 396026.5204 | 1030379.7698 | 703255.3651 | 3145114.2715 | 3144235.0165 | 9365192.5909 | 9365192.5909 | 8785769.2746 | 4479113.6905 | 0 | 15654541.8789 | 38284617.4348 | 1333.5214 | 0.19559 | 80037.7085 | 195739.5544 | 1631.6769 | 3990.4156
1 | 2500 | 707 | 0.035 | 15 | 15 | 7 | 1.7783e-12 | 0 | CO2 | Porous | Wet | R245fa | MinimizeLCOE_Brownfield | IgnoreSilica | 10.6378 | 1.2001 | 0.066553 | 4 | 61422.7525 | 146430.4496 | 1252.1859 | 2985.1828 | 59.3625 | 5.9431 | 1427527181.1306 | 513297.646 | 0 | 484612.7074 | 0 | 0 | 0 | 242559.874 | 483783.3886 | 1258705.1396 | 859092.1216 | 3842050.8772 | 3144235.0165 | 9365192.5909 | 9365192.5909 | 8785769.2746 | 4479113.6905 | 0 | 16351478.4845 | 38981554.0404 | 1778.2794 | 0.26621 | 61422.7525 | 146430.4496 | 1252.1859 | 2985.1828
1 | 2500 | 707 | 0.035 | 15 | 15 | 7 | 2.3714e-12 | 0 | CO2 | Porous | Wet | R245fa | MinimizeLCOE_Brownfield | IgnoreSilica | 13.7681 | 1.5814 | 0.089698 | 4 | 47828.3085 | 110901.565 | 975.0448 | 2260.8784 | 59.6972 | 5.9612 | 1686452532.0106 | 619872.4681 | 0 | 600307.5951 | 0 | 0 | 0 | 281443.1036 | 585633.035 | 1523697.0273 | 1039954.53 | 4650907.759 | 3144235.0165 | 9365192.5909 | 9365192.5909 | 8785769.2746 | 4479113.6905 | 0 | 17160335.3663 | 39790410.9222 | 2371.3737 | 0.35879 | 47828.3085 | 110901.565 | 975.0448 | 2260.8784
1 | 2500 | 707 | 0.035 | 15 | 15 | 7 | 3.1623e-12 | 0 | CO2 | Porous | Wet | R245fa | MinimizeLCOE_Brownfield | IgnoreSilica | 17.7071 | 2.0624 | 0.11983 | 4 | 37763.745 | 84975.9915 | 769.865 | 1732.3505 | 59.9387 | 5.9713 | 1993788391.937 | 743914.7112 | 0 | 738501.5554 | 0 | 0 | 0 | 322967.6447 | 704099.7254 | 1831923.0547 | 1250325.1271 | 5591731.8184 | 3144235.0165 | 9365192.5909 | 9365192.5909 | 8785769.2746 | 4479113.6905 | 0 | 18101159.4257 | 40731234.9816 | 3162.2777 | 0.47933 | 37763.745 | 84975.9915 | 769.865 | 1732.3505
1 | 2500 | 707 | 0.035 | 15 | 15 | 7 | 4.217e-12 | 0 | CO2 | Porous | Wet | R245fa | MinimizeLCOE_Brownfield | IgnoreSilica | 22.6452 | 2.6668 | 0.15873 | 4 | 30230.6997 | 65873.4984 | 616.2937 | 1342.9204 | 60.0998 | 5.9732 | 2306271436.6712 | 887929.4335 | 0 | 903227.7166 | 0 | 0 | 0 | 367024.5327 | 841690.8563 | 2189906.9535 | 1494656.4939 | 6684435.9865 | 3144235.0165 | 9365192.5909 | 9365192.5909 | 8785769.2746 | 4479113.6905 | 0 | 19193863.5938 | 41823939.1497 | 4216.965 | 0.63491 | 30230.6997 | 65873.4984 | 616.2937 | 1342.9204
1 | 2500 | 707 | 0.035 | 15 | 15 | 7 | 5.6234e-12 | 0 | CO2 | Porous | Wet | R245fa | MinimizeLCOE_Brownfield | IgnoreSilica | 28.6861 | 3.4085 | 0.20807 | 4 | 24544.1865 | 51734.0481 | 500.3664 | 1054.6685 | 60.1835 | 5.9656 | 2642918497.4545 | 1051253.6756 | 0 | 1095210.7953 | 0 | 0 | 0 | 410206.0833 | 997101.5162 | 2594253.6114 | 1770631.3964 | 7918657.0782 | 3144235.0165 | 9365192.5909 | 9365192.5909 | 8785769.2746 | 4479113.6905 | 0 | 20428084.6855 | 43058160.2414 | 5623.4133 | 0.8323 | 24544.1865 | 51734.0481 | 500.3664 | 1054.6685
1 | 2500 | 707 | 0.035 | 15 | 15 | 7 | 7.4989e-12 | 0 | CO2 | Porous | Wet | R245fa | MinimizeLCOE_Brownfield | IgnoreSilica | 35.9166 | 4.2994 | 0.26935 | 4 | 20225.3048 | 41230.0089 | 412.3202 | 840.5295 | 60.1893 | 5.9466 | 2980119227.9528 | 1232644.5967 | 0 | 1314703.9259 | 0 | 0 | 0 | 449157.0709 | 1168637.1815 | 3040554.2258 | 2075240.7362 | 9280937.7371 | 3144235.0165 | 9365192.5909 | 9365192.5909 | 8785769.2746 | 4479113.6905 | 0 | 21790365.3444 | 44420440.9003 | 7498.9421 | 1.0774 | 20225.3048 | 41230.0089 | 412.3202 | 840.5295
1 | 2500 | 707 | 0.035 | 15 | 15 | 7 | 1e-11 | 0 | CO2 | Porous | Wet | R245fa | MinimizeLCOE_Brownfield | IgnoreSilica | 44.248 | 5.3303 | 0.34297 | 4 | 16933.7111 | 33429.5576 | 345.2166 | 681.5067 | 60.1134 | 5.9142 | 3319334187.4896 | 1426744.9447 | 0 | 1557107.2441 | 0 | 0 | 0 | 477711.0194 | 1350009.6512 | 3512448.1874 | 2397318.0615 | 10721339.1083 | 3144235.0165 | 9365192.5909 | 9365192.5909 | 8785769.2746 | 4479113.6905 | 0 | 23230766.7156 | 45860842.2715 | 10000 | 1.3719 | 16933.7111 | 33429.5576 | 345.2166 | 681.5067
1 | 2500 | 707 | 0.035 | 15 | 15 | 7 | 1.3335e-11 | 0 | CO2 | Porous | Wet | R245fa | MinimizeLCOE_Brownfield | IgnoreSilica | 52.146 | 6.3215 | 0.4231 | 4 | 14420.5637 | 27792.118 | 293.9827 | 566.5799 | 59.9734 | 5.872 | 3641666906.1006 | 1598405.3065 | 0 | 1779030.4376 | 0 | 0 | 0 | 463384.9955 | 1497920.0884 | 3897280.8045 | 2659974.2302 | 11895995.8626 | 3144235.0165 | 9365192.5909 | 9365192.5909 | 8785769.2746 | 4479113.6905 | 0 | 24405423.47 | 47035499.0259 | 13335.2143 | 1.6924 | 14420.5637 | 27792.118 | 293.9827 | 566.5799
1 | 2500 | 707 | 0.035 | 15 | 15 | 7 | 1.7783e-11 | 0 | CO2 | Porous | Wet | R245fa | MinimizeLCOE_Brownfield | IgnoreSilica | 62.9593 | 7.6657 | 0.52037 | 4 | 12505.3797 | 23377.4922 | 254.9391 | 476.5818 | 59.7052 | 5.8032 | 3936517021.3937 | 1817154.5758 | 0 | 2072504.3263 | 0 | 0 | 0 | 475582.5448 | 1702444.1643 | 4429410.4962 | 3023163.6789 | 13520259.7863 | 3144235.0165 | 9365192.5909 | 9365192.5909 | 8785769.2746 | 4479113.6905 | 0 | 26029687.3937 | 48659762.9496 | 17782.7941 | 2.0815 | 12505.3797 | 23377.4922 | 254.9391 | 476.5818
1 | 2500 | 707 | 0.035 | 15 | 15 | 7 | 2.3714e-11 | 0 | CO2 | Porous | Wet | R245fa | MinimizeLCOE_Brownfield | IgnoreSilica | 71.6 | 8.7572 | 0.61239 | 4 | 11054.6436 | 20293.0512 | 225.3639 | 413.7013 | 59.423 | 5.7365 | 3398256860.0862 | 1979492.4021 | 0 | 2300072.4335 | 0 | 0 | 0 | 424484.9915 | 1834579.4326 | 4773199.3596 | 3257806.6423 | 14569635.2616 | 3144235.0165 | 9365192.5909 | 9365192.5909 | 8785769.2746 | 4479113.6905 | 0 | 27079062.8689 | 49709138.4248 | 23713.7371 | 2.4496 | 11054.6436 | 20293.0512 | 225.3639 | 413.7013
1 | 2500 | 707 | 0.035 | 15 | 15 | 7 | 3.1623e-11 | 0 | CO2 | Porous | Wet | R245fa | MinimizeLCOE_Brownfield | IgnoreSilica | 79.164 | 9.7208 | 0.69926 | 4 | 9953.8879 | 18044.6363 | 202.9235 | 367.8643 | 59.1248 | 5.6691 | 4439806578.7288 | 2112934.166 | 0 | 2494999.3701 | 0 | 0 | 0 | 342228.6081 | 1930563.2363 | 5022929.5278 | 3428252.6136 | 15331907.5219 | 3144235.0165 | 9365192.5909 | 9365192.5909 | 8785769.2746 | 4479113.6905 | 0 | 27841335.1292 | 50471410.6851 | 31622.7766 | 2.797 | 9953.8879 | 18044.6363 | 202.9235 | 367.8643
1 | 2500 | 707 | 0.035 | 15 | 15 | 7 | 4.217e-11 | 0 | CO2 | Porous | Wet | R245fa | MinimizeLCOE_Brownfield | IgnoreSilica | 87.1586 | 10.7309 | 0.78465 | 4 | 9119.2047 | 16329.4953 | 185.9073 | 332.8988 | 58.7662 | 5.5917 | 4682916167.1778 | 2245793.6623 | 0 | 2696701.1372 | 0 | 0 | 0 | 259510.0382 | 2028781.8867 | 5278474.3088 | 3602667.1776 | 16111928.2108 | 3144235.0165 | 9365192.5909 | 9365192.5909 | 8785769.2746 | 4479113.6905 | 0 | 28621355.8182 | 51251431.3741 | 42169.6503 | 3.1386 | 9119.2047 | 16329.4953 | 185.9073 | 332.8988
1 | 2500 | 707 | 0.035 | 15 | 15 | 7 | 5.6234e-11 | 0 | CO2 | Porous | Wet | R245fa | MinimizeLCOE_Brownfield | IgnoreSilica | 91.6 | 11.3116 | 0.84838 | 4 | 8461.3647 | 15130.0093 | 172.4964 | 308.4457 | 58.5345 | 5.5419 | 5226661517.2458 | 2315427.6986 | 0 | 2807532.9458 | 0 | 0 | 0 | 108852.4435 | 2040407.1043 | 5308720.7404 | 3623310.9886 | 16204251.9214 | 3144235.0165 | 9365192.5909 | 9365192.5909 | 8785769.2746 | 4479113.6905 | 0 | 28713679.5287 | 51343755.0846 | 56234.1325 | 3.3935 | 8461.3647 | 15130.0093 | 172.4964 | 308.4457
1 | 2500 | 707 | 0.035 | 15 | 15 | 7 | 7.4989e-11 | 0 | CO2 | Porous | Wet | R245fa | MinimizeLCOE_Brownfield | IgnoreSilica | 101.3244 | 12.5206 | 0.93127 | 4 | 7935.4696 | 14010.4979 | 161.7753 | 285.6229 | 57.9808 | 5.4267 | 12732027230.6524 | 2459067.1466 | 0 | 3046124.2202 | 0 | 0 | 0 | 0 | 2147024.6331 | 5586117.6799 | 3812640.0998 | 17050973.7796 | 3144235.0165 | 9365192.5909 | 9365192.5909 | 8785769.2746 | 4479113.6905 | 0 | 29560401.3869 | 52190476.9428 | 74989.4209 | 3.7251 | 7935.4696 | 14010.4979 | 161.7753 | 285.6229
1 | 2500 | 707 | 0.035 | 15 | 15 | 7 | 1e-10 | 0 | CO2 | Porous | Wet | R245fa | MinimizeLCOE_Brownfield | IgnoreSilica | 114.7085 | 14.1555 | 1.0175 | 4 | 7641.7022 | 13201.9952 | 155.7864 | 269.1405 | 57.0886 | 5.2468 | 15326363761.1711 | 2635678.6915 | 0 | 3367015.131 | 0 | 0 | 0 | 0 | 2341050.5907 | 6090933.4216 | 4157187.2164 | 18591865.0512 | 3144235.0165 | 9365192.5909 | 9365192.5909 | 8785769.2746 | 4479113.6905 | 0 | 31101292.6585 | 53731368.2144 | 100000 | 4.0699 | 7641.7022 | 13201.9952 | 155.7864 | 269.1405
1 | 2500 | 707 | 0.035 | 15 | 15 | 7 | 1.3335e-10 | 0 | CO2 | Porous | Wet | R245fa | MinimizeLCOE_Brownfield | IgnoreSilica | 123.9922 | 15.2627 | 1.0722 | 4 | 7487.063 | 12763.6845 | 152.6339 | 260.205 | 56.4537 | 5.1292 | 3544546285.8658 | 2747735.6557 | 0 | 3580665.9536 | 0 | 0 | 0 | 0 | 2468076.6276 | 6421429.1129 | 4382757.3168 | 19600664.6666 | 3144235.0165 | 9365192.5909 | 9365192.5909 | 8785769.2746 | 4479113.6905 | 0 | 32110092.274 | 54740167.8299 | 133352.1432 | 4.2887 | 7487.063 | 12763.6845 | 152.6339 | 260.205
1 | 2500 | 707 | 0.035 | 15 | 15 | 7 | 1.7783e-10 | 0 | CO2 | Porous | Wet | R245fa | MinimizeLCOE_Brownfield | IgnoreSilica | 125.9944 | 15.4482 | 1.094 | 4 | 7385.7289 | 12556.93 | 150.5681 | 255.99 | 56.5287 | 5.1655 | 3555378699.1599 | 2783062.0013 | 0 | 3613510.4493 | 0 | 0 | 0 | 0 | 2494663.2558 | 6490602.0657 | 4429969.2784 | 19811807.0505 | 3144235.0165 | 9365192.5909 | 9365192.5909 | 8785769.2746 | 4479113.6905 | 0 | 32321234.6579 | 54951310.2138 | 177827.941 | 4.3762 | 7385.7289 | 12556.93 | 150.5681 | 255.99
1 | 2500 | 707 | 0.035 | 15 | 15 | 7 | 2.3714e-10 | 0 | CO2 | Porous | Wet | R245fa | MinimizeLCOE_Brownfield | IgnoreSilica | 127.5265 | 15.5889 | 1.1109 | 4 | 7309.6454 | 12402.2571 | 149.017 | 252.8368 | 56.5874 | 5.1936 | 3564877688.4929 | 2810137.9842 | 0 | 3638315.7429 | 0 | 0 | 0 | 0 | 2514896.9536 | 6543245.9969 | 4465899.8431 | 19972496.5207 | 3144235.0165 | 9365192.5909 | 9365192.5909 | 8785769.2746 | 4479113.6905 | 0 | 32481924.128 | 55111999.6839 | 237137.3706 | 4.4437 | 7309.6454 | 12402.2571 | 149.017 | 252.8368
1 | 2500 | 707 | 0.035 | 15 | 15 | 7 | 3.1623e-10 | 0 | CO2 | Porous | Wet | R245fa | MinimizeLCOE_Brownfield | IgnoreSilica | 128.701 | 15.6964 | 1.1239 | 4 | 7252.5401 | 12286.3567 | 147.8528 | 250.474 | 56.6319 | 5.2151 | 3571099676.5391 | 2830851.6914 | 0 | 3657206.8976 | 0 | 0 | 0 | 0 | 2530342.8497 | 6583433.0503 | 4493328.3328 | 20095162.8219 | 3144235.0165 | 9365192.5909 | 9365192.5909 | 8785769.2746 | 4479113.6905 | 0 | 32604590.4292 | 55234665.9851 | 316227.766 | 4.4956 | 7252.5401 | 12286.3567 | 147.8528 | 250.474
1 | 2500 | 707 | 0.035 | 15 | 15 | 7 | 4.217e-10 | 0 | CO2 | Porous | Wet | R245fa | MinimizeLCOE_Brownfield | IgnoreSilica | 129.5876 | 15.777 | 1.1338 | 4 | 7209.6895 | 12199.6359 | 146.9793 | 248.7061 | 56.6666 | 5.2317 | 3577913698.3646 | 2846541.3056 | 0 | 3671323.585 | 0 | 0 | 0 | 0 | 2541967.3073 | 6613677.5045 | 4513970.7943 | 20187480.4967 | 3144235.0165 | 9365192.5909 | 9365192.5909 | 8785769.2746 | 4479113.6905 | 0 | 32696908.104 | 55326983.6599 | 421696.5034 | 4.5351 | 7209.6895 | 12199.6359 | 146.9793 | 248.7061
1 | 2500 | 707 | 0.035 | 15 | 15 | 7 | 5.6234e-10 | 0 | CO2 | Porous | Wet | R245fa | MinimizeLCOE_Brownfield | IgnoreSilica | 130.2649 | 15.8386 | 1.1413 | 4 | 7177.541 | 12134.5707 | 146.3239 | 247.3796 | 56.6924 | 5.2441 | 3581908101.0853 | 2858478.1702 | 0 | 3682102.0891 | 0 | 0 | 0 | 0 | 2550826.3011 | 6636726.7891 | 4529702.4046 | 20257835.7541 | 3144235.0165 | 9365192.5909 | 9365192.5909 | 8785769.2746 | 4479113.6905 | 0 | 32767263.3614 | 55397338.9173 | 562341.3252 | 4.5652 | 7177.541 | 12134.5707 | 146.3239 | 247.3796
1 | 2500 | 707 | 0.035 | 15 | 15 | 7 | 7.4989e-10 | 0 | CO2 | Porous | Wet | R245fa | MinimizeLCOE_Brownfield | IgnoreSilica | 130.7861 | 15.8861 | 1.147 | 4 | 7153.4247 | 12085.6657 | 145.8322 | 246.3826 | 56.7109 | 5.2533 | 3583700452.6806 | 2867582.4228 | 0 | 3690443.2642 | 0 | 0 | 0 | 0 | 2557630.0179 | 6654428.6646 | 4541784.2984 | 20311868.6679 | 3144235.0165 | 9365192.5909 | 9365192.5909 | 8785769.2746 | 4479113.6905 | 0 | 32821296.2752 | 55451371.8311 | 749894.2093 | 4.5882 | 7153.4247 | 12085.6657 | 145.8322 | 246.3826
1 | 2500 | 707 | 0.035 | 15 | 15 | 7 | 1e-09 | 0 | CO2 | Porous | Wet | R245fa | MinimizeLCOE_Brownfield | IgnoreSilica | 131.1734 | 15.9212 | 1.1514 | 4 | 7135.3355 | 12049.1007 | 145.4635 | 245.6372 | 56.7255 | 5.2604 | 3585869770.8687 | 2874396.846 | 0 | 3696575.4985 | 0 | 0 | 0 | 0 | 2562679.2144 | 6667565.638 | 4550750.5527 | 20351967.7496 | 3144235.0165 | 9365192.5909 | 9365192.5909 | 8785769.2746 | 4479113.6905 | 0 | 32861395.357 | 55491470.9128 | 1000000 | 4.6054 | 7135.3355 | 12049.1007 | 145.4635 | 245.6372
1 | 2500 | 707 | 0.035 | 15 | 15 | 7 | 1.3335e-09 | 0 | CO2 | Porous | Wet | R245fa | MinimizeLCOE_Brownfield | IgnoreSilica | 131.4707 | 15.9483 | 1.1546 | 4 | 7121.7679 | 12021.6059 | 145.1869 | 245.0767 | 56.7359 | 5.2656 | 3586761781.6136 | 2879579.0475 | 0 | 3701318.8326 | 0 | 0 | 0 | 0 | 2566550.1732 | 6677637.0789 | 4557624.5181 | 20382709.6504 | 3144235.0165 | 9365192.5909 | 9365192.5909 | 8785769.2746 | 4479113.6905 | 0 | 32892137.2577 | 55522212.8136 | 1333521.4322 | 4.6185 | 7121.7679 | 12021.6059 | 145.1869 | 245.0767
1 | 2500 | 707 | 0.035 | 15 | 15 | 7 | 1.7783e-09 | 0 | CO2 | Porous | Wet | R245fa | MinimizeLCOE_Brownfield | IgnoreSilica | 131.683 | 15.9673 | 1.1571 | 4 | 7111.5922 | 12001.167 | 144.9794 | 244.66 | 56.745 | 5.2698 | 3588356433.4255 | 2883376.1204 | 0 | 3704607.277 | 0 | 0 | 0 | 0 | 2569313.525 | 6684826.7534 | 4562531.6187 | 20404655.2946 | 3144235.0165 | 9365192.5909 | 9365192.5909 | 8785769.2746 | 4479113.6905 | 0 | 32914082.9019 | 55544158.4578 | 1778279.41 | 4.6282 | 7111.5922 | 12001.167 | 144.9794 | 244.66
1 | 2500 | 707 | 0.035 | 15 | 15 | 7 | 2.3714e-09 | 0 | CO2 | Porous | Wet | R245fa | MinimizeLCOE_Brownfield | IgnoreSilica | 131.8534 | 15.9828 | 1.1589 | 4 | 7103.9607 | 11985.6788 | 144.8238 | 244.3443 | 56.7507 | 5.2727 | 3589190188.5141 | 2886327.1972 | 0 | 3707337.1141 | 0 | 0 | 0 | 0 | 2571529.0814 | 6690591.1767 | 4566465.956 | 20422250.5254 | 3144235.0165 | 9365192.5909 | 9365192.5909 | 8785769.2746 | 4479113.6905 | 0 | 32931678.1327 | 55561753.6886 | 2371373.7057 | 4.6357 | 7103.9607 | 11985.6788 | 144.8238 | 244.3443
1 | 2500 | 707 | 0.035 | 15 | 15 | 7 | 3.1623e-09 | 0 | CO2 | Porous | Wet | R245fa | MinimizeLCOE_Brownfield | IgnoreSilica | 131.9628 | 15.9922 | 1.1603 | 4 | 7098.2375 | 11974.3466 | 144.7072 | 244.1133 | 56.7569 | 5.2753 | 3591854823.7664 | 2888378.8921 | 0 | 3708940.1475 | 0 | 0 | 0 | 0 | 2572954.4255 | 6694299.6295 | 4568997.0512 | 20433570.1458 | 3144235.0165 | 9365192.5909 | 9365192.5909 | 8785769.2746 | 4479113.6905 | 0 | 32942997.7532 | 55573073.3091 | 3162277.6602 | 4.641 | 7098.2375 | 11974.3466 | 144.7072 | 244.1133
1 | 2500 | 707 | 0.035 | 15 | 15 | 7 | 4.217e-09 | 0 | CO2 | Porous | Wet | R245fa | MinimizeLCOE_Brownfield | IgnoreSilica | 132.0554 | 16.0006 | 1.1613 | 4 | 7093.9454 | 11965.6923 | 144.6197 | 243.9368 | 56.7605 | 5.2771 | 3592450692.9702 | 2890012.3905 | 0 | 3710393.3038 | 0 | 0 | 0 | 0 | 2574158.2208 | 6697431.658 | 4571134.725 | 20443130.2981 | 3144235.0165 | 9365192.5909 | 9365192.5909 | 8785769.2746 | 4479113.6905 | 0 | 32952557.9054 | 55582633.4613 | 4216965.0343 | 4.6452 | 7093.9454 | 11965.6923 | 144.6197 | 243.9368
1 | 2500 | 707 | 0.035 | 15 | 15 | 7 | 5.6234e-09 | 0 | CO2 | Porous | Wet | R245fa | MinimizeLCOE_Brownfield | IgnoreSilica | 132.1286 | 16.0073 | 1.1621 | 4 | 7090.7267 | 11959.1483 | 144.5541 | 243.8034 | 56.7628 | 5.2783 | 3592407603.0732 | 2891271.039 | 0 | 3711571.0058 | 0 | 0 | 0 | 0 | 2575108.3975 | 6699903.8229 | 4572822.0284 | 20450676.2935 | 3144235.0165 | 9365192.5909 | 9365192.5909 | 8785769.2746 | 4479113.6905 | 0 | 32960103.9008 | 55590179.4567 | 5623413.2519 | 4.6483 | 7090.7267 | 11959.1483 | 144.5541 | 243.8034
1 | 2500 | 707 | 0.035 | 15 | 15 | 7 | 7.4989e-09 | 0 | CO2 | Porous | Wet | R245fa | MinimizeLCOE_Brownfield | IgnoreSilica | 132.1823 | 16.0122 | 1.1627 | 4 | 7088.3129 | 11954.2592 | 144.5048 | 243.7037 | 56.7647 | 5.2792 | 3592536644.939 | 2892205.0005 | 0 | 3712425.8763 | 0 | 0 | 0 | 0 | 2575806.042 | 6701718.9508 | 4574060.8904 | 20456216.76 | 3144235.0165 | 9365192.5909 | 9365192.5909 | 8785769.2746 | 4479113.6905 | 0 | 32965644.3674 | 55595719.9233 | 7498942.0933 | 4.6507 | 7088.3129 | 11954.2592 | 144.5048 | 243.7037
1 | 2500 | 707 | 0.035 | 15 | 15 | 7 | 1e-08 | 0 | CO2 | Porous | Wet | R245fa | MinimizeLCOE_Brownfield | IgnoreSilica | 132.2212 | 16.0157 | 1.1631 | 4 | 7086.5028 | 11950.6143 | 144.4679 | 243.6294 | 56.7662 | 5.2799 | 3592823351.943 | 2892893.2572 | 0 | 3713033.3733 | 0 | 0 | 0 | 0 | 2576311.3859 | 6703033.752 | 4574958.2693 | 20460230.0376 | 3144235.0165 | 9365192.5909 | 9365192.5909 | 8785769.2746 | 4479113.6905 | 0 | 32969657.645 | 55599733.2009 | 10000000 | 4.6525 | 7086.5028 | 11950.6143 | 144.4679 | 243.6294
1 | 2600 | 707 | 0.035 | 15 | 15 | 7 | 1e-13 | 0 | CO2 | Porous | Wet | R245fa | MinimizeLCOE_Brownfield | IgnoreSilica | 0.60277 | 0.0074491 | 0.00081464 | 4 | 4073430.2638 | 11265171.4663 | 83042.3857 | 229655.7576 | 44.3142 | 4.9382 | 66180848.6861 | 46323.6695 | 0 | 27257.2682 | 0 | 0 | 0 | 37517.2234 | 43328.2828 | 112731.304 | 76941.4314 | 344099.1792 | 3144235.0165 | 9785252.2754 | 9785252.2754 | 9029426.3274 | 4620164.4032 | 0 | 13273586.4712 | 36708429.4772 | 100 | 0.0032586 | 4073430.2638 | 11265171.4663 | 83042.3857 | 229655.7576
1 | 2600 | 707 | 0.035 | 15 | 15 | 7 | 1.3335e-13 | 0 | CO2 | Porous | Wet | R245fa | MinimizeLCOE_Brownfield | IgnoreSilica | 0.8806 | 0.032863 | 0.0018665 | 4 | 1800019.9692 | 4938863.6745 | 36695.8418 | 100685.4163 | 48.5257 | 5.3429 | 79940650.6051 | 68379.3123 | 0 | 45114.8648 | 0 | 0 | 0 | 51037.7424 | 64167.4486 | 166950.5387 | 113947.1732 | 509597.08 | 3144235.0165 | 9785252.2754 | 9785252.2754 | 9029426.3274 | 4620164.4032 | 0 | 13439084.3719 | 36873927.378 | 133.3521 | 0.0074661 | 1800019.9692 | 4938863.6745 | 36695.8418 | 100685.4163
1 | 2600 | 707 | 0.035 | 15 | 15 | 7 | 1.7783e-13 | 0 | CO2 | Porous | Wet | R245fa | MinimizeLCOE_Brownfield | IgnoreSilica | 1.2095 | 0.067467 | 0.0035067 | 4 | 970890.1232 | 2641595.718 | 19792.9084 | 53852.5017 | 51.5622 | 5.6163 | 97050916.581 | 92817.2408 | 0 | 65369.0573 | 0 | 0 | 0 | 64302.6088 | 86770.6737 | 225759.4939 | 154085.4935 | 689104.568 | 3144235.0165 | 9785252.2754 | 9785252.2754 | 9029426.3274 | 4620164.4032 | 0 | 13618591.8599 | 37053434.866 | 177.8279 | 0.014027 | 970890.1232 | 2641595.718 | 19792.9084 | 53852.5017
1 | 2600 | 707 | 0.035 | 15 | 15 | 7 | 2.3714e-13 | 0 | CO2 | Porous | Wet | R245fa | MinimizeLCOE_Brownfield | IgnoreSilica | 1.6337 | 0.11511 | 0.0058992 | 4 | 586205.9343 | 1579339.9634 | 11950.6009 | 32196.9814 | 54.0226 | 5.8225 | 120251363.9077 | 121998.6602 | 0 | 90163.9509 | 0 | 0 | 0 | 79428.3338 | 113720.4685 | 295877.3318 | 201942.3586 | 903131.1037 | 3144235.0165 | 9785252.2754 | 9785252.2754 | 9029426.3274 | 4620164.4032 | 0 | 13832618.3956 | 37267461.4017 | 237.1374 | 0.023597 | 586205.9343 | 1579339.9634 | 11950.6009 | 32196.9814
1 | 2600 | 707 | 0.035 | 15 | 15 | 7 | 3.1623e-13 | 0 | CO2 | Porous | Wet | R245fa | MinimizeLCOE_Brownfield | IgnoreSilica | 2.1894 | 0.1798 | 0.0092568 | 4 | 380589.1603 | 1013496.5734 | 7758.8248 | 20661.4985 | 56.0453 | 5.9833 | 354750056.7608 | 157201.1929 | 0 | 120830.7922 | 0 | 0 | 0 | 97363.7911 | 146404.3527 | 380914.0941 | 259981.6962 | 1162695.9192 | 3144235.0165 | 9785252.2754 | 9785252.2754 | 9029426.3274 | 4620164.4032 | 0 | 14092183.2111 | 37527026.2171 | 316.2278 | 0.037027 | 380589.1603 | 1013496.5734 | 7758.8248 | 20661.4985
1 | 2600 | 707 | 0.035 | 15 | 15 | 7 | 4.217e-13 | 0 | CO2 | Porous | Wet | R245fa | MinimizeLCOE_Brownfield | IgnoreSilica | 2.923 | 0.26729 | 0.013894 | 4 | 259257.1398 | 680920.9063 | 5285.3075 | 13881.4937 | 57.6906 | 6.1045 | 506431812.3604 | 199805.5972 | 0 | 159031.468 | 0 | 0 | 0 | 118769.5515 | 186266.5805 | 484627.4339 | 330768.1817 | 1479268.8128 | 3144235.0165 | 9785252.2754 | 9785252.2754 | 9029426.3274 | 4620164.4032 | 0 | 14408756.1047 | 37843599.1108 | 421.6965 | 0.055577 | 259257.1398 | 680920.9063 | 5285.3075 | 13881.4937
1 | 2600 | 707 | 0.035 | 15 | 15 | 7 | 5.6234e-13 | 0 | CO2 | Porous | Wet | R245fa | MinimizeLCOE_Brownfield | IgnoreSilica | 3.8413 | 0.37905 | 0.020171 | 4 | 183066.3186 | 473522.3582 | 3732.0545 | 9653.3938 | 58.9605 | 6.1934 | 656100277.3247 | 248748.4078 | 0 | 204137.828 | 0 | 0 | 0 | 141459.3 | 231794.759 | 603082.4152 | 411616.1404 | 1840838.8503 | 3144235.0165 | 9785252.2754 | 9785252.2754 | 9029426.3274 | 4620164.4032 | 0 | 14770326.1423 | 38205169.1483 | 562.3413 | 0.080683 | 183066.3186 | 473522.3582 | 3732.0545 | 9653.3938
1 | 2600 | 707 | 0.035 | 15 | 15 | 7 | 7.4989e-13 | 0 | CO2 | Porous | Wet | R245fa | MinimizeLCOE_Brownfield | IgnoreSilica | 5.0586 | 0.52818 | 0.028627 | 4 | 132878.8954 | 337537.6779 | 2708.916 | 6881.1621 | 59.994 | 6.2625 | 822403076.4771 | 308356.6476 | 0 | 260590.3503 | 0 | 0 | 0 | 169146.6678 | 287856.5296 | 748943.6426 | 511169.4253 | 2286063.2632 | 3144235.0165 | 9785252.2754 | 9785252.2754 | 9029426.3274 | 4620164.4032 | 0 | 15215550.5551 | 38650393.5611 | 749.8942 | 0.11451 | 132878.8954 | 337537.6779 | 2708.916 | 6881.1621
1 | 2600 | 707 | 0.035 | 15 | 15 | 7 | 1e-12 | 0 | CO2 | Porous | Wet | R245fa | MinimizeLCOE_Brownfield | IgnoreSilica | 6.623 | 0.72116 | 0.039913 | 4 | 98607.7706 | 245396.3183 | 2010.2528 | 5002.7359 | 60.8006 | 6.3142 | 1034528060.2376 | 378775.3255 | 0 | 329110.5683 | 0 | 0 | 0 | 200427.776 | 354242.3312 | 921665.8807 | 629055.9019 | 2813277.7836 | 3144235.0165 | 9785252.2754 | 9785252.2754 | 9029426.3274 | 4620164.4032 | 0 | 15742765.0756 | 39177608.0816 | 1000 | 0.15965 | 98607.7706 | 245396.3183 | 2010.2528 | 5002.7359
1 | 2600 | 707 | 0.035 | 15 | 15 | 7 | 1.3335e-12 | 0 | CO2 | Porous | Wet | R245fa | MinimizeLCOE_Brownfield | IgnoreSilica | 8.6324 | 0.97017 | 0.054891 | 4 | 74548.1442 | 181281.0999 | 1519.7648 | 3695.6604 | 61.427 | 6.3526 | 1289871950.6852 | 462081.7141 | 0 | 412349.8511 | 0 | 0 | 0 | 235807.219 | 432993.1258 | 1126559.2943 | 768899.8669 | 3438691.0713 | 3144235.0165 | 9785252.2754 | 9785252.2754 | 9029426.3274 | 4620164.4032 | 0 | 16368178.3632 | 39803021.3693 | 1333.5214 | 0.21957 | 74548.1442 | 181281.0999 | 1519.7648 | 3695.6604
1 | 2600 | 707 | 0.035 | 15 | 15 | 7 | 1.7783e-12 | 0 | CO2 | Porous | Wet | R245fa | MinimizeLCOE_Brownfield | IgnoreSilica | 11.2077 | 1.2903 | 0.074671 | 4 | 57283.3559 | 135743.5436 | 1167.7987 | 2767.3157 | 61.9096 | 6.3804 | 1566431907.4093 | 560581.85 | 0 | 513370.6285 | 0 | 0 | 0 | 275683.2084 | 526357.9179 | 1369475.3315 | 934695.0537 | 4180163.9901 | 3144235.0165 | 9785252.2754 | 9785252.2754 | 9029426.3274 | 4620164.4032 | 0 | 17109651.282 | 40544494.2881 | 1778.2794 | 0.29868 | 57283.3559 | 135743.5436 | 1167.7987 | 2767.3157
1 | 2600 | 707 | 0.035 | 15 | 15 | 7 | 2.3714e-12 | 0 | CO2 | Porous | Wet | R245fa | MinimizeLCOE_Brownfield | IgnoreSilica | 14.5038 | 1.7011 | 0.10066 | 4 | 44679.7577 | 102885.1619 | 910.8573 | 2097.4532 | 62.2744 | 6.3991 | 1854754693.2057 | 677034.2738 | 0 | 635941.7257 | 0 | 0 | 0 | 320605.8759 | 637096.9314 | 1657595.529 | 1131343.0088 | 5059617.3447 | 3144235.0165 | 9785252.2754 | 9785252.2754 | 9029426.3274 | 4620164.4032 | 0 | 17989104.6366 | 41423947.6427 | 2371.3737 | 0.40262 | 44679.7577 | 102885.1619 | 910.8573 | 2097.4532
1 | 2600 | 707 | 0.035 | 15 | 15 | 7 | 3.1623e-12 | 0 | CO2 | Porous | Wet | R245fa | MinimizeLCOE_Brownfield | IgnoreSilica | 18.5424 | 2.2071 | 0.13429 | 4 | 35328.0962 | 78954.666 | 720.211 | 1609.5977 | 62.5249 | 6.406 | 1467631142.546 | 809031.277 | 0 | 778722.5174 | 0 | 0 | 0 | 364838.1795 | 761510.8698 | 1981295.0758 | 1352274.6008 | 6047672.5203 | 3144235.0165 | 9785252.2754 | 9785252.2754 | 9029426.3274 | 4620164.4032 | 0 | 18977159.8122 | 42412002.8182 | 3162.2777 | 0.53717 | 35328.0962 | 78954.666 | 720.211 | 1609.5977
1 | 2600 | 707 | 0.035 | 15 | 15 | 7 | 4.217e-12 | 0 | CO2 | Porous | Wet | R245fa | MinimizeLCOE_Brownfield | IgnoreSilica | 23.7876 | 2.8638 | 0.17798 | 4 | 28347.5598 | 61265.3347 | 577.9033 | 1248.9767 | 62.7036 | 6.4071 | 2524284112.1091 | 967953.2332 | 0 | 954954.1774 | 0 | 0 | 0 | 418433.1042 | 913122.8008 | 2375758.2203 | 1621503.8023 | 7251725.3382 | 3144235.0165 | 9785252.2754 | 9785252.2754 | 9029426.3274 | 4620164.4032 | 0 | 20181212.6301 | 43616055.6361 | 4216.965 | 0.71192 | 28347.5598 | 61265.3347 | 577.9033 | 1248.9767
1 | 2600 | 707 | 0.035 | 15 | 15 | 7 | 5.6234e-12 | 0 | CO2 | Porous | Wet | R245fa | MinimizeLCOE_Brownfield | IgnoreSilica | 30.1406 | 3.6623 | 0.23317 | 4 | 23076.9206 | 48202.8339 | 470.4542 | 982.68 | 62.7945 | 6.3975 | 2876730500.7249 | 1146281.1434 | 0 | 1158258.356 | 0 | 0 | 0 | 470263.3748 | 1082173.1209 | 2815592.4764 | 1921699.7198 | 8594268.1913 | 3144235.0165 | 9785252.2754 | 9785252.2754 | 9029426.3274 | 4620164.4032 | 0 | 21523755.4832 | 44958598.4893 | 5623.4133 | 0.9327 | 23076.9206 | 48202.8339 | 470.4542 | 982.68
1 | 2600 | 707 | 0.035 | 15 | 15 | 7 | 7.4989e-12 | 0 | CO2 | Porous | Wet | R245fa | MinimizeLCOE_Brownfield | IgnoreSilica | 37.6191 | 4.6063 | 0.30116 | 4 | 19072.8024 | 38526.6482 | 388.8249 | 785.4178 | 62.8002 | 6.3756 | 3233559511.1358 | 1341109.6924 | 0 | 1386945.7695 | 0 | 0 | 0 | 515571.8692 | 1265014.6592 | 3291308.653 | 2246385.7853 | 10046336.4286 | 3144235.0165 | 9785252.2754 | 9785252.2754 | 9029426.3274 | 4620164.4032 | 0 | 22975823.7205 | 46410666.7265 | 7498.9421 | 1.2046 | 19072.8024 | 38526.6482 | 388.8249 | 785.4178
1 | 2600 | 707 | 0.035 | 15 | 15 | 7 | 1e-11 | 0 | CO2 | Porous | Wet | R245fa | MinimizeLCOE_Brownfield | IgnoreSilica | 46.2696 | 5.7027 | 0.38267 | 4 | 16020.8902 | 31331.0164 | 326.6075 | 638.7251 | 62.7176 | 6.3387 | 3592795055.5691 | 1550461.6231 | 0 | 1640623.9104 | 0 | 0 | 0 | 552006.4564 | 1459805.8761 | 3798115.4421 | 2592291.8327 | 11593305.1408 | 3144235.0165 | 9785252.2754 | 9785252.2754 | 9029426.3274 | 4620164.4032 | 0 | 24522792.4327 | 47957635.4388 | 10000 | 1.5307 | 16020.8902 | 31331.0164 | 326.6075 | 638.7251
1 | 2600 | 707 | 0.035 | 15 | 15 | 7 | 1.3335e-11 | 0 | CO2 | Porous | Wet | R245fa | MinimizeLCOE_Brownfield | IgnoreSilica | 55.6823 | 6.9025 | 0.47569 | 4 | 13694.2739 | 26010.5744 | 279.1763 | 530.2607 | 62.5455 | 6.2861 | 3926203535.441 | 1762213.3342 | 0 | 1906431.5621 | 0 | 0 | 0 | 569721.2424 | 1652962.7941 | 4300670.1209 | 2935295.7275 | 13127294.7812 | 3144235.0165 | 9785252.2754 | 9785252.2754 | 9029426.3274 | 4620164.4032 | 0 | 26056782.0731 | 49491625.0792 | 13335.2143 | 1.9028 | 13694.2739 | 26010.5744 | 279.1763 | 530.2607
1 | 2600 | 707 | 0.035 | 15 | 15 | 7 | 1.7783e-11 | 0 | CO2 | Porous | Wet | R245fa | MinimizeLCOE_Brownfield | IgnoreSilica | 65.3 | 8.136 | 0.57588 | 4 | 11924.9092 | 22098.3529 | 243.1054 | 450.5048 | 62.2921 | 6.2193 | 1948606896.335 | 1963596.8721 | 0 | 2169252.7768 | 0 | 0 | 0 | 561603.2213 | 1830836.6194 | 4763461.3274 | 3251160.2353 | 14539911.0522 | 3144235.0165 | 9785252.2754 | 9785252.2754 | 9029426.3274 | 4620164.4032 | 0 | 27469398.3441 | 50904241.3501 | 17782.7941 | 2.3035 | 11924.9092 | 22098.3529 | 243.1054 | 450.5048
1 | 2600 | 707 | 0.035 | 15 | 15 | 7 | 2.3714e-11 | 0 | CO2 | Porous | Wet | R245fa | MinimizeLCOE_Brownfield | IgnoreSilica | 73.9191 | 9.2541 | 0.67475 | 4 | 10579.2867 | 19262.0984 | 215.6731 | 392.6839 | 61.9938 | 6.1459 | 4511508580.2354 | 2132007.9913 | 0 | 2398796.3448 | 0 | 0 | 0 | 513641.4062 | 1967333.8395 | 5118599.0948 | 3493549.0589 | 15623927.7355 | 3144235.0165 | 9785252.2754 | 9785252.2754 | 9029426.3274 | 4620164.4032 | 0 | 28553415.0274 | 51988258.0335 | 23713.7371 | 2.699 | 10579.2867 | 19262.0984 | 215.6731 | 392.6839
1 | 2600 | 707 | 0.035 | 15 | 15 | 7 | 3.1623e-11 | 0 | CO2 | Porous | Wet | R245fa | MinimizeLCOE_Brownfield | IgnoreSilica | 83.7 | 10.5128 | 0.77789 | 4 | 9566.6871 | 17098.2284 | 195.0299 | 348.5705 | 61.5896 | 6.0527 | 3916026231.5938 | 2310610.9151 | 0 | 2652729.533 | 0 | 0 | 0 | 473035.1866 | 2120186.4975 | 5516290.3565 | 3764981.5168 | 16837834.0055 | 3144235.0165 | 9785252.2754 | 9785252.2754 | 9029426.3274 | 4620164.4032 | 0 | 29767321.2974 | 53202164.3035 | 31622.7766 | 3.1116 | 9566.6871 | 17098.2284 | 195.0299 | 348.5705
1 | 2600 | 707 | 0.035 | 15 | 15 | 7 | 4.217e-11 | 0 | CO2 | Porous | Wet | R245fa | MinimizeLCOE_Brownfield | IgnoreSilica | 90.2332 | 11.372 | 0.86222 | 4 | 8794.839 | 15589.7727 | 179.2947 | 317.8186 | 61.2673 | 5.9804 | 4903467382.461 | 2422113.1366 | 0 | 2819377.4918 | 0 | 0 | 0 | 377283.7475 | 2191322.0066 | 5701370.3593 | 3891302.4217 | 17402769.1635 | 3144235.0165 | 9785252.2754 | 9785252.2754 | 9029426.3274 | 4620164.4032 | 0 | 30332256.4554 | 53767099.4615 | 42169.6503 | 3.4489 | 8794.839 | 15589.7727 | 179.2947 | 317.8186
1 | 2600 | 707 | 0.035 | 15 | 15 | 7 | 5.6234e-11 | 0 | CO2 | Porous | Wet | R245fa | MinimizeLCOE_Brownfield | IgnoreSilica | 95.4996 | 12.0661 | 0.93372 | 4 | 8213.1219 | 14487.7329 | 167.4356 | 295.352 | 60.9907 | 5.921 | 5111500778.8016 | 2508127.0047 | 0 | 2951432.1262 | 0 | 0 | 0 | 269851.5227 | 2234470.1549 | 5813632.9902 | 3967923.974 | 17745437.7726 | 3144235.0165 | 9785252.2754 | 9785252.2754 | 9029426.3274 | 4620164.4032 | 0 | 30674925.0646 | 54109768.0706 | 56234.1325 | 3.7349 | 8213.1219 | 14487.7329 | 167.4356 | 295.352
1 | 2600 | 707 | 0.035 | 15 | 15 | 7 | 7.4989e-11 | 0 | CO2 | Porous | Wet | R245fa | MinimizeLCOE_Brownfield | IgnoreSilica | 100 | 12.6602 | 0.99474 | 4 | 7758.6358 | 13648.3103 | 158.1703 | 278.2393 | 60.7299 | 5.8652 | 4025242134.3986 | 2578308.8436 | 0 | 3063350.7319 | 0 | 0 | 0 | 151181.5698 | 2259208.0467 | 5877995.9102 | 4011852.9894 | 17941898.0916 | 3144235.0165 | 9785252.2754 | 9785252.2754 | 9029426.3274 | 4620164.4032 | 0 | 30871385.3835 | 54306228.3896 | 74989.4209 | 3.979 | 7758.6358 | 13648.3103 | 158.1703 | 278.2393
1 | 2600 | 707 | 0.035 | 15 | 15 | 7 | 1e-10 | 0 | CO2 | Porous | Wet | R245fa | MinimizeLCOE_Brownfield | IgnoreSilica | 104.964 | 13.3067 | 1.052 | 4 | 7369.9694 | 12939.3239 | 150.2468 | 263.7856 | 60.4149 | 5.798 | 5027982404.3309 | 2652081.7604 | 0 | 3185999.9843 | 0 | 0 | 0 | 0 | 2276851.8804 | 5923901.5463 | 4043184.5294 | 18082019.7009 | 3144235.0165 | 9785252.2754 | 9785252.2754 | 9029426.3274 | 4620164.4032 | 0 | 31011506.9928 | 54446349.9988 | 100000 | 4.2078 | 7369.9694 | 12939.3239 | 150.2468 | 263.7856
1 | 2600 | 707 | 0.035 | 15 | 15 | 7 | 1.3335e-10 | 0 | CO2 | Porous | Wet | R245fa | MinimizeLCOE_Brownfield | IgnoreSilica | 116.0728 | 14.6984 | 1.1307 | 4 | 7146.702 | 12328.3908 | 145.6952 | 251.3309 | 59.6483 | 5.6394 | 14436607743.6091 | 2805409.4093 | 0 | 3455742.8205 | 0 | 0 | 0 | 0 | 2441849.3696 | 6353191.1675 | 4336183.5168 | 19392376.2837 | 3144235.0165 | 9785252.2754 | 9785252.2754 | 9029426.3274 | 4620164.4032 | 0 | 32321863.5756 | 55756706.5816 | 133352.1432 | 4.5226 | 7146.702 | 12328.3908 | 145.6952 | 251.3309
1 | 2600 | 707 | 0.035 | 15 | 15 | 7 | 1.7783e-10 | 0 | CO2 | Porous | Wet | R245fa | MinimizeLCOE_Brownfield | IgnoreSilica | 125.3884 | 15.8572 | 1.1883 | 4 | 7019.8525 | 11950.3291 | 143.1092 | 243.6236 | 58.9206 | 5.4928 | 16283001581.2335 | 2920314.6706 | 0 | 3677879.5151 | 0 | 0 | 0 | 0 | 2573295.7324 | 6695187.6402 | 4569603.1368 | 20436280.6951 | 3144235.0165 | 9785252.2754 | 9785252.2754 | 9029426.3274 | 4620164.4032 | 0 | 33365767.987 | 56800610.9931 | 177827.941 | 4.7531 | 7019.8525 | 11950.3291 | 143.1092 | 243.6236
1 | 2600 | 707 | 0.035 | 15 | 15 | 7 | 2.3714e-10 | 0 | CO2 | Porous | Wet | R245fa | MinimizeLCOE_Brownfield | IgnoreSilica | 129.5487 | 16.3486 | 1.2166 | 4 | 6948.7959 | 11764.2864 | 141.6606 | 239.8309 | 58.6723 | 5.4532 | 3839194913.3748 | 2973552.9606 | 0 | 3770228.4426 | 0 | 0 | 0 | 0 | 2630074.7472 | 6842914.9898 | 4670430.0884 | 20887201.2285 | 3144235.0165 | 9785252.2754 | 9785252.2754 | 9029426.3274 | 4620164.4032 | 0 | 33816688.5204 | 57251531.5265 | 237137.3706 | 4.8666 | 6948.7959 | 11764.2864 | 141.6606 | 239.8309
1 | 2600 | 707 | 0.035 | 15 | 15 | 7 | 3.1623e-10 | 0 | CO2 | Porous | Wet | R245fa | MinimizeLCOE_Brownfield | IgnoreSilica | 130.6935 | 16.4574 | 1.2302 | 4 | 6897.4219 | 11659.8973 | 140.6133 | 237.7028 | 58.715 | 5.4751 | 3845149070.7698 | 2994581.145 | 0 | 3789120.7669 | 0 | 0 | 0 | 0 | 2645643.7456 | 6883422.33 | 4698077.1804 | 21010845.168 | 3144235.0165 | 9785252.2754 | 9785252.2754 | 9029426.3274 | 4620164.4032 | 0 | 33940332.4599 | 57375175.4659 | 316227.766 | 4.9207 | 6897.4219 | 11659.8973 | 140.6133 | 237.7028
1 | 2600 | 707 | 0.035 | 15 | 15 | 7 | 4.217e-10 | 0 | CO2 | Porous | Wet | R245fa | MinimizeLCOE_Brownfield | IgnoreSilica | 131.5561 | 16.5388 | 1.2405 | 4 | 6858.8723 | 11581.8037 | 139.8274 | 236.1107 | 58.7484 | 5.492 | 3850850969.8505 | 3010488.7596 | 0 | 3803205.7923 | 0 | 0 | 0 | 0 | 2657340.8752 | 6913855.8618 | 4718848.6912 | 21103739.9801 | 3144235.0165 | 9785252.2754 | 9785252.2754 | 9029426.3274 | 4620164.4032 | 0 | 34033227.272 | 57468070.2781 | 421696.5034 | 4.9619 | 6858.8723 | 11581.8037 | 139.8274 | 236.1107
1 | 2600 | 707 | 0.035 | 15 | 15 | 7 | 5.6234e-10 | 0 | CO2 | Porous | Wet | R245fa | MinimizeLCOE_Brownfield | IgnoreSilica | 132.2017 | 16.5993 | 1.2483 | 4 | 6829.9509 | 11523.3965 | 139.2378 | 234.92 | 58.7746 | 5.505 | 3856329578.1892 | 3022465.4454 | 0 | 3813636.2365 | 0 | 0 | 0 | 0 | 2666079.6559 | 6936592.3766 | 4734366.8297 | 21173140.5441 | 3144235.0165 | 9785252.2754 | 9785252.2754 | 9029426.3274 | 4620164.4032 | 0 | 34102627.836 | 57537470.8421 | 562341.3252 | 4.9931 | 6829.9509 | 11523.3965 | 139.2378 | 234.92
1 | 2600 | 707 | 0.035 | 15 | 15 | 7 | 7.4989e-10 | 0 | CO2 | Porous | Wet | R245fa | MinimizeLCOE_Brownfield | IgnoreSilica | 132.7009 | 16.6464 | 1.2542 | 4 | 6808.2555 | 11479.4583 | 138.7955 | 234.0243 | 58.7932 | 5.5145 | 3858852402.9853 | 3031618.5912 | 0 | 3821770.3713 | 0 | 0 | 0 | 0 | 2672821.6953 | 6954133.7802 | 4746339.1981 | 21226683.6361 | 3144235.0165 | 9785252.2754 | 9785252.2754 | 9029426.3274 | 4620164.4032 | 0 | 34156170.928 | 57591013.934 | 749894.2093 | 5.0169 | 6808.2555 | 11479.4583 | 138.7955 | 234.0243
1 | 2600 | 707 | 0.035 | 15 | 15 | 7 | 1e-09 | 0 | CO2 | Porous | Wet | R245fa | MinimizeLCOE_Brownfield | IgnoreSilica | 133.0714 | 16.6811 | 1.2587 | 4 | 6791.9822 | 11446.6099 | 138.4637 | 233.3546 | 58.8079 | 5.5219 | 3861640691.3611 | 3038465.4817 | 0 | 3827740.5388 | 0 | 0 | 0 | 0 | 2677820.348 | 6967139.2489 | 4755215.6978 | 21266381.3151 | 3144235.0165 | 9785252.2754 | 9785252.2754 | 9029426.3274 | 4620164.4032 | 0 | 34195868.607 | 57630711.6131 | 1000000 | 5.0347 | 6791.9822 | 11446.6099 | 138.4637 | 233.3546
1 | 2600 | 707 | 0.035 | 15 | 15 | 7 | 1.3335e-09 | 0 | CO2 | Porous | Wet | R245fa | MinimizeLCOE_Brownfield | IgnoreSilica | 133.364 | 16.7089 | 1.2621 | 4 | 6779.7767 | 11421.7907 | 138.2149 | 232.8487 | 58.8174 | 5.5271 | 3861479739.4104 | 3043747.5558 | 0 | 3832564.5429 | 0 | 0 | 0 | 0 | 2681761.7185 | 6977393.8865 | 4762214.6987 | 21297682.4023 | 3144235.0165 | 9785252.2754 | 9785252.2754 | 9029426.3274 | 4620164.4032 | 0 | 34227169.6943 | 57662012.7003 | 1333521.4322 | 5.0484 | 6779.7767 | 11421.7907 | 138.2149 | 232.8487
1 | 2600 | 707 | 0.035 | 15 | 15 | 7 | 1.7783e-09 | 0 | CO2 | Porous | Wet | R245fa | MinimizeLCOE_Brownfield | IgnoreSilica | 133.5707 | 16.7281 | 1.2646 | 4 | 6770.6225 | 11403.3748 | 138.0283 | 232.4732 | 58.8261 | 5.5314 | 3863822620.5537 | 3047597.0508 | 0 | 3835857.0531 | 0 | 0 | 0 | 0 | 2684547.1005 | 6984640.8792 | 4767160.9201 | 21319803.0036 | 3144235.0165 | 9785252.2754 | 9785252.2754 | 9029426.3274 | 4620164.4032 | 0 | 34249290.2956 | 57684133.3016 | 1778279.41 | 5.0585 | 6770.6225 | 11403.3748 | 138.0283 | 232.4732
1 | 2600 | 707 | 0.035 | 15 | 15 | 7 | 2.3714e-09 | 0 | CO2 | Porous | Wet | R245fa | MinimizeLCOE_Brownfield | IgnoreSilica | 133.7339 | 16.7435 | 1.2666 | 4 | 6763.7572 | 11389.4571 | 137.8883 | 232.1895 | 58.8318 | 5.5344 | 3864240091.6526 | 3050562.3906 | 0 | 3838520.9438 | 0 | 0 | 0 | 0 | 2686742.5004 | 6990352.8595 | 4771059.464 | 21337238.1584 | 3144235.0165 | 9785252.2754 | 9785252.2754 | 9029426.3274 | 4620164.4032 | 0 | 34266725.4503 | 57701568.4563 | 2371373.7057 | 5.0662 | 6763.7572 | 11389.4571 | 137.8883 | 232.1895
1 | 2600 | 707 | 0.035 | 15 | 15 | 7 | 3.1623e-09 | 0 | CO2 | Porous | Wet | R245fa | MinimizeLCOE_Brownfield | IgnoreSilica | 133.8607 | 16.7556 | 1.268 | 4 | 6758.6086 | 11378.9615 | 137.7834 | 231.9755 | 58.8355 | 5.5365 | 3863936079.0086 | 3052829.5045 | 0 | 3840625.9336 | 0 | 0 | 0 | 0 | 2688447.6209 | 6994789.233 | 4774087.3801 | 21350779.672 | 3144235.0165 | 9785252.2754 | 9785252.2754 | 9029426.3274 | 4620164.4032 | 0 | 34280266.964 | 57715109.97 | 3162277.6602 | 5.0721 | 6758.6086 | 11378.9615 | 137.7834 | 231.9755
1 | 2600 | 707 | 0.035 | 15 | 15 | 7 | 4.217e-09 | 0 | CO2 | Porous | Wet | R245fa | MinimizeLCOE_Brownfield | IgnoreSilica | 133.9339 | 16.7619 | 1.269 | 4 | 6754.7474 | 11371.4029 | 137.7047 | 231.8214 | 58.8409 | 5.5387 | 3866897918.152 | 3054328.5913 | 0 | 3841662.9078 | 0 | 0 | 0 | 0 | 2689436.6846 | 6997362.5741 | 4775843.7382 | 21358634.496 | 3144235.0165 | 9785252.2754 | 9785252.2754 | 9029426.3274 | 4620164.4032 | 0 | 34288121.788 | 57722964.794 | 4216965.0343 | 5.0762 | 6754.7474 | 11371.4029 | 137.7047 | 231.8214
1 | 2600 | 707 | 0.035 | 15 | 15 | 7 | 5.6234e-09 | 0 | CO2 | Porous | Wet | R245fa | MinimizeLCOE_Brownfield | IgnoreSilica | 134.0117 | 16.7696 | 1.2699 | 4 | 6751.8518 | 11365.4134 | 137.6456 | 231.6993 | 58.8423 | 5.5397 | 3865822771.9031 | 3055664.1577 | 0 | 3843002.2233 | 0 | 0 | 0 | 0 | 2690479.8886 | 7000076.7768 | 4777696.2374 | 21366919.2839 | 3144235.0165 | 9785252.2754 | 9785252.2754 | 9029426.3274 | 4620164.4032 | 0 | 34296406.5758 | 57731249.5818 | 5623413.2519 | 5.0796 | 6751.8518 | 11365.4134 | 137.6456 | 231.6993
1 | 2600 | 707 | 0.035 | 15 | 15 | 7 | 7.4989e-09 | 0 | CO2 | Porous | Wet | R245fa | MinimizeLCOE_Brownfield | IgnoreSilica | 134.0628 | 16.7744 | 1.2705 | 4 | 6749.6803 | 11361.0245 | 137.6014 | 231.6099 | 58.8442 | 5.5407 | 3866064499.2582 | 3056599.621 | 0 | 3843828.6528 | 0 | 0 | 0 | 0 | 2691167.0268 | 7001864.5694 | 4778916.4426 | 21372376.3126 | 3144235.0165 | 9785252.2754 | 9785252.2754 | 9029426.3274 | 4620164.4032 | 0 | 34301863.6046 | 57736706.6106 | 7498942.0933 | 5.082 | 6749.6803 | 11361.0245 | 137.6014 | 231.6099
1 | 2600 | 707 | 0.035 | 15 | 15 | 7 | 1e-08 | 0 | CO2 | Porous | Wet | R245fa | MinimizeLCOE_Brownfield | IgnoreSilica | 134.0971 | 16.7774 | 1.2709 | 4 | 6748.0519 | 11357.7907 | 137.5682 | 231.5439 | 58.8461 | 5.5415 | 3866834752.7252 | 3057263.9859 | 0 | 3844348.4122 | 0 | 0 | 0 | 0 | 2691628.8353 | 7003066.1004 | 4779736.5121 | 21376043.8459 | 3144235.0165 | 9785252.2754 | 9785252.2754 | 9029426.3274 | 4620164.4032 | 0 | 34305531.1378 | 57740374.1438 | 10000000 | 5.0838 | 6748.0519 | 11357.7907 | 137.5682 | 231.5439
1 | 2700 | 707 | 0.035 | 15 | 15 | 7 | 1e-13 | 0 | CO2 | Porous | Wet | R245fa | MinimizeLCOE_Brownfield | IgnoreSilica | 0.63703 | 0.00754 | 0.00084866 | 4 | 4045246.4867 | 11189881.5252 | 82467.8212 | 228120.8703 | 45.5782 | 5.3131 | 119422574.2152 | 50546.9623 | 0 | 28892.91 | 0 | 0 | 0 | 42184.6259 | 47433.5543 | 123412.3784 | 84231.4841 | 376701.9151 | 3144235.0165 | 10211172.0509 | 10211172.0509 | 9278650.4665 | 4763559.1523 | 0 | 13732108.9824 | 37985490.6521 | 100 | 0.0033946 | 4045246.4867 | 11189881.5252 | 82467.8212 | 228120.8703
1 | 2700 | 707 | 0.035 | 15 | 15 | 7 | 1.3335e-13 | 0 | CO2 | Porous | Wet | R245fa | MinimizeLCOE_Brownfield | IgnoreSilica | 0.91486 | 0.033365 | 0.0020111 | 4 | 1727974.9048 | 4742876.5635 | 35227.1057 | 96689.954 | 49.8804 | 5.7174 | 55704972.2139 | 73286.7224 | 0 | 46830.4261 | 0 | 0 | 0 | 55938.851 | 68661.8398 | 178644.0227 | 121928.2162 | 545290.0782 | 3144235.0165 | 10211172.0509 | 10211172.0509 | 9278650.4665 | 4763559.1523 | 0 | 13900697.1456 | 38154078.8153 | 133.3521 | 0.0080445 | 1727974.9048 | 4742876.5635 | 35227.1057 | 96689.954
1 | 2700 | 707 | 0.035 | 15 | 15 | 7 | 1.7783e-13 | 0 | CO2 | Porous | Wet | R245fa | MinimizeLCOE_Brownfield | IgnoreSilica | 1.2781 | 0.071588 | 0.0038393 | 4 | 918586.7884 | 2497878.402 | 18726.6342 | 50922.6299 | 53.3211 | 6.0194 | 240243536.1159 | 101144.8848 | 0 | 69316.8581 | 0 | 0 | 0 | 72155.3875 | 94620.6809 | 246183.6022 | 168025.3671 | 751446.7806 | 3144235.0165 | 10211172.0509 | 10211172.0509 | 9278650.4665 | 4763559.1523 | 0 | 14106853.848 | 38360235.5177 | 177.8279 | 0.015357 | 918586.7884 | 2497878.402 | 18726.6342 | 50922.6299
1 | 2700 | 707 | 0.035 | 15 | 15 | 7 | 2.3714e-13 | 0 | CO2 | Porous | Wet | R245fa | MinimizeLCOE_Brownfield | IgnoreSilica | 1.7263 | 0.12265 | 0.0065046 | 4 | 551145.5501 | 1483310.9863 | 11235.8475 | 30239.3008 | 55.9705 | 6.2378 | 261151252.5272 | 132980.2476 | 0 | 95622.6838 | 0 | 0 | 0 | 89251.5794 | 123963.2592 | 322526.9721 | 220131.2858 | 984476.0279 | 3144235.0165 | 10211172.0509 | 10211172.0509 | 9278650.4665 | 4763559.1523 | 0 | 14339883.0953 | 38593264.765 | 237.1374 | 0.026018 | 551145.5501 | 1483310.9863 | 11235.8475 | 30239.3008
1 | 2700 | 707 | 0.035 | 15 | 15 | 7 | 3.1623e-13 | 0 | CO2 | Porous | Wet | R245fa | MinimizeLCOE_Brownfield | IgnoreSilica | 2.3183 | 0.19287 | 0.010273 | 4 | 355888.9056 | 946089.0979 | 7255.2767 | 19287.3059 | 58.155 | 6.404 | 366721527.9458 | 171664.7614 | 0 | 128475.3965 | 0 | 0 | 0 | 109677.0056 | 159828.6938 | 415841.4758 | 283820.3519 | 1269307.6849 | 3144235.0165 | 10211172.0509 | 10211172.0509 | 9278650.4665 | 4763559.1523 | 0 | 14624714.7523 | 38878096.422 | 316.2278 | 0.041093 | 355888.9056 | 946089.0979 | 7255.2767 | 19287.3059
1 | 2700 | 707 | 0.035 | 15 | 15 | 7 | 4.217e-13 | 0 | CO2 | Porous | Wet | R245fa | MinimizeLCOE_Brownfield | IgnoreSilica | 3.0862 | 0.28645 | 0.015468 | 4 | 241872.8348 | 633872.8788 | 4930.9049 | 12922.356 | 59.9098 | 6.5294 | 554551040.6026 | 217718.0109 | 0 | 168667.448 | 0 | 0 | 0 | 133260.1896 | 202661.8029 | 527284.4396 | 359882.4646 | 1609474.3557 | 3144235.0165 | 10211172.0509 | 10211172.0509 | 9278650.4665 | 4763559.1523 | 0 | 14964881.4231 | 39218263.0928 | 421.6965 | 0.061871 | 241872.8348 | 633872.8788 | 4930.9049 | 12922.356
1 | 2700 | 707 | 0.035 | 15 | 15 | 7 | 5.6234e-13 | 0 | CO2 | Porous | Wet | R245fa | MinimizeLCOE_Brownfield | IgnoreSilica | 4.0628 | 0.40774 | 0.02251 | 4 | 170605.4044 | 439963.7555 | 3478.0219 | 8969.2563 | 61.2886 | 6.6229 | 709039287.1243 | 271496.9446 | 0 | 216896.5 | 0 | 0 | 0 | 159318.7307 | 252607.7484 | 657233.5443 | 448575.3988 | 2006128.8669 | 3144235.0165 | 10211172.0509 | 10211172.0509 | 9278650.4665 | 4763559.1523 | 0 | 15361535.9342 | 39614917.6039 | 562.3413 | 0.090041 | 170605.4044 | 439963.7555 | 3478.0219 | 8969.2563
1 | 2700 | 707 | 0.035 | 15 | 15 | 7 | 7.4989e-13 | 0 | CO2 | Porous | Wet | R245fa | MinimizeLCOE_Brownfield | IgnoreSilica | 5.3487 | 0.56873 | 0.031997 | 4 | 123805.9134 | 313304.7309 | 2523.951 | 6387.1407 | 62.4025 | 6.6951 | 890977764.6235 | 336551.79 | 0 | 276841.0587 | 0 | 0 | 0 | 190589.7834 | 313553.2265 | 815801.1768 | 556801.0662 | 2490138.1017 | 3144235.0165 | 10211172.0509 | 10211172.0509 | 9278650.4665 | 4763559.1523 | 0 | 15845545.1691 | 40098926.8388 | 749.8942 | 0.12799 | 123805.9134 | 313304.7309 | 2523.951 | 6387.1407
1 | 2700 | 707 | 0.035 | 15 | 15 | 7 | 1e-12 | 0 | CO2 | Porous | Wet | R245fa | MinimizeLCOE_Brownfield | IgnoreSilica | 6.9929 | 0.7762 | 0.044649 | 4 | 91912.3325 | 227712.0831 | 1873.7572 | 4642.2188 | 63.2695 | 6.7489 | 1137853042.2985 | 413055.6541 | 0 | 349252.0215 | 0 | 0 | 0 | 225608.9645 | 385287.4897 | 1002439.0147 | 684185.2256 | 3059828.3702 | 3144235.0165 | 10211172.0509 | 10211172.0509 | 9278650.4665 | 4763559.1523 | 0 | 16415235.4375 | 40668617.1072 | 1000 | 0.1786 | 91912.3325 | 227712.0831 | 1873.7572 | 4642.2188
1 | 2700 | 707 | 0.035 | 15 | 15 | 7 | 1.3335e-12 | 0 | CO2 | Porous | Wet | R245fa | MinimizeLCOE_Brownfield | IgnoreSilica | 9.1077 | 1.0443 | 0.06144 | 4 | 69549.2853 | 168236.0022 | 1417.8563 | 3429.7185 | 63.9455 | 6.7889 | 1412748747.8171 | 503727.0998 | 0 | 437359.6344 | 0 | 0 | 0 | 265504.7501 | 470570.6789 | 1224328.3792 | 835629.2762 | 3737119.8186 | 3144235.0165 | 10211172.0509 | 10211172.0509 | 9278650.4665 | 4763559.1523 | 0 | 17092526.886 | 41345908.5557 | 1333.5214 | 0.24576 | 69549.2853 | 168236.0022 | 1417.8563 | 3429.7185
1 | 2700 | 707 | 0.035 | 15 | 15 | 7 | 1.7783e-12 | 0 | CO2 | Porous | Wet | R245fa | MinimizeLCOE_Brownfield | IgnoreSilica | 11.8191 | 1.3891 | 0.083604 | 4 | 53514.6691 | 126039.5027 | 1090.9689 | 2569.4857 | 64.4664 | 6.8177 | 1709263241.7906 | 610999.0801 | 0 | 544340.7561 | 0 | 0 | 0 | 310698.7248 | 571755.0388 | 1487589.3278 | 1015310.2831 | 4540693.2108 | 3144235.0165 | 10211172.0509 | 10211172.0509 | 9278650.4665 | 4763559.1523 | 0 | 17896100.2781 | 42149481.9478 | 1778.2794 | 0.33441 | 53514.6691 | 126039.5027 | 1090.9689 | 2569.4857
1 | 2700 | 707 | 0.035 | 15 | 15 | 7 | 2.3714e-12 | 0 | CO2 | Porous | Wet | R245fa | MinimizeLCOE_Brownfield | IgnoreSilica | 15.2755 | 1.8299 | 0.11268 | 4 | 41811.3168 | 95623.1006 | 852.3802 | 1949.4062 | 64.8594 | 6.8366 | 2025682603.5222 | 737355.6674 | 0 | 673650.1696 | 0 | 0 | 0 | 361297.3721 | 691198.2516 | 1798356.0663 | 1227414.9678 | 5489272.4947 | 3144235.0165 | 10211172.0509 | 10211172.0509 | 9278650.4665 | 4763559.1523 | 0 | 18844679.5621 | 43098061.2318 | 2371.3737 | 0.45071 | 41811.3168 | 95623.1006 | 852.3802 | 1949.4062
1 | 2700 | 707 | 0.035 | 15 | 15 | 7 | 3.1623e-12 | 0 | CO2 | Porous | Wet | R245fa | MinimizeLCOE_Brownfield | IgnoreSilica | 19.607 | 2.3841 | 0.15042 | 4 | 33146.4164 | 73456.1388 | 675.7345 | 1497.5027 | 65.1421 | 6.8462 | 2380496354.514 | 883892.4278 | 0 | 827537.5389 | 0 | 0 | 0 | 415611.621 | 829546.2192 | 2158309.0991 | 1473090.3089 | 6587987.2149 | 3144235.0165 | 10211172.0509 | 10211172.0509 | 9278650.4665 | 4763559.1523 | 0 | 19943394.2822 | 44196775.952 | 3162.2777 | 0.60168 | 33146.4164 | 73456.1388 | 675.7345 | 1497.5027
1 | 2700 | 707 | 0.035 | 15 | 15 | 7 | 4.217e-12 | 0 | CO2 | Porous | Wet | R245fa | MinimizeLCOE_Brownfield | IgnoreSilica | 25.0003 | 3.076 | 0.19891 | 4 | 26657.7529 | 57140.3679 | 543.4544 | 1164.8837 | 65.3292 | 6.8459 | 2747175654.7894 | 1052965.2516 | 0 | 1009827.7651 | 0 | 0 | 0 | 473239.8782 | 989052.829 | 2573312.5785 | 1756338.7111 | 7854737.0135 | 3144235.0165 | 10211172.0509 | 10211172.0509 | 9278650.4665 | 4763559.1523 | 0 | 21210144.0809 | 45463525.7506 | 4216.965 | 0.79565 | 26657.7529 | 57140.3679 | 543.4544 | 1164.8837
1 | 2700 | 707 | 0.035 | 15 | 15 | 7 | 5.6234e-12 | 0 | CO2 | Porous | Wet | R245fa | MinimizeLCOE_Brownfield | IgnoreSilica | 31.6 | 3.9261 | 0.26032 | 4 | 21744.1703 | 45035.64 | 443.2843 | 918.1124 | 65.4183 | 6.8312 | 3128091502.6209 | 1244680.0707 | 0 | 1222652.2076 | 0 | 0 | 0 | 531057.4754 | 1169372.0039 | 3042466.0831 | 2076545.6181 | 9286773.4588 | 3144235.0165 | 10211172.0509 | 10211172.0509 | 9278650.4665 | 4763559.1523 | 0 | 22642180.5261 | 46895562.1959 | 5623.4133 | 1.0413 | 21744.1703 | 45035.64 | 443.2843 | 918.1124
1 | 2700 | 707 | 0.035 | 15 | 15 | 7 | 7.4989e-12 | 0 | CO2 | Porous | Wet | R245fa | MinimizeLCOE_Brownfield | IgnoreSilica | 39.4024 | 4.9345 | 0.33575 | 4 | 18022.4771 | 36081.5132 | 367.4126 | 735.5704 | 65.4232 | 6.8057 | 3506227965.4235 | 1455244.786 | 0 | 1463013.2968 | 0 | 0 | 0 | 584482.4021 | 1366068.7891 | 3554230.7701 | 2425835.5327 | 10848875.577 | 3144235.0165 | 10211172.0509 | 10211172.0509 | 9278650.4665 | 4763559.1523 | 0 | 24204282.6443 | 48457664.314 | 7498.9421 | 1.343 | 18022.4771 | 36081.5132 | 367.4126 | 735.5704
1 | 2700 | 707 | 0.035 | 15 | 15 | 7 | 1e-11 | 0 | CO2 | Porous | Wet | R245fa | MinimizeLCOE_Brownfield | IgnoreSilica | 48.2964 | 6.0895 | 0.4254 | 4 | 15185.7529 | 29439.0273 | 309.5821 | 600.1544 | 65.3336 | 6.7643 | 3877936742.9541 | 1678281.3165 | 0 | 1725914.0366 | 0 | 0 | 0 | 626692.053 | 1572046.0884 | 4090141.451 | 2791605.5843 | 12484680.5299 | 3144235.0165 | 10211172.0509 | 10211172.0509 | 9278650.4665 | 4763559.1523 | 0 | 25840087.5973 | 50093469.267 | 10000 | 1.7016 | 15185.7529 | 29439.0273 | 309.5821 | 600.1544
1 | 2700 | 707 | 0.035 | 15 | 15 | 7 | 1.3335e-11 | 0 | CO2 | Porous | Wet | R245fa | MinimizeLCOE_Brownfield | IgnoreSilica | 57.9286 | 7.3476 | 0.52705 | 4 | 13024.0106 | 24528.275 | 265.5121 | 500.0421 | 65.1493 | 6.7058 | 4225656004.2629 | 1902926.6745 | 0 | 2000297.1465 | 0 | 0 | 0 | 649814.8783 | 1775685.0927 | 4619968.3682 | 3153223.3422 | 14101915.5024 | 3144235.0165 | 10211172.0509 | 10211172.0509 | 9278650.4665 | 4763559.1523 | 0 | 27457322.5698 | 51710704.2395 | 13335.2143 | 2.1082 | 13024.0106 | 24528.275 | 265.5121 | 500.0421
1 | 2700 | 707 | 0.035 | 15 | 15 | 7 | 1.7783e-11 | 0 | CO2 | Porous | Wet | R245fa | MinimizeLCOE_Brownfield | IgnoreSilica | 67.7434 | 8.6373 | 0.63585 | 4 | 11381.4345 | 20917.1728 | 232.0259 | 426.4249 | 64.8788 | 6.6322 | 4533301670.1329 | 2116039.954 | 0 | 2271022.1923 | 0 | 0 | 0 | 647189.5944 | 1963358.1789 | 5108255.2413 | 3486489.1663 | 15592354.3272 | 3144235.0165 | 10211172.0509 | 10211172.0509 | 9278650.4665 | 4763559.1523 | 0 | 28947761.3946 | 53201143.0643 | 17782.7941 | 2.5434 | 11381.4345 | 20917.1728 | 232.0259 | 426.4249
1 | 2700 | 707 | 0.035 | 15 | 15 | 7 | 2.3714e-11 | 0 | CO2 | Porous | Wet | R245fa | MinimizeLCOE_Brownfield | IgnoreSilica | 75.846 | 9.7197 | 0.73922 | 4 | 10134.5595 | 18336.9689 | 206.6067 | 373.8239 | 64.5869 | 6.5581 | 4793926818.6928 | 2280584.2363 | 0 | 2489169.0608 | 0 | 0 | 0 | 593408.8099 | 2091633.2217 | 5442000.59 | 3714277.2246 | 16611073.1434 | 3144235.0165 | 10211172.0509 | 10211172.0509 | 9278650.4665 | 4763559.1523 | 0 | 29966480.2108 | 54219861.8805 | 23713.7371 | 2.9569 | 10134.5595 | 18336.9689 | 206.6067 | 373.8239
1 | 2700 | 707 | 0.035 | 15 | 15 | 7 | 3.1623e-11 | 0 | CO2 | Porous | Wet | R245fa | MinimizeLCOE_Brownfield | IgnoreSilica | 85.3 | 10.9685 | 0.84748 | 4 | 9195.7684 | 16350.3633 | 187.4682 | 333.3243 | 64.1856 | 6.4627 | 3283378077.4672 | 2460834.886 | 0 | 2737699.9625 | 0 | 0 | 0 | 554095.1753 | 2243525.7093 | 5837193.6852 | 3984004.6325 | 17817354.0508 | 3144235.0165 | 10211172.0509 | 10211172.0509 | 9278650.4665 | 4763559.1523 | 0 | 31172761.1181 | 55426142.7878 | 31622.7766 | 3.3899 | 9195.7684 | 16350.3633 | 187.4682 | 333.3243
1 | 2700 | 707 | 0.035 | 15 | 15 | 7 | 4.217e-11 | 0 | CO2 | Porous | Wet | R245fa | MinimizeLCOE_Brownfield | IgnoreSilica | 93.7 | 12.0817 | 0.94604 | 4 | 8488.5584 | 14897.7216 | 173.0507 | 303.7102 | 63.7634 | 6.3663 | 4895471261.4603 | 2610206.6413 | 0 | 2954034.0342 | 0 | 0 | 0 | 494922.5698 | 2363073.6657 | 6148232.9451 | 4196295.3186 | 18766765.1749 | 3144235.0165 | 10211172.0509 | 10211172.0509 | 9278650.4665 | 4763559.1523 | 0 | 32122172.2423 | 56375553.912 | 42169.6503 | 3.7842 | 8488.5584 | 14897.7216 | 173.0507 | 303.7102
1 | 2700 | 707 | 0.035 | 15 | 15 | 7 | 5.6234e-11 | 0 | CO2 | Porous | Wet | R245fa | MinimizeLCOE_Brownfield | IgnoreSilica | 98.5741 | 12.7467 | 1.0201 | 4 | 7949.3569 | 13893.3145 | 162.0584 | 283.234 | 63.4846 | 6.3038 | 5343688199.7313 | 2691993.6672 | 0 | 3077954.7081 | 0 | 0 | 0 | 390570.7625 | 2402602.4638 | 6251078.7692 | 4266489.7068 | 19080690.0777 | 3144235.0165 | 10211172.0509 | 10211172.0509 | 9278650.4665 | 4763559.1523 | 0 | 32436097.1451 | 56689478.8148 | 56234.1325 | 4.0803 | 7949.3569 | 13893.3145 | 162.0584 | 283.234
1 | 2700 | 707 | 0.035 | 15 | 15 | 7 | 7.4989e-11 | 0 | CO2 | Porous | Wet | R245fa | MinimizeLCOE_Brownfield | IgnoreSilica | 102.8324 | 13.3236 | 1.0829 | 4 | 7543.2661 | 13142.4207 | 153.7797 | 267.926 | 63.2323 | 6.2492 | 5515099262.7497 | 2761090.2633 | 0 | 3184774.7823 | 0 | 0 | 0 | 291634.103 | 2432624.6679 | 6329190.3861 | 4319802.4904 | 19319116.693 | 3144235.0165 | 10211172.0509 | 10211172.0509 | 9278650.4665 | 4763559.1523 | 0 | 32674523.7603 | 56927905.43 | 74989.4209 | 4.3316 | 7543.2661 | 13142.4207 | 153.7797 | 267.926
1 | 2700 | 707 | 0.035 | 15 | 15 | 7 | 1e-10 | 0 | CO2 | Porous | Wet | R245fa | MinimizeLCOE_Brownfield | IgnoreSilica | 105.9411 | 13.75 | 1.1325 | 4 | 7226.1932 | 12580.126 | 147.3157 | 256.4629 | 63.0317 | 6.2056 | 5104461094.8168 | 2809570.6267 | 0 | 3262450.0027 | 0 | 0 | 0 | 184921.6869 | 2440207.5034 | 6348919.3684 | 4333267.9262 | 19379337.1142 | 3144235.0165 | 10211172.0509 | 10211172.0509 | 9278650.4665 | 4763559.1523 | 0 | 32734744.1816 | 56988125.8513 | 100000 | 4.53 | 7226.1932 | 12580.126 | 147.3157 | 256.4629
1 | 2700 | 707 | 0.035 | 15 | 15 | 7 | 1.3335e-10 | 0 | CO2 | Porous | Wet | R245fa | MinimizeLCOE_Brownfield | IgnoreSilica | 105.846 | 13.7655 | 1.1569 | 4 | 6947.0965 | 12187.9381 | 141.626 | 248.4676 | 63.0312 | 6.2052 | 12275972964.0742 | 2807753.7555 | 0 | 3260241.6198 | 0 | 0 | 0 | 0 | 2366518.1963 | 6157194.9072 | 4202412.0419 | 18794120.5207 | 3144235.0165 | 10211172.0509 | 10211172.0509 | 9278650.4665 | 4763559.1523 | 0 | 32149527.588 | 56402909.2578 | 133352.1432 | 4.6278 | 6947.0965 | 12187.9381 | 141.626 | 248.4676
1 | 2700 | 707 | 0.035 | 15 | 15 | 7 | 1.7783e-10 | 0 | CO2 | Porous | Wet | R245fa | MinimizeLCOE_Brownfield | IgnoreSilica | 114.7474 | 14.9108 | 1.2279 | 4 | 6767.4747 | 11705.5561 | 137.9641 | 238.6336 | 62.418 | 6.0743 | 13560657661.7149 | 2939382.9374 | 0 | 3480187.471 | 0 | 0 | 0 | 0 | 2503632.4593 | 6513938.0935 | 4445896.5968 | 19883037.5581 | 3144235.0165 | 10211172.0509 | 10211172.0509 | 9278650.4665 | 4763559.1523 | 0 | 33238444.6255 | 57491826.2952 | 177827.941 | 4.9115 | 6767.4747 | 11705.5561 | 137.9641 | 238.6336
1 | 2700 | 707 | 0.035 | 15 | 15 | 7 | 2.3714e-10 | 0 | CO2 | Porous | Wet | R245fa | MinimizeLCOE_Brownfield | IgnoreSilica | 122.0043 | 15.8393 | 1.2805 | 4 | 6656.0712 | 11391.2957 | 135.693 | 232.227 | 61.8655 | 5.959 | 14868295601.26 | 3038149.1539 | 0 | 3656935.0581 | 0 | 0 | 0 | 0 | 2611082.8427 | 6793501.9499 | 4636704.6733 | 20736373.678 | 3144235.0165 | 10211172.0509 | 10211172.0509 | 9278650.4665 | 4763559.1523 | 0 | 34091780.7453 | 58345162.415 | 237137.3706 | 5.1219 | 6656.0712 | 11391.2957 | 135.693 | 232.227
1 | 2700 | 707 | 0.035 | 15 | 15 | 7 | 3.1623e-10 | 0 | CO2 | Porous | Wet | R245fa | MinimizeLCOE_Brownfield | IgnoreSilica | 127.7831 | 16.5752 | 1.3187 | 4 | 6587.5855 | 11185.422 | 134.2968 | 228.03 | 61.3911 | 5.8615 | 15508608885.1039 | 3111198.5276 | 0 | 3796150.2951 | 0 | 0 | 0 | 0 | 2693866.0409 | 7008886.8504 | 4783709.2936 | 21393811.0077 | 3144235.0165 | 10211172.0509 | 10211172.0509 | 9278650.4665 | 4763559.1523 | 0 | 34749218.075 | 59002599.7447 | 316227.766 | 5.275 | 6587.5855 | 11185.422 | 134.2968 | 228.03
1 | 2700 | 707 | 0.035 | 15 | 15 | 7 | 4.217e-10 | 0 | CO2 | Porous | Wet | R245fa | MinimizeLCOE_Brownfield | IgnoreSilica | 132.3332 | 17.1524 | 1.3464 | 4 | 6545.6599 | 11048.9416 | 133.4421 | 225.2476 | 60.9949 | 5.7811 | 16553570904.7351 | 3165112.614 | 0 | 3904904.7915 | 0 | 0 | 0 | 0 | 2757306.7881 | 7173946.6614 | 4896366.0062 | 21897636.8613 | 3144235.0165 | 10211172.0509 | 10211172.0509 | 9278650.4665 | 4763559.1523 | 0 | 35253043.9286 | 59506425.5983 | 421696.5034 | 5.3857 | 6545.6599 | 11048.9416 | 133.4421 | 225.2476
1 | 2700 | 707 | 0.035 | 15 | 15 | 7 | 5.6234e-10 | 0 | CO2 | Porous | Wet | R245fa | MinimizeLCOE_Brownfield | IgnoreSilica | 134.0628 | 17.3599 | 1.3592 | 4 | 6519.0968 | 10980.1492 | 132.9006 | 223.8452 | 60.8899 | 5.765 | 4135266619.4818 | 3187887.0027 | 0 | 3943248.4614 | 0 | 0 | 0 | 0 | 2781142.831 | 7235963.1554 | 4938693.5377 | 22086934.9883 | 3144235.0165 | 10211172.0509 | 10211172.0509 | 9278650.4665 | 4763559.1523 | 0 | 35442342.0556 | 59695723.7253 | 562341.3252 | 5.4367 | 6519.0968 | 10980.1492 | 132.9006 | 223.8452
1 | 2700 | 707 | 0.035 | 15 | 15 | 7 | 7.4989e-10 | 0 | CO2 | Porous | Wet | R245fa | MinimizeLCOE_Brownfield | IgnoreSilica | 134.5575 | 17.4087 | 1.3654 | 4 | 6499.4587 | 10940.2057 | 132.5003 | 223.0309 | 60.9067 | 5.7744 | 4136122948.683 | 3197240.8291 | 0 | 3951589.6321 | 0 | 0 | 0 | 0 | 2788043.8798 | 7253918.2689 | 4950948.2717 | 22141740.8816 | 3144235.0165 | 10211172.0509 | 10211172.0509 | 9278650.4665 | 4763559.1523 | 0 | 35497147.9489 | 59750529.6186 | 749894.2093 | 5.4616 | 6499.4587 | 10940.2057 | 132.5003 | 223.0309
1 | 2700 | 707 | 0.035 | 15 | 15 | 7 | 1e-09 | 0 | CO2 | Porous | Wet | R245fa | MinimizeLCOE_Brownfield | IgnoreSilica | 134.913 | 17.443 | 1.37 | 4 | 6484.7286 | 10910.5008 | 132.2 | 222.4253 | 60.9214 | 5.7821 | 4139494022.2845 | 3204125.7685 | 0 | 3957420.9013 | 0 | 0 | 0 | 0 | 2793003.2012 | 7266821.4059 | 4959754.9277 | 22181126.2046 | 3144235.0165 | 10211172.0509 | 10211172.0509 | 9278650.4665 | 4763559.1523 | 0 | 35536533.272 | 59789914.9417 | 1000000 | 5.48 | 6484.7286 | 10910.5008 | 132.2 | 222.4253
1 | 2700 | 707 | 0.035 | 15 | 15 | 7 | 1.3335e-09 | 0 | CO2 | Porous | Wet | R245fa | MinimizeLCOE_Brownfield | IgnoreSilica | 135.1829 | 17.4692 | 1.3735 | 4 | 6473.6806 | 10888.201 | 131.9747 | 221.9707 | 60.9323 | 5.7877 | 4141683429.3033 | 3209331.5602 | 0 | 3961861.6595 | 0 | 0 | 0 | 0 | 2796765.3557 | 7276609.76 | 4966435.6806 | 22211004.0159 | 3144235.0165 | 10211172.0509 | 10211172.0509 | 9278650.4665 | 4763559.1523 | 0 | 35566411.0833 | 59819792.753 | 1333521.4322 | 5.494 | 6473.6806 | 10888.201 | 131.9747 | 221.9707
1 | 2700 | 707 | 0.035 | 15 | 15 | 7 | 1.7783e-09 | 0 | CO2 | Porous | Wet | R245fa | MinimizeLCOE_Brownfield | IgnoreSilica | 135.3876 | 17.489 | 1.3761 | 4 | 6465.3947 | 10871.4609 | 131.8058 | 221.6294 | 60.9403 | 5.792 | 4143084884.07 | 3213262.5802 | 0 | 3965238.0841 | 0 | 0 | 0 | 0 | 2799615.2591 | 7284024.624 | 4971496.4776 | 22233637.025 | 3144235.0165 | 10211172.0509 | 10211172.0509 | 9278650.4665 | 4763559.1523 | 0 | 35589044.0924 | 59842425.7621 | 1778279.41 | 5.5045 | 6465.3947 | 10871.4609 | 131.8058 | 221.6294
1 | 2700 | 707 | 0.035 | 15 | 15 | 7 | 2.3714e-09 | 0 | CO2 | Porous | Wet | R245fa | MinimizeLCOE_Brownfield | IgnoreSilica | 135.5534 | 17.5055 | 1.3782 | 4 | 6459.1805 | 10858.7518 | 131.6791 | 221.3703 | 60.9448 | 5.7948 | 4142303495.6497 | 3216330.3729 | 0 | 3968072.8082 | 0 | 0 | 0 | 0 | 2801917.2406 | 7290013.9078 | 4975584.2869 | 22251918.6163 | 3144235.0165 | 10211172.0509 | 10211172.0509 | 9278650.4665 | 4763559.1523 | 0 | 35607325.6836 | 59860707.3533 | 2371373.7057 | 5.5127 | 6459.1805 | 10858.7518 | 131.6791 | 221.3703
1 | 2700 | 707 | 0.035 | 15 | 15 | 7 | 3.1623e-09 | 0 | CO2 | Porous | Wet | R245fa | MinimizeLCOE_Brownfield | IgnoreSilica | 135.6628 | 17.5159 | 1.3796 | 4 | 6454.5201 | 10849.4219 | 131.5841 | 221.1801 | 60.9501 | 5.7974 | 4144037034.9913 | 3218491.8765 | 0 | 3969822.5467 | 0 | 0 | 0 | 0 | 2803442.6251 | 7293982.6452 | 4978293.0317 | 22264032.7253 | 3144235.0165 | 10211172.0509 | 10211172.0509 | 9278650.4665 | 4763559.1523 | 0 | 35619439.7926 | 59872821.4623 | 3162277.6602 | 5.5185 | 6454.5201 | 10849.4219 | 131.5841 | 221.1801
1 | 2700 | 707 | 0.035 | 15 | 15 | 7 | 4.217e-09 | 0 | CO2 | Porous | Wet | R245fa | MinimizeLCOE_Brownfield | IgnoreSilica | 135.7554 | 17.5251 | 1.3808 | 4 | 6451.0252 | 10842.2887 | 131.5129 | 221.0347 | 60.9528 | 5.799 | 4143736349.481 | 3220213.6649 | 0 | 3971396.8962 | 0 | 0 | 0 | 0 | 2804728.1188 | 7297327.2363 | 4980575.7839 | 22274241.7001 | 3144235.0165 | 10211172.0509 | 10211172.0509 | 9278650.4665 | 4763559.1523 | 0 | 35629648.7675 | 59883030.4372 | 4216965.0343 | 5.5231 | 6451.0252 | 10842.2887 | 131.5129 | 221.0347
1 | 2700 | 707 | 0.035 | 15 | 15 | 7 | 5.6234e-09 | 0 | CO2 | Porous | Wet | R245fa | MinimizeLCOE_Brownfield | IgnoreSilica | 135.8091 | 17.5299 | 1.3816 | 4 | 6448.4042 | 10837.1481 | 131.4594 | 220.9299 | 60.9566 | 5.8007 | 4145940101.3222 | 3221356.3128 | 0 | 3972182.1749 | 0 | 0 | 0 | 0 | 2805480.0102 | 7299283.5035 | 4981910.9764 | 22280212.9779 | 3144235.0165 | 10211172.0509 | 10211172.0509 | 9278650.4665 | 4763559.1523 | 0 | 35635620.0453 | 59889001.715 | 5623413.2519 | 5.5263 | 6448.4042 | 10837.1481 | 131.4594 | 220.9299
1 | 2700 | 707 | 0.035 | 15 | 15 | 7 | 7.4989e-09 | 0 | CO2 | Porous | Wet | R245fa | MinimizeLCOE_Brownfield | IgnoreSilica | 135.8675 | 17.5359 | 1.3822 | 4 | 6446.4387 | 10833.0559 | 131.4194 | 220.8465 | 60.9574 | 5.8014 | 4144822023.8159 | 3222384.702 | 0 | 3973223.107 | 0 | 0 | 0 | 0 | 2806287.0455 | 7301383.2438 | 4983344.0923 | 22286622.1905 | 3144235.0165 | 10211172.0509 | 10211172.0509 | 9278650.4665 | 4763559.1523 | 0 | 35642029.2579 | 59895410.9276 | 7498942.0933 | 5.5289 | 6446.4387 | 10833.0559 | 131.4194 | 220.8465
1 | 2700 | 707 | 0.035 | 15 | 15 | 7 | 1e-08 | 0 | CO2 | Porous | Wet | R245fa | MinimizeLCOE_Brownfield | IgnoreSilica | 135.9017 | 17.5391 | 1.3827 | 4 | 6444.9648 | 10830.1125 | 131.3893 | 220.7865 | 60.9592 | 5.8023 | 4145445032.5791 | 3223066.1893 | 0 | 3973765.7188 | 0 | 0 | 0 | 0 | 2806764.4442 | 7302625.3372 | 4984191.8466 | 22290413.5362 | 3144235.0165 | 10211172.0509 | 10211172.0509 | 9278650.4665 | 4763559.1523 | 0 | 35645820.6035 | 59899202.2732 | 10000000 | 5.5308 | 6444.9648 | 10830.1125 | 131.3893 | 220.7865
1 | 2800 | 707 | 0.035 | 15 | 15 | 7 | 1e-13 | 0 | CO2 | Porous | Wet | R245fa | MinimizeLCOE_Brownfield | IgnoreSilica | 0.65648 | 0.0067533 | 0.00088497 | 4 | 4007537.8644 | 11094152.4979 | 81699.08 | 226169.3046 | 46.5368 | 5.6611 | 5245749.9045 | 53609.5465 | 0 | 29582.8957 | 0 | 0 | 0 | 45623.1098 | 50238.0653 | 130709.1406 | 89211.6743 | 398974.4322 | 3144235.0165 | 10642951.9172 | 10642951.9172 | 9533441.692 | 4909297.9377 | 0 | 14186161.3658 | 39271852.9127 | 100 | 0.0035399 | 4007537.8644 | 11094152.4979 | 81699.08 | 226169.3046
1 | 2800 | 707 | 0.035 | 15 | 15 | 7 | 1.3335e-13 | 0 | CO2 | Porous | Wet | R245fa | MinimizeLCOE_Brownfield | IgnoreSilica | 0.97321 | 0.035784 | 0.0021705 | 4 | 1657001.2777 | 4546376.9484 | 33780.2123 | 92684.0435 | 51.5175 | 6.1197 | 44230461.8585 | 80270.291 | 0 | 50117.3187 | 0 | 0 | 0 | 63001.0891 | 75421.5925 | 196231.5127 | 133932.0396 | 598973.8436 | 3144235.0165 | 10642951.9172 | 10642951.9172 | 9533441.692 | 4909297.9377 | 0 | 14386160.7773 | 39471852.3242 | 133.3521 | 0.008682 | 1657001.2777 | 4546376.9484 | 33780.2123 | 92684.0435
1 | 2800 | 707 | 0.035 | 15 | 15 | 7 | 1.7783e-13 | 0 | CO2 | Porous | Wet | R245fa | MinimizeLCOE_Brownfield | IgnoreSilica | 1.3364 | 0.074879 | 0.0041916 | 4 | 870534.2122 | 2366726.4817 | 17747.0174 | 48248.9206 | 55.0039 | 6.421 | 191209957.3044 | 108963.2768 | 0 | 72693.1102 | 0 | 0 | 0 | 79381.0623 | 101804.6052 | 264874.6998 | 180782.4252 | 808499.1795 | 3144235.0165 | 10642951.9172 | 10642951.9172 | 9533441.692 | 4909297.9377 | 0 | 14595686.1131 | 39681377.66 | 177.8279 | 0.016766 | 870534.2122 | 2366726.4817 | 17747.0174 | 48248.9206
1 | 2800 | 707 | 0.035 | 15 | 15 | 7 | 2.3714e-13 | 0 | CO2 | Porous | Wet | R245fa | MinimizeLCOE_Brownfield | IgnoreSilica | 1.8337 | 0.13198 | 0.007174 | 4 | 517990.1229 | 1392181.1396 | 10559.9293 | 28381.4956 | 57.9808 | 6.6575 | 301517376.9531 | 145325.9749 | 0 | 102046.5878 | 0 | 0 | 0 | 100355.5057 | 135613.9467 | 352839.671 | 240820.3256 | 1077002.0116 | 3144235.0165 | 10642951.9172 | 10642951.9172 | 9533441.692 | 4909297.9377 | 0 | 14864188.9453 | 39949880.4922 | 237.1374 | 0.028696 | 517990.1229 | 1392181.1396 | 10559.9293 | 28381.4956
1 | 2800 | 707 | 0.035 | 15 | 15 | 7 | 3.1623e-13 | 0 | CO2 | Porous | Wet | R245fa | MinimizeLCOE_Brownfield | IgnoreSilica | 2.4451 | 0.20621 | 0.011376 | 4 | 333252.4282 | 884530.389 | 6793.8015 | 18032.3484 | 60.26 | 6.8261 | 408831621.8193 | 186466.0761 | 0 | 136137.474 | 0 | 0 | 0 | 122092.5578 | 173431.4821 | 451233.1408 | 307975.8905 | 1377336.6213 | 3144235.0165 | 10642951.9172 | 10642951.9172 | 9533441.692 | 4909297.9377 | 0 | 15164523.555 | 40250215.1019 | 316.2278 | 0.045505 | 333252.4282 | 884530.389 | 6793.8015 | 18032.3484
1 | 2800 | 707 | 0.035 | 15 | 15 | 7 | 4.217e-13 | 0 | CO2 | Porous | Wet | R245fa | MinimizeLCOE_Brownfield | IgnoreSilica | 3.2493 | 0.30629 | 0.017176 | 4 | 226047.0187 | 591181.9127 | 4608.2742 | 12052.0429 | 62.1323 | 6.9562 | 552487501.905 | 236207.42 | 0 | 178467.6963 | 0 | 0 | 0 | 148021.9393 | 219451.8517 | 570968.7024 | 389697.8716 | 1742815.4814 | 3144235.0165 | 10642951.9172 | 10642951.9172 | 9533441.692 | 4909297.9377 | 0 | 15530002.415 | 40615693.9619 | 421.6965 | 0.068703 | 226047.0187 | 591181.9127 | 4608.2742 | 12052.0429
1 | 2800 | 707 | 0.035 | 15 | 15 | 7 | 5.6234e-13 | 0 | CO2 | Porous | Wet | R245fa | MinimizeLCOE_Brownfield | IgnoreSilica | 4.2823 | 0.43723 | 0.025048 | 4 | 159309.5681 | 409683.9865 | 3247.741 | 8351.9622 | 63.6206 | 7.0543 | 788436823.2418 | 294891.6789 | 0 | 229773.7298 | 0 | 0 | 0 | 177398.6603 | 273804.9869 | 712384.4108 | 486216.9984 | 2174470.465 | 3144235.0165 | 10642951.9172 | 10642951.9172 | 9533441.692 | 4909297.9377 | 0 | 15961657.3987 | 41047348.9456 | 562.3413 | 0.10019 | 159309.5681 | 409683.9865 | 3247.741 | 8351.9622
1 | 2800 | 707 | 0.035 | 15 | 15 | 7 | 7.4989e-13 | 0 | CO2 | Porous | Wet | R245fa | MinimizeLCOE_Brownfield | IgnoreSilica | 5.6239 | 0.60905 | 0.035639 | 4 | 115600.3054 | 291572.0235 | 2356.6686 | 5944.0901 | 64.809 | 7.129 | 1015230203.5134 | 364952.6771 | 0 | 292693.1334 | 0 | 0 | 0 | 211589.7676 | 339001.8755 | 882013.3411 | 601992.2289 | 2692243.0236 | 3144235.0165 | 10642951.9172 | 10642951.9172 | 9533441.692 | 4909297.9377 | 0 | 16479429.9573 | 41565121.5042 | 749.8942 | 0.14256 | 115600.3054 | 291572.0235 | 2356.6686 | 5944.0901
1 | 2800 | 707 | 0.035 | 15 | 15 | 7 | 1e-12 | 0 | CO2 | Porous | Wet | R245fa | MinimizeLCOE_Brownfield | IgnoreSilica | 7.3561 | 0.83245 | 0.049778 | 4 | 85864.7753 | 211852.7016 | 1750.4696 | 4318.9039 | 65.7451 | 7.1853 | 1269822371.803 | 448181.0953 | 0 | 369453.6764 | 0 | 0 | 0 | 250895.4261 | 416726.7772 | 1084237.5918 | 740014.4352 | 3309509.002 | 3144235.0165 | 10642951.9172 | 10642951.9172 | 9533441.692 | 4909297.9377 | 0 | 17096695.9357 | 42182387.4826 | 1000 | 0.19911 | 85864.7753 | 211852.7016 | 1750.4696 | 4318.9039
1 | 2800 | 707 | 0.035 | 15 | 15 | 7 | 1.3335e-12 | 0 | CO2 | Porous | Wet | R245fa | MinimizeLCOE_Brownfield | IgnoreSilica | 9.5876 | 1.1216 | 0.068546 | 4 | 65036.4172 | 156528.8298 | 1325.8553 | 3191.0519 | 66.4756 | 7.2271 | 1549326228.443 | 546971.2969 | 0 | 462991.2025 | 0 | 0 | 0 | 295940.4085 | 509302.1341 | 1325099.6807 | 904407.7602 | 4044712.4829 | 3144235.0165 | 10642951.9172 | 10642951.9172 | 9533441.692 | 4909297.9377 | 0 | 17831899.4166 | 42917590.9635 | 1333.5214 | 0.27418 | 65036.4172 | 156528.8298 | 1325.8553 | 3191.0519
1 | 2800 | 707 | 0.035 | 15 | 15 | 7 | 1.7783e-12 | 0 | CO2 | Porous | Wet | R245fa | MinimizeLCOE_Brownfield | IgnoreSilica | 12.4381 | 1.4924 | 0.093295 | 4 | 50110.1371 | 117331.7622 | 1021.5629 | 2391.9667 | 67.0361 | 7.2568 | 1864347305.2129 | 663420.6056 | 0 | 576144.8242 | 0 | 0 | 0 | 346632.9087 | 618617.352 | 1609515.4541 | 1098527.3696 | 4912858.5142 | 3144235.0165 | 10642951.9172 | 10642951.9172 | 9533441.692 | 4909297.9377 | 0 | 18700045.4478 | 43785736.9947 | 1778.2794 | 0.37318 | 50110.1371 | 117331.7622 | 1021.5629 | 2391.9667
1 | 2800 | 707 | 0.035 | 15 | 15 | 7 | 2.3714e-12 | 0 | CO2 | Porous | Wet | R245fa | MinimizeLCOE_Brownfield | IgnoreSilica | 16.0527 | 1.9641 | 0.1257 | 4 | 39217.1949 | 89109.3404 | 799.4956 | 1816.6144 | 67.4572 | 7.2761 | 2212076486.6896 | 799906.6864 | 0 | 712222.2937 | 0 | 0 | 0 | 402843.818 | 746839.3913 | 1943122.8982 | 1326221.3052 | 5931156.3928 | 3144235.0165 | 10642951.9172 | 10642951.9172 | 9533441.692 | 4909297.9377 | 0 | 19718343.3264 | 44804034.8733 | 2371.3737 | 0.5028 | 39217.1949 | 89109.3404 | 799.4956 | 1816.6144
1 | 2800 | 707 | 0.035 | 15 | 15 | 7 | 3.1623e-12 | 0 | CO2 | Porous | Wet | R245fa | MinimizeLCOE_Brownfield | IgnoreSilica | 20.5887 | 2.5579 | 0.16774 | 4 | 31151.1531 | 68539.9663 | 635.0584 | 1397.2799 | 67.7607 | 7.2852 | 2589010949.4175 | 958456.5734 | 0 | 874427.3096 | 0 | 0 | 0 | 463796.6408 | 895705.4043 | 2330441.7274 | 1590574.3648 | 7113402.0202 | 3144235.0165 | 10642951.9172 | 10642951.9172 | 9533441.692 | 4909297.9377 | 0 | 20900588.9538 | 45986280.5007 | 3162.2777 | 0.67094 | 31151.1531 | 68539.9663 | 635.0584 | 1397.2799
1 | 2800 | 707 | 0.035 | 15 | 15 | 7 | 4.217e-12 | 0 | CO2 | Porous | Wet | R245fa | MinimizeLCOE_Brownfield | IgnoreSilica | 26.2159 | 3.2968 | 0.22161 | 4 | 25109.0471 | 53407.8629 | 511.8819 | 1088.7915 | 67.9608 | 7.2836 | 2981595134.5517 | 1140761.8799 | 0 | 1065915.6767 | 0 | 0 | 0 | 528297.3405 | 1066640.2099 | 2775179.0281 | 1894116.7109 | 8470910.8459 | 3144235.0165 | 10642951.9172 | 10642951.9172 | 9533441.692 | 4909297.9377 | 0 | 22258097.7795 | 47343789.3265 | 4216.965 | 0.88646 | 25109.0471 | 53407.8629 | 511.8819 | 1088.7915
1 | 2800 | 707 | 0.035 | 15 | 15 | 7 | 5.6234e-12 | 0 | CO2 | Porous | Wet | R245fa | MinimizeLCOE_Brownfield | IgnoreSilica | 33.0519 | 4.1976 | 0.28942 | 4 | 20543.2456 | 42212.1642 | 418.8018 | 860.5521 | 68.0627 | 7.2694 | 3384941807.9839 | 1346248.2281 | 0 | 1287784.2236 | 0 | 0 | 0 | 593128.1146 | 1258592.6208 | 3274599.8266 | 2234981.6679 | 9995334.6816 | 3144235.0165 | 10642951.9172 | 10642951.9172 | 9533441.692 | 4909297.9377 | 0 | 23782521.6152 | 48868213.1622 | 5623.4133 | 1.1577 | 20543.2456 | 42212.1642 | 418.8018 | 860.5521
1 | 2800 | 707 | 0.035 | 15 | 15 | 7 | 7.4989e-12 | 0 | CO2 | Porous | Wet | R245fa | MinimizeLCOE_Brownfield | IgnoreSilica | 41.1418 | 5.269 | 0.37279 | 4 | 17063.7869 | 33886.6117 | 347.8684 | 690.8244 | 68.0589 | 7.2371 | 4175022013.2653 | 1571861.1704 | 0 | 1539127.8357 | 0 | 0 | 0 | 652932.741 | 1467929.4814 | 3819251.3967 | 2606717.556 | 11657820.1812 | 3144235.0165 | 10642951.9172 | 10642951.9172 | 9533441.692 | 4909297.9377 | 0 | 25445007.1148 | 50530698.6617 | 7498.9421 | 1.4912 | 17063.7869 | 33886.6117 | 347.8684 | 690.8244
1 | 2800 | 707 | 0.035 | 15 | 15 | 7 | 1e-11 | 0 | CO2 | Porous | Wet | R245fa | MinimizeLCOE_Brownfield | IgnoreSilica | 50.3233 | 6.49 | 0.47123 | 4 | 14420.7807 | 27729.5319 | 293.9871 | 565.304 | 67.9616 | 7.1905 | 4175045213.5051 | 1810025.7218 | 0 | 1812772.5786 | 0 | 0 | 0 | 701862.4455 | 1686617.6909 | 4388233.2588 | 2995059.3683 | 13394571.0639 | 3144235.0165 | 10642951.9172 | 10642951.9172 | 9533441.692 | 4909297.9377 | 0 | 27181757.9975 | 52267449.5444 | 10000 | 1.8849 | 14420.7807 | 27729.5319 | 293.9871 | 565.304
1 | 2800 | 707 | 0.035 | 15 | 15 | 7 | 1.3335e-11 | 0 | CO2 | Porous | Wet | R245fa | MinimizeLCOE_Brownfield | IgnoreSilica | 60.1601 | 7.8062 | 0.58189 | 4 | 12407.4971 | 23185.2472 | 252.9436 | 472.6626 | 67.7647 | 7.1259 | 4536865863.3753 | 2047397.9946 | 0 | 2095482.4881 | 0 | 0 | 0 | 729763.1116 | 1900331.0018 | 4944271.4551 | 3374566.8628 | 15091812.914 | 3144235.0165 | 10642951.9172 | 10642951.9172 | 9533441.692 | 4909297.9377 | 0 | 28878999.8476 | 53964691.3945 | 13335.2143 | 2.3275 | 12407.4971 | 23185.2472 | 252.9436 | 472.6626
1 | 2800 | 707 | 0.035 | 15 | 15 | 7 | 1.7783e-11 | 0 | CO2 | Porous | Wet | R245fa | MinimizeLCOE_Brownfield | IgnoreSilica | 70.1017 | 9.145 | 0.69933 | 4 | 10878.9705 | 19846.7152 | 221.7825 | 404.6021 | 67.4786 | 7.0457 | 4852578308.7752 | 2270852.1563 | 0 | 2372347.7861 | 0 | 0 | 0 | 730859.0012 | 2095882.988 | 5453057.6101 | 3721823.868 | 16644823.4097 | 3144235.0165 | 10642951.9172 | 10642951.9172 | 9533441.692 | 4909297.9377 | 0 | 30432010.3433 | 55517701.8902 | 17782.7941 | 2.7973 | 10878.9705 | 19846.7152 | 221.7825 | 404.6021
1 | 2800 | 707 | 0.035 | 15 | 15 | 7 | 2.3714e-11 | 0 | CO2 | Porous | Wet | R245fa | MinimizeLCOE_Brownfield | IgnoreSilica | 79.5339 | 10.423 | 0.81638 | 4 | 9723.3105 | 17405.3083 | 198.2228 | 354.8308 | 67.1284 | 6.9557 | 5113216763.7511 | 2468709.4293 | 0 | 2628118.3172 | 0 | 0 | 0 | 703293.1992 | 2262047.1688 | 5885382.7237 | 4016894.6414 | 17964445.4797 | 3144235.0165 | 10642951.9172 | 10642951.9172 | 9533441.692 | 4909297.9377 | 0 | 31751632.4134 | 56837323.9603 | 23713.7371 | 3.2655 | 9723.3105 | 17405.3083 | 198.2228 | 354.8308
1 | 2800 | 707 | 0.035 | 15 | 15 | 7 | 3.1623e-11 | 0 | CO2 | Porous | Wet | R245fa | MinimizeLCOE_Brownfield | IgnoreSilica | 87.4 | 11.5015 | 0.9234 | 4 | 8848.1406 | 15639.7861 | 180.3813 | 318.8382 | 66.7695 | 6.8673 | 5302093069.7231 | 2623225.7747 | 0 | 2837265.331 | 0 | 0 | 0 | 639879.8916 | 2379144.689 | 6190046.451 | 4224833.8956 | 18894396.0329 | 3144235.0165 | 10642951.9172 | 10642951.9172 | 9533441.692 | 4909297.9377 | 0 | 32681582.9666 | 57767274.5135 | 31622.7766 | 3.6936 | 8848.1406 | 15639.7861 | 180.3813 | 318.8382
1 | 2800 | 707 | 0.035 | 15 | 15 | 7 | 4.217e-11 | 0 | CO2 | Porous | Wet | R245fa | MinimizeLCOE_Brownfield | IgnoreSilica | 95.3 | 12.577 | 1.0249 | 4 | 8192.9755 | 14311.9283 | 167.0249 | 291.768 | 66.3632 | 6.7721 | 3708656093.1021 | 2769694.9194 | 0 | 3043235.5659 | 0 | 0 | 0 | 580254.4457 | 2493342.123 | 6487164.7494 | 4427623.2394 | 19801315.0427 | 3144235.0165 | 10642951.9172 | 10642951.9172 | 9533441.692 | 4909297.9377 | 0 | 33588501.9763 | 58674193.5232 | 42169.6503 | 4.0997 | 8192.9755 | 14311.9283 | 167.0249 | 291.768
1 | 2800 | 707 | 0.035 | 15 | 15 | 7 | 5.6234e-11 | 0 | CO2 | Porous | Wet | R245fa | MinimizeLCOE_Brownfield | IgnoreSilica | 100.928 | 13.3533 | 1.1067 | 4 | 7698.9422 | 13365.6702 | 156.9533 | 272.4773 | 66.0399 | 6.6986 | 4738597985.8983 | 2868496.3868 | 0 | 3187827.8927 | 0 | 0 | 0 | 496186.8709 | 2555479.3487 | 6648833.0643 | 4537965.1863 | 20294788.7497 | 3144235.0165 | 10642951.9172 | 10642951.9172 | 9533441.692 | 4909297.9377 | 0 | 34081975.6834 | 59167667.2303 | 56234.1325 | 4.4268 | 7698.9422 | 13365.6702 | 156.9533 | 272.4773
1 | 2800 | 707 | 0.035 | 15 | 15 | 7 | 7.4989e-11 | 0 | CO2 | Porous | Wet | R245fa | MinimizeLCOE_Brownfield | IgnoreSilica | 106.4157 | 14.1058 | 1.1802 | 4 | 7321.7041 | 12635.7107 | 149.2628 | 257.5961 | 65.6883 | 6.6189 | 4887626770.1578 | 2959903.9634 | 0 | 3327702.6293 | 0 | 0 | 0 | 420332.9909 | 2616096.4376 | 6806546.2955 | 4645607.7072 | 20776190.0238 | 3144235.0165 | 10642951.9172 | 10642951.9172 | 9533441.692 | 4909297.9377 | 0 | 34563376.9575 | 59649068.5044 | 74989.4209 | 4.7207 | 7321.7041 | 12635.7107 | 149.2628 | 257.5961
1 | 2800 | 707 | 0.035 | 15 | 15 | 7 | 1e-10 | 0 | CO2 | Porous | Wet | R245fa | MinimizeLCOE_Brownfield | IgnoreSilica | 107.4 | 14.2685 | 1.2197 | 4 | 7035.9907 | 12177.6931 | 143.4382 | 248.2587 | 65.6205 | 6.6041 | 4907270220.8878 | 2975733.1803 | 0 | 3352543.6352 | 0 | 0 | 0 | 303562.455 | 2586417.3155 | 6729327.3078 | 4592904.1615 | 20540488.0554 | 3144235.0165 | 10642951.9172 | 10642951.9172 | 9533441.692 | 4909297.9377 | 0 | 34327674.9891 | 59413366.536 | 100000 | 4.8789 | 7035.9907 | 12177.6931 | 143.4382 | 248.2587
1 | 2800 | 707 | 0.035 | 15 | 15 | 7 | 1.3335e-10 | 0 | CO2 | Porous | Wet | R245fa | MinimizeLCOE_Brownfield | IgnoreSilica | 111.4124 | 14.8141 | 1.2704 | 4 | 6816.9558 | 11753.638 | 138.9729 | 239.6138 | 65.3475 | 6.5441 | 6014142815.8969 | 3039429.1217 | 0 | 3453441.4773 | 0 | 0 | 0 | 239898.0729 | 2625779.782 | 6831740.3714 | 4662803.1817 | 20853092.007 | 3144235.0165 | 10642951.9172 | 10642951.9172 | 9533441.692 | 4909297.9377 | 0 | 34640278.9406 | 59725970.4875 | 133352.1432 | 5.0815 | 6816.9558 | 11753.638 | 138.9729 | 239.6138
1 | 2800 | 707 | 0.035 | 15 | 15 | 7 | 1.7783e-10 | 0 | CO2 | Porous | Wet | R245fa | MinimizeLCOE_Brownfield | IgnoreSilica | 111.6022 | 14.8607 | 1.2922 | 4 | 6644.9213 | 11498.1958 | 135.4657 | 234.4063 | 65.3311 | 6.5405 | 17271359359.3817 | 3042215.2258 | 0 | 3458199.1479 | 0 | 0 | 0 | 137466.5723 | 2588773.5689 | 6735457.7959 | 4597088.3455 | 20559200.6562 | 3144235.0165 | 10642951.9172 | 10642951.9172 | 9533441.692 | 4909297.9377 | 0 | 34346387.5899 | 59432079.1368 | 177827.941 | 5.1688 | 6644.9213 | 11498.1958 | 135.4657 | 234.4063
1 | 2800 | 707 | 0.035 | 15 | 15 | 7 | 2.3714e-10 | 0 | CO2 | Porous | Wet | R245fa | MinimizeLCOE_Brownfield | IgnoreSilica | 110.823 | 14.7742 | 1.3023 | 4 | 6492.8389 | 11308.5511 | 132.3653 | 230.5401 | 65.3895 | 6.5542 | 12131089446.6308 | 3030282.0735 | 0 | 3438314.2289 | 0 | 0 | 0 | 0 | 2522752.5579 | 6563684.6681 | 4479849.6562 | 20034883.1846 | 3144235.0165 | 10642951.9172 | 10642951.9172 | 9533441.692 | 4909297.9377 | 0 | 33822070.1182 | 58907761.6651 | 237137.3706 | 5.2091 | 6492.8389 | 11308.5511 | 132.3653 | 230.5401
1 | 2800 | 707 | 0.035 | 15 | 15 | 7 | 3.1623e-10 | 0 | CO2 | Porous | Wet | R245fa | MinimizeLCOE_Brownfield | IgnoreSilica | 116.6128 | 15.5381 | 1.3515 | 4 | 6389.6709 | 11029.9568 | 130.2621 | 224.8606 | 64.9672 | 6.4616 | 12780679738.7434 | 3118182.3837 | 0 | 3583172.393 | 0 | 0 | 0 | 0 | 2613528.3629 | 6799864.692 | 4641047.3755 | 20755795.2072 | 3144235.0165 | 10642951.9172 | 10642951.9172 | 9533441.692 | 4909297.9377 | 0 | 34542982.1408 | 59628673.6877 | 316227.766 | 5.4061 | 6389.6709 | 11029.9568 | 130.2621 | 224.8606
1 | 2800 | 707 | 0.035 | 15 | 15 | 7 | 4.217e-10 | 0 | CO2 | Porous | Wet | R245fa | MinimizeLCOE_Brownfield | IgnoreSilica | 120.9884 | 16.1127 | 1.3868 | 4 | 6322.777 | 10844.8879 | 128.8984 | 221.0877 | 64.6317 | 6.3895 | 13575255647.3756 | 3181508.5188 | 0 | 3691487.9581 | 0 | 0 | 0 | 0 | 2680468.626 | 6974029.5252 | 4759918.4529 | 21287413.081 | 3144235.0165 | 10642951.9172 | 10642951.9172 | 9533441.692 | 4909297.9377 | 0 | 35074600.0147 | 60160291.5616 | 421696.5034 | 5.5473 | 6322.777 | 10844.8879 | 128.8984 | 221.0877
1 | 2800 | 707 | 0.035 | 15 | 15 | 7 | 5.6234e-10 | 0 | CO2 | Porous | Wet | R245fa | MinimizeLCOE_Brownfield | IgnoreSilica | 124.3795 | 16.5568 | 1.4129 | 4 | 6277.564 | 10716.1902 | 127.9766 | 218.464 | 64.3594 | 6.3317 | 14018284387.7702 | 3228601.9512 | 0 | 3774890.2611 | 0 | 0 | 0 | 0 | 2731361.9628 | 7106443.5479 | 4850293.7442 | 21691591.4672 | 3144235.0165 | 10642951.9172 | 10642951.9172 | 9533441.692 | 4909297.9377 | 0 | 35478778.4009 | 60564469.9478 | 562341.3252 | 5.6517 | 6277.564 | 10716.1902 | 127.9766 | 218.464
1 | 2800 | 707 | 0.035 | 15 | 15 | 7 | 7.4989e-10 | 0 | CO2 | Porous | Wet | R245fa | MinimizeLCOE_Brownfield | IgnoreSilica | 127.0079 | 16.9004 | 1.4323 | 4 | 6246.465 | 10625.0249 | 127.3426 | 216.6055 | 64.1405 | 6.2854 | 14956269843.8164 | 3263860.9444 | 0 | 3839246.8918 | 0 | 0 | 0 | 0 | 2770212.0561 | 7207523.5214 | 4919282.9031 | 22000126.3168 | 3144235.0165 | 10642951.9172 | 10642951.9172 | 9533441.692 | 4909297.9377 | 0 | 35787313.2505 | 60873004.7974 | 749894.2093 | 5.7292 | 6246.465 | 10625.0249 | 127.3426 | 216.6055
1 | 2800 | 707 | 0.035 | 15 | 15 | 7 | 1e-09 | 0 | CO2 | Porous | Wet | R245fa | MinimizeLCOE_Brownfield | IgnoreSilica | 128.9958 | 17.1596 | 1.4465 | 4 | 6224.9763 | 10560.5325 | 126.9046 | 215.2907 | 63.9711 | 6.2499 | 15075016783.7699 | 3289851.1481 | 0 | 3887720.973 | 0 | 0 | 0 | 0 | 2799253.1272 | 7283082.4313 | 4970853.4117 | 22230761.0913 | 3144235.0165 | 10642951.9172 | 10642951.9172 | 9533441.692 | 4909297.9377 | 0 | 36017948.025 | 61103639.5719 | 1000000 | 5.786 | 6224.9763 | 10560.5325 | 126.9046 | 215.2907
1 | 2800 | 707 | 0.035 | 15 | 15 | 7 | 1.3335e-09 | 0 | CO2 | Porous | Wet | R245fa | MinimizeLCOE_Brownfield | IgnoreSilica | 130.5085 | 17.3567 | 1.457 | 4 | 6209.8472 | 10514.0832 | 126.5961 | 214.3438 | 63.8395 | 6.2224 | 15203760864.5987 | 3309214.3748 | 0 | 3924508.5875 | 0 | 0 | 0 | 0 | 2821151.9553 | 7340058.6898 | 5009740.8789 | 22404674.4863 | 3144235.0165 | 10642951.9172 | 10642951.9172 | 9533441.692 | 4909297.9377 | 0 | 36191861.42 | 61277552.9669 | 1333521.4322 | 5.8281 | 6209.8472 | 10514.0832 | 126.5961 | 214.3438
1 | 2800 | 707 | 0.035 | 15 | 15 | 7 | 1.7783e-09 | 0 | CO2 | Porous | Wet | R245fa | MinimizeLCOE_Brownfield | IgnoreSilica | 131.6559 | 17.506 | 1.4649 | 4 | 6199.0697 | 10480.3381 | 126.3764 | 213.6559 | 63.7383 | 6.2014 | 15346233689.9929 | 3323661.4819 | 0 | 3952359.5543 | 0 | 0 | 0 | 0 | 2837648.2041 | 7382978.5455 | 5039034.5623 | 22535682.3481 | 3144235.0165 | 10642951.9172 | 10642951.9172 | 9533441.692 | 4909297.9377 | 0 | 36322869.2818 | 61408560.8287 | 1778279.41 | 5.8594 | 6199.0697 | 10480.3381 | 126.3764 | 213.6559
1 | 2800 | 707 | 0.035 | 15 | 15 | 7 | 2.3714e-09 | 0 | CO2 | Porous | Wet | R245fa | MinimizeLCOE_Brownfield | IgnoreSilica | 132.5379 | 17.6207 | 1.4707 | 4 | 6191.2768 | 10455.4054 | 126.2176 | 213.1476 | 63.6592 | 6.1849 | 15909125455.4124 | 3334601.7396 | 0 | 3973756.0845 | 0 | 0 | 0 | 0 | 2850259.5514 | 7415790.6841 | 5061429.5212 | 22635837.5809 | 3144235.0165 | 10642951.9172 | 10642951.9172 | 9533441.692 | 4909297.9377 | 0 | 36423024.5145 | 61508716.0614 | 2371373.7057 | 5.883 | 6191.2768 | 10455.4054 | 126.2176 | 213.1476
1 | 2800 | 707 | 0.035 | 15 | 15 | 7 | 3.1623e-09 | 0 | CO2 | Porous | Wet | R245fa | MinimizeLCOE_Brownfield | IgnoreSilica | 133.1912 | 17.7056 | 1.4751 | 4 | 6185.657 | 10437.2903 | 126.103 | 212.7783 | 63.6004 | 6.1727 | 15524265100.0052 | 3342644.3739 | 0 | 3989569.0594 | 0 | 0 | 0 | 0 | 2859563.239 | 7439996.9707 | 5077950.8091 | 22709724.452 | 3144235.0165 | 10642951.9172 | 10642951.9172 | 9533441.692 | 4909297.9377 | 0 | 36496911.3857 | 61582602.9326 | 3162277.6602 | 5.9002 | 6185.657 | 10437.2903 | 126.103 | 212.7783
1 | 2800 | 707 | 0.035 | 15 | 15 | 7 | 4.217e-09 | 0 | CO2 | Porous | Wet | R245fa | MinimizeLCOE_Brownfield | IgnoreSilica | 133.6757 | 17.7685 | 1.4782 | 4 | 6181.5653 | 10424.0344 | 126.0196 | 212.508 | 63.5568 | 6.1637 | 15798021356.6953 | 3348578.2842 | 0 | 4001277.4175 | 0 | 0 | 0 | 0 | 2866443.7237 | 7457898.5806 | 5090169.0257 | 22764367.0318 | 3144235.0165 | 10642951.9172 | 10642951.9172 | 9533441.692 | 4909297.9377 | 0 | 36551553.9654 | 61637245.5123 | 4216965.0343 | 5.913 | 6181.5653 | 10424.0344 | 126.0196 | 212.508
1 | 2800 | 707 | 0.035 | 15 | 15 | 7 | 5.6234e-09 | 0 | CO2 | Porous | Wet | R245fa | MinimizeLCOE_Brownfield | IgnoreSilica | 134.0506 | 17.8172 | 1.4807 | 4 | 6178.5347 | 10414.0368 | 125.9578 | 212.3042 | 63.5226 | 6.1566 | 15981973060.8147 | 3353126.8 | 0 | 4010345.7694 | 0 | 0 | 0 | 0 | 2871754.3021 | 7471715.6163 | 5099599.4365 | 22806541.9243 | 3144235.0165 | 10642951.9172 | 10642951.9172 | 9533441.692 | 4909297.9377 | 0 | 36593728.858 | 61679420.4049 | 5623413.2519 | 5.9227 | 6178.5347 | 10414.0368 | 125.9578 | 212.3042
1 | 2800 | 707 | 0.035 | 15 | 15 | 7 | 7.4989e-09 | 0 | CO2 | Porous | Wet | R245fa | MinimizeLCOE_Brownfield | IgnoreSilica | 134.3212 | 17.8523 | 1.4824 | 4 | 6176.318 | 10406.7864 | 125.9126 | 212.1564 | 63.4981 | 6.1516 | 15779756305.7562 | 3356414.2033 | 0 | 4016872.5008 | 0 | 0 | 0 | 0 | 2875581.8146 | 7481674.0186 | 5106396.2507 | 22836938.788 | 3144235.0165 | 10642951.9172 | 10642951.9172 | 9533441.692 | 4909297.9377 | 0 | 36624125.7216 | 61709817.2685 | 7498942.0933 | 5.9298 | 6176.318 | 10406.7864 | 125.9126 | 212.1564
1 | 2800 | 707 | 0.035 | 15 | 15 | 7 | 1e-08 | 0 | CO2 | Porous | Wet | R245fa | MinimizeLCOE_Brownfield | IgnoreSilica | 134.5453 | 17.8815 | 1.4839 | 4 | 6174.6375 | 10401.0552 | 125.8783 | 212.0396 | 63.4772 | 6.1472 | 16262190235.864 | 3359092.8233 | 0 | 4022306.534 | 0 | 0 | 0 | 0 | 2878745.7494 | 7489905.9279 | 5112014.698 | 22862065.7325 | 3144235.0165 | 10642951.9172 | 10642951.9172 | 9533441.692 | 4909297.9377 | 0 | 36649252.6662 | 61734944.2131 | 10000000 | 5.9355 | 6174.6375 | 10401.0552 | 125.8783 | 212.0396
1 | 2900 | 707 | 0.035 | 15 | 15 | 7 | 1e-13 | 0 | CO2 | Porous | Wet | R245fa | MinimizeLCOE_Brownfield | IgnoreSilica | 0.69538 | 0.0071916 | 0.00092569 | 4 | 3959521.9905 | 10962882.1908 | 80720.2114 | 223493.1819 | 47.8849 | 6.0479 | 76068017.2527 | 58441.4405 | 0 | 31577.2123 | 0 | 0 | 0 | 50860.596 | 54942.907 | 142950.1737 | 97566.4309 | 436338.7602 | 3144235.0165 | 11080591.8743 | 11080591.8743 | 9793800.0038 | 5057380.7595 | 0 | 14661165.651 | 40592938.2886 | 100 | 0.0037028 | 3959521.9905 | 10962882.1908 | 80720.2114 | 223493.1819
1 | 2900 | 707 | 0.035 | 15 | 15 | 7 | 1.3335e-13 | 0 | CO2 | Porous | Wet | R245fa | MinimizeLCOE_Brownfield | IgnoreSilica | 1.0223 | 0.037578 | 0.0023424 | 4 | 1587289.5484 | 4354994.7325 | 32359.0444 | 88782.4582 | 53.0384 | 6.5133 | 110736788.8008 | 86688.5789 | 0 | 52860.9115 | 0 | 0 | 0 | 69391.8344 | 81487.1167 | 212012.7622 | 144703.0667 | 647144.2703 | 3144235.0165 | 11080591.8743 | 11080591.8743 | 9793800.0038 | 5057380.7595 | 0 | 14871971.1611 | 40803743.7988 | 133.3521 | 0.0093694 | 1587289.5484 | 4354994.7325 | 32359.0444 | 88782.4582
1 | 2900 | 707 | 0.035 | 15 | 15 | 7 | 1.7783e-13 | 0 | CO2 | Porous | Wet | R245fa | MinimizeLCOE_Brownfield | IgnoreSilica | 1.4142 | 0.080121 | 0.0045841 | 4 | 823775.3928 | 2238014.2668 | 16793.7756 | 45624.948 | 56.8257 | 6.8334 | 145048714.8155 | 118492.9123 | 0 | 77333.112 | 0 | 0 | 0 | 88324.6964 | 110818.7811 | 288327.7362 | 196789.6045 | 880086.8425 | 3144235.0165 | 11080591.8743 | 11080591.8743 | 9793800.0038 | 5057380.7595 | 0 | 15104913.7333 | 41036686.3709 | 177.8279 | 0.018336 | 823775.3928 | 2238014.2668 | 16793.7756 | 45624.948
1 | 2900 | 707 | 0.035 | 15 | 15 | 7 | 2.3714e-13 | 0 | CO2 | Porous | Wet | R245fa | MinimizeLCOE_Brownfield | IgnoreSilica | 1.9263 | 0.1402 | 0.0078947 | 4 | 487258.506 | 1308439.6846 | 9933.4237 | 26674.3128 | 59.9209 | 7.0735 | 225285737.4601 | 156994.1272 | 0 | 107714.2352 | 0 | 0 | 0 | 110503.6744 | 146332.6943 | 380727.6537 | 259854.4468 | 1162126.8316 | 3144235.0165 | 11080591.8743 | 11080591.8743 | 9793800.0038 | 5057380.7595 | 0 | 15386953.7225 | 41318726.3601 | 237.1374 | 0.031579 | 487258.506 | 1308439.6846 | 9933.4237 | 26674.3128
1 | 2900 | 707 | 0.035 | 15 | 15 | 7 | 3.1623e-13 | 0 | CO2 | Porous | Wet | R245fa | MinimizeLCOE_Brownfield | IgnoreSilica | 2.5766 | 0.22049 | 0.012573 | 4 | 312490.9544 | 828123.4171 | 6370.5508 | 16882.416 | 62.3808 | 7.2509 | 444643766.7301 | 202027.8794 | 0 | 144176.4905 | 0 | 0 | 0 | 135098.3493 | 187708.0605 | 488377.8691 | 333327.9308 | 1490716.5796 | 3144235.0165 | 11080591.8743 | 11080591.8743 | 9793800.0038 | 5057380.7595 | 0 | 15715543.4704 | 41647316.108 | 316.2278 | 0.050291 | 312490.9544 | 828123.4171 | 6370.5508 | 16882.416
1 | 2900 | 707 | 0.035 | 15 | 15 | 7 | 4.217e-13 | 0 | CO2 | Porous | Wet | R245fa | MinimizeLCOE_Brownfield | IgnoreSilica | 3.4197 | 0.3276 | 0.019029 | 4 | 211623.4102 | 552305.9944 | 4314.2295 | 11259.5047 | 64.3726 | 7.3857 | 639561672.0272 | 255705.9771 | 0 | 188801.392 | 0 | 0 | 0 | 163558.6981 | 237145.7662 | 617004.6384 | 421118.3439 | 1883334.8158 | 3144235.0165 | 11080591.8743 | 11080591.8743 | 9793800.0038 | 5057380.7595 | 0 | 16108161.7066 | 42039934.3442 | 421.6965 | 0.076117 | 211623.4102 | 552305.9944 | 4314.2295 | 11259.5047
1 | 2900 | 707 | 0.035 | 15 | 15 | 7 | 5.6234e-13 | 0 | CO2 | Porous | Wet | R245fa | MinimizeLCOE_Brownfield | IgnoreSilica | 4.5233 | 0.47017 | 0.027814 | 4 | 149052.6411 | 382136.3051 | 3038.6397 | 7790.3655 | 65.9838 | 7.4889 | 819462917.4785 | 320229.829 | 0 | 243906.1195 | 0 | 0 | 0 | 197201.9071 | 296921.7637 | 772529.5221 | 527267.2727 | 2358056.4141 | 3144235.0165 | 11080591.8743 | 11080591.8743 | 9793800.0038 | 5057380.7595 | 0 | 16582883.305 | 42514655.9426 | 562.3413 | 0.11126 | 149052.6411 | 382136.3051 | 3038.6397 | 7790.3655
1 | 2900 | 707 | 0.035 | 15 | 15 | 7 | 7.4989e-13 | 0 | CO2 | Porous | Wet | R245fa | MinimizeLCOE_Brownfield | IgnoreSilica | 5.9212 | 0.65333 | 0.039603 | 4 | 108165.4448 | 271865.1711 | 2205.0989 | 5542.3392 | 67.2392 | 7.5656 | 1106426533.23 | 395380.6517 | 0 | 309821.644 | 0 | 0 | 0 | 234251.4957 | 366386.9787 | 953263.7622 | 650622.1053 | 2909726.6375 | 3144235.0165 | 11080591.8743 | 11080591.8743 | 9793800.0038 | 5057380.7595 | 0 | 17134553.5283 | 43066326.166 | 749.8942 | 0.15841 | 108165.4448 | 271865.1711 | 2205.0989 | 5542.3392
1 | 2900 | 707 | 0.035 | 15 | 15 | 7 | 1e-12 | 0 | CO2 | Porous | Wet | R245fa | MinimizeLCOE_Brownfield | IgnoreSilica | 7.7434 | 0.89352 | 0.055357 | 4 | 80390.7753 | 197502.9467 | 1638.8747 | 4026.3647 | 68.2407 | 7.624 | 1377980890.4447 | 485568.0421 | 0 | 391037.3826 | 0 | 0 | 0 | 277915.7047 | 450263.2405 | 1171492.5901 | 799567.7645 | 3575844.7245 | 3144235.0165 | 11080591.8743 | 11080591.8743 | 9793800.0038 | 5057380.7595 | 0 | 17800671.6153 | 43732444.2529 | 1000 | 0.22143 | 80390.7753 | 197502.9467 | 1638.8747 | 4026.3647
1 | 2900 | 707 | 0.035 | 15 | 15 | 7 | 1.3335e-12 | 0 | CO2 | Porous | Wet | R245fa | MinimizeLCOE_Brownfield | IgnoreSilica | 10.0823 | 1.2034 | 0.076251 | 4 | 60952.2547 | 145973.8534 | 1242.5942 | 2975.8744 | 69.0204 | 7.6672 | 1685710406.1311 | 592261.3363 | 0 | 489658.8936 | 0 | 0 | 0 | 327632.8847 | 549725.7147 | 1430273.5453 | 976191.0839 | 4365743.4584 | 3144235.0165 | 11080591.8743 | 11080591.8743 | 9793800.0038 | 5057380.7595 | 0 | 18590570.3492 | 44522342.9869 | 1333.5214 | 0.305 | 60952.2547 | 145973.8534 | 1242.5942 | 2975.8744
1 | 2900 | 707 | 0.035 | 15 | 15 | 7 | 1.7783e-12 | 0 | CO2 | Porous | Wet | R245fa | MinimizeLCOE_Brownfield | IgnoreSilica | 13.0519 | 1.5987 | 0.10375 | 4 | 47027.4092 | 109512.685 | 958.7173 | 2232.5642 | 69.6167 | 7.6976 | 2044233327.7032 | 717333.2699 | 0 | 608280.2993 | 0 | 0 | 0 | 382944.0713 | 666337.4798 | 1733673.4378 | 1183267.7447 | 5291836.3027 | 3144235.0165 | 11080591.8743 | 11080591.8743 | 9793800.0038 | 5057380.7595 | 0 | 19516663.1935 | 45448435.8311 | 1778.2794 | 0.41501 | 47027.4092 | 109512.685 | 958.7173 | 2232.5642
1 | 2900 | 707 | 0.035 | 15 | 15 | 7 | 2.3714e-12 | 0 | CO2 | Porous | Wet | R245fa | MinimizeLCOE_Brownfield | IgnoreSilica | 16.8445 | 2.1048 | 0.13979 | 4 | 36865.717 | 83243.04 | 751.5575 | 1697.022 | 70.0685 | 7.7172 | 2406183845.3062 | 865021.749 | 0 | 751986.0918 | 0 | 0 | 0 | 445643.1857 | 804433.9003 | 2092971.9966 | 1428496.394 | 6388553.3175 | 3144235.0165 | 11080591.8743 | 11080591.8743 | 9793800.0038 | 5057380.7595 | 0 | 20613380.2083 | 46545152.8459 | 2371.3737 | 0.55915 | 36865.717 | 83243.04 | 751.5575 | 1697.022
1 | 2900 | 707 | 0.035 | 15 | 15 | 7 | 3.1623e-12 | 0 | CO2 | Porous | Wet | R245fa | MinimizeLCOE_Brownfield | IgnoreSilica | 21.5755 | 2.7385 | 0.18642 | 4 | 29339.6585 | 64116.4871 | 598.1286 | 1307.1013 | 70.3922 | 7.7258 | 2812956908.1696 | 1035594.5597 | 0 | 922293.1957 | 0 | 0 | 0 | 512898.804 | 963606.7582 | 2507107.1218 | 1711152.1265 | 7652652.5659 | 3144235.0165 | 11080591.8743 | 11080591.8743 | 9793800.0038 | 5057380.7595 | 0 | 21877479.4568 | 47809252.0944 | 3162.2777 | 0.74566 | 29339.6585 | 64116.4871 | 598.1286 | 1307.1013
1 | 2900 | 707 | 0.035 | 15 | 15 | 7 | 4.217e-12 | 0 | CO2 | Porous | Wet | R245fa | MinimizeLCOE_Brownfield | IgnoreSilica | 27.4487 | 3.5275 | 0.24611 | 4 | 23700.1402 | 50041.9997 | 483.1594 | 1020.1739 | 70.6054 | 7.7226 | 3225643344.3319 | 1231903.2777 | 0 | 1123538.8867 | 0 | 0 | 0 | 584695.6451 | 1146653.7457 | 2983357.8353 | 2036203.0245 | 9106352.4151 | 3144235.0165 | 11080591.8743 | 11080591.8743 | 9793800.0038 | 5057380.7595 | 0 | 23331179.3059 | 49262951.9435 | 4216.965 | 0.98443 | 23700.1402 | 50041.9997 | 483.1594 | 1020.1739
1 | 2900 | 707 | 0.035 | 15 | 15 | 7 | 5.6234e-12 | 0 | CO2 | Porous | Wet | R245fa | MinimizeLCOE_Brownfield | IgnoreSilica | 34.5381 | 4.4836 | 0.32093 | 4 | 19437.0607 | 39637.5525 | 396.2508 | 808.0651 | 70.7126 | 7.7058 | 3657279794.8306 | 1451816.4719 | 0 | 1355309.7728 | 0 | 0 | 0 | 656236.9584 | 1350711.6492 | 3514274.6421 | 2398564.6544 | 10726914.1487 | 3144235.0165 | 11080591.8743 | 11080591.8743 | 9793800.0038 | 5057380.7595 | 0 | 24951741.0395 | 50883513.6771 | 5623.4133 | 1.2837 | 19437.0607 | 39637.5525 | 396.2508 | 808.0651
1 | 2900 | 707 | 0.035 | 15 | 15 | 7 | 7.4989e-12 | 0 | CO2 | Porous | Wet | R245fa | MinimizeLCOE_Brownfield | IgnoreSilica | 42.8861 | 5.6144 | 0.41235 | 4 | 16195.867 | 31917.9953 | 330.1747 | 650.6915 | 70.7148 | 7.6725 | 4080720385.191 | 1692378.8664 | 0 | 1616500.4847 | 0 | 0 | 0 | 723183.4298 | 1572504.4846 | 4091334.1038 | 2792419.5943 | 12488320.9636 | 3144235.0165 | 11080591.8743 | 11080591.8743 | 9793800.0038 | 5057380.7595 | 0 | 26713147.8544 | 52644920.492 | 7498.9421 | 1.6494 | 16195.867 | 31917.9953 | 330.1747 | 650.6915
1 | 2900 | 707 | 0.035 | 15 | 15 | 7 | 1e-11 | 0 | CO2 | Porous | Wet | R245fa | MinimizeLCOE_Brownfield | IgnoreSilica | 52.3332 | 6.9019 | 0.52015 | 4 | 13719.0136 | 26182.6283 | 279.6806 | 533.7683 | 70.6018 | 7.6172 | 4487239355.7713 | 1945204.6554 | 0 | 1900654.2063 | 0 | 0 | 0 | 777245.3441 | 1803010.6403 | 4691063.8376 | 3201747.4609 | 14318926.1446 | 3144235.0165 | 11080591.8743 | 11080591.8743 | 9793800.0038 | 5057380.7595 | 0 | 28543753.0354 | 54475525.6731 | 10000 | 2.0806 | 13719.0136 | 26182.6283 | 279.6806 | 533.7683
1 | 2900 | 707 | 0.035 | 15 | 15 | 7 | 1.3335e-11 | 0 | CO2 | Porous | Wet | R245fa | MinimizeLCOE_Brownfield | IgnoreSilica | 62.3797 | 8.2787 | 0.64027 | 4 | 11839.788 | 21965.1392 | 241.3701 | 447.7891 | 70.3914 | 7.5461 | 4861487581.8008 | 2195605.8217 | 0 | 2192001.6304 | 0 | 0 | 0 | 809818.148 | 2026995.984 | 5273827.7564 | 3599495.8101 | 16097745.1506 | 3144235.0165 | 11080591.8743 | 11080591.8743 | 9793800.0038 | 5057380.7595 | 0 | 30322572.0414 | 56254344.6791 | 13335.2143 | 2.5611 | 11839.788 | 21965.1392 | 241.3701 | 447.7891
1 | 2900 | 707 | 0.035 | 15 | 15 | 7 | 1.7783e-11 | 0 | CO2 | Porous | Wet | R245fa | MinimizeLCOE_Brownfield | IgnoreSilica | 72.4381 | 9.6662 | 0.76663 | 4 | 10414.1677 | 18870.6051 | 212.3069 | 384.7028 | 70.0895 | 7.459 | 5181014344.8028 | 2429198.1844 | 0 | 2474837.2492 | 0 | 0 | 0 | 814046.6698 | 2230052.0204 | 5802137.9104 | 3960078.3459 | 17710350.3801 | 3144235.0165 | 11080591.8743 | 11080591.8743 | 9793800.0038 | 5057380.7595 | 0 | 31935177.2709 | 57866949.9085 | 17782.7941 | 3.0665 | 10414.1677 | 18870.6051 | 212.3069 | 384.7028
1 | 2900 | 707 | 0.035 | 15 | 15 | 7 | 2.3714e-11 | 0 | CO2 | Porous | Wet | R245fa | MinimizeLCOE_Brownfield | IgnoreSilica | 81.8922 | 10.9787 | 0.89142 | 4 | 9337.3574 | 16609.9299 | 190.3547 | 338.6159 | 69.7242 | 7.3626 | 5446595224.5829 | 2634242.7644 | 0 | 2733875.3617 | 0 | 0 | 0 | 788735.9935 | 2401173.1067 | 6247359.8752 | 4263951.4852 | 19069338.5867 | 3144235.0165 | 11080591.8743 | 11080591.8743 | 9793800.0038 | 5057380.7595 | 0 | 33294165.4775 | 59225938.1152 | 23713.7371 | 3.5657 | 9337.3574 | 16609.9299 | 190.3547 | 338.6159
1 | 2900 | 707 | 0.035 | 15 | 15 | 7 | 3.1623e-11 | 0 | CO2 | Porous | Wet | R245fa | MinimizeLCOE_Brownfield | IgnoreSilica | 90 | 12.1134 | 1.0059 | 4 | 8526.6148 | 14971.3129 | 173.8266 | 305.2105 | 69.3478 | 7.2686 | 5104393427.0949 | 2799275.6844 | 0 | 2951409.1511 | 0 | 0 | 0 | 733779.9317 | 2528941.2592 | 6579786.3993 | 4490839.4186 | 20084031.8444 | 3144235.0165 | 11080591.8743 | 11080591.8743 | 9793800.0038 | 5057380.7595 | 0 | 34308858.7352 | 60240631.3729 | 31622.7766 | 4.0237 | 8526.6148 | 14971.3129 | 173.8266 | 305.2105
1 | 2900 | 707 | 0.035 | 15 | 15 | 7 | 4.217e-11 | 0 | CO2 | Porous | Wet | R245fa | MinimizeLCOE_Brownfield | IgnoreSilica | 97.5411 | 13.17 | 1.1114 | 4 | 7913.4217 | 13746.6938 | 161.3258 | 280.2449 | 68.937 | 7.1688 | 4848219954.5773 | 2943558.4906 | 0 | 3150651.4691 | 0 | 0 | 0 | 671215.1505 | 2638515.793 | 6864876.8593 | 4685419.5156 | 20954237.278 | 3144235.0165 | 11080591.8743 | 11080591.8743 | 9793800.0038 | 5057380.7595 | 0 | 35179064.1688 | 61110836.8065 | 42169.6503 | 4.4455 | 7913.4217 | 13746.6938 | 161.3258 | 280.2449
1 | 2900 | 707 | 0.035 | 15 | 15 | 7 | 5.6234e-11 | 0 | CO2 | Porous | Wet | R245fa | MinimizeLCOE_Brownfield | IgnoreSilica | 104.2821 | 14.1113 | 1.2039 | 4 | 7455.7361 | 12840.6318 | 151.9953 | 261.7736 | 68.5336 | 7.0747 | 4909698815.4358 | 3065725.4746 | 0 | 3325829.8621 | 0 | 0 | 0 | 607996.6967 | 2729825.293 | 7102445.4482 | 4847564.9591 | 21679387.7337 | 3144235.0165 | 11080591.8743 | 11080591.8743 | 9793800.0038 | 5057380.7595 | 0 | 35904214.6245 | 61835987.2621 | 56234.1325 | 4.8156 | 7455.7361 | 12840.6318 | 151.9953 | 261.7736
1 | 2900 | 707 | 0.035 | 15 | 15 | 7 | 7.4989e-11 | 0 | CO2 | Porous | Wet | R245fa | MinimizeLCOE_Brownfield | IgnoreSilica | 109.5 | 14.8436 | 1.279 | 4 | 7110.8046 | 12179.4491 | 144.9634 | 248.2945 | 68.1924 | 6.9969 | 5274497321.228 | 3155606.4125 | 0 | 3459840.7385 | 0 | 0 | 0 | 537623.2307 | 2789697.4489 | 7258220.5164 | 4953884.6439 | 22154872.991 | 3144235.0165 | 11080591.8743 | 11080591.8743 | 9793800.0038 | 5057380.7595 | 0 | 36379699.8818 | 62311472.5194 | 74989.4209 | 5.1161 | 7110.8046 | 12179.4491 | 144.9634 | 248.2945
1 | 2900 | 707 | 0.035 | 15 | 15 | 7 | 1e-10 | 0 | CO2 | Porous | Wet | R245fa | MinimizeLCOE_Brownfield | IgnoreSilica | 111.6 | 15.1596 | 1.3278 | 4 | 6844.9677 | 11727.3076 | 139.5439 | 239.077 | 68.0394 | 6.9618 | 6076448143.7005 | 3190147.118 | 0 | 3513686.5959 | 0 | 0 | 0 | 441571.3774 | 2786707.9856 | 7250442.5461 | 4948576.0194 | 22131131.6424 | 3144235.0165 | 11080591.8743 | 11080591.8743 | 9793800.0038 | 5057380.7595 | 0 | 36355958.5332 | 62287731.1708 | 100000 | 5.3113 | 6844.9677 | 11727.3076 | 139.5439 | 239.077
1 | 2900 | 707 | 0.035 | 15 | 15 | 7 | 1.3335e-10 | 0 | CO2 | Porous | Wet | R245fa | MinimizeLCOE_Brownfield | IgnoreSilica | 113.9922 | 15.5034 | 1.3706 | 4 | 6647.4132 | 11377.5472 | 135.5165 | 231.9467 | 67.8713 | 6.9246 | 6234973227.9141 | 3229305.1039 | 0 | 3574299.2184 | 0 | 0 | 0 | 369830.6888 | 2797639.6543 | 7278884.5058 | 4967988.2413 | 22217947.4125 | 3144235.0165 | 11080591.8743 | 11080591.8743 | 9793800.0038 | 5057380.7595 | 0 | 36442774.3033 | 62374546.941 | 133352.1432 | 5.4822 | 6647.4132 | 11377.5472 | 135.5165 | 231.9467
1 | 2900 | 707 | 0.035 | 15 | 15 | 7 | 1.7783e-10 | 0 | CO2 | Porous | Wet | R245fa | MinimizeLCOE_Brownfield | IgnoreSilica | 115.3 | 15.6983 | 1.4005 | 4 | 6496.6673 | 11125.6439 | 132.4434 | 226.8113 | 67.7764 | 6.9038 | 6350948307.5199 | 3250301.5069 | 0 | 3607300.7433 | 0 | 0 | 0 | 300303.2941 | 2791583.1623 | 7263126.7558 | 4957233.2532 | 22169848.7155 | 3144235.0165 | 11080591.8743 | 11080591.8743 | 9793800.0038 | 5057380.7595 | 0 | 36394675.6063 | 62326448.2439 | 177827.941 | 5.6021 | 6496.6673 | 11125.6439 | 132.4434 | 226.8113
1 | 2900 | 707 | 0.035 | 15 | 15 | 7 | 2.3714e-10 | 0 | CO2 | Porous | Wet | R245fa | MinimizeLCOE_Brownfield | IgnoreSilica | 117.2977 | 15.9813 | 1.4303 | 4 | 6378.7541 | 10911.4202 | 130.0395 | 222.4441 | 67.6215 | 6.8687 | 6402393142.6761 | 3281472.8101 | 0 | 3658028.3434 | 0 | 0 | 0 | 250279.3959 | 2804014.4143 | 7295470.3235 | 4979308.4027 | 22268573.6899 | 3144235.0165 | 11080591.8743 | 11080591.8743 | 9793800.0038 | 5057380.7595 | 0 | 36493400.5807 | 62425173.2183 | 237137.3706 | 5.7211 | 6378.7541 | 10911.4202 | 130.0395 | 222.4441
1 | 2900 | 707 | 0.035 | 15 | 15 | 7 | 3.1623e-10 | 0 | CO2 | Porous | Wet | R245fa | MinimizeLCOE_Brownfield | IgnoreSilica | 117.924 | 16.0762 | 1.447 | 4 | 6291.4966 | 10771.762 | 128.2607 | 219.5969 | 67.5772 | 6.8596 | 6519205145.1225 | 3291413.5018 | 0 | 3673572.865 | 0 | 0 | 0 | 199538.8309 | 2794164.8271 | 7269843.718 | 4961817.7179 | 22190351.4607 | 3144235.0165 | 11080591.8743 | 11080591.8743 | 9793800.0038 | 5057380.7595 | 0 | 36415178.3515 | 62346950.9891 | 316227.766 | 5.788 | 6291.4966 | 10771.762 | 128.2607 | 219.5969
1 | 2900 | 707 | 0.035 | 15 | 15 | 7 | 4.217e-10 | 0 | CO2 | Porous | Wet | R245fa | MinimizeLCOE_Brownfield | IgnoreSilica | 117.4 | 16.0184 | 1.4534 | 4 | 6220.1534 | 10680.6943 | 126.8062 | 217.7404 | 67.6109 | 6.8665 | 6637696632.6356 | 3282908.3832 | 0 | 3660558.1006 | 0 | 0 | 0 | 139136.5079 | 2762215.1668 | 7186717.2557 | 4905082.1993 | 21936617.6133 | 3144235.0165 | 11080591.8743 | 11080591.8743 | 9793800.0038 | 5057380.7595 | 0 | 36161444.5042 | 62093217.1418 | 421696.5034 | 5.8136 | 6220.1534 | 10680.6943 | 126.8062 | 217.7404
1 | 2900 | 707 | 0.035 | 15 | 15 | 7 | 5.6234e-10 | 0 | CO2 | Porous | Wet | R245fa | MinimizeLCOE_Brownfield | IgnoreSilica | 112.8344 | 15.4195 | 1.4278 | 4 | 6153.8823 | 10694.3799 | 125.4552 | 218.0194 | 67.9439 | 6.941 | 10876129184.2533 | 3209939.7771 | 0 | 3544863.1171 | 0 | 0 | 0 | 0 | 2634373.1288 | 6854098.4968 | 4678063.0617 | 20921337.5816 | 3144235.0165 | 11080591.8743 | 11080591.8743 | 9793800.0038 | 5057380.7595 | 0 | 35146164.4724 | 61077937.11 | 562341.3252 | 5.7112 | 6153.8823 | 10694.3799 | 125.4552 | 218.0194
1 | 2900 | 707 | 0.035 | 15 | 15 | 7 | 7.4989e-10 | 0 | CO2 | Porous | Wet | R245fa | MinimizeLCOE_Brownfield | IgnoreSilica | 115.3754 | 15.763 | 1.4517 | 4 | 6108.8619 | 10574.658 | 124.5374 | 215.5787 | 67.7595 | 6.8997 | 11701929987.5918 | 3250860.8588 | 0 | 3609353.2802 | 0 | 0 | 0 | 0 | 2675483.5142 | 6961059.2868 | 4751065.9987 | 21247822.9386 | 3144235.0165 | 11080591.8743 | 11080591.8743 | 9793800.0038 | 5057380.7595 | 0 | 35472649.8295 | 61404422.4671 | 749894.2093 | 5.8068 | 6108.8619 | 10574.658 | 124.5374 | 215.5787
1 | 2900 | 707 | 0.035 | 15 | 15 | 7 | 1e-09 | 0 | CO2 | Porous | Wet | R245fa | MinimizeLCOE_Brownfield | IgnoreSilica | 117.064 | 15.9899 | 1.4675 | 4 | 6079.601 | 10497.2391 | 123.9409 | 214.0004 | 67.6393 | 6.8736 | 12422474558.7876 | 3277837.3654 | 0 | 3651771.7337 | 0 | 0 | 0 | 0 | 2702547.5486 | 7031474.3528 | 4799125.7281 | 21462756.7286 | 3144235.0165 | 11080591.8743 | 11080591.8743 | 9793800.0038 | 5057380.7595 | 0 | 35687583.6194 | 61619356.2571 | 1000000 | 5.8701 | 6079.601 | 10497.2391 | 123.9409 | 214.0004
1 | 2900 | 707 | 0.035 | 15 | 15 | 7 | 1.3335e-09 | 0 | CO2 | Porous | Wet | R245fa | MinimizeLCOE_Brownfield | IgnoreSilica | 118.723 | 16.2144 | 1.4823 | 4 | 6054.2598 | 10427.8391 | 123.4243 | 212.5856 | 67.5091 | 6.8443 | 12849904757.6839 | 3303367.3704 | 0 | 3693804.7241 | 0 | 0 | 0 | 0 | 2728897.1169 | 7100030.5243 | 4845916.7239 | 21672016.4596 | 3144235.0165 | 11080591.8743 | 11080591.8743 | 9793800.0038 | 5057380.7595 | 0 | 35896843.3504 | 61828615.988 | 1333521.4322 | 5.9292 | 6054.2598 | 10427.8391 | 123.4243 | 212.5856
1 | 2900 | 707 | 0.035 | 15 | 15 | 7 | 1.7783e-09 | 0 | CO2 | Porous | Wet | R245fa | MinimizeLCOE_Brownfield | IgnoreSilica | 119.8849 | 16.3711 | 1.4926 | 4 | 6036.9167 | 10380.3497 | 123.0707 | 211.6175 | 67.4182 | 6.8241 | 12246080215.8199 | 3321103.0504 | 0 | 3723079.3778 | 0 | 0 | 0 | 0 | 2747231.147 | 7147731.9099 | 4878473.8997 | 21817619.3847 | 3144235.0165 | 11080591.8743 | 11080591.8743 | 9793800.0038 | 5057380.7595 | 0 | 36042446.2755 | 61974218.9132 | 1778279.41 | 5.9703 | 6036.9167 | 10380.3497 | 123.0707 | 211.6175
1 | 2900 | 707 | 0.035 | 15 | 15 | 7 | 2.3714e-09 | 0 | CO2 | Porous | Wet | R245fa | MinimizeLCOE_Brownfield | IgnoreSilica | 120.735 | 16.4856 | 1.5001 | 4 | 6024.5094 | 10346.3008 | 122.8178 | 210.9233 | 67.3516 | 6.8094 | 12594042161.5621 | 3333984.2797 | 0 | 3744434.4624 | 0 | 0 | 0 | 0 | 2760583.3094 | 7182471.4976 | 4902184.3822 | 21923657.9314 | 3144235.0165 | 11080591.8743 | 11080591.8743 | 9793800.0038 | 5057380.7595 | 0 | 36148484.8222 | 62080257.4598 | 2371373.7057 | 6.0002 | 6024.5094 | 10346.3008 | 122.8178 | 210.9233
1 | 2900 | 707 | 0.035 | 15 | 15 | 7 | 3.1623e-09 | 0 | CO2 | Porous | Wet | R245fa | MinimizeLCOE_Brownfield | IgnoreSilica | 121.3781 | 16.5721 | 1.5057 | 4 | 6015.3603 | 10321.0693 | 122.6313 | 210.409 | 67.3006 | 6.7982 | 12904473372.1186 | 3343651.3093 | 0 | 3760569.8293 | 0 | 0 | 0 | 0 | 2770646.2441 | 7208653.1893 | 4920053.9247 | 22003574.4967 | 3144235.0165 | 11080591.8743 | 11080591.8743 | 9793800.0038 | 5057380.7595 | 0 | 36228401.3875 | 62160174.0252 | 3162277.6602 | 6.0226 | 6015.3603 | 10321.0693 | 122.6313 | 210.409
1 | 2900 | 707 | 0.035 | 15 | 15 | 7 | 4.217e-09 | 0 | CO2 | Porous | Wet | R245fa | MinimizeLCOE_Brownfield | IgnoreSilica | 121.858 | 16.6366 | 1.5098 | 4 | 6008.6379 | 10302.4857 | 122.4942 | 210.0301 | 67.2625 | 6.7898 | 13014568830.975 | 3350829.7521 | 0 | 3772594.9553 | 0 | 0 | 0 | 0 | 2778135.6359 | 7228139.0506 | 4933353.4254 | 22063052.8192 | 3144235.0165 | 11080591.8743 | 11080591.8743 | 9793800.0038 | 5057380.7595 | 0 | 36287879.71 | 62219652.3476 | 4216965.0343 | 6.0393 | 6008.6379 | 10302.4857 | 122.4942 | 210.0301
1 | 2900 | 707 | 0.035 | 15 | 15 | 7 | 5.6234e-09 | 0 | CO2 | Porous | Wet | R245fa | MinimizeLCOE_Brownfield | IgnoreSilica | 122.2166 | 16.6849 | 1.5129 | 4 | 6003.6732 | 10288.7358 | 122.393 | 209.7498 | 67.2339 | 6.7836 | 12617545458.245 | 3356173.5823 | 0 | 3781571.1038 | 0 | 0 | 0 | 0 | 2783720.4276 | 7242669.533 | 4943270.7782 | 22107405.4249 | 3144235.0165 | 11080591.8743 | 11080591.8743 | 9793800.0038 | 5057380.7595 | 0 | 36332232.3157 | 62264004.9534 | 5623413.2519 | 6.0517 | 6003.6732 | 10288.7358 | 122.393 | 209.7498
1 | 2900 | 707 | 0.035 | 15 | 15 | 7 | 7.4989e-09 | 0 | CO2 | Porous | Wet | R245fa | MinimizeLCOE_Brownfield | IgnoreSilica | 122.4842 | 16.7208 | 1.5152 | 4 | 5999.9971 | 10278.5432 | 122.3181 | 209.542 | 67.2125 | 6.7789 | 12985109784.6707 | 3360151.8933 | 0 | 3788265.2798 | 0 | 0 | 0 | 0 | 2787882.6975 | 7253498.9055 | 4950662.0475 | 22140460.8236 | 3144235.0165 | 11080591.8743 | 11080591.8743 | 9793800.0038 | 5057380.7595 | 0 | 36365287.7144 | 62297060.352 | 7498942.0933 | 6.0609 | 5999.9971 | 10278.5432 | 122.3181 | 209.542
1 | 2900 | 707 | 0.035 | 15 | 15 | 7 | 1e-08 | 0 | CO2 | Porous | Wet | R245fa | MinimizeLCOE_Brownfield | IgnoreSilica | 122.6816 | 16.7473 | 1.5169 | 4 | 5997.2889 | 10271.0411 | 122.2628 | 209.3891 | 67.1967 | 6.7755 | 12851407453.3456 | 3363084.543 | 0 | 3793197.3042 | 0 | 0 | 0 | 0 | 2790949.9204 | 7261479.1904 | 4956108.7559 | 22164819.7139 | 3144235.0165 | 11080591.8743 | 11080591.8743 | 9793800.0038 | 5057380.7595 | 0 | 36389646.6047 | 62321419.2423 | 10000000 | 6.0677 | 5997.2889 | 10271.0411 | 122.2628 | 209.3891
1 | 3000 | 707 | 0.035 | 15 | 15 | 7 | 1e-13 | 0 | CO2 | Porous | Wet | R245fa | MinimizeLCOE_Brownfield | IgnoreSilica | 0.72964 | 0.0073801 | 0.00096961 | 4 | 3903445.6344 | 10811275.9927 | 79577.0191 | 220402.4844 | 49.1336 | 6.4268 | 94500128.8275 | 62985.4335 | 0 | 33294.4623 | 0 | 0 | 0 | 55778.5897 | 59302.8093 | 154293.7451 | 105308.6515 | 470963.6913 | 3144235.0165 | 11524091.9223 | 11524091.9223 | 10059725.4019 | 5207807.6177 | 0 | 15139290.6302 | 41930915.572 | 100 | 0.0038784 | 3903445.6344 | 10811275.9927 | 79577.0191 | 220402.4844
1 | 3000 | 707 | 0.035 | 15 | 15 | 7 | 1.3335e-13 | 0 | CO2 | Porous | Wet | R245fa | MinimizeLCOE_Brownfield | IgnoreSilica | 1.0658 | 0.038945 | 0.0025231 | 4 | 1522022.0992 | 4176693.6657 | 31028.4792 | 85147.5498 | 54.4899 | 6.9056 | 34233371.2274 | 92808.4975 | 0 | 55275.4825 | 0 | 0 | 0 | 75439.7461 | 87174.2532 | 226809.5249 | 154802.1612 | 692309.6655 | 3144235.0165 | 11524091.9223 | 11524091.9223 | 10059725.4019 | 5207807.6177 | 0 | 15360636.6043 | 42152261.5462 | 133.3521 | 0.010092 | 1522022.0992 | 4176693.6657 | 31028.4792 | 85147.5498
1 | 3000 | 707 | 0.035 | 15 | 15 | 7 | 1.7783e-13 | 0 | CO2 | Porous | Wet | R245fa | MinimizeLCOE_Brownfield | IgnoreSilica | 1.4874 | 0.085132 | 0.0050074 | 4 | 779770.4195 | 2117381.9124 | 15896.6747 | 43165.6943 | 58.61 | 7.2443 | 155152037.9495 | 127929.6082 | 0 | 81758.686 | 0 | 0 | 0 | 97050.2644 | 119628.0379 | 311247.6154 | 212432.893 | 950047.1049 | 3144235.0165 | 11524091.9223 | 11524091.9223 | 10059725.4019 | 5207807.6177 | 0 | 15618374.0438 | 42409998.9856 | 177.8279 | 0.020029 | 779770.4195 | 2117381.9124 | 15896.6747 | 43165.6943
1 | 3000 | 707 | 0.035 | 15 | 15 | 7 | 2.3714e-13 | 0 | CO2 | Porous | Wet | R245fa | MinimizeLCOE_Brownfield | IgnoreSilica | 2.0236 | 0.14916 | 0.0086752 | 4 | 458792.0846 | 1230863.5066 | 9353.0972 | 25092.8174 | 61.883 | 7.4925 | 301079239.546 | 169332.9731 | 0 | 113740.0136 | 0 | 0 | 0 | 121221.3376 | 157674.7865 | 410237.4509 | 279995.4898 | 1252202.0514 | 3144235.0165 | 11524091.9223 | 11524091.9223 | 10059725.4019 | 5207807.6177 | 0 | 15920528.9902 | 42712153.9321 | 237.1374 | 0.034701 | 458792.0846 | 1230863.5066 | 9353.0972 | 25092.8174
1 | 3000 | 707 | 0.035 | 15 | 15 | 7 | 3.1623e-13 | 0 | CO2 | Porous | Wet | R245fa | MinimizeLCOE_Brownfield | IgnoreSilica | 2.7157 | 0.23605 | 0.01387 | 4 | 293435.9981 | 776344.2501 | 5982.0897 | 15826.8276 | 64.5275 | 7.6786 | 432761348.2144 | 218569.9831 | 0 | 152756.6756 | 0 | 0 | 0 | 148949.225 | 202907.5947 | 527923.9392 | 360318.9363 | 1611426.3539 | 3144235.0165 | 11524091.9223 | 11524091.9223 | 10059725.4019 | 5207807.6177 | 0 | 16279753.2927 | 43071378.2346 | 316.2278 | 0.05548 | 293435.9981 | 776344.2501 | 5982.0897 | 15826.8276
1 | 3000 | 707 | 0.035 | 15 | 15 | 7 | 4.217e-13 | 0 | CO2 | Porous | Wet | R245fa | MinimizeLCOE_Brownfield | IgnoreSilica | 3.5977 | 0.35048 | 0.021037 | 4 | 198458.3705 | 516847.2351 | 4045.8423 | 10536.63 | 66.6323 | 7.8175 | 675447256.5579 | 276264.6114 | 0 | 199690.3838 | 0 | 0 | 0 | 179931.7278 | 255795.822 | 665528.2578 | 454236.7112 | 2031447.514 | 3144235.0165 | 11524091.9223 | 11524091.9223 | 10059725.4019 | 5207807.6177 | 0 | 16699774.4528 | 43491399.3947 | 421.6965 | 0.084147 | 198458.3705 | 516847.2351 | 4045.8423 | 10536.63
1 | 3000 | 707 | 0.035 | 15 | 15 | 7 | 5.6234e-13 | 0 | CO2 | Porous | Wet | R245fa | MinimizeLCOE_Brownfield | IgnoreSilica | 4.7452 | 0.50204 | 0.030783 | 4 | 139721.0435 | 357305.3065 | 2848.4025 | 7284.152 | 68.3329 | 7.9236 | 915108897.0855 | 345263.9704 | 0 | 257327.5753 | 0 | 0 | 0 | 216143.4575 | 319306.6513 | 830770.4078 | 567017.874 | 2535829.9364 | 3144235.0165 | 11524091.9223 | 11524091.9223 | 10059725.4019 | 5207807.6177 | 0 | 17204156.8752 | 43995781.8171 | 562.3413 | 0.12313 | 139721.0435 | 357305.3065 | 2848.4025 | 7284.152
1 | 3000 | 707 | 0.035 | 15 | 15 | 7 | 7.4989e-13 | 0 | CO2 | Porous | Wet | R245fa | MinimizeLCOE_Brownfield | IgnoreSilica | 6.2307 | 0.70056 | 0.043895 | 4 | 101415.1021 | 254002.7414 | 2067.484 | 5178.1894 | 69.6871 | 8.0041 | 1187501156.9847 | 427399.1747 | 0 | 327785.3084 | 0 | 0 | 0 | 258076.9375 | 395171.954 | 1028156.3634 | 701737.8446 | 3138327.5826 | 3144235.0165 | 11524091.9223 | 11524091.9223 | 10059725.4019 | 5207807.6177 | 0 | 17806654.5214 | 44598279.4633 | 749.8942 | 0.17558 | 101415.1021 | 254002.7414 | 2067.484 | 5178.1894
1 | 3000 | 707 | 0.035 | 15 | 15 | 7 | 1e-12 | 0 | CO2 | Porous | Wet | R245fa | MinimizeLCOE_Brownfield | IgnoreSilica | 8.1332 | 0.95698 | 0.061379 | 4 | 75425.0049 | 184549.527 | 1537.6407 | 3762.2917 | 70.7477 | 8.0643 | 1500564015.5629 | 524249.9189 | 0 | 413077.6263 | 0 | 0 | 0 | 305575.6524 | 484732.2471 | 1261173.8746 | 860777.084 | 3849586.4033 | 3144235.0165 | 11524091.9223 | 11524091.9223 | 10059725.4019 | 5207807.6177 | 0 | 18517913.3421 | 45309538.284 | 1000 | 0.24551 | 75425.0049 | 184549.527 | 1537.6407 | 3762.2917
1 | 3000 | 707 | 0.035 | 15 | 15 | 7 | 1.3335e-12 | 0 | CO2 | Porous | Wet | R245fa | MinimizeLCOE_Brownfield | IgnoreSilica | 10.5692 | 1.2871 | 0.084542 | 4 | 57247.4837 | 136473.3722 | 1167.0674 | 2782.1943 | 71.5742 | 8.1087 | 1851840393.572 | 638616.1649 | 0 | 516432.2647 | 0 | 0 | 0 | 359491.6241 | 590670.6209 | 1536803.7925 | 1048900.1665 | 4690914.6336 | 3144235.0165 | 11524091.9223 | 11524091.9223 | 10059725.4019 | 5207807.6177 | 0 | 19359241.5725 | 46150866.5143 | 1333.5214 | 0.33817 | 57247.4837 | 136473.3722 | 1167.0674 | 2782.1943
1 | 3000 | 707 | 0.035 | 15 | 15 | 7 | 1.7783e-12 | 0 | CO2 | Porous | Wet | R245fa | MinimizeLCOE_Brownfield | IgnoreSilica | 13.695 | 1.7122 | 0.11508 | 4 | 44229.4294 | 102432.9462 | 901.6767 | 2088.2342 | 72.2135 | 8.1401 | 2212919454.9144 | 774130.8789 | 0 | 642080.4086 | 0 | 0 | 0 | 421188.9258 | 716586.0832 | 1864409.9966 | 1272498.1324 | 5690894.4256 | 3144235.0165 | 11524091.9223 | 11524091.9223 | 10059725.4019 | 5207807.6177 | 0 | 20359221.3645 | 47150846.3063 | 1778.2794 | 0.46031 | 44229.4294 | 102432.9462 | 901.6767 | 2088.2342
1 | 3000 | 707 | 0.035 | 15 | 15 | 7 | 2.3714e-12 | 0 | CO2 | Porous | Wet | R245fa | MinimizeLCOE_Brownfield | IgnoreSilica | 17.6534 | 2.2525 | 0.15499 | 4 | 34729.1396 | 77943.8692 | 708.0005 | 1588.9912 | 72.6935 | 8.1596 | 2605530451.299 | 932815.3906 | 0 | 793026.5999 | 0 | 0 | 0 | 489839.7465 | 864115.8774 | 2248252.2585 | 1534478.3634 | 6862528.2364 | 3144235.0165 | 11524091.9223 | 11524091.9223 | 10059725.4019 | 5207807.6177 | 0 | 21530855.1752 | 48322480.1171 | 2371.3737 | 0.61997 | 34729.1396 | 77943.8692 | 708.0005 | 1588.9912
1 | 3000 | 707 | 0.035 | 15 | 15 | 7 | 3.1623e-12 | 0 | CO2 | Porous | Wet | R245fa | MinimizeLCOE_Brownfield | IgnoreSilica | 22.589 | 2.9286 | 0.20658 | 4 | 27691.172 | 60114.6685 | 564.522 | 1225.5188 | 73.0374 | 8.1675 | 3038916519.0284 | 1116061.4653 | 0 | 971882.7181 | 0 | 0 | 0 | 563748.6653 | 1034160.211 | 2690672.7336 | 1836439.4284 | 8212965.2217 | 3144235.0165 | 11524091.9223 | 11524091.9223 | 10059725.4019 | 5207807.6177 | 0 | 22881292.1605 | 49672917.1024 | 3162.2777 | 0.8263 | 27691.172 | 60114.6685 | 564.522 | 1225.5188
1 | 3000 | 707 | 0.035 | 15 | 15 | 7 | 4.217e-12 | 0 | CO2 | Porous | Wet | R245fa | MinimizeLCOE_Brownfield | IgnoreSilica | 28.6861 | 3.7666 | 0.27242 | 4 | 22415.5373 | 47002.3551 | 456.971 | 958.2066 | 73.2626 | 8.1627 | 3484421154.6101 | 1325985.1613 | 0 | 1182261.8269 | 0 | 0 | 0 | 642063.1211 | 1228620.9426 | 3196619.6678 | 2181758.6073 | 9757309.3269 | 3144235.0165 | 11524091.9223 | 11524091.9223 | 10059725.4019 | 5207807.6177 | 0 | 24425636.2657 | 51217261.2076 | 4216.965 | 1.0897 | 22415.5373 | 47002.3551 | 456.971 | 958.2066
1 | 3000 | 707 | 0.035 | 15 | 15 | 7 | 5.6234e-12 | 0 | CO2 | Porous | Wet | R245fa | MinimizeLCOE_Brownfield | IgnoreSilica | 36.0527 | 4.783 | 0.35481 | 4 | 18426.1597 | 37303.8032 | 375.6422 | 760.4885 | 73.375 | 8.1429 | 3934772490.9681 | 1561424.3464 | 0 | 1424867.0395 | 0 | 0 | 0 | 721038.5179 | 1445858.6625 | 3761827.6534 | 2567524.6713 | 11482540.8911 | 3144235.0165 | 11524091.9223 | 11524091.9223 | 10059725.4019 | 5207807.6177 | 0 | 26150867.8299 | 52942492.7718 | 5623.4133 | 1.4192 | 18426.1597 | 37303.8032 | 375.6422 | 760.4885
1 | 3000 | 707 | 0.035 | 15 | 15 | 7 | 7.4989e-12 | 0 | CO2 | Porous | Wet | R245fa | MinimizeLCOE_Brownfield | IgnoreSilica | 44.6501 | 5.9751 | 0.45488 | 4 | 15392.4632 | 30116.9833 | 313.7962 | 613.9754 | 73.3751 | 8.1054 | 4386422971.7214 | 1816752.2409 | 0 | 1695971.9071 | 0 | 0 | 0 | 793877.3683 | 1679574.5913 | 4369908.5586 | 2982552.3839 | 13338637.0501 | 3144235.0165 | 11524091.9223 | 11524091.9223 | 10059725.4019 | 5207807.6177 | 0 | 28006963.9889 | 54798588.9308 | 7498.9421 | 1.8195 | 15392.4632 | 30116.9833 | 313.7962 | 613.9754
1 | 3000 | 707 | 0.035 | 15 | 15 | 7 | 1e-11 | 0 | CO2 | Porous | Wet | R245fa | MinimizeLCOE_Brownfield | IgnoreSilica | 54.3017 | 7.3206 | 0.5719 | 4 | 13080.5307 | 24792.1862 | 266.6643 | 505.4222 | 73.2616 | 8.0476 | 4810452723.5637 | 2083337.935 | 0 | 1988525.3727 | 0 | 0 | 0 | 853384.5668 | 1920846.671 | 4997649.0182 | 3410998.1463 | 15254741.71 | 3144235.0165 | 11524091.9223 | 11524091.9223 | 10059725.4019 | 5207807.6177 | 0 | 29923068.6489 | 56714693.5907 | 10000 | 2.2876 | 13080.5307 | 24792.1862 | 266.6643 | 505.4222
1 | 3000 | 707 | 0.035 | 15 | 15 | 7 | 1.3335e-11 | 0 | CO2 | Porous | Wet | R245fa | MinimizeLCOE_Brownfield | IgnoreSilica | 64.5575 | 8.7608 | 0.7021 | 4 | 11316.3196 | 20856.0749 | 230.6985 | 425.1793 | 73.0301 | 7.9664 | 5196043811.2375 | 2346728.0019 | 0 | 2288926.9235 | 0 | 0 | 0 | 889444.545 | 2154788.7935 | 5606318.4327 | 3826427.5287 | 17112634.2254 | 3144235.0165 | 11524091.9223 | 11524091.9223 | 10059725.4019 | 5207807.6177 | 0 | 31780961.1643 | 58572586.1061 | 13335.2143 | 2.8084 | 11316.3196 | 20856.0749 | 230.6985 | 425.1793
1 | 3000 | 707 | 0.035 | 15 | 15 | 7 | 1.7783e-11 | 0 | CO2 | Porous | Wet | R245fa | MinimizeLCOE_Brownfield | IgnoreSilica | 74.7233 | 10.1969 | 0.83763 | 4 | 9983.7892 | 17980.0415 | 203.533 | 366.5475 | 72.7122 | 7.8722 | 5523568361.5726 | 2590306.611 | 0 | 2577595.9411 | 0 | 0 | 0 | 896368.5351 | 2365065.724 | 6153415.8722 | 4199832.7728 | 18782585.4563 | 3144235.0165 | 11524091.9223 | 11524091.9223 | 10059725.4019 | 5207807.6177 | 0 | 33450912.3951 | 60242537.337 | 17782.7941 | 3.3505 | 9983.7892 | 17980.0415 | 203.533 | 366.5475
1 | 3000 | 707 | 0.035 | 15 | 15 | 7 | 2.3714e-11 | 0 | CO2 | Porous | Wet | R245fa | MinimizeLCOE_Brownfield | IgnoreSilica | 84.1897 | 11.5431 | 0.97029 | 4 | 8978.186 | 15881.1514 | 183.0325 | 323.7588 | 72.3324 | 7.7693 | 5793266584.5758 | 2802260.855 | 0 | 2839693.8137 | 0 | 0 | 0 | 872718.4298 | 2540722.5084 | 6610438.793 | 4511760.3072 | 20177594.7071 | 3144235.0165 | 11524091.9223 | 11524091.9223 | 10059725.4019 | 5207807.6177 | 0 | 34845921.6459 | 61637546.5878 | 23713.7371 | 3.8812 | 8978.186 | 15881.1514 | 183.0325 | 323.7588
1 | 3000 | 707 | 0.035 | 15 | 15 | 7 | 3.1623e-11 | 0 | CO2 | Porous | Wet | R245fa | MinimizeLCOE_Brownfield | IgnoreSilica | 92.5501 | 12.739 | 1.0929 | 4 | 8221.714 | 14350.2418 | 167.6108 | 292.5491 | 71.9293 | 7.6661 | 6004031585.7315 | 2977915.482 | 0 | 3066443.8472 | 0 | 0 | 0 | 824281.6376 | 2678769.9771 | 6969609.989 | 4756902.0287 | 21273922.9615 | 3144235.0165 | 11524091.9223 | 11524091.9223 | 10059725.4019 | 5207807.6177 | 0 | 35942249.9003 | 62733874.8422 | 31622.7766 | 4.3716 | 8221.714 | 14350.2418 | 167.6108 | 292.5491
1 | 3000 | 707 | 0.035 | 15 | 15 | 7 | 4.217e-11 | 0 | CO2 | Porous | Wet | R245fa | MinimizeLCOE_Brownfield | IgnoreSilica | 99.605 | 13.7556 | 1.201 | 4 | 7649.8874 | 13226.621 | 155.9533 | 269.6426 | 71.5307 | 7.5669 | 4254795162.368 | 3117379.7448 | 0 | 3255037.2241 | 0 | 0 | 0 | 757479.986 | 2780659.8124 | 7234706.4401 | 4937835.8037 | 22083099.0112 | 3144235.0165 | 11524091.9223 | 11524091.9223 | 10059725.4019 | 5207807.6177 | 0 | 36751425.95 | 63543050.8919 | 42169.6503 | 4.8042 | 7649.8874 | 13226.621 | 155.9533 | 269.6426
1 | 3000 | 707 | 0.035 | 15 | 15 | 7 | 5.6234e-11 | 0 | CO2 | Porous | Wet | R245fa | MinimizeLCOE_Brownfield | IgnoreSilica | 105.4265 | 14.5954 | 1.2925 | 4 | 7223.4908 | 12405.6094 | 147.2606 | 252.9051 | 71.175 | 7.4819 | 6279504491.7155 | 3227147.3199 | 0 | 3408296.6661 | 0 | 0 | 0 | 686275.1813 | 2855470.4752 | 7429348.439 | 5070682.9675 | 22677221.049 | 3144235.0165 | 11524091.9223 | 11524091.9223 | 10059725.4019 | 5207807.6177 | 0 | 37345547.9878 | 64137172.9297 | 56234.1325 | 5.17 | 7223.4908 | 12405.6094 | 147.2606 | 252.9051
1 | 3000 | 707 | 0.035 | 15 | 15 | 7 | 7.4989e-11 | 0 | CO2 | Porous | Wet | R245fa | MinimizeLCOE_Brownfield | IgnoreSilica | 109.9897 | 15.2567 | 1.367 | 4 | 6902.5334 | 11802.1941 | 140.7175 | 240.6037 | 70.8736 | 7.4113 | 6378746873.7842 | 3309548.2883 | 0 | 3527227.3373 | 0 | 0 | 0 | 613411.9324 | 2905573.1476 | 7559705.315 | 5159654.2139 | 23075120.2345 | 3144235.0165 | 11524091.9223 | 11524091.9223 | 10059725.4019 | 5207807.6177 | 0 | 37743447.1733 | 64535072.1152 | 74989.4209 | 5.4681 | 6902.5334 | 11802.1941 | 140.7175 | 240.6037
1 | 3000 | 707 | 0.035 | 15 | 15 | 7 | 1e-10 | 0 | CO2 | Porous | Wet | R245fa | MinimizeLCOE_Brownfield | IgnoreSilica | 112.041 | 15.5721 | 1.4169 | 4 | 6659.4226 | 11386.4826 | 135.7613 | 232.1288 | 70.7264 | 7.3769 | 6459255612.6308 | 3345250.8957 | 0 | 3580497.3738 | 0 | 0 | 0 | 524522.2579 | 2905605.5057 | 7559789.5042 | 5159711.6747 | 23075377.212 | 3144235.0165 | 11524091.9223 | 11524091.9223 | 10059725.4019 | 5207807.6177 | 0 | 37743704.1509 | 64535329.0928 | 100000 | 5.6677 | 6659.4226 | 11386.4826 | 135.7613 | 232.1288
1 | 3000 | 707 | 0.035 | 15 | 15 | 7 | 1.3335e-10 | 0 | CO2 | Porous | Wet | R245fa | MinimizeLCOE_Brownfield | IgnoreSilica | 116.289 | 16.1759 | 1.4739 | 4 | 6474.573 | 11018.9721 | 131.9929 | 224.6367 | 70.4156 | 7.305 | 6518578499.261 | 3417471.9871 | 0 | 3690179.9662 | 0 | 0 | 0 | 480583.3451 | 2959411.7664 | 7699782.3573 | 5255259.6736 | 23502689.0958 | 3144235.0165 | 11524091.9223 | 11524091.9223 | 10059725.4019 | 5207807.6177 | 0 | 38171016.0346 | 64962640.9765 | 133352.1432 | 5.8955 | 6474.573 | 11018.9721 | 131.9929 | 224.6367
1 | 3000 | 707 | 0.035 | 15 | 15 | 7 | 1.7783e-10 | 0 | CO2 | Porous | Wet | R245fa | MinimizeLCOE_Brownfield | IgnoreSilica | 118.282 | 16.4676 | 1.5096 | 4 | 6336.8451 | 10773.7858 | 129.1852 | 219.6382 | 70.2669 | 7.2715 | 6576489878.3588 | 3450562.7284 | 0 | 3741137.2303 | 0 | 0 | 0 | 426504.1227 | 2971099.5918 | 7730191.6814 | 5276014.6621 | 23595510.0168 | 3144235.0165 | 11524091.9223 | 11524091.9223 | 10059725.4019 | 5207807.6177 | 0 | 38263836.9556 | 65055461.8975 | 177827.941 | 6.0383 | 6336.8451 | 10773.7858 | 129.1852 | 219.6382
1 | 3000 | 707 | 0.035 | 15 | 15 | 7 | 2.3714e-10 | 0 | CO2 | Porous | Wet | R245fa | MinimizeLCOE_Brownfield | IgnoreSilica | 119.7339 | 16.6812 | 1.5366 | 4 | 6232.573 | 10591.3743 | 127.0594 | 215.9195 | 70.156 | 7.2468 | 6631386271.2926 | 3474278.1021 | 0 | 3778135.9297 | 0 | 0 | 0 | 380330.236 | 2976770.2645 | 7744945.6086 | 5286084.5206 | 23640544.6614 | 3144235.0165 | 11524091.9223 | 11524091.9223 | 10059725.4019 | 5207807.6177 | 0 | 38308871.6002 | 65100496.5421 | 237137.3706 | 6.1466 | 6232.573 | 10591.3743 | 127.0594 | 215.9195
1 | 3000 | 707 | 0.035 | 15 | 15 | 7 | 3.1623e-10 | 0 | CO2 | Porous | Wet | R245fa | MinimizeLCOE_Brownfield | IgnoreSilica | 120.7667 | 16.8342 | 1.5569 | 4 | 6153.5981 | 10455.7137 | 125.4494 | 213.1539 | 70.076 | 7.2289 | 6683560170.3538 | 3490946.7602 | 0 | 3804385.6472 | 0 | 0 | 0 | 341591.8136 | 2978400.4462 | 7749187.007 | 5288979.3621 | 23653491.0363 | 3144235.0165 | 11524091.9223 | 11524091.9223 | 10059725.4019 | 5207807.6177 | 0 | 38321817.9751 | 65113442.917 | 316227.766 | 6.2275 | 6153.5981 | 10455.7137 | 125.4494 | 213.1539
1 | 3000 | 707 | 0.035 | 15 | 15 | 7 | 4.217e-10 | 0 | CO2 | Porous | Wet | R245fa | MinimizeLCOE_Brownfield | IgnoreSilica | 121.6 | 16.9591 | 1.5729 | 4 | 6091.2187 | 10349.4129 | 124.1777 | 210.9868 | 70.0034 | 7.2119 | 6728570361.7886 | 3503841.3985 | 0 | 3825886.1889 | 0 | 0 | 0 | 308098.9278 | 2978752.3409 | 7750102.565 | 5289604.2493 | 23656285.6705 | 3144235.0165 | 11524091.9223 | 11524091.9223 | 10059725.4019 | 5207807.6177 | 0 | 38324612.6093 | 65116237.5512 | 421696.5034 | 6.2918 | 6091.2187 | 10349.4129 | 124.1777 | 210.9868
1 | 3000 | 707 | 0.035 | 15 | 15 | 7 | 5.6234e-10 | 0 | CO2 | Porous | Wet | R245fa | MinimizeLCOE_Brownfield | IgnoreSilica | 121.6 | 16.9674 | 1.5807 | 4 | 6045.2155 | 10282.4901 | 123.2399 | 209.6225 | 70.0018 | 7.2115 | 6290807265.4459 | 3503747.446 | 0 | 3825893.4998 | 0 | 0 | 0 | 275362.7236 | 2965951.4311 | 7716797.2233 | 5266872.6692 | 23554624.993 | 3144235.0165 | 11524091.9223 | 11524091.9223 | 10059725.4019 | 5207807.6177 | 0 | 38222951.9318 | 65014576.8737 | 562341.3252 | 6.3228 | 6045.2155 | 10282.4901 | 123.2399 | 209.6225
1 | 3000 | 707 | 0.035 | 15 | 15 | 7 | 7.4989e-10 | 0 | CO2 | Porous | Wet | R245fa | MinimizeLCOE_Brownfield | IgnoreSilica | 122.6427 | 17.114 | 1.5936 | 4 | 6011.1557 | 10214.1896 | 122.5455 | 208.2301 | 69.9192 | 7.1931 | 6785101944.6694 | 3520274.9269 | 0 | 3852368.3098 | 0 | 0 | 0 | 262800.668 | 2977823.1228 | 7747684.9301 | 5287954.1638 | 23648906.1213 | 3144235.0165 | 11524091.9223 | 11524091.9223 | 10059725.4019 | 5207807.6177 | 0 | 38317233.0601 | 65108858.002 | 749894.2093 | 6.3744 | 6011.1557 | 10214.1896 | 122.5455 | 208.2301
1 | 3000 | 707 | 0.035 | 15 | 15 | 7 | 1e-09 | 0 | CO2 | Porous | Wet | R245fa | MinimizeLCOE_Brownfield | IgnoreSilica | 122.8861 | 17.1511 | 1.5996 | 4 | 5985.5147 | 10172.7277 | 122.0228 | 207.3848 | 69.9006 | 7.1891 | 6816031366.5129 | 3524153.5211 | 0 | 3858476.0473 | 0 | 0 | 0 | 246587.7253 | 2975394.7445 | 7741366.7879 | 5283641.9019 | 23629620.7281 | 3144235.0165 | 11524091.9223 | 11524091.9223 | 10059725.4019 | 5207807.6177 | 0 | 38297947.667 | 65089572.6088 | 1000000 | 6.3984 | 5985.5147 | 10172.7277 | 122.0228 | 207.3848
1 | 3000 | 707 | 0.035 | 15 | 15 | 7 | 1.3335e-09 | 0 | CO2 | Porous | Wet | R245fa | MinimizeLCOE_Brownfield | IgnoreSilica | 123.0519 | 17.1767 | 1.604 | 4 | 5966.1575 | 10141.8409 | 121.6282 | 206.7551 | 69.8879 | 7.1865 | 6842023745.8355 | 3526794.398 | 0 | 3862627.7243 | 0 | 0 | 0 | 233837.3073 | 2973071.1776 | 7735321.3432 | 5279515.7617 | 23611167.7121 | 3144235.0165 | 11524091.9223 | 11524091.9223 | 10059725.4019 | 5207807.6177 | 0 | 38279494.651 | 65071119.5928 | 1333521.4322 | 6.4161 | 5966.1575 | 10141.8409 | 121.6282 | 206.7551
1 | 3000 | 707 | 0.035 | 15 | 15 | 7 | 1.7783e-09 | 0 | CO2 | Porous | Wet | R245fa | MinimizeLCOE_Brownfield | IgnoreSilica | 123.1567 | 17.1932 | 1.6072 | 4 | 5951.559 | 10118.9629 | 121.3306 | 206.2887 | 69.8799 | 7.1848 | 6863958333.9263 | 3528467.8941 | 0 | 3865243.9338 | 0 | 0 | 0 | 223800.6742 | 2970829.8758 | 7729489.9358 | 5275535.7063 | 23593368.02 | 3144235.0165 | 11524091.9223 | 11524091.9223 | 10059725.4019 | 5207807.6177 | 0 | 38261694.9588 | 65053319.9007 | 1778279.41 | 6.4289 | 5951.559 | 10118.9629 | 121.3306 | 206.2887
1 | 3000 | 707 | 0.035 | 15 | 15 | 7 | 2.3714e-09 | 0 | CO2 | Porous | Wet | R245fa | MinimizeLCOE_Brownfield | IgnoreSilica | 123.2345 | 17.2055 | 1.6096 | 4 | 5940.5601 | 10101.7803 | 121.1064 | 205.9385 | 69.874 | 7.1836 | 6881867767.4923 | 3529708.9705 | 0 | 3867184.6465 | 0 | 0 | 0 | 216112.77 | 2969072.4909 | 7724917.5809 | 5272414.9802 | 23579411.4391 | 3144235.0165 | 11524091.9223 | 11524091.9223 | 10059725.4019 | 5207807.6177 | 0 | 38247738.3779 | 65039363.3198 | 2371373.7057 | 6.4384 | 5940.5601 | 10101.7803 | 121.1064 | 205.9385
1 | 3000 | 707 | 0.035 | 15 | 15 | 7 | 3.1623e-09 | 0 | CO2 | Porous | Wet | R245fa | MinimizeLCOE_Brownfield | IgnoreSilica | 123.2734 | 17.2121 | 1.6113 | 4 | 5932.2806 | 10089.2154 | 120.9376 | 205.6823 | 69.8712 | 7.183 | 6897873487.7303 | 3530336.0429 | 0 | 3868144.8909 | 0 | 0 | 0 | 210026.8867 | 2967318.05 | 7720352.8855 | 5269299.4818 | 23565478.2379 | 3144235.0165 | 11524091.9223 | 11524091.9223 | 10059725.4019 | 5207807.6177 | 0 | 38233805.1767 | 65025430.1186 | 3162277.6602 | 6.445 | 5932.2806 | 10089.2154 | 120.9376 | 205.6823
1 | 3000 | 707 | 0.035 | 15 | 15 | 7 | 4.217e-09 | 0 | CO2 | Porous | Wet | R245fa | MinimizeLCOE_Brownfield | IgnoreSilica | 123.3077 | 17.2177 | 1.6125 | 4 | 5926.0528 | 10079.6866 | 120.8106 | 205.488 | 69.8686 | 7.1825 | 6909065897.4657 | 3530885.5458 | 0 | 3868994.6731 | 0 | 0 | 0 | 205468.371 | 2966085.9501 | 7717147.2142 | 5267111.5452 | 23555693.2994 | 3144235.0165 | 11524091.9223 | 11524091.9223 | 10059725.4019 | 5207807.6177 | 0 | 38224020.2382 | 65015645.1801 | 4216965.0343 | 6.4502 | 5926.0528 | 10079.6866 | 120.8106 | 205.488
1 | 3000 | 707 | 0.035 | 15 | 15 | 7 | 5.6234e-09 | 0 | CO2 | Porous | Wet | R245fa | MinimizeLCOE_Brownfield | IgnoreSilica | 123.3271 | 17.2211 | 1.6135 | 4 | 5921.3713 | 10072.6429 | 120.7152 | 205.3444 | 69.8672 | 7.1822 | 6918464005.36 | 3531200.1661 | 0 | 3869472.8527 | 0 | 0 | 0 | 201943.6328 | 2965020.4941 | 7714375.1164 | 5265219.5315 | 23547231.7938 | 3144235.0165 | 11524091.9223 | 11524091.9223 | 10059725.4019 | 5207807.6177 | 0 | 38215558.7326 | 65007183.6745 | 5623413.2519 | 6.4538 | 5921.3713 | 10072.6429 | 120.7152 | 205.3444
1 | 3000 | 707 | 0.035 | 15 | 15 | 7 | 7.4989e-09 | 0 | CO2 | Porous | Wet | R245fa | MinimizeLCOE_Brownfield | IgnoreSilica | 123.342 | 17.2237 | 1.6141 | 4 | 5917.8542 | 10067.3511 | 120.6435 | 205.2366 | 69.8662 | 7.182 | 6924734622.3885 | 3531439.6941 | 0 | 3869837.3669 | 0 | 0 | 0 | 199284.3606 | 2964218.9544 | 7712289.6745 | 5263796.1745 | 23540866.2251 | 3144235.0165 | 11524091.9223 | 11524091.9223 | 10059725.4019 | 5207807.6177 | 0 | 38209193.1639 | 65000818.1058 | 7498942.0933 | 6.4566 | 5917.8542 | 10067.3511 | 120.6435 | 205.2366
1 | 3000 | 707 | 0.035 | 15 | 15 | 7 | 1e-08 | 0 | CO2 | Porous | Wet | R245fa | MinimizeLCOE_Brownfield | IgnoreSilica | 123.3466 | 17.2247 | 1.6146 | 4 | 5915.2128 | 10063.495 | 120.5896 | 205.158 | 69.8659 | 7.182 | 6931772953.6447 | 3531518.3477 | 0 | 3869945.7452 | 0 | 0 | 0 | 197201.9489 | 2963479.7563 | 7710366.4326 | 5262483.5225 | 23534995.7532 | 3144235.0165 | 11524091.9223 | 11524091.9223 | 10059725.4019 | 5207807.6177 | 0 | 38203322.6921 | 64994947.6339 | 10000000 | 6.4585 | 5915.2128 | 10063.495 | 120.5896 | 205.158
1 | 3100 | 707 | 0.035 | 15 | 15 | 7 | 1e-13 | 0 | CO2 | Porous | Wet | R245fa | MinimizeLCOE_Brownfield | IgnoreSilica | 0.76854 | 0.0078865 | 0.0010175 | 4 | 3839750.7693 | 10637162.539 | 78278.5131 | 216852.9462 | 50.4728 | 6.8153 | 151916271.9914 | 68068.8973 | 0 | 35347.11 | 0 | 0 | 0 | 61238.1636 | 64215.1266 | 167074.5872 | 114031.8388 | 509975.7234 | 3144235.0165 | 11973452.0612 | 11973452.0612 | 10331217.8863 | 5360578.5121 | 0 | 15627662.8012 | 43292911.2608 | 100 | 0.00407 | 3839750.7693 | 10637162.539 | 78278.5131 | 216852.9462
1 | 3100 | 707 | 0.035 | 15 | 15 | 7 | 1.3335e-13 | 0 | CO2 | Porous | Wet | R245fa | MinimizeLCOE_Brownfield | IgnoreSilica | 1.1195 | 0.041261 | 0.0027245 | 4 | 1455640.8596 | 3994187.2017 | 29675.2078 | 81426.9086 | 56.0595 | 7.3068 | 24686797.6029 | 99956.8607 | 0 | 58402.1626 | 0 | 0 | 0 | 82494.5941 | 93932.9108 | 244394.1656 | 166804.0398 | 745984.7335 | 3144235.0165 | 11973452.0612 | 11973452.0612 | 10331217.8863 | 5360578.5121 | 0 | 15863671.8112 | 43528920.2709 | 133.3521 | 0.010898 | 1455640.8596 | 3994187.2017 | 29675.2078 | 81426.9086
1 | 3100 | 707 | 0.035 | 15 | 15 | 7 | 1.7783e-13 | 0 | CO2 | Porous | Wet | R245fa | MinimizeLCOE_Brownfield | IgnoreSilica | 1.5605 | 0.090321 | 0.0054646 | 4 | 738355.457 | 2004018.0467 | 15052.3747 | 40854.6185 | 60.3928 | 7.6563 | 181188825.4365 | 137621.5748 | 0 | 86250.3627 | 0 | 0 | 0 | 105941.956 | 128627.4185 | 334662.1577 | 228413.7993 | 1021517.269 | 3144235.0165 | 11973452.0612 | 11973452.0612 | 10331217.8863 | 5360578.5121 | 0 | 16139204.3467 | 43804452.8063 | 177.8279 | 0.021858 | 738355.457 | 2004018.0467 | 15052.3747 | 40854.6185
1 | 3100 | 707 | 0.035 | 15 | 15 | 7 | 2.3714e-13 | 0 | CO2 | Porous | Wet | R245fa | MinimizeLCOE_Brownfield | IgnoreSilica | 2.1162 | 0.15795 | 0.0095153 | 4 | 432429.8437 | 1159294.7778 | 8815.6673 | 23633.7921 | 63.8233 | 7.9111 | 393846546.0085 | 181658.424 | 0 | 119585.9424 | 0 | 0 | 0 | 131736.1012 | 168862.3824 | 439345.2805 | 299862.1816 | 1341050.3121 | 3144235.0165 | 11973452.0612 | 11973452.0612 | 10331217.8863 | 5360578.5121 | 0 | 16458737.3898 | 44123985.8495 | 237.1374 | 0.038061 | 432429.8437 | 1159294.7778 | 8815.6673 | 23633.7921
1 | 3100 | 707 | 0.035 | 15 | 15 | 7 | 3.1623e-13 | 0 | CO2 | Porous | Wet | R245fa | MinimizeLCOE_Brownfield | IgnoreSilica | 2.8519 | 0.25181 | 0.015267 | 4 | 275929.6461 | 728947.4952 | 5625.1991 | 14860.5807 | 66.6694 | 8.1069 | 504721658.8432 | 235387.1259 | 0 | 161301.8521 | 0 | 0 | 0 | 162839.1303 | 218215.9623 | 567753.1716 | 387503.2058 | 1733000.448 | 3144235.0165 | 11973452.0612 | 11973452.0612 | 10331217.8863 | 5360578.5121 | 0 | 16850687.5258 | 44515935.9854 | 316.2278 | 0.061069 | 275929.6461 | 728947.4952 | 5625.1991 | 14860.5807
1 | 3100 | 707 | 0.035 | 15 | 15 | 7 | 4.217e-13 | 0 | CO2 | Porous | Wet | R245fa | MinimizeLCOE_Brownfield | IgnoreSilica | 3.783 | 0.37493 | 0.023206 | 4 | 186425.0468 | 484462.6429 | 3800.5267 | 9876.4263 | 68.912 | 8.2514 | 718801753.9396 | 297890.2014 | 0 | 211120.4553 | 0 | 0 | 0 | 197150.674 | 275402.919 | 716541.9023 | 489054.5718 | 2187160.7238 | 3144235.0165 | 11973452.0612 | 11973452.0612 | 10331217.8863 | 5360578.5121 | 0 | 17304847.8015 | 44970096.2611 | 421.6965 | 0.092825 | 186425.0468 | 484462.6429 | 3800.5267 | 9876.4263
1 | 3100 | 707 | 0.035 | 15 | 15 | 7 | 5.6234e-13 | 0 | CO2 | Porous | Wet | R245fa | MinimizeLCOE_Brownfield | IgnoreSilica | 4.9861 | 0.53719 | 0.034 | 4 | 131217.7303 | 334638.769 | 2675.0509 | 6822.0639 | 70.7117 | 8.361 | 998344572.4241 | 372151.3207 | 0 | 271891.2112 | 0 | 0 | 0 | 236710.6548 | 343493.7428 | 893700.2586 | 609968.7902 | 2727915.9783 | 3144235.0165 | 11973452.0612 | 11973452.0612 | 10331217.8863 | 5360578.5121 | 0 | 17845603.056 | 45510851.5156 | 562.3413 | 0.136 | 131217.7303 | 334638.769 | 2675.0509 | 6822.0639
1 | 3100 | 707 | 0.035 | 15 | 15 | 7 | 7.4989e-13 | 0 | CO2 | Porous | Wet | R245fa | MinimizeLCOE_Brownfield | IgnoreSilica | 6.5324 | 0.74842 | 0.048508 | 4 | 95273.4125 | 237855.6432 | 1942.2774 | 4849.009 | 72.1386 | 8.4437 | 1305865988.3124 | 459958.8938 | 0 | 345661.9619 | 0 | 0 | 0 | 281866.8892 | 424120.2205 | 1103473.8148 | 753143.5527 | 3368225.333 | 3144235.0165 | 11973452.0612 | 11973452.0612 | 10331217.8863 | 5360578.5121 | 0 | 18485912.4107 | 46151160.8703 | 749.8942 | 0.19403 | 95273.4125 | 237855.6432 | 1942.2774 | 4849.009
1 | 3100 | 707 | 0.035 | 15 | 15 | 7 | 1e-12 | 0 | CO2 | Porous | Wet | R245fa | MinimizeLCOE_Brownfield | IgnoreSilica | 8.5204 | 1.0222 | 0.067853 | 4 | 70910.2599 | 172841.1878 | 1445.6016 | 3523.6014 | 73.2634 | 8.5058 | 1647056681.1176 | 563951.4434 | 0 | 435334.3124 | 0 | 0 | 0 | 333568.7789 | 519813.2685 | 1352447.4964 | 923073.2063 | 4128188.506 | 3144235.0165 | 11973452.0612 | 11973452.0612 | 10331217.8863 | 5360578.5121 | 0 | 19245875.5837 | 46911124.0434 | 1000 | 0.27141 | 70910.2599 | 172841.1878 | 1445.6016 | 3523.6014
1 | 3100 | 707 | 0.035 | 15 | 15 | 7 | 1.3335e-12 | 0 | CO2 | Porous | Wet | R245fa | MinimizeLCOE_Brownfield | IgnoreSilica | 11.0808 | 1.3766 | 0.093504 | 4 | 53878.9959 | 127847.0422 | 1098.3962 | 2606.3349 | 74.1453 | 8.5517 | 2002961810.887 | 687490.2771 | 0 | 544643.8977 | 0 | 0 | 0 | 393154.3981 | 633862.5434 | 1649180.3149 | 1125599.4522 | 5033930.8835 | 3144235.0165 | 11973452.0612 | 11973452.0612 | 10331217.8863 | 5360578.5121 | 0 | 20151617.9612 | 47816866.4208 | 1333.5214 | 0.37402 | 53878.9959 | 127847.0422 | 1098.3962 | 2606.3349
1 | 3100 | 707 | 0.035 | 15 | 15 | 7 | 1.7783e-12 | 0 | CO2 | Porous | Wet | R245fa | MinimizeLCOE_Brownfield | IgnoreSilica | 14.3406 | 1.8299 | 0.12725 | 4 | 41683.9097 | 96034.762 | 849.7829 | 1957.7985 | 74.822 | 8.5837 | 2397303682.4284 | 832753.4148 | 0 | 676506.4072 | 0 | 0 | 0 | 460205.2263 | 768091.3688 | 1998416.1845 | 1363960.1093 | 6099932.711 | 3144235.0165 | 11973452.0612 | 11973452.0612 | 10331217.8863 | 5360578.5121 | 0 | 21217619.7887 | 48882868.2484 | 1778.2794 | 0.50901 | 41683.9097 | 96034.762 | 849.7829 | 1957.7985
1 | 3100 | 707 | 0.035 | 15 | 15 | 7 | 2.3714e-12 | 0 | CO2 | Porous | Wet | R245fa | MinimizeLCOE_Brownfield | IgnoreSilica | 18.4692 | 2.4059 | 0.17133 | 4 | 32783.2016 | 73150.9914 | 668.3299 | 1491.2819 | 75.3307 | 8.6032 | 2817331549.1183 | 1002923.1222 | 0 | 834970.3445 | 0 | 0 | 0 | 535053.0729 | 925449.1504 | 2407828.8537 | 1643392.6686 | 7349617.2123 | 3144235.0165 | 11973452.0612 | 11973452.0612 | 10331217.8863 | 5360578.5121 | 0 | 22467304.29 | 50132552.7497 | 2371.3737 | 0.68533 | 32783.2016 | 73150.9914 | 668.3299 | 1491.2819
1 | 3100 | 707 | 0.035 | 15 | 15 | 7 | 3.1623e-12 | 0 | CO2 | Porous | Wet | R245fa | MinimizeLCOE_Brownfield | IgnoreSilica | 23.6024 | 3.1249 | 0.22819 | 4 | 26187.5226 | 56496.6398 | 533.8681 | 1151.7604 | 75.6943 | 8.6103 | 3282281291.6993 | 1198922.0962 | 0 | 1022242.0206 | 0 | 0 | 0 | 615379.2454 | 1106251.9112 | 2878240.5495 | 1964458.317 | 8785494.1398 | 3144235.0165 | 11973452.0612 | 11973452.0612 | 10331217.8863 | 5360578.5121 | 0 | 23903181.2176 | 51568429.6772 | 3162.2777 | 0.91277 | 26187.5226 | 56496.6398 | 533.8681 | 1151.7604
1 | 3100 | 707 | 0.035 | 15 | 15 | 7 | 4.217e-12 | 0 | CO2 | Porous | Wet | R245fa | MinimizeLCOE_Brownfield | IgnoreSilica | 29.936 | 4.0152 | 0.30063 | 4 | 21241.6182 | 44247.3184 | 433.0391 | 902.0414 | 75.9318 | 8.6036 | 3753765976.2204 | 1423251.6581 | 0 | 1242330.8328 | 0 | 0 | 0 | 700685.0504 | 1312844.3411 | 3415751.6742 | 2331320.7043 | 10426184.261 | 3144235.0165 | 11973452.0612 | 11973452.0612 | 10331217.8863 | 5360578.5121 | 0 | 25543871.3388 | 53209119.7984 | 4216.965 | 1.2025 | 21241.6182 | 44247.3184 | 433.0391 | 902.0414
1 | 3100 | 707 | 0.035 | 15 | 15 | 7 | 5.6234e-12 | 0 | CO2 | Porous | Wet | R245fa | MinimizeLCOE_Brownfield | IgnoreSilica | 37.5607 | 5.0913 | 0.39099 | 4 | 17500.3429 | 35189.5514 | 356.7682 | 717.3866 | 76.049 | 8.5807 | 4229288693.042 | 1673998.8104 | 0 | 1495313.5424 | 0 | 0 | 0 | 786509.3041 | 1542770.4462 | 4013972.2352 | 2739618.5294 | 12252182.8677 | 3144235.0165 | 11973452.0612 | 11973452.0612 | 10331217.8863 | 5360578.5121 | 0 | 27369869.9454 | 55035118.4051 | 5623.4133 | 1.564 | 17500.3429 | 35189.5514 | 356.7682 | 717.3866
1 | 3100 | 707 | 0.035 | 15 | 15 | 7 | 7.4989e-12 | 0 | CO2 | Porous | Wet | R245fa | MinimizeLCOE_Brownfield | IgnoreSilica | 46.4204 | 6.3481 | 0.50027 | 4 | 14654.8527 | 28479.9485 | 298.759 | 580.6023 | 76.0468 | 8.5385 | 4702848374.8716 | 1944796.2349 | 0 | 1776905.8044 | 0 | 0 | 0 | 865580.956 | 1789040.3682 | 4654716.0553 | 3176939.3526 | 14207978.7715 | 3144235.0165 | 11973452.0612 | 11973452.0612 | 10331217.8863 | 5360578.5121 | 0 | 29325665.8492 | 56990914.3088 | 7498.9421 | 2.0011 | 14654.8527 | 28479.9485 | 298.759 | 580.6023
1 | 3100 | 707 | 0.035 | 15 | 15 | 7 | 1e-11 | 0 | CO2 | Porous | Wet | R245fa | MinimizeLCOE_Brownfield | IgnoreSilica | 56.3085 | 7.7589 | 0.62733 | 4 | 12486.6698 | 23511.75 | 254.5577 | 479.3188 | 75.9245 | 8.4746 | 5143242460.696 | 2225957.4525 | 0 | 2079182.003 | 0 | 0 | 0 | 930185.8198 | 2041776.8574 | 5312284.5569 | 3625743.3666 | 16215130.0562 | 3144235.0165 | 11973452.0612 | 11973452.0612 | 10331217.8863 | 5360578.5121 | 0 | 31332817.1339 | 58998065.5935 | 10000 | 2.5093 | 12486.6698 | 23511.75 | 254.5577 | 479.3188
1 | 3100 | 707 | 0.035 | 15 | 15 | 7 | 1.3335e-11 | 0 | CO2 | Porous | Wet | R245fa | MinimizeLCOE_Brownfield | IgnoreSilica | 65.846 | 9.1375 | 0.76265 | 4 | 10833.9289 | 19902.7557 | 220.8643 | 405.7446 | 75.7034 | 8.3942 | 5539253592.7539 | 2478912.092 | 0 | 2361494.7959 | 0 | 0 | 0 | 949290.0067 | 2257981.7889 | 5874805.439 | 4009675.4273 | 17932159.5498 | 3144235.0165 | 11973452.0612 | 11973452.0612 | 10331217.8863 | 5360578.5121 | 0 | 33049846.6275 | 60715095.0871 | 13335.2143 | 3.0506 | 10833.9289 | 19902.7557 | 220.8643 | 405.7446
1 | 3100 | 707 | 0.035 | 15 | 15 | 7 | 1.7783e-11 | 0 | CO2 | Porous | Wet | R245fa | MinimizeLCOE_Brownfield | IgnoreSilica | 76.9734 | 10.7386 | 0.91245 | 4 | 9584.7495 | 17164.7185 | 195.3981 | 349.926 | 75.3458 | 8.2848 | 5876719362.9954 | 2754399.257 | 0 | 2680982.6023 | 0 | 0 | 0 | 978228.187 | 2501307.9181 | 6507890.114 | 4441768.7265 | 19864576.8048 | 3144235.0165 | 11973452.0612 | 11973452.0612 | 10331217.8863 | 5360578.5121 | 0 | 34982263.8826 | 62647512.3422 | 17782.7941 | 3.6498 | 9584.7495 | 17164.7185 | 195.3981 | 349.926
1 | 3100 | 707 | 0.035 | 15 | 15 | 7 | 2.3714e-11 | 0 | CO2 | Porous | Wet | R245fa | MinimizeLCOE_Brownfield | IgnoreSilica | 86.4398 | 12.1172 | 1.0531 | 4 | 8643.6747 | 15211.4592 | 176.213 | 310.1062 | 74.952 | 8.1754 | 6150899531.0303 | 2972900.4543 | 0 | 2945837.3957 | 0 | 0 | 0 | 955662.1806 | 2681016.0119 | 6975453.7111 | 4760890.489 | 21291760.2426 | 3144235.0165 | 11973452.0612 | 11973452.0612 | 10331217.8863 | 5360578.5121 | 0 | 36409447.3204 | 64074695.78 | 23713.7371 | 4.2123 | 8643.6747 | 15211.4592 | 176.213 | 310.1062
1 | 3100 | 707 | 0.035 | 15 | 15 | 7 | 3.1623e-11 | 0 | CO2 | Porous | Wet | R245fa | MinimizeLCOE_Brownfield | IgnoreSilica | 94.7692 | 13.3372 | 1.1823 | 4 | 7936.2946 | 13786.4087 | 161.7921 | 281.0546 | 74.5367 | 8.0666 | 6359815585.9214 | 3153460.5163 | 0 | 3174263.3424 | 0 | 0 | 0 | 908729.1224 | 2822216.6626 | 7342828.84 | 5011631.5633 | 22413130.0471 | 3144235.0165 | 11973452.0612 | 11973452.0612 | 10331217.8863 | 5360578.5121 | 0 | 37530817.1248 | 65196065.5844 | 31622.7766 | 4.729 | 7936.2946 | 13786.4087 | 161.7921 | 281.0546
1 | 3100 | 707 | 0.035 | 15 | 15 | 7 | 4.217e-11 | 0 | CO2 | Porous | Wet | R245fa | MinimizeLCOE_Brownfield | IgnoreSilica | 101.7756 | 14.3688 | 1.2953 | 4 | 7405.2659 | 12745.0012 | 150.9664 | 259.8241 | 74.1369 | 7.9658 | 6516193279.0383 | 3296942.2084 | 0 | 3363366.1697 | 0 | 0 | 0 | 846053.4463 | 2927481.1115 | 7616705.3433 | 5198557.9044 | 23249106.1837 | 3144235.0165 | 11973452.0612 | 11973452.0612 | 10331217.8863 | 5360578.5121 | 0 | 38366793.2614 | 66032041.721 | 42169.6503 | 5.181 | 7405.2659 | 12745.0012 | 150.9664 | 259.8241
1 | 3100 | 707 | 0.035 | 15 | 15 | 7 | 5.6234e-11 | 0 | CO2 | Porous | Wet | R245fa | MinimizeLCOE_Brownfield | IgnoreSilica | 107.5413 | 15.2228 | 1.3911 | 4 | 7003.7492 | 11975.5635 | 142.7809 | 244.1381 | 73.765 | 7.8736 | 6630864670.1927 | 3408822.1186 | 0 | 3517409.3816 | 0 | 0 | 0 | 775461.1294 | 3003660.1256 | 7814907.5113 | 5333834.9568 | 23854095.2233 | 3144235.0165 | 11973452.0612 | 11973452.0612 | 10331217.8863 | 5360578.5121 | 0 | 38971782.301 | 66637030.7606 | 56234.1325 | 5.5644 | 7003.7492 | 11975.5635 | 142.7809 | 244.1381
1 | 3100 | 707 | 0.035 | 15 | 15 | 7 | 7.4989e-11 | 0 | CO2 | Porous | Wet | R245fa | MinimizeLCOE_Brownfield | IgnoreSilica | 112.036 | 15.8899 | 1.4685 | 4 | 6704.6133 | 11414.3326 | 136.6826 | 232.6966 | 73.4599 | 7.8005 | 6722694187.7122 | 3492804.5014 | 0 | 3636016.8735 | 0 | 0 | 0 | 705771.2266 | 3055491.1146 | 7949761.1128 | 5425875.3107 | 24265720.1396 | 3144235.0165 | 11973452.0612 | 11973452.0612 | 10331217.8863 | 5360578.5121 | 0 | 39383407.2174 | 67048655.677 | 74989.4209 | 5.8741 | 6704.6133 | 11414.3326 | 136.6826 | 232.6966
1 | 3100 | 707 | 0.035 | 15 | 15 | 7 | 1e-10 | 0 | CO2 | Porous | Wet | R245fa | MinimizeLCOE_Brownfield | IgnoreSilica | 115.5384 | 16.4114 | 1.5303 | 4 | 6479.4709 | 10998.9968 | 132.0928 | 224.2294 | 73.2084 | 7.7411 | 6792500664.267 | 3556026.7201 | 0 | 3727767.5338 | 0 | 0 | 0 | 640942.1897 | 3090647.213 | 8041230.0694 | 5488304.7531 | 24544918.4791 | 3144235.0165 | 11973452.0612 | 11973452.0612 | 10331217.8863 | 5360578.5121 | 0 | 39662605.5569 | 67327854.0165 | 100000 | 6.1213 | 6479.4709 | 10998.9968 | 132.0928 | 224.2294
1 | 3100 | 707 | 0.035 | 15 | 15 | 7 | 1.3335e-10 | 0 | CO2 | Porous | Wet | R245fa | MinimizeLCOE_Brownfield | IgnoreSilica | 118.2186 | 16.8116 | 1.5787 | 4 | 6309.8275 | 10690.7548 | 128.6344 | 217.9455 | 73.0077 | 7.6942 | 6848500435.8996 | 3603084.2664 | 0 | 3797593.9546 | 0 | 0 | 0 | 583307.9893 | 3113754.622 | 8101350.8076 | 5529338.3923 | 24728430.0321 | 3144235.0165 | 11973452.0612 | 11973452.0612 | 10331217.8863 | 5360578.5121 | 0 | 39846117.1099 | 67511365.5695 | 133352.1432 | 6.3149 | 6309.8275 | 10690.7548 | 128.6344 | 217.9455
1 | 3100 | 707 | 0.035 | 15 | 15 | 7 | 1.7783e-10 | 0 | CO2 | Porous | Wet | R245fa | MinimizeLCOE_Brownfield | IgnoreSilica | 117.4365 | 16.7299 | 1.5965 | 4 | 6181.3702 | 10513.5463 | 126.0156 | 214.3329 | 73.0575 | 7.7053 | 11978136460.9492 | 3588916.7156 | 0 | 3777457.9717 | 0 | 0 | 0 | 497528.6875 | 3066922.3162 | 7979502.7544 | 5446174.5922 | 24356503.0375 | 3144235.0165 | 11973452.0612 | 11973452.0612 | 10331217.8863 | 5360578.5121 | 0 | 39474190.1152 | 67139438.5749 | 177827.941 | 6.386 | 6181.3702 | 10513.5463 | 126.0156 | 214.3329
1 | 3100 | 707 | 0.035 | 15 | 15 | 7 | 2.3714e-10 | 0 | CO2 | Porous | Wet | R245fa | MinimizeLCOE_Brownfield | IgnoreSilica | 121.8728 | 17.3605 | 1.6459 | 4 | 6082.7082 | 10284.8579 | 124.0042 | 209.6707 | 72.714 | 7.6252 | 6925661741.7499 | 3664858.5088 | 0 | 3892675.0143 | 0 | 0 | 0 | 491014.5851 | 3138933.7622 | 8166861.7654 | 5574050.9671 | 24928394.6029 | 3144235.0165 | 11973452.0612 | 11973452.0612 | 10331217.8863 | 5360578.5121 | 0 | 40046081.6806 | 67711330.1403 | 237137.3706 | 6.5836 | 6082.7082 | 10284.8579 | 124.0042 | 209.6707
1 | 3100 | 707 | 0.035 | 15 | 15 | 7 | 3.1623e-10 | 0 | CO2 | Porous | Wet | R245fa | MinimizeLCOE_Brownfield | IgnoreSilica | 123.006 | 17.5308 | 1.6676 | 4 | 6010.2055 | 10157.6021 | 122.5262 | 207.0765 | 72.6236 | 7.6046 | 6956423352.4164 | 3683783.1088 | 0 | 3921866.9682 | 0 | 0 | 0 | 457443.4106 | 3144606.4602 | 8181620.9619 | 5584124.422 | 24973445.3316 | 3144235.0165 | 11973452.0612 | 11973452.0612 | 10331217.8863 | 5360578.5121 | 0 | 40091132.4093 | 67756380.8689 | 316227.766 | 6.6705 | 6010.2055 | 10157.6021 | 122.5262 | 207.0765
1 | 3100 | 707 | 0.035 | 15 | 15 | 7 | 4.217e-10 | 0 | CO2 | Porous | Wet | R245fa | MinimizeLCOE_Brownfield | IgnoreSilica | 123.8411 | 17.6567 | 1.684 | 4 | 5955.5349 | 10062.5878 | 121.4116 | 205.1395 | 72.5561 | 7.5893 | 6735477368.4735 | 3697598.1764 | 0 | 3943342.7303 | 0 | 0 | 0 | 430403.018 | 3147824.1306 | 8189992.6804 | 5589838.2919 | 24998999.0277 | 3144235.0165 | 11973452.0612 | 11973452.0612 | 10331217.8863 | 5360578.5121 | 0 | 40116686.1054 | 67781934.565 | 421696.5034 | 6.736 | 5955.5349 | 10062.5878 | 121.4116 | 205.1395
1 | 3100 | 707 | 0.035 | 15 | 15 | 7 | 5.6234e-10 | 0 | CO2 | Porous | Wet | R245fa | MinimizeLCOE_Brownfield | IgnoreSilica | 124.1043 | 17.7011 | 1.6938 | 4 | 5914.3669 | 9997.5721 | 120.5724 | 203.814 | 72.5349 | 7.5847 | 6945668954.6215 | 3701941.9868 | 0 | 3950051.5632 | 0 | 0 | 0 | 404940.8866 | 3142204.4303 | 8175371.3729 | 5579858.9491 | 24954369.1889 | 3144235.0165 | 11973452.0612 | 11973452.0612 | 10331217.8863 | 5360578.5121 | 0 | 40072056.2667 | 67737304.7263 | 562341.3252 | 6.7754 | 5914.3669 | 9997.5721 | 120.5724 | 203.814
1 | 3100 | 707 | 0.035 | 15 | 15 | 7 | 7.4989e-10 | 0 | CO2 | Porous | Wet | R245fa | MinimizeLCOE_Brownfield | IgnoreSilica | 124.913 | 17.8188 | 1.7056 | 4 | 5883.3043 | 9938.4073 | 119.9391 | 202.6079 | 72.4685 | 7.5695 | 7025907573.2157 | 3715162.3711 | 0 | 3970854.3636 | 0 | 0 | 0 | 392157.2955 | 3150487.8718 | 8196923.1885 | 5594568.5061 | 25020153.5966 | 3144235.0165 | 11973452.0612 | 11973452.0612 | 10331217.8863 | 5360578.5121 | 0 | 40137840.6743 | 67803089.1339 | 749894.2093 | 6.8223 | 5883.3043 | 9938.4073 | 119.9391 | 202.6079
1 | 3100 | 707 | 0.035 | 15 | 15 | 7 | 1e-09 | 0 | CO2 | Porous | Wet | R245fa | MinimizeLCOE_Brownfield | IgnoreSilica | 125.2561 | 17.8708 | 1.7126 | 4 | 5859.9513 | 9898.5192 | 119.463 | 201.7947 | 72.4402 | 7.5631 | 7039803323.7045 | 3720745.0177 | 0 | 3979649.6794 | 0 | 0 | 0 | 379187.4479 | 3151037.0365 | 8198352.0025 | 5595543.701 | 25024514.8851 | 3144235.0165 | 11973452.0612 | 11973452.0612 | 10331217.8863 | 5360578.5121 | 0 | 40142201.9628 | 67807450.4224 | 1000000 | 6.8503 | 5859.9513 | 9898.5192 | 119.463 | 201.7947
1 | 3100 | 707 | 0.035 | 15 | 15 | 7 | 1.3335e-09 | 0 | CO2 | Porous | Wet | R245fa | MinimizeLCOE_Brownfield | IgnoreSilica | 125.1124 | 17.8542 | 1.715 | 4 | 5842.5736 | 9875.5023 | 119.1088 | 201.3255 | 72.4528 | 7.5662 | 7091101609.1137 | 3718452.1656 | 0 | 3975883.4189 | 0 | 0 | 0 | 364881.1823 | 3143094.5391 | 8177687.2533 | 5581439.5851 | 24961438.1443 | 3144235.0165 | 11973452.0612 | 11973452.0612 | 10331217.8863 | 5360578.5121 | 0 | 40079125.222 | 67744373.6816 | 1333521.4322 | 6.8598 | 5842.5736 | 9875.5023 | 119.1088 | 201.3255
1 | 3100 | 707 | 0.035 | 15 | 15 | 7 | 1.7783e-09 | 0 | CO2 | Porous | Wet | R245fa | MinimizeLCOE_Brownfield | IgnoreSilica | 125.5339 | 17.9152 | 1.7206 | 4 | 5829.1895 | 9849.0072 | 118.8359 | 200.7853 | 72.4173 | 7.5581 | 7067592778.0384 | 3725257.581 | 0 | 3986741.5597 | 0 | 0 | 0 | 359683.243 | 3147956.1296 | 8190336.1147 | 5590072.6929 | 25000047.3208 | 3144235.0165 | 11973452.0612 | 11973452.0612 | 10331217.8863 | 5360578.5121 | 0 | 40117734.3985 | 67782982.8582 | 1778279.41 | 6.8822 | 5829.1895 | 9849.0072 | 118.8359 | 200.7853
1 | 3100 | 707 | 0.035 | 15 | 15 | 7 | 2.3714e-09 | 0 | CO2 | Porous | Wet | R245fa | MinimizeLCOE_Brownfield | IgnoreSilica | 125.8091 | 17.9552 | 1.7244 | 4 | 5819.2646 | 9830.0064 | 118.6336 | 200.398 | 72.3944 | 7.5528 | 7071376284.8331 | 3729704.5775 | 0 | 3993809.4016 | 0 | 0 | 0 | 355375.7012 | 3150766.9753 | 8197649.3586 | 5595064.1321 | 25022370.1463 | 3144235.0165 | 11973452.0612 | 11973452.0612 | 10331217.8863 | 5360578.5121 | 0 | 40140057.224 | 67805305.6836 | 2371373.7057 | 6.8978 | 5819.2646 | 9830.0064 | 118.6336 | 200.398
1 | 3100 | 707 | 0.035 | 15 | 15 | 7 | 3.1623e-09 | 0 | CO2 | Porous | Wet | R245fa | MinimizeLCOE_Brownfield | IgnoreSilica | 125.9166 | 17.9715 | 1.7267 | 4 | 5811.8151 | 9817.394 | 118.4817 | 200.1409 | 72.3855 | 7.5508 | 7075302214.6739 | 3731438.8094 | 0 | 3996559.2828 | 0 | 0 | 0 | 350983.5385 | 3150802.836 | 8197742.6607 | 5595127.8127 | 25022654.9402 | 3144235.0165 | 11973452.0612 | 11973452.0612 | 10331217.8863 | 5360578.5121 | 0 | 40140342.0179 | 67805590.4776 | 3162277.6602 | 6.9067 | 5811.8151 | 9817.394 | 118.4817 | 200.1409
1 | 3100 | 707 | 0.035 | 15 | 15 | 7 | 4.217e-09 | 0 | CO2 | Porous | Wet | R245fa | MinimizeLCOE_Brownfield | IgnoreSilica | 125.9944 | 17.9833 | 1.7283 | 4 | 5806.2223 | 9807.9794 | 118.3677 | 199.9489 | 72.379 | 7.5494 | 7080091586.2198 | 3732693.5418 | 0 | 3998549.8193 | 0 | 0 | 0 | 347632.4182 | 3150761.5539 | 8197635.2532 | 5595054.5049 | 25022327.0913 | 3144235.0165 | 11973452.0612 | 11973452.0612 | 10331217.8863 | 5360578.5121 | 0 | 40140014.1691 | 67805262.6287 | 4216965.0343 | 6.9133 | 5806.2223 | 9807.9794 | 118.3677 | 199.9489
1 | 3100 | 707 | 0.035 | 15 | 15 | 7 | 5.6234e-09 | 0 | CO2 | Porous | Wet | R245fa | MinimizeLCOE_Brownfield | IgnoreSilica | 126.0527 | 17.9922 | 1.7296 | 4 | 5802.0247 | 9800.9179 | 118.2821 | 199.805 | 72.3741 | 7.5483 | 7083102115.486 | 3733633.9351 | 0 | 4000042.5419 | 0 | 0 | 0 | 345104.5134 | 3150724.5863 | 8197539.071 | 5594988.8586 | 25022033.5063 | 3144235.0165 | 11973452.0612 | 11973452.0612 | 10331217.8863 | 5360578.5121 | 0 | 40139720.5841 | 67804969.0437 | 5623413.2519 | 6.9182 | 5802.0247 | 9800.9179 | 118.2821 | 199.805
1 | 3100 | 707 | 0.035 | 15 | 15 | 7 | 7.4989e-09 | 0 | CO2 | Porous | Wet | R245fa | MinimizeLCOE_Brownfield | IgnoreSilica | 126.0844 | 17.9972 | 1.7304 | 4 | 5798.8748 | 9795.8196 | 118.2179 | 199.701 | 72.3715 | 7.5477 | 7087402418.1246 | 3734144.4906 | 0 | 4000850.6388 | 0 | 0 | 0 | 343064.1095 | 3150443.1032 | 8196806.7097 | 5594489.0069 | 25019798.0587 | 3144235.0165 | 11973452.0612 | 11973452.0612 | 10331217.8863 | 5360578.5121 | 0 | 40137485.1364 | 67802733.596 | 7498942.0933 | 6.9216 | 5798.8748 | 9795.8196 | 118.2179 | 199.701
1 | 3100 | 707 | 0.035 | 15 | 15 | 7 | 1e-08 | 0 | CO2 | Porous | Wet | R245fa | MinimizeLCOE_Brownfield | IgnoreSilica | 126.1233 | 18.003 | 1.7311 | 4 | 5796.5115 | 9791.7478 | 118.1697 | 199.618 | 72.3682 | 7.547 | 7088073447.0753 | 3734770.6849 | 0 | 4001846.6246 | 0 | 0 | 0 | 341699.8828 | 3150543.705 | 8197068.455 | 5594667.6534 | 25020597.0056 | 3144235.0165 | 11973452.0612 | 11973452.0612 | 10331217.8863 | 5360578.5121 | 0 | 40138284.0834 | 67803532.543 | 10000000 | 6.9246 | 5796.5115 | 9791.7478 | 118.1697 | 199.618
1 | 3200 | 707 | 0.035 | 15 | 15 | 7 | 1e-13 | 0 | CO2 | Porous | Wet | R245fa | MinimizeLCOE_Brownfield | IgnoreSilica | 0.8028 | 0.0081479 | 0.00107 | 4 | 3766114.3941 | 10437294.6332 | 76777.336 | 212778.3686 | 51.7135 | 7.1959 | 147590124.6193 | 72838.8443 | 0 | 37119.6541 | 0 | 0 | 0 | 66345.325 | 68758.4911 | 178895.4895 | 122099.8475 | 546057.6515 | 3144235.0165 | 12428672.291 | 12428672.291 | 10608277.457 | 5515693.4429 | 0 | 16118964.9589 | 44671608.1499 | 100 | 0.00428 | 3766114.3941 | 10437294.6332 | 76777.336 | 212778.3686
1 | 3200 | 707 | 0.035 | 15 | 15 | 7 | 1.3335e-13 | 0 | CO2 | Porous | Wet | R245fa | MinimizeLCOE_Brownfield | IgnoreSilica | 1.1732 | 0.043671 | 0.0029423 | 4 | 1391213.1438 | 3817229.4448 | 28361.7617 | 77819.3854 | 57.626 | 7.7088 | 29079660.4281 | 107285.7745 | 0 | 61574.1476 | 0 | 0 | 0 | 89682.6238 | 100831.5929 | 262343.1213 | 179054.5709 | 800771.8309 | 3144235.0165 | 12428672.291 | 12428672.291 | 10608277.457 | 5515693.4429 | 0 | 16373679.1384 | 44926322.3293 | 133.3521 | 0.011769 | 1391213.1438 | 3817229.4448 | 28361.7617 | 77819.3854
1 | 3200 | 707 | 0.035 | 15 | 15 | 7 | 1.7783e-13 | 0 | CO2 | Porous | Wet | R245fa | MinimizeLCOE_Brownfield | IgnoreSilica | 1.6337 | 0.095689 | 0.0059575 | 4 | 699425.1436 | 1897600.5825 | 14258.7276 | 38685.1546 | 62.1745 | 8.0693 | 222816544.8294 | 147564.3854 | 0 | 90807.306 | 0 | 0 | 0 | 114994.7111 | 137812.897 | 358560.8887 | 244725.1742 | 1094465.3624 | 3144235.0165 | 12428672.291 | 12428672.291 | 10608277.457 | 5515693.4429 | 0 | 16667372.6699 | 45220015.8608 | 177.8279 | 0.02383 | 699425.1436 | 1897600.5825 | 14258.7276 | 38685.1546
1 | 3200 | 707 | 0.035 | 15 | 15 | 7 | 2.3714e-13 | 0 | CO2 | Porous | Wet | R245fa | MinimizeLCOE_Brownfield | IgnoreSilica | 2.2282 | 0.16902 | 0.010429 | 4 | 407970.2839 | 1092453.0502 | 8317.0261 | 22271.1331 | 65.8606 | 8.3375 | 369214385.9014 | 195819.9478 | 0 | 126661.075 | 0 | 0 | 0 | 144139.485 | 181981.998 | 473479.8292 | 323159.7125 | 1445242.0474 | 3144235.0165 | 12428672.291 | 12428672.291 | 10608277.457 | 5515693.4429 | 0 | 17018149.3549 | 45570792.5458 | 237.1374 | 0.041714 | 407970.2839 | 1092453.0502 | 8317.0261 | 22271.1331
1 | 3200 | 707 | 0.035 | 15 | 15 | 7 | 3.1623e-13 | 0 | CO2 | Porous | Wet | R245fa | MinimizeLCOE_Brownfield | IgnoreSilica | 2.9936 | 0.26869 | 0.016774 | 4 | 259831.6501 | 685379.7091 | 5297.0196 | 13972.3924 | 68.8327 | 8.5375 | 619161777.1248 | 253068.0721 | 0 | 170279.7428 | 0 | 0 | 0 | 177442.579 | 234308.2536 | 609622.0127 | 416079.5501 | 1860800.2103 | 3144235.0165 | 12428672.291 | 12428672.291 | 10608277.457 | 5515693.4429 | 0 | 17433707.5178 | 45986350.7088 | 316.2278 | 0.067096 | 259831.6501 | 685379.7091 | 5297.0196 | 13972.3924
1 | 3200 | 707 | 0.035 | 15 | 15 | 7 | 4.217e-13 | 0 | CO2 | Porous | Wet | R245fa | MinimizeLCOE_Brownfield | IgnoreSilica | 3.9682 | 0.40017 | 0.025539 | 4 | 175409.1975 | 454907.7637 | 3575.9537 | 9273.9101 | 71.1981 | 8.6864 | 780019315.2715 | 320132.0116 | 0 | 222717.072 | 0 | 0 | 0 | 214697.0353 | 295442.9864 | 768682.0469 | 524641.2918 | 2346312.444 | 3144235.0165 | 12428672.291 | 12428672.291 | 10608277.457 | 5515693.4429 | 0 | 17919219.7515 | 46471862.9424 | 421.6965 | 0.10216 | 175409.1975 | 454907.7637 | 3575.9537 | 9273.9101
1 | 3200 | 707 | 0.035 | 15 | 15 | 7 | 5.6234e-13 | 0 | CO2 | Porous | Wet | R245fa | MinimizeLCOE_Brownfield | IgnoreSilica | 5.2218 | 0.57284 | 0.037452 | 4 | 123453.9123 | 314050.6987 | 2516.775 | 6402.3483 | 73.0923 | 8.7991 | 1101789388.2378 | 399490.7858 | 0 | 286407.0844 | 0 | 0 | 0 | 257290.9263 | 367843.6306 | 957053.6718 | 653208.7965 | 2921294.8954 | 3144235.0165 | 12428672.291 | 12428672.291 | 10608277.457 | 5515693.4429 | 0 | 18494202.2029 | 47046845.3939 | 562.3413 | 0.14981 | 123453.9123 | 314050.6987 | 2516.775 | 6402.3483
1 | 3200 | 707 | 0.035 | 15 | 15 | 7 | 7.4989e-13 | 0 | CO2 | Porous | Wet | R245fa | MinimizeLCOE_Brownfield | IgnoreSilica | 6.8419 | 0.79877 | 0.053471 | 4 | 89674.0579 | 223168.816 | 1828.127 | 4549.5982 | 74.6046 | 8.8847 | 1423836544.3296 | 493882.8455 | 0 | 364166.0493 | 0 | 0 | 0 | 306565.8004 | 454199.7311 | 1181734.5313 | 806558.0998 | 3607107.0575 | 3144235.0165 | 12428672.291 | 12428672.291 | 10608277.457 | 5515693.4429 | 0 | 19180014.3649 | 47732657.5559 | 749.8942 | 0.21389 | 89674.0579 | 223168.816 | 1828.127 | 4549.5982
1 | 3200 | 707 | 0.035 | 15 | 15 | 7 | 1e-12 | 0 | CO2 | Porous | Wet | R245fa | MinimizeLCOE_Brownfield | IgnoreSilica | 8.9297 | 1.0923 | 0.074841 | 4 | 66795.9172 | 162173.4403 | 1361.7251 | 3306.1249 | 75.7989 | 8.9489 | 1773431089.2712 | 605938.6211 | 0 | 458905.333 | 0 | 0 | 0 | 363330.3846 | 556987.9921 | 1449168.5015 | 989087.2797 | 4423418.1121 | 3144235.0165 | 12428672.291 | 12428672.291 | 10608277.457 | 5515693.4429 | 0 | 19996325.4196 | 48548968.6105 | 1000 | 0.29936 | 66795.9172 | 162173.4403 | 1361.7251 | 3306.1249
1 | 3200 | 707 | 0.035 | 15 | 15 | 7 | 1.3335e-12 | 0 | CO2 | Porous | Wet | R245fa | MinimizeLCOE_Brownfield | IgnoreSilica | 11.6 | 1.47 | 0.10313 | 4 | 50809.2413 | 120021.4644 | 1035.8151 | 2446.7999 | 76.7288 | 8.996 | 2168646971.469 | 738149.9618 | 0 | 573595.052 | 0 | 0 | 0 | 427800.7111 | 678422.8327 | 1765117.047 | 1204728.6541 | 5387814.2586 | 3144235.0165 | 12428672.291 | 12428672.291 | 10608277.457 | 5515693.4429 | 0 | 20960721.5661 | 49513364.757 | 1333.5214 | 0.41254 | 50809.2413 | 120021.4644 | 1035.8151 | 2446.7999
1 | 3200 | 707 | 0.035 | 15 | 15 | 7 | 1.7783e-12 | 0 | CO2 | Porous | Wet | R245fa | MinimizeLCOE_Brownfield | IgnoreSilica | 15.0003 | 1.9531 | 0.14034 | 4 | 39362.6092 | 90226.2994 | 802.46 | 1839.3852 | 77.4435 | 9.0285 | 2585098048.4511 | 893690.8321 | 0 | 712002.8852 | 0 | 0 | 0 | 500538.0286 | 821430.3809 | 2137193.3526 | 1458678.3781 | 6523533.8575 | 3144235.0165 | 12428672.291 | 12428672.291 | 10608277.457 | 5515693.4429 | 0 | 22096441.165 | 50649084.3559 | 1778.2794 | 0.56136 | 39362.6092 | 90226.2994 | 802.46 | 1839.3852
1 | 3200 | 707 | 0.035 | 15 | 15 | 7 | 2.3714e-12 | 0 | CO2 | Porous | Wet | R245fa | MinimizeLCOE_Brownfield | IgnoreSilica | 19.2929 | 2.5653 | 0.18885 | 4 | 31006.7202 | 68803.9241 | 632.1139 | 1402.6611 | 77.9798 | 9.0479 | 3040515992.4319 | 1075372.4741 | 0 | 877837.0275 | 0 | 0 | 0 | 581323.1215 | 988467.723 | 2571790.2527 | 1755299.6924 | 7850090.2912 | 3144235.0165 | 12428672.291 | 12428672.291 | 10608277.457 | 5515693.4429 | 0 | 23422997.5986 | 51975640.7896 | 2371.3737 | 0.75542 | 31006.7202 | 68803.9241 | 632.1139 | 1402.6611
1 | 3200 | 707 | 0.035 | 15 | 15 | 7 | 3.1623e-12 | 0 | CO2 | Porous | Wet | R245fa | MinimizeLCOE_Brownfield | IgnoreSilica | 24.6307 | 3.3296 | 0.25137 | 4 | 24812.7963 | 53210.3596 | 505.8424 | 1084.7652 | 78.3632 | 9.0539 | 3533441555.159 | 1284721.2462 | 0 | 1073899.9001 | 0 | 0 | 0 | 668380.6872 | 1180530.7151 | 3071498.7605 | 2096361.017 | 9375392.3262 | 3144235.0165 | 12428672.291 | 12428672.291 | 10608277.457 | 5515693.4429 | 0 | 24948299.6337 | 53500942.8246 | 3162.2777 | 1.0055 | 24812.7963 | 53210.3596 | 505.8424 | 1084.7652
1 | 3200 | 707 | 0.035 | 15 | 15 | 7 | 4.217e-12 | 0 | CO2 | Porous | Wet | R245fa | MinimizeLCOE_Brownfield | IgnoreSilica | 31.2077 | 4.2746 | 0.33086 | 4 | 20166.4239 | 41741.0045 | 411.1198 | 850.9468 | 78.6127 | 9.0451 | 4028652603.8038 | 1524038.6292 | 0 | 1304060.4635 | 0 | 0 | 0 | 760927.7319 | 1399720.4616 | 3641785.5189 | 2485593.4479 | 11116126.253 | 3144235.0165 | 12428672.291 | 12428672.291 | 10608277.457 | 5515693.4429 | 0 | 26689033.5605 | 55241676.7514 | 4216.965 | 1.3234 | 20166.4239 | 41741.0045 | 411.1198 | 850.9468
1 | 3200 | 707 | 0.035 | 15 | 15 | 7 | 5.6234e-12 | 0 | CO2 | Porous | Wet | R245fa | MinimizeLCOE_Brownfield | IgnoreSilica | 39.0734 | 5.41 | 0.42959 | 4 | 16650.6189 | 33266.7862 | 339.4454 | 678.1884 | 78.734 | 9.0188 | 4536217094.2569 | 1789850.5304 | 0 | 1566987.537 | 0 | 0 | 0 | 853000.1207 | 1641836.8933 | 4271722.8094 | 2915538.5926 | 13038936.4834 | 3144235.0165 | 12428672.291 | 12428672.291 | 10608277.457 | 5515693.4429 | 0 | 28611843.7909 | 57164486.9818 | 5623.4133 | 1.7184 | 16650.6189 | 33266.7862 | 339.4454 | 678.1884
1 | 3200 | 707 | 0.035 | 15 | 15 | 7 | 7.4989e-12 | 0 | CO2 | Porous | Wet | R245fa | MinimizeLCOE_Brownfield | IgnoreSilica | 48.2038 | 6.7347 | 0.54863 | 4 | 13976.2733 | 26987.1756 | 284.9252 | 550.1701 | 78.729 | 8.9716 | 5027207155.183 | 2076697.0687 | 0 | 1859497.421 | 0 | 0 | 0 | 938530.2882 | 1901142.6634 | 4946383.2322 | 3376008.194 | 15098258.8676 | 3144235.0165 | 12428672.291 | 12428672.291 | 10608277.457 | 5515693.4429 | 0 | 30671166.175 | 59223809.366 | 7498.9421 | 2.1945 | 13976.2733 | 26987.1756 | 284.9252 | 550.1701
1 | 3200 | 707 | 0.035 | 15 | 15 | 7 | 1e-11 | 0 | CO2 | Porous | Wet | R245fa | MinimizeLCOE_Brownfield | IgnoreSilica | 58.2964 | 8.2081 | 0.68603 | 4 | 11938.8949 | 22343.9405 | 243.3905 | 455.5114 | 78.5977 | 8.9014 | 5489623192.6912 | 2371740.9068 | 0 | 2170662.3876 | 0 | 0 | 0 | 1007285.9137 | 2164378.7911 | 5631269.6394 | 3843457.2399 | 17188794.8785 | 3144235.0165 | 12428672.291 | 12428672.291 | 10608277.457 | 5515693.4429 | 0 | 32761702.186 | 61314345.3769 | 10000 | 2.7441 | 11938.8949 | 22343.9405 | 243.3905 | 455.5114
1 | 3200 | 707 | 0.035 | 15 | 15 | 7 | 1.3335e-11 | 0 | CO2 | Porous | Wet | R245fa | MinimizeLCOE_Brownfield | IgnoreSilica | 68.8371 | 9.7575 | 0.83628 | 4 | 10390.0363 | 18925.6501 | 211.8149 | 385.825 | 78.3468 | 8.8091 | 5898046331.9925 | 2658762.7951 | 0 | 2484870.2601 | 0 | 0 | 0 | 1049918.3504 | 2415485.0482 | 6284596.6113 | 4289366.3228 | 19182999.388 | 3144235.0165 | 12428672.291 | 12428672.291 | 10608277.457 | 5515693.4429 | 0 | 34755906.6955 | 63308549.8864 | 13335.2143 | 3.3451 | 10390.0363 | 18925.6501 | 211.8149 | 385.825
1 | 3200 | 707 | 0.035 | 15 | 15 | 7 | 1.7783e-11 | 0 | CO2 | Porous | Wet | R245fa | MinimizeLCOE_Brownfield | IgnoreSilica | 79.1855 | 11.2907 | 0.99108 | 4 | 9214.274 | 16416.7088 | 187.8454 | 334.6768 | 77.9898 | 8.6968 | 6241104224.667 | 2921287.9512 | 0 | 2784831.8652 | 0 | 0 | 0 | 1059641.5327 | 2638646.9261 | 6865218.0408 | 4685652.379 | 20955278.695 | 3144235.0165 | 12428672.291 | 12428672.291 | 10608277.457 | 5515693.4429 | 0 | 36528186.0024 | 65080829.1934 | 17782.7941 | 3.9643 | 9214.274 | 16416.7088 | 187.8454 | 334.6768
1 | 3200 | 707 | 0.035 | 15 | 15 | 7 | 2.3714e-11 | 0 | CO2 | Porous | Wet | R245fa | MinimizeLCOE_Brownfield | IgnoreSilica | 88.8862 | 12.7345 | 1.1413 | 4 | 8331.8342 | 14586.1138 | 169.8557 | 297.3577 | 77.5708 | 8.5777 | 6480150189.188 | 3151622.417 | 0 | 3059028.3163 | 0 | 0 | 0 | 1042352.2178 | 2828671.151 | 7359622.0945 | 5023093.3046 | 22464389.5013 | 3144235.0165 | 12428672.291 | 12428672.291 | 10608277.457 | 5515693.4429 | 0 | 38037296.8087 | 66589939.9997 | 23713.7371 | 4.5653 | 8331.8342 | 14586.1138 | 169.8557 | 297.3577
1 | 3200 | 707 | 0.035 | 15 | 15 | 7 | 3.1623e-11 | 0 | CO2 | Porous | Wet | R245fa | MinimizeLCOE_Brownfield | IgnoreSilica | 96.9345 | 13.9438 | 1.2755 | 4 | 7668.9293 | 13265.134 | 156.3415 | 270.4277 | 77.1557 | 8.4664 | 6726469274.8874 | 3331239.2762 | 0 | 3282135.9161 | 0 | 0 | 0 | 991774.0307 | 2966008.197 | 7716944.9166 | 5266973.4729 | 23555075.8094 | 3144235.0165 | 12428672.291 | 12428672.291 | 10608277.457 | 5515693.4429 | 0 | 39127983.1169 | 67680626.3078 | 31622.7766 | 5.1021 | 7668.9293 | 13265.134 | 156.3415 | 270.4277
1 | 3200 | 707 | 0.035 | 15 | 15 | 7 | 4.217e-11 | 0 | CO2 | Porous | Wet | R245fa | MinimizeLCOE_Brownfield | IgnoreSilica | 103.8756 | 14.99 | 1.3937 | 4 | 7171.6531 | 12293.5568 | 146.2038 | 250.6208 | 76.7479 | 8.3612 | 6880554720.3099 | 3477845.3605 | 0 | 3471657.2054 | 0 | 0 | 0 | 930478.7382 | 3073192.7086 | 7995817.0293 | 5457309.4201 | 24406300.4622 | 3144235.0165 | 12428672.291 | 12428672.291 | 10608277.457 | 5515693.4429 | 0 | 39979207.7697 | 68531850.9606 | 42169.6503 | 5.5746 | 7171.6531 | 12293.5568 | 146.2038 | 250.6208
1 | 3200 | 707 | 0.035 | 15 | 15 | 7 | 5.6234e-11 | 0 | CO2 | Porous | Wet | R245fa | MinimizeLCOE_Brownfield | IgnoreSilica | 109.142 | 15.7934 | 1.4904 | 4 | 6795.9689 | 11585.3319 | 138.545 | 236.1827 | 76.3991 | 8.2726 | 7008997595.5094 | 3583481.828 | 0 | 3614126.2195 | 0 | 0 | 0 | 855486.1971 | 3140706.7554 | 8171474.73 | 5577199.4102 | 24942475.1402 | 3144235.0165 | 12428672.291 | 12428672.291 | 10608277.457 | 5515693.4429 | 0 | 40515382.4476 | 69068025.6386 | 56234.1325 | 5.9617 | 6795.9689 | 11585.3319 | 138.545 | 236.1827
1 | 3200 | 707 | 0.035 | 15 | 15 | 7 | 7.4989e-11 | 0 | CO2 | Porous | Wet | R245fa | MinimizeLCOE_Brownfield | IgnoreSilica | 114.0265 | 16.5306 | 1.574 | 4 | 6516.0812 | 11051.2075 | 132.8391 | 225.2938 | 76.0593 | 8.1891 | 7076975089.6615 | 3677925.644 | 0 | 3744732.1842 | 0 | 0 | 0 | 794817.3951 | 3204815.3371 | 8338272.1091 | 5691042.0488 | 25451604.7183 | 3144235.0165 | 12428672.291 | 12428672.291 | 10608277.457 | 5515693.4429 | 0 | 41024512.0258 | 69577155.2167 | 74989.4209 | 6.2959 | 6516.0812 | 11051.2075 | 132.8391 | 225.2938
1 | 3200 | 707 | 0.035 | 15 | 15 | 7 | 1e-10 | 0 | CO2 | Porous | Wet | R245fa | MinimizeLCOE_Brownfield | IgnoreSilica | 117.4876 | 17.058 | 1.638 | 4 | 6305.8987 | 10663.627 | 128.5543 | 217.3925 | 75.8045 | 8.1276 | 7141816898.5199 | 3742535.1647 | 0 | 3836551.8854 | 0 | 0 | 0 | 732957.6319 | 3241697.426 | 8434231.7389 | 5756536.4679 | 25744510.3148 | 3144235.0165 | 12428672.291 | 12428672.291 | 10608277.457 | 5515693.4429 | 0 | 41317417.6223 | 69870060.8133 | 100000 | 6.5522 | 6305.8987 | 10663.627 | 128.5543 | 217.3925
1 | 3200 | 707 | 0.035 | 15 | 15 | 7 | 1.3335e-10 | 0 | CO2 | Porous | Wet | R245fa | MinimizeLCOE_Brownfield | IgnoreSilica | 119.8425 | 17.4214 | 1.6861 | 4 | 6147.7993 | 10381.4536 | 125.3312 | 211.64 | 75.6242 | 8.0846 | 7157304509.549 | 3785373.3595 | 0 | 3898686.5922 | 0 | 0 | 0 | 674676.5254 | 3259907.2261 | 8481609.9034 | 5788873.0387 | 25889126.6454 | 3144235.0165 | 12428672.291 | 12428672.291 | 10608277.457 | 5515693.4429 | 0 | 41462033.9529 | 70014677.1438 | 133352.1432 | 6.7442 | 6147.7993 | 10381.4536 | 125.3312 | 211.64
1 | 3200 | 707 | 0.035 | 15 | 15 | 7 | 1.7783e-10 | 0 | CO2 | Porous | Wet | R245fa | MinimizeLCOE_Brownfield | IgnoreSilica | 122.1675 | 17.7737 | 1.7271 | 4 | 6028.7447 | 10161.8227 | 122.9041 | 207.1625 | 75.4407 | 8.041 | 7230852796.7816 | 3826780.0563 | 0 | 3959832.8627 | 0 | 0 | 0 | 632334.9811 | 3283389.681 | 8542706.4342 | 5830572.6764 | 26075616.6918 | 3144235.0165 | 12428672.291 | 12428672.291 | 10608277.457 | 5515693.4429 | 0 | 41648523.9993 | 70201167.1902 | 177827.941 | 6.9083 | 6028.7447 | 10161.8227 | 122.9041 | 207.1625
1 | 3200 | 707 | 0.035 | 15 | 15 | 7 | 2.3714e-10 | 0 | CO2 | Porous | Wet | R245fa | MinimizeLCOE_Brownfield | IgnoreSilica | 123.695 | 18.008 | 1.7569 | 4 | 5939.1328 | 10002.1435 | 121.0773 | 203.9072 | 75.3171 | 8.0119 | 7261890279.9574 | 3853493.8671 | 0 | 3999858.3797 | 0 | 0 | 0 | 594166.5301 | 3294532.323 | 8571697.3029 | 5850359.54 | 26164107.9427 | 3144235.0165 | 12428672.291 | 12428672.291 | 10608277.457 | 5515693.4429 | 0 | 41737015.2501 | 70289658.4411 | 237137.3706 | 7.0275 | 5939.1328 | 10002.1435 | 121.0773 | 203.9072
1 | 3200 | 707 | 0.035 | 15 | 15 | 7 | 3.1623e-10 | 0 | CO2 | Porous | Wet | R245fa | MinimizeLCOE_Brownfield | IgnoreSilica | 124.4014 | 18.1223 | 1.7763 | 4 | 5871.7263 | 9890.2526 | 119.7031 | 201.6262 | 75.2588 | 7.9984 | 7264151593.1806 | 3865706.6694 | 0 | 4018296.1827 | 0 | 0 | 0 | 558053.6219 | 3292402.0249 | 8566154.7042 | 5846576.6025 | 26147189.8056 | 3144235.0165 | 12428672.291 | 12428672.291 | 10608277.457 | 5515693.4429 | 0 | 41720097.1131 | 70272740.304 | 316227.766 | 7.1053 | 5871.7263 | 9890.2526 | 119.7031 | 201.6262
1 | 3200 | 707 | 0.035 | 15 | 15 | 7 | 4.217e-10 | 0 | CO2 | Porous | Wet | R245fa | MinimizeLCOE_Brownfield | IgnoreSilica | 125.1442 | 18.2407 | 1.793 | 4 | 5818.3942 | 9799.4831 | 118.6158 | 199.7757 | 75.1883 | 7.9807 | 12515516161.9828 | 3877904.1262 | 0 | 4038107.875 | 0 | 0 | 0 | 529216.8175 | 3293639.2393 | 8569373.6823 | 5848773.6212 | 26157015.3613 | 3144235.0165 | 12428672.291 | 12428672.291 | 10608277.457 | 5515693.4429 | 0 | 41729922.6688 | 70282565.8597 | 421696.5034 | 7.1721 | 5818.3942 | 9799.4831 | 118.6158 | 199.7757
1 | 3200 | 707 | 0.035 | 15 | 15 | 7 | 5.6234e-10 | 0 | CO2 | Porous | Wet | R245fa | MinimizeLCOE_Brownfield | IgnoreSilica | 126.4398 | 18.4317 | 1.8108 | 4 | 5780.2415 | 9722.2664 | 117.838 | 198.2016 | 75.0802 | 7.9553 | 7316164507.1051 | 3899977.9122 | 0 | 4071936.735 | 0 | 0 | 0 | 517606.1632 | 3310913.116 | 8614316.7663 | 5879448.1995 | 26294198.8922 | 3144235.0165 | 12428672.291 | 12428672.291 | 10608277.457 | 5515693.4429 | 0 | 41867106.1997 | 70419749.3906 | 562341.3252 | 7.2431 | 5780.2415 | 9722.2664 | 117.838 | 198.2016
1 | 3200 | 707 | 0.035 | 15 | 15 | 7 | 7.4989e-10 | 0 | CO2 | Porous | Wet | R245fa | MinimizeLCOE_Brownfield | IgnoreSilica | 126.9345 | 18.5078 | 1.8207 | 4 | 5751.6411 | 9672.2853 | 117.255 | 197.1826 | 75.0386 | 7.9457 | 7326011218.8241 | 3908341.6185 | 0 | 4084801.6673 | 0 | 0 | 0 | 502844.6376 | 3313435.2901 | 8620878.9458 | 5883927.0219 | 26314229.1811 | 3144235.0165 | 12428672.291 | 12428672.291 | 10608277.457 | 5515693.4429 | 0 | 41887136.4886 | 70439779.6795 | 749894.2093 | 7.2826 | 5751.6411 | 9672.2853 | 117.255 | 197.1826
1 | 3200 | 707 | 0.035 | 15 | 15 | 7 | 1e-09 | 0 | CO2 | Porous | Wet | R245fa | MinimizeLCOE_Brownfield | IgnoreSilica | 127.2855 | 18.562 | 1.828 | 4 | 5730.147 | 9635.1492 | 116.8168 | 196.4255 | 75.0089 | 7.9389 | 7337111666.9739 | 3914251.373 | 0 | 4093919.7551 | 0 | 0 | 0 | 491246.4735 | 3314772.8646 | 8624359.0404 | 5886302.2579 | 26324851.7645 | 3144235.0165 | 12428672.291 | 12428672.291 | 10608277.457 | 5515693.4429 | 0 | 41897759.072 | 70450402.2629 | 1000000 | 7.3118 | 5730.147 | 9635.1492 | 116.8168 | 196.4255
1 | 3200 | 707 | 0.035 | 15 | 15 | 7 | 1.3335e-09 | 0 | CO2 | Porous | Wet | R245fa | MinimizeLCOE_Brownfield | IgnoreSilica | 127.5607 | 18.6044 | 1.8335 | 4 | 5714.0003 | 9607.1261 | 116.4876 | 195.8543 | 74.9856 | 7.9335 | 7343427758.1027 | 3918870.6045 | 0 | 4101067.5896 | 0 | 0 | 0 | 482511.8727 | 3315955.5261 | 8627436.0828 | 5888402.4026 | 26334244.0784 | 3144235.0165 | 12428672.291 | 12428672.291 | 10608277.457 | 5515693.4429 | 0 | 41907151.3858 | 70459794.5768 | 1333521.4322 | 7.3341 | 5714.0003 | 9607.1261 | 116.4876 | 195.8543
1 | 3200 | 707 | 0.035 | 15 | 15 | 7 | 1.7783e-09 | 0 | CO2 | Porous | Wet | R245fa | MinimizeLCOE_Brownfield | IgnoreSilica | 127.7434 | 18.6328 | 1.8375 | 4 | 5701.8751 | 9586.4884 | 116.2404 | 195.4335 | 74.97 | 7.9299 | 7352414099.0279 | 3921929.2845 | 0 | 4105805.0394 | 0 | 0 | 0 | 475590.5453 | 3316296.699 | 8628323.7447 | 5889008.2501 | 26336953.5629 | 3144235.0165 | 12428672.291 | 12428672.291 | 10608277.457 | 5515693.4429 | 0 | 41909860.8704 | 70462504.0614 | 1778279.41 | 7.3502 | 5701.8751 | 9586.4884 | 116.2404 | 195.4335
1 | 3200 | 707 | 0.035 | 15 | 15 | 7 | 2.3714e-09 | 0 | CO2 | Porous | Wet | R245fa | MinimizeLCOE_Brownfield | IgnoreSilica | 127.9091 | 18.6582 | 1.8408 | 4 | 5692.7726 | 9570.5674 | 116.0549 | 195.109 | 74.9559 | 7.9267 | 7354108223.7849 | 3924699.9108 | 0 | 4110108.84 | 0 | 0 | 0 | 470669.29 | 3317136.4359 | 8630508.568 | 5890499.4369 | 26343622.4815 | 3144235.0165 | 12428672.291 | 12428672.291 | 10608277.457 | 5515693.4429 | 0 | 41916529.7889 | 70469172.9799 | 2371373.7057 | 7.3631 | 5692.7726 | 9570.5674 | 116.0549 | 195.109
1 | 3200 | 707 | 0.035 | 15 | 15 | 7 | 3.1623e-09 | 0 | CO2 | Porous | Wet | R245fa | MinimizeLCOE_Brownfield | IgnoreSilica | 128.0166 | 18.6749 | 1.8431 | 4 | 5685.9408 | 9558.8919 | 115.9156 | 194.8709 | 74.9467 | 7.9246 | 7357556942.7265 | 3926493.4335 | 0 | 4112894.9868 | 0 | 0 | 0 | 466754.1438 | 3317395.6 | 8631182.8598 | 5890959.6549 | 26345680.6789 | 3144235.0165 | 12428672.291 | 12428672.291 | 10608277.457 | 5515693.4429 | 0 | 41918587.9864 | 70471231.1773 | 3162277.6602 | 7.3723 | 5685.9408 | 9558.8919 | 115.9156 | 194.8709
1 | 3200 | 707 | 0.035 | 15 | 15 | 7 | 4.217e-09 | 0 | CO2 | Porous | Wet | R245fa | MinimizeLCOE_Brownfield | IgnoreSilica | 128.0988 | 18.6877 | 1.8448 | 4 | 5680.8144 | 9550.111 | 115.8111 | 194.6919 | 74.9397 | 7.9229 | 7361284110.5296 | 3927865.2189 | 0 | 4115028.0268 | 0 | 0 | 0 | 463818.4071 | 3317617.5446 | 8631760.314 | 5891353.7793 | 26347443.2907 | 3144235.0165 | 12428672.291 | 12428672.291 | 10608277.457 | 5515693.4429 | 0 | 41920350.5981 | 70472993.7891 | 4216965.0343 | 7.3793 | 5680.8144 | 9550.111 | 115.8111 | 194.6919
1 | 3200 | 707 | 0.035 | 15 | 15 | 7 | 5.6234e-09 | 0 | CO2 | Porous | Wet | R245fa | MinimizeLCOE_Brownfield | IgnoreSilica | 128.1525 | 18.6961 | 1.8461 | 4 | 5676.9683 | 9543.6495 | 115.7327 | 194.5602 | 74.9351 | 7.9219 | 7364876892.5236 | 3928760.7306 | 0 | 4116419.6671 | 0 | 0 | 0 | 461516.2432 | 3317611.6899 | 8631745.0815 | 5891343.3827 | 26347396.795 | 3144235.0165 | 12428672.291 | 12428672.291 | 10608277.457 | 5515693.4429 | 0 | 41920304.1024 | 70472947.2934 | 5623413.2519 | 7.3843 | 5676.9683 | 9543.6495 | 115.7327 | 194.5602
1 | 3200 | 707 | 0.035 | 15 | 15 | 7 | 7.4989e-09 | 0 | CO2 | Porous | Wet | R245fa | MinimizeLCOE_Brownfield | IgnoreSilica | 127.1197 | 18.551 | 1.839 | 4 | 5674.3805 | 9555.9343 | 115.6799 | 194.8106 | 75.0234 | 7.9427 | 7460261028.1565 | 3911501.0451 | 0 | 4089454.4059 | 0 | 0 | 0 | 447735.6635 | 3294989.5346 | 8572886.8738 | 5851171.4466 | 26167738.9695 | 3144235.0165 | 12428672.291 | 12428672.291 | 10608277.457 | 5515693.4429 | 0 | 41740646.2769 | 70293289.4679 | 7498942.0933 | 7.356 | 5674.3805 | 9555.9343 | 115.6799 | 194.8106
1 | 3200 | 707 | 0.035 | 15 | 15 | 7 | 1e-08 | 0 | CO2 | Porous | Wet | R245fa | MinimizeLCOE_Brownfield | IgnoreSilica | 127.3024 | 18.5772 | 1.8408 | 4 | 5672.1361 | 9549.7862 | 115.6342 | 194.6853 | 75.0079 | 7.9391 | 7460888169.6186 | 3914566.0092 | 0 | 4094219.7878 | 0 | 0 | 0 | 448136.7269 | 3298199.7843 | 8581239.285 | 5856872.1388 | 26193233.7321 | 3144235.0165 | 12428672.291 | 12428672.291 | 10608277.457 | 5515693.4429 | 0 | 41766141.0395 | 70318784.2305 | 10000000 | 7.3634 | 5672.1361 | 9549.7862 | 115.6342 | 194.6853
1 | 3300 | 707 | 0.035 | 15 | 15 | 7 | 1e-13 | 0 | CO2 | Porous | Wet | R245fa | MinimizeLCOE_Brownfield | IgnoreSilica | 0.82225 | 0.0075421 | 0.0011268 | 4 | 3684031.54 | 10218909.4778 | 75103.966 | 208326.2918 | 52.6434 | 7.5501 | 23926086.8378 | 76272.3154 | 0 | 37922.39 | 0 | 0 | 0 | 70023.5617 | 71845.1242 | 186926.2757 | 127581.0241 | 570570.6911 | 3144235.0165 | 12889752.6116 | 12889752.6116 | 10890904.1141 | 5673152.4101 | 0 | 16604558.3192 | 46058367.455 | 100 | 0.0045072 | 3684031.54 | 10218909.4778 | 75103.966 | 208326.2918
1 | 3300 | 707 | 0.035 | 15 | 15 | 7 | 1.3335e-13 | 0 | CO2 | Porous | Wet | R245fa | MinimizeLCOE_Brownfield | IgnoreSilica | 1.2316 | 0.046545 | 0.0031782 | 4 | 1328942.7469 | 3645837.5914 | 27092.2954 | 74325.3307 | 59.2478 | 8.1164 | 273648.7319 | 115220.7098 | 0 | 65093.4909 | 0 | 0 | 0 | 97467.2543 | 108334.7674 | 281864.8423 | 192378.5466 | 860359.6114 | 3144235.0165 | 12889752.6116 | 12889752.6116 | 10890904.1141 | 5673152.4101 | 0 | 16894347.2394 | 46348156.3752 | 133.3521 | 0.012713 | 1328942.7469 | 3645837.5914 | 27092.2954 | 74325.3307
1 | 3300 | 707 | 0.035 | 15 | 15 | 7 | 1.7783e-13 | 0 | CO2 | Porous | Wet | R245fa | MinimizeLCOE_Brownfield | IgnoreSilica | 1.7069 | 0.10124 | 0.006488 | 4 | 662872.2896 | 1797807.2181 | 13513.5482 | 36650.7319 | 63.9558 | 8.4832 | 279717959.8813 | 157753.9933 | 0 | 95428.6914 | 0 | 0 | 0 | 124203.6252 | 147180.6609 | 382933.8887 | 261360.2475 | 1168861.1071 | 3144235.0165 | 12889752.6116 | 12889752.6116 | 10890904.1141 | 5673152.4101 | 0 | 17202848.7352 | 46656657.8709 | 177.8279 | 0.025952 | 662872.2896 | 1797807.2181 | 13513.5482 | 36650.7319
1 | 3300 | 707 | 0.035 | 15 | 15 | 7 | 2.3714e-13 | 0 | CO2 | Porous | Wet | R245fa | MinimizeLCOE_Brownfield | IgnoreSilica | 2.3331 | 0.17969 | 0.011407 | 4 | 385306.0687 | 1030833.9855 | 7854.9854 | 21014.9451 | 67.8652 | 8.7624 | 410914636.9832 | 209788.1249 | 0 | 133406.9995 | 0 | 0 | 0 | 156136.1334 | 194739.1906 | 506671.4273 | 345813.6602 | 1546555.5359 | 3144235.0165 | 12889752.6116 | 12889752.6116 | 10890904.1141 | 5673152.4101 | 0 | 17580543.164 | 47034352.2998 | 237.1374 | 0.045627 | 385306.0687 | 1030833.9855 | 7854.9854 | 21014.9451
1 | 3300 | 707 | 0.035 | 15 | 15 | 7 | 3.1623e-13 | 0 | CO2 | Porous | Wet | R245fa | MinimizeLCOE_Brownfield | IgnoreSilica | 3.1297 | 0.28548 | 0.018389 | 4 | 245008.9234 | 645441.7291 | 4994.8383 | 13158.2027 | 70.9838 | 8.968 | 620645437.4807 | 270817.8113 | 0 | 179074.2152 | 0 | 0 | 0 | 191846.8027 | 250278.1434 | 651172.3901 | 444438.5365 | 1987627.8993 | 3144235.0165 | 12889752.6116 | 12889752.6116 | 10890904.1141 | 5673152.4101 | 0 | 18021615.5273 | 47475424.6631 | 316.2278 | 0.073555 | 245008.9234 | 645441.7291 | 4994.8383 | 13158.2027
1 | 3300 | 707 | 0.035 | 15 | 15 | 7 | 4.217e-13 | 0 | CO2 | Porous | Wet | R245fa | MinimizeLCOE_Brownfield | IgnoreSilica | 4.1554 | 0.42645 | 0.028045 | 4 | 165308.8938 | 427871.3067 | 3370.0454 | 8722.7353 | 73.4948 | 9.1227 | 869552292.6689 | 343119.3462 | 0 | 234584.9551 | 0 | 0 | 0 | 232718.7085 | 316064.9738 | 822336.2281 | 561261.373 | 2510085.5847 | 3144235.0165 | 12889752.6116 | 12889752.6116 | 10890904.1141 | 5673152.4101 | 0 | 18544073.2128 | 47997882.3486 | 421.6965 | 0.11218 | 165308.8938 | 427871.3067 | 3370.0454 | 8722.7353
1 | 3300 | 707 | 0.035 | 15 | 15 | 7 | 5.6234e-13 | 0 | CO2 | Porous | Wet | R245fa | MinimizeLCOE_Brownfield | IgnoreSilica | 5.4607 | 0.61 | 0.041156 | 4 | 116352.5271 | 295266.774 | 2372.0036 | 6019.4126 | 75.4844 | 9.2385 | 1212623879.6175 | 427781.0605 | 0 | 301292.4984 | 0 | 0 | 0 | 278457.9088 | 392937.2724 | 1022342.1803 | 697769.5451 | 3120580.4655 | 3144235.0165 | 12889752.6116 | 12889752.6116 | 10890904.1141 | 5673152.4101 | 0 | 19154568.0936 | 48608377.2294 | 562.3413 | 0.16463 | 116352.5271 | 295266.774 | 2372.0036 | 6019.4126
1 | 3300 | 707 | 0.035 | 15 | 15 | 7 | 7.4989e-13 | 0 | CO2 | Porous | Wet | R245fa | MinimizeLCOE_Brownfield | IgnoreSilica | 7.1586 | 0.85161 | 0.058802 | 4 | 84558.5088 | 209783.0721 | 1723.8396 | 4276.7117 | 77.0846 | 9.327 | 1542195236.1372 | 529162.4456 | 0 | 383275.2879 | 0 | 0 | 0 | 332162.7758 | 485394.1986 | 1262896.1368 | 861952.5633 | 3854843.4081 | 3144235.0165 | 12889752.6116 | 12889752.6116 | 10890904.1141 | 5673152.4101 | 0 | 19888831.0361 | 49342640.1719 | 749.8942 | 0.23521 | 84558.5088 | 209783.0721 | 1723.8396 | 4276.7117
1 | 3300 | 707 | 0.035 | 15 | 15 | 7 | 1e-12 | 0 | CO2 | Porous | Wet | R245fa | MinimizeLCOE_Brownfield | IgnoreSilica | 9.3318 | 1.1637 | 0.082312 | 4 | 63038.7766 | 152496.4116 | 1285.1307 | 3108.8456 | 78.3405 | 9.3929 | 1927320698.8667 | 648725.9223 | 0 | 482492.7731 | 0 | 0 | 0 | 393179.2337 | 594515.1924 | 1546806.5787 | 1055727.2737 | 4721446.974 | 3144235.0165 | 12889752.6116 | 12889752.6116 | 10890904.1141 | 5673152.4101 | 0 | 20755434.602 | 50209243.7378 | 1000 | 0.32925 | 63038.7766 | 152496.4116 | 1285.1307 | 3108.8456
1 | 3300 | 707 | 0.035 | 15 | 15 | 7 | 1.3335e-12 | 0 | CO2 | Porous | Wet | R245fa | MinimizeLCOE_Brownfield | IgnoreSilica | 12.124 | 1.567 | 0.11345 | 4 | 48005.347 | 112908.6586 | 978.6539 | 2301.7957 | 79.3235 | 9.4412 | 2325281933.2915 | 790466.3654 | 0 | 603163.8877 | 0 | 0 | 0 | 463287.915 | 724198.0856 | 1884214.8652 | 1286015.3623 | 5751346.4812 | 3144235.0165 | 12889752.6116 | 12889752.6116 | 10890904.1141 | 5673152.4101 | 0 | 21785334.1093 | 51239143.245 | 1333.5214 | 0.45381 | 48005.347 | 112908.6586 | 978.6539 | 2301.7957
1 | 3300 | 707 | 0.035 | 15 | 15 | 7 | 1.7783e-12 | 0 | CO2 | Porous | Wet | R245fa | MinimizeLCOE_Brownfield | IgnoreSilica | 15.6628 | 2.0806 | 0.15434 | 4 | 37240.8768 | 84949.7262 | 759.2056 | 1731.8151 | 80.0758 | 9.4742 | 2787343805.0656 | 956468.9608 | 0 | 748127.1038 | 0 | 0 | 0 | 541669.4127 | 876043.5361 | 2279285.5798 | 1555659.2429 | 6957253.8361 | 3144235.0165 | 12889752.6116 | 12889752.6116 | 10890904.1141 | 5673152.4101 | 0 | 22991241.4642 | 52445050.6 | 1778.2794 | 0.61737 | 37240.8768 | 84949.7262 | 759.2056 | 1731.8151
1 | 3300 | 707 | 0.035 | 15 | 15 | 7 | 2.3714e-12 | 0 | CO2 | Porous | Wet | R245fa | MinimizeLCOE_Brownfield | IgnoreSilica | 20.1212 | 2.7303 | 0.20759 | 4 | 29381.1845 | 64852.6302 | 598.9752 | 1322.1086 | 80.6397 | 9.4933 | 3277056260.1503 | 1150034.7851 | 0 | 921502.4254 | 0 | 0 | 0 | 628518.4153 | 1053021.6941 | 2739746.4435 | 1869933.2438 | 8362757.0072 | 3144235.0165 | 12889752.6116 | 12889752.6116 | 10890904.1141 | 5673152.4101 | 0 | 24396744.6353 | 53850553.771 | 2371.3737 | 0.83035 | 29381.1845 | 64852.6302 | 598.9752 | 1322.1086
1 | 3300 | 707 | 0.035 | 15 | 15 | 7 | 3.1623e-12 | 0 | CO2 | Porous | Wet | R245fa | MinimizeLCOE_Brownfield | IgnoreSilica | 25.6823 | 3.5438 | 0.27618 | 4 | 23553.0639 | 50214.6521 | 480.1611 | 1023.6936 | 81.0439 | 9.4982 | 3786834007.5321 | 1373797.5531 | 0 | 1127151.4904 | 0 | 0 | 0 | 723115.9415 | 1257385.3441 | 3271458.7403 | 2232837.812 | 9985746.8814 | 3144235.0165 | 12889752.6116 | 12889752.6116 | 10890904.1141 | 5673152.4101 | 0 | 26019734.5095 | 55473543.6453 | 3162.2777 | 1.1047 | 23553.0639 | 50214.6521 | 480.1611 | 1023.6936
1 | 3300 | 707 | 0.035 | 15 | 15 | 7 | 4.217e-12 | 0 | CO2 | Porous | Wet | R245fa | MinimizeLCOE_Brownfield | IgnoreSilica | 32.477 | 4.5418 | 0.36306 | 4 | 19179.458 | 39461.0143 | 390.9992 | 804.4662 | 81.3041 | 9.4871 | 4319772413.0556 | 1627501.4504 | 0 | 1366611.6056 | 0 | 0 | 0 | 821946.3014 | 1488263.1494 | 3872155.43 | 2642825.6458 | 11819303.5826 | 3144235.0165 | 12889752.6116 | 12889752.6116 | 10890904.1141 | 5673152.4101 | 0 | 27853291.2106 | 57307100.3464 | 4216.965 | 1.4522 | 19179.458 | 39461.0143 | 390.9992 | 804.4662
1 | 3300 | 707 | 0.035 | 15 | 15 | 7 | 5.6234e-12 | 0 | CO2 | Porous | Wet | R245fa | MinimizeLCOE_Brownfield | IgnoreSilica | 40.6009 | 5.7406 | 0.47072 | 4 | 15869.0647 | 31511.8727 | 323.5123 | 642.4121 | 81.4294 | 9.4571 | 4851209601.7341 | 1909297.74 | 0 | 1640206.4745 | 0 | 0 | 0 | 920856.1292 | 1743440.5341 | 4536074.6408 | 3095964.1494 | 13845839.668 | 3144235.0165 | 12889752.6116 | 12889752.6116 | 10890904.1141 | 5673152.4101 | 0 | 29879827.2961 | 59333636.4318 | 5623.4133 | 1.8829 | 15869.0647 | 31511.8727 | 323.5123 | 642.4121
1 | 3300 | 707 | 0.035 | 15 | 15 | 7 | 7.4989e-12 | 0 | CO2 | Porous | Wet | R245fa | MinimizeLCOE_Brownfield | IgnoreSilica | 49.9897 | 7.1333 | 0.59997 | 4 | 13350.7385 | 25623.6785 | 272.1729 | 522.3733 | 81.4211 | 9.4045 | 5361944841.0354 | 2212112.0484 | 0 | 1943388.1538 | 0 | 0 | 0 | 1012442.2317 | 2015497.5492 | 5243911.1877 | 3579077.1372 | 16006428.308 | 3144235.0165 | 12889752.6116 | 12889752.6116 | 10890904.1141 | 5673152.4101 | 0 | 32040415.936 | 61494225.0718 | 7498.9421 | 2.3999 | 13350.7385 | 25623.6785 | 272.1729 | 522.3733
1 | 3300 | 707 | 0.035 | 15 | 15 | 7 | 1e-11 | 0 | CO2 | Porous | Wet | R245fa | MinimizeLCOE_Brownfield | IgnoreSilica | 60.2844 | 8.6706 | 0.74817 | 4 | 11432.6787 | 21274.6377 | 233.0706 | 433.7123 | 81.2804 | 9.3277 | 5844357344.0221 | 2521146.8199 | 0 | 2263493.4243 | 0 | 0 | 0 | 1085183.3305 | 2289231.1941 | 5956109.9811 | 4065167.4479 | 18180332.1977 | 3144235.0165 | 12889752.6116 | 12889752.6116 | 10890904.1141 | 5673152.4101 | 0 | 34214319.8258 | 63668128.9616 | 10000 | 2.9927 | 11432.6787 | 21274.6377 | 233.0706 | 433.7123
1 | 3300 | 707 | 0.035 | 15 | 15 | 7 | 1.3335e-11 | 0 | CO2 | Porous | Wet | R245fa | MinimizeLCOE_Brownfield | IgnoreSilica | 70.9714 | 10.2776 | 0.90914 | 4 | 9975.3639 | 18074.7444 | 203.3613 | 368.4781 | 81.0154 | 9.2278 | 6262970416.1329 | 2820057.0467 | 0 | 2584985.9558 | 0 | 0 | 0 | 1130402.0065 | 2548823.5535 | 6631516.0506 | 4526145.9686 | 20241930.5818 | 3144235.0165 | 12889752.6116 | 12889752.6116 | 10890904.1141 | 5673152.4101 | 0 | 36275918.2098 | 65729727.3456 | 13335.2143 | 3.6366 | 9975.3639 | 18074.7444 | 203.3613 | 368.4781
1 | 3300 | 707 | 0.035 | 15 | 15 | 7 | 1.7783e-11 | 0 | CO2 | Porous | Wet | R245fa | MinimizeLCOE_Brownfield | IgnoreSilica | 81.281 | 11.8415 | 1.073 | 4 | 8869.7937 | 15732.1765 | 180.8227 | 320.7217 | 80.6468 | 9.1089 | 7840221932.1639 | 3088873.9253 | 0 | 2886801.53 | 0 | 0 | 0 | 1138938.5475 | 2774699.4611 | 7219198.8286 | 4927251.5402 | 22035763.8327 | 3144235.0165 | 12889752.6116 | 12889752.6116 | 10890904.1141 | 5673152.4101 | 0 | 38069751.4608 | 67523560.5965 | 17782.7941 | 4.2921 | 8869.7937 | 15732.1765 | 180.8227 | 320.7217
1 | 3300 | 707 | 0.035 | 15 | 15 | 7 | 2.3714e-11 | 0 | CO2 | Porous | Wet | R245fa | MinimizeLCOE_Brownfield | IgnoreSilica | 90.8445 | 13.2992 | 1.2306 | 4 | 8040.6811 | 14024.1322 | 163.9202 | 285.9009 | 80.2211 | 8.985 | 6890052518.3554 | 3322606.7609 | 0 | 3160037.3102 | 0 | 0 | 0 | 1119778.2407 | 2964944.7016 | 7714177.9197 | 5265084.9407 | 23546629.8738 | 3144235.0165 | 12889752.6116 | 12889752.6116 | 10890904.1141 | 5673152.4101 | 0 | 39580617.5019 | 69034426.6377 | 23713.7371 | 4.9225 | 8040.6811 | 14024.1322 | 163.9202 | 285.9009
1 | 3300 | 707 | 0.035 | 15 | 15 | 7 | 3.1623e-11 | 0 | CO2 | Porous | Wet | R245fa | MinimizeLCOE_Brownfield | IgnoreSilica | 99.054 | 14.5593 | 1.3728 | 4 | 7418.2764 | 12782.1086 | 151.2316 | 260.5806 | 79.7854 | 8.8654 | 7102709590.7383 | 3511296.3501 | 0 | 3390185.0461 | 0 | 0 | 0 | 1073700.1973 | 3110320.8215 | 8092416.7629 | 5523240.7232 | 24701159.9011 | 3144235.0165 | 12889752.6116 | 12889752.6116 | 10890904.1141 | 5673152.4101 | 0 | 40735147.5292 | 70188956.665 | 31622.7766 | 5.4912 | 7418.2764 | 12782.1086 | 151.2316 | 260.5806
1 | 3300 | 707 | 0.035 | 15 | 15 | 7 | 4.217e-11 | 0 | CO2 | Porous | Wet | R245fa | MinimizeLCOE_Brownfield | IgnoreSilica | 105.9212 | 15.6186 | 1.496 | 4 | 6951.6253 | 11873.764 | 141.7183 | 242.0627 | 79.3705 | 8.7559 | 7256536230.6916 | 3660711.1921 | 0 | 3579859.9314 | 0 | 0 | 0 | 1013243.7942 | 3218987.8179 | 8375145.997 | 5716209.235 | 25564157.9676 | 3144235.0165 | 12889752.6116 | 12889752.6116 | 10890904.1141 | 5673152.4101 | 0 | 41598145.5956 | 71051954.7314 | 42169.6503 | 5.9839 | 6951.6253 | 11873.764 | 141.7183 | 242.0627
1 | 3300 | 707 | 0.035 | 15 | 15 | 7 | 5.6234e-11 | 0 | CO2 | Porous | Wet | R245fa | MinimizeLCOE_Brownfield | IgnoreSilica | 111.683 | 16.5089 | 1.6003 | 4 | 6601.75 | 11202.9437 | 134.5856 | 228.3872 | 78.9864 | 8.6574 | 7321628009.137 | 3780141.8514 | 0 | 3737151.046 | 0 | 0 | 0 | 950229.7068 | 3302333.8157 | 8591995.1865 | 5864213.2626 | 26226064.8691 | 3144235.0165 | 12889752.6116 | 12889752.6116 | 10890904.1141 | 5673152.4101 | 0 | 42260052.4971 | 71713861.6329 | 56234.1325 | 6.4013 | 6601.75 | 11202.9437 | 134.5856 | 228.3872
1 | 3300 | 707 | 0.035 | 15 | 15 | 7 | 7.4989e-11 | 0 | CO2 | Porous | Wet | R245fa | MinimizeLCOE_Brownfield | IgnoreSilica | 115.3 | 17.0831 | 1.6784 | 4 | 6336.9166 | 10724.1537 | 129.1866 | 218.6264 | 78.7197 | 8.5893 | 7481886270.4704 | 3851819.2522 | 0 | 3835390.5902 | 0 | 0 | 0 | 871674.8688 | 3337965.0374 | 8684700.3165 | 5927486.4188 | 26509036.4839 | 3144235.0165 | 12889752.6116 | 12889752.6116 | 10890904.1141 | 5673152.4101 | 0 | 42543024.112 | 71996833.2477 | 74989.4209 | 6.7135 | 6336.9166 | 10724.1537 | 129.1866 | 218.6264
1 | 3300 | 707 | 0.035 | 15 | 15 | 7 | 1e-10 | 0 | CO2 | Porous | Wet | R245fa | MinimizeLCOE_Brownfield | IgnoreSilica | 119.3512 | 17.7068 | 1.7495 | 4 | 6140.0026 | 10348.9833 | 125.1723 | 210.978 | 78.4159 | 8.5141 | 7507357555.0207 | 3930158.2106 | 0 | 3944328.7934 | 0 | 0 | 0 | 821223.5399 | 3391327.1121 | 8823537.4889 | 6022245.6418 | 26932820.7867 | 3144235.0165 | 12889752.6116 | 12889752.6116 | 10890904.1141 | 5673152.4101 | 0 | 42966808.4148 | 72420617.5506 | 100000 | 6.9978 | 6140.0026 | 10348.9833 | 125.1723 | 210.978
1 | 3300 | 707 | 0.035 | 15 | 15 | 7 | 1.3335e-10 | 0 | CO2 | Porous | Wet | R245fa | MinimizeLCOE_Brownfield | IgnoreSilica | 122.2747 | 18.16 | 1.8036 | 4 | 5992.1343 | 10074.7742 | 122.1578 | 205.3879 | 78.1863 | 8.458 | 6658516081.5186 | 3984993.4942 | 0 | 4022469.3553 | 0 | 0 | 0 | 773116.9608 | 3424426.126 | 8909654.3335 | 6081022.1577 | 27195682.4274 | 3144235.0165 | 12889752.6116 | 12889752.6116 | 10890904.1141 | 5673152.4101 | 0 | 43229670.0555 | 72683479.1912 | 133352.1432 | 7.2144 | 5992.1343 | 10074.7742 | 122.1578 | 205.3879
1 | 3300 | 707 | 0.035 | 15 | 15 | 7 | 1.7783e-10 | 0 | CO2 | Porous | Wet | R245fa | MinimizeLCOE_Brownfield | IgnoreSilica | 123.9922 | 18.4327 | 1.8416 | 4 | 5880.9152 | 9879.2844 | 119.8904 | 201.4026 | 78.047 | 8.4243 | 7585126455.7933 | 4016531.5683 | 0 | 4068162.1256 | 0 | 0 | 0 | 725534.821 | 3435989.1208 | 8939738.874 | 6101555.4748 | 27287511.9845 | 3144235.0165 | 12889752.6116 | 12889752.6116 | 10890904.1141 | 5673152.4101 | 0 | 43321499.6125 | 72775308.7483 | 177827.941 | 7.3665 | 5880.9152 | 9879.2844 | 119.8904 | 201.4026
1 | 3300 | 707 | 0.035 | 15 | 15 | 7 | 2.3714e-10 | 0 | CO2 | Porous | Wet | R245fa | MinimizeLCOE_Brownfield | IgnoreSilica | 123.2 | 18.34 | 1.8546 | 4 | 5796.9887 | 9767.3069 | 118.1795 | 199.1198 | 78.1044 | 8.438 | 6697579830.4999 | 4001611.0506 | 0 | 4047188.659 | 0 | 0 | 0 | 659230.5643 | 3396131.8068 | 8836038.319 | 6030777.7151 | 26970978.1149 | 3144235.0165 | 12889752.6116 | 12889752.6116 | 10890904.1141 | 5673152.4101 | 0 | 43004965.743 | 72458774.8787 | 237137.3706 | 7.4185 | 5796.9887 | 9767.3069 | 118.1795 | 199.1198
1 | 3300 | 707 | 0.035 | 15 | 15 | 7 | 3.1623e-10 | 0 | CO2 | Porous | Wet | R245fa | MinimizeLCOE_Brownfield | IgnoreSilica | 127.6337 | 18.9914 | 1.9033 | 4 | 5734.6796 | 9603.4865 | 116.9092 | 195.7801 | 77.7423 | 8.351 | 6698504305.006 | 4081781.5428 | 0 | 4164750.2357 | 0 | 0 | 0 | 672657.2827 | 3478483.7339 | 9050301.1404 | 6177016.4934 | 27624990.4288 | 3144235.0165 | 12889752.6116 | 12889752.6116 | 10890904.1141 | 5673152.4101 | 0 | 43658978.0569 | 73112787.1927 | 316227.766 | 7.6132 | 5734.6796 | 9603.4865 | 116.9092 | 195.7801
1 | 3300 | 707 | 0.035 | 15 | 15 | 7 | 4.217e-10 | 0 | CO2 | Porous | Wet | R245fa | MinimizeLCOE_Brownfield | IgnoreSilica | 127.505 | 18.9846 | 1.9136 | 4 | 5687.17 | 9535.0591 | 115.9407 | 194.3851 | 77.7527 | 8.3538 | 7649861248.0469 | 4079485.5865 | 0 | 4161258.7931 | 0 | 0 | 0 | 637658.7528 | 3462577.2216 | 9008915.6584 | 6148770.0516 | 27498666.0639 | 3144235.0165 | 12889752.6116 | 12889752.6116 | 10890904.1141 | 5673152.4101 | 0 | 43532653.692 | 72986462.8278 | 421696.5034 | 7.6545 | 5687.17 | 9535.0591 | 115.9407 | 194.3851
1 | 3300 | 707 | 0.035 | 15 | 15 | 7 | 5.6234e-10 | 0 | CO2 | Porous | Wet | R245fa | MinimizeLCOE_Brownfield | IgnoreSilica | 128.1527 | 19.0865 | 1.9271 | 4 | 5651.6547 | 9472.6263 | 115.2166 | 193.1123 | 77.697 | 8.3405 | 7662491946.9265 | 4090863.2393 | 0 | 4178366.252 | 0 | 0 | 0 | 619796.9673 | 3466720.3188 | 9019695.1475 | 6156127.2744 | 27531569.1993 | 3144235.0165 | 12889752.6116 | 12889752.6116 | 10890904.1141 | 5673152.4101 | 0 | 43565556.8274 | 73019365.9631 | 562341.3252 | 7.7085 | 5651.6547 | 9472.6263 | 115.2166 | 193.1123
1 | 3300 | 707 | 0.035 | 15 | 15 | 7 | 7.4989e-10 | 0 | CO2 | Porous | Wet | R245fa | MinimizeLCOE_Brownfield | IgnoreSilica | 128.6428 | 19.1637 | 1.9373 | 4 | 5624.9746 | 9425.8227 | 114.6727 | 192.1581 | 77.6546 | 8.3304 | 7673930339.8468 | 4099424.4182 | 0 | 4191299.0843 | 0 | 0 | 0 | 606021.716 | 3469730.6352 | 9027527.3733 | 6161472.9294 | 27555476.1564 | 3144235.0165 | 12889752.6116 | 12889752.6116 | 10890904.1141 | 5673152.4101 | 0 | 43589463.7845 | 73043272.9202 | 749894.2093 | 7.7493 | 5624.9746 | 9425.8227 | 114.6727 | 192.1581
1 | 3300 | 707 | 0.035 | 15 | 15 | 7 | 1e-09 | 0 | CO2 | Porous | Wet | R245fa | MinimizeLCOE_Brownfield | IgnoreSilica | 129.0003 | 19.2202 | 1.9449 | 4 | 5604.9383 | 9390.9179 | 114.2642 | 191.4466 | 77.6234 | 8.323 | 7679781617.502 | 4105642.6941 | 0 | 4200725.1092 | 0 | 0 | 0 | 595320.6767 | 3471658.5072 | 9032543.3006 | 6164896.4029 | 27570786.6907 | 3144235.0165 | 12889752.6116 | 12889752.6116 | 10890904.1141 | 5673152.4101 | 0 | 43604774.3188 | 73058583.4546 | 1000000 | 7.7797 | 5604.9383 | 9390.9179 | 114.2642 | 191.4466
1 | 3300 | 707 | 0.035 | 15 | 15 | 7 | 1.3335e-09 | 0 | CO2 | Porous | Wet | R245fa | MinimizeLCOE_Brownfield | IgnoreSilica | 129.2781 | 19.2639 | 1.9507 | 4 | 5589.8958 | 9364.6194 | 113.9576 | 190.9104 | 77.5992 | 8.3173 | 7684519784.5873 | 4110460.6307 | 0 | 4208048.1389 | 0 | 0 | 0 | 587264.4847 | 3473251.5692 | 9036688.1212 | 6167725.3281 | 27583438.2727 | 3144235.0165 | 12889752.6116 | 12889752.6116 | 10890904.1141 | 5673152.4101 | 0 | 43617425.9008 | 73071235.0366 | 1333521.4322 | 7.8029 | 5589.8958 | 9364.6194 | 113.9576 | 190.9104
1 | 3300 | 707 | 0.035 | 15 | 15 | 7 | 1.7783e-09 | 0 | CO2 | Porous | Wet | R245fa | MinimizeLCOE_Brownfield | IgnoreSilica | 127.505 | 19.0131 | 1.9398 | 4 | 5577.8089 | 9373.8393 | 113.7112 | 191.0984 | 77.745 | 8.3516 | 7691585281.8489 | 4079011.0088 | 0 | 4161380.11 | 0 | 0 | 0 | 556057.8541 | 3430615.0995 | 8925756.7729 | 6092012.4034 | 27244833.2487 | 3144235.0165 | 12889752.6116 | 12889752.6116 | 10890904.1141 | 5673152.4101 | 0 | 43278820.8768 | 72732630.0126 | 1778279.41 | 7.7591 | 5577.8089 | 9373.8393 | 113.7112 | 191.0984
1 | 3300 | 707 | 0.035 | 15 | 15 | 7 | 2.3714e-09 | 0 | CO2 | Porous | Wet | R245fa | MinimizeLCOE_Brownfield | IgnoreSilica | 127.4 | 19.0006 | 1.941 | 4 | 5569.012 | 9362.5866 | 113.5318 | 190.869 | 77.7517 | 8.353 | 7824548926.6536 | 4077014.1619 | 0 | 4158682.1815 | 0 | 0 | 0 | 547746.3306 | 3425542.6429 | 8912559.2813 | 6083004.8443 | 27204549.4425 | 3144235.0165 | 12889752.6116 | 12889752.6116 | 10890904.1141 | 5673152.4101 | 0 | 43238537.0706 | 72692346.2064 | 2371373.7057 | 7.7641 | 5569.012 | 9362.5866 | 113.5318 | 190.869
1 | 3300 | 707 | 0.035 | 15 | 15 | 7 | 3.1623e-09 | 0 | CO2 | Porous | Wet | R245fa | MinimizeLCOE_Brownfield | IgnoreSilica | 127.4 | 19.0022 | 1.9425 | 4 | 5562.724 | 9353.3434 | 113.4037 | 190.6806 | 77.7514 | 8.3529 | 7046452512.3981 | 4076998.192 | 0 | 4158680.8049 | 0 | 0 | 0 | 542872.5248 | 3423635.0934 | 8907596.229 | 6079617.4591 | 27189400.3032 | 3144235.0165 | 12889752.6116 | 12889752.6116 | 10890904.1141 | 5673152.4101 | 0 | 43223387.9313 | 72677197.0671 | 3162277.6602 | 7.7702 | 5562.724 | 9353.3434 | 113.4037 | 190.6806
1 | 3300 | 707 | 0.035 | 15 | 15 | 7 | 4.217e-09 | 0 | CO2 | Porous | Wet | R245fa | MinimizeLCOE_Brownfield | IgnoreSilica | 128.7639 | 19.2 | 1.9546 | 4 | 5557.007 | 9324.2555 | 113.2871 | 190.0876 | 77.6348 | 8.3248 | 7676518006.9254 | 4100945.7141 | 0 | 4194790.4635 | 0 | 0 | 0 | 554959.0229 | 3451771.1282 | 8980800.42 | 6129580.8236 | 27412847.5723 | 3144235.0165 | 12889752.6116 | 12889752.6116 | 10890904.1141 | 5673152.4101 | 0 | 43446835.2003 | 72900644.3361 | 4216965.0343 | 7.8184 | 5557.007 | 9324.2555 | 113.2871 | 190.0876
1 | 3300 | 707 | 0.035 | 15 | 15 | 7 | 5.6234e-09 | 0 | CO2 | Porous | Wet | R245fa | MinimizeLCOE_Brownfield | IgnoreSilica | 129.0929 | 19.2483 | 1.9581 | 4 | 5553.3101 | 9313.9093 | 113.2117 | 189.8766 | 77.6062 | 8.318 | 7754365455.1804 | 4106667.4311 | 0 | 4203488.4767 | 0 | 0 | 0 | 555993.6344 | 3457798.3214 | 8996481.9404 | 6140283.7835 | 27460713.5874 | 3144235.0165 | 12889752.6116 | 12889752.6116 | 10890904.1141 | 5673152.4101 | 0 | 43494701.2155 | 72948510.3513 | 5623413.2519 | 7.8322 | 5553.3101 | 9313.9093 | 113.2117 | 189.8766
1 | 3300 | 707 | 0.035 | 15 | 15 | 7 | 7.4989e-09 | 0 | CO2 | Porous | Wet | R245fa | MinimizeLCOE_Brownfield | IgnoreSilica | 129.5 | 19.3074 | 1.9618 | 4 | 5550.8053 | 9304.1426 | 113.1607 | 189.6775 | 77.5719 | 8.3099 | 7529956907.4559 | 4113795.4282 | 0 | 4214200.9455 | 0 | 0 | 0 | 558976.7943 | 3465919.5355 | 9017611.6736 | 6154705.2606 | 27525209.6377 | 3144235.0165 | 12889752.6116 | 12889752.6116 | 10890904.1141 | 5673152.4101 | 0 | 43559197.2658 | 73013006.4016 | 7498942.0933 | 7.8474 | 5550.8053 | 9304.1426 | 113.1607 | 189.6775
1 | 3300 | 707 | 0.035 | 15 | 15 | 7 | 1e-08 | 0 | CO2 | Porous | Wet | R245fa | MinimizeLCOE_Brownfield | IgnoreSilica | 129.5 | 19.3082 | 1.9624 | 4 | 5548.5104 | 9300.8157 | 113.1139 | 189.6097 | 77.5708 | 8.3095 | 7498203850.1406 | 4113723.0013 | 0 | 4214248.4317 | 0 | 0 | 0 | 557053.6716 | 3465159.7908 | 9015634.9737 | 6153356.1223 | 27519175.9914 | 3144235.0165 | 12889752.6116 | 12889752.6116 | 10890904.1141 | 5673152.4101 | 0 | 43553163.6195 | 73006972.7553 | 10000000 | 7.8495 | 5548.5104 | 9300.8157 | 113.1139 | 189.6097
1 | 3400 | 707 | 0.035 | 15 | 15 | 7 | 1e-13 | 0 | CO2 | Porous | Wet | R245fa | MinimizeLCOE_Brownfield | IgnoreSilica | 0.86115 | 0.0081636 | 0.0011899 | 4 | 3595237.9493 | 9975510.3308 | 73293.7885 | 203364.271 | 53.9727 | 7.9408 | 195297847.2801 | 81678.318 | 0 | 40055.3909 | 0 | 0 | 0 | 75745.6797 | 77016.9616 | 200382.3357 | 136765.0615 | 611643.7474 | 3144235.0165 | 13356693.023 | 13356693.023 | 11179097.8575 | 5832955.4136 | 0 | 17112571.787 | 47481318.0811 | 100 | 0.0047598 | 3595237.9493 | 9975510.3308 | 73293.7885 | 203364.271
1 | 3400 | 707 | 0.035 | 15 | 15 | 7 | 1.3335e-13 | 0 | CO2 | Porous | Wet | R245fa | MinimizeLCOE_Brownfield | IgnoreSilica | 1.2827 | 0.048944 | 0.0034317 | 4 | 1268789.3274 | 3481189.7464 | 25865.9866 | 70968.7616 | 60.7771 | 8.5173 | 58093913.6466 | 122664.5122 | 0 | 68185.4451 | 0 | 0 | 0 | 104651.0892 | 115245.4082 | 299844.912 | 204650.3136 | 915241.6803 | 3144235.0165 | 13356693.023 | 13356693.023 | 11179097.8575 | 5832955.4136 | 0 | 17416169.7199 | 47784916.014 | 133.3521 | 0.013727 | 1268789.3274 | 3481189.7464 | 25865.9866 | 70968.7616
1 | 3400 | 707 | 0.035 | 15 | 15 | 7 | 1.7783e-13 | 0 | CO2 | Porous | Wet | R245fa | MinimizeLCOE_Brownfield | IgnoreSilica | 1.7995 | 0.10881 | 0.0070646 | 4 | 628510.4759 | 1703193.9698 | 12813.0362 | 34721.9128 | 65.8906 | 8.9092 | 185261654.6296 | 169905.6465 | 0 | 101333.2109 | 0 | 0 | 0 | 135482.7308 | 158621.4194 | 412700.3955 | 281676.5001 | 1259719.903 | 3144235.0165 | 13356693.023 | 13356693.023 | 11179097.8575 | 5832955.4136 | 0 | 17760647.9425 | 48129394.2367 | 177.8279 | 0.028258 | 628510.4759 | 1703193.9698 | 12813.0362 | 34721.9128
1 | 3400 | 707 | 0.035 | 15 | 15 | 7 | 2.3714e-13 | 0 | CO2 | Porous | Wet | R245fa | MinimizeLCOE_Brownfield | IgnoreSilica | 2.4451 | 0.19146 | 0.01246 | 4 | 364281.9814 | 973598.2822 | 7426.3809 | 19848.1179 | 69.9086 | 9.1904 | 418815198.6393 | 224700.3751 | 0 | 140674.7883 | 0 | 0 | 0 | 169013.794 | 208411.6934 | 542244.4751 | 370092.9962 | 1655138.122 | 3144235.0165 | 13356693.023 | 13356693.023 | 11179097.8575 | 5832955.4136 | 0 | 18156066.1616 | 48524812.4557 | 237.1374 | 0.049841 | 364281.9814 | 973598.2822 | 7426.3809 | 19848.1179
1 | 3400 | 707 | 0.035 | 15 | 15 | 7 | 3.1623e-13 | 0 | CO2 | Porous | Wet | R245fa | MinimizeLCOE_Brownfield | IgnoreSilica | 3.2734 | 0.30365 | 0.020124 | 4 | 231348.2935 | 608610.3098 | 4716.3479 | 12407.3444 | 73.1633 | 9.4008 | 677913405.7488 | 289591.055 | 0 | 188415.6332 | 0 | 0 | 0 | 207145.7262 | 267209.4416 | 695224.1549 | 474504.7711 | 2122090.782 | 3144235.0165 | 13356693.023 | 13356693.023 | 11179097.8575 | 5832955.4136 | 0 | 18623018.8215 | 48991765.1156 | 316.2278 | 0.080498 | 231348.2935 | 608610.3098 | 4716.3479 | 12407.3444
1 | 3400 | 707 | 0.035 | 15 | 15 | 7 | 4.217e-13 | 0 | CO2 | Porous | Wet | R245fa | MinimizeLCOE_Brownfield | IgnoreSilica | 4.3406 | 0.45329 | 0.030726 | 4 | 156033.3248 | 403129.6443 | 3180.9504 | 8218.3431 | 75.794 | 9.5596 | 965367524.4526 | 366573.4681 | 0 | 246509.0065 | 0 | 0 | 0 | 250893.2433 | 336950.53 | 876676.1609 | 598349.4937 | 2675951.9024 | 3144235.0165 | 13356693.023 | 13356693.023 | 11179097.8575 | 5832955.4136 | 0 | 19176879.9419 | 49545626.2361 | 421.6965 | 0.1229 | 156033.3248 | 403129.6443 | 3180.9504 | 8218.3431
1 | 3400 | 707 | 0.035 | 15 | 15 | 7 | 5.6234e-13 | 0 | CO2 | Porous | Wet | R245fa | MinimizeLCOE_Brownfield | IgnoreSilica | 5.6434 | 0.64129 | 0.045038 | 4 | 109865.0555 | 278439.4518 | 2239.7478 | 5676.3648 | 77.8152 | 9.675 | 398076926.6007 | 453221.7746 | 0 | 313562.7521 | 0 | 0 | 0 | 295868.7088 | 414434.7618 | 1078274.2381 | 735944.3238 | 3291306.5592 | 3144235.0165 | 13356693.023 | 13356693.023 | 11179097.8575 | 5832955.4136 | 0 | 19792234.5987 | 50160980.8929 | 562.3413 | 0.18015 | 109865.0555 | 278439.4518 | 2239.7478 | 5676.3648
1 | 3400 | 707 | 0.035 | 15 | 15 | 7 | 7.4989e-13 | 0 | CO2 | Porous | Wet | R245fa | MinimizeLCOE_Brownfield | IgnoreSilica | 7.483 | 0.90683 | 0.064486 | 4 | 79914.0047 | 197647.7884 | 1629.1551 | 4029.3175 | 79.5843 | 9.7735 | 1638831627.9352 | 565892.6476 | 0 | 402967.0925 | 0 | 0 | 0 | 358905.5237 | 517828.4529 | 1347283.4132 | 919548.6134 | 4112425.7434 | 3144235.0165 | 13356693.023 | 13356693.023 | 11179097.8575 | 5832955.4136 | 0 | 20613353.7829 | 50982100.077 | 749.8942 | 0.25794 | 79914.0047 | 197647.7884 | 1629.1551 | 4029.3175
1 | 3400 | 707 | 0.035 | 15 | 15 | 7 | 1e-12 | 0 | CO2 | Porous | Wet | R245fa | MinimizeLCOE_Brownfield | IgnoreSilica | 9.605 | 1.2204 | 0.090007 | 4 | 59613.972 | 143965.4358 | 1215.3115 | 2934.9301 | 80.8316 | 9.8349 | 2055265269.7571 | 685664.5101 | 0 | 500631.8084 | 0 | 0 | 0 | 415661.7452 | 624763.6449 | 1625506.8473 | 1109441.8241 | 4961670.3802 | 3144235.0165 | 13356693.023 | 13356693.023 | 11179097.8575 | 5832955.4136 | 0 | 21462598.4197 | 51831344.7138 | 1000 | 0.36003 | 59613.972 | 143965.4358 | 1215.3115 | 2934.9301
1 | 3400 | 707 | 0.035 | 15 | 15 | 7 | 1.3335e-12 | 0 | CO2 | Porous | Wet | R245fa | MinimizeLCOE_Brownfield | IgnoreSilica | 12.6576 | 1.6682 | 0.1245 | 4 | 45438.5633 | 106421.8667 | 926.3266 | 2169.5537 | 81.9303 | 9.8874 | 70255086.2113 | 844686.1945 | 0 | 633555.383 | 0 | 0 | 0 | 499890.5824 | 771471.5423 | 2007210.7026 | 1369962.5486 | 6126776.9534 | 3144235.0165 | 13356693.023 | 13356693.023 | 11179097.8575 | 5832955.4136 | 0 | 22627704.993 | 52996451.2871 | 1333.5214 | 0.49798 | 45438.5633 | 106421.8667 | 926.3266 | 2169.5537
1 | 3400 | 707 | 0.035 | 15 | 15 | 7 | 1.7783e-12 | 0 | CO2 | Porous | Wet | R245fa | MinimizeLCOE_Brownfield | IgnoreSilica | 16.3427 | 2.2144 | 0.16933 | 4 | 35297.1653 | 80132.566 | 719.5805 | 1633.6107 | 82.7207 | 9.9208 | 2988422097.2747 | 1021752.7219 | 0 | 785458.316 | 0 | 0 | 0 | 584328.2027 | 932700.3038 | 2426694.8673 | 1656269.1105 | 7407203.5222 | 3144235.0165 | 13356693.023 | 13356693.023 | 11179097.8575 | 5832955.4136 | 0 | 23908131.5617 | 54276877.8558 | 1778.2794 | 0.67734 | 35297.1653 | 80132.566 | 719.5805 | 1633.6107
1 | 3400 | 707 | 0.035 | 15 | 15 | 7 | 2.3714e-12 | 0 | CO2 | Porous | Wet | R245fa | MinimizeLCOE_Brownfield | IgnoreSilica | 20.9714 | 2.9034 | 0.22763 | 4 | 27890.3993 | 61242.9261 | 568.5835 | 1248.5199 | 83.3117 | 9.9395 | 3512829536.597 | 1227642.4254 | 0 | 966618.1961 | 0 | 0 | 0 | 677426.4354 | 1119957.9522 | 2913900.8566 | 1988797.2093 | 8894343.075 | 3144235.0165 | 13356693.023 | 13356693.023 | 11179097.8575 | 5832955.4136 | 0 | 25395271.1145 | 55764017.4087 | 2371.3737 | 0.91054 | 27890.3993 | 61242.9261 | 568.5835 | 1248.5199
1 | 3400 | 707 | 0.035 | 15 | 15 | 7 | 3.1623e-12 | 0 | CO2 | Porous | Wet | R245fa | MinimizeLCOE_Brownfield | IgnoreSilica | 26.7371 | 3.7649 | 0.30262 | 4 | 22396.1254 | 47483.9068 | 456.5753 | 968.0237 | 83.7347 | 9.943 | 4053961759.4192 | 1465399.1166 | 0 | 1181273.6364 | 0 | 0 | 0 | 778803.9611 | 1335935.9185 | 3475831.2218 | 2372326.2301 | 10609570.0845 | 3144235.0165 | 13356693.023 | 13356693.023 | 11179097.8575 | 5832955.4136 | 0 | 27110498.124 | 57479244.4182 | 3162.2777 | 1.2105 | 22396.1254 | 47483.9068 | 456.5753 | 968.0237
1 | 3400 | 707 | 0.035 | 15 | 15 | 7 | 4.217e-12 | 0 | CO2 | Porous | Wet | R245fa | MinimizeLCOE_Brownfield | IgnoreSilica | 33.7681 | 4.8201 | 0.3974 | 4 | 18271.503 | 37375.9875 | 372.4893 | 761.9601 | 84.0059 | 9.9294 | 4615236590.6513 | 1734501.3298 | 0 | 1430809.4556 | 0 | 0 | 0 | 884631.898 | 1579477.6465 | 4109476.8408 | 2804802.3851 | 12543699.5558 | 3144235.0165 | 13356693.023 | 13356693.023 | 11179097.8575 | 5832955.4136 | 0 | 29044627.5953 | 59413373.8894 | 4216.965 | 1.5896 | 18271.503 | 37375.9875 | 372.4893 | 761.9601
1 | 3400 | 707 | 0.035 | 15 | 15 | 7 | 5.6234e-12 | 0 | CO2 | Porous | Wet | R245fa | MinimizeLCOE_Brownfield | IgnoreSilica | 42.146 | 6.0835 | 0.51448 | 4 | 15148.6989 | 29905.7322 | 308.8267 | 609.6688 | 84.1346 | 9.8953 | 5171806914.8871 | 2032440.7244 | 0 | 1715053.3494 | 0 | 0 | 0 | 990197.9644 | 1847699.8949 | 4807336.1111 | 3281105.6767 | 14673833.7207 | 3144235.0165 | 13356693.023 | 13356693.023 | 11179097.8575 | 5832955.4136 | 0 | 31174761.7603 | 61543508.0544 | 5623.4133 | 2.0579 | 15148.6989 | 29905.7322 | 308.8267 | 609.6688
1 | 3400 | 707 | 0.035 | 15 | 15 | 7 | 7.4989e-12 | 0 | CO2 | Porous | Wet | R245fa | MinimizeLCOE_Brownfield | IgnoreSilica | 51.7607 | 7.5416 | 0.65428 | 4 | 12772.9489 | 24376.8634 | 260.3938 | 496.9553 | 84.1225 | 9.8373 | 5711634819.4478 | 2350459.2153 | 0 | 2028004.18 | 0 | 0 | 0 | 1086801.8881 | 2131453.4606 | 5545604.6831 | 3784989.147 | 16927312.5742 | 3144235.0165 | 13356693.023 | 13356693.023 | 11179097.8575 | 5832955.4136 | 0 | 33428240.6137 | 63796986.9079 | 7498.9421 | 2.6171 | 12772.9489 | 24376.8634 | 260.3938 | 496.9553
1 | 3400 | 707 | 0.035 | 15 | 15 | 7 | 1e-11 | 0 | CO2 | Porous | Wet | R245fa | MinimizeLCOE_Brownfield | IgnoreSilica | 62.2749 | 9.1467 | 0.81383 | 4 | 10963.9911 | 20292.9686 | 223.5158 | 413.6996 | 83.9717 | 9.7533 | 6206063620.4941 | 2674212.2742 | 0 | 2357725.4166 | 0 | 0 | 0 | 1163970.9947 | 2416404.3873 | 6286988.5431 | 4290998.8654 | 19190300.4813 | 3144235.0165 | 13356693.023 | 13356693.023 | 11179097.8575 | 5832955.4136 | 0 | 35691228.5208 | 66059974.815 | 10000 | 3.2553 | 10963.9911 | 20292.9686 | 223.5158 | 413.6996
1 | 3400 | 707 | 0.035 | 15 | 15 | 7 | 1.3335e-11 | 0 | CO2 | Porous | Wet | R245fa | MinimizeLCOE_Brownfield | IgnoreSilica | 73.0714 | 10.8073 | 0.98564 | 4 | 9590.3874 | 17293.158 | 195.513 | 352.5444 | 83.6932 | 9.6458 | 6640467056.9183 | 2984045.7504 | 0 | 2685483.1733 | 0 | 0 | 0 | 1210723.8493 | 2683298.5815 | 6981392.4887 | 4764943.8268 | 21309887.67 | 3144235.0165 | 13356693.023 | 13356693.023 | 11179097.8575 | 5832955.4136 | 0 | 37810815.7095 | 68179562.0037 | 13335.2143 | 3.9426 | 9590.3874 | 17293.158 | 195.513 | 352.5444
1 | 3400 | 707 | 0.035 | 15 | 15 | 7 | 1.7783e-11 | 0 | CO2 | Porous | Wet | R245fa | MinimizeLCOE_Brownfield | IgnoreSilica | 83.4781 | 12.4199 | 1.1594 | 4 | 8552.2303 | 15100.536 | 174.3488 | 307.8449 | 83.315 | 9.5219 | 6998347779.2474 | 3262901.3281 | 0 | 2992831.0992 | 0 | 0 | 0 | 1222285.6348 | 2916427.0442 | 7587944.9276 | 5178928.3298 | 23161318.3638 | 3144235.0165 | 13356693.023 | 13356693.023 | 11179097.8575 | 5832955.4136 | 0 | 39662246.4033 | 70030992.6975 | 17782.7941 | 4.6376 | 8552.2303 | 15100.536 | 174.3488 | 307.8449
1 | 3400 | 707 | 0.035 | 15 | 15 | 7 | 2.3714e-11 | 0 | CO2 | Porous | Wet | R245fa | MinimizeLCOE_Brownfield | IgnoreSilica | 92.9593 | 13.9007 | 1.3252 | 4 | 7768.5753 | 13497.7926 | 158.3729 | 275.1708 | 82.8716 | 9.3887 | 7279058345.6692 | 3500512.0472 | 0 | 3266811.9422 | 0 | 0 | 0 | 1200315.9568 | 3107379.579 | 8084764.2534 | 5518017.7282 | 24677801.5068 | 3144235.0165 | 13356693.023 | 13356693.023 | 11179097.8575 | 5832955.4136 | 0 | 41178729.5463 | 71547475.8405 | 23713.7371 | 5.3007 | 7768.5753 | 13497.7926 | 158.3729 | 275.1708
1 | 3400 | 707 | 0.035 | 15 | 15 | 7 | 3.1623e-11 | 0 | CO2 | Porous | Wet | R245fa | MinimizeLCOE_Brownfield | IgnoreSilica | 101.1345 | 15.1841 | 1.4741 | 4 | 7183.0622 | 12333.5367 | 146.4364 | 251.4358 | 82.425 | 9.2633 | 7487316058.5159 | 3693675.3442 | 0 | 3498519.3812 | 0 | 0 | 0 | 1154737.6402 | 3255303.6226 | 8469632.2713 | 5780698.0587 | 25852566.3182 | 3144235.0165 | 13356693.023 | 13356693.023 | 11179097.8575 | 5832955.4136 | 0 | 42353494.3577 | 72722240.6519 | 31622.7766 | 5.8963 | 7183.0622 | 12333.5367 | 146.4364 | 251.4358
1 | 3400 | 707 | 0.035 | 15 | 15 | 7 | 4.217e-11 | 0 | CO2 | Porous | Wet | R245fa | MinimizeLCOE_Brownfield | IgnoreSilica | 107.924 | 16.2557 | 1.6023 | 4 | 6744.2844 | 11482.5525 | 137.4914 | 234.0874 | 82.0037 | 9.1497 | 7639730464.3982 | 3845666.5307 | 0 | 3688196.6108 | 0 | 0 | 0 | 1094710.0298 | 3365143.5368 | 8755413.1969 | 5975749.4126 | 26724879.3176 | 3144235.0165 | 13356693.023 | 13356693.023 | 11179097.8575 | 5832955.4136 | 0 | 43225807.3571 | 73594553.6512 | 42169.6503 | 6.4093 | 6744.2844 | 11482.5525 | 137.4914 | 234.0874
1 | 3400 | 707 | 0.035 | 15 | 15 | 7 | 5.6234e-11 | 0 | CO2 | Porous | Wet | R245fa | MinimizeLCOE_Brownfield | IgnoreSilica | 113.4003 | 17.1239 | 1.7089 | 4 | 6415.459 | 10858.0639 | 130.7878 | 221.3563 | 81.63 | 9.0517 | 7752017176.3997 | 3962671.1724 | 0 | 3839493.3687 | 0 | 0 | 0 | 1029481.6244 | 3444342.0045 | 8961471.3641 | 6116388.3459 | 27353847.8801 | 3144235.0165 | 13356693.023 | 13356693.023 | 11179097.8575 | 5832955.4136 | 0 | 43854775.9196 | 74223522.2137 | 56234.1325 | 6.8358 | 6415.459 | 10858.0639 | 130.7878 | 221.3563
1 | 3400 | 707 | 0.035 | 15 | 15 | 7 | 7.4989e-11 | 0 | CO2 | Porous | Wet | R245fa | MinimizeLCOE_Brownfield | IgnoreSilica | 117.7387 | 17.814 | 1.7954 | 4 | 6168.8762 | 10397.5686 | 125.7609 | 211.9685 | 81.3123 | 8.9701 | 7829218642.2887 | 4051793.5059 | 0 | 3958333.3976 | 0 | 0 | 0 | 966027.8668 | 3500700.3604 | 9108104.2454 | 6216468.3003 | 27801427.6764 | 3144235.0165 | 13356693.023 | 13356693.023 | 11179097.8575 | 5832955.4136 | 0 | 44302355.7159 | 74671102.0101 | 74989.4209 | 7.1816 | 6168.8762 | 10397.5686 | 125.7609 | 211.9685
1 | 3400 | 707 | 0.035 | 15 | 15 | 7 | 1e-10 | 0 | CO2 | Porous | Wet | R245fa | MinimizeLCOE_Brownfield | IgnoreSilica | 121.154 | 18.3606 | 1.8647 | 4 | 5981.7114 | 10053.2638 | 121.9453 | 204.9494 | 81.0405 | 8.9001 | 7885592562.8446 | 4119211.9281 | 0 | 4051633.5629 | 0 | 0 | 0 | 906629.4714 | 3540215.2354 | 9210913.8444 | 6286637.9642 | 28115242.0063 | 3144235.0165 | 13356693.023 | 13356693.023 | 11179097.8575 | 5832955.4136 | 0 | 44616170.0459 | 74984916.34 | 100000 | 7.4588 | 5981.7114 | 10053.2638 | 121.9453 | 204.9494
1 | 3400 | 707 | 0.035 | 15 | 15 | 7 | 1.3335e-10 | 0 | CO2 | Porous | Wet | R245fa | MinimizeLCOE_Brownfield | IgnoreSilica | 123.7487 | 18.7754 | 1.9183 | 4 | 5843.003 | 9800.7836 | 119.1175 | 199.8022 | 80.8326 | 8.8483 | 7926665151.8512 | 4169524.5933 | 0 | 4121864.7403 | 0 | 0 | 0 | 856541.2771 | 3567692.9382 | 9282405.1907 | 6335432.277 | 28333461.0166 | 3144235.0165 | 13356693.023 | 13356693.023 | 11179097.8575 | 5832955.4136 | 0 | 44834389.0561 | 75203135.3503 | 133352.1432 | 7.6732 | 5843.003 | 9800.7836 | 119.1175 | 199.8022
1 | 3400 | 707 | 0.035 | 15 | 15 | 7 | 1.7783e-10 | 0 | CO2 | Porous | Wet | R245fa | MinimizeLCOE_Brownfield | IgnoreSilica | 125.7313 | 19.0929 | 1.9598 | 4 | 5738.7972 | 9612.8307 | 116.9931 | 195.9706 | 80.669 | 8.8078 | 7959488610.4141 | 4207190.9682 | 0 | 4175329.8533 | 0 | 0 | 0 | 814593.9337 | 3586874.7545 | 9332312.3421 | 6369494.9333 | 28485796.7851 | 3144235.0165 | 13356693.023 | 13356693.023 | 11179097.8575 | 5832955.4136 | 0 | 44986724.8246 | 75355471.1188 | 177827.941 | 7.8391 | 5738.7972 | 9612.8307 | 116.9931 | 195.9706
1 | 3400 | 707 | 0.035 | 15 | 15 | 7 | 2.3714e-10 | 0 | CO2 | Porous | Wet | R245fa | MinimizeLCOE_Brownfield | IgnoreSilica | 127.2272 | 19.333 | 1.9915 | 4 | 5660.5012 | 9472.8004 | 115.397 | 193.1158 | 80.5427 | 8.7767 | 7979986145.1836 | 4235159.4143 | 0 | 4215553.4887 | 0 | 0 | 0 | 780233.4361 | 3600069.0722 | 9366641.2503 | 6392925.1185 | 28590581.7801 | 3144235.0165 | 13356693.023 | 13356693.023 | 11179097.8575 | 5832955.4136 | 0 | 45091509.8197 | 75460256.1138 | 237137.3706 | 7.966 | 5660.5012 | 9472.8004 | 115.397 | 193.1158
1 | 3400 | 707 | 0.035 | 15 | 15 | 7 | 3.1623e-10 | 0 | CO2 | Porous | Wet | R245fa | MinimizeLCOE_Brownfield | IgnoreSilica | 128.1332 | 19.4816 | 2.0139 | 4 | 5601.6877 | 9371.5979 | 114.198 | 191.0527 | 80.4649 | 8.7577 | 8013708002.2404 | 4251905.7365 | 0 | 4239851.6799 | 0 | 0 | 0 | 749919.1569 | 3604253.8636 | 9377529.219 | 6400356.3809 | 28623816.0369 | 3144235.0165 | 13356693.023 | 13356693.023 | 11179097.8575 | 5832955.4136 | 0 | 45124744.0764 | 75493490.3705 | 316227.766 | 8.0556 | 5601.6877 | 9371.5979 | 114.198 | 191.0527
1 | 3400 | 707 | 0.035 | 15 | 15 | 7 | 4.217e-10 | 0 | CO2 | Porous | Wet | R245fa | MinimizeLCOE_Brownfield | IgnoreSilica | 129.2003 | 19.6502 | 2.034 | 4 | 5557.4865 | 9290.1671 | 113.2969 | 189.3926 | 80.3725 | 8.7351 | 8014939224.7894 | 4271457.3727 | 0 | 4268464.2784 | 0 | 0 | 0 | 730960.0619 | 3615643.868 | 9407163.6741 | 6420582.5055 | 28714271.7605 | 3144235.0165 | 13356693.023 | 13356693.023 | 11179097.8575 | 5832955.4136 | 0 | 45215199.8 | 75583946.0942 | 421696.5034 | 8.1359 | 5557.4865 | 9290.1671 | 113.2969 | 189.3926
1 | 3400 | 707 | 0.035 | 15 | 15 | 7 | 5.6234e-10 | 0 | CO2 | Porous | Wet | R245fa | MinimizeLCOE_Brownfield | IgnoreSilica | 129.8434 | 19.7537 | 2.0479 | 4 | 5524.2995 | 9231.6309 | 112.6203 | 188.1993 | 80.3161 | 8.7214 | 8025191444.6058 | 4283140.6342 | 0 | 4285673.2674 | 0 | 0 | 0 | 714113.7675 | 3620341.7909 | 9419386.7058 | 6428924.9758 | 28751581.1416 | 3144235.0165 | 13356693.023 | 13356693.023 | 11179097.8575 | 5832955.4136 | 0 | 45252509.1811 | 75621255.4753 | 562341.3252 | 8.1915 | 5524.2995 | 9231.6309 | 112.6203 | 188.1993
1 | 3400 | 707 | 0.035 | 15 | 15 | 7 | 7.4989e-10 | 0 | CO2 | Porous | Wet | R245fa | MinimizeLCOE_Brownfield | IgnoreSilica | 130.1342 | 19.8033 | 2.0568 | 4 | 5499.3905 | 9190.5946 | 112.1125 | 187.3627 | 80.2903 | 8.7152 | 7951602001.4523 | 4288394.2369 | 0 | 4293432.6949 | 0 | 0 | 0 | 698769.5337 | 3619432.6216 | 9417021.2336 | 6427310.4924 | 28744360.813 | 3144235.0165 | 13356693.023 | 13356693.023 | 11179097.8575 | 5832955.4136 | 0 | 45245288.8526 | 75614035.1467 | 749894.2093 | 8.2273 | 5499.3905 | 9190.5946 | 112.1125 | 187.3627
1 | 3400 | 707 | 0.035 | 15 | 15 | 7 | 1e-09 | 0 | CO2 | Porous | Wet | R245fa | MinimizeLCOE_Brownfield | IgnoreSilica | 130.6935 | 19.8906 | 2.0663 | 4 | 5480.6764 | 9154.9257 | 111.731 | 186.6355 | 80.2409 | 8.7031 | 8038172314.9144 | 4298475.2688 | 0 | 4308397.8746 | 0 | 0 | 0 | 691192.8563 | 3626245.7399 | 9434747.5699 | 6439409.0811 | 28798468.3905 | 3144235.0165 | 13356693.023 | 13356693.023 | 11179097.8575 | 5832955.4136 | 0 | 45299396.43 | 75668142.7242 | 1000000 | 8.2653 | 5480.6764 | 9154.9257 | 111.731 | 186.6355
1 | 3400 | 707 | 0.035 | 15 | 15 | 7 | 1.3335e-09 | 0 | CO2 | Porous | Wet | R245fa | MinimizeLCOE_Brownfield | IgnoreSilica | 130.5304 | 19.8705 | 2.0688 | 4 | 5466.6817 | 9136.6142 | 111.4457 | 186.2622 | 80.255 | 8.7067 | 7924872749.8902 | 4295526.509 | 0 | 4303997.8205 | 0 | 0 | 0 | 678355.0038 | 3618372.94 | 9414264.1596 | 6425428.7327 | 28735945.1656 | 3144235.0165 | 13356693.023 | 13356693.023 | 11179097.8575 | 5832955.4136 | 0 | 45236873.2051 | 75605619.4993 | 1333521.4322 | 8.275 | 5466.6817 | 9136.6142 | 111.4457 | 186.2622
1 | 3400 | 707 | 0.035 | 15 | 15 | 7 | 1.7783e-09 | 0 | CO2 | Porous | Wet | R245fa | MinimizeLCOE_Brownfield | IgnoreSilica | 131.6 | 20.0304 | 2.0802 | 4 | 5456.2499 | 9106.0364 | 111.233 | 185.6389 | 80.1605 | 8.6836 | 6666394254.5312 | 4314730.0724 | 0 | 4332616.1775 | 0 | 0 | 0 | 683126.627 | 3638884.422 | 9467630.8282 | 6461852.5806 | 28898840.7078 | 3144235.0165 | 13356693.023 | 13356693.023 | 11179097.8575 | 5832955.4136 | 0 | 45399768.7473 | 75768515.0415 | 1778279.41 | 8.3207 | 5456.2499 | 9106.0364 | 111.233 | 185.6389
1 | 3400 | 707 | 0.035 | 15 | 15 | 7 | 2.3714e-09 | 0 | CO2 | Porous | Wet | R245fa | MinimizeLCOE_Brownfield | IgnoreSilica | 131.9263 | 20.0807 | 2.0849 | 4 | 5448.2849 | 9089.7416 | 111.0707 | 185.3067 | 80.1308 | 8.6763 | 7205108886.3687 | 4320509.6373 | 0 | 4341355.152 | 0 | 0 | 0 | 680692.3689 | 3643597.2917 | 9479892.7484 | 6470221.5931 | 28936268.7913 | 3144235.0165 | 13356693.023 | 13356693.023 | 11179097.8575 | 5832955.4136 | 0 | 45437196.8308 | 75805943.125 | 2371373.7057 | 8.3397 | 5448.2849 | 9089.7416 | 111.0707 | 185.3067
1 | 3400 | 707 | 0.035 | 15 | 15 | 7 | 3.1623e-09 | 0 | CO2 | Porous | Wet | R245fa | MinimizeLCOE_Brownfield | IgnoreSilica | 132.4794 | 20.1636 | 2.0909 | 4 | 5442.5211 | 9073.5545 | 110.9532 | 184.9767 | 80.0811 | 8.6641 | 7851411976.0131 | 4330315.62 | 0 | 4356137.4872 | 0 | 0 | 0 | 682651.6396 | 3653950.8512 | 9506830.5865 | 6488607.2211 | 29018493.4057 | 3144235.0165 | 13356693.023 | 13356693.023 | 11179097.8575 | 5832955.4136 | 0 | 45519421.4452 | 75888167.7393 | 3162277.6602 | 8.3637 | 5442.5211 | 9073.5545 | 110.9532 | 184.9767
1 | 3400 | 707 | 0.035 | 15 | 15 | 7 | 4.217e-09 | 0 | CO2 | Porous | Wet | R245fa | MinimizeLCOE_Brownfield | IgnoreSilica | 133.7 | 20.3454 | 2.1018 | 4 | 5437.7012 | 9049.8916 | 110.8549 | 184.4943 | 79.9653 | 8.6352 | 8051300137.094 | 4351441.2607 | 0 | 4388970.2979 | 0 | 0 | 0 | 692275.9482 | 3678748.1276 | 9571348.0131 | 6532641.6905 | 29215425.338 | 3144235.0165 | 13356693.023 | 13356693.023 | 11179097.8575 | 5832955.4136 | 0 | 45716353.3776 | 76085099.6717 | 4216965.0343 | 8.4073 | 5437.7012 | 9049.8916 | 110.8549 | 184.4943
1 | 3400 | 707 | 0.035 | 15 | 15 | 7 | 5.6234e-09 | 0 | CO2 | Porous | Wet | R245fa | MinimizeLCOE_Brownfield | IgnoreSilica | 131.5903 | 20.0352 | 2.086 | 4 | 5434.4889 | 9074.1435 | 110.7894 | 184.9887 | 80.1606 | 8.6837 | 8052132191.5149 | 4314513.5302 | 0 | 4332336.2815 | 0 | 0 | 0 | 665805.0671 | 3631935.4027 | 9449550.9055 | 6449512.6619 | 28843653.849 | 3144235.0165 | 13356693.023 | 13356693.023 | 11179097.8575 | 5832955.4136 | 0 | 45344581.8885 | 75713328.1827 | 5623413.2519 | 8.3439 | 5434.4889 | 9074.1435 | 110.7894 | 184.9887
1 | 3400 | 707 | 0.035 | 15 | 15 | 7 | 7.4989e-09 | 0 | CO2 | Porous | Wet | R245fa | MinimizeLCOE_Brownfield | IgnoreSilica | 131.6339 | 20.0422 | 2.087 | 4 | 5431.987 | 9069.8499 | 110.7384 | 184.9012 | 80.1567 | 8.6828 | 8054793405.9054 | 4315288.1366 | 0 | 4333496.7757 | 0 | 0 | 0 | 664336.9562 | 3632117.5287 | 9450024.76 | 6449836.0773 | 28845100.2345 | 3144235.0165 | 13356693.023 | 13356693.023 | 11179097.8575 | 5832955.4136 | 0 | 45346028.274 | 75714774.5681 | 7498942.0933 | 8.348 | 5431.987 | 9069.8499 | 110.7384 | 184.9012
1 | 3400 | 707 | 0.035 | 15 | 15 | 7 | 1e-08 | 0 | CO2 | Porous | Wet | R245fa | MinimizeLCOE_Brownfield | IgnoreSilica | 131.6681 | 20.0478 | 2.0878 | 4 | 5430.1106 | 9066.6077 | 110.7001 | 184.8351 | 80.1536 | 8.682 | 8055819853.9745 | 4315897.7672 | 0 | 4334410.4752 | 0 | 0 | 0 | 663253.0103 | 3632288.8885 | 9450470.6031 | 6450140.3744 | 28846461.1187 | 3144235.0165 | 13356693.023 | 13356693.023 | 11179097.8575 | 5832955.4136 | 0 | 45347389.1583 | 75716135.4524 | 10000000 | 8.3511 | 5430.1106 | 9066.6077 | 110.7001 | 184.8351
1 | 3500 | 707 | 0.035 | 15 | 15 | 7 | 1e-13 | 0 | CO2 | Porous | Wet | R245fa | MinimizeLCOE_Brownfield | IgnoreSilica | 0.87597 | 0.0073484 | 0.0012539 | 4 | 3510499.7481 | 9750729.0274 | 71566.2857 | 198781.8001 | 54.7912 | 8.2878 | 32950855.6719 | 84760.7517 | 0 | 40581.3808 | 0 | 0 | 0 | 79016.1165 | 79699.7171 | 207362.3153 | 141529.0411 | 632949.3225 | 3144235.0165 | 13829493.5254 | 13829493.5254 | 11472858.6872 | 5995102.4534 | 0 | 17606677.8644 | 48904132.5304 | 100 | 0.0050154 | 3510499.7481 | 9750729.0274 | 71566.2857 | 198781.8001
1 | 3500 | 707 | 0.035 | 15 | 15 | 7 | 1.3335e-13 | 0 | CO2 | Porous | Wet | R245fa | MinimizeLCOE_Brownfield | IgnoreSilica | 1.3364 | 0.051652 | 0.003705 | 4 | 1211013.2235 | 3322879.9247 | 24688.1426 | 67741.4018 | 62.3372 | 8.9216 | 102695457.7946 | 130520.6871 | 0 | 71491.2951 | 0 | 0 | 0 | 112218.797 | 122550.0039 | 318849.9717 | 217621.6574 | 973252.4122 | 3144235.0165 | 13829493.5254 | 13829493.5254 | 11472858.6872 | 5995102.4534 | 0 | 17946980.9541 | 49244435.6201 | 133.3521 | 0.01482 | 1211013.2235 | 3322879.9247 | 24688.1426 | 67741.4018
1 | 3500 | 707 | 0.035 | 15 | 15 | 7 | 1.7783e-13 | 0 | CO2 | Porous | Wet | R245fa | MinimizeLCOE_Brownfield | IgnoreSilica | 1.8773 | 0.1152 | 0.0076786 | 4 | 596289.1053 | 1615277.3626 | 12156.16 | 32929.6139 | 67.7102 | 9.3272 | 232574932.8685 | 181034.1823 | 0 | 106380.2733 | 0 | 0 | 0 | 145498.4139 | 168836.0191 | 439276.6887 | 299815.3662 | 1340840.9435 | 3144235.0165 | 13829493.5254 | 13829493.5254 | 11472858.6872 | 5995102.4534 | 0 | 18314569.4853 | 49612024.1514 | 177.8279 | 0.030714 | 596289.1053 | 1615277.3626 | 12156.16 | 32929.6139
1 | 3500 | 707 | 0.035 | 15 | 15 | 7 | 2.3714e-13 | 0 | CO2 | Porous | Wet | R245fa | MinimizeLCOE_Brownfield | IgnoreSilica | 2.5526 | 0.2031 | 0.013586 | 4 | 344768.7699 | 920679.4343 | 7028.5777 | 18769.2956 | 71.9326 | 9.6177 | 442504421.6633 | 239600.5449 | 0 | 147762.324 | 0 | 0 | 0 | 181684.6831 | 221928.5453 | 577412.551 | 394095.9307 | 1762484.579 | 3144235.0165 | 13829493.5254 | 13829493.5254 | 11472858.6872 | 5995102.4534 | 0 | 18736213.1209 | 50033667.7869 | 237.1374 | 0.054344 | 344768.7699 | 920679.4343 | 7028.5777 | 18769.2956
1 | 3500 | 707 | 0.035 | 15 | 15 | 7 | 3.1623e-13 | 0 | CO2 | Porous | Wet | R245fa | MinimizeLCOE_Brownfield | IgnoreSilica | 3.4003 | 0.32043 | 0.021967 | 4 | 218753.4015 | 574941.4421 | 4459.584 | 11720.959 | 75.295 | 9.8311 | 146266337.8152 | 307539.6315 | 0 | 196930.9018 | 0 | 0 | 0 | 221220.3236 | 283019.4342 | 736358.5125 | 502579.8154 | 2247648.6189 | 3144235.0165 | 13829493.5254 | 13829493.5254 | 11472858.6872 | 5995102.4534 | 0 | 19221377.1608 | 50518831.8268 | 316.2278 | 0.087868 | 218753.4015 | 574941.4421 | 4459.584 | 11720.959
1 | 3500 | 707 | 0.035 | 15 | 15 | 7 | 4.217e-13 | 0 | CO2 | Porous | Wet | R245fa | MinimizeLCOE_Brownfield | IgnoreSilica | 4.5381 | 0.48225 | 0.033585 | 4 | 147587.2522 | 380557.0269 | 3008.7658 | 7758.1697 | 78.1288 | 10.0019 | 1016391997.7637 | 391525.2129 | 0 | 259215.0511 | 0 | 0 | 0 | 270504.8972 | 359285.6129 | 934787.4651 | 638011.6529 | 2853329.8921 | 3144235.0165 | 13829493.5254 | 13829493.5254 | 11472858.6872 | 5995102.4534 | 0 | 19827058.4339 | 51124513.1 | 421.6965 | 0.13434 | 147587.2522 | 380557.0269 | 3008.7658 | 7758.1697
1 | 3500 | 707 | 0.035 | 15 | 15 | 7 | 5.6234e-13 | 0 | CO2 | Porous | Wet | R245fa | MinimizeLCOE_Brownfield | IgnoreSilica | 5.9749 | 0.69215 | 0.04938 | 4 | 103924.3908 | 262377.8075 | 2118.6393 | 5348.9265 | 80.3406 | 10.1255 | 1359943033.4358 | 489016.1202 | 0 | 333470.6811 | 0 | 0 | 0 | 324737.2571 | 447417.3828 | 1164088.2521 | 794514.1517 | 3553243.845 | 3144235.0165 | 13829493.5254 | 13829493.5254 | 11472858.6872 | 5995102.4534 | 0 | 20526972.3868 | 51824427.0528 | 562.3413 | 0.19752 | 103924.3908 | 262377.8075 | 2118.6393 | 5348.9265
1 | 3500 | 707 | 0.035 | 15 | 15 | 7 | 7.4989e-13 | 0 | CO2 | Porous | Wet | R245fa | MinimizeLCOE_Brownfield | IgnoreSilica | 7.8165 | 0.96512 | 0.070597 | 4 | 75616.5742 | 186447.299 | 1541.5461 | 3800.9804 | 82.0935 | 10.2183 | 1761465364.1979 | 604089.5377 | 0 | 423404.6825 | 0 | 0 | 0 | 386536.8604 | 551472.1215 | 1434817.3376 | 979292.3154 | 4379612.8551 | 3144235.0165 | 13829493.5254 | 13829493.5254 | 11472858.6872 | 5995102.4534 | 0 | 21353341.397 | 52650796.063 | 749.8942 | 0.28239 | 75616.5742 | 186447.299 | 1541.5461 | 3800.9804
1 | 3500 | 707 | 0.035 | 15 | 15 | 7 | 1e-12 | 0 | CO2 | Porous | Wet | R245fa | MinimizeLCOE_Brownfield | IgnoreSilica | 10.1749 | 1.318 | 0.098853 | 4 | 56472.5811 | 135624.223 | 1151.27 | 2764.8832 | 83.4738 | 10.2875 | 2208959172.6611 | 739968.8692 | 0 | 532347.8306 | 0 | 0 | 0 | 457011.8015 | 674438.1155 | 1754749.6303 | 1197652.6792 | 5356168.9263 | 3144235.0165 | 13829493.5254 | 13829493.5254 | 11472858.6872 | 5995102.4534 | 0 | 22329897.4682 | 53627352.1342 | 1000 | 0.39541 | 56472.5811 | 135624.223 | 1151.27 | 2764.8832
1 | 3500 | 707 | 0.035 | 15 | 15 | 7 | 1.3335e-12 | 0 | CO2 | Porous | Wet | R245fa | MinimizeLCOE_Brownfield | IgnoreSilica | 13.1808 | 1.7707 | 0.13619 | 4 | 43101.9678 | 100555.1912 | 878.6919 | 2049.9536 | 84.5492 | 10.3375 | 2701052980.2917 | 899890.3423 | 0 | 663854.6199 | 0 | 0 | 0 | 536802.0589 | 819213.3382 | 2131425.0623 | 1454741.4014 | 6505926.8231 | 3144235.0165 | 13829493.5254 | 13829493.5254 | 11472858.6872 | 5995102.4534 | 0 | 23479655.3649 | 54777110.031 | 1333.5214 | 0.54475 | 43101.9678 | 100555.1912 | 878.6919 | 2049.9536
1 | 3500 | 707 | 0.035 | 15 | 15 | 7 | 1.7783e-12 | 0 | CO2 | Porous | Wet | R245fa | MinimizeLCOE_Brownfield | IgnoreSilica | 17.0077 | 2.3497 | 0.18519 | 4 | 33525.8554 | 75776.3437 | 683.4699 | 1544.8033 | 85.3782 | 10.3712 | 3212744047.1915 | 1088148.5891 | 0 | 822616.9181 | 0 | 0 | 0 | 627247.7284 | 989825.1619 | 2575322.0302 | 1757710.2032 | 7860870.6309 | 3144235.0165 | 13829493.5254 | 13829493.5254 | 11472858.6872 | 5995102.4534 | 0 | 24834599.1728 | 56132053.8388 | 1778.2794 | 0.74076 | 33525.8554 | 75776.3437 | 683.4699 | 1544.8033
1 | 3500 | 707 | 0.035 | 15 | 15 | 7 | 2.3714e-12 | 0 | CO2 | Porous | Wet | R245fa | MinimizeLCOE_Brownfield | IgnoreSilica | 21.8339 | 3.0833 | 0.24901 | 4 | 26520.1769 | 57942.1348 | 540.6497 | 1181.2288 | 85.9942 | 10.3863 | 3754802759.155 | 1307826.2153 | 0 | 1012825.9952 | 0 | 0 | 0 | 727650.7702 | 1188838.1625 | 3093113.0345 | 2111113.2032 | 9441367.381 | 3144235.0165 | 13829493.5254 | 13829493.5254 | 11472858.6872 | 5995102.4534 | 0 | 26415095.9228 | 57712550.5888 | 2371.3737 | 0.99604 | 26520.1769 | 57942.1348 | 540.6497 | 1181.2288
1 | 3500 | 707 | 0.035 | 15 | 15 | 7 | 3.1623e-12 | 0 | CO2 | Porous | Wet | R245fa | MinimizeLCOE_Brownfield | IgnoreSilica | 27.7971 | 3.9934 | 0.33075 | 4 | 21331.2737 | 44987.7731 | 434.8669 | 917.1366 | 86.4352 | 10.3883 | 4333212622.2809 | 1559588.4062 | 0 | 1236325.7566 | 0 | 0 | 0 | 835516.4919 | 1416257.9553 | 3684812.6853 | 2514960.373 | 11247461.6683 | 3144235.0165 | 13829493.5254 | 13829493.5254 | 11472858.6872 | 5995102.4534 | 0 | 28221190.2102 | 59518644.8762 | 3162.2777 | 1.323 | 21331.2737 | 44987.7731 | 434.8669 | 917.1366
1 | 3500 | 707 | 0.035 | 15 | 15 | 7 | 4.217e-12 | 0 | CO2 | Porous | Wet | R245fa | MinimizeLCOE_Brownfield | IgnoreSilica | 35.0586 | 5.1065 | 0.43385 | 4 | 17434.4551 | 35469.3179 | 355.4249 | 723.09 | 86.7171 | 10.3719 | 4925063008.245 | 1844217.8778 | 0 | 1495866.9939 | 0 | 0 | 0 | 948161.5917 | 1672416.1207 | 4351283.6863 | 2969840.5259 | 13281786.7962 | 3144235.0165 | 13829493.5254 | 13829493.5254 | 11472858.6872 | 5995102.4534 | 0 | 30255515.3381 | 61552970.0041 | 4216.965 | 1.7354 | 17434.4551 | 35469.3179 | 355.4249 | 723.09
1 | 3500 | 707 | 0.035 | 15 | 15 | 7 | 5.6234e-12 | 0 | CO2 | Porous | Wet | R245fa | MinimizeLCOE_Brownfield | IgnoreSilica | 43.6903 | 6.4362 | 0.56083 | 4 | 14483.3668 | 28434.7342 | 295.263 | 579.6805 | 86.8488 | 10.3335 | 5504729425.4775 | 2158647.6356 | 0 | 1790908.2075 | 0 | 0 | 0 | 1060422.6502 | 1953891.6124 | 5083625.1771 | 3469678.6415 | 15517173.9243 | 3144235.0165 | 13829493.5254 | 13829493.5254 | 11472858.6872 | 5995102.4534 | 0 | 32490902.4661 | 63788357.1322 | 5623.4133 | 2.2433 | 14483.3668 | 28434.7342 | 295.263 | 579.6805
1 | 3500 | 707 | 0.035 | 15 | 15 | 7 | 7.4989e-12 | 0 | CO2 | Porous | Wet | R245fa | MinimizeLCOE_Brownfield | IgnoreSilica | 53.5512 | 7.9644 | 0.7118 | 4 | 12238.2146 | 23230.6516 | 249.4926 | 473.5883 | 86.8326 | 10.2695 | 6065319546.5567 | 2492788.1206 | 0 | 2114414.0538 | 0 | 0 | 0 | 1162645.0792 | 2250240.4289 | 5854664.0081 | 3995928.4869 | 17870680.1774 | 3144235.0165 | 13829493.5254 | 13829493.5254 | 11472858.6872 | 5995102.4534 | 0 | 34844408.7193 | 66141863.3853 | 7498.9421 | 2.8472 | 12238.2146 | 23230.6516 | 249.4926 | 473.5883
1 | 3500 | 707 | 0.035 | 15 | 15 | 7 | 1e-11 | 0 | CO2 | Porous | Wet | R245fa | MinimizeLCOE_Brownfield | IgnoreSilica | 64.246 | 9.6334 | 0.88293 | 4 | 10529.2474 | 19391.1015 | 214.6529 | 395.3138 | 86.6716 | 10.1783 | 6579247934.8581 | 2830233.0954 | 0 | 2452646.878 | 0 | 0 | 0 | 1243052.3228 | 2545113.5955 | 6621863.5009 | 4519557.9051 | 20212467.2977 | 3144235.0165 | 13829493.5254 | 13829493.5254 | 11472858.6872 | 5995102.4534 | 0 | 37186195.8396 | 68483650.5056 | 10000 | 3.5317 | 10529.2474 | 19391.1015 | 214.6529 | 395.3138
1 | 3500 | 707 | 0.035 | 15 | 15 | 7 | 1.3335e-11 | 0 | CO2 | Porous | Wet | R245fa | MinimizeLCOE_Brownfield | IgnoreSilica | 75.1512 | 11.3483 | 1.0659 | 4 | 9232.3628 | 16572.8726 | 188.2142 | 337.8604 | 86.3793 | 10.0629 | 7027036990.2272 | 3151020.0722 | 0 | 2786729.1799 | 0 | 0 | 0 | 1291219.1109 | 2819297.6616 | 7335234.1979 | 5006448.0641 | 22389948.2865 | 3144235.0165 | 13829493.5254 | 13829493.5254 | 11472858.6872 | 5995102.4534 | 0 | 39363676.8283 | 70661131.4944 | 13335.2143 | 4.2637 | 9232.3628 | 16572.8726 | 188.2142 | 337.8604
1 | 3500 | 707 | 0.035 | 15 | 15 | 7 | 1.7783e-11 | 0 | CO2 | Porous | Wet | R245fa | MinimizeLCOE_Brownfield | IgnoreSilica | 85.5922 | 13.0027 | 1.2497 | 4 | 8252.878 | 14514.1101 | 168.2461 | 295.8898 | 85.9867 | 9.9313 | 7391552609.2116 | 3437920.223 | 0 | 3098097.3286 | 0 | 0 | 0 | 1302922.8258 | 3057186.7472 | 7954172.801 | 5428886.3786 | 24279186.3041 | 3144235.0165 | 13829493.5254 | 13829493.5254 | 11472858.6872 | 5995102.4534 | 0 | 41252914.846 | 72550369.512 | 17782.7941 | 4.9986 | 8252.878 | 14514.1101 | 168.2461 | 295.8898
1 | 3500 | 707 | 0.035 | 15 | 15 | 7 | 2.3714e-11 | 0 | CO2 | Porous | Wet | R245fa | MinimizeLCOE_Brownfield | IgnoreSilica | 95.0593 | 14.5147 | 1.4238 | 4 | 7513.8945 | 13009.1532 | 153.1809 | 265.2092 | 85.53 | 9.791 | 7672498200.1392 | 3681343.9448 | 0 | 3374506.5363 | 0 | 0 | 0 | 1280753.2151 | 3251275.4415 | 8459151.7705 | 5773544.9016 | 25820575.8098 | 3144235.0165 | 13829493.5254 | 13829493.5254 | 11472858.6872 | 5995102.4534 | 0 | 42794304.3517 | 74091759.0177 | 23713.7371 | 5.6954 | 7513.8945 | 13009.1532 | 153.1809 | 265.2092
1 | 3500 | 707 | 0.035 | 15 | 15 | 7 | 3.1623e-11 | 0 | CO2 | Porous | Wet | R245fa | MinimizeLCOE_Brownfield | IgnoreSilica | 103.1614 | 15.8157 | 1.5792 | 4 | 6962.0965 | 11916.5875 | 141.9318 | 242.9358 | 85.0749 | 9.6604 | 7883289074.2337 | 3877927.3042 | 0 | 3606642.223 | 0 | 0 | 0 | 1234685.5557 | 3400509.4823 | 8847428.1326 | 6038551.497 | 27005744.1949 | 3144235.0165 | 13829493.5254 | 13829493.5254 | 11472858.6872 | 5995102.4534 | 0 | 43979472.7368 | 75276927.4028 | 31622.7766 | 6.317 | 6962.0965 | 11916.5875 | 141.9318 | 242.9358
1 | 3500 | 707 | 0.035 | 15 | 15 | 7 | 4.217e-11 | 0 | CO2 | Porous | Wet | R245fa | MinimizeLCOE_Brownfield | IgnoreSilica | 109.8823 | 16.9006 | 1.7126 | 4 | 6548.7585 | 11117.4546 | 133.5053 | 226.6443 | 84.6471 | 9.5425 | 8034099170.3834 | 4032575.6364 | 0 | 3796541.9275 | 0 | 0 | 0 | 1174979.1074 | 3511597.7018 | 9136456.8924 | 6235819.5645 | 27887970.8299 | 3144235.0165 | 13829493.5254 | 13829493.5254 | 11472858.6872 | 5995102.4534 | 0 | 44861699.3718 | 76159154.0378 | 42169.6503 | 6.8504 | 6548.7585 | 11117.4546 | 133.5053 | 226.6443
1 | 3500 | 707 | 0.035 | 15 | 15 | 7 | 5.6234e-11 | 0 | CO2 | Porous | Wet | R245fa | MinimizeLCOE_Brownfield | IgnoreSilica | 115.2903 | 17.7774 | 1.8231 | 4 | 6239.1257 | 10530.8857 | 127.193 | 214.6863 | 84.2694 | 9.4413 | 8141596649.3659 | 4151447.563 | 0 | 3947711.1891 | 0 | 0 | 0 | 1110548.222 | 3591785.7199 | 9345089.6666 | 6378215.7198 | 28524798.0804 | 3144235.0165 | 13829493.5254 | 13829493.5254 | 11472858.6872 | 5995102.4534 | 0 | 45498526.6223 | 76795981.2883 | 56234.1325 | 7.2925 | 6239.1257 | 10530.8857 | 127.193 | 214.6863
1 | 3500 | 707 | 0.035 | 15 | 15 | 7 | 7.4989e-11 | 0 | CO2 | Porous | Wet | R245fa | MinimizeLCOE_Brownfield | IgnoreSilica | 119.5487 | 18.4704 | 1.9123 | 4 | 6007.0411 | 10098.6136 | 122.4617 | 205.8739 | 83.9505 | 9.3576 | 8221238433.1989 | 4241526.0421 | 0 | 4065767.3163 | 0 | 0 | 0 | 1047969.4904 | 3648552.511 | 9492785.2126 | 6479020.9649 | 28975621.5373 | 3144235.0165 | 13829493.5254 | 13829493.5254 | 11472858.6872 | 5995102.4534 | 0 | 45949350.0792 | 77246804.7452 | 74989.4209 | 7.6492 | 6007.0411 | 10098.6136 | 122.4617 | 205.8739
1 | 3500 | 707 | 0.035 | 15 | 15 | 7 | 1e-10 | 0 | CO2 | Porous | Wet | R245fa | MinimizeLCOE_Brownfield | IgnoreSilica | 122.8667 | 19.0119 | 1.983 | 4 | 5832.959 | 9778.5868 | 118.9128 | 199.3497 | 83.6888 | 9.2899 | 8276084538.1927 | 4309543.8631 | 0 | 4157181.8043 | 0 | 0 | 0 | 991456.6083 | 3688691.0875 | 9597217.5552 | 6550298.1845 | 29294389.103 | 3144235.0165 | 13829493.5254 | 13829493.5254 | 11472858.6872 | 5995102.4534 | 0 | 46268117.6449 | 77565572.3109 | 100000 | 7.9322 | 5832.959 | 9778.5868 | 118.9128 | 199.3497
1 | 3500 | 707 | 0.035 | 15 | 15 | 7 | 1.3335e-10 | 0 | CO2 | Porous | Wet | R245fa | MinimizeLCOE_Brownfield | IgnoreSilica | 125.2198 | 19.4018 | 2.037 | 4 | 5700.4142 | 9541.5541 | 116.2107 | 194.5175 | 83.4882 | 9.2374 | 8198350992.6337 | 4356100.1938 | 0 | 4222052.7989 | 0 | 0 | 0 | 937702.7437 | 3711183.7372 | 9655738.8157 | 6590240.1473 | 29473018.4365 | 3144235.0165 | 13829493.5254 | 13829493.5254 | 11472858.6872 | 5995102.4534 | 0 | 46446746.9784 | 77744201.6444 | 133352.1432 | 8.148 | 5700.4142 | 9541.5541 | 116.2107 | 194.5175
1 | 3500 | 707 | 0.035 | 15 | 15 | 7 | 1.7783e-10 | 0 | CO2 | Porous | Wet | R245fa | MinimizeLCOE_Brownfield | IgnoreSilica | 127.4 | 19.7556 | 2.0816 | 4 | 5602.4845 | 9361.3422 | 114.2142 | 190.8436 | 83.3051 | 9.191 | 6645177551.8145 | 4398894.5761 | 0 | 4281623.5619 | 0 | 0 | 0 | 900342.4521 | 3736535.6301 | 9721699.2407 | 6635259.4927 | 29674354.9536 | 3144235.0165 | 13829493.5254 | 13829493.5254 | 11472858.6872 | 5995102.4534 | 0 | 46648083.4954 | 77945538.1614 | 177827.941 | 8.3263 | 5602.4845 | 9361.3422 | 114.2142 | 190.8436
1 | 3500 | 707 | 0.035 | 15 | 15 | 7 | 2.3714e-10 | 0 | CO2 | Porous | Wet | R245fa | MinimizeLCOE_Brownfield | IgnoreSilica | 128.8862 | 19.9993 | 2.1143 | 4 | 5528.9579 | 9229.5785 | 112.7153 | 188.1574 | 83.1773 | 9.1589 | 8362437656.787 | 4427583.4676 | 0 | 4322101.4724 | 0 | 0 | 0 | 867422.4489 | 3750671.8817 | 9758478.8676 | 6660362.3438 | 29786620.4821 | 3144235.0165 | 13829493.5254 | 13829493.5254 | 11472858.6872 | 5995102.4534 | 0 | 46760349.024 | 78057803.69 | 237137.3706 | 8.4574 | 5528.9579 | 9229.5785 | 112.7153 | 188.1574
1 | 3500 | 707 | 0.035 | 15 | 15 | 7 | 3.1623e-10 | 0 | CO2 | Porous | Wet | R245fa | MinimizeLCOE_Brownfield | IgnoreSilica | 130 | 20.1823 | 2.1392 | 4 | 5473.7454 | 9131.3244 | 111.5897 | 186.1544 | 83.0799 | 9.1345 | 8480351516.8669 | 4448828.2276 | 0 | 4352375.9121 | 0 | 0 | 0 | 841028.4939 | 3760470.7271 | 9783973.4533 | 6677762.9224 | 29864439.7365 | 3144235.0165 | 13829493.5254 | 13829493.5254 | 11472858.6872 | 5995102.4534 | 0 | 46838168.2784 | 78135622.9444 | 316227.766 | 8.5569 | 5473.7454 | 9131.3244 | 111.5897 | 186.1544
1 | 3500 | 707 | 0.035 | 15 | 15 | 7 | 4.217e-10 | 0 | CO2 | Porous | Wet | R245fa | MinimizeLCOE_Brownfield | IgnoreSilica | 131.6 | 20.4343 | 2.1644 | 4 | 5432.421 | 9047.4091 | 110.7473 | 184.4437 | 82.9382 | 9.099 | 8332517804.015 | 4478987.1914 | 0 | 4395845.4433 | 0 | 0 | 0 | 830056.4142 | 3784906.7291 | 9847550.9179 | 6721155.8484 | 30058502.5443 | 3144235.0165 | 13829493.5254 | 13829493.5254 | 11472858.6872 | 5995102.4534 | 0 | 47032231.0862 | 78329685.7522 | 421696.5034 | 8.6577 | 5432.421 | 9047.4091 | 110.7473 | 184.4437
1 | 3500 | 707 | 0.035 | 15 | 15 | 7 | 5.6234e-10 | 0 | CO2 | Porous | Wet | R245fa | MinimizeLCOE_Brownfield | IgnoreSilica | 131.7411 | 20.4647 | 2.1746 | 4 | 5401.1848 | 8999.1966 | 110.1105 | 183.4608 | 82.9252 | 9.0959 | 7552905637.7989 | 4481605.3399 | 0 | 4399621.4706 | 0 | 0 | 0 | 807583.0631 | 3778635.8507 | 9831235.3786 | 6710020.1576 | 30008701.2604 | 3144235.0165 | 13829493.5254 | 13829493.5254 | 11472858.6872 | 5995102.4534 | 0 | 46982429.8023 | 78279884.4683 | 562341.3252 | 8.6985 | 5401.1848 | 8999.1966 | 110.1105 | 183.4608
1 | 3500 | 707 | 0.035 | 15 | 15 | 7 | 7.4989e-10 | 0 | CO2 | Porous | Wet | R245fa | MinimizeLCOE_Brownfield | IgnoreSilica | 131.9434 | 20.5021 | 2.1831 | 4 | 5377.8101 | 8961.8269 | 109.6339 | 182.699 | 82.9067 | 9.0915 | 8409877010.2258 | 4485366.3277 | 0 | 4405072.1873 | 0 | 0 | 0 | 791700.7021 | 3776034.2947 | 9824466.6636 | 6705400.3705 | 29988040.546 | 3144235.0165 | 13829493.5254 | 13829493.5254 | 11472858.6872 | 5995102.4534 | 0 | 46961769.0878 | 78259223.7538 | 749894.2093 | 8.7325 | 5377.8101 | 8961.8269 | 109.6339 | 182.699
1 | 3500 | 707 | 0.035 | 15 | 15 | 7 | 1e-09 | 0 | CO2 | Porous | Wet | R245fa | MinimizeLCOE_Brownfield | IgnoreSilica | 132.3092 | 20.5622 | 2.1913 | 4 | 5360.2804 | 8930.8929 | 109.2766 | 182.0683 | 82.8737 | 9.0833 | 8412645336.4934 | 4492168.967 | 0 | 4414974.7816 | 0 | 0 | 0 | 782306.6721 | 3778885.6641 | 9831885.3419 | 6710463.7709 | 30010685.1974 | 3144235.0165 | 13829493.5254 | 13829493.5254 | 11472858.6872 | 5995102.4534 | 0 | 46984413.7393 | 78281868.4053 | 1000000 | 8.7653 | 5360.2804 | 8930.8929 | 109.2766 | 182.0683
1 | 3500 | 707 | 0.035 | 15 | 15 | 7 | 1.3335e-09 | 0 | CO2 | Porous | Wet | R245fa | MinimizeLCOE_Brownfield | IgnoreSilica | 132.587 | 20.6078 | 2.1975 | 4 | 5347.1273 | 8907.6751 | 109.0084 | 181.595 | 82.8485 | 9.077 | 8419160080.129 | 4497319.6279 | 0 | 4422492.335 | 0 | 0 | 0 | 775190.0772 | 3781050.7956 | 9837518.5701 | 6714308.5649 | 30027879.9708 | 3144235.0165 | 13829493.5254 | 13829493.5254 | 11472858.6872 | 5995102.4534 | 0 | 47001608.5126 | 78299063.1787 | 1333521.4322 | 8.7901 | 5347.1273 | 8907.6751 | 109.0084 | 181.595
1 | 3500 | 707 | 0.035 | 15 | 15 | 7 | 1.7783e-09 | 0 | CO2 | Porous | Wet | R245fa | MinimizeLCOE_Brownfield | IgnoreSilica | 132.7741 | 20.6389 | 2.202 | 4 | 5337.2592 | 8890.5685 | 108.8072 | 181.2463 | 82.8314 | 9.0728 | 8421428342.3079 | 4500779.1723 | 0 | 4427550.4225 | 0 | 0 | 0 | 769523.2897 | 3782162.625 | 9840411.3219 | 6716282.9274 | 30036709.7588 | 3144235.0165 | 13829493.5254 | 13829493.5254 | 11472858.6872 | 5995102.4534 | 0 | 47010438.3006 | 78307892.9667 | 1778279.41 | 8.808 | 5337.2592 | 8890.5685 | 108.8072 | 181.2463
1 | 3500 | 707 | 0.035 | 15 | 15 | 7 | 2.3714e-09 | 0 | CO2 | Porous | Wet | R245fa | MinimizeLCOE_Brownfield | IgnoreSilica | 132.482 | 20.5972 | 2.2017 | 4 | 5329.9475 | 8883.7552 | 108.6582 | 181.1074 | 82.8578 | 9.0795 | 8432314968.6839 | 4495370.6763 | 0 | 4419598.6134 | 0 | 0 | 0 | 759964.6009 | 3773224.2173 | 9817155.4187 | 6700410.2957 | 29965723.8223 | 3144235.0165 | 13829493.5254 | 13829493.5254 | 11472858.6872 | 5995102.4534 | 0 | 46939452.3641 | 78236907.0301 | 2371373.7057 | 8.8067 | 5329.9475 | 8883.7552 | 108.6582 | 181.1074
1 | 3500 | 707 | 0.035 | 15 | 15 | 7 | 3.1623e-09 | 0 | CO2 | Porous | Wet | R245fa | MinimizeLCOE_Brownfield | IgnoreSilica | 133.7 | 20.7817 | 2.2136 | 4 | 5324.3977 | 8859.1197 | 108.545 | 180.6051 | 82.7472 | 9.0518 | 8437628077.6308 | 4517840.4333 | 0 | 4452636.7681 | 0 | 0 | 0 | 770421.6198 | 3798950.5403 | 9884090.0339 | 6746094.5459 | 30170033.9412 | 3144235.0165 | 13829493.5254 | 13829493.5254 | 11472858.6872 | 5995102.4534 | 0 | 47143762.4831 | 78441217.1491 | 3162277.6602 | 8.8543 | 5324.3977 | 8859.1197 | 108.545 | 180.6051
1 | 3500 | 707 | 0.035 | 15 | 15 | 7 | 4.217e-09 | 0 | CO2 | Porous | Wet | R245fa | MinimizeLCOE_Brownfield | IgnoreSilica | 132.9639 | 20.6725 | 2.2086 | 4 | 5320.1886 | 8862.818 | 108.4592 | 180.6805 | 82.8142 | 9.0686 | 8406546729.5932 | 4504290.6601 | 0 | 4432659.1488 | 0 | 0 | 0 | 757968.3162 | 3781018.0688 | 9837433.4216 | 6714250.4493 | 30027620.0649 | 3144235.0165 | 13829493.5254 | 13829493.5254 | 11472858.6872 | 5995102.4534 | 0 | 47001348.6068 | 78298803.2728 | 4216965.0343 | 8.8345 | 5320.1886 | 8862.818 | 108.4592 | 180.6805
1 | 3500 | 707 | 0.035 | 15 | 15 | 7 | 5.6234e-09 | 0 | CO2 | Porous | Wet | R245fa | MinimizeLCOE_Brownfield | IgnoreSilica | 133.0371 | 20.6844 | 2.2102 | 4 | 5317.0471 | 8857.2015 | 108.3952 | 180.566 | 82.8074 | 9.067 | 8443800617.6733 | 4505634.9195 | 0 | 4434641.1616 | 0 | 0 | 0 | 756284.4111 | 3781658.592 | 9839099.9315 | 6715387.8765 | 30032706.8923 | 3144235.0165 | 13829493.5254 | 13829493.5254 | 11472858.6872 | 5995102.4534 | 0 | 47006435.4341 | 78303890.1001 | 5623413.2519 | 8.8407 | 5317.0471 | 8857.2015 | 108.3952 | 180.566
1 | 3500 | 707 | 0.035 | 15 | 15 | 7 | 7.4989e-09 | 0 | CO2 | Porous | Wet | R245fa | MinimizeLCOE_Brownfield | IgnoreSilica | 133.0862 | 20.6925 | 2.2113 | 4 | 5314.691 | 8853.0689 | 108.3472 | 180.4818 | 82.8029 | 9.0658 | 8443403348.312 | 4506535.479 | 0 | 4435970.5852 | 0 | 0 | 0 | 754946.0539 | 3782006.326 | 9840004.6642 | 6716005.3752 | 30035468.4834 | 3144235.0165 | 13829493.5254 | 13829493.5254 | 11472858.6872 | 5995102.4534 | 0 | 47009197.0253 | 78306651.6913 | 7498942.0933 | 8.8451 | 5314.691 | 8853.0689 | 108.3472 | 180.4818
1 | 3500 | 707 | 0.035 | 15 | 15 | 7 | 1e-08 | 0 | CO2 | Porous | Wet | R245fa | MinimizeLCOE_Brownfield | IgnoreSilica | 133.1225 | 20.6985 | 2.2121 | 4 | 5312.924 | 8849.9772 | 108.3111 | 180.4188 | 82.7995 | 9.065 | 8444809425.7153 | 4507201.0367 | 0 | 4436953.5411 | 0 | 0 | 0 | 753933.8674 | 3782254.4936 | 9840650.3453 | 6716446.0658 | 30037439.35 | 3144235.0165 | 13829493.5254 | 13829493.5254 | 11472858.6872 | 5995102.4534 | 0 | 47011167.8919 | 78308622.5579 | 10000000 | 8.8485 | 5312.924 | 8849.9772 | 108.3111 | 180.4188
1 | 3600 | 707 | 0.035 | 15 | 15 | 7 | 1e-13 | 0 | CO2 | Porous | Wet | R245fa | MinimizeLCOE_Brownfield | IgnoreSilica | 0.93431 | 0.0091836 | 0.0013294 | 4 | 3412239.102 | 9475205.5089 | 69563.1095 | 193164.8805 | 56.5266 | 8.7187 | 17276621.0374 | 92382.8095 | 0 | 44079.8025 | 0 | 0 | 0 | 87043.2751 | 87167.296 | 226791.4237 | 154789.8068 | 692254.4137 | 3144235.0165 | 14308154.1186 | 14308154.1186 | 11772186.6032 | 6159593.5296 | 0 | 18144643.5488 | 50384577.8002 | 100 | 0.0053175 | 3412239.102 | 9475205.5089 | 69563.1095 | 193164.8805
1 | 3600 | 707 | 0.035 | 15 | 15 | 7 | 1.3335e-13 | 0 | CO2 | Porous | Wet | R245fa | MinimizeLCOE_Brownfield | IgnoreSilica | 1.3948 | 0.054841 | 0.0039998 | 4 | 1155580.7622 | 3170653.3477 | 23558.0769 | 64638.0571 | 63.9542 | 9.3309 | 113785570.5821 | 139002.6889 | 0 | 75148.1936 | 0 | 0 | 0 | 120403.3655 | 130476.1567 | 339472.1954 | 231696.7488 | 1036199.3489 | 3144235.0165 | 14308154.1186 | 14308154.1186 | 11772186.6032 | 6159593.5296 | 0 | 18488588.4839 | 50728522.7353 | 133.3521 | 0.015999 | 1155580.7622 | 3170653.3477 | 23558.0769 | 64638.0571
1 | 3600 | 707 | 0.035 | 15 | 15 | 7 | 1.7783e-13 | 0 | CO2 | Porous | Wet | R245fa | MinimizeLCOE_Brownfield | IgnoreSilica | 1.9504 | 0.12135 | 0.0083344 | 4 | 566089.4791 | 1533160.4515 | 11540.4997 | 31255.5496 | 69.4945 | 9.7433 | 334073196.9487 | 191990.1487 | 0 | 111199.535 | 0 | 0 | 0 | 155196.8334 | 178770.7417 | 465124.799 | 317457.2327 | 1419739.2905 | 3144235.0165 | 14308154.1186 | 14308154.1186 | 11772186.6032 | 6159593.5296 | 0 | 18872128.4256 | 51112062.677 | 177.8279 | 0.033338 | 566089.4791 | 1533160.4515 | 11540.4997 | 31255.5496
1 | 3600 | 707 | 0.035 | 15 | 15 | 7 | 2.3714e-13 | 0 | CO2 | Porous | Wet | R245fa | MinimizeLCOE_Brownfield | IgnoreSilica | 2.6692 | 0.21609 | 0.014795 | 4 | 326646.6871 | 871417.4252 | 6659.1345 | 17765.0229 | 74.0062 | 10.0485 | 481696616.7615 | 255643.5791 | 0 | 155498.0204 | 0 | 0 | 0 | 195461.2396 | 236575.1073 | 615519.9009 | 420104.98 | 1878802.8273 | 3144235.0165 | 14308154.1186 | 14308154.1186 | 11772186.6032 | 6159593.5296 | 0 | 19331191.9624 | 51571126.2138 | 237.1374 | 0.059181 | 326646.6871 | 871417.4252 | 6659.1345 | 17765.0229
1 | 3600 | 707 | 0.035 | 15 | 15 | 7 | 3.1623e-13 | 0 | CO2 | Porous | Wet | R245fa | MinimizeLCOE_Brownfield | IgnoreSilica | 3.5272 | 0.33756 | 0.023916 | 4 | 207267.4765 | 544276.977 | 4225.4279 | 11095.8224 | 77.4357 | 10.2655 | 818450879.6133 | 325928.797 | 0 | 205534.046 | 0 | 0 | 0 | 235605.4534 | 299156.6356 | 778344.2004 | 531235.9102 | 2375805.0426 | 3144235.0165 | 14308154.1186 | 14308154.1186 | 11772186.6032 | 6159593.5296 | 0 | 19828194.1777 | 52068128.4291 | 316.2278 | 0.095665 | 207267.4765 | 544276.977 | 4225.4279 | 11095.8224
1 | 3600 | 707 | 0.035 | 15 | 15 | 7 | 4.217e-13 | 0 | CO2 | Porous | Wet | R245fa | MinimizeLCOE_Brownfield | IgnoreSilica | 4.7233 | 0.51072 | 0.03664 | 4 | 139724.133 | 359699.1526 | 2848.4654 | 7332.9538 | 80.4406 | 10.4405 | 1144824368.0675 | 416183.1917 | 0 | 271460.2228 | 0 | 0 | 0 | 289296.5867 | 381006.6005 | 991301.0192 | 676583.3148 | 3025830.9356 | 3144235.0165 | 14308154.1186 | 14308154.1186 | 11772186.6032 | 6159593.5296 | 0 | 20478220.0707 | 52718154.3221 | 421.6965 | 0.14656 | 139724.133 | 359699.1526 | 2848.4654 | 7332.9538
1 | 3600 | 707 | 0.035 | 15 | 15 | 7 | 5.6234e-13 | 0 | CO2 | Porous | Wet | R245fa | MinimizeLCOE_Brownfield | IgnoreSilica | 6.2307 | 0.73498 | 0.053917 | 4 | 98426.1994 | 247914.7223 | 2006.5512 | 5054.0769 | 82.7753 | 10.5685 | 1467289744.6582 | 520708.75 | 0 | 349829.2157 | 0 | 0 | 0 | 348290.5671 | 475343.1278 | 1236745.3124 | 844104.0883 | 3775021.0614 | 3144235.0165 | 14308154.1186 | 14308154.1186 | 11772186.6032 | 6159593.5296 | 0 | 21227410.1964 | 53467344.4478 | 562.3413 | 0.21567 | 98426.1994 | 247914.7223 | 2006.5512 | 5054.0769
1 | 3600 | 707 | 0.035 | 15 | 15 | 7 | 7.4989e-13 | 0 | CO2 | Porous | Wet | R245fa | MinimizeLCOE_Brownfield | IgnoreSilica | 8.1332 | 1.0229 | 0.077076 | 4 | 71666.6115 | 176238.5078 | 1461.0208 | 3592.8604 | 84.5977 | 10.6632 | 1930223838.0222 | 642227.4788 | 0 | 443304.3319 | 0 | 0 | 0 | 413445.893 | 584601.3045 | 1521012.676 | 1038122.4051 | 4642714.0893 | 3144235.0165 | 14308154.1186 | 14308154.1186 | 11772186.6032 | 6159593.5296 | 0 | 22095103.2243 | 54335037.4757 | 749.8942 | 0.3083 | 71666.6115 | 176238.5078 | 1461.0208 | 3592.8604
1 | 3600 | 707 | 0.035 | 15 | 15 | 7 | 1e-12 | 0 | CO2 | Porous | Wet | R245fa | MinimizeLCOE_Brownfield | IgnoreSilica | 10.6035 | 1.3996 | 0.10798 | 4 | 53573.3859 | 128219.3919 | 1092.1659 | 2613.9257 | 86.0534 | 10.7346 | 2366262512.9874 | 787730.1053 | 0 | 558116.4926 | 0 | 0 | 0 | 490034.3805 | 715993.5816 | 1862868.4288 | 1271445.9808 | 5686188.9695 | 3144235.0165 | 14308154.1186 | 14308154.1186 | 11772186.6032 | 6159593.5296 | 0 | 23138578.1045 | 55378512.356 | 1000 | 0.4319 | 53573.3859 | 128219.3919 | 1092.1659 | 2613.9257
1 | 3600 | 707 | 0.035 | 15 | 15 | 7 | 1.3335e-12 | 0 | CO2 | Porous | Wet | R245fa | MinimizeLCOE_Brownfield | IgnoreSilica | 13.7339 | 1.8806 | 0.14876 | 4 | 40936.1531 | 95118.9613 | 834.5389 | 1939.1287 | 87.1791 | 10.7855 | 2880772780.6931 | 957966.031 | 0 | 695893.1722 | 0 | 0 | 0 | 575696.9946 | 869526.9172 | 2262330.6739 | 1544087.1712 | 6905500.9601 | 3144235.0165 | 14308154.1186 | 14308154.1186 | 11772186.6032 | 6159593.5296 | 0 | 24357890.0952 | 56597824.3466 | 1333.5214 | 0.59502 | 40936.1531 | 95118.9613 | 834.5389 | 1939.1287
1 | 3600 | 707 | 0.035 | 15 | 15 | 7 | 1.7783e-12 | 0 | CO2 | Porous | Wet | R245fa | MinimizeLCOE_Brownfield | IgnoreSilica | 17.6922 | 2.492 | 0.20217 | 4 | 31883.3057 | 71751.2162 | 649.9843 | 1462.7456 | 88.042 | 10.8193 | 3441240844.5072 | 1157073.2516 | 0 | 861137.1014 | 0 | 0 | 0 | 671477.2169 | 1048978.1523 | 2729225.9772 | 1862752.8094 | 8330644.5089 | 3144235.0165 | 14308154.1186 | 14308154.1186 | 11772186.6032 | 6159593.5296 | 0 | 25783033.6439 | 58022967.8953 | 1778.2794 | 0.80867 | 31883.3057 | 71751.2162 | 649.9843 | 1462.7456
1 | 3600 | 707 | 0.035 | 15 | 15 | 7 | 2.3714e-12 | 0 | CO2 | Porous | Wet | R245fa | MinimizeLCOE_Brownfield | IgnoreSilica | 22.6816 | 3.2658 | 0.27156 | 4 | 25267.4301 | 54947.4294 | 515.1107 | 1120.1777 | 88.6901 | 10.8368 | 4015344774.3078 | 1389509.5222 | 0 | 1058982.9399 | 0 | 0 | 0 | 778362.0169 | 1258473.2468 | 3274289.2398 | 2234769.6861 | 9994386.6517 | 3144235.0165 | 14308154.1186 | 14308154.1186 | 11772186.6032 | 6159593.5296 | 0 | 27446775.7868 | 59686710.0382 | 2371.3737 | 1.0863 | 25267.4301 | 54947.4294 | 515.1107 | 1120.1777
1 | 3600 | 707 | 0.035 | 15 | 15 | 7 | 3.1623e-12 | 0 | CO2 | Porous | Wet | R245fa | MinimizeLCOE_Brownfield | IgnoreSilica | 28.8519 | 4.2277 | 0.36055 | 4 | 20349.1059 | 42703.508 | 414.844 | 870.5688 | 89.1443 | 10.8339 | 4630447106.3914 | 1655927.5683 | 0 | 1291919.3536 | 0 | 0 | 0 | 892803.9052 | 1497853.8226 | 3897108.3943 | 2659856.5567 | 11895469.6007 | 3144235.0165 | 14308154.1186 | 14308154.1186 | 11772186.6032 | 6159593.5296 | 0 | 29347858.7358 | 61587792.9872 | 3162.2777 | 1.4422 | 20349.1059 | 42703.508 | 414.844 | 870.5688
1 | 3600 | 707 | 0.035 | 15 | 15 | 7 | 4.217e-12 | 0 | CO2 | Porous | Wet | R245fa | MinimizeLCOE_Brownfield | IgnoreSilica | 36.3692 | 5.4041 | 0.47255 | 4 | 16661.1807 | 33717.5084 | 339.6607 | 687.377 | 89.4375 | 10.8145 | 5238927074.3693 | 1957425.7357 | 0 | 1562499.9804 | 0 | 0 | 0 | 1013328.0999 | 1767968.9882 | 4599892.647 | 3139521.2499 | 14040636.7011 | 3144235.0165 | 14308154.1186 | 14308154.1186 | 11772186.6032 | 6159593.5296 | 0 | 31493025.8361 | 63732960.0876 | 4216.965 | 1.8902 | 16661.1807 | 33717.5084 | 339.6607 | 687.377
1 | 3600 | 707 | 0.035 | 15 | 15 | 7 | 5.6234e-12 | 0 | CO2 | Porous | Wet | R245fa | MinimizeLCOE_Brownfield | IgnoreSilica | 45.2413 | 6.8 | 0.60988 | 4 | 13867.6346 | 27083.2985 | 282.7105 | 552.1297 | 89.5717 | 10.7715 | 5849654857.5802 | 2288149.5098 | 0 | 1867999.6121 | 0 | 0 | 0 | 1131775.5287 | 2062290.6137 | 5365657.1429 | 3662171.2533 | 16378043.6604 | 3144235.0165 | 14308154.1186 | 14308154.1186 | 11772186.6032 | 6159593.5296 | 0 | 33830432.7955 | 66070367.0469 | 5623.4133 | 2.4395 | 13867.6346 | 27083.2985 | 282.7105 | 552.1297
1 | 3600 | 707 | 0.035 | 15 | 15 | 7 | 7.4989e-12 | 0 | CO2 | Porous | Wet | R245fa | MinimizeLCOE_Brownfield | IgnoreSilica | 55.3144 | 8.3949 | 0.77231 | 4 | 11742.3799 | 22178.6197 | 239.3843 | 452.1412 | 89.5511 | 10.7013 | 6436725318.7287 | 2637544.5099 | 0 | 2201092.5053 | 0 | 0 | 0 | 1238524.7061 | 2370093.0713 | 6166495.9986 | 4208760.2279 | 18822511.0191 | 3144235.0165 | 14308154.1186 | 14308154.1186 | 11772186.6032 | 6159593.5296 | 0 | 36274900.1541 | 68514834.4056 | 7498.9421 | 3.0892 | 11742.3799 | 22178.6197 | 239.3843 | 452.1412
1 | 3600 | 707 | 0.035 | 15 | 15 | 7 | 1e-11 | 0 | CO2 | Porous | Wet | R245fa | MinimizeLCOE_Brownfield | IgnoreSilica | 66.1964 | 10.1302 | 0.95549 | 4 | 10125.2656 | 18560.6941 | 206.4172 | 378.3849 | 89.3796 | 10.6024 | 6965460353.5058 | 2989092.1963 | 0 | 2548177.2509 | 0 | 0 | 0 | 1322371.6006 | 2675260.0087 | 6960477.7712 | 4750669.1024 | 21246047.9301 | 3144235.0165 | 14308154.1186 | 14308154.1186 | 11772186.6032 | 6159593.5296 | 0 | 38698437.0652 | 70938371.3166 | 10000 | 3.822 | 10125.2656 | 18560.6941 | 206.4172 | 378.3849
1 | 3600 | 707 | 0.035 | 15 | 15 | 7 | 1.3335e-11 | 0 | CO2 | Porous | Wet | R245fa | MinimizeLCOE_Brownfield | IgnoreSilica | 77.2272 | 11.9029 | 1.1501 | 4 | 8898.8364 | 15906.8811 | 181.4148 | 324.2833 | 89.0727 | 10.4786 | 7422033109.4245 | 3321370.9943 | 0 | 2889169.6446 | 0 | 0 | 0 | 1372299.0956 | 2957307.4965 | 7694307.4786 | 5251522.9564 | 23485977.666 | 3144235.0165 | 14308154.1186 | 14308154.1186 | 11772186.6032 | 6159593.5296 | 0 | 40938366.801 | 73178301.0525 | 13335.2143 | 4.6004 | 8898.8364 | 15906.8811 | 181.4148 | 324.2833
1 | 3600 | 707 | 0.035 | 15 | 15 | 7 | 1.7783e-11 | 0 | CO2 | Porous | Wet | R245fa | MinimizeLCOE_Brownfield | IgnoreSilica | 87.6922 | 13.598 | 1.3439 | 4 | 7973.2019 | 13970.4735 | 162.5445 | 284.807 | 88.6658 | 10.3393 | 7789955584.6089 | 3615949.023 | 0 | 3204268.6435 | 0 | 0 | 0 | 1383723.5252 | 3199537.0648 | 8324539.1273 | 5681669.0066 | 25409686.3904 | 3144235.0165 | 14308154.1186 | 14308154.1186 | 11772186.6032 | 6159593.5296 | 0 | 42862075.5255 | 75102009.7769 | 17782.7941 | 5.3758 | 7973.2019 | 13970.4735 | 162.5445 | 284.807
1 | 3600 | 707 | 0.035 | 15 | 15 | 7 | 2.3714e-11 | 0 | CO2 | Porous | Wet | R245fa | MinimizeLCOE_Brownfield | IgnoreSilica | 96.287 | 15.0115 | 1.5197 | 4 | 7275.5251 | 12579.3043 | 148.3214 | 256.4461 | 88.2415 | 10.2056 | 8076280947.1286 | 3843049.0653 | 0 | 3458004.6909 | 0 | 0 | 0 | 1343101.5578 | 3371220.5724 | 8771224.3971 | 5986540.8816 | 26773141.1651 | 3144235.0165 | 14308154.1186 | 14308154.1186 | 11772186.6032 | 6159593.5296 | 0 | 44225530.3002 | 76465464.5516 | 23713.7371 | 6.0787 | 7275.5251 | 12579.3043 | 148.3214 | 256.4461
1 | 3600 | 707 | 0.035 | 15 | 15 | 7 | 3.1623e-11 | 0 | CO2 | Porous | Wet | R245fa | MinimizeLCOE_Brownfield | IgnoreSilica | 105.1512 | 16.4561 | 1.6884 | 4 | 6754.2778 | 11527.9557 | 137.6951 | 235.013 | 87.7339 | 10.0563 | 8287527819.7052 | 4064333.2144 | 0 | 3714951.3582 | 0 | 0 | 0 | 1313900.721 | 3546342.2645 | 9226855.1174 | 6297518.2105 | 28163900.8859 | 3144235.0165 | 14308154.1186 | 14308154.1186 | 11772186.6032 | 6159593.5296 | 0 | 45616290.021 | 77856224.2724 | 31622.7766 | 6.7537 | 6754.2778 | 11527.9557 | 137.6951 | 235.013
1 | 3600 | 707 | 0.035 | 15 | 15 | 7 | 4.217e-11 | 0 | CO2 | Porous | Wet | R245fa | MinimizeLCOE_Brownfield | IgnoreSilica | 111.7996 | 17.5532 | 1.8269 | 4 | 6364.2179 | 10776.1353 | 129.7432 | 219.6861 | 87.3003 | 9.9342 | 8436496109.0849 | 4221418.782 | 0 | 3904918.5855 | 0 | 0 | 0 | 1254203.4519 | 3658410.9196 | 9518434.7695 | 6496527.3144 | 29053913.8229 | 3144235.0165 | 14308154.1186 | 14308154.1186 | 11772186.6032 | 6159593.5296 | 0 | 46506302.958 | 78746237.2094 | 42169.6503 | 7.3075 | 6364.2179 | 10776.1353 | 129.7432 | 219.6861
1 | 3600 | 707 | 0.035 | 15 | 15 | 7 | 5.6234e-11 | 0 | CO2 | Porous | Wet | R245fa | MinimizeLCOE_Brownfield | IgnoreSilica | 117.1346 | 18.4376 | 1.9412 | 4 | 6072.124 | 10224.2007 | 123.7885 | 208.4342 | 86.9192 | 9.8299 | 8546026361.1951 | 4341937.5812 | 0 | 4055778.9564 | 0 | 0 | 0 | 1190222.0924 | 3739296.0657 | 9728881.3279 | 6640161.4148 | 29696277.4386 | 3144235.0165 | 14308154.1186 | 14308154.1186 | 11772186.6032 | 6159593.5296 | 0 | 47148666.5736 | 79388600.8251 | 56234.1325 | 7.7648 | 6072.124 | 10224.2007 | 123.7885 | 208.4342
1 | 3600 | 707 | 0.035 | 15 | 15 | 7 | 7.4989e-11 | 0 | CO2 | Porous | Wet | R245fa | MinimizeLCOE_Brownfield | IgnoreSilica | 121.3346 | 19.1364 | 2.0333 | 4 | 5853.2661 | 9817.2659 | 119.3267 | 200.1382 | 86.598 | 9.7437 | 8621498026.051 | 4433324.3004 | 0 | 4173608.3796 | 0 | 0 | 0 | 1128561.3434 | 3796842.6692 | 9878605.7856 | 6742351.4337 | 30153293.912 | 3144235.0165 | 14308154.1186 | 14308154.1186 | 11772186.6032 | 6159593.5296 | 0 | 47605683.047 | 79845617.2984 | 74989.4209 | 8.1332 | 5853.2661 | 9817.2659 | 119.3267 | 200.1382
1 | 3600 | 707 | 0.035 | 15 | 15 | 7 | 1e-10 | 0 | CO2 | Porous | Wet | R245fa | MinimizeLCOE_Brownfield | IgnoreSilica | 124.5964 | 19.6807 | 2.1061 | 4 | 5689.1715 | 9516.078 | 115.9815 | 193.9981 | 86.3356 | 9.6744 | 8671852680.2793 | 4502156.1214 | 0 | 4264570.3735 | 0 | 0 | 0 | 1073047.171 | 3837511.7297 | 9984418.3388 | 6814570.6755 | 30476274.4099 | 3144235.0165 | 14308154.1186 | 14308154.1186 | 11772186.6032 | 6159593.5296 | 0 | 47928663.545 | 80168597.7964 | 100000 | 8.4245 | 5689.1715 | 9516.078 | 115.9815 | 193.9981
1 | 3600 | 707 | 0.035 | 15 | 15 | 7 | 1.3335e-10 | 0 | CO2 | Porous | Wet | R245fa | MinimizeLCOE_Brownfield | IgnoreSilica | 127.1003 | 20.0995 | 2.1629 | 4 | 5566.069 | 9292.516 | 113.4718 | 189.4405 | 86.1263 | 9.6198 | 8710687909.9484 | 4553711.5317 | 0 | 4334078.6289 | 0 | 0 | 0 | 1025288.8798 | 3866100.8257 | 10058801.3022 | 6865338.5765 | 30703319.7448 | 3144235.0165 | 14308154.1186 | 14308154.1186 | 11772186.6032 | 6159593.5296 | 0 | 48155708.8799 | 80395643.1313 | 133352.1432 | 8.6517 | 5566.069 | 9292.516 | 113.4718 | 189.4405
1 | 3600 | 707 | 0.035 | 15 | 15 | 7 | 1.7783e-10 | 0 | CO2 | Porous | Wet | R245fa | MinimizeLCOE_Brownfield | IgnoreSilica | 129.054 | 20.4285 | 2.2075 | 4 | 5471.9143 | 9123.111 | 111.5524 | 185.987 | 85.9504 | 9.5729 | 8735953846.3015 | 4592629.0605 | 0 | 4388479.0923 | 0 | 0 | 0 | 983983.6647 | 3886385.8088 | 10111578.6672 | 6901360.2125 | 30864416.506 | 3144235.0165 | 14308154.1186 | 14308154.1186 | 11772186.6032 | 6159593.5296 | 0 | 48316805.6411 | 80556739.8925 | 177827.941 | 8.83 | 5471.9143 | 9123.111 | 111.5524 | 185.987
1 | 3600 | 707 | 0.035 | 15 | 15 | 7 | 2.3714e-10 | 0 | CO2 | Porous | Wet | R245fa | MinimizeLCOE_Brownfield | IgnoreSilica | 130.6281 | 20.6907 | 2.2421 | 4 | 5402.7006 | 8997.4926 | 110.1414 | 183.4261 | 85.8125 | 9.5375 | 8733443226.4112 | 4623947.5171 | 0 | 4431901.0555 | 0 | 0 | 0 | 953598.3857 | 3903684.3137 | 10156585.8286 | 6932078.525 | 31001795.6257 | 3144235.0165 | 14308154.1186 | 14308154.1186 | 11772186.6032 | 6159593.5296 | 0 | 48454184.7607 | 80694119.0122 | 237137.3706 | 8.9685 | 5402.7006 | 8997.4926 | 110.1414 | 183.4261
1 | 3600 | 707 | 0.035 | 15 | 15 | 7 | 3.1623e-10 | 0 | CO2 | Porous | Wet | R245fa | MinimizeLCOE_Brownfield | IgnoreSilica | 132.3673 | 20.9731 | 2.2733 | 4 | 5350.8715 | 8896.4208 | 109.0848 | 181.3656 | 85.6574 | 9.4977 | 7842711598.1104 | 4658049.194 | 0 | 4479804.5481 | 0 | 0 | 0 | 936706.8709 | 3929078.6391 | 10222656.654 | 6977173.2209 | 31203469.127 | 3144235.0165 | 14308154.1186 | 14308154.1186 | 11772186.6032 | 6159593.5296 | 0 | 48655858.2621 | 80895792.5135 | 316227.766 | 9.0931 | 5350.8715 | 8896.4208 | 109.0848 | 181.3656
1 | 3600 | 707 | 0.035 | 15 | 15 | 7 | 4.217e-10 | 0 | CO2 | Porous | Wet | R245fa | MinimizeLCOE_Brownfield | IgnoreSilica | 132.4186 | 20.9935 | 2.2859 | 4 | 5311.7436 | 8837.6836 | 108.2871 | 180.1681 | 85.6521 | 9.4967 | 8784531390.2006 | 4659017.6839 | 0 | 4481140.0474 | 0 | 0 | 0 | 906257.0275 | 3918101.756 | 10194097.0558 | 6957680.7083 | 31116294.2789 | 3144235.0165 | 14308154.1186 | 14308154.1186 | 11772186.6032 | 6159593.5296 | 0 | 48568683.414 | 80808617.6654 | 421696.5034 | 9.1436 | 5311.7436 | 8837.6836 | 108.2871 | 180.1681
1 | 3600 | 707 | 0.035 | 15 | 15 | 7 | 5.6234e-10 | 0 | CO2 | Porous | Wet | R245fa | MinimizeLCOE_Brownfield | IgnoreSilica | 133.0519 | 21.0999 | 2.3007 | 4 | 5282.4765 | 8785.8 | 107.6904 | 179.1104 | 85.5946 | 9.482 | 8790847986.6391 | 4671284.0955 | 0 | 4498528.6644 | 0 | 0 | 0 | 890876.4184 | 3923668.7795 | 10208581.3092 | 6967566.5089 | 31160505.776 | 3144235.0165 | 14308154.1186 | 14308154.1186 | 11772186.6032 | 6159593.5296 | 0 | 48612894.911 | 80852829.1625 | 562341.3252 | 9.2027 | 5282.4765 | 8785.8 | 107.6904 | 179.1104
1 | 3600 | 707 | 0.035 | 15 | 15 | 7 | 7.4989e-10 | 0 | CO2 | Porous | Wet | R245fa | MinimizeLCOE_Brownfield | IgnoreSilica | 133.5124 | 21.1775 | 2.3117 | 4 | 5260.5146 | 8747.1712 | 107.2427 | 178.3229 | 85.5524 | 9.4714 | 8798822856.314 | 4680156.3698 | 0 | 4511159.8286 | 0 | 0 | 0 | 878834.4167 | 3927358.7399 | 10218181.8291 | 6974119.061 | 31189810.2449 | 3144235.0165 | 14308154.1186 | 14308154.1186 | 11772186.6032 | 6159593.5296 | 0 | 48642199.38 | 80882133.6314 | 749894.2093 | 9.2467 | 5260.5146 | 8747.1712 | 107.2427 | 178.3229
1 | 3600 | 707 | 0.035 | 15 | 15 | 7 | 1e-09 | 0 | CO2 | Porous | Wet | R245fa | MinimizeLCOE_Brownfield | IgnoreSilica | 133.8756 | 21.2385 | 2.3201 | 4 | 5244.0365 | 8718.0129 | 106.9068 | 177.7285 | 85.5191 | 9.4629 | 8800352194.7852 | 4687128.3397 | 0 | 4521119.009 | 0 | 0 | 0 | 869853.0903 | 3930459.1712 | 10226248.5154 | 6979624.7402 | 31214432.8658 | 3144235.0165 | 14308154.1186 | 14308154.1186 | 11772186.6032 | 6159593.5296 | 0 | 48666822.0008 | 80906756.2523 | 1000000 | 9.2804 | 5244.0365 | 8718.0129 | 106.9068 | 177.7285
1 | 3600 | 707 | 0.035 | 15 | 15 | 7 | 1.3335e-09 | 0 | CO2 | Porous | Wet | R245fa | MinimizeLCOE_Brownfield | IgnoreSilica | 134.136 | 21.2824 | 2.3263 | 4 | 5231.6742 | 8696.3312 | 106.6548 | 177.2865 | 85.495 | 9.4568 | 8805690860.6428 | 4692111.7337 | 0 | 4528254.9897 | 0 | 0 | 0 | 862857.9436 | 3932457.6201 | 10231448.0696 | 6983173.5427 | 31230303.8994 | 3144235.0165 | 14308154.1186 | 14308154.1186 | 11772186.6032 | 6159593.5296 | 0 | 48682693.0345 | 80922627.2859 | 1333521.4322 | 9.3054 | 5231.6742 | 8696.3312 | 106.6548 | 177.2865
1 | 3600 | 707 | 0.035 | 15 | 15 | 7 | 1.7783e-09 | 0 | CO2 | Porous | Wet | R245fa | MinimizeLCOE_Brownfield | IgnoreSilica | 133.7 | 21.2187 | 2.3254 | 4 | 5222.4859 | 8688.5021 | 106.4674 | 177.1269 | 85.5347 | 9.4671 | 8961816475.778 | 4683735.5258 | 0 | 4516244.3831 | 0 | 0 | 0 | 849486.1134 | 3919291.7487 | 10197193.1729 | 6959793.8719 | 31125744.8159 | 3144235.0165 | 14308154.1186 | 14308154.1186 | 11772186.6032 | 6159593.5296 | 0 | 48578133.9509 | 80818068.2023 | 1778279.41 | 9.3017 | 5222.4859 | 8688.5021 | 106.4674 | 177.1269
1 | 3600 | 707 | 0.035 | 15 | 15 | 7 | 2.3714e-09 | 0 | CO2 | Porous | Wet | R245fa | MinimizeLCOE_Brownfield | IgnoreSilica | 133.6218 | 21.209 | 2.3269 | 4 | 5215.6016 | 8679.3723 | 106.3271 | 176.9407 | 85.5417 | 9.469 | 8851686210.1405 | 4682225.1962 | 0 | 4514078.5883 | 0 | 0 | 0 | 842642.3035 | 3915188.9743 | 10186518.5955 | 6952508.2535 | 31093161.9114 | 3144235.0165 | 14308154.1186 | 14308154.1186 | 11772186.6032 | 6159593.5296 | 0 | 48545551.0465 | 80785485.2979 | 2371373.7057 | 9.3078 | 5215.6016 | 8679.3723 | 106.3271 | 176.9407
1 | 3600 | 707 | 0.035 | 15 | 15 | 7 | 3.1623e-09 | 0 | CO2 | Porous | Wet | R245fa | MinimizeLCOE_Brownfield | IgnoreSilica | 134.146 | 21.291 | 2.3333 | 4 | 5210.2698 | 8664.6112 | 106.2184 | 176.6398 | 85.4937 | 9.4567 | 8847636436.6913 | 4692284.9548 | 0 | 4528486.4111 | 0 | 0 | 0 | 844892.1683 | 3925608.7783 | 10213628.7881 | 6971011.517 | 31175912.6177 | 3144235.0165 | 14308154.1186 | 14308154.1186 | 11772186.6032 | 6159593.5296 | 0 | 48628301.7527 | 80868236.0042 | 3162277.6602 | 9.3332 | 5210.2698 | 8664.6112 | 106.2184 | 176.6398
1 | 3600 | 707 | 0.035 | 15 | 15 | 7 | 4.217e-09 | 0 | CO2 | Porous | Wet | R245fa | MinimizeLCOE_Brownfield | IgnoreSilica | 134.5445 | 21.3533 | 2.3381 | 4 | 5206.318 | 8653.5821 | 106.1378 | 176.415 | 85.457 | 9.4473 | 8818525707.9319 | 4699898.6018 | 0 | 4539430.8909 | 0 | 0 | 0 | 846634.7201 | 3933526.043 | 10234227.8867 | 6985070.825 | 31238788.9675 | 3144235.0165 | 14308154.1186 | 14308154.1186 | 11772186.6032 | 6159593.5296 | 0 | 48691178.1025 | 80931112.354 | 4216965.0343 | 9.3523 | 5206.318 | 8653.5821 | 106.1378 | 176.415
1 | 3600 | 707 | 0.035 | 15 | 15 | 7 | 5.6234e-09 | 0 | CO2 | Porous | Wet | R245fa | MinimizeLCOE_Brownfield | IgnoreSilica | 134.7427 | 21.3846 | 2.3408 | 4 | 5203.3793 | 8646.6741 | 106.0779 | 176.2741 | 85.4387 | 9.4426 | 8813582007.971 | 4703675.6018 | 0 | 4544872.4904 | 0 | 0 | 0 | 846654.8981 | 3937129.1662 | 10243602.4742 | 6991469.1737 | 31267403.8044 | 3144235.0165 | 14308154.1186 | 14308154.1186 | 11772186.6032 | 6159593.5296 | 0 | 48719792.9395 | 80959727.1909 | 5623413.2519 | 9.3631 | 5203.3793 | 8646.6741 | 106.0779 | 176.2741
1 | 3600 | 707 | 0.035 | 15 | 15 | 7 | 7.4989e-09 | 0 | CO2 | Porous | Wet | R245fa | MinimizeLCOE_Brownfield | IgnoreSilica | 134.7887 | 21.3924 | 2.3419 | 4 | 5201.1784 | 8642.834 | 106.0331 | 176.1959 | 85.4344 | 9.4415 | 8814474179.8336 | 4704548.5829 | 0 | 4546130.276 | 0 | 0 | 0 | 845359.1238 | 3937454.8132 | 10244449.741 | 6992047.4506 | 31269989.9876 | 3144235.0165 | 14308154.1186 | 14308154.1186 | 11772186.6032 | 6159593.5296 | 0 | 48722379.1227 | 80962313.3741 | 7498942.0933 | 9.3676 | 5201.1784 | 8642.834 | 106.0331 | 176.1959
1 | 3600 | 707 | 0.035 | 15 | 15 | 7 | 1e-08 | 0 | CO2 | Porous | Wet | R245fa | MinimizeLCOE_Brownfield | IgnoreSilica | 133.7 | 21.2262 | 2.3327 | 4 | 5199.7931 | 8655.016 | 106.0048 | 176.4442 | 85.5342 | 9.4672 | 9041662745.0413 | 4683715.301 | 0 | 4516196.9756 | 0 | 0 | 0 | 830184.1388 | 3911737.602 | 10177538.8328 | 6946379.3809 | 31065752.2312 | 3144235.0165 | 14308154.1186 | 14308154.1186 | 11772186.6032 | 6159593.5296 | 0 | 48518141.3662 | 80758075.6177 | 10000000 | 9.3308 | 5199.7931 | 8655.016 | 106.0048 | 176.4442
1 | 3700 | 707 | 0.035 | 15 | 15 | 7 | 1e-13 | 0 | CO2 | Porous | Wet | R245fa | MinimizeLCOE_Brownfield | IgnoreSilica | 0.98802 | 0.01086 | 0.0014118 | 4 | 3308863.4995 | 9187273.0558 | 67455.658 | 187294.9879 | 58.1498 | 9.1368 | 129715597.0205 | 99696.618 | 0 | 47313.232 | 0 | 0 | 0 | 94719.2122 | 94274.3343 | 245282.4795 | 167410.3323 | 748696.2083 | 3144235.0165 | 14792674.8026 | 14792674.8026 | 12077081.6056 | 6326428.6422 | 0 | 18685606.0274 | 51881791.0777 | 100 | 0.0056471 | 3308863.4995 | 9187273.0558 | 67455.658 | 187294.9879
1 | 3700 | 707 | 0.035 | 15 | 15 | 7 | 1.3335e-13 | 0 | CO2 | Porous | Wet | R245fa | MinimizeLCOE_Brownfield | IgnoreSilica | 1.4633 | 0.058988 | 0.0043185 | 4 | 1102567.5751 | 3024290.3143 | 22477.3314 | 61654.2487 | 65.6978 | 9.7505 | 184110211.0188 | 148693.5044 | 0 | 79531.5322 | 0 | 0 | 0 | 129847.4333 | 139648.2633 | 363336.1352 | 247984.3781 | 1109041.2464 | 3144235.0165 | 14792674.8026 | 14792674.8026 | 12077081.6056 | 6326428.6422 | 0 | 19045951.0655 | 52242136.1159 | 133.3521 | 0.017274 | 1102567.5751 | 3024290.3143 | 22477.3314 | 61654.2487
1 | 3700 | 707 | 0.035 | 15 | 15 | 7 | 1.7783e-13 | 0 | CO2 | Porous | Wet | R245fa | MinimizeLCOE_Brownfield | IgnoreSilica | 2.041 | 0.1294 | 0.009043 | 4 | 537740.0568 | 1455474.2452 | 10962.5584 | 29671.8112 | 71.4182 | 10.1695 | 283462122.9538 | 204816.8053 | 0 | 117190.7098 | 0 | 0 | 0 | 166866.6471 | 190660.9233 | 496060.6125 | 338571.561 | 1514167.2591 | 3144235.0165 | 14792674.8026 | 14792674.8026 | 12077081.6056 | 6326428.6422 | 0 | 19451077.0782 | 52647262.1286 | 177.8279 | 0.036172 | 537740.0568 | 1455474.2452 | 10962.5584 | 29671.8112
1 | 3700 | 707 | 0.035 | 15 | 15 | 7 | 2.3714e-13 | 0 | CO2 | Porous | Wet | R245fa | MinimizeLCOE_Brownfield | IgnoreSilica | 2.7204 | 0.22225 | 0.016034 | 4 | 310034.3897 | 827628.628 | 6320.4704 | 16872.329 | 75.7516 | 10.4589 | 388904036.3311 | 266352.5807 | 0 | 159366.038 | 0 | 0 | 0 | 203003.7544 | 245201.7255 | 637964.5919 | 435423.9428 | 1947312.6332 | 3144235.0165 | 14792674.8026 | 14792674.8026 | 12077081.6056 | 6326428.6422 | 0 | 19884222.4524 | 53080407.5027 | 237.1374 | 0.064136 | 310034.3897 | 827628.628 | 6320.4704 | 16872.329
1 | 3700 | 707 | 0.035 | 15 | 15 | 7 | 3.1623e-13 | 0 | CO2 | Porous | Wet | R245fa | MinimizeLCOE_Brownfield | IgnoreSilica | 3.7144 | 0.36249 | 0.02607 | 4 | 196447.5973 | 514784.2955 | 4004.85 | 10494.5742 | 79.7686 | 10.7087 | 881820159.5653 | 349549.9569 | 0 | 217719.3152 | 0 | 0 | 0 | 255610.2952 | 320923.0312 | 834975.8969 | 569888.2067 | 2548666.7021 | 3144235.0165 | 14792674.8026 | 14792674.8026 | 12077081.6056 | 6326428.6422 | 0 | 20485576.5212 | 53681761.5715 | 316.2278 | 0.10428 | 196447.5973 | 514784.2955 | 4004.85 | 10494.5742
1 | 3700 | 707 | 0.035 | 15 | 15 | 7 | 4.217e-13 | 0 | CO2 | Porous | Wet | R245fa | MinimizeLCOE_Brownfield | IgnoreSilica | 4.9324 | 0.54301 | 0.039923 | 4 | 132468.3772 | 340344.6086 | 2700.547 | 6938.3852 | 82.8054 | 10.8823 | 1189250018.3488 | 443189.1333 | 0 | 285149.6425 | 0 | 0 | 0 | 310400.5578 | 405108.3401 | 1054008.8018 | 719382.6649 | 3217239.1404 | 3144235.0165 | 14792674.8026 | 14792674.8026 | 12077081.6056 | 6326428.6422 | 0 | 21154148.9595 | 54350334.0099 | 421.6965 | 0.15969 | 132468.3772 | 340344.6086 | 2700.547 | 6938.3852
1 | 3700 | 707 | 0.035 | 15 | 15 | 7 | 5.6234e-13 | 0 | CO2 | Porous | Wet | R245fa | MinimizeLCOE_Brownfield | IgnoreSilica | 6.4741 | 0.77743 | 0.058725 | 4 | 93360.024 | 234680.014 | 1903.2704 | 4784.2695 | 85.2014 | 11.0113 | 1630403747.7854 | 552332.247 | 0 | 365765.8633 | 0 | 0 | 0 | 371250.2002 | 502845.8411 | 1308301.7307 | 892942.8141 | 3993438.6966 | 3144235.0165 | 14792674.8026 | 14792674.8026 | 12077081.6056 | 6326428.6422 | 0 | 21930348.5157 | 55126533.5661 | 562.3413 | 0.2349 | 93360.024 | 234680.014 | 1903.2704 | 4784.2695
1 | 3700 | 707 | 0.035 | 15 | 15 | 7 | 7.4989e-13 | 0 | CO2 | Porous | Wet | R245fa | MinimizeLCOE_Brownfield | IgnoreSilica | 8.4692 | 1.0849 | 0.084003 | 4 | 68029.1455 | 166824.372 | 1386.8661 | 3400.9405 | 87.1236 | 11.1093 | 2068530240.4624 | 682495.7947 | 0 | 464386.2825 | 0 | 0 | 0 | 442126.9915 | 619713.5368 | 1612367.5021 | 1100473.951 | 4921564.0586 | 3144235.0165 | 14792674.8026 | 14792674.8026 | 12077081.6056 | 6326428.6422 | 0 | 22858473.8777 | 56054658.9281 | 749.8942 | 0.33601 | 68029.1455 | 166824.372 | 1386.8661 | 3400.9405
1 | 3700 | 707 | 0.035 | 15 | 15 | 7 | 1e-12 | 0 | CO2 | Porous | Wet | R245fa | MinimizeLCOE_Brownfield | IgnoreSilica | 11.0297 | 1.4833 | 0.11766 | 4 | 50903.5293 | 121435.061 | 1037.7373 | 2475.618 | 88.6395 | 11.1822 | 2544167881.6721 | 836533.253 | 0 | 584104.4427 | 0 | 0 | 0 | 523410.8236 | 758178.9225 | 1972626.0325 | 1346357.8006 | 6021211.2748 | 3144235.0165 | 14792674.8026 | 14792674.8026 | 12077081.6056 | 6326428.6422 | 0 | 23958121.094 | 57154306.1443 | 1000 | 0.47066 | 50903.5293 | 121435.061 | 1037.7373 | 2475.618
1 | 3700 | 707 | 0.035 | 15 | 15 | 7 | 1.3335e-12 | 0 | CO2 | Porous | Wet | R245fa | MinimizeLCOE_Brownfield | IgnoreSilica | 14.2823 | 1.993 | 0.16209 | 4 | 38940.8087 | 90141.6689 | 793.8611 | 1837.6598 | 89.8157 | 11.2341 | 3082886346.3258 | 1017239.739 | 0 | 728142.6451 | 0 | 0 | 0 | 614916.8043 | 920516.6835 | 2394995.5864 | 1634633.7 | 7310445.1582 | 3144235.0165 | 14792674.8026 | 14792674.8026 | 12077081.6056 | 6326428.6422 | 0 | 25247354.9773 | 58443540.0276 | 1333.5214 | 0.64835 | 38940.8087 | 90141.6689 | 793.8611 | 1837.6598
1 | 3700 | 707 | 0.035 | 15 | 15 | 7 | 1.7783e-12 | 0 | CO2 | Porous | Wet | R245fa | MinimizeLCOE_Brownfield | IgnoreSilica | 18.389 | 2.6402 | 0.22022 | 4 | 30368.8341 | 68053.6987 | 619.1098 | 1387.3667 | 90.7162 | 11.2679 | 3672643443.6637 | 1228301.0864 | 0 | 900652.9888 | 0 | 0 | 0 | 717007.2482 | 1109924.9161 | 2887796.9548 | 1970980.76 | 8814663.9543 | 3144235.0165 | 14792674.8026 | 14792674.8026 | 12077081.6056 | 6326428.6422 | 0 | 26751573.7734 | 59947758.8238 | 1778.2794 | 0.88089 | 30368.8341 | 68053.6987 | 619.1098 | 1387.3667
1 | 3700 | 707 | 0.035 | 15 | 15 | 7 | 2.3714e-12 | 0 | CO2 | Porous | Wet | R245fa | MinimizeLCOE_Brownfield | IgnoreSilica | 23.5512 | 3.4572 | 0.29564 | 4 | 24102.0744 | 52173.5673 | 491.3534 | 1063.6287 | 91.3909 | 11.2846 | 4282136664.0826 | 1474068.8753 | 0 | 1106673.5019 | 0 | 0 | 0 | 830410.4016 | 1330349.5837 | 3461296.7246 | 2362406.1371 | 10565205.2242 | 3144235.0165 | 14792674.8026 | 14792674.8026 | 12077081.6056 | 6326428.6422 | 0 | 28502115.0433 | 61698300.0936 | 2371.3737 | 1.1826 | 24102.0744 | 52173.5673 | 491.3534 | 1063.6287
1 | 3700 | 707 | 0.035 | 15 | 15 | 7 | 3.1623e-12 | 0 | CO2 | Porous | Wet | R245fa | MinimizeLCOE_Brownfield | IgnoreSilica | 29.9313 | 4.4716 | 0.39212 | 4 | 19448.0536 | 40612.8799 | 396.4749 | 827.9485 | 91.8692 | 11.283 | 4927527856.9166 | 1755802.0247 | 0 | 1349037.401 | 0 | 0 | 0 | 952492.4914 | 1582359.4477 | 4116974.6964 | 2809919.8256 | 12566585.8869 | 3144235.0165 | 14792674.8026 | 14792674.8026 | 12077081.6056 | 6326428.6422 | 0 | 30503495.706 | 63699680.7563 | 3162.2777 | 1.5685 | 19448.0536 | 40612.8799 | 396.4749 | 827.9485
1 | 3700 | 707 | 0.035 | 15 | 15 | 7 | 4.217e-12 | 0 | CO2 | Porous | Wet | R245fa | MinimizeLCOE_Brownfield | IgnoreSilica | 37.6728 | 5.7089 | 0.51344 | 4 | 15945.3871 | 32109.1561 | 325.0683 | 654.5886 | 92.1662 | 11.257 | 5569237365.0894 | 2073077.992 | 0 | 1629746.237 | 0 | 0 | 0 | 1079081.7433 | 1864943.3292 | 4852199.9901 | 3311726.196 | 14810775.4877 | 3144235.0165 | 14792674.8026 | 14792674.8026 | 12077081.6056 | 6326428.6422 | 0 | 32747685.3069 | 65943870.3572 | 4216.965 | 2.0537 | 15945.3871 | 32109.1561 | 325.0683 | 654.5886
1 | 3700 | 707 | 0.035 | 15 | 15 | 7 | 5.6234e-12 | 0 | CO2 | Porous | Wet | R245fa | MinimizeLCOE_Brownfield | IgnoreSilica | 46.7862 | 7.1729 | 0.66161 | 4 | 13296.6982 | 25840.3357 | 271.0712 | 526.7902 | 92.3028 | 11.2091 | 6204601052.1699 | 2420470.7673 | 0 | 1945887.8996 | 0 | 0 | 0 | 1203807.5515 | 2172364.8252 | 5652047.6618 | 3857638.6671 | 17252217.3724 | 3144235.0165 | 14792674.8026 | 14792674.8026 | 12077081.6056 | 6326428.6422 | 0 | 35189127.1916 | 68385312.2419 | 5623.4133 | 2.6465 | 13296.6982 | 25840.3357 | 271.0712 | 526.7902
1 | 3700 | 707 | 0.035 | 15 | 15 | 7 | 7.4989e-12 | 0 | CO2 | Porous | Wet | R245fa | MinimizeLCOE_Brownfield | IgnoreSilica | 57.1003 | 8.8406 | 0.83618 | 4 | 11281.7596 | 21206.6646 | 229.9939 | 432.3265 | 92.2771 | 11.1322 | 6809834256.1398 | 2786345.7333 | 0 | 2289635.3243 | 0 | 0 | 0 | 1316002.8334 | 2492873.7175 | 6485946.0542 | 4426791.4548 | 19797595.1175 | 3144235.0165 | 14792674.8026 | 14792674.8026 | 12077081.6056 | 6326428.6422 | 0 | 37734504.9366 | 70930689.987 | 7498.9421 | 3.3447 | 11281.7596 | 21206.6646 | 229.9939 | 432.3265
1 | 3700 | 707 | 0.035 | 15 | 15 | 7 | 1e-11 | 0 | CO2 | Porous | Wet | R245fa | MinimizeLCOE_Brownfield | IgnoreSilica | 68.1527 | 10.6409 | 1.0318 | 4 | 9749.1779 | 17792.7928 | 198.7502 | 362.7301 | 92.0947 | 11.0255 | 7355469432.8421 | 3151553.9585 | 0 | 2645117.4793 | 0 | 0 | 0 | 1402665.6723 | 2807741.4729 | 7305167.3656 | 4985926.8332 | 22298172.7819 | 3144235.0165 | 14792674.8026 | 14792674.8026 | 12077081.6056 | 6326428.6422 | 0 | 40235082.601 | 73431267.6514 | 10000 | 4.127 | 9749.1779 | 17792.7928 | 198.7502 | 362.7301
1 | 3700 | 707 | 0.035 | 15 | 15 | 7 | 1.3335e-11 | 0 | CO2 | Porous | Wet | R245fa | MinimizeLCOE_Brownfield | IgnoreSilica | 79.2586 | 12.4647 | 1.2379 | 4 | 8587.6067 | 15291.5142 | 175.07 | 311.7382 | 91.7742 | 10.8935 | 7823955393.059 | 3493850.0187 | 0 | 2991529.2722 | 0 | 0 | 0 | 1452916.0971 | 3095935.2013 | 8054988.3301 | 5497695.0488 | 24586913.9681 | 3144235.0165 | 14792674.8026 | 14792674.8026 | 12077081.6056 | 6326428.6422 | 0 | 42523823.7872 | 75720008.8375 | 13335.2143 | 4.9518 | 8587.6067 | 15291.5142 | 175.07 | 311.7382
1 | 3700 | 707 | 0.035 | 15 | 15 | 7 | 1.7783e-11 | 0 | CO2 | Porous | Wet | R245fa | MinimizeLCOE_Brownfield | IgnoreSilica | 89.7534 | 14.2017 | 1.4421 | 4 | 7711.503 | 13466.3129 | 157.2094 | 274.529 | 91.353 | 10.7462 | 8198743713.5244 | 3796238.4088 | 0 | 3310560.3298 | 0 | 0 | 0 | 1464120.7717 | 3342658.609 | 8696912.0271 | 5935821.1622 | 26546311.3086 | 3144235.0165 | 14792674.8026 | 14792674.8026 | 12077081.6056 | 6326428.6422 | 0 | 44483221.1277 | 77679406.1781 | 17782.7941 | 5.7684 | 7711.503 | 13466.3129 | 157.2094 | 274.529
1 | 3700 | 707 | 0.035 | 15 | 15 | 7 | 2.3714e-11 | 0 | CO2 | Porous | Wet | R245fa | MinimizeLCOE_Brownfield | IgnoreSilica | 99.1077 | 15.7615 | 1.6324 | 4 | 7053.449 | 12137.331 | 143.7941 | 247.4359 | 90.8821 | 10.5962 | 8487491786.2134 | 4049178.0339 | 0 | 3589019.3306 | 0 | 0 | 0 | 1440794.9246 | 3540806.9928 | 9212453.4758 | 6287688.7942 | 28119941.5518 | 3144235.0165 | 14792674.8026 | 14792674.8026 | 12077081.6056 | 6326428.6422 | 0 | 46056851.3709 | 79253036.4213 | 23713.7371 | 6.5297 | 7053.449 | 12137.331 | 143.7941 | 247.4359
1 | 3700 | 707 | 0.035 | 15 | 15 | 7 | 3.1623e-11 | 0 | CO2 | Porous | Wet | R245fa | MinimizeLCOE_Brownfield | IgnoreSilica | 107.1197 | 17.1072 | 1.8017 | 4 | 6558.5923 | 11164.758 | 133.7058 | 227.6087 | 90.4006 | 10.4507 | 8696798155.2728 | 4253188.1603 | 0 | 3823834.2774 | 0 | 0 | 0 | 1392729.232 | 3693203.1512 | 9608957.0193 | 6558310.61 | 29330222.4503 | 3144235.0165 | 14792674.8026 | 14792674.8026 | 12077081.6056 | 6326428.6422 | 0 | 47267132.2695 | 80463317.3198 | 31622.7766 | 7.2069 | 6558.5923 | 11164.758 | 133.7058 | 227.6087
1 | 3700 | 707 | 0.035 | 15 | 15 | 7 | 4.217e-11 | 0 | CO2 | Porous | Wet | R245fa | MinimizeLCOE_Brownfield | IgnoreSilica | 113.6755 | 18.2132 | 1.9451 | 4 | 6189.8838 | 10456.5773 | 126.1892 | 213.1715 | 89.963 | 10.3248 | 8848147726.2648 | 4412089.5947 | 0 | 4013239.8908 | 0 | 0 | 0 | 1332439.7078 | 3805529.9854 | 9901208.4004 | 6757778.1828 | 30222285.7619 | 3144235.0165 | 14792674.8026 | 14792674.8026 | 12077081.6056 | 6326428.6422 | 0 | 48159195.581 | 81355380.6314 | 42169.6503 | 7.7803 | 6189.8838 | 10456.5773 | 126.1892 | 213.1715
1 | 3700 | 707 | 0.035 | 15 | 15 | 7 | 5.6234e-11 | 0 | CO2 | Porous | Wet | R245fa | MinimizeLCOE_Brownfield | IgnoreSilica | 119.4024 | 19.1769 | 2.0674 | 4 | 5913.3475 | 9927.6097 | 120.5516 | 202.3878 | 89.5439 | 10.2077 | 8878791066.5641 | 4544713.1686 | 0 | 4175828.488 | 0 | 0 | 0 | 1276662.3919 | 3898909.579 | 10144162.9481 | 6923599.6538 | 30963876.2295 | 3144235.0165 | 14792674.8026 | 14792674.8026 | 12077081.6056 | 6326428.6422 | 0 | 48900786.0486 | 82096971.099 | 56234.1325 | 8.2696 | 5913.3475 | 9927.6097 | 120.5516 | 202.3878
1 | 3700 | 707 | 0.035 | 15 | 15 | 7 | 7.4989e-11 | 0 | CO2 | Porous | Wet | R245fa | MinimizeLCOE_Brownfield | IgnoreSilica | 123.5512 | 19.8824 | 2.1626 | 4 | 5705.6669 | 9543.2624 | 116.3177 | 194.5523 | 89.2182 | 10.1186 | 8950547408.6234 | 4637138.5731 | 0 | 4291509.0596 | 0 | 0 | 0 | 1215362.3426 | 3956163.8904 | 10293126.9219 | 7025270.6268 | 31418571.4144 | 3144235.0165 | 14792674.8026 | 14792674.8026 | 12077081.6056 | 6326428.6422 | 0 | 49355481.2335 | 82551666.2839 | 74989.4209 | 8.6503 | 5705.6669 | 9543.2624 | 116.3177 | 194.5523
1 | 3700 | 707 | 0.035 | 15 | 15 | 7 | 1e-10 | 0 | CO2 | Porous | Wet | R245fa | MinimizeLCOE_Brownfield | IgnoreSilica | 126.7714 | 20.4315 | 2.2377 | 4 | 5550.0387 | 9258.7626 | 113.145 | 188.7524 | 88.9525 | 10.0471 | 9000235913.0474 | 4706742.5364 | 0 | 4380757.5837 | 0 | 0 | 0 | 1160477.4155 | 3996711.2389 | 10398622.8054 | 7097273.735 | 31740585.3148 | 3144235.0165 | 14792674.8026 | 14792674.8026 | 12077081.6056 | 6326428.6422 | 0 | 49677495.1339 | 82873680.1843 | 100000 | 8.9508 | 5550.0387 | 9258.7626 | 113.145 | 188.7524
1 | 3700 | 707 | 0.035 | 15 | 15 | 7 | 1.3335e-10 | 0 | CO2 | Porous | Wet | R245fa | MinimizeLCOE_Brownfield | IgnoreSilica | 129.2586 | 20.8564 | 2.2964 | 4 | 5433.3486 | 9047.3456 | 110.7662 | 184.4424 | 88.7394 | 9.9904 | 9032333398.849 | 4759221.3517 | 0 | 4449384.9828 | 0 | 0 | 0 | 1113711.683 | 4025704.0268 | 10474056.0924 | 7148758.5034 | 31970836.6402 | 3144235.0165 | 14792674.8026 | 14792674.8026 | 12077081.6056 | 6326428.6422 | 0 | 49907746.4593 | 83103931.5096 | 133352.1432 | 9.1854 | 5433.3486 | 9047.3456 | 110.7662 | 184.4424
1 | 3700 | 707 | 0.035 | 15 | 15 | 7 | 1.7783e-10 | 0 | CO2 | Porous | Wet | R245fa | MinimizeLCOE_Brownfield | IgnoreSilica | 131.1345 | 21.1778 | 2.3414 | 4 | 5345.8212 | 8890.3017 | 108.9818 | 181.2408 | 88.5742 | 9.9467 | 9059334836.7735 | 4798052.7418 | 0 | 4500968.2955 | 0 | 0 | 0 | 1074656.5636 | 4045734.2643 | 10526170.6616 | 7184327.7677 | 32129910.2945 | 3144235.0165 | 14792674.8026 | 14792674.8026 | 12077081.6056 | 6326428.6422 | 0 | 50066820.1136 | 83263005.1639 | 177827.941 | 9.3656 | 5345.8212 | 8890.3017 | 108.9818 | 181.2408
1 | 3700 | 707 | 0.035 | 15 | 15 | 7 | 2.3714e-10 | 0 | CO2 | Porous | Wet | R245fa | MinimizeLCOE_Brownfield | IgnoreSilica | 132.6038 | 21.4314 | 2.3767 | 4 | 5278.3162 | 8770.1556 | 107.6056 | 178.7915 | 88.434 | 9.9086 | 9075520688.1681 | 4827455.9456 | 0 | 4541268.9127 | 0 | 0 | 0 | 1041445.2771 | 4059966.3528 | 10563199.6364 | 7209600.8039 | 32242936.9284 | 3144235.0165 | 14792674.8026 | 14792674.8026 | 12077081.6056 | 6326428.6422 | 0 | 50179846.7475 | 83376031.7979 | 237137.3706 | 9.5068 | 5278.3162 | 8770.1556 | 107.6056 | 178.7915
1 | 3700 | 707 | 0.035 | 15 | 15 | 7 | 3.1623e-10 | 0 | CO2 | Porous | Wet | R245fa | MinimizeLCOE_Brownfield | IgnoreSilica | 133.695 | 21.6185 | 2.4031 | 4 | 5229.14 | 8682.6661 | 106.6031 | 177.0079 | 88.3346 | 9.8827 | 9086762277.186 | 4849471.794 | 0 | 4571138.4835 | 0 | 0 | 0 | 1016680.3139 | 4070543.3306 | 10590718.7631 | 7228383.1733 | 32326935.8584 | 3144235.0165 | 14792674.8026 | 14792674.8026 | 12077081.6056 | 6326428.6422 | 0 | 50263845.6775 | 83460030.7278 | 316227.766 | 9.6123 | 5229.14 | 8682.6661 | 106.6031 | 177.0079
1 | 3700 | 707 | 0.035 | 15 | 15 | 7 | 4.217e-10 | 0 | CO2 | Porous | Wet | R245fa | MinimizeLCOE_Brownfield | IgnoreSilica | 134.5038 | 21.7576 | 2.4229 | 4 | 5192.2414 | 8617.4505 | 105.8509 | 175.6784 | 88.26 | 9.8634 | 9098069216.9329 | 4865649.2686 | 0 | 4593248.9908 | 0 | 0 | 0 | 997096.6209 | 4077838.0033 | 10609698.0051 | 7241336.896 | 32384867.7847 | 3144235.0165 | 14792674.8026 | 14792674.8026 | 12077081.6056 | 6326428.6422 | 0 | 50321777.6038 | 83517962.6542 | 421696.5034 | 9.6917 | 5192.2414 | 8617.4505 | 105.8509 | 175.6784
1 | 3700 | 707 | 0.035 | 15 | 15 | 7 | 5.6234e-10 | 0 | CO2 | Porous | Wet | R245fa | MinimizeLCOE_Brownfield | IgnoreSilica | 135.1272 | 21.8645 | 2.4381 | 4 | 5164.5567 | 8568.4777 | 105.2865 | 174.68 | 88.2021 | 9.8484 | 9102492086.377 | 4878034.8251 | 0 | 4610271.1383 | 0 | 0 | 0 | 982127.14 | 4083468.9103 | 10624348.47 | 7251336.1393 | 32429586.623 | 3144235.0165 | 14792674.8026 | 14792674.8026 | 12077081.6056 | 6326428.6422 | 0 | 50366496.4421 | 83562681.4925 | 562341.3252 | 9.7523 | 5164.5567 | 8568.4777 | 105.2865 | 174.68
1 | 3700 | 707 | 0.035 | 15 | 15 | 7 | 7.4989e-10 | 0 | CO2 | Porous | Wet | R245fa | MinimizeLCOE_Brownfield | IgnoreSilica | 135.3 | 21.8989 | 2.4468 | 4 | 5143.8038 | 8535.5833 | 104.8634 | 174.0094 | 88.1857 | 9.8442 | 9016376987.1541 | 4881443.3879 | 0 | 4614987.8289 | 0 | 0 | 0 | 966635.5698 | 4080596.0468 | 10616873.8684 | 7246234.5701 | 32406771.2718 | 3144235.0165 | 14792674.8026 | 14792674.8026 | 12077081.6056 | 6326428.6422 | 0 | 50343681.0909 | 83539866.1413 | 749894.2093 | 9.7872 | 5143.8038 | 8535.5833 | 104.8634 | 174.0094
1 | 3700 | 707 | 0.035 | 15 | 15 | 7 | 1e-09 | 0 | CO2 | Porous | Wet | R245fa | MinimizeLCOE_Brownfield | IgnoreSilica | 135.3 | 21.9044 | 2.4522 | 4 | 5128.2881 | 8512.6447 | 104.5471 | 173.5418 | 88.1854 | 9.8443 | 38034613496.1482 | 4881428.2925 | 0 | 4614987.8289 | 0 | 0 | 0 | 953164.5438 | 4075336.4594 | 10603189.5009 | 7236894.7081 | 32365001.3336 | 3144235.0165 | 14792674.8026 | 14792674.8026 | 12077081.6056 | 6326428.6422 | 0 | 50301911.1527 | 83498096.203 | 1000000 | 9.8087 | 5128.2881 | 8512.6447 | 104.5471 | 173.5418
1 | 3700 | 707 | 0.035 | 15 | 15 | 7 | 1.3335e-09 | 0 | CO2 | Porous | Wet | R245fa | MinimizeLCOE_Brownfield | IgnoreSilica | 135.719 | 21.9737 | 2.46 | 4 | 5116.7467 | 8490.2845 | 104.3118 | 173.0859 | 88.1471 | 9.8345 | 8423196289.6827 | 4889762.862 | 0 | 4626416.3652 | 0 | 0 | 0 | 948816.7356 | 4081348.4255 | 10618831.4034 | 7247570.628 | 32412746.4196 | 3144235.0165 | 14792674.8026 | 14792674.8026 | 12077081.6056 | 6326428.6422 | 0 | 50349656.2388 | 83545841.2891 | 1333521.4322 | 9.8402 | 5116.7467 | 8490.2845 | 104.3118 | 173.0859
1 | 3700 | 707 | 0.035 | 15 | 15 | 7 | 1.7783e-09 | 0 | CO2 | Porous | Wet | R245fa | MinimizeLCOE_Brownfield | IgnoreSilica | 136.0792 | 22.034 | 2.4666 | 4 | 5107.2513 | 8471.8743 | 104.1182 | 172.7106 | 88.1101 | 9.8244 | 40518521802.3879 | 4896628.6794 | 0 | 4636238.062 | 0 | 0 | 0 | 944954.1413 | 4086350.1443 | 10631844.8497 | 7256452.5725 | 32452468.4493 | 3144235.0165 | 14792674.8026 | 14792674.8026 | 12077081.6056 | 6326428.6422 | 0 | 50389378.2684 | 83585563.3188 | 1778279.41 | 9.8662 | 5107.2513 | 8471.8743 | 104.1182 | 172.7106
1 | 3700 | 707 | 0.035 | 15 | 15 | 7 | 2.3714e-09 | 0 | CO2 | Porous | Wet | R245fa | MinimizeLCOE_Brownfield | IgnoreSilica | 136.728 | 22.1373 | 2.4747 | 4 | 5100.9164 | 8454.4339 | 103.9891 | 172.3551 | 88.0502 | 9.8089 | 8226922402.0657 | 4909431.7926 | 0 | 4653913.3354 | 0 | 0 | 0 | 948105.6307 | 4099465.7959 | 10665969.085 | 7279743.0642 | 32556628.7039 | 3144235.0165 | 14792674.8026 | 14792674.8026 | 12077081.6056 | 6326428.6422 | 0 | 50493538.523 | 83689723.5734 | 2371373.7057 | 9.8989 | 5100.9164 | 8454.4339 | 103.9891 | 172.3551
1 | 3700 | 707 | 0.035 | 15 | 15 | 7 | 3.1623e-09 | 0 | CO2 | Porous | Wet | R245fa | MinimizeLCOE_Brownfield | IgnoreSilica | 137.819 | 22.3086 | 2.4862 | 4 | 5096.6152 | 8434.6785 | 103.9014 | 171.9523 | 87.9484 | 9.7827 | 8073232408.4193 | 4930776.3119 | 0 | 4683596.4935 | 0 | 0 | 0 | 958744.114 | 4123515.5986 | 10728541.7381 | 7322450.1857 | 32747624.4418 | 3144235.0165 | 14792674.8026 | 14792674.8026 | 12077081.6056 | 6326428.6422 | 0 | 50684534.2609 | 83880719.3113 | 3162277.6602 | 9.9447 | 5096.6152 | 8434.6785 | 103.9014 | 171.9523
1 | 3700 | 707 | 0.035 | 15 | 15 | 7 | 4.217e-09 | 0 | CO2 | Porous | Wet | R245fa | MinimizeLCOE_Brownfield | IgnoreSilica | 136.7371 | 22.1415 | 2.4778 | 4 | 5092.5455 | 8441.9307 | 103.8184 | 172.1002 | 88.0504 | 9.8092 | 9121526099.7576 | 4909686.678 | 0 | 4654160.7665 | 0 | 0 | 0 | 940930.2332 | 4096863.2943 | 10659197.9095 | 7275121.5979 | 32535960.4793 | 3144235.0165 | 14792674.8026 | 14792674.8026 | 12077081.6056 | 6326428.6422 | 0 | 50472870.2984 | 83669055.3488 | 4216965.0343 | 9.9111 | 5092.5455 | 8441.9307 | 103.8184 | 172.1002
1 | 3700 | 707 | 0.035 | 15 | 15 | 7 | 5.6234e-09 | 0 | CO2 | Porous | Wet | R245fa | MinimizeLCOE_Brownfield | IgnoreSilica | 136.7908 | 22.1508 | 2.4792 | 4 | 5089.7718 | 8437.1784 | 103.7619 | 172.0033 | 88.0453 | 9.8079 | 9124028218.3323 | 4910733.9676 | 0 | 4655623.327 | 0 | 0 | 0 | 939171.3455 | 4097156.1696 | 10659959.9111 | 7275641.6796 | 32538286.4005 | 3144235.0165 | 14792674.8026 | 14792674.8026 | 12077081.6056 | 6326428.6422 | 0 | 50475196.2196 | 83671381.2699 | 5623413.2519 | 9.917 | 5089.7718 | 8437.1784 | 103.7619 | 172.0033
1 | 3700 | 707 | 0.035 | 15 | 15 | 7 | 7.4989e-09 | 0 | CO2 | Porous | Wet | R245fa | MinimizeLCOE_Brownfield | IgnoreSilica | 136.8419 | 22.1596 | 2.4804 | 4 | 5087.6917 | 8433.482 | 103.7195 | 171.9279 | 88.0404 | 9.8067 | 9123603355.0421 | 4911730.6253 | 0 | 4657014.9344 | 0 | 0 | 0 | 937992.1919 | 4097627.7231 | 10661186.7966 | 7276479.0542 | 32542031.3255 | 3144235.0165 | 14792674.8026 | 14792674.8026 | 12077081.6056 | 6326428.6422 | 0 | 50478941.1447 | 83675126.195 | 7498942.0933 | 9.9218 | 5087.6917 | 8433.482 | 103.7195 | 171.9279
1 | 3700 | 707 | 0.035 | 15 | 15 | 7 | 1e-08 | 0 | CO2 | Porous | Wet | R245fa | MinimizeLCOE_Brownfield | IgnoreSilica | 136.8808 | 22.1662 | 2.4813 | 4 | 5086.1317 | 8430.7036 | 103.6877 | 171.8713 | 88.0367 | 9.8057 | 9123165330.1599 | 4912488.7807 | 0 | 4658073.8792 | 0 | 0 | 0 | 937113.5526 | 4097993.7229 | 10662139.0529 | 7277128.9886 | 32544937.9769 | 3144235.0165 | 14792674.8026 | 14792674.8026 | 12077081.6056 | 6326428.6422 | 0 | 50481847.796 | 83678032.8464 | 10000000 | 9.9254 | 5086.1317 | 8430.7036 | 103.6877 | 171.8713
1 | 3800 | 707 | 0.035 | 15 | 15 | 7 | 1e-13 | 0 | CO2 | Porous | Wet | R245fa | MinimizeLCOE_Brownfield | IgnoreSilica | 1.0223 | 0.011376 | 0.001501 | 4 | 3200514.2835 | 8891031.9538 | 65246.8127 | 181255.7124 | 59.3714 | 9.521 | 111933631.2104 | 105094.9018 | 0 | 49244.453 | 0 | 0 | 0 | 100333.9502 | 99322.5889 | 258417.0025 | 176374.9142 | 788787.8106 | 3144235.0165 | 15283055.5775 | 15283055.5775 | 12387543.6942 | 6495607.7911 | 0 | 19216078.4047 | 53382285.4675 | 100 | 0.0060041 | 3200514.2835 | 8891031.9538 | 65246.8127 | 181255.7124
1 | 3800 | 707 | 0.035 | 15 | 15 | 7 | 1.3335e-13 | 0 | CO2 | Porous | Wet | R245fa | MinimizeLCOE_Brownfield | IgnoreSilica | 1.5216 | 0.062416 | 0.0046588 | 4 | 1051861.9982 | 2885284.5469 | 21443.6296 | 58820.4281 | 67.3137 | 10.1606 | 72173873.0763 | 157562.3938 | 0 | 83284.7611 | 0 | 0 | 0 | 138319.256 | 147874.9002 | 384740.1571 | 262593.0628 | 1174374.531 | 3144235.0165 | 15283055.5775 | 15283055.5775 | 12387543.6942 | 6495607.7911 | 0 | 19601665.125 | 53767872.1878 | 133.3521 | 0.018635 | 1051861.9982 | 2885284.5469 | 21443.6296 | 58820.4281
1 | 3800 | 707 | 0.035 | 15 | 15 | 7 | 1.7783e-13 | 0 | CO2 | Porous | Wet | R245fa | MinimizeLCOE_Brownfield | IgnoreSilica | 2.1356 | 0.1381 | 0.0098012 | 4 | 511189.0476 | 1382670.9128 | 10421.2802 | 28187.6168 | 73.3755 | 10.5983 | 246743652.4911 | 218325.8745 | 0 | 123514.7874 | 0 | 0 | 0 | 179180.7865 | 203198.3649 | 528680.4637 | 360835.2798 | 1613735.5567 | 3144235.0165 | 15283055.5775 | 15283055.5775 | 12387543.6942 | 6495607.7911 | 0 | 20041026.1507 | 54207233.2135 | 177.8279 | 0.039205 | 511189.0476 | 1382670.9128 | 10421.2802 | 28187.6168
1 | 3800 | 707 | 0.035 | 15 | 15 | 7 | 2.3714e-13 | 0 | CO2 | Porous | Wet | R245fa | MinimizeLCOE_Brownfield | IgnoreSilica | 2.9009 | 0.24291 | 0.017449 | 4 | 294352.6454 | 783873.6752 | 6000.7768 | 15980.3251 | 78.1612 | 10.9146 | 643610586.0775 | 288749.98 | 0 | 171138.7691 | 0 | 0 | 0 | 223653.7525 | 266581.5756 | 693590.5763 | 473389.8202 | 2117104.4738 | 3144235.0165 | 15283055.5775 | 15283055.5775 | 12387543.6942 | 6495607.7911 | 0 | 20544395.0678 | 54710602.1306 | 237.1374 | 0.069795 | 294352.6454 | 783873.6752 | 6000.7768 | 15980.3251
1 | 3800 | 707 | 0.035 | 15 | 15 | 7 | 3.1623e-13 | 0 | CO2 | Porous | Wet | R245fa | MinimizeLCOE_Brownfield | IgnoreSilica | 3.8756 | 0.38501 | 0.028335 | 4 | 186460.5894 | 487908.3241 | 3801.2513 | 9946.6711 | 82.0232 | 11.1475 | 882315926.9336 | 371627.633 | 0 | 228553.1982 | 0 | 0 | 0 | 273569.8143 | 340762.7518 | 886594.7801 | 605119.1551 | 2706227.3326 | 3144235.0165 | 15283055.5775 | 15283055.5775 | 12387543.6942 | 6495607.7911 | 0 | 21133517.9267 | 55299724.9895 | 316.2278 | 0.11334 | 186460.5894 | 487908.3241 | 3801.2513 | 9946.6711
1 | 3800 | 707 | 0.035 | 15 | 15 | 7 | 4.217e-13 | 0 | CO2 | Porous | Wet | R245fa | MinimizeLCOE_Brownfield | IgnoreSilica | 5.1371 | 0.57565 | 0.043408 | 4 | 125763.1998 | 322536.3634 | 2563.8529 | 6575.34 | 85.1672 | 11.3242 | 1267902027.8261 | 470506.8978 | 0 | 298766.9544 | 0 | 0 | 0 | 331469.8092 | 429290.0279 | 1116924.5931 | 762323.9853 | 3409282.2677 | 3144235.0165 | 15283055.5775 | 15283055.5775 | 12387543.6942 | 6495607.7911 | 0 | 21836572.8617 | 56002779.9245 | 421.6965 | 0.17363 | 125763.1998 | 322536.3634 | 2563.8529 | 6575.34
1 | 3800 | 707 | 0.035 | 15 | 15 | 7 | 5.6234e-13 | 0 | CO2 | Porous | Wet | R245fa | MinimizeLCOE_Brownfield | IgnoreSilica | 6.7519 | 0.82564 | 0.063891 | 4 | 88683.5751 | 222372.6317 | 1807.9346 | 4533.3669 | 87.6762 | 11.4569 | 1699163120.5562 | 587078.2443 | 0 | 383664.0416 | 0 | 0 | 0 | 397277.0907 | 533527.5569 | 1388129.2614 | 947426.7441 | 4237102.939 | 3144235.0165 | 15283055.5775 | 15283055.5775 | 12387543.6942 | 6495607.7911 | 0 | 22664393.5331 | 56830600.5959 | 562.3413 | 0.25556 | 88683.5751 | 222372.6317 | 1807.9346 | 4533.3669
1 | 3800 | 707 | 0.035 | 15 | 15 | 7 | 7.4989e-13 | 0 | CO2 | Porous | Wet | R245fa | MinimizeLCOE_Brownfield | IgnoreSilica | 8.8176 | 1.1504 | 0.091383 | 4 | 64673.0677 | 158143.3121 | 1318.448 | 3223.9653 | 89.666 | 11.5565 | 2193132988.6932 | 724520.4145 | 0 | 486330.4713 | 0 | 0 | 0 | 472148.4057 | 656369.7237 | 1707739.381 | 1165567.2181 | 5212675.6143 | 3144235.0165 | 15283055.5775 | 15283055.5775 | 12387543.6942 | 6495607.7911 | 0 | 23639966.2083 | 57806173.2711 | 749.8942 | 0.36553 | 64673.0677 | 158143.3121 | 1318.448 | 3223.9653
1 | 3800 | 707 | 0.035 | 15 | 15 | 7 | 1e-12 | 0 | CO2 | Porous | Wet | R245fa | MinimizeLCOE_Brownfield | IgnoreSilica | 11.4707 | 1.5713 | 0.12798 | 4 | 48440.1167 | 115181.2636 | 987.5173 | 2348.1259 | 91.24 | 11.6306 | 2710648205.0082 | 887377.3222 | 0 | 611095.4508 | 0 | 0 | 0 | 558262.7188 | 802126.8418 | 2086969.5036 | 1424399.5691 | 6370231.4063 | 3144235.0165 | 15283055.5775 | 15283055.5775 | 12387543.6942 | 6495607.7911 | 0 | 24797522.0004 | 58963729.0632 | 1000 | 0.51192 | 48440.1167 | 115181.2636 | 987.5173 | 2348.1259
1 | 3800 | 707 | 0.035 | 15 | 15 | 7 | 1.3335e-12 | 0 | CO2 | Porous | Wet | R245fa | MinimizeLCOE_Brownfield | IgnoreSilica | 14.8345 | 2.1091 | 0.17623 | 4 | 37098.8472 | 85566.5874 | 756.3102 | 1744.3906 | 92.4613 | 11.6831 | 3295367294.1074 | 1078143.199 | 0 | 760959.9971 | 0 | 0 | 0 | 654938.4903 | 972676.2577 | 2530704.0992 | 1727257.5485 | 7724679.5917 | 3144235.0165 | 15283055.5775 | 15283055.5775 | 12387543.6942 | 6495607.7911 | 0 | 26151970.1857 | 60318177.2486 | 1333.5214 | 0.70493 | 37098.8472 | 85566.5874 | 756.3102 | 1744.3906
1 | 3800 | 707 | 0.035 | 15 | 15 | 7 | 1.7783e-12 | 0 | CO2 | Porous | Wet | R245fa | MinimizeLCOE_Brownfield | IgnoreSilica | 19.0882 | 2.7928 | 0.23935 | 4 | 28969.6473 | 64655.6075 | 590.5854 | 1318.092 | 93.3988 | 11.717 | 3916822828.6103 | 1301360.6697 | 0 | 940763.4157 | 0 | 0 | 0 | 763322.5231 | 1172124.1773 | 3049626.6736 | 2081432.8683 | 9308630.3276 | 3144235.0165 | 15283055.5775 | 15283055.5775 | 12387543.6942 | 6495607.7911 | 0 | 27735920.9216 | 61902127.9844 | 1778.2794 | 0.95741 | 28969.6473 | 64655.6075 | 590.5854 | 1318.092
1 | 3800 | 707 | 0.035 | 15 | 15 | 7 | 2.3714e-12 | 0 | CO2 | Porous | Wet | R245fa | MinimizeLCOE_Brownfield | IgnoreSilica | 24.4332 | 3.6557 | 0.32117 | 4 | 23024.2601 | 49619.3347 | 469.3807 | 1011.5573 | 94.101 | 11.7328 | 4553795676.964 | 1561224.2274 | 0 | 1155447.7881 | 0 | 0 | 0 | 883793.9959 | 1404181.7444 | 3653392.8618 | 2493515.6979 | 11151556.3155 | 3144235.0165 | 15283055.5775 | 15283055.5775 | 12387543.6942 | 6495607.7911 | 0 | 29578846.9095 | 63745053.9723 | 2371.3737 | 1.2847 | 23024.2601 | 49619.3347 | 469.3807 | 1011.5573
1 | 3800 | 707 | 0.035 | 15 | 15 | 7 | 3.1623e-12 | 0 | CO2 | Porous | Wet | R245fa | MinimizeLCOE_Brownfield | IgnoreSilica | 31.0102 | 4.7227 | 0.42558 | 4 | 18607.1092 | 38677.6117 | 379.3311 | 788.4954 | 94.5965 | 11.7291 | 5228912390.0323 | 1857867.8135 | 0 | 1406957.4722 | 0 | 0 | 0 | 1012437.6981 | 1668132.5637 | 4340138.7498 | 2962233.8776 | 13247768.175 | 3144235.0165 | 15283055.5775 | 15283055.5775 | 12387543.6942 | 6495607.7911 | 0 | 31675058.7691 | 65841265.8319 | 3162.2777 | 1.7023 | 18607.1092 | 38677.6117 | 379.3311 | 788.4954
1 | 3800 | 707 | 0.035 | 15 | 15 | 7 | 4.217e-12 | 0 | CO2 | Porous | Wet | R245fa | MinimizeLCOE_Brownfield | IgnoreSilica | 38.282 | 5.9175 | 0.55236 | 4 | 15284.8321 | 30748.6093 | 311.602 | 626.852 | 94.8846 | 11.7027 | 5902048281.4138 | 2163279.5397 | 0 | 1672991.5796 | 0 | 0 | 0 | 1117649.6542 | 1932029.1017 | 5026743.4089 | 3430855.6658 | 15343548.9498 | 3144235.0165 | 15283055.5775 | 15283055.5775 | 12387543.6942 | 6495607.7911 | 0 | 33770839.5439 | 67937046.6067 | 4216.965 | 2.2094 | 15284.8321 | 30748.6093 | 311.602 | 626.852
1 | 3800 | 707 | 0.035 | 15 | 15 | 7 | 5.6234e-12 | 0 | CO2 | Porous | Wet | R245fa | MinimizeLCOE_Brownfield | IgnoreSilica | 48.3501 | 7.5588 | 0.71624 | 4 | 12766.3046 | 24691.7924 | 260.2584 | 503.3756 | 95.0417 | 11.6463 | 6566532741.241 | 2556510.3919 | 0 | 2025410.5261 | 0 | 0 | 0 | 1277410.2151 | 2285139.1419 | 5945463.3007 | 4057900.8698 | 18147834.4456 | 3144235.0165 | 15283055.5775 | 15283055.5775 | 12387543.6942 | 6495607.7911 | 0 | 36575125.0396 | 70741332.1024 | 5623.4133 | 2.865 | 12766.3046 | 24691.7924 | 260.2584 | 503.3756
1 | 3800 | 707 | 0.035 | 15 | 15 | 7 | 7.4989e-12 | 0 | CO2 | Porous | Wet | R245fa | MinimizeLCOE_Brownfield | IgnoreSilica | 59.1271 | 9.3349 | 0.90535 | 4 | 10843.6187 | 20278.1853 | 221.0618 | 413.3982 | 95.0079 | 11.5602 | 7144049263.242 | 2946839.0363 | 0 | 2379916.8074 | 0 | 0 | 0 | 1402314.6455 | 2624337.4908 | 6827987.8254 | 4660241.992 | 20841637.7974 | 3144235.0165 | 15283055.5775 | 15283055.5775 | 12387543.6942 | 6495607.7911 | 0 | 39268928.3914 | 73435135.4542 | 7498.9421 | 3.6214 | 10843.6187 | 20278.1853 | 221.0618 | 413.3982
1 | 3800 | 707 | 0.035 | 15 | 15 | 7 | 1e-11 | 0 | CO2 | Porous | Wet | R245fa | MinimizeLCOE_Brownfield | IgnoreSilica | 70.3964 | 11.2092 | 1.1146 | 4 | 9382.0851 | 17045.5372 | 191.2665 | 347.4963 | 94.8096 | 11.4439 | 7705135540.5435 | 3326768.8209 | 0 | 2736357.111 | 0 | 0 | 0 | 1492326.0314 | 2946626.2657 | 7666517.1072 | 5232555.4569 | 23401150.7932 | 3144235.0165 | 15283055.5775 | 15283055.5775 | 12387543.6942 | 6495607.7911 | 0 | 41828441.3872 | 75994648.45 | 10000 | 4.4583 | 9382.0851 | 17045.5372 | 191.2665 | 347.4963
1 | 3800 | 707 | 0.035 | 15 | 15 | 7 | 1.3335e-11 | 0 | CO2 | Porous | Wet | R245fa | MinimizeLCOE_Brownfield | IgnoreSilica | 81.6681 | 13.0992 | 1.3339 | 4 | 8275.759 | 14679.1458 | 168.7125 | 299.2542 | 94.4685 | 11.3016 | 8175438972.6274 | 3681179.3559 | 0 | 3081586.9201 | 0 | 0 | 0 | 1544345.5558 | 3239773.6144 | 8429226.3758 | 5753120.2047 | 25729232.0267 | 3144235.0165 | 15283055.5775 | 15283055.5775 | 12387543.6942 | 6495607.7911 | 0 | 44156522.6208 | 78322729.6836 | 13335.2143 | 5.3356 | 8275.759 | 14679.1458 | 168.7125 | 299.2542
1 | 3800 | 707 | 0.035 | 15 | 15 | 7 | 1.7783e-11 | 0 | CO2 | Porous | Wet | R245fa | MinimizeLCOE_Brownfield | IgnoreSilica | 92.2406 | 14.8863 | 1.5496 | 4 | 7442.3725 | 12954.635 | 151.7228 | 264.0978 | 94.0262 | 11.1444 | 8549383214.9369 | 3991925.5648 | 0 | 3396801.4602 | 0 | 0 | 0 | 1555377.3307 | 3488200.6987 | 9075582.6898 | 6194271.6703 | 27702159.4145 | 3144235.0165 | 15283055.5775 | 15283055.5775 | 12387543.6942 | 6495607.7911 | 0 | 46129450.0086 | 80295657.0714 | 17782.7941 | 6.1982 | 7442.3725 | 12954.635 | 151.7228 | 264.0978
1 | 3800 | 707 | 0.035 | 15 | 15 | 7 | 2.3714e-11 | 0 | CO2 | Porous | Wet | R245fa | MinimizeLCOE_Brownfield | IgnoreSilica | 101.6144 | 16.4826 | 1.7494 | 4 | 6817.0971 | 11699.7529 | 138.9757 | 238.5153 | 93.5366 | 10.9858 | 8833324291.1855 | 4250501.2342 | 0 | 3670257.9836 | 0 | 0 | 0 | 1531194.8972 | 3686262.1048 | 9590897.8405 | 6545984.8494 | 29275098.9097 | 3144235.0165 | 15283055.5775 | 15283055.5775 | 12387543.6942 | 6495607.7911 | 0 | 47702389.5037 | 81868596.5665 | 23713.7371 | 6.9975 | 6817.0971 | 11699.7529 | 138.9757 | 238.5153
1 | 3800 | 707 | 0.035 | 15 | 15 | 7 | 3.1623e-11 | 0 | CO2 | Porous | Wet | R245fa | MinimizeLCOE_Brownfield | IgnoreSilica | 109.607 | 17.8539 | 1.9262 | 4 | 6347.1175 | 10781.502 | 129.3946 | 219.7955 | 93.0398 | 10.8329 | 9036451316.8847 | 4458143.9799 | 0 | 3899447.218 | 0 | 0 | 0 | 1482161.9487 | 3837503.7272 | 9984397.5178 | 6814556.4648 | 30476210.8563 | 3144235.0165 | 15283055.5775 | 15283055.5775 | 12387543.6942 | 6495607.7911 | 0 | 48903501.4503 | 83069708.5131 | 31622.7766 | 7.7048 | 6347.1175 | 10781.502 | 129.3946 | 219.7955
1 | 3800 | 707 | 0.035 | 15 | 15 | 7 | 4.217e-11 | 0 | CO2 | Porous | Wet | R245fa | MinimizeLCOE_Brownfield | IgnoreSilica | 116.1233 | 18.9768 | 2.0753 | 4 | 5997.3751 | 10113.2031 | 122.2646 | 206.1713 | 92.5911 | 10.7015 | 9181473368.8304 | 4619360.8759 | 0 | 4083830.3134 | 0 | 0 | 0 | 1421251.5664 | 3948532.6747 | 10273272.0642 | 7011719.2785 | 31357966.7731 | 3144235.0165 | 15283055.5775 | 15283055.5775 | 12387543.6942 | 6495607.7911 | 0 | 49785257.3671 | 83951464.4299 | 42169.6503 | 8.3012 | 5997.3751 | 10113.2031 | 122.2646 | 206.1713
1 | 3800 | 707 | 0.035 | 15 | 15 | 7 | 5.6234e-11 | 0 | CO2 | Porous | Wet | R245fa | MinimizeLCOE_Brownfield | IgnoreSilica | 121.3346 | 19.8789 | 2.1977 | 4 | 5735.7094 | 9622.3124 | 116.9302 | 196.1639 | 92.1995 | 10.59 | 9280546779.2981 | 4742800.05 | 0 | 4229801.0276 | 0 | 0 | 0 | 1357186.6953 | 4028617.2314 | 10481635.6531 | 7153931.7093 | 31993972.3668 | 3144235.0165 | 15283055.5775 | 15283055.5775 | 12387543.6942 | 6495607.7911 | 0 | 50421262.9608 | 84587470.0236 | 56234.1325 | 8.7908 | 5735.7094 | 9622.3124 | 116.9302 | 196.1639
1 | 3800 | 707 | 0.035 | 15 | 15 | 7 | 7.4989e-11 | 0 | CO2 | Porous | Wet | R245fa | MinimizeLCOE_Brownfield | IgnoreSilica | 125.4265 | 20.5898 | 2.2958 | 4 | 5539.8146 | 9260.2496 | 112.9366 | 188.7827 | 91.8713 | 10.4985 | 9350244038.8733 | 4836272.5094 | 0 | 4343538.7567 | 0 | 0 | 0 | 1296240.9156 | 4085660.3509 | 10630050.1489 | 7255227.6523 | 32446990.3339 | 3144235.0165 | 15283055.5775 | 15283055.5775 | 12387543.6942 | 6495607.7911 | 0 | 50874280.9279 | 85040487.9907 | 74989.4209 | 9.1834 | 5539.8146 | 9260.2496 | 112.9366 | 188.7827
1 | 3800 | 707 | 0.035 | 15 | 15 | 7 | 1e-10 | 0 | CO2 | Porous | Wet | R245fa | MinimizeLCOE_Brownfield | IgnoreSilica | 128.5935 | 21.1417 | 2.3732 | 4 | 5393.0561 | 8992.2821 | 109.9447 | 183.3198 | 91.6046 | 10.4252 | 9398409874.3459 | 4906513.5414 | 0 | 4431059.6532 | 0 | 0 | 0 | 1241839.9317 | 4125971.1192 | 10734930.4992 | 7326810.6465 | 32767125.3912 | 3144235.0165 | 15283055.5775 | 15283055.5775 | 12387543.6942 | 6495607.7911 | 0 | 51194415.9852 | 85360623.048 | 100000 | 9.4927 | 5393.0561 | 8992.2821 | 109.9447 | 183.3198
1 | 3800 | 707 | 0.035 | 15 | 15 | 7 | 1.3335e-10 | 0 | CO2 | Porous | Wet | R245fa | MinimizeLCOE_Brownfield | IgnoreSilica | 131.0297 | 21.567 | 2.4334 | 4 | 5283.0454 | 8793.241 | 107.702 | 179.2621 | 91.3918 | 10.3674 | 9430908156.8605 | 4959284.8101 | 0 | 4498089.6949 | 0 | 0 | 0 | 1195549.9531 | 4154640.5387 | 10809522.4477 | 7377721.184 | 32994808.6285 | 3144235.0165 | 15283055.5775 | 15283055.5775 | 12387543.6942 | 6495607.7911 | 0 | 51422099.2225 | 85588306.2853 | 133352.1432 | 9.7334 | 5283.0454 | 8793.241 | 107.702 | 179.2621
1 | 3800 | 707 | 0.035 | 15 | 15 | 7 | 1.7783e-10 | 0 | CO2 | Porous | Wet | R245fa | MinimizeLCOE_Brownfield | IgnoreSilica | 132.8861 | 21.8918 | 2.4797 | 4 | 5200.5482 | 8645.1096 | 106.0202 | 176.2423 | 91.2252 | 10.3226 | 9454058583.3616 | 4998756.7925 | 0 | 4549001.2066 | 0 | 0 | 0 | 1157321.7644 | 4174981.1078 | 10862444.436 | 7413841.5285 | 33156346.8357 | 3144235.0165 | 15283055.5775 | 15283055.5775 | 12387543.6942 | 6495607.7911 | 0 | 51583637.4297 | 85749844.4925 | 177827.941 | 9.9189 | 5200.5482 | 8645.1096 | 106.0202 | 176.2423
1 | 3800 | 707 | 0.035 | 15 | 15 | 7 | 2.3714e-10 | 0 | CO2 | Porous | Wet | R245fa | MinimizeLCOE_Brownfield | IgnoreSilica | 134.3017 | 22.1397 | 2.5153 | 4 | 5138.6689 | 8534.5616 | 104.7587 | 173.9886 | 91.0955 | 10.2878 | 9469117959.2756 | 5028422.8163 | 0 | 4587727.7798 | 0 | 0 | 0 | 1126610.143 | 4189676.6882 | 10900679.3219 | 7439937.6238 | 33273054.3729 | 3144235.0165 | 15283055.5775 | 15283055.5775 | 12387543.6942 | 6495607.7911 | 0 | 51700344.967 | 85866552.0298 | 237137.3706 | 10.061 | 5138.6689 | 8534.5616 | 104.7587 | 173.9886
1 | 3800 | 707 | 0.035 | 15 | 15 | 7 | 3.1623e-10 | 0 | CO2 | Porous | Wet | R245fa | MinimizeLCOE_Brownfield | IgnoreSilica | 135.354 | 22.3244 | 2.5421 | 4 | 5092.2496 | 8452.2427 | 103.8124 | 172.3104 | 90.9976 | 10.2617 | 9483996018.7314 | 5050228.1414 | 0 | 4616460.4868 | 0 | 0 | 0 | 1102021.7799 | 4199797.0591 | 10927010.451 | 7457909.1604 | 33353427.0787 | 3144235.0165 | 15283055.5775 | 15283055.5775 | 12387543.6942 | 6495607.7911 | 0 | 51780717.6727 | 85946924.7355 | 316227.766 | 10.1685 | 5092.2496 | 8452.2427 | 103.8124 | 172.3104
1 | 3800 | 707 | 0.035 | 15 | 15 | 7 | 4.217e-10 | 0 | CO2 | Porous | Wet | R245fa | MinimizeLCOE_Brownfield | IgnoreSilica | 136.1944 | 22.4737 | 2.5634 | 4 | 5055.7342 | 8387.902 | 103.068 | 170.9987 | 90.9104 | 10.2372 | 9456893445.9591 | 5066917.9883 | 0 | 4639377.3492 | 0 | 0 | 0 | 1081136.8472 | 4207098.552 | 10946007.4378 | 7470874.9943 | 33411413.1688 | 3144235.0165 | 15283055.5775 | 15283055.5775 | 12387543.6942 | 6495607.7911 | 0 | 51838703.7628 | 86004910.8257 | 421696.5034 | 10.2534 | 5055.7342 | 8387.902 | 103.068 | 170.9987
1 | 3800 | 707 | 0.035 | 15 | 15 | 7 | 5.6234e-10 | 0 | CO2 | Porous | Wet | R245fa | MinimizeLCOE_Brownfield | IgnoreSilica | 136.8102 | 22.5816 | 2.5789 | 4 | 5029.6618 | 8341.7177 | 102.5365 | 170.0572 | 90.8521 | 10.2218 | 9494428913.6954 | 5079499.1554 | 0 | 4656152.8465 | 0 | 0 | 0 | 1066576.3698 | 4212869.065 | 10961021.1288 | 7481122.1469 | 33457240.7123 | 3144235.0165 | 15283055.5775 | 15283055.5775 | 12387543.6942 | 6495607.7911 | 0 | 51884531.3064 | 86050738.3692 | 562341.3252 | 10.3157 | 5029.6618 | 8341.7177 | 102.5365 | 170.0572
1 | 3800 | 707 | 0.035 | 15 | 15 | 7 | 7.4989e-10 | 0 | CO2 | Porous | Wet | R245fa | MinimizeLCOE_Brownfield | IgnoreSilica | 137.2707 | 22.6624 | 2.5906 | 4 | 5010.104 | 8307.1805 | 102.1377 | 169.3531 | 90.8083 | 10.2103 | 9498001706.5009 | 5088858.4301 | 0 | 4668685.2184 | 0 | 0 | 0 | 1055356.269 | 4217030.9678 | 10971849.5463 | 7488512.7643 | 33490293.1958 | 3144235.0165 | 15283055.5775 | 15283055.5775 | 12387543.6942 | 6495607.7911 | 0 | 51917583.7899 | 86083790.8527 | 749894.2093 | 10.3626 | 5010.104 | 8307.1805 | 102.1377 | 169.3531
1 | 3800 | 707 | 0.035 | 15 | 15 | 7 | 1e-09 | 0 | CO2 | Porous | Wet | R245fa | MinimizeLCOE_Brownfield | IgnoreSilica | 137.6191 | 22.7235 | 2.5995 | 4 | 4995.4337 | 8281.2879 | 101.8387 | 168.8253 | 90.7749 | 10.2015 | 9500140545.3415 | 5095913.3321 | 0 | 4678162.0311 | 0 | 0 | 0 | 1046823.9013 | 4220150.7132 | 10979966.4837 | 7494052.7409 | 33515069.2022 | 3144235.0165 | 15283055.5775 | 15283055.5775 | 12387543.6942 | 6495607.7911 | 0 | 51942359.7962 | 86108566.859 | 1000000 | 10.398 | 4995.4337 | 8281.2879 | 101.8387 | 168.8253
1 | 3800 | 707 | 0.035 | 15 | 15 | 7 | 1.3335e-09 | 0 | CO2 | Porous | Wet | R245fa | MinimizeLCOE_Brownfield | IgnoreSilica | 137.8749 | 22.7685 | 2.6061 | 4 | 4984.4301 | 8261.9613 | 101.6143 | 168.4313 | 90.7504 | 10.195 | 9503028839.1604 | 5101077.9113 | 0 | 4685116.6365 | 0 | 0 | 0 | 1040257.5249 | 4222316.3084 | 10985600.9182 | 7497898.3582 | 33532267.6574 | 3144235.0165 | 15283055.5775 | 15283055.5775 | 12387543.6942 | 6495607.7911 | 0 | 51959558.2514 | 86125765.3142 | 1333521.4322 | 10.4244 | 4984.4301 | 8261.9613 | 101.6143 | 168.4313
1 | 3800 | 707 | 0.035 | 15 | 15 | 7 | 1.7783e-09 | 0 | CO2 | Porous | Wet | R245fa | MinimizeLCOE_Brownfield | IgnoreSilica | 138.0601 | 22.8012 | 2.611 | 4 | 4976.1771 | 8247.5601 | 101.4461 | 168.1377 | 90.7325 | 10.1904 | 9506689664.5305 | 5104809.6604 | 0 | 4690151.1192 | 0 | 0 | 0 | 1035190.7075 | 4223759.08 | 10989354.714 | 7500460.401 | 33543725.6821 | 3144235.0165 | 15283055.5775 | 15283055.5775 | 12387543.6942 | 6495607.7911 | 0 | 51971016.2761 | 86137223.3389 | 1778279.41 | 10.444 | 4976.1771 | 8247.5601 | 101.4461 | 168.1377
1 | 3800 | 707 | 0.035 | 15 | 15 | 7 | 2.3714e-09 | 0 | CO2 | Porous | Wet | R245fa | MinimizeLCOE_Brownfield | IgnoreSilica | 138.2038 | 22.8265 | 2.6147 | 4 | 4969.9875 | 8236.7105 | 101.3199 | 167.9165 | 90.7186 | 10.1867 | 9508397847.7421 | 5107701.0584 | 0 | 4694056.7073 | 0 | 0 | 0 | 1031428.1446 | 4224942.505 | 10992433.7432 | 7502561.9017 | 33553124.0602 | 3144235.0165 | 15283055.5775 | 15283055.5775 | 12387543.6942 | 6495607.7911 | 0 | 51980414.6542 | 86146621.7171 | 2371373.7057 | 10.4589 | 4969.9875 | 8236.7105 | 101.3199 | 167.9165
1 | 3800 | 707 | 0.035 | 15 | 15 | 7 | 3.1623e-09 | 0 | CO2 | Porous | Wet | R245fa | MinimizeLCOE_Brownfield | IgnoreSilica | 138.3159 | 22.8461 | 2.6176 | 4 | 4965.3454 | 8228.5279 | 101.2253 | 167.7497 | 90.7078 | 10.1839 | 9508750041.2604 | 5109952.9281 | 0 | 4697101.2801 | 0 | 0 | 0 | 1028648.5057 | 4225924.0584 | 10994987.5437 | 7504304.923 | 33560919.239 | 3144235.0165 | 15283055.5775 | 15283055.5775 | 12387543.6942 | 6495607.7911 | 0 | 51988209.833 | 86154416.8958 | 3162277.6602 | 10.4702 | 4965.3454 | 8228.5279 | 101.2253 | 167.7497
1 | 3800 | 707 | 0.035 | 15 | 15 | 7 | 4.217e-09 | 0 | CO2 | Porous | Wet | R245fa | MinimizeLCOE_Brownfield | IgnoreSilica | 138.389 | 22.8591 | 2.6196 | 4 | 4961.864 | 8222.5229 | 101.1543 | 167.6273 | 90.7007 | 10.182 | 9511415694.3154 | 5111421.3237 | 0 | 4699088.7928 | 0 | 0 | 0 | 1026405.871 | 4226397.2351 | 10996218.6525 | 7505145.18 | 33564677.0552 | 3144235.0165 | 15283055.5775 | 15283055.5775 | 12387543.6942 | 6495607.7911 | 0 | 51991967.6492 | 86158174.712 | 4216965.0343 | 10.4783 | 4961.864 | 8222.5229 | 101.1543 | 167.6273
1 | 3800 | 707 | 0.035 | 15 | 15 | 7 | 5.6234e-09 | 0 | CO2 | Porous | Wet | R245fa | MinimizeLCOE_Brownfield | IgnoreSilica | 138.4498 | 22.8698 | 2.6212 | 4 | 4959.2532 | 8217.9511 | 101.1011 | 167.534 | 90.6948 | 10.1805 | 9512117943.6022 | 5112640.6043 | 0 | 4700739.5596 | 0 | 0 | 0 | 1024799.6724 | 4226890.1362 | 10997501.0799 | 7506020.4631 | 33568591.5155 | 3144235.0165 | 15283055.5775 | 15283055.5775 | 12387543.6942 | 6495607.7911 | 0 | 51995882.1095 | 86162089.1723 | 5623413.2519 | 10.4846 | 4959.2532 | 8217.9511 | 101.1011 | 167.534
1 | 3800 | 707 | 0.035 | 15 | 15 | 7 | 7.4989e-09 | 0 | CO2 | Porous | Wet | R245fa | MinimizeLCOE_Brownfield | IgnoreSilica | 138.5035 | 22.8791 | 2.6224 | 4 | 4957.2952 | 8214.4272 | 101.0612 | 167.4622 | 90.6896 | 10.1791 | 9510854065.7058 | 5113718.1127 | 0 | 4702198.4843 | 0 | 0 | 0 | 1023703.2747 | 4227451.75 | 10998962.2838 | 7507017.7648 | 33573051.6703 | 3144235.0165 | 15283055.5775 | 15283055.5775 | 12387543.6942 | 6495607.7911 | 0 | 52000342.2643 | 86166549.3271 | 7498942.0933 | 10.4897 | 4957.2952 | 8214.4272 | 101.0612 | 167.4622
1 | 3800 | 707 | 0.035 | 15 | 15 | 7 | 1e-08 | 0 | CO2 | Porous | Wet | R245fa | MinimizeLCOE_Brownfield | IgnoreSilica | 138.5398 | 22.8855 | 2.6233 | 4 | 4955.8269 | 8211.8322 | 101.0312 | 167.4093 | 90.6861 | 10.1782 | 9510784999.8578 | 5114445.6961 | 0 | 4703184.2125 | 0 | 0 | 0 | 1022824.9297 | 4227777.3869 | 10999809.5244 | 7507596.0239 | 33575637.7734 | 3144235.0165 | 15283055.5775 | 15283055.5775 | 12387543.6942 | 6495607.7911 | 0 | 52002928.3674 | 86169135.4302 | 10000000 | 10.4933 | 4955.8269 | 8211.8322 | 101.0312 | 167.4093
1 | 3900 | 707 | 0.035 | 15 | 15 | 7 | 1e-13 | 0 | CO2 | Porous | Wet | R245fa | MinimizeLCOE_Brownfield | IgnoreSilica | 1.0658 | 0.012525 | 0.0015984 | 4 | 3090854.3492 | 8588599.2855 | 63011.2466 | 175090.2134 | 60.7787 | 9.9214 | 83990987.4897 | 111599.8012 | 0 | 51842.6556 | 0 | 0 | 0 | 107100.5473 | 105511.7716 | 274519.9863 | 187365.5315 | 837940.2936 | 3144235.0165 | 15779296.4433 | 15779296.4433 | 12703572.8692 | 6667130.9763 | 0 | 19761471.7534 | 54911472.0422 | 100 | 0.0063935 | 3090854.3492 | 8588599.2855 | 63011.2466 | 175090.2134
1 | 3900 | 707 | 0.035 | 15 | 15 | 7 | 1.3335e-13 | 0 | CO2 | Porous | Wet | R245fa | MinimizeLCOE_Brownfield | IgnoreSilica | 1.58 | 0.065961 | 0.0050234 | 4 | 1003526.667 | 2752851.6322 | 20458.2485 | 56120.604 | 68.9295 | 10.5711 | 121515101.1023 | 166611.3104 | 0 | 87083.7932 | 0 | 0 | 0 | 146916.8087 | 156238.6458 | 406500.9073 | 277445.222 | 1240796.6874 | 3144235.0165 | 15779296.4433 | 15779296.4433 | 12703572.8692 | 6667130.9763 | 0 | 20164328.1472 | 55314328.436 | 133.3521 | 0.020093 | 1003526.667 | 2752851.6322 | 20458.2485 | 56120.604
1 | 3900 | 707 | 0.035 | 15 | 15 | 7 | 1.7783e-13 | 0 | CO2 | Porous | Wet | R245fa | MinimizeLCOE_Brownfield | IgnoreSilica | 2.1894 | 0.14292 | 0.010591 | 4 | 486374.3925 | 1316108.9467 | 9915.3999 | 26830.661 | 75.0115 | 11.0055 | 99648013.6541 | 228149.0533 | 0 | 127278.4708 | 0 | 0 | 0 | 187221.2164 | 211633.0088 | 550625.677 | 375813.3388 | 1680720.7651 | 3144235.0165 | 15779296.4433 | 15779296.4433 | 12703572.8692 | 6667130.9763 | 0 | 20604252.2249 | 55754252.5137 | 177.8279 | 0.042363 | 486374.3925 | 1316108.9467 | 9915.3999 | 26830.661
1 | 3900 | 707 | 0.035 | 15 | 15 | 7 | 2.3714e-13 | 0 | CO2 | Porous | Wet | R245fa | MinimizeLCOE_Brownfield | IgnoreSilica | 3.0176 | 0.25706 | 0.018912 | 4 | 279755.9266 | 744396.3452 | 5703.203 | 15175.5264 | 80.2462 | 11.3471 | 592177089.0251 | 305925.4323 | 0 | 179162.7887 | 0 | 0 | 0 | 238125.3591 | 282053.2962 | 733844.8197 | 500864.1684 | 2239975.8644 | 3144235.0165 | 15779296.4433 | 15779296.4433 | 12703572.8692 | 6667130.9763 | 0 | 21163507.3242 | 56313507.613 | 237.1374 | 0.07565 | 279755.9266 | 744396.3452 | 5703.203 | 15175.5264
1 | 3900 | 707 | 0.035 | 15 | 15 | 7 | 3.1623e-13 | 0 | CO2 | Porous | Wet | R245fa | MinimizeLCOE_Brownfield | IgnoreSilica | 4.0239 | 0.40658 | 0.030729 | 4 | 177199.0106 | 463163.6331 | 3612.4415 | 9442.2171 | 84.2423 | 11.5843 | 1017849794.9485 | 393147.7062 | 0 | 238780.2163 | 0 | 0 | 0 | 290596.8276 | 359784.6525 | 936085.8639 | 638897.8368 | 2857293.1034 | 3144235.0165 | 15779296.4433 | 15779296.4433 | 12703572.8692 | 6667130.9763 | 0 | 21780824.5632 | 56930824.852 | 316.2278 | 0.12292 | 177199.0106 | 463163.6331 | 3612.4415 | 9442.2171
1 | 3900 | 707 | 0.035 | 15 | 15 | 7 | 4.217e-13 | 0 | CO2 | Porous | Wet | R245fa | MinimizeLCOE_Brownfield | IgnoreSilica | 5.3292 | 0.60757 | 0.04709 | 4 | 119557.0393 | 306167.4308 | 2437.332 | 6241.6372 | 87.5099 | 11.7652 | 1414458579.028 | 497491.8067 | 0 | 311867.2626 | 0 | 0 | 0 | 351758.4335 | 452835.8261 | 1178185.9301 | 804136.1066 | 3596275.3656 | 3144235.0165 | 15779296.4433 | 15779296.4433 | 12703572.8692 | 6667130.9763 | 0 | 22519806.8255 | 57669807.1143 | 421.6965 | 0.18836 | 119557.0393 | 306167.4308 | 2437.332 | 6241.6372
1 | 3900 | 707 | 0.035 | 15 | 15 | 7 | 5.6234e-13 | 0 | CO2 | Porous | Wet | R245fa | MinimizeLCOE_Brownfield | IgnoreSilica | 7.0077 | 0.87221 | 0.069331 | 4 | 84359.6997 | 211107.0272 | 1719.7866 | 4303.7023 | 90.1302 | 11.9016 | 1853960553.296 | 621083.9803 | 0 | 400643.8955 | 0 | 0 | 0 | 421934.2165 | 563028.216 | 1464883.925 | 999813.3792 | 4471387.6125 | 3144235.0165 | 15779296.4433 | 15779296.4433 | 12703572.8692 | 6667130.9763 | 0 | 23394919.0723 | 58544919.3611 | 562.3413 | 0.27732 | 84359.6997 | 211107.0272 | 1719.7866 | 4303.7023
1 | 3900 | 707 | 0.035 | 15 | 15 | 7 | 7.4989e-13 | 0 | CO2 | Porous | Wet | R245fa | MinimizeLCOE_Brownfield | IgnoreSilica | 9.164 | 1.2174 | 0.0992 | 4 | 61570.9119 | 150154.1941 | 1255.2063 | 3061.0963 | 92.2136 | 12.0041 | 2332806486.3606 | 767399.7203 | 0 | 508442.5587 | 0 | 0 | 0 | 502479.4339 | 693545.4681 | 1804463.0422 | 1231583.1043 | 5507913.3275 | 3144235.0165 | 15779296.4433 | 15779296.4433 | 12703572.8692 | 6667130.9763 | 0 | 24431444.7873 | 59581445.0761 | 749.8942 | 0.3968 | 61570.9119 | 150154.1941 | 1255.2063 | 3061.0963
1 | 3900 | 707 | 0.035 | 15 | 15 | 7 | 1e-12 | 0 | CO2 | Porous | Wet | R245fa | MinimizeLCOE_Brownfield | IgnoreSilica | 11.9117 | 1.6618 | 0.13891 | 4 | 46162.8418 | 109425.2943 | 941.092 | 2230.7826 | 93.8477 | 12.0794 | 2892531800.2017 | 939412.3523 | 0 | 638414.578 | 0 | 0 | 0 | 593629.6236 | 846868.056 | 2203376.9653 | 1503850.0537 | 6725551.6289 | 3144235.0165 | 15779296.4433 | 15779296.4433 | 12703572.8692 | 6667130.9763 | 0 | 25649083.0887 | 60799083.3775 | 1000 | 0.55562 | 46162.8418 | 109425.2943 | 941.092 | 2230.7826
1 | 3900 | 707 | 0.035 | 15 | 15 | 7 | 1.3335e-12 | 0 | CO2 | Porous | Wet | R245fa | MinimizeLCOE_Brownfield | IgnoreSilica | 15.405 | 2.231 | 0.19126 | 4 | 35395.1918 | 81340.1868 | 721.5789 | 1658.2297 | 95.1195 | 12.1328 | 3494875573.6601 | 1141481.6921 | 0 | 794974.2258 | 0 | 0 | 0 | 696648.4359 | 1026910.698 | 2671810.9878 | 1823565.8994 | 8155391.9389 | 3144235.0165 | 15779296.4433 | 15779296.4433 | 12703572.8692 | 6667130.9763 | 0 | 27078923.3987 | 62228923.6875 | 1333.5214 | 0.76505 | 35395.1918 | 81340.1868 | 721.5789 | 1658.2297
1 | 3900 | 707 | 0.035 | 15 | 15 | 7 | 1.7783e-12 | 0 | CO2 | Porous | Wet | R245fa | MinimizeLCOE_Brownfield | IgnoreSilica | 19.8117 | 2.9532 | 0.25968 | 4 | 27674.4411 | 61514.0751 | 564.1809 | 1254.0476 | 96.0932 | 12.1665 | 4150343523.6622 | 1377370.7508 | 0 | 982369.0311 | 0 | 0 | 0 | 811631.886 | 1236834.9505 | 3217990.8314 | 2196344.8655 | 9822542.3153 | 3144235.0165 | 15779296.4433 | 15779296.4433 | 12703572.8692 | 6667130.9763 | 0 | 28746073.7751 | 63896074.0639 | 1778.2794 | 1.0387 | 27674.4411 | 61514.0751 | 564.1809 | 1254.0476
1 | 3900 | 707 | 0.035 | 15 | 15 | 7 | 2.3714e-12 | 0 | CO2 | Porous | Wet | R245fa | MinimizeLCOE_Brownfield | IgnoreSilica | 25.3144 | 3.8594 | 0.34814 | 4 | 22025.476 | 47267.0523 | 449.0191 | 963.6028 | 96.8189 | 12.1812 | 4840530204.1306 | 1650362.1837 | 0 | 1204785.0271 | 0 | 0 | 0 | 937860.9872 | 1479273.1972 | 3848765.4185 | 2626861.4824 | 11747908.2961 | 3144235.0165 | 15779296.4433 | 15779296.4433 | 12703572.8692 | 6667130.9763 | 0 | 30671439.7559 | 65821440.0447 | 2371.3737 | 1.3925 | 22025.476 | 47267.0523 | 449.0191 | 963.6028
1 | 3900 | 707 | 0.035 | 15 | 15 | 7 | 3.1623e-12 | 0 | CO2 | Porous | Wet | R245fa | MinimizeLCOE_Brownfield | IgnoreSilica | 32.2601 | 5.0065 | 0.46203 | 4 | 17808.5398 | 36827.7081 | 363.0512 | 750.7826 | 97.341 | 12.1749 | 5489992406.5772 | 1969854.2373 | 0 | 1465766.3488 | 0 | 0 | 0 | 1080981.9445 | 1761474.9869 | 4582996.5878 | 3127989.3424 | 13989063.4478 | 3144235.0165 | 15779296.4433 | 15779296.4433 | 12703572.8692 | 6667130.9763 | 0 | 32912594.9076 | 68062595.1964 | 3162.2777 | 1.8481 | 17808.5398 | 36827.7081 | 363.0512 | 750.7826
1 | 3900 | 707 | 0.035 | 15 | 15 | 7 | 4.217e-12 | 0 | CO2 | Porous | Wet | R245fa | MinimizeLCOE_Brownfield | IgnoreSilica | 40.489 | 6.3749 | 0.60377 | 4 | 14634.7575 | 29189.2309 | 298.3493 | 595.062 | 97.6587 | 12.1442 | 6203153197.7676 | 2321237.9929 | 0 | 1757932.5542 | 0 | 0 | 0 | 1222416.6102 | 2067618.9913 | 5379520.4885 | 3671633.2715 | 16420359.9085 | 3144235.0165 | 15779296.4433 | 15779296.4433 | 12703572.8692 | 6667130.9763 | 0 | 35343891.3683 | 70493891.6571 | 4216.965 | 2.4151 | 14634.7575 | 29189.2309 | 298.3493 | 595.062
1 | 3900 | 707 | 0.035 | 15 | 15 | 7 | 5.6234e-12 | 0 | CO2 | Porous | Wet | R245fa | MinimizeLCOE_Brownfield | IgnoreSilica | 50.1601 | 7.9929 | 0.77644 | 4 | 12228.6881 | 23546.3146 | 249.2983 | 480.0235 | 97.7892 | 12.0811 | 6890291800.0675 | 2704984.7798 | 0 | 2086502.6734 | 0 | 0 | 0 | 1361066.9227 | 2399496.2066 | 6242996.9252 | 4260973.6822 | 19056021.1899 | 3144235.0165 | 15779296.4433 | 15779296.4433 | 12703572.8692 | 6667130.9763 | 0 | 37979552.6497 | 73129552.9385 | 5623.4133 | 3.1058 | 12228.6881 | 23546.3146 | 249.2983 | 480.0235
1 | 3900 | 707 | 0.035 | 15 | 15 | 7 | 7.4989e-12 | 0 | CO2 | Porous | Wet | R245fa | MinimizeLCOE_Brownfield | IgnoreSilica | 60.9714 | 9.8139 | 0.97769 | 4 | 10404.2866 | 19392.3343 | 212.1055 | 395.339 | 97.7476 | 11.9887 | 7535943904.6255 | 3104409.5983 | 0 | 2439118.9777 | 0 | 0 | 0 | 1483672.5319 | 2740608.4321 | 7130500.9642 | 4866713.4252 | 21765023.9294 | 3144235.0165 | 15779296.4433 | 15779296.4433 | 12703572.8692 | 6667130.9763 | 0 | 40688555.3892 | 75838555.678 | 7498.9421 | 3.9107 | 10404.2866 | 19392.3343 | 212.1055 | 395.339
1 | 3900 | 707 | 0.035 | 15 | 15 | 7 | 1e-11 | 0 | CO2 | Porous | Wet | R245fa | MinimizeLCOE_Brownfield | IgnoreSilica | 72.4186 | 11.7573 | 1.2006 | 4 | 9018.9461 | 16338.4901 | 183.8634 | 333.0822 | 97.5361 | 11.8634 | 8108464685.2738 | 3498371.7106 | 0 | 2799062.1927 | 0 | 0 | 0 | 1576431.435 | 3070807.482 | 7989611.1589 | 5453073.786 | 24387357.7653 | 3144235.0165 | 15779296.4433 | 15779296.4433 | 12703572.8692 | 6667130.9763 | 0 | 43310889.2251 | 78460889.5139 | 10000 | 4.8022 | 9018.9461 | 16338.4901 | 183.8634 | 333.0822
1 | 3900 | 707 | 0.035 | 15 | 15 | 7 | 1.3335e-11 | 0 | CO2 | Porous | Wet | R245fa | MinimizeLCOE_Brownfield | IgnoreSilica | 83.7876 | 13.7037 | 1.4326 | 4 | 7971.0773 | 14105.1513 | 162.5012 | 287.5526 | 97.1787 | 11.7117 | 8585431775.118 | 3863319.5359 | 0 | 3145401.1587 | 0 | 0 | 0 | 1628939.5183 | 3368687.4831 | 8764633.8181 | 5982042.6761 | 26753024.1903 | 3144235.0165 | 15779296.4433 | 15779296.4433 | 12703572.8692 | 6667130.9763 | 0 | 45676555.6501 | 80826555.9389 | 13335.2143 | 5.7303 | 7971.0773 | 14105.1513 | 162.5012 | 287.5526
1 | 3900 | 707 | 0.035 | 15 | 15 | 7 | 1.7783e-11 | 0 | CO2 | Porous | Wet | R245fa | MinimizeLCOE_Brownfield | IgnoreSilica | 94.3749 | 15.5313 | 1.6591 | 4 | 7182.291 | 12478.8436 | 146.4207 | 254.3981 | 96.7211 | 11.546 | 8963800748.0945 | 4181104.5005 | 0 | 3459533.5136 | 0 | 0 | 0 | 1638862.9889 | 3619005.3912 | 9415909.6678 | 6426551.8258 | 28740967.8878 | 3144235.0165 | 15779296.4433 | 15779296.4433 | 12703572.8692 | 6667130.9763 | 0 | 47664499.3476 | 82814499.6364 | 17782.7941 | 6.6364 | 7182.291 | 12478.8436 | 146.4207 | 254.3981
1 | 3900 | 707 | 0.035 | 15 | 15 | 7 | 2.3714e-11 | 0 | CO2 | Porous | Wet | R245fa | MinimizeLCOE_Brownfield | IgnoreSilica | 103.7144 | 17.1557 | 1.8678 | 4 | 6590.8065 | 11295.5985 | 134.3625 | 230.2761 | 96.219 | 11.3801 | 9248386345.9343 | 4444329.9185 | 0 | 3730814.2975 | 0 | 0 | 0 | 1613231.8558 | 3817466.668 | 9932265.2001 | 6778975.0867 | 30317083.0265 | 3144235.0165 | 15779296.4433 | 15779296.4433 | 12703572.8692 | 6667130.9763 | 0 | 49240614.4864 | 84390614.7752 | 23713.7371 | 7.4711 | 6590.8065 | 11295.5985 | 134.3625 | 230.2761
1 | 3900 | 707 | 0.035 | 15 | 15 | 7 | 3.1623e-11 | 0 | CO2 | Porous | Wet | R245fa | MinimizeLCOE_Brownfield | IgnoreSilica | 111.6487 | 18.5459 | 2.0516 | 4 | 6146.3543 | 10429.5822 | 125.3017 | 212.6211 | 95.7127 | 11.2213 | 9449371902.8425 | 4655045.4945 | 0 | 3957447.9394 | 0 | 0 | 0 | 1562999.4609 | 3968442.229 | 10325072.6403 | 7047074.2361 | 31516082.0001 | 3144235.0165 | 15779296.4433 | 15779296.4433 | 12703572.8692 | 6667130.9763 | 0 | 50439613.4599 | 85589613.7487 | 31622.7766 | 8.2064 | 6146.3543 | 10429.5822 | 125.3017 | 212.6211
1 | 3900 | 707 | 0.035 | 15 | 15 | 7 | 4.217e-11 | 0 | CO2 | Porous | Wet | R245fa | MinimizeLCOE_Brownfield | IgnoreSilica | 118.0944 | 19.6805 | 2.206 | 4 | 5815.7328 | 9799.2769 | 118.5616 | 199.7715 | 95.2582 | 11.0855 | 9592370167.5506 | 4818195.1067 | 0 | 4139192.5135 | 0 | 0 | 0 | 1501341.4634 | 4078904.3426 | 10612472.4011 | 7243230.4783 | 32393336.3056 | 3144235.0165 | 15779296.4433 | 15779296.4433 | 12703572.8692 | 6667130.9763 | 0 | 51316867.7654 | 86466868.0542 | 42169.6503 | 8.8238 | 5815.7328 | 9799.2769 | 118.5616 | 199.7715
1 | 3900 | 707 | 0.035 | 15 | 15 | 7 | 5.6234e-11 | 0 | CO2 | Porous | Wet | R245fa | MinimizeLCOE_Brownfield | IgnoreSilica | 123.2345 | 20.5894 | 2.3323 | 4 | 5568.4276 | 9336.2345 | 113.5199 | 190.3318 | 94.8633 | 10.9709 | 9690897604.16 | 4942849.528 | 0 | 4282705.7028 | 0 | 0 | 0 | 1436962.3871 | 4158381.871 | 10819256.6269 | 7384364.9614 | 33024521.0772 | 3144235.0165 | 15779296.4433 | 15779296.4433 | 12703572.8692 | 6667130.9763 | 0 | 51948052.537 | 87098052.8258 | 56234.1325 | 9.329 | 5568.4276 | 9336.2345 | 113.5199 | 190.3318
1 | 3900 | 707 | 0.035 | 15 | 15 | 7 | 7.4989e-11 | 0 | CO2 | Porous | Wet | R245fa | MinimizeLCOE_Brownfield | IgnoreSilica | 127.2707 | 21.3056 | 2.4334 | 4 | 5383.3225 | 8994.5405 | 109.7463 | 183.3659 | 94.5329 | 10.8769 | 9756510710.8298 | 5037309.5885 | 0 | 4394556.5753 | 0 | 0 | 0 | 1376209.5364 | 4215149.5231 | 10966954.4129 | 7485171.7352 | 33475351.3713 | 3144235.0165 | 15779296.4433 | 15779296.4433 | 12703572.8692 | 6667130.9763 | 0 | 52398882.8312 | 87548883.12 | 74989.4209 | 9.7336 | 5383.3225 | 8994.5405 | 109.7463 | 183.3659
1 | 3900 | 707 | 0.035 | 15 | 15 | 7 | 1e-10 | 0 | CO2 | Porous | Wet | R245fa | MinimizeLCOE_Brownfield | IgnoreSilica | 130.3964 | 21.8618 | 2.513 | 4 | 5244.6767 | 8741.5389 | 106.9198 | 178.2081 | 94.2644 | 10.8017 | 9800872373.8712 | 5108374.3305 | 0 | 4480689.5412 | 0 | 0 | 0 | 1322302.8006 | 4255433.0022 | 11071763.7624 | 7556706.2698 | 33795269.7067 | 3144235.0165 | 15779296.4433 | 15779296.4433 | 12703572.8692 | 6667130.9763 | 0 | 52718801.1665 | 87868801.4553 | 100000 | 10.0519 | 5244.6767 | 8741.5389 | 106.9198 | 178.2081
1 | 3900 | 707 | 0.035 | 15 | 15 | 7 | 1.3335e-10 | 0 | CO2 | Porous | Wet | R245fa | MinimizeLCOE_Brownfield | IgnoreSilica | 132.7741 | 22.2862 | 2.5746 | 4 | 5140.7695 | 8553.9239 | 104.8015 | 174.3833 | 94.0528 | 10.743 | 9835879888.6615 | 5161199.208 | 0 | 4545932.1403 | 0 | 0 | 0 | 1276188.2727 | 4283494.6522 | 11144774.4194 | 7606537.5435 | 34018126.2361 | 3144235.0165 | 15779296.4433 | 15779296.4433 | 12703572.8692 | 6667130.9763 | 0 | 52941657.6959 | 88091657.9847 | 133352.1432 | 10.2984 | 5140.7695 | 8553.9239 | 104.8015 | 174.3833
1 | 3900 | 707 | 0.035 | 15 | 15 | 7 | 1.7783e-10 | 0 | CO2 | Porous | Wet | R245fa | MinimizeLCOE_Brownfield | IgnoreSilica | 134.5964 | 22.6119 | 2.6221 | 4 | 5062.8656 | 8414.1318 | 103.2134 | 171.5335 | 93.8862 | 10.6972 | 9858274406.1588 | 5200961.7572 | 0 | 4595778.891 | 0 | 0 | 0 | 1238424.134 | 4303714.2651 | 11197381.7045 | 7642443.0965 | 34178703.8483 | 3144235.0165 | 15779296.4433 | 15779296.4433 | 12703572.8692 | 6667130.9763 | 0 | 53102235.3081 | 88252235.5969 | 177827.941 | 10.4886 | 5062.8656 | 8414.1318 | 103.2134 | 171.5335
1 | 3900 | 707 | 0.035 | 15 | 15 | 7 | 2.3714e-10 | 0 | CO2 | Porous | Wet | R245fa | MinimizeLCOE_Brownfield | IgnoreSilica | 135.9944 | 22.8618 | 2.6586 | 4 | 5004.443 | 8309.6943 | 102.0223 | 169.4044 | 93.7559 | 10.6616 | 9870683927.9228 | 5231035.7328 | 0 | 4633925.2228 | 0 | 0 | 0 | 1208294.2875 | 4318569.5448 | 11236032.0952 | 7668822.7824 | 34296679.6655 | 3144235.0165 | 15779296.4433 | 15779296.4433 | 12703572.8692 | 6667130.9763 | 0 | 53220211.1254 | 88370211.4142 | 237137.3706 | 10.6346 | 5004.443 | 8309.6943 | 102.0223 | 169.4044
1 | 3900 | 707 | 0.035 | 15 | 15 | 7 | 3.1623e-10 | 0 | CO2 | Porous | Wet | R245fa | MinimizeLCOE_Brownfield | IgnoreSilica | 137.042 | 23.0494 | 2.6863 | 4 | 4960.6245 | 8231.8217 | 101.129 | 167.8168 | 93.6567 | 10.6347 | 9884975136.2574 | 5253326.688 | 0 | 4662460.2953 | 0 | 0 | 0 | 1184328.7704 | 4329045.1439 | 11263287.4552 | 7687425.1256 | 34379873.4784 | 3144235.0165 | 15779296.4433 | 15779296.4433 | 12703572.8692 | 6667130.9763 | 0 | 53303404.9382 | 88453405.227 | 316227.766 | 10.7453 | 4960.6245 | 8231.8217 | 101.129 | 167.8168
1 | 3900 | 707 | 0.035 | 15 | 15 | 7 | 4.217e-10 | 0 | CO2 | Porous | Wet | R245fa | MinimizeLCOE_Brownfield | IgnoreSilica | 137.8313 | 23.191 | 2.7073 | 4 | 4927.7577 | 8173.6188 | 100.459 | 166.6303 | 93.5811 | 10.6142 | 9888707867.7361 | 5269983.8656 | 0 | 4683933.3368 | 0 | 0 | 0 | 1165618.6346 | 4336618.9765 | 11282993.0139 | 7700874.5743 | 34440022.4019 | 3144235.0165 | 15779296.4433 | 15779296.4433 | 12703572.8692 | 6667130.9763 | 0 | 53363553.8617 | 88513554.1505 | 421696.5034 | 10.8292 | 4927.7577 | 8173.6188 | 100.459 | 166.6303
1 | 3900 | 707 | 0.035 | 15 | 15 | 7 | 5.6234e-10 | 0 | CO2 | Porous | Wet | R245fa | MinimizeLCOE_Brownfield | IgnoreSilica | 138.4233 | 23.2972 | 2.7231 | 4 | 4903.1054 | 8130.1049 | 99.9564 | 165.7432 | 93.524 | 10.5988 | 9896309267.5337 | 5282395.7575 | 0 | 4700019.5809 | 0 | 0 | 0 | 1151126.977 | 4342081.503 | 11297205.3875 | 7710574.8113 | 34483404.0172 | 3144235.0165 | 15779296.4433 | 15779296.4433 | 12703572.8692 | 6667130.9763 | 0 | 53406935.477 | 88556935.7658 | 562341.3252 | 10.8925 | 4903.1054 | 8130.1049 | 99.9564 | 165.7432
1 | 3900 | 707 | 0.035 | 15 | 15 | 7 | 7.4989e-10 | 0 | CO2 | Porous | Wet | R245fa | MinimizeLCOE_Brownfield | IgnoreSilica | 138.8714 | 23.3776 | 2.7351 | 4 | 4884.6149 | 8097.4988 | 99.5795 | 165.0785 | 93.4804 | 10.587 | 9900523241.4599 | 5291745.6302 | 0 | 4712186.3255 | 0 | 0 | 0 | 1140054.4583 | 4346154.7015 | 11307803.0143 | 7717807.9094 | 34515752.0392 | 3144235.0165 | 15779296.4433 | 15779296.4433 | 12703572.8692 | 6667130.9763 | 0 | 53439283.499 | 88589283.7878 | 749894.2093 | 10.9403 | 4884.6149 | 8097.4988 | 99.5795 | 165.0785
1 | 3900 | 707 | 0.035 | 15 | 15 | 7 | 1e-09 | 0 | CO2 | Porous | Wet | R245fa | MinimizeLCOE_Brownfield | IgnoreSilica | 137.4365 | 23.1531 | 2.7266 | 4 | 4869.7606 | 8092.6399 | 99.2767 | 164.9794 | 93.6084 | 10.6209 | 10839431709.2739 | 5260944.82 | 0 | 4673195.101 | 0 | 0 | 0 | 1104029.6676 | 4304886.1395 | 11200430.6815 | 7644524.086 | 34188010.4956 | 3144235.0165 | 15779296.4433 | 15779296.4433 | 12703572.8692 | 6667130.9763 | 0 | 53111541.9554 | 88261542.2442 | 1000000 | 10.9064 | 4869.7606 | 8092.6399 | 99.2767 | 164.9794
1 | 3900 | 707 | 0.035 | 15 | 15 | 7 | 1.3335e-09 | 0 | CO2 | Porous | Wet | R245fa | MinimizeLCOE_Brownfield | IgnoreSilica | 138.7595 | 23.3721 | 2.7443 | 4 | 4858.8726 | 8060.9906 | 99.0547 | 164.3342 | 93.4822 | 10.5864 | 11147070678.3103 | 5288767.8684 | 0 | 4709148.9255 | 0 | 0 | 0 | 1112845.116 | 4333197.1449 | 11274090.11 | 7694798.1595 | 34412847.3242 | 3144235.0165 | 15779296.4433 | 15779296.4433 | 12703572.8692 | 6667130.9763 | 0 | 53336378.7841 | 88486379.0729 | 1333521.4322 | 10.9771 | 4858.8726 | 8060.9906 | 99.0547 | 164.3342
1 | 3900 | 707 | 0.035 | 15 | 15 | 7 | 1.7783e-09 | 0 | CO2 | Porous | Wet | R245fa | MinimizeLCOE_Brownfield | IgnoreSilica | 139.6996 | 23.5278 | 2.7569 | 4 | 4850.9853 | 8038.4841 | 98.8939 | 163.8754 | 93.3913 | 10.5617 | 9901959908.1607 | 5308339.0913 | 0 | 4734657.2898 | 0 | 0 | 0 | 1118663.566 | 4353047.3794 | 11325736.3484 | 7730047.7784 | 34570491.4533 | 3144235.0165 | 15779296.4433 | 15779296.4433 | 12703572.8692 | 6667130.9763 | 0 | 53494022.9131 | 88644023.2019 | 1778279.41 | 11.0275 | 4850.9853 | 8038.4841 | 98.8939 | 163.8754
1 | 3900 | 707 | 0.035 | 15 | 15 | 7 | 2.3714e-09 | 0 | CO2 | Porous | Wet | R245fa | MinimizeLCOE_Brownfield | IgnoreSilica | 139.8387 | 23.5529 | 2.7607 | 4 | 4845.146 | 8028.2665 | 98.7749 | 163.6671 | 93.3776 | 10.558 | 9907377993.2821 | 5311214.1415 | 0 | 4738428.1489 | 0 | 0 | 0 | 1114955.2315 | 4354193.0336 | 11328717.1055 | 7732082.2064 | 34579589.8674 | 3144235.0165 | 15779296.4433 | 15779296.4433 | 12703572.8692 | 6667130.9763 | 0 | 53503121.3272 | 88653121.616 | 2371373.7057 | 11.0426 | 4845.146 | 8028.2665 | 98.7749 | 163.6671
1 | 3900 | 707 | 0.035 | 15 | 15 | 7 | 3.1623e-09 | 0 | CO2 | Porous | Wet | R245fa | MinimizeLCOE_Brownfield | IgnoreSilica | 139.936 | 23.5705 | 2.7634 | 4 | 4840.7668 | 8020.6887 | 98.6856 | 163.5126 | 93.3681 | 10.5555 | 9907157508.4175 | 5313221.4916 | 0 | 4741063.9571 | 0 | 0 | 0 | 1112058.77 | 4354874.2453 | 11330489.4787 | 7733291.8875 | 34584999.8301 | 3144235.0165 | 15779296.4433 | 15779296.4433 | 12703572.8692 | 6667130.9763 | 0 | 53508531.29 | 88658531.5788 | 3162277.6602 | 11.0537 | 4840.7668 | 8020.6887 | 98.6856 | 163.5126
1 | 3900 | 707 | 0.035 | 15 | 15 | 7 | 4.217e-09 | 0 | CO2 | Porous | Wet | R245fa | MinimizeLCOE_Brownfield | IgnoreSilica | 140.024 | 23.5862 | 2.7657 | 4 | 4837.4827 | 8014.8367 | 98.6186 | 163.3933 | 93.3594 | 10.5531 | 9905044586.6739 | 5315036.9846 | 0 | 4743448.4203 | 0 | 0 | 0 | 1110090.8757 | 4355744.7495 | 11332754.352 | 7734837.71 | 34591913.0922 | 3144235.0165 | 15779296.4433 | 15779296.4433 | 12703572.8692 | 6667130.9763 | 0 | 53515444.552 | 88665444.8408 | 4216965.0343 | 11.0627 | 4837.4827 | 8014.8367 | 98.6186 | 163.3933
1 | 3900 | 707 | 0.035 | 15 | 15 | 7 | 5.6234e-09 | 0 | CO2 | Porous | Wet | R245fa | MinimizeLCOE_Brownfield | IgnoreSilica | 140.0823 | 23.5967 | 2.7673 | 4 | 4835.0198 | 8010.5366 | 98.5684 | 163.3056 | 93.3537 | 10.5516 | 9907049501.8685 | 5316239.7313 | 0 | 4745029.5307 | 0 | 0 | 0 | 1108502.2176 | 4356210.877 | 11333967.1203 | 7735665.4493 | 34595614.9261 | 3144235.0165 | 15779296.4433 | 15779296.4433 | 12703572.8692 | 6667130.9763 | 0 | 53519146.3859 | 88669146.6747 | 5623413.2519 | 11.0691 | 4835.0198 | 8010.5366 | 98.5684 | 163.3056
1 | 3900 | 707 | 0.035 | 15 | 15 | 7 | 7.4989e-09 | 0 | CO2 | Porous | Wet | R245fa | MinimizeLCOE_Brownfield | IgnoreSilica | 140.1212 | 23.6038 | 2.7684 | 4 | 4833.1729 | 8007.3678 | 98.5308 | 163.241 | 93.3498 | 10.5506 | 9908870482.2075 | 5317040.9165 | 0 | 4746083.5311 | 0 | 0 | 0 | 1107239.5992 | 4356441.9782 | 11334568.3983 | 7736075.8339 | 34597450.2572 | 3144235.0165 | 15779296.4433 | 15779296.4433 | 12703572.8692 | 6667130.9763 | 0 | 53520981.717 | 88670982.0058 | 7498942.0933 | 11.0737 | 4833.1729 | 8007.3678 | 98.5308 | 163.241
1 | 3900 | 707 | 0.035 | 15 | 15 | 7 | 1e-08 | 0 | CO2 | Porous | Wet | R245fa | MinimizeLCOE_Brownfield | IgnoreSilica | 140.1601 | 23.6107 | 2.7694 | 4 | 4831.7878 | 8004.8813 | 98.5025 | 163.1903 | 93.346 | 10.5495 | 9908020572.6007 | 5317842.4316 | 0 | 4747137.473 | 0 | 0 | 0 | 1106428.3719 | 4356849.2278 | 11335627.9782 | 7736799.019 | 34600684.5016 | 3144235.0165 | 15779296.4433 | 15779296.4433 | 12703572.8692 | 6667130.9763 | 0 | 53524215.9614 | 88674216.2502 | 10000000 | 11.0775 | 4831.7878 | 8004.8813 | 98.5025 | 163.1903
1 | 4000 | 707 | 0.035 | 15 | 15 | 7 | 1e-13 | 0 | CO2 | Porous | Wet | R245fa | MinimizeLCOE_Brownfield | IgnoreSilica | 1.1001 | 0.013139 | 0.0017039 | 4 | 2979264.4679 | 8283050.9731 | 60736.3359 | 168861.1977 | 61.9962 | 10.3063 | 1739057.924 | 117203.3323 | 0 | 53826.5748 | 0 | 0 | 0 | 112874.6003 | 110722.7579 | 288077.9037 | 196619.0887 | 879324.2577 | 3144235.0165 | 16281397.4 | 16281397.4 | 13025169.1305 | 6840998.1979 | 0 | 20304956.6742 | 56452521.4025 | 100 | 0.0068154 | 2979264.4679 | 8283050.9731 | 60736.3359 | 168861.1977
1 | 4000 | 707 | 0.035 | 15 | 15 | 7 | 1.3335e-13 | 0 | CO2 | Porous | Wet | R245fa | MinimizeLCOE_Brownfield | IgnoreSilica | 1.6485 | 0.0705 | 0.0054157 | 4 | 957549.1051 | 2626202.8769 | 19520.9337 | 53538.6978 | 70.6722 | 10.9912 | 229604635.1688 | 176919.4812 | 0 | 91619.2295 | 0 | 0 | 0 | 156830.8148 | 165894.1149 | 431622.4575 | 294591.1962 | 1317477.2942 | 3144235.0165 | 16281397.4 | 16281397.4 | 13025169.1305 | 6840998.1979 | 0 | 20743109.7106 | 56890674.439 | 133.3521 | 0.021663 | 957549.1051 | 2626202.8769 | 19520.9337 | 53538.6978
1 | 4000 | 707 | 0.035 | 15 | 15 | 7 | 1.7783e-13 | 0 | CO2 | Porous | Wet | R245fa | MinimizeLCOE_Brownfield | IgnoreSilica | 2.2988 | 0.15349 | 0.011452 | 4 | 463293.7274 | 1252425.2154 | 9444.8693 | 25532.382 | 77.0955 | 11.4462 | 391816825.3153 | 243690.696 | 0 | 134683.7984 | 0 | 0 | 0 | 201609.2973 | 226193.6787 | 588509.5534 | 401669.8628 | 1796356.8866 | 3144235.0165 | 16281397.4 | 16281397.4 | 13025169.1305 | 6840998.1979 | 0 | 21221989.303 | 57369554.0314 | 177.8279 | 0.045807 | 463293.7274 | 1252425.2154 | 9444.8693 | 25532.382
1 | 4000 | 707 | 0.035 | 15 | 15 | 7 | 2.3714e-13 | 0 | CO2 | Porous | Wet | R245fa | MinimizeLCOE_Brownfield | IgnoreSilica | 3.1297 | 0.27108 | 0.020465 | 4 | 266153.6353 | 707740.6672 | 5425.9019 | 14428.2508 | 82.3117 | 11.7785 | 690100646.7637 | 323045.259 | 0 | 186997.7729 | 0 | 0 | 0 | 252326.6725 | 297324.1847 | 773576.5391 | 527981.8833 | 2361252.3115 | 3144235.0165 | 16281397.4 | 16281397.4 | 13025169.1305 | 6840998.1979 | 0 | 21786884.728 | 57934449.4563 | 237.1374 | 0.081858 | 266153.6353 | 707740.6672 | 5425.9019 | 14428.2508
1 | 4000 | 707 | 0.035 | 15 | 15 | 7 | 3.1623e-13 | 0 | CO2 | Porous | Wet | R245fa | MinimizeLCOE_Brownfield | IgnoreSilica | 4.1897 | 0.43092 | 0.033289 | 4 | 168596.9361 | 440066.7679 | 3437.0766 | 8971.3563 | 86.5209 | 12.0247 | 1048052756.6391 | 416611.0011 | 0 | 250138.6534 | 0 | 0 | 0 | 309564.3788 | 380762.473 | 990665.8496 | 676149.7985 | 3023892.1544 | 3144235.0165 | 16281397.4 | 16281397.4 | 13025169.1305 | 6840998.1979 | 0 | 22449524.5708 | 58597089.2992 | 316.2278 | 0.13315 | 168596.9361 | 440066.7679 | 3437.0766 | 8971.3563
1 | 4000 | 707 | 0.035 | 15 | 15 | 7 | 4.217e-13 | 0 | CO2 | Porous | Wet | R245fa | MinimizeLCOE_Brownfield | IgnoreSilica | 5.5534 | 0.64458 | 0.05104 | 4 | 113803.9208 | 290859.4877 | 2320.0469 | 5929.5641 | 89.9211 | 12.2099 | 1441617860.5259 | 527564.22 | 0 | 326873.9448 | 0 | 0 | 0 | 375203.4479 | 479560.229 | 1247717.3445 | 851592.7256 | 3808511.9118 | 3144235.0165 | 16281397.4 | 16281397.4 | 13025169.1305 | 6840998.1979 | 0 | 23234144.3283 | 59381709.0566 | 421.6965 | 0.20416 | 113803.9208 | 290859.4877 | 2320.0469 | 5929.5641
1 | 4000 | 707 | 0.035 | 15 | 15 | 7 | 5.6234e-13 | 0 | CO2 | Porous | Wet | R245fa | MinimizeLCOE_Brownfield | IgnoreSilica | 7.2855 | 0.92307 | 0.075134 | 4 | 80354.9817 | 200632.6612 | 1638.145 | 4090.1682 | 92.6172 | 12.348 | 1953111051.2807 | 657432.6956 | 0 | 418966.4652 | 0 | 0 | 0 | 448756.3555 | 594810.6513 | 1547575.3023 | 1056251.9433 | 4723793.4132 | 3144235.0165 | 16281397.4 | 16281397.4 | 13025169.1305 | 6840998.1979 | 0 | 24149425.8297 | 60296990.558 | 562.3413 | 0.30053 | 80354.9817 | 200632.6612 | 1638.145 | 4090.1682
1 | 4000 | 707 | 0.035 | 15 | 15 | 7 | 7.4989e-13 | 0 | CO2 | Porous | Wet | R245fa | MinimizeLCOE_Brownfield | IgnoreSilica | 9.5144 | 1.2867 | 0.10748 | 4 | 58698.616 | 142776.1428 | 1196.6507 | 2910.6848 | 94.7709 | 12.4522 | 2487106204.2705 | 811521.1442 | 0 | 531015.0843 | 0 | 0 | 0 | 533559.054 | 731677.1602 | 1903673.8832 | 1299296.5419 | 5810742.8677 | 3144235.0165 | 16281397.4 | 16281397.4 | 13025169.1305 | 6840998.1979 | 0 | 25236375.2842 | 61383940.0125 | 749.8942 | 0.42993 | 58698.616 | 142776.1428 | 1196.6507 | 2910.6848
1 | 4000 | 707 | 0.035 | 15 | 15 | 7 | 1e-12 | 0 | CO2 | Porous | Wet | R245fa | MinimizeLCOE_Brownfield | IgnoreSilica | 12.3527 | 1.7548 | 0.15046 | 4 | 44053.7806 | 104116.9114 | 898.0959 | 2122.5641 | 96.4623 | 12.5287 | 3089511934.7177 | 992628.4172 | 0 | 666057.7755 | 0 | 0 | 0 | 629497.8065 | 892391.7597 | 2321820.304 | 1584690.0661 | 7087086.1289 | 3144235.0165 | 16281397.4 | 16281397.4 | 13025169.1305 | 6840998.1979 | 0 | 26512718.5454 | 62660283.2737 | 1000 | 0.60183 | 44053.7806 | 104116.9114 | 898.0959 | 2122.5641
1 | 4000 | 707 | 0.035 | 15 | 15 | 7 | 1.3335e-12 | 0 | CO2 | Porous | Wet | R245fa | MinimizeLCOE_Brownfield | IgnoreSilica | 15.9749 | 2.3561 | 0.20714 | 4 | 33816.5023 | 77443.4606 | 689.3951 | 1578.7897 | 97.7848 | 12.5828 | 3715717180.8792 | 1206234.4312 | 0 | 829367.2034 | 0 | 0 | 0 | 738913.8623 | 1082061.0438 | 2815300.8747 | 1921500.6956 | 8593378.1109 | 3144235.0165 | 16281397.4 | 16281397.4 | 13025169.1305 | 6840998.1979 | 0 | 28019010.5274 | 64166575.2557 | 1333.5214 | 0.82856 | 33816.5023 | 77443.4606 | 689.3951 | 1578.7897
1 | 4000 | 707 | 0.035 | 15 | 15 | 7 | 1.7783e-12 | 0 | CO2 | Porous | Wet | R245fa | MinimizeLCOE_Brownfield | IgnoreSilica | 20.6398 | 3.1336 | 0.2817 | 4 | 26454.6071 | 58534.0139 | 539.3129 | 1193.295 | 98.813 | 12.6168 | 4348594089.3428 | 1460614.4689 | 0 | 1025408.3632 | 0 | 0 | 0 | 866567.4388 | 1307510.2056 | 3401873.3478 | 2321848.4614 | 10383822.2857 | 3144235.0165 | 16281397.4 | 16281397.4 | 13025169.1305 | 6840998.1979 | 0 | 29809454.7021 | 65957019.4304 | 1778.2794 | 1.1268 | 26454.6071 | 58534.0139 | 539.3129 | 1193.295
1 | 4000 | 707 | 0.035 | 15 | 15 | 7 | 2.3714e-12 | 0 | CO2 | Porous | Wet | R245fa | MinimizeLCOE_Brownfield | IgnoreSilica | 26.3498 | 4.0921 | 0.37782 | 4 | 21043.8654 | 44962.4214 | 429.0077 | 916.6198 | 99.5597 | 12.6299 | 5080208915.4603 | 1749020.3339 | 0 | 1246677.6907 | 0 | 0 | 0 | 1000577.3358 | 1558547.3906 | 4055020.6082 | 2767634.8875 | 12377478.2467 | 3144235.0165 | 16281397.4 | 16281397.4 | 13025169.1305 | 6840998.1979 | 0 | 31803110.6631 | 67950675.3915 | 2371.3737 | 1.5113 | 21043.8654 | 44962.4214 | 429.0077 | 916.6198
1 | 4000 | 707 | 0.035 | 15 | 15 | 7 | 3.1623e-12 | 0 | CO2 | Porous | Wet | R245fa | MinimizeLCOE_Brownfield | IgnoreSilica | 33.4003 | 5.2811 | 0.50034 | 4 | 17029.3081 | 35090.7333 | 347.1655 | 715.3721 | 100.087 | 12.6209 | 5811503939.6991 | 2079500.5389 | 0 | 1507066.9905 | 0 | 0 | 0 | 1145458.8785 | 1845490.2991 | 4801587.1961 | 3277181.9241 | 14656285.8273 | 3144235.0165 | 16281397.4 | 16281397.4 | 13025169.1305 | 6840998.1979 | 0 | 34081918.2437 | 70229482.972 | 3162.2777 | 2.0014 | 17029.3081 | 35090.7333 | 347.1655 | 715.3721
1 | 4000 | 707 | 0.035 | 15 | 15 | 7 | 4.217e-12 | 0 | CO2 | Porous | Wet | R245fa | MinimizeLCOE_Brownfield | IgnoreSilica | 41.8728 | 6.7178 | 0.65309 | 4 | 14014.4417 | 27851.5988 | 285.7033 | 567.7925 | 100.4127 | 12.586 | 6553325352.8124 | 2448441.703 | 0 | 1805834.4303 | 0 | 0 | 0 | 1294207.9616 | 2163908.797 | 5630046.8111 | 3842622.6345 | 17185062.3376 | 3144235.0165 | 16281397.4 | 16281397.4 | 13025169.1305 | 6840998.1979 | 0 | 36610694.754 | 72758259.4824 | 4216.965 | 2.6124 | 14014.4417 | 27851.5988 | 285.7033 | 567.7925
1 | 4000 | 707 | 0.035 | 15 | 15 | 7 | 5.6234e-12 | 0 | CO2 | Porous | Wet | R245fa | MinimizeLCOE_Brownfield | IgnoreSilica | 51.7806 | 8.4079 | 0.83827 | 4 | 11732.2422 | 22512.6369 | 239.1776 | 458.9506 | 100.5488 | 12.5199 | 7262476824.5981 | 2849640.4867 | 0 | 2140256.8758 | 0 | 0 | 0 | 1439526.622 | 2507475.3539 | 6523936.517 | 4452720.7264 | 19913556.5819 | 3144235.0165 | 16281397.4 | 16281397.4 | 13025169.1305 | 6840998.1979 | 0 | 39339188.9983 | 75486753.7266 | 5623.4133 | 3.3531 | 11732.2422 | 22512.6369 | 239.1776 | 458.9506
1 | 4000 | 707 | 0.035 | 15 | 15 | 7 | 7.4989e-12 | 0 | CO2 | Porous | Wet | R245fa | MinimizeLCOE_Brownfield | IgnoreSilica | 62.8324 | 10.3077 | 1.0537 | 4 | 9995.8494 | 18572.0075 | 203.7789 | 378.6155 | 100.4937 | 12.416 | 7929439273.6183 | 3265885.3541 | 0 | 2498499.9468 | 0 | 0 | 0 | 1566553.0003 | 2859065.9375 | 7438703.0943 | 5077067.7119 | 22705775.045 | 3144235.0165 | 16281397.4 | 16281397.4 | 13025169.1305 | 6840998.1979 | 0 | 42131407.4614 | 78278972.1897 | 7498.9421 | 4.2149 | 9995.8494 | 18572.0075 | 203.7789 | 378.6155
1 | 4000 | 707 | 0.035 | 15 | 15 | 7 | 1e-11 | 0 | CO2 | Porous | Wet | R245fa | MinimizeLCOE_Brownfield | IgnoreSilica | 74.4332 | 12.3178 | 1.2905 | 4 | 8680.8277 | 15683.6423 | 176.9704 | 319.7323 | 100.2688 | 12.2815 | 8517999251.2678 | 3673130.8654 | 0 | 2861184.7518 | 0 | 0 | 0 | 1661204.587 | 3196252.8797 | 8315994.3513 | 5675837.0213 | 25383604.4566 | 3144235.0165 | 16281397.4 | 16281397.4 | 13025169.1305 | 6840998.1979 | 0 | 44809236.873 | 80956801.6013 | 10000 | 5.1619 | 8680.8277 | 15683.6423 | 176.9704 | 319.7323
1 | 4000 | 707 | 0.035 | 15 | 15 | 7 | 1.3335e-11 | 0 | CO2 | Porous | Wet | R245fa | MinimizeLCOE_Brownfield | IgnoreSilica | 85.8823 | 14.3185 | 1.5353 | 4 | 7686.8799 | 13572.8365 | 156.7074 | 276.7006 | 99.8954 | 12.1203 | 9003330521.9377 | 4048080.0499 | 0 | 3208154.1891 | 0 | 0 | 0 | 1713643.0919 | 3498252.159 | 9101734.5276 | 6212120.837 | 27781984.8545 | 3144235.0165 | 16281397.4 | 16281397.4 | 13025169.1305 | 6840998.1979 | 0 | 47207617.271 | 83355181.9993 | 13335.2143 | 6.1413 | 7686.8799 | 13572.8365 | 156.7074 | 276.7006
1 | 4000 | 707 | 0.035 | 15 | 15 | 7 | 1.7783e-11 | 0 | CO2 | Porous | Wet | R245fa | MinimizeLCOE_Brownfield | IgnoreSilica | 96.4741 | 16.1851 | 1.7728 | 4 | 6939.1946 | 12036.6821 | 141.4649 | 245.384 | 99.4229 | 11.9461 | 9386666718.5148 | 4372531.5936 | 0 | 3520957.7907 | 0 | 0 | 0 | 1722106.8861 | 3750082.5454 | 9756945.5355 | 6659315.8132 | 29781940.1645 | 3144235.0165 | 16281397.4 | 16281397.4 | 13025169.1305 | 6840998.1979 | 0 | 49207572.581 | 85355137.3093 | 17782.7941 | 7.0913 | 6939.1946 | 12036.6821 | 141.4649 | 245.384
1 | 4000 | 707 | 0.035 | 15 | 15 | 7 | 2.3714e-11 | 0 | CO2 | Porous | Wet | R245fa | MinimizeLCOE_Brownfield | IgnoreSilica | 105.7702 | 17.8359 | 1.9903 | 4 | 6378.8213 | 10919.1884 | 130.0409 | 222.6024 | 98.9091 | 11.7731 | 9672903942.0875 | 4640055.6961 | 0 | 3789859.4323 | 0 | 0 | 0 | 1694717.8692 | 3948606.8691 | 10273465.1026 | 7011851.0312 | 31358556.0004 | 3144235.0165 | 16281397.4 | 16281397.4 | 13025169.1305 | 6840998.1979 | 0 | 50784188.4169 | 86931753.1452 | 23713.7371 | 7.9614 | 6378.8213 | 10919.1884 | 130.0409 | 222.6024
1 | 4000 | 707 | 0.035 | 15 | 15 | 7 | 3.1623e-11 | 0 | CO2 | Porous | Wet | R245fa | MinimizeLCOE_Brownfield | IgnoreSilica | 113.6024 | 19.2359 | 2.1804 | 4 | 5959.6621 | 10104.3327 | 121.4958 | 205.9905 | 98.4041 | 11.6127 | 9875281990.9422 | 4853056.1187 | 0 | 4012750.9582 | 0 | 0 | 0 | 1643924.1368 | 4098795.1733 | 10664224.2625 | 7278552.1871 | 32551302.8366 | 3144235.0165 | 16281397.4 | 16281397.4 | 13025169.1305 | 6840998.1979 | 0 | 51976935.2531 | 88124499.9814 | 31622.7766 | 8.7215 | 5959.6621 | 10104.3327 | 121.4958 | 205.9905
1 | 4000 | 707 | 0.035 | 15 | 15 | 7 | 4.217e-11 | 0 | CO2 | Porous | Wet | R245fa | MinimizeLCOE_Brownfield | IgnoreSilica | 120.024 | 20.3912 | 2.3408 | 4 | 5644.8163 | 9505.4295 | 115.0772 | 193.781 | 97.9338 | 11.4681 | 10010476996.3261 | 5018790.589 | 0 | 4193210.407 | 0 | 0 | 0 | 1580697.2536 | 4209152.3174 | 10951350.9139 | 7474522.0265 | 33427723.5074 | 3144235.0165 | 16281397.4 | 16281397.4 | 13025169.1305 | 6840998.1979 | 0 | 52853355.9239 | 89000920.6522 | 42169.6503 | 9.3632 | 5644.8163 | 9505.4295 | 115.0772 | 193.781
1 | 4000 | 707 | 0.035 | 15 | 15 | 7 | 5.6234e-11 | 0 | CO2 | Porous | Wet | R245fa | MinimizeLCOE_Brownfield | IgnoreSilica | 125.0929 | 21.3066 | 2.471 | 4 | 5410.7054 | 9067.9113 | 110.3045 | 184.8616 | 97.5362 | 11.3504 | 10108823676.6663 | 5144559.2539 | 0 | 4334294.9643 | 0 | 0 | 0 | 1515853.3269 | 4287935.9426 | 11156329.7461 | 7614424.2913 | 34053397.5252 | 3144235.0165 | 16281397.4 | 16281397.4 | 13025169.1305 | 6840998.1979 | 0 | 53479029.9416 | 89626594.6699 | 56234.1325 | 9.8839 | 5410.7054 | 9067.9113 | 110.3045 | 184.8616
1 | 4000 | 707 | 0.035 | 15 | 15 | 7 | 7.4989e-11 | 0 | CO2 | Porous | Wet | R245fa | MinimizeLCOE_Brownfield | IgnoreSilica | 129.0734 | 22.0277 | 2.5751 | 4 | 5235.507 | 8744.8911 | 106.7329 | 178.2764 | 97.2038 | 11.254 | 10171600419.6304 | 5239933.6351 | 0 | 4444283.6867 | 0 | 0 | 0 | 1455149.8884 | 4344353.212 | 11303115.9083 | 7714608.8632 | 34501445.1937 | 3144235.0165 | 16281397.4 | 16281397.4 | 13025169.1305 | 6840998.1979 | 0 | 53927077.6102 | 90074642.3385 | 74989.4209 | 10.3003 | 5235.507 | 8744.8911 | 106.7329 | 178.2764
1 | 4000 | 707 | 0.035 | 15 | 15 | 7 | 1e-10 | 0 | CO2 | Porous | Wet | R245fa | MinimizeLCOE_Brownfield | IgnoreSilica | 132.146 | 22.5861 | 2.6568 | 4 | 5104.3045 | 8505.7674 | 104.0582 | 173.4016 | 96.9349 | 11.1771 | 10214635100.9558 | 5311494.8186 | 0 | 4528720.7301 | 0 | 0 | 0 | 1401401.9032 | 4384230.8062 | 11406869.2284 | 7785422.6361 | 34818140.1226 | 3144235.0165 | 16281397.4 | 16281397.4 | 13025169.1305 | 6840998.1979 | 0 | 54243772.539 | 90391337.2673 | 100000 | 10.6271 | 5104.3045 | 8505.7674 | 104.0582 | 173.4016
1 | 4000 | 707 | 0.035 | 15 | 15 | 7 | 1.3335e-10 | 0 | CO2 | Porous | Wet | R245fa | MinimizeLCOE_Brownfield | IgnoreSilica | 134.5038 | 23.0155 | 2.7202 | 4 | 5005.9931 | 8328.1394 | 102.0539 | 169.7804 | 96.7212 | 11.1168 | 10244194480.757 | 5365181.9859 | 0 | 4593248.9908 | 0 | 0 | 0 | 1355950.6852 | 4412608.8481 | 11480703.0723 | 7835815.7517 | 35043509.334 | 3144235.0165 | 16281397.4 | 16281397.4 | 13025169.1305 | 6840998.1979 | 0 | 54469141.7504 | 90616706.4787 | 133352.1432 | 10.8808 | 5005.9931 | 8328.1394 | 102.0539 | 169.7804
1 | 4000 | 707 | 0.035 | 15 | 15 | 7 | 1.7783e-10 | 0 | CO2 | Porous | Wet | R245fa | MinimizeLCOE_Brownfield | IgnoreSilica | 136.289 | 23.3414 | 2.7689 | 4 | 4932.2971 | 8196.0414 | 100.5515 | 167.0874 | 96.5551 | 11.0702 | 10266819288.6531 | 5405116.4909 | 0 | 4641956.2142 | 0 | 0 | 0 | 1318470.2773 | 4432561.7631 | 11532616.4643 | 7871247.7084 | 35201968.9182 | 3144235.0165 | 16281397.4 | 16281397.4 | 13025169.1305 | 6840998.1979 | 0 | 54627601.3347 | 90775166.063 | 177827.941 | 11.0755 | 4932.2971 | 8196.0414 | 100.5515 | 167.0874
1 | 4000 | 707 | 0.035 | 15 | 15 | 7 | 2.3714e-10 | 0 | CO2 | Porous | Wet | R245fa | MinimizeLCOE_Brownfield | IgnoreSilica | 137.6534 | 23.5907 | 2.8062 | 4 | 4877.0388 | 8097.4004 | 99.425 | 165.0765 | 96.4257 | 11.0342 | 10280398440.1076 | 5435219.1018 | 0 | 4679093.8583 | 0 | 0 | 0 | 1288571.0072 | 4447124.7473 | 11570506.3617 | 7897108.342 | 35317623.4183 | 3144235.0165 | 16281397.4 | 16281397.4 | 13025169.1305 | 6840998.1979 | 0 | 54743255.8348 | 90890820.5631 | 237137.3706 | 11.2247 | 4877.0388 | 8097.4004 | 99.425 | 165.0765
1 | 4000 | 707 | 0.035 | 15 | 15 | 7 | 3.1623e-10 | 0 | CO2 | Porous | Wet | R245fa | MinimizeLCOE_Brownfield | IgnoreSilica | 138.6861 | 23.7795 | 2.8346 | 4 | 4835.5994 | 8023.7212 | 98.5802 | 163.5744 | 96.3263 | 11.0066 | 10289718840.8748 | 5457764.9471 | 0 | 4707157.7426 | 0 | 0 | 0 | 1264998.3808 | 4457669.2175 | 11597940.9102 | 7915832.9851 | 35401364.1833 | 3144235.0165 | 16281397.4 | 16281397.4 | 13025169.1305 | 6840998.1979 | 0 | 54826996.5998 | 90974561.3281 | 316227.766 | 11.3382 | 4835.5994 | 8023.7212 | 98.5802 | 163.5744
1 | 4000 | 707 | 0.035 | 15 | 15 | 7 | 4.217e-10 | 0 | CO2 | Porous | Wet | R245fa | MinimizeLCOE_Brownfield | IgnoreSilica | 139.4561 | 23.9206 | 2.856 | 4 | 4804.5208 | 7968.7454 | 97.9467 | 162.4537 | 96.2513 | 10.9859 | 10298538646.0729 | 5474436.1944 | 0 | 4728052.2924 | 0 | 0 | 0 | 1246492.7054 | 4465102.6649 | 11617281.2157 | 7929033.1409 | 35460398.2137 | 3144235.0165 | 16281397.4 | 16281397.4 | 13025169.1305 | 6840998.1979 | 0 | 54886030.6301 | 91033595.3585 | 421696.5034 | 11.4238 | 4804.5208 | 7968.7454 | 97.9467 | 162.4537
1 | 4000 | 707 | 0.035 | 15 | 15 | 7 | 5.6234e-10 | 0 | CO2 | Porous | Wet | R245fa | MinimizeLCOE_Brownfield | IgnoreSilica | 140.046 | 24.0285 | 2.8722 | 4 | 4781.2121 | 7927.5004 | 97.4715 | 161.6128 | 96.1934 | 10.9699 | 10302154274.4922 | 5487131.6323 | 0 | 4744045.9832 | 0 | 0 | 0 | 1232365.2491 | 4470781.7172 | 11632056.9447 | 7939117.8796 | 35505499.4062 | 3144235.0165 | 16281397.4 | 16281397.4 | 13025169.1305 | 6840998.1979 | 0 | 54931131.8226 | 91078696.5509 | 562341.3252 | 11.489 | 4781.2121 | 7927.5004 | 97.4715 | 161.6128
1 | 4000 | 707 | 0.035 | 15 | 15 | 7 | 7.4989e-10 | 0 | CO2 | Porous | Wet | R245fa | MinimizeLCOE_Brownfield | IgnoreSilica | 140.487 | 24.1093 | 2.8845 | 4 | 4763.7308 | 7896.6563 | 97.1151 | 160.984 | 96.1499 | 10.958 | 10305778716.9811 | 5496577.1069 | 0 | 4755993.2937 | 0 | 0 | 0 | 1221496.5268 | 4474886.1017 | 11642735.7113 | 7946406.3573 | 35538095.0977 | 3144235.0165 | 16281397.4 | 16281397.4 | 13025169.1305 | 6840998.1979 | 0 | 54963727.5142 | 91111292.2425 | 749894.2093 | 11.538 | 4763.7308 | 7896.6563 | 97.1151 | 160.984
1 | 4000 | 707 | 0.035 | 15 | 15 | 7 | 1e-09 | 0 | CO2 | Porous | Wet | R245fa | MinimizeLCOE_Brownfield | IgnoreSilica | 140.823 | 24.1708 | 2.8938 | 4 | 4750.6201 | 7873.5063 | 96.8478 | 160.5121 | 96.1165 | 10.9488 | 10311953037.4601 | 5503748.3016 | 0 | 4765090.972 | 0 | 0 | 0 | 1213279.4844 | 4478026.3156 | 11650905.9038 | 7951982.6815 | 35563033.6589 | 3144235.0165 | 16281397.4 | 16281397.4 | 13025169.1305 | 6840998.1979 | 0 | 54988666.0754 | 91136230.8037 | 1000000 | 11.5751 | 4750.6201 | 7873.5063 | 96.8478 | 160.5121
1 | 4000 | 707 | 0.035 | 15 | 15 | 7 | 1.3335e-09 | 0 | CO2 | Porous | Wet | R245fa | MinimizeLCOE_Brownfield | IgnoreSilica | 141.0614 | 24.2147 | 2.9006 | 4 | 4740.7874 | 7856.3188 | 96.6474 | 160.1617 | 96.0928 | 10.9423 | 10312329714.4169 | 5508820.811 | 0 | 4771542.2895 | 0 | 0 | 0 | 1206833.9622 | 4480006.8545 | 11656058.8595 | 7955499.6797 | 35578762.4564 | 3144235.0165 | 16281397.4 | 16281397.4 | 13025169.1305 | 6840998.1979 | 0 | 55004394.8728 | 91151959.6011 | 1333521.4322 | 11.6024 | 4740.7874 | 7856.3188 | 96.6474 | 160.1617
1 | 4000 | 707 | 0.035 | 15 | 15 | 7 | 1.7783e-09 | 0 | CO2 | Porous | Wet | R245fa | MinimizeLCOE_Brownfield | IgnoreSilica | 141.2466 | 24.2487 | 2.9058 | 4 | 4733.4134 | 7843.37 | 96.497 | 159.8977 | 96.0743 | 10.9372 | 10314201345.9352 | 5512755.27 | 0 | 4776553.8338 | 0 | 0 | 0 | 1202049.5103 | 4481629.8595 | 11660281.5857 | 7958381.7771 | 35591651.8364 | 3144235.0165 | 16281397.4 | 16281397.4 | 13025169.1305 | 6840998.1979 | 0 | 55017284.2529 | 91164848.9812 | 1778279.41 | 11.6232 | 4733.4134 | 7843.37 | 96.497 | 159.8977
1 | 4000 | 707 | 0.035 | 15 | 15 | 7 | 2.3714e-09 | 0 | CO2 | Porous | Wet | R245fa | MinimizeLCOE_Brownfield | IgnoreSilica | 141.3929 | 24.2754 | 2.9098 | 4 | 4727.8833 | 7833.5846 | 96.3843 | 159.6982 | 96.0597 | 10.9332 | 10313879085.4389 | 5515859.3667 | 0 | 4780512.0245 | 0 | 0 | 0 | 1198544.0454 | 4483017.0203 | 11663890.6936 | 7960845.0673 | 35602668.2179 | 3144235.0165 | 16281397.4 | 16281397.4 | 13025169.1305 | 6840998.1979 | 0 | 55028300.6343 | 91175865.3626 | 2371373.7057 | 11.6391 | 4727.8833 | 7833.5846 | 96.3843 | 159.6982
1 | 4000 | 707 | 0.035 | 15 | 15 | 7 | 3.1623e-09 | 0 | CO2 | Porous | Wet | R245fa | MinimizeLCOE_Brownfield | IgnoreSilica | 141.4977 | 24.2947 | 2.9127 | 4 | 4723.7361 | 7826.3045 | 96.2997 | 159.5498 | 96.0491 | 10.9303 | 10313713173.9385 | 5518080.0817 | 0 | 4783347.1506 | 0 | 0 | 0 | 1195828.2807 | 4483929.6501 | 11666265.169 | 7962465.6956 | 35609916.0276 | 3144235.0165 | 16281397.4 | 16281397.4 | 13025169.1305 | 6840998.1979 | 0 | 55035548.4441 | 91183113.1724 | 3162277.6602 | 11.6509 | 4723.7361 | 7826.3045 | 96.2997 | 159.5498
1 | 4000 | 707 | 0.035 | 15 | 15 | 7 | 4.217e-09 | 0 | CO2 | Porous | Wet | R245fa | MinimizeLCOE_Brownfield | IgnoreSilica | 141.5755 | 24.309 | 2.9149 | 4 | 4720.626 | 7820.8563 | 96.2363 | 159.4387 | 96.0413 | 10.9282 | 10315695563.4588 | 5519726.6128 | 0 | 4785450.8598 | 0 | 0 | 0 | 1193771.3384 | 4484590.0363 | 11667983.3585 | 7963638.3953 | 35615160.601 | 3144235.0165 | 16281397.4 | 16281397.4 | 13025169.1305 | 6840998.1979 | 0 | 55040793.0175 | 91188357.7458 | 4216965.0343 | 11.6596 | 4720.626 | 7820.8563 | 96.2363 | 159.4387
1 | 4000 | 707 | 0.035 | 15 | 15 | 7 | 5.6234e-09 | 0 | CO2 | Porous | Wet | R245fa | MinimizeLCOE_Brownfield | IgnoreSilica | 141.7756 | 24.3431 | 2.918 | 4 | 4718.2972 | 7815.2253 | 96.1889 | 159.3239 | 96.0215 | 10.9227 | 10297312103.6377 | 5523968.4967 | 0 | 4790859.3367 | 0 | 0 | 0 | 1194293.6767 | 4488557.3889 | 11678305.5962 | 7970683.5346 | 35646668.0298 | 3144235.0165 | 16281397.4 | 16281397.4 | 13025169.1305 | 6840998.1979 | 0 | 55072300.4463 | 91219865.1746 | 5623413.2519 | 11.6721 | 4718.2972 | 7815.2253 | 96.1889 | 159.3239
1 | 4000 | 707 | 0.035 | 15 | 15 | 7 | 7.4989e-09 | 0 | CO2 | Porous | Wet | R245fa | MinimizeLCOE_Brownfield | IgnoreSilica | 141.9608 | 24.3745 | 2.9207 | 4 | 4716.5586 | 7810.6349 | 96.1534 | 159.2304 | 96.0031 | 10.9176 | 10264467211.7284 | 5527890.2535 | 0 | 4795865.8249 | 0 | 0 | 0 | 1195196.0602 | 4492391.3341 | 11688280.7351 | 7977491.7718 | 35677115.9797 | 3144235.0165 | 16281397.4 | 16281397.4 | 13025169.1305 | 6840998.1979 | 0 | 55102748.3961 | 91250313.1244 | 7498942.0933 | 11.6828 | 4716.5586 | 7810.6349 | 96.1534 | 159.2304
1 | 4000 | 707 | 0.035 | 15 | 15 | 7 | 1e-08 | 0 | CO2 | Porous | Wet | R245fa | MinimizeLCOE_Brownfield | IgnoreSilica | 141.6 | 24.3155 | 2.9176 | 4 | 4715.2459 | 7812.6403 | 96.1267 | 159.2712 | 96.0388 | 10.9275 | 10228864976.3539 | 5520238.4033 | 0 | 4786112.7501 | 0 | 0 | 0 | 1188595.714 | 4483029.2783 | 11663922.5863 | 7960866.8348 | 35602765.5668 | 3144235.0165 | 16281397.4 | 16281397.4 | 13025169.1305 | 6840998.1979 | 0 | 55028397.9833 | 91175962.7116 | 10000000 | 11.6703 | 4715.2459 | 7812.6403 | 96.1267 | 159.2712
1 | 4100 | 707 | 0.035 | 15 | 15 | 7 | 1e-13 | 0 | CO2 | Porous | Wet | R245fa | MinimizeLCOE_Brownfield | IgnoreSilica | 1.139 | 0.014099 | 0.0018185 | 4 | 2867641.3404 | 7976094.1767 | 58460.7475 | 162603.4683 | 63.3056 | 10.6994 | 49309253.8253 | 123422.5441 | 0 | 56159.3948 | 0 | 0 | 0 | 119275.6545 | 116554.4614 | 303250.8001 | 206974.9022 | 925637.7572 | 3144235.0165 | 16789358.4475 | 16789358.4475 | 13352332.4781 | 7017209.4558 | 0 | 20859231.2211 | 58018131.6025 | 100 | 0.007274 | 2867641.3404 | 7976094.1767 | 58460.7475 | 162603.4683
1 | 4100 | 707 | 0.035 | 15 | 15 | 7 | 1.3335e-13 | 0 | CO2 | Porous | Wet | R245fa | MinimizeLCOE_Brownfield | IgnoreSilica | 1.7069 | 0.074296 | 0.0058329 | 4 | 913773.0507 | 2506418.3818 | 18628.4996 | 51096.7289 | 72.2888 | 11.4023 | 154759621.6936 | 186341.5564 | 0 | 95512.6663 | 0 | 0 | 0 | 165689.8384 | 174542.1838 | 454122.9588 | 309948.2507 | 1386157.4544 | 3144235.0165 | 16789358.4475 | 16789358.4475 | 13352332.4781 | 7017209.4558 | 0 | 21319750.9184 | 58478651.2997 | 133.3521 | 0.023332 | 913773.0507 | 2506418.3818 | 18628.4996 | 51096.7289
1 | 4100 | 707 | 0.035 | 15 | 15 | 7 | 1.7783e-13 | 0 | CO2 | Porous | Wet | R245fa | MinimizeLCOE_Brownfield | IgnoreSilica | 2.3914 | 0.16272 | 0.012367 | 4 | 441359.0015 | 1192537.6776 | 8997.7002 | 24311.4936 | 79.0438 | 11.875 | 395457297.5258 | 257859.3816 | 0 | 141091.657 | 0 | 0 | 0 | 214274.4526 | 239157.9416 | 622239.9059 | 424691.5216 | 1899314.8603 | 3144235.0165 | 16789358.4475 | 16789358.4475 | 13352332.4781 | 7017209.4558 | 0 | 21832908.3242 | 58991808.7056 | 177.8279 | 0.049467 | 441359.0015 | 1192537.6776 | 8997.7002 | 24311.4936
1 | 4100 | 707 | 0.035 | 15 | 15 | 7 | 2.3714e-13 | 0 | CO2 | Porous | Wet | R245fa | MinimizeLCOE_Brownfield | IgnoreSilica | 3.2493 | 0.28636 | 0.022117 | 4 | 253469.9756 | 673491.2932 | 5167.3283 | 13730.031 | 84.4186 | 12.2126 | 717191594.9078 | 341226.7898 | 0 | 195391.4425 | 0 | 0 | 0 | 267533.7401 | 313619.2692 | 815973.0064 | 556918.3434 | 2490662.5915 | 3144235.0165 | 16789358.4475 | 16789358.4475 | 13352332.4781 | 7017209.4558 | 0 | 22424256.0555 | 59583156.4369 | 237.1374 | 0.088469 | 253469.9756 | 673491.2932 | 5167.3283 | 13730.031
1 | 4100 | 707 | 0.035 | 15 | 15 | 7 | 3.1623e-13 | 0 | CO2 | Porous | Wet | R245fa | MinimizeLCOE_Brownfield | IgnoreSilica | 4.3406 | 0.45405 | 0.035983 | 4 | 160600.1107 | 418766.6987 | 3274.0505 | 8537.1256 | 88.7572 | 12.4628 | 1173597016.0962 | 439307.2184 | 0 | 260764.3592 | 0 | 0 | 0 | 327352.2721 | 400695.3013 | 1042526.9802 | 711546.0858 | 3182192.2168 | 3144235.0165 | 16789358.4475 | 16789358.4475 | 13352332.4781 | 7017209.4558 | 0 | 23115785.6808 | 60274686.0622 | 316.2278 | 0.14393 | 160600.1107 | 418766.6987 | 3274.0505 | 8537.1256
1 | 4100 | 707 | 0.035 | 15 | 15 | 7 | 4.217e-13 | 0 | CO2 | Porous | Wet | R245fa | MinimizeLCOE_Brownfield | IgnoreSilica | 5.7554 | 0.67963 | 0.055186 | 4 | 108462.6066 | 276796.1499 | 2211.1569 | 5642.8639 | 92.2939 | 12.6527 | 1576232875.9297 | 556553.8584 | 0 | 340839.5906 | 0 | 0 | 0 | 396997.4984 | 504812.4695 | 1313418.4944 | 896435.1105 | 4009057.0218 | 3144235.0165 | 16789358.4475 | 16789358.4475 | 13352332.4781 | 7017209.4558 | 0 | 23942650.4858 | 61101550.8671 | 421.6965 | 0.22075 | 108462.6066 | 276796.1499 | 2211.1569 | 5642.8639
1 | 4100 | 707 | 0.035 | 15 | 15 | 7 | 5.6234e-13 | 0 | CO2 | Porous | Wet | R245fa | MinimizeLCOE_Brownfield | IgnoreSilica | 7.5607 | 0.97492 | 0.081265 | 4 | 76639.9341 | 190954.3149 | 1562.4087 | 3892.862 | 95.1069 | 12.7947 | 2075336798.6296 | 694396.2247 | 0 | 437365.5127 | 0 | 0 | 0 | 475757.5301 | 626932.5143 | 1631149.8008 | 1113293.2558 | 4978894.8385 | 3144235.0165 | 16789358.4475 | 16789358.4475 | 13352332.4781 | 7017209.4558 | 0 | 24912488.3024 | 62071388.6838 | 562.3413 | 0.32506 | 76639.9341 | 190954.3149 | 1562.4087 | 3892.862
1 | 4100 | 707 | 0.035 | 15 | 15 | 7 | 7.4989e-13 | 0 | CO2 | Porous | Wet | R245fa | MinimizeLCOE_Brownfield | IgnoreSilica | 9.8628 | 1.3576 | 0.11623 | 4 | 56034.4535 | 135961.0307 | 1142.3381 | 2771.7495 | 97.333 | 12.9006 | 2656549027.6744 | 856480.1761 | 0 | 553749.0169 | 0 | 0 | 0 | 564923.6851 | 770309.6225 | 2004187.6255 | 1367899.2364 | 6117549.3627 | 3144235.0165 | 16789358.4475 | 16789358.4475 | 13352332.4781 | 7017209.4558 | 0 | 26051142.8266 | 63210043.208 | 749.8942 | 0.46491 | 56034.4535 | 135961.0307 | 1142.3381 | 2771.7495
1 | 4100 | 707 | 0.035 | 15 | 15 | 7 | 1e-12 | 0 | CO2 | Porous | Wet | R245fa | MinimizeLCOE_Brownfield | IgnoreSilica | 12.8083 | 1.8523 | 0.1627 | 4 | 42097.0385 | 99194.8785 | 858.2051 | 2022.2218 | 99.0905 | 12.9786 | 3265617088.5286 | 1047932.1168 | 0 | 694703.9067 | 0 | 0 | 0 | 666880.4434 | 939711.4221 | 2444936.3589 | 1668719.3034 | 7462883.5512 | 3144235.0165 | 16789358.4475 | 16789358.4475 | 13352332.4781 | 7017209.4558 | 0 | 27396477.0152 | 64555377.3965 | 1000 | 0.65079 | 42097.0385 | 99194.8785 | 858.2051 | 2022.2218
1 | 4100 | 707 | 0.035 | 15 | 15 | 7 | 1.3335e-12 | 0 | CO2 | Porous | Wet | R245fa | MinimizeLCOE_Brownfield | IgnoreSilica | 16.6445 | 2.4996 | 0.22444 | 4 | 32311.2999 | 73702.8156 | 658.7096 | 1502.5316 | 100.4854 | 13.0341 | 3889897466.0463 | 1278182.0968 | 0 | 863273.5589 | 0 | 0 | 0 | 788112.6993 | 1142531.6585 | 2972633.0098 | 2028883.1107 | 9073616.134 | 3144235.0165 | 16789358.4475 | 16789358.4475 | 13352332.4781 | 7017209.4558 | 0 | 29007209.598 | 66166109.9793 | 1333.5214 | 0.89774 | 32311.2999 | 73702.8156 | 658.7096 | 1502.5316
1 | 4100 | 707 | 0.035 | 15 | 15 | 7 | 1.7783e-12 | 0 | CO2 | Porous | Wet | R245fa | MinimizeLCOE_Brownfield | IgnoreSilica | 21.3735 | 3.3044 | 0.30485 | 4 | 25268.111 | 55741.7005 | 515.1246 | 1136.37 | 101.5239 | 13.0668 | 4622973136.3658 | 1540731.1326 | 0 | 1054464.8981 | 0 | 0 | 0 | 916898.6519 | 1369716.9262 | 3563722.4743 | 2432313.8159 | 10877847.8989 | 3144235.0165 | 16789358.4475 | 16789358.4475 | 13352332.4781 | 7017209.4558 | 0 | 30811441.3628 | 67970341.7442 | 1778.2794 | 1.2194 | 25268.111 | 55741.7005 | 515.1246 | 1136.37
1 | 4100 | 707 | 0.035 | 15 | 15 | 7 | 2.3714e-12 | 0 | CO2 | Porous | Wet | R245fa | MinimizeLCOE_Brownfield | IgnoreSilica | 27.2977 | 4.3174 | 0.40876 | 4 | 20124.2932 | 42850.8985 | 410.2609 | 873.5735 | 102.2991 | 13.0785 | 5359746352.2525 | 1845610.6135 | 0 | 1282429.6482 | 0 | 0 | 0 | 1059677.3586 | 1633209.8719 | 4249277.0693 | 2900218.9137 | 12970423.4753 | 3144235.0165 | 16789358.4475 | 16789358.4475 | 13352332.4781 | 7017209.4558 | 0 | 32904016.9392 | 70062917.3206 | 2371.3737 | 1.635 | 20124.2932 | 42850.8985 | 410.2609 | 873.5735
1 | 4100 | 707 | 0.035 | 15 | 15 | 7 | 3.1623e-12 | 0 | CO2 | Porous | Wet | R245fa | MinimizeLCOE_Brownfield | IgnoreSilica | 34.5575 | 5.5655 | 0.54079 | 4 | 16306.2687 | 33484.3151 | 332.4253 | 682.6231 | 102.8412 | 13.0667 | 6135478900.261 | 2192336.9805 | 0 | 1548696.801 | 0 | 0 | 0 | 1211583.1408 | 1931520.5997 | 5025420.3911 | 3429952.679 | 15339510.5921 | 3144235.0165 | 16789358.4475 | 16789358.4475 | 13352332.4781 | 7017209.4558 | 0 | 35273104.0561 | 72432004.4375 | 3162.2777 | 2.1632 | 16306.2687 | 33484.3151 | 332.4253 | 682.6231
1 | 4100 | 707 | 0.035 | 15 | 15 | 7 | 4.217e-12 | 0 | CO2 | Porous | Wet | R245fa | MinimizeLCOE_Brownfield | IgnoreSilica | 43.2734 | 7.0722 | 0.70508 | 4 | 13438.2002 | 26613.6381 | 273.9559 | 542.555 | 103.1744 | 13.0272 | 6906802638.3544 | 2579117.3112 | 0 | 1853998.1112 | 0 | 0 | 0 | 1367630.0772 | 2262290.7448 | 5886016.4584 | 4017327.1784 | 17966379.8813 | 3144235.0165 | 16789358.4475 | 16789358.4475 | 13352332.4781 | 7017209.4558 | 0 | 37899973.3453 | 75058873.7266 | 4216.965 | 2.8203 | 13438.2002 | 26613.6381 | 273.9559 | 542.555
1 | 4100 | 707 | 0.035 | 15 | 15 | 7 | 5.6234e-12 | 0 | CO2 | Porous | Wet | R245fa | MinimizeLCOE_Brownfield | IgnoreSilica | 53.4003 | 8.834 | 0.90336 | 4 | 11266.996 | 21550.4993 | 229.693 | 439.3361 | 103.3096 | 12.9549 | 7652360633.5334 | 2997088.3649 | 0 | 2193649.5286 | 0 | 0 | 0 | 1518143.164 | 2616463.6124 | 6807501.6091 | 4646259.7284 | 20779106.0074 | 3144235.0165 | 16789358.4475 | 16789358.4475 | 13352332.4781 | 7017209.4558 | 0 | 40712699.4713 | 77871599.8527 | 5623.4133 | 3.6134 | 11266.996 | 21550.4993 | 229.693 | 439.3361
1 | 4100 | 707 | 0.035 | 15 | 15 | 7 | 7.4989e-12 | 0 | CO2 | Porous | Wet | R245fa | MinimizeLCOE_Brownfield | IgnoreSilica | 64.687 | 10.8128 | 1.1333 | 4 | 9615.4741 | 17812.2993 | 196.0244 | 363.1278 | 103.2462 | 12.8422 | 8337263332.6436 | 3430406.9796 | 0 | 2557325.0393 | 0 | 0 | 0 | 1650166.3383 | 2978780.3593 | 7750175.4631 | 5289654.0037 | 23656508.1834 | 3144235.0165 | 16789358.4475 | 16789358.4475 | 13352332.4781 | 7017209.4558 | 0 | 43590101.6473 | 80749002.0287 | 7498.9421 | 4.5333 | 9615.4741 | 17812.2993 | 196.0244 | 363.1278
1 | 4100 | 707 | 0.035 | 15 | 15 | 7 | 1e-11 | 0 | CO2 | Porous | Wet | R245fa | MinimizeLCOE_Brownfield | IgnoreSilica | 76.4398 | 12.8903 | 1.3844 | 4 | 8365.4737 | 15075.9725 | 170.5415 | 307.3441 | 103.0075 | 12.6981 | 8933324131.9481 | 3850981.8667 | 0 | 2922725.2764 | 0 | 0 | 0 | 1746619.0401 | 3322927.2115 | 8645574.9782 | 5900782.5714 | 26389610.9443 | 3144235.0165 | 16789358.4475 | 16789358.4475 | 13352332.4781 | 7017209.4558 | 0 | 46323204.4083 | 83482104.7896 | 10000 | 5.5374 | 8365.4737 | 15075.9725 | 170.5415 | 307.3441
1 | 4100 | 707 | 0.035 | 15 | 15 | 7 | 1.3335e-11 | 0 | CO2 | Porous | Wet | R245fa | MinimizeLCOE_Brownfield | IgnoreSilica | 87.946 | 14.9423 | 1.6421 | 4 | 7421.3561 | 13078.4339 | 151.2944 | 266.6216 | 102.6186 | 12.5275 | 9429831309.01 | 4235178.9228 | 0 | 3269679.5865 | 0 | 0 | 0 | 1798251.1852 | 3628212.7808 | 9439865.407 | 6442902.1101 | 28814089.9924 | 3144235.0165 | 16789358.4475 | 16789358.4475 | 13352332.4781 | 7017209.4558 | 0 | 48747683.4564 | 85906583.8378 | 13335.2143 | 6.5686 | 7421.3561 | 13078.4339 | 151.2944 | 266.6216
1 | 4100 | 707 | 0.035 | 15 | 15 | 7 | 1.7783e-11 | 0 | CO2 | Porous | Wet | R245fa | MinimizeLCOE_Brownfield | IgnoreSilica | 98.5398 | 16.8477 | 1.8907 | 4 | 6711.6369 | 11625.0152 | 136.8258 | 236.9917 | 102.1315 | 12.3445 | 9816546645.2659 | 4566156.7186 | 0 | 3581143.2547 | 0 | 0 | 0 | 1805123.3256 | 3881445.0866 | 10098723.9214 | 6892586.5844 | 30825178.8911 | 3144235.0165 | 16789358.4475 | 16789358.4475 | 13352332.4781 | 7017209.4558 | 0 | 50758772.3551 | 87917672.7365 | 17782.7941 | 7.5628 | 6711.6369 | 11625.0152 | 136.8258 | 236.9917
1 | 4100 | 707 | 0.035 | 15 | 15 | 7 | 2.3714e-11 | 0 | CO2 | Porous | Wet | R245fa | MinimizeLCOE_Brownfield | IgnoreSilica | 107.7971 | 18.5256 | 2.1172 | 4 | 6179.9908 | 10567.7823 | 125.9875 | 215.4385 | 101.606 | 12.1642 | 10101536151.5063 | 4837988.3362 | 0 | 3847847.9459 | 0 | 0 | 0 | 1775983.8725 | 4080109.8603 | 10615608.911 | 7245371.2107 | 32402910.1367 | 3144235.0165 | 16789358.4475 | 16789358.4475 | 13352332.4781 | 7017209.4558 | 0 | 52336503.6006 | 89495403.982 | 23713.7371 | 8.4687 | 6179.9908 | 10567.7823 | 125.9875 | 215.4385
1 | 4100 | 707 | 0.035 | 15 | 15 | 7 | 3.1623e-11 | 0 | CO2 | Porous | Wet | R245fa | MinimizeLCOE_Brownfield | IgnoreSilica | 115.5682 | 19.9434 | 2.3141 | 4 | 5782.4564 | 9796.7997 | 117.8832 | 199.721 | 101.0928 | 11.9982 | 10299812736.9071 | 5053754.1128 | 0 | 4068205.7735 | 0 | 0 | 0 | 1723746.8656 | 4229825.6332 | 11005138.6412 | 7511233.2556 | 33591904.2819 | 3144235.0165 | 16789358.4475 | 16789358.4475 | 13352332.4781 | 7017209.4558 | 0 | 53525497.7458 | 90684398.1272 | 31622.7766 | 9.2565 | 5782.4564 | 9796.7997 | 117.8832 | 199.721
1 | 4100 | 707 | 0.035 | 15 | 15 | 7 | 4.217e-11 | 0 | CO2 | Porous | Wet | R245fa | MinimizeLCOE_Brownfield | IgnoreSilica | 121.9117 | 21.1085 | 2.4797 | 4 | 5483.8931 | 9230.1605 | 111.7966 | 188.1693 | 100.6179 | 11.8493 | 10436011613.5538 | 5220993.0913 | 0 | 4245888.8723 | 0 | 0 | 0 | 1659319.0848 | 4339218.4089 | 11289756.2038 | 7705490.5904 | 34460666.2516 | 3144235.0165 | 16789358.4475 | 16789358.4475 | 13352332.4781 | 7017209.4558 | 0 | 54394259.7156 | 91553160.0969 | 42169.6503 | 9.9189 | 5483.8931 | 9230.1605 | 111.7966 | 188.1693
1 | 4100 | 707 | 0.035 | 15 | 15 | 7 | 5.6234e-11 | 0 | CO2 | Porous | Wet | R245fa | MinimizeLCOE_Brownfield | IgnoreSilica | 126.9151 | 22.0308 | 2.6138 | 4 | 5261.951 | 8816.0413 | 107.272 | 179.7269 | 100.2174 | 11.7284 | 10530382822.3693 | 5347904.408 | 0 | 4384730.339 | 0 | 0 | 0 | 1593985.9741 | 4417382.0812 | 11493122.0456 | 7844291.9562 | 35081416.804 | 3144235.0165 | 16789358.4475 | 16789358.4475 | 13352332.4781 | 7017209.4558 | 0 | 55015010.268 | 92173910.6493 | 56234.1325 | 10.4552 | 5261.951 | 8816.0413 | 107.272 | 179.7269
1 | 4100 | 707 | 0.035 | 15 | 15 | 7 | 7.4989e-11 | 0 | CO2 | Porous | Wet | R245fa | MinimizeLCOE_Brownfield | IgnoreSilica | 130.825 | 22.7542 | 2.7206 | 4 | 5095.8851 | 8510.4124 | 103.8865 | 173.4963 | 99.8847 | 11.63 | 10593665653.1538 | 5443741.0319 | 0 | 4492468.0114 | 0 | 0 | 0 | 1532931.2071 | 4472964.6977 | 11637736.6121 | 7942994.3693 | 35522835.9295 | 3144235.0165 | 16789358.4475 | 16789358.4475 | 13352332.4781 | 7017209.4558 | 0 | 55456429.3935 | 92615329.7748 | 74989.4209 | 10.8826 | 5095.8851 | 8510.4124 | 103.8865 | 173.4963
1 | 4100 | 707 | 0.035 | 15 | 15 | 7 | 1e-10 | 0 | CO2 | Porous | Wet | R245fa | MinimizeLCOE_Brownfield | IgnoreSilica | 133.8607 | 23.3171 | 2.8046 | 4 | 4971.5405 | 8283.8538 | 101.3516 | 168.8776 | 99.6142 | 11.5513 | 10632397701.475 | 5516109.6425 | 0 | 4575672.2211 | 0 | 0 | 0 | 1479503.0874 | 4512801.1309 | 11741382.8398 | 8013735.0495 | 35839203.9712 | 3144235.0165 | 16789358.4475 | 16789358.4475 | 13352332.4781 | 7017209.4558 | 0 | 55772797.4352 | 92931697.8165 | 100000 | 11.2184 | 4971.5405 | 8283.8538 | 101.3516 | 168.8776
1 | 4100 | 707 | 0.035 | 15 | 15 | 7 | 1.3335e-10 | 0 | CO2 | Porous | Wet | R245fa | MinimizeLCOE_Brownfield | IgnoreSilica | 136.1723 | 23.747 | 2.8695 | 4 | 4878.3815 | 8115.7416 | 99.4524 | 165.4504 | 99.4011 | 11.4898 | 10660464580.4748 | 5570008.328 | 0 | 4638776.4439 | 0 | 0 | 0 | 1434173.2461 | 4540753.627 | 11814109.5009 | 8063372.49 | 36061193.636 | 3144235.0165 | 16789358.4475 | 16789358.4475 | 13352332.4781 | 7017209.4558 | 0 | 55994787.0999 | 93153687.4813 | 133352.1432 | 11.4781 | 4878.3815 | 8115.7416 | 99.4524 | 165.4504
1 | 4100 | 707 | 0.035 | 15 | 15 | 7 | 1.7783e-10 | 0 | CO2 | Porous | Wet | R245fa | MinimizeLCOE_Brownfield | IgnoreSilica | 137.9286 | 24.0743 | 2.9194 | 4 | 4808.5577 | 7990.6253 | 98.029 | 162.8997 | 99.2349 | 11.4424 | 10682568326.1021 | 5610254.8735 | 0 | 4686576.7757 | 0 | 0 | 0 | 1397012.2252 | 4560599.111 | 11865743.3793 | 8098613.673 | 36218800.0376 | 3144235.0165 | 16789358.4475 | 16789358.4475 | 13352332.4781 | 7017209.4558 | 0 | 56152393.5015 | 93311293.8829 | 177827.941 | 11.6776 | 4808.5577 | 7990.6253 | 98.029 | 162.8997
1 | 4100 | 707 | 0.035 | 15 | 15 | 7 | 2.3714e-10 | 0 | CO2 | Porous | Wet | R245fa | MinimizeLCOE_Brownfield | IgnoreSilica | 139.2781 | 24.3258 | 2.9577 | 4 | 4756.2096 | 7897.1043 | 96.9618 | 160.9932 | 99.1048 | 11.4054 | 10692930923.717 | 5640767.2125 | 0 | 4723224.1505 | 0 | 0 | 0 | 1367553.8613 | 4575302.6375 | 11903998.9392 | 8124723.8787 | 36335570.6799 | 3144235.0165 | 16789358.4475 | 16789358.4475 | 13352332.4781 | 7017209.4558 | 0 | 56269164.1438 | 93428064.5252 | 237137.3706 | 11.8307 | 4756.2096 | 7897.1043 | 96.9618 | 160.9932
1 | 4100 | 707 | 0.035 | 15 | 15 | 7 | 3.1623e-10 | 0 | CO2 | Porous | Wet | R245fa | MinimizeLCOE_Brownfield | IgnoreSilica | 140.2797 | 24.513 | 2.9866 | 4 | 4716.9571 | 7827.4686 | 96.1616 | 159.5735 | 99.0068 | 11.3777 | 10703416868.9087 | 5663178.6373 | 0 | 4750378.9934 | 0 | 0 | 0 | 1344047.1566 | 4585465.867 | 11930441.5776 | 8142771.5228 | 36416283.7547 | 3144235.0165 | 16789358.4475 | 16789358.4475 | 13352332.4781 | 7017209.4558 | 0 | 56349877.2187 | 93508777.6 | 316227.766 | 11.9462 | 4716.9571 | 7827.4686 | 96.1616 | 159.5735
1 | 4100 | 707 | 0.035 | 15 | 15 | 7 | 4.217e-10 | 0 | CO2 | Porous | Wet | R245fa | MinimizeLCOE_Brownfield | IgnoreSilica | 141.0419 | 24.6555 | 3.0085 | 4 | 4687.5215 | 7775.3336 | 95.5615 | 158.5107 | 98.9314 | 11.3565 | 10711298054.2781 | 5680098.5494 | 0 | 4771016.001 | 0 | 0 | 0 | 1325867.0684 | 4593022.8313 | 11950103.2485 | 8156191.0172 | 36476298.7158 | 3144235.0165 | 16789358.4475 | 16789358.4475 | 13352332.4781 | 7017209.4558 | 0 | 56409892.1797 | 93568792.5611 | 421696.5034 | 12.0341 | 4687.5215 | 7775.3336 | 95.5615 | 158.5107
1 | 4100 | 707 | 0.035 | 15 | 15 | 7 | 5.6234e-10 | 0 | CO2 | Porous | Wet | R245fa | MinimizeLCOE_Brownfield | IgnoreSilica | 141.6144 | 24.7625 | 3.0251 | 4 | 4665.4468 | 7736.3436 | 95.1114 | 157.7158 | 98.8744 | 11.3404 | 10716538273.8645 | 5692731.1302 | 0 | 4786502.6277 | 0 | 0 | 0 | 1311827.6148 | 4598513.9354 | 11964389.9749 | 8165942.0015 | 36519907.2846 | 3144235.0165 | 16789358.4475 | 16789358.4475 | 13352332.4781 | 7017209.4558 | 0 | 56453500.7485 | 93612401.1299 | 562341.3252 | 12.1003 | 4665.4468 | 7736.3436 | 95.1114 | 157.7158
1 | 4100 | 707 | 0.035 | 15 | 15 | 7 | 7.4989e-10 | 0 | CO2 | Porous | Wet | R245fa | MinimizeLCOE_Brownfield | IgnoreSilica | 142.0554 | 24.8449 | 3.0377 | 4 | 4648.892 | 7707.0436 | 94.774 | 157.1185 | 98.8301 | 11.328 | 10717853266.0371 | 5702418.0786 | 0 | 4798423.3977 | 0 | 0 | 0 | 1301236.9464 | 4602810.5849 | 11975568.9756 | 8173571.8992 | 36554029.8823 | 3144235.0165 | 16789358.4475 | 16789358.4475 | 13352332.4781 | 7017209.4558 | 0 | 56487623.3463 | 93646523.7277 | 749894.2093 | 12.1508 | 4648.892 | 7707.0436 | 94.774 | 157.1185
1 | 4100 | 707 | 0.035 | 15 | 15 | 7 | 1e-09 | 0 | CO2 | Porous | Wet | R245fa | MinimizeLCOE_Brownfield | IgnoreSilica | 142.3797 | 24.9056 | 3.0471 | 4 | 4636.4768 | 7685.1775 | 94.5209 | 156.6727 | 98.7975 | 11.3189 | 10719387578.5201 | 5709516.2604 | 0 | 4807185.209 | 0 | 0 | 0 | 1293057.9429 | 4605806.1708 | 11983362.8756 | 8178891.3961 | 36577819.8547 | 3144235.0165 | 16789358.4475 | 16789358.4475 | 13352332.4781 | 7017209.4558 | 0 | 56511413.3187 | 93670313.7001 | 1000000 | 12.1884 | 4636.4768 | 7685.1775 | 94.5209 | 156.6727
1 | 4100 | 707 | 0.035 | 15 | 15 | 7 | 1.3335e-09 | 0 | CO2 | Porous | Wet | R245fa | MinimizeLCOE_Brownfield | IgnoreSilica | 142.6233 | 24.9512 | 3.0542 | 4 | 4627.1662 | 7668.7965 | 94.331 | 156.3388 | 98.7728 | 11.312 | 10722486704.4788 | 5714833.2047 | 0 | 4813762.8786 | 0 | 0 | 0 | 1286851.3433 | 4608024.4964 | 11989134.5039 | 8182830.651 | 36595437.078 | 3144235.0165 | 16789358.4475 | 16789358.4475 | 13352332.4781 | 7017209.4558 | 0 | 56529030.542 | 93687930.9233 | 1333521.4322 | 12.2168 | 4627.1662 | 7668.7965 | 94.331 | 156.3388
1 | 4100 | 707 | 0.035 | 15 | 15 | 7 | 1.7783e-09 | 0 | CO2 | Porous | Wet | R245fa | MinimizeLCOE_Brownfield | IgnoreSilica | 142.8083 | 24.9858 | 3.0595 | 4 | 4620.1839 | 7656.4982 | 94.1887 | 156.0881 | 98.7541 | 11.3068 | 10727025016.6239 | 5718864.919 | 0 | 4818758.6999 | 0 | 0 | 0 | 1282188.6663 | 4609726.7912 | 11993563.5257 | 8185853.5494 | 36608956.1515 | 3144235.0165 | 16789358.4475 | 16789358.4475 | 13352332.4781 | 7017209.4558 | 0 | 56542549.6155 | 93701449.9969 | 1778279.41 | 12.2382 | 4620.1839 | 7656.4982 | 94.1887 | 156.0881
1 | 4100 | 707 | 0.035 | 15 | 15 | 7 | 2.3714e-09 | 0 | CO2 | Porous | Wet | R245fa | MinimizeLCOE_Brownfield | IgnoreSilica | 142.9445 | 25.0113 | 3.0635 | 4 | 4614.9477 | 7647.3102 | 94.082 | 155.9008 | 98.7402 | 11.3029 | 10724783282.9708 | 5721826.3472 | 0 | 4822433.2606 | 0 | 0 | 0 | 1278626.9773 | 4610925.7682 | 11996683.0179 | 8187982.6669 | 36618478.038 | 3144235.0165 | 16789358.4475 | 16789358.4475 | 13352332.4781 | 7017209.4558 | 0 | 56552071.502 | 93710971.8833 | 2371373.7057 | 12.2541 | 4614.9477 | 7647.3102 | 94.082 | 155.9008
1 | 4100 | 707 | 0.035 | 15 | 15 | 7 | 3.1623e-09 | 0 | CO2 | Porous | Wet | R245fa | MinimizeLCOE_Brownfield | IgnoreSilica | 143.0519 | 25.0313 | 3.0666 | 4 | 4611.0209 | 7640.3671 | 94.0019 | 155.7592 | 98.7293 | 11.2998 | 10724516922.1573 | 5724161.1326 | 0 | 4825332.4199 | 0 | 0 | 0 | 1276022.3822 | 4611951.2145 | 11999351.019 | 8189803.6324 | 36626621.8006 | 3144235.0165 | 16789358.4475 | 16789358.4475 | 13352332.4781 | 7017209.4558 | 0 | 56560215.2646 | 93719115.646 | 3162277.6602 | 12.2663 | 4611.0209 | 7640.3671 | 94.0019 | 155.7592
1 | 4100 | 707 | 0.035 | 15 | 15 | 7 | 4.217e-09 | 0 | CO2 | Porous | Wet | R245fa | MinimizeLCOE_Brownfield | IgnoreSilica | 143.1297 | 25.0459 | 3.0688 | 4 | 4608.0762 | 7635.1918 | 93.9419 | 155.6537 | 98.7214 | 11.2976 | 10724996846.1637 | 5725850.1234 | 0 | 4827431.5393 | 0 | 0 | 0 | 1274019.2816 | 4612647.3683 | 12001162.2682 | 8191039.8473 | 36632150.4281 | 3144235.0165 | 16789358.4475 | 16789358.4475 | 13352332.4781 | 7017209.4558 | 0 | 56565743.8921 | 93724644.2734 | 4216965.0343 | 12.2753 | 4608.0762 | 7635.1918 | 93.9419 | 155.6537
1 | 4100 | 707 | 0.035 | 15 | 15 | 7 | 5.6234e-09 | 0 | CO2 | Porous | Wet | R245fa | MinimizeLCOE_Brownfield | IgnoreSilica | 143.1808 | 25.0556 | 3.0705 | 4 | 4605.868 | 7631.3884 | 93.8968 | 155.5762 | 98.7162 | 11.2962 | 10727118776.113 | 5726958.4695 | 0 | 4828810.5984 | 0 | 0 | 0 | 1272403.8356 | 4612987.4324 | 12002047.0452 | 8191643.7258 | 36634851.1068 | 3144235.0165 | 16789358.4475 | 16789358.4475 | 13352332.4781 | 7017209.4558 | 0 | 56568444.5708 | 93727344.9522 | 5623413.2519 | 12.2818 | 4605.868 | 7631.3884 | 93.8968 | 155.5762
1 | 4100 | 707 | 0.035 | 15 | 15 | 7 | 7.4989e-09 | 0 | CO2 | Porous | Wet | R245fa | MinimizeLCOE_Brownfield | IgnoreSilica | 143.2151 | 25.0622 | 3.0716 | 4 | 4604.212 | 7628.5798 | 93.8631 | 155.5189 | 98.7127 | 11.2952 | 10729701048.4035 | 5727700.7604 | 0 | 4829735.0721 | 0 | 0 | 0 | 1271128.8675 | 4613140.233 | 12002444.6011 | 8191915.0658 | 36636064.6 | 3144235.0165 | 16789358.4475 | 16789358.4475 | 13352332.4781 | 7017209.4558 | 0 | 56569658.0639 | 93728558.4453 | 7498942.0933 | 12.2865 | 4604.212 | 7628.5798 | 93.8631 | 155.5189
1 | 4100 | 707 | 0.035 | 15 | 15 | 7 | 1e-08 | 0 | CO2 | Porous | Wet | R245fa | MinimizeLCOE_Brownfield | IgnoreSilica | 143.254 | 25.0694 | 3.0726 | 4 | 4602.9701 | 7626.3345 | 93.8378 | 155.4731 | 98.7087 | 11.2941 | 10728425942.6878 | 5728544.7158 | 0 | 4830784.4211 | 0 | 0 | 0 | 1270369.9285 | 4613582.6355 | 12003595.6417 | 8192700.6747 | 36639578.0173 | 3144235.0165 | 16789358.4475 | 16789358.4475 | 13352332.4781 | 7017209.4558 | 0 | 56573171.4813 | 93732071.8627 | 10000000 | 12.2906 | 4602.9701 | 7626.3345 | 93.8378 | 155.4731
1 | 4200 | 707 | 0.035 | 15 | 15 | 7 | 1e-13 | 0 | CO2 | Porous | Wet | R245fa | MinimizeLCOE_Brownfield | IgnoreSilica | 1.1927 | 0.016081 | 0.0019446 | 4 | 2755675.1482 | 7664775.2579 | 56178.1652 | 156256.811 | 64.9108 | 11.1171 | 45692842.6493 | 131454.6123 | 0 | 59564.4634 | 0 | 0 | 0 | 127586.7268 | 124256.263 | 323289.3079 | 220651.5956 | 986802.969 | 3144235.0165 | 17303179.5858 | 17303179.5858 | 13685062.912 | 7195764.7501 | 0 | 21434217.5713 | 59618224.8193 | 100 | 0.0077782 | 2755675.1482 | 7664775.2579 | 56178.1652 | 156256.811
1 | 4200 | 707 | 0.035 | 15 | 15 | 7 | 1.3335e-13 | 0 | CO2 | Porous | Wet | R245fa | MinimizeLCOE_Brownfield | IgnoreSilica | 1.7652 | 0.078217 | 0.0062778 | 4 | 872254.5941 | 2392856.3614 | 17782.0897 | 48781.6135 | 73.9061 | 11.8136 | 240816096.761 | 195937.6569 | 0 | 99450.7966 | 0 | 0 | 0 | 174663.9903 | 183320.4531 | 476962.2147 | 325536.5122 | 1455871.6238 | 3144235.0165 | 17303179.5858 | 17303179.5858 | 13685062.912 | 7195764.7501 | 0 | 21903286.2261 | 60087293.4741 | 133.3521 | 0.025111 | 872254.5941 | 2392856.3614 | 17782.0897 | 48781.6135
1 | 4200 | 707 | 0.035 | 15 | 15 | 7 | 1.7783e-13 | 0 | CO2 | Porous | Wet | R245fa | MinimizeLCOE_Brownfield | IgnoreSilica | 2.482 | 0.17199 | 0.013338 | 4 | 420775.7557 | 1136462.9776 | 8578.0829 | 23168.335 | 80.9784 | 12.3029 | 412231078.1324 | 272109.6408 | 0 | 147439.505 | 0 | 0 | 0 | 226895.5208 | 252113.42 | 655947.4031 | 447697.581 | 2002203.0707 | 3144235.0165 | 17303179.5858 | 17303179.5858 | 13685062.912 | 7195764.7501 | 0 | 22449617.673 | 60633624.9209 | 177.8279 | 0.053353 | 420775.7557 | 1136462.9776 | 8578.0829 | 23168.335
1 | 4200 | 707 | 0.035 | 15 | 15 | 7 | 2.3714e-13 | 0 | CO2 | Porous | Wet | R245fa | MinimizeLCOE_Brownfield | IgnoreSilica | 3.366 | 0.30171 | 0.023866 | 4 | 241632.1916 | 641615.5668 | 4925.9991 | 13080.2012 | 86.5142 | 12.6461 | 843273120.9504 | 359500.2273 | 0 | 203697.0853 | 0 | 0 | 0 | 282635.1082 | 329874.6441 | 858266.1575 | 585784.2881 | 2619757.5106 | 3144235.0165 | 17303179.5858 | 17303179.5858 | 13685062.912 | 7195764.7501 | 0 | 23067172.1129 | 61251179.3608 | 237.1374 | 0.095464 | 241632.1916 | 641615.5668 | 4925.9991 | 13080.2012
1 | 4200 | 707 | 0.035 | 15 | 15 | 7 | 3.1623e-13 | 0 | CO2 | Porous | Wet | R245fa | MinimizeLCOE_Brownfield | IgnoreSilica | 4.5038 | 0.47935 | 0.038849 | 4 | 153154.0432 | 398871.6817 | 3122.2523 | 8131.5387 | 91.0364 | 12.9034 | 1246640481.3468 | 463542.1013 | 0 | 272226.7067 | 0 | 0 | 0 | 346610.5832 | 422127.9626 | 1098290.3682 | 749605.7439 | 3352403.4659 | 3144235.0165 | 17303179.5858 | 17303179.5858 | 13685062.912 | 7195764.7501 | 0 | 23799818.0683 | 61983825.3162 | 316.2278 | 0.1554 | 153154.0432 | 398871.6817 | 3122.2523 | 8131.5387
1 | 4200 | 707 | 0.035 | 15 | 15 | 7 | 4.217e-13 | 0 | CO2 | Porous | Wet | R245fa | MinimizeLCOE_Brownfield | IgnoreSilica | 5.9749 | 0.71796 | 0.059597 | 4 | 103497.1695 | 263671.7623 | 2109.9298 | 5375.3055 | 94.7062 | 13.0977 | 1651748128.4613 | 587560.3758 | 0 | 355927.8624 | 0 | 0 | 0 | 420709.5892 | 532037.1527 | 1384251.5354 | 944780.1165 | 4225266.632 | 3144235.0165 | 17303179.5858 | 17303179.5858 | 13685062.912 | 7195764.7501 | 0 | 24672681.2343 | 62856688.4822 | 421.6965 | 0.23839 | 103497.1695 | 263671.7623 | 2109.9298 | 5375.3055
1 | 4200 | 707 | 0.035 | 15 | 15 | 7 | 5.6234e-13 | 0 | CO2 | Porous | Wet | R245fa | MinimizeLCOE_Brownfield | IgnoreSilica | 7.836 | 1.0281 | 0.087739 | 4 | 73188.0471 | 181988.4433 | 1492.0373 | 3710.0806 | 97.6024 | 13.2417 | 2212015254.2729 | 732152.3689 | 0 | 455972.7482 | 0 | 0 | 0 | 503138.5231 | 659592.8197 | 1716125.2157 | 1171290.7226 | 5238272.3983 | 3144235.0165 | 17303179.5858 | 17303179.5858 | 13685062.912 | 7195764.7501 | 0 | 25685687.0006 | 63869694.2485 | 562.3413 | 0.35095 | 73188.0471 | 181988.4433 | 1492.0373 | 3710.0806
1 | 4200 | 707 | 0.035 | 15 | 15 | 7 | 7.4989e-13 | 0 | CO2 | Porous | Wet | R245fa | MinimizeLCOE_Brownfield | IgnoreSilica | 10.2138 | 1.4307 | 0.12546 | 4 | 53559.2339 | 129646.4471 | 1091.8774 | 2643.0182 | 99.9032 | 13.3495 | 2834163876.4938 | 902581.1008 | 0 | 576868.9924 | 0 | 0 | 0 | 596916.2129 | 809782.8594 | 2106888.8907 | 1437994.9602 | 6431033.0163 | 3144235.0165 | 17303179.5858 | 17303179.5858 | 13685062.912 | 7195764.7501 | 0 | 26878447.6186 | 65062454.8665 | 749.8942 | 0.50185 | 53559.2339 | 129646.4471 | 1091.8774 | 2643.0182
1 | 4200 | 707 | 0.035 | 15 | 15 | 7 | 1e-12 | 0 | CO2 | Porous | Wet | R245fa | MinimizeLCOE_Brownfield | IgnoreSilica | 13.3466 | 1.9648 | 0.176 | 4 | 40235.9163 | 94474.0964 | 820.2636 | 1925.9822 | 101.7637 | 13.4304 | 3420317099.3352 | 1109686.8914 | 0 | 723483.0003 | 0 | 0 | 0 | 710668.9778 | 992097.1591 | 2581233.3009 | 1761744.7669 | 7878914.0963 | 3144235.0165 | 17303179.5858 | 17303179.5858 | 13685062.912 | 7195764.7501 | 0 | 28326328.6987 | 66510335.9466 | 1000 | 0.70401 | 40235.9163 | 94474.0964 | 820.2636 | 1925.9822
1 | 4200 | 707 | 0.035 | 15 | 15 | 7 | 1.3335e-12 | 0 | CO2 | Porous | Wet | R245fa | MinimizeLCOE_Brownfield | IgnoreSilica | 17.2318 | 2.6342 | 0.24253 | 4 | 30869.3404 | 70228.8395 | 629.3133 | 1431.7099 | 103.1696 | 13.4848 | 4135726156.3763 | 1346923.2999 | 0 | 887558.2171 | 0 | 0 | 0 | 832750.9859 | 1196220.6761 | 3112320.8207 | 2124222.9119 | 9499996.9118 | 3144235.0165 | 17303179.5858 | 17303179.5858 | 13685062.912 | 7195764.7501 | 0 | 29947411.5141 | 68131418.762 | 1333.5214 | 0.97013 | 30869.3404 | 70228.8395 | 629.3133 | 1431.7099
1 | 4200 | 707 | 0.035 | 15 | 15 | 7 | 1.7783e-12 | 0 | CO2 | Porous | Wet | R245fa | MinimizeLCOE_Brownfield | IgnoreSilica | 22.146 | 3.4856 | 0.32942 | 4 | 24167.2851 | 53145.7705 | 492.6828 | 1083.4484 | 104.2485 | 13.5172 | 4888870547.5121 | 1624694.3621 | 0 | 1084847.167 | 0 | 0 | 0 | 970179.9309 | 1435091.3694 | 3733813.3654 | 2548404.3441 | 11397030.5388 | 3144235.0165 | 17303179.5858 | 17303179.5858 | 13685062.912 | 7195764.7501 | 0 | 31844445.1412 | 70028452.3891 | 1778.2794 | 1.3177 | 24167.2851 | 53145.7705 | 492.6828 | 1083.4484
1 | 4200 | 707 | 0.035 | 15 | 15 | 7 | 2.3714e-12 | 0 | CO2 | Porous | Wet | R245fa | MinimizeLCOE_Brownfield | IgnoreSilica | 28.2381 | 4.5474 | 0.44129 | 4 | 19270.3656 | 40902.1768 | 392.8525 | 833.8462 | 105.0449 | 13.5272 | 5666588897.8784 | 1943913.5566 | 0 | 1317650.9637 | 0 | 0 | 0 | 1119161.6057 | 1708483.1892 | 4445122.8001 | 3033887.6492 | 13568219.7646 | 3144235.0165 | 17303179.5858 | 17303179.5858 | 13685062.912 | 7195764.7501 | 0 | 34015634.3669 | 72199641.6148 | 2371.3737 | 1.7652 | 19270.3656 | 40902.1768 | 392.8525 | 833.8462
1 | 4200 | 707 | 0.035 | 15 | 15 | 7 | 3.1623e-12 | 0 | CO2 | Porous | Wet | R245fa | MinimizeLCOE_Brownfield | IgnoreSilica | 35.7165 | 5.8574 | 0.58334 | 4 | 15634.1671 | 31998.563 | 318.7236 | 652.334 | 105.6027 | 13.5124 | 6470960226.8861 | 2307672.9637 | 0 | 1590111.7833 | 0 | 0 | 0 | 1278642.0954 | 2018806.4685 | 5252520.317 | 3584953.0448 | 16032706.6728 | 3144235.0165 | 17303179.5858 | 17303179.5858 | 13685062.912 | 7195764.7501 | 0 | 36480121.2751 | 74664128.523 | 3162.2777 | 2.3334 | 15634.1671 | 31998.563 | 318.7236 | 652.334
1 | 4200 | 707 | 0.035 | 15 | 15 | 7 | 4.217e-12 | 0 | CO2 | Porous | Wet | R245fa | MinimizeLCOE_Brownfield | IgnoreSilica | 44.6696 | 7.4348 | 0.75965 | 4 | 12901.9631 | 25468.2968 | 263.024 | 519.2057 | 105.9429 | 13.4681 | 7273525106.8544 | 2712353.9639 | 0 | 1901699.1916 | 0 | 0 | 0 | 1441774.6415 | 2361772.8408 | 6144848.4657 | 4193985.3418 | 18756434.4453 | 3144235.0165 | 17303179.5858 | 17303179.5858 | 13685062.912 | 7195764.7501 | 0 | 39203849.0477 | 77387856.2956 | 4216.965 | 3.0386 | 12901.9631 | 25468.2968 | 263.024 | 519.2057
1 | 4200 | 707 | 0.035 | 15 | 15 | 7 | 5.6234e-12 | 0 | CO2 | Porous | Wet | R245fa | MinimizeLCOE_Brownfield | IgnoreSilica | 55.0392 | 9.2739 | 0.97175 | 4 | 10833.562 | 20657.1062 | 220.8568 | 421.1231 | 106.0771 | 13.3888 | 8042705716.8579 | 3148324.4678 | 0 | 2247346.0604 | 0 | 0 | 0 | 1598435.6299 | 2727701.4017 | 7096919.5187 | 4843793.3986 | 21662520.4771 | 3144235.0165 | 17303179.5858 | 17303179.5858 | 13685062.912 | 7195764.7501 | 0 | 42109935.0795 | 80293942.3274 | 5623.4133 | 3.887 | 10833.562 | 20657.1062 | 220.8568 | 421.1231
1 | 4200 | 707 | 0.035 | 15 | 15 | 7 | 7.4989e-12 | 0 | CO2 | Porous | Wet | R245fa | MinimizeLCOE_Brownfield | IgnoreSilica | 65.846 | 11.2153 | 1.2104 | 4 | 9261.3351 | 17147.7519 | 188.8048 | 349.5801 | 106.0144 | 13.2752 | 8748431016.1536 | 3571842.43 | 0 | 2593915.5988 | 0 | 0 | 0 | 1710120.8412 | 3071592.7593 | 7991654.2894 | 5454468.2646 | 24393594.1834 | 3144235.0165 | 17303179.5858 | 17303179.5858 | 13685062.912 | 7195764.7501 | 0 | 44841008.7857 | 83025016.0336 | 7498.9421 | 4.8417 | 9261.3351 | 17147.7519 | 188.8048 | 349.5801
1 | 4200 | 707 | 0.035 | 15 | 15 | 7 | 1e-11 | 0 | CO2 | Porous | Wet | R245fa | MinimizeLCOE_Brownfield | IgnoreSilica | 78.4085 | 13.47 | 1.4819 | 4 | 8071.1255 | 14512.7161 | 164.5408 | 295.8613 | 105.7529 | 13.1135 | 9359255791.1907 | 4030768.1527 | 0 | 2982790.3953 | 0 | 0 | 0 | 1831708.3161 | 3449654.077 | 8975292.287 | 6125821.4097 | 27396034.6378 | 3144235.0165 | 17303179.5858 | 17303179.5858 | 13685062.912 | 7195764.7501 | 0 | 47843449.2401 | 86027456.488 | 10000 | 5.9277 | 8071.1255 | 14512.7161 | 164.5408 | 295.8613
1 | 4200 | 707 | 0.035 | 15 | 15 | 7 | 1.3335e-11 | 0 | CO2 | Porous | Wet | R245fa | MinimizeLCOE_Brownfield | IgnoreSilica | 89.9749 | 15.5743 | 1.7529 | 4 | 7173.2493 | 12619.1859 | 146.2364 | 257.2592 | 105.3484 | 12.9332 | 9862955423.0728 | 4424290.6772 | 0 | 3329885.4382 | 0 | 0 | 0 | 1882616.0998 | 3758348.964 | 9778453.0609 | 6673995.1411 | 29847589.3812 | 3144235.0165 | 17303179.5858 | 17303179.5858 | 13685062.912 | 7195764.7501 | 0 | 50295003.9836 | 88479011.2315 | 13335.2143 | 7.0115 | 7173.2493 | 12619.1859 | 146.2364 | 257.2592
1 | 4200 | 707 | 0.035 | 15 | 15 | 7 | 1.7783e-11 | 0 | CO2 | Porous | Wet | R245fa | MinimizeLCOE_Brownfield | IgnoreSilica | 100.5692 | 17.5184 | 2.0126 | 4 | 6498.7032 | 11241.8768 | 132.4849 | 229.1809 | 104.8469 | 12.7414 | 10250465625.9857 | 4761649.9536 | 0 | 3640026.0103 | 0 | 0 | 0 | 1887809.6198 | 4012899.3777 | 10440741.0219 | 7126020.2832 | 31869146.2665 | 3144235.0165 | 17303179.5858 | 17303179.5858 | 13685062.912 | 7195764.7501 | 0 | 52316560.8688 | 90500568.1167 | 17782.7941 | 8.0503 | 6498.7032 | 11241.8768 | 132.4849 | 229.1809
1 | 4200 | 707 | 0.035 | 15 | 15 | 7 | 2.3714e-11 | 0 | CO2 | Porous | Wet | R245fa | MinimizeLCOE_Brownfield | IgnoreSilica | 109.7922 | 19.2239 | 2.2481 | 4 | 5993.6231 | 10239.9509 | 122.1881 | 208.7553 | 104.3098 | 12.5537 | 10532141644.2616 | 5037794.2512 | 0 | 3904717.9285 | 0 | 0 | 0 | 1856956.5895 | 4211792.82 | 10958220.9601 | 7479210.9742 | 33448693.5236 | 3144235.0165 | 17303179.5858 | 17303179.5858 | 13685062.912 | 7195764.7501 | 0 | 53896108.1259 | 92080115.3739 | 23713.7371 | 8.9922 | 5993.6231 | 10239.9509 | 122.1881 | 208.7553
1 | 4200 | 707 | 0.035 | 15 | 15 | 7 | 3.1623e-11 | 0 | CO2 | Porous | Wet | R245fa | MinimizeLCOE_Brownfield | IgnoreSilica | 117.483 | 20.6559 | 2.4517 | 4 | 5616.0594 | 9509.6518 | 114.491 | 193.8671 | 103.79 | 12.3824 | 10732013182.364 | 5255648.2254 | 0 | 4122039.9563 | 0 | 0 | 0 | 1802741.7027 | 4360367.6549 | 11344782.2037 | 7743046.966 | 34628626.709 | 3144235.0165 | 17303179.5858 | 17303179.5858 | 13685062.912 | 7195764.7501 | 0 | 55076041.3114 | 93260048.5593 | 31622.7766 | 9.8069 | 5616.0594 | 9509.6518 | 114.491 | 193.8671
1 | 4200 | 707 | 0.035 | 15 | 15 | 7 | 4.217e-11 | 0 | CO2 | Porous | Wet | R245fa | MinimizeLCOE_Brownfield | IgnoreSilica | 123.7487 | 21.8305 | 2.6224 | 4 | 5332.5227 | 8972.6589 | 108.7107 | 182.9198 | 103.311 | 12.2293 | 10867335418.122 | 5424280.0485 | 0 | 4296994.471 | 0 | 0 | 0 | 1737022.5071 | 4468735.8404 | 11626733.9928 | 7935484.8556 | 35489251.7154 | 3144235.0165 | 17303179.5858 | 17303179.5858 | 13685062.912 | 7195764.7501 | 0 | 55936666.3177 | 94120673.5656 | 42169.6503 | 10.4897 | 5332.5227 | 8972.6589 | 108.7107 | 182.9198
1 | 4200 | 707 | 0.035 | 15 | 15 | 7 | 5.6234e-11 | 0 | CO2 | Porous | Wet | R245fa | MinimizeLCOE_Brownfield | IgnoreSilica | 128.6861 | 22.7592 | 2.7604 | 4 | 5121.7975 | 8580.0499 | 104.4148 | 174.9159 | 102.9082 | 12.1054 | 10959328131.3412 | 5552231.2885 | 0 | 4433612.3845 | 0 | 0 | 0 | 1671092.0133 | 4546204.9177 | 11828292.6409 | 8073052.7745 | 36104486.0194 | 3144235.0165 | 17303179.5858 | 17303179.5858 | 13685062.912 | 7195764.7501 | 0 | 56551900.6217 | 94735907.8696 | 56234.1325 | 11.0414 | 5121.7975 | 8580.0499 | 104.4148 | 174.9159
1 | 4200 | 707 | 0.035 | 15 | 15 | 7 | 7.4989e-11 | 0 | CO2 | Porous | Wet | R245fa | MinimizeLCOE_Brownfield | IgnoreSilica | 132.5501 | 23.4885 | 2.8702 | 4 | 4964.1436 | 8290.0934 | 101.2008 | 169.0048 | 102.5734 | 12.0045 | 11017735796.5323 | 5649047.5845 | 0 | 4539797.2288 | 0 | 0 | 0 | 1610025.4073 | 4601559.386 | 11972313.6128 | 8171350.0472 | 36544093.2665 | 3144235.0165 | 17303179.5858 | 17303179.5858 | 13685062.912 | 7195764.7501 | 0 | 56991507.8688 | 95175515.1167 | 74989.4209 | 11.4806 | 4964.1436 | 8290.0934 | 101.2008 | 169.0048
1 | 4200 | 707 | 0.035 | 15 | 15 | 7 | 1e-10 | 0 | CO2 | Porous | Wet | R245fa | MinimizeLCOE_Brownfield | IgnoreSilica | 135.5339 | 24.0533 | 2.9562 | 4 | 4846.1116 | 8075.2848 | 98.7945 | 164.6256 | 102.303 | 11.9242 | 11055730111.32 | 5721795.9517 | 0 | 4621369.3751 | 0 | 0 | 0 | 1556540.0413 | 4640885.0936 | 12074631.037 | 8241183.7916 | 36856405.2903 | 3144235.0165 | 17303179.5858 | 17303179.5858 | 13685062.912 | 7195764.7501 | 0 | 57303819.8927 | 95487827.1406 | 100000 | 11.8247 | 4846.1116 | 8075.2848 | 98.7945 | 164.6256
1 | 4200 | 707 | 0.035 | 15 | 15 | 7 | 1.3335e-10 | 0 | CO2 | Porous | Wet | R245fa | MinimizeLCOE_Brownfield | IgnoreSilica | 137.7971 | 24.4831 | 3.0226 | 4 | 4757.6924 | 7915.9515 | 96.992 | 161.3774 | 102.0908 | 11.8619 | 11086093803.1975 | 5775793.1197 | 0 | 4683001.7505 | 0 | 0 | 0 | 1511188.1709 | 4668293.386 | 12145941.7918 | 8289854.8471 | 37074073.0661 | 3144235.0165 | 17303179.5858 | 17303179.5858 | 13685062.912 | 7195764.7501 | 0 | 57521487.6684 | 95705494.9164 | 133352.1432 | 12.0902 | 4757.6924 | 7915.9515 | 96.992 | 161.3774
1 | 4200 | 707 | 0.035 | 15 | 15 | 7 | 1.7783e-10 | 0 | CO2 | Porous | Wet | R245fa | MinimizeLCOE_Brownfield | IgnoreSilica | 139.5292 | 24.8124 | 3.0736 | 4 | 4691.4286 | 7797.2006 | 95.6411 | 158.9565 | 101.9243 | 11.8134 | 11104559079.0084 | 5816428.4546 | 0 | 4730036.5453 | 0 | 0 | 0 | 1474344.9052 | 4688115.863 | 12197515.8107 | 8325055.1747 | 37231496.7534 | 3144235.0165 | 17303179.5858 | 17303179.5858 | 13685062.912 | 7195764.7501 | 0 | 57678911.3557 | 95862918.6036 | 177827.941 | 12.2945 | 4691.4286 | 7797.2006 | 95.6411 | 158.9565
1 | 4200 | 707 | 0.035 | 15 | 15 | 7 | 2.3714e-10 | 0 | CO2 | Porous | Wet | R245fa | MinimizeLCOE_Brownfield | IgnoreSilica | 140.8593 | 25.0653 | 3.1128 | 4 | 4641.7547 | 7708.4387 | 94.6284 | 157.1469 | 101.7941 | 11.7757 | 11113006913.6656 | 5847221.7802 | 0 | 4766073.4319 | 0 | 0 | 0 | 1445185.0875 | 4702807.3168 | 12235739.96 | 8351143.942 | 37348171.5183 | 3144235.0165 | 17303179.5858 | 17303179.5858 | 13685062.912 | 7195764.7501 | 0 | 57795586.1207 | 95979593.3686 | 237137.3706 | 12.4512 | 4641.7547 | 7708.4387 | 94.6284 | 157.1469
1 | 4200 | 707 | 0.035 | 15 | 15 | 7 | 3.1623e-10 | 0 | CO2 | Porous | Wet | R245fa | MinimizeLCOE_Brownfield | IgnoreSilica | 141.8534 | 25.2547 | 3.1425 | 4 | 4604.5108 | 7642.2685 | 93.8692 | 155.798 | 101.6953 | 11.7472 | 11121443803.543 | 5870001.2236 | 0 | 4792962.221 | 0 | 0 | 0 | 1422054.5938 | 4713157.035 | 12262667.8035 | 8369522.7485 | 37430365.6254 | 3144235.0165 | 17303179.5858 | 17303179.5858 | 13685062.912 | 7195764.7501 | 0 | 57877780.2277 | 96061787.4757 | 316227.766 | 12.5698 | 4604.5108 | 7642.2685 | 93.8692 | 155.798
1 | 4200 | 707 | 0.035 | 15 | 15 | 7 | 4.217e-10 | 0 | CO2 | Porous | Wet | R245fa | MinimizeLCOE_Brownfield | IgnoreSilica | 142.589 | 25.3953 | 3.1647 | 4 | 4576.5836 | 7592.9466 | 93.2998 | 154.7925 | 101.6214 | 11.726 | 11130908560.5065 | 5886729.0205 | 0 | 4812837.6389 | 0 | 0 | 0 | 1403852.0917 | 4720333.3129 | 12281339.0068 | 8382266.2284 | 37487357.2993 | 3144235.0165 | 17303179.5858 | 17303179.5858 | 13685062.912 | 7195764.7501 | 0 | 57934771.9016 | 96118779.1495 | 421696.5034 | 12.659 | 4576.5836 | 7592.9466 | 93.2998 | 154.7925
1 | 4200 | 707 | 0.035 | 15 | 15 | 7 | 5.6234e-10 | 0 | CO2 | Porous | Wet | R245fa | MinimizeLCOE_Brownfield | IgnoreSilica | 143.1614 | 25.5043 | 3.1818 | 4 | 4555.6414 | 7555.8496 | 92.8729 | 154.0362 | 101.5635 | 11.7094 | 11133220266.4956 | 5899668.1254 | 0 | 4828285.8774 | 0 | 0 | 0 | 1390129.1624 | 4726052.4344 | 12296218.9878 | 8392422.1212 | 37532776.7086 | 3144235.0165 | 17303179.5858 | 17303179.5858 | 13685062.912 | 7195764.7501 | 0 | 57980191.3109 | 96164198.5588 | 562341.3252 | 12.7271 | 4555.6414 | 7555.8496 | 92.8729 | 154.0362
1 | 4200 | 707 | 0.035 | 15 | 15 | 7 | 7.4989e-10 | 0 | CO2 | Porous | Wet | R245fa | MinimizeLCOE_Brownfield | IgnoreSilica | 143.5855 | 25.5853 | 3.1946 | 4 | 4539.9368 | 7528.1451 | 92.5528 | 153.4714 | 101.5203 | 11.6971 | 11136423260.9651 | 5909213.4846 | 0 | 4839726.5609 | 0 | 0 | 0 | 1379525.1961 | 4730101.4442 | 12306753.6807 | 8399612.2656 | 37564932.6322 | 3144235.0165 | 17303179.5858 | 17303179.5858 | 13685062.912 | 7195764.7501 | 0 | 58012347.2345 | 96196354.4824 | 749894.2093 | 12.7782 | 4539.9368 | 7528.1451 | 92.5528 | 153.4714
1 | 4200 | 707 | 0.035 | 15 | 15 | 7 | 1e-09 | 0 | CO2 | Porous | Wet | R245fa | MinimizeLCOE_Brownfield | IgnoreSilica | 143.8996 | 25.6454 | 3.2041 | 4 | 4528.1597 | 7507.4444 | 92.3127 | 153.0494 | 101.4882 | 11.6879 | 11139931226.2852 | 5916258.4843 | 0 | 4848195.0665 | 0 | 0 | 0 | 1371378.7323 | 4732974.5904 | 12314229.0176 | 8404714.3366 | 37587750.2278 | 3144235.0165 | 17303179.5858 | 17303179.5858 | 13685062.912 | 7195764.7501 | 0 | 58035164.8301 | 96219172.078 | 1000000 | 12.8165 | 4528.1597 | 7507.4444 | 92.3127 | 153.0494
1 | 4200 | 707 | 0.035 | 15 | 15 | 7 | 1.3335e-09 | 0 | CO2 | Porous | Wet | R245fa | MinimizeLCOE_Brownfield | IgnoreSilica | 144.136 | 25.6906 | 3.2113 | 4 | 4519.3279 | 7491.9318 | 92.1326 | 152.7332 | 101.464 | 11.681 | 11142433892.4545 | 5921545.4973 | 0 | 4854563.9225 | 0 | 0 | 0 | 1365206.8378 | 4735113.3405 | 12319793.6066 | 8408512.2829 | 37604735.4875 | 3144235.0165 | 17303179.5858 | 17303179.5858 | 13685062.912 | 7195764.7501 | 0 | 58052150.0898 | 96236157.3378 | 1333521.4322 | 12.8453 | 4519.3279 | 7491.9318 | 92.1326 | 152.7332
1 | 4200 | 707 | 0.035 | 15 | 15 | 7 | 1.7783e-09 | 0 | CO2 | Porous | Wet | R245fa | MinimizeLCOE_Brownfield | IgnoreSilica | 144.3212 | 25.7259 | 3.2168 | 4 | 4512.7048 | 7480.2271 | 91.9976 | 152.4945 | 101.4449 | 11.6756 | 11142339689.4066 | 5925681.8599 | 0 | 4859553.9155 | 0 | 0 | 0 | 1360660.7355 | 4736899.6392 | 12324441.1895 | 8411684.3538 | 37618921.6934 | 3144235.0165 | 17303179.5858 | 17303179.5858 | 13685062.912 | 7195764.7501 | 0 | 58066336.2957 | 96250343.5437 | 1778279.41 | 12.8673 | 4512.7048 | 7480.2271 | 91.9976 | 152.4945
1 | 4200 | 707 | 0.035 | 15 | 15 | 7 | 2.3714e-09 | 0 | CO2 | Porous | Wet | R245fa | MinimizeLCOE_Brownfield | IgnoreSilica | 144.4481 | 25.7503 | 3.2208 | 4 | 4507.738 | 7471.5794 | 91.8963 | 152.3183 | 101.4318 | 11.6718 | 11145306898.4007 | 5928510.0094 | 0 | 4862971.3214 | 0 | 0 | 0 | 1357039.9548 | 4737923.3014 | 12327104.5486 | 8413502.1511 | 37627051.2867 | 3144235.0165 | 17303179.5858 | 17303179.5858 | 13685062.912 | 7195764.7501 | 0 | 58074465.889 | 96258473.1369 | 2371373.7057 | 12.8833 | 4507.738 | 7471.5794 | 91.8963 | 152.3183
1 | 4200 | 707 | 0.035 | 15 | 15 | 7 | 3.1623e-09 | 0 | CO2 | Porous | Wet | R245fa | MinimizeLCOE_Brownfield | IgnoreSilica | 144.5575 | 25.7711 | 3.224 | 4 | 4504.0134 | 7464.951 | 91.8204 | 152.1831 | 101.4205 | 11.6686 | 11143948993.7307 | 5930948.7473 | 0 | 4865919.0496 | 0 | 0 | 0 | 1354533.8502 | 4739046.6424 | 12330027.2513 | 8415496.9557 | 37635972.4964 | 3144235.0165 | 17303179.5858 | 17303179.5858 | 13685062.912 | 7195764.7501 | 0 | 58083387.0988 | 96267394.3467 | 3162277.6602 | 12.8959 | 4504.0134 | 7464.951 | 91.8204 | 152.1831
1 | 4200 | 707 | 0.035 | 15 | 15 | 7 | 4.217e-09 | 0 | CO2 | Porous | Wet | R245fa | MinimizeLCOE_Brownfield | IgnoreSilica | 144.6307 | 25.7851 | 3.2263 | 4 | 4501.2203 | 7460.0737 | 91.7635 | 152.0837 | 101.413 | 11.6665 | 11145176843.2815 | 5932576.6131 | 0 | 4867889.0992 | 0 | 0 | 0 | 1352508.0837 | 4739659.7804 | 12331622.5108 | 8416585.7531 | 37640841.8403 | 3144235.0165 | 17303179.5858 | 17303179.5858 | 13685062.912 | 7195764.7501 | 0 | 58088256.4426 | 96272263.6906 | 4216965.0343 | 12.905 | 4501.2203 | 7460.0737 | 91.7635 | 152.0837
1 | 4200 | 707 | 0.035 | 15 | 15 | 7 | 5.6234e-09 | 0 | CO2 | Porous | Wet | R245fa | MinimizeLCOE_Brownfield | IgnoreSilica | 144.689 | 25.7962 | 3.228 | 4 | 4499.1258 | 7456.3817 | 91.7208 | 152.0084 | 101.4069 | 11.6648 | 11145250867.4341 | 5933874.3634 | 0 | 4869460.0086 | 0 | 0 | 0 | 1351038.6611 | 4740205.4829 | 12333042.3168 | 8417554.7999 | 37645175.6328 | 3144235.0165 | 17303179.5858 | 17303179.5858 | 13685062.912 | 7195764.7501 | 0 | 58092590.2351 | 96276597.4831 | 5623413.2519 | 12.912 | 4499.1258 | 7456.3817 | 91.7208 | 152.0084
1 | 4200 | 707 | 0.035 | 15 | 15 | 7 | 7.4989e-09 | 0 | CO2 | Porous | Wet | R245fa | MinimizeLCOE_Brownfield | IgnoreSilica | 144.7427 | 25.8063 | 3.2294 | 4 | 4497.5551 | 7453.512 | 91.6887 | 151.9499 | 101.4014 | 11.6632 | 11142763239.3798 | 5935069.4964 | 0 | 4870906.1307 | 0 | 0 | 0 | 1350088.6513 | 4740865.0686 | 12334758.4233 | 8418726.0779 | 37650413.8482 | 3144235.0165 | 17303179.5858 | 17303179.5858 | 13685062.912 | 7195764.7501 | 0 | 58097828.4505 | 96281835.6985 | 7498942.0933 | 12.9176 | 4497.5551 | 7453.512 | 91.6887 | 151.9499
1 | 4200 | 707 | 0.035 | 15 | 15 | 7 | 1e-08 | 0 | CO2 | Porous | Wet | R245fa | MinimizeLCOE_Brownfield | IgnoreSilica | 144.7692 | 25.8115 | 3.2303 | 4 | 4496.3772 | 7451.501 | 91.6647 | 151.9089 | 101.3987 | 11.6624 | 11144377655.8953 | 5935657.9151 | 0 | 4871619.7103 | 0 | 0 | 0 | 1349161.3501 | 4741011.2005 | 12335138.6285 | 8418985.5757 | 37651574.3801 | 3144235.0165 | 17303179.5858 | 17303179.5858 | 13685062.912 | 7195764.7501 | 0 | 58098988.9824 | 96282996.2304 | 10000000 | 12.9213 | 4496.3772 | 7451.501 | 91.6647 | 151.9089
1 | 4300 | 707 | 0.035 | 15 | 15 | 7 | 1e-13 | 0 | CO2 | Porous | Wet | R245fa | MinimizeLCOE_Brownfield | IgnoreSilica | 1.2316 | 0.01716 | 0.0020796 | 4 | 2644914.6023 | 7360046.2503 | 53920.1617 | 150044.498 | 66.217 | 11.5105 | 22010310.106 | 137916.9277 | 0 | 61958.0182 | 0 | 0 | 0 | 134182.7712 | 130282.5097 | 338968.3656 | 231352.8746 | 1034661.4671 | 3144235.0165 | 17822860.8151 | 17822860.8151 | 14023360.4323 | 7376664.0807 | 0 | 22001757.2986 | 61224642.6266 | 100 | 0.0083185 | 2644914.6023 | 7360046.2503 | 53920.1617 | 150044.498
1 | 4300 | 707 | 0.035 | 15 | 15 | 7 | 1.3335e-13 | 0 | CO2 | Porous | Wet | R245fa | MinimizeLCOE_Brownfield | IgnoreSilica | 1.8384 | 0.083581 | 0.0067568 | 4 | 832783.3824 | 2284030.2481 | 16977.4157 | 46563.046 | 75.7074 | 12.2384 | 192803703.6484 | 207360.3591 | 0 | 104454.859 | 0 | 0 | 0 | 185580.7546 | 193984.4293 | 504707.6934 | 344473.3715 | 1540561.4669 | 3144235.0165 | 17822860.8151 | 17822860.8151 | 14023360.4323 | 7376664.0807 | 0 | 22507657.2984 | 61730542.6265 | 133.3521 | 0.027027 | 832783.3824 | 2284030.2481 | 16977.4157 | 46563.046
1 | 4300 | 707 | 0.035 | 15 | 15 | 7 | 1.7783e-13 | 0 | CO2 | Porous | Wet | R245fa | MinimizeLCOE_Brownfield | IgnoreSilica | 2.5766 | 0.18196 | 0.014371 | 4 | 401455.1583 | 1083776.1813 | 8184.2064 | 22094.2434 | 82.947 | 12.733 | 441961294.2313 | 287063.9021 | 0 | 154124.8302 | 0 | 0 | 0 | 240174.4853 | 265731.6549 | 691379.2569 | 471880.5492 | 2110354.6785 | 3144235.0165 | 17822860.8151 | 17822860.8151 | 14023360.4323 | 7376664.0807 | 0 | 23077450.5101 | 62300335.8381 | 177.8279 | 0.057485 | 401455.1583 | 1083776.1813 | 8184.2064 | 22094.2434
1 | 4300 | 707 | 0.035 | 15 | 15 | 7 | 2.3714e-13 | 0 | CO2 | Porous | Wet | R245fa | MinimizeLCOE_Brownfield | IgnoreSilica | 3.4929 | 0.31869 | 0.025726 | 4 | 230568.2322 | 611726.6563 | 4700.4453 | 12470.8753 | 88.6641 | 13.0829 | 879680350.2285 | 379121.1633 | 0 | 212730.1789 | 0 | 0 | 0 | 299064.9259 | 347457.3446 | 904012.7373 | 617007.2688 | 2759393.6189 | 3144235.0165 | 17822860.8151 | 17822860.8151 | 14023360.4323 | 7376664.0807 | 0 | 23726489.4504 | 62949374.7785 | 237.1374 | 0.1029 | 230568.2322 | 611726.6563 | 4700.4453 | 12470.8753
1 | 4300 | 707 | 0.035 | 15 | 15 | 7 | 3.1623e-13 | 0 | CO2 | Porous | Wet | R245fa | MinimizeLCOE_Brownfield | IgnoreSilica | 4.6696 | 0.50566 | 0.041881 | 4 | 146213.2027 | 380343.4061 | 2980.7539 | 7753.8148 | 93.3281 | 13.3447 | 1319321441.6164 | 488507.0642 | 0 | 283969.4891 | 0 | 0 | 0 | 366406.6847 | 444164.4628 | 1155624.8215 | 788737.6864 | 3527410.2085 | 3144235.0165 | 17822860.8151 | 17822860.8151 | 14023360.4323 | 7376664.0807 | 0 | 24494506.0401 | 63717391.3681 | 316.2278 | 0.16753 | 146213.2027 | 380343.4061 | 2980.7539 | 7753.8148
1 | 4300 | 707 | 0.035 | 15 | 15 | 7 | 4.217e-13 | 0 | CO2 | Porous | Wet | R245fa | MinimizeLCOE_Brownfield | IgnoreSilica | 6.177 | 0.75487 | 0.064222 | 4 | 98874.0711 | 251558.7452 | 2015.6817 | 5128.3653 | 97.0892 | 13.5412 | 1815015603.7477 | 617780.6282 | 0 | 370213.5171 | 0 | 0 | 0 | 443106.8079 | 558129.3718 | 1452138.1372 | 991114.1171 | 4432482.5793 | 3144235.0165 | 17822860.8151 | 17822860.8151 | 14023360.4323 | 7376664.0807 | 0 | 25399578.4109 | 64622463.7389 | 421.6965 | 0.25689 | 98874.0711 | 251558.7452 | 2015.6817 | 5128.3653
1 | 4300 | 707 | 0.035 | 15 | 15 | 7 | 5.6234e-13 | 0 | CO2 | Porous | Wet | R245fa | MinimizeLCOE_Brownfield | IgnoreSilica | 8.1138 | 1.083 | 0.094571 | 4 | 69975.7537 | 173662.1125 | 1426.5504 | 3540.3371 | 100.1066 | 13.6892 | 2354468352.7641 | 770892.8604 | 0 | 474922.8857 | 0 | 0 | 0 | 531116.1332 | 693003.4329 | 1803052.7779 | 1230620.5699 | 5503608.6599 | 3144235.0165 | 17822860.8151 | 17822860.8151 | 14023360.4323 | 7376664.0807 | 0 | 26470704.4915 | 65693589.8195 | 562.3413 | 0.37828 | 69975.7537 | 173662.1125 | 1426.5504 | 3540.3371
1 | 4300 | 707 | 0.035 | 15 | 15 | 7 | 7.4989e-13 | 0 | CO2 | Porous | Wet | R245fa | MinimizeLCOE_Brownfield | IgnoreSilica | 10.6593 | 1.5198 | 0.13548 | 4 | 51249.8321 | 123627.4566 | 1044.7971 | 2520.3129 | 102.5509 | 13.8018 | 2911147888.5913 | 956262.7852 | 0 | 604385.2539 | 0 | 0 | 0 | 636852.1507 | 857025.074 | 2229803.4425 | 1521886.6674 | 6806215.3737 | 3144235.0165 | 17822860.8151 | 17822860.8151 | 14023360.4323 | 7376664.0807 | 0 | 27773311.2053 | 66996196.5333 | 749.8942 | 0.54192 | 51249.8321 | 123627.4566 | 1044.7971 | 2520.3129
1 | 4300 | 707 | 0.035 | 15 | 15 | 7 | 1e-12 | 0 | CO2 | Porous | Wet | R245fa | MinimizeLCOE_Brownfield | IgnoreSilica | 13.8265 | 2.0712 | 0.18998 | 4 | 38450.5322 | 90066.0974 | 783.8661 | 1836.1192 | 104.4161 | 13.8813 | 3612331931.4543 | 1169036.0756 | 0 | 744220.3541 | 0 | 0 | 0 | 750918.5331 | 1039028.2355 | 2703338.3347 | 1845083.9615 | 8251625.4945 | 3144235.0165 | 17822860.8151 | 17822860.8151 | 14023360.4323 | 7376664.0807 | 0 | 29218721.326 | 68441606.6541 | 1000 | 0.7599 | 38450.5322 | 90066.0974 | 783.8661 | 1836.1192
1 | 4300 | 707 | 0.035 | 15 | 15 | 7 | 1.3335e-12 | 0 | CO2 | Porous | Wet | R245fa | MinimizeLCOE_Brownfield | IgnoreSilica | 17.836 | 2.7748 | 0.26166 | 4 | 29530.1181 | 67004.4973 | 602.0114 | 1365.9773 | 105.8652 | 13.9359 | 4372250363.3329 | 1418121.4493 | 0 | 912367.316 | 0 | 0 | 0 | 879083.5712 | 1251733.2112 | 3256753.0498 | 2222800.8761 | 9940859.4736 | 3144235.0165 | 17822860.8151 | 17822860.8151 | 14023360.4323 | 7376664.0807 | 0 | 30907955.3052 | 70130840.6332 | 1333.5214 | 1.0467 | 29530.1181 | 67004.4973 | 602.0114 | 1365.9773
1 | 4300 | 707 | 0.035 | 15 | 15 | 7 | 1.7783e-12 | 0 | CO2 | Porous | Wet | R245fa | MinimizeLCOE_Brownfield | IgnoreSilica | 22.9009 | 3.6687 | 0.35519 | 4 | 23144.151 | 50751.3491 | 471.8248 | 1034.6349 | 106.9769 | 13.9676 | 5145283963.4525 | 1709473.0385 | 0 | 1114333.3325 | 0 | 0 | 0 | 1023125.0063 | 1500303.2371 | 3903481.2685 | 2664206.1743 | 11914922.0572 | 3144235.0165 | 17822860.8151 | 17822860.8151 | 14023360.4323 | 7376664.0807 | 0 | 32882017.8888 | 72104903.2168 | 1778.2794 | 1.4207 | 23144.151 | 50751.3491 | 471.8248 | 1034.6349
1 | 4300 | 707 | 0.035 | 15 | 15 | 7 | 2.3714e-12 | 0 | CO2 | Porous | Wet | R245fa | MinimizeLCOE_Brownfield | IgnoreSilica | 29.1808 | 4.7834 | 0.47551 | 4 | 18476.0185 | 39097.4527 | 376.6586 | 797.0545 | 107.7979 | 13.9759 | 5980951749.3463 | 2044407.8046 | 0 | 1352728.4624 | 0 | 0 | 0 | 1179535.5765 | 1784902.019 | 4643948.9196 | 3169590.5613 | 14175113.3434 | 3144235.0165 | 17822860.8151 | 17822860.8151 | 14023360.4323 | 7376664.0807 | 0 | 35142209.175 | 74365094.503 | 2371.3737 | 1.902 | 18476.0185 | 39097.4527 | 376.6586 | 797.0545
1 | 4300 | 707 | 0.035 | 15 | 15 | 7 | 3.1623e-12 | 0 | CO2 | Porous | Wet | R245fa | MinimizeLCOE_Brownfield | IgnoreSilica | 36.8808 | 6.1574 | 0.62805 | 4 | 15008.4625 | 30621.3957 | 305.9678 | 624.2586 | 108.3713 | 13.9578 | 6813562718.2785 | 2425654.9598 | 0 | 1631445.8748 | 0 | 0 | 0 | 1346794.8604 | 2107519.3211 | 5483332.9617 | 3742487.4176 | 16737235.3954 | 3144235.0165 | 17822860.8151 | 17822860.8151 | 14023360.4323 | 7376664.0807 | 0 | 37704331.227 | 76927216.555 | 3162.2777 | 2.5122 | 15008.4625 | 30621.3957 | 305.9678 | 624.2586
1 | 4300 | 707 | 0.035 | 15 | 15 | 7 | 4.217e-12 | 0 | CO2 | Porous | Wet | R245fa | MinimizeLCOE_Brownfield | IgnoreSilica | 46.0649 | 7.8062 | 0.81684 | 4 | 12402.5442 | 24407.0435 | 252.8426 | 497.5706 | 108.7181 | 13.9084 | 7647523770.7305 | 2848239.8077 | 0 | 1949074.8717 | 0 | 0 | 0 | 1516776.434 | 2462495.5342 | 6406908.2527 | 4372846.5313 | 19556341.4316 | 3144235.0165 | 17822860.8151 | 17822860.8151 | 14023360.4323 | 7376664.0807 | 0 | 40523437.2632 | 79746322.5912 | 4216.965 | 3.2673 | 12402.5442 | 24407.0435 | 252.8426 | 497.5706
1 | 4300 | 707 | 0.035 | 15 | 15 | 7 | 5.6234e-12 | 0 | CO2 | Porous | Wet | R245fa | MinimizeLCOE_Brownfield | IgnoreSilica | 56.6787 | 9.7245 | 1.0433 | 4 | 10429.77 | 19828.8061 | 212.625 | 404.237 | 108.8511 | 13.8219 | 8436776404.4319 | 3302509.1784 | 0 | 2300745.0011 | 0 | 0 | 0 | 1679688.2885 | 2840347.5625 | 7390001.7223 | 5043828.0248 | 22557119.7775 | 3144235.0165 | 17822860.8151 | 17822860.8151 | 14023360.4323 | 7376664.0807 | 0 | 43524215.6091 | 82747100.9371 | 5623.4133 | 4.1731 | 10429.77 | 19828.8061 | 212.625 | 404.237
1 | 4300 | 707 | 0.035 | 15 | 15 | 7 | 7.4989e-12 | 0 | CO2 | Porous | Wet | R245fa | MinimizeLCOE_Brownfield | IgnoreSilica | 68.3196 | 11.8456 | 1.3025 | 4 | 8932.509 | 16460.8015 | 182.1013 | 335.5757 | 108.7764 | 13.6951 | 9162944483.8305 | 3766315.1949 | 0 | 2671582.8814 | 0 | 0 | 0 | 1818399.326 | 3219955.9869 | 8377664.9741 | 5717928.4886 | 25571846.852 | 3144235.0165 | 17822860.8151 | 17822860.8151 | 14023360.4323 | 7376664.0807 | 0 | 46538942.6835 | 85761828.0115 | 7498.9421 | 5.2101 | 8932.509 | 16460.8015 | 182.1013 | 335.5757
1 | 4300 | 707 | 0.035 | 15 | 15 | 7 | 1e-11 | 0 | CO2 | Porous | Wet | R245fa | MinimizeLCOE_Brownfield | IgnoreSilica | 80.3575 | 14.0595 | 1.5833 | 4 | 7796.416 | 13989.8251 | 158.9405 | 285.2015 | 108.5042 | 13.5275 | 9790538970.0136 | 4212913.9759 | 0 | 3041960.3789 | 0 | 0 | 0 | 1917005.9546 | 3577033.3207 | 9306706.9501 | 6352018.7271 | 28407639.3075 | 3144235.0165 | 17822860.8151 | 17822860.8151 | 14023360.4323 | 7376664.0807 | 0 | 49374735.139 | 88597620.4671 | 10000 | 6.333 | 7796.416 | 13989.8251 | 158.9405 | 285.2015
1 | 4300 | 707 | 0.035 | 15 | 15 | 7 | 1.3335e-11 | 0 | CO2 | Porous | Wet | R245fa | MinimizeLCOE_Brownfield | IgnoreSilica | 91.9823 | 16.2163 | 1.8675 | 4 | 6941.3392 | 12191.967 | 141.5086 | 248.5497 | 108.084 | 13.3372 | 10299245187.8354 | 4615664.5985 | 0 | 3389187.3053 | 0 | 0 | 0 | 1967088.271 | 3889056.6682 | 10118527.6953 | 6906103.067 | 30885627.6052 | 3144235.0165 | 17822860.8151 | 17822860.8151 | 14023360.4323 | 7376664.0807 | 0 | 51852723.4368 | 91075608.7648 | 13335.2143 | 7.4701 | 6941.3392 | 12191.967 | 141.5086 | 248.5497
1 | 4300 | 707 | 0.035 | 15 | 15 | 7 | 1.7783e-11 | 0 | CO2 | Porous | Wet | R245fa | MinimizeLCOE_Brownfield | IgnoreSilica | 102.565 | 18.1971 | 2.1384 | 4 | 6299.3124 | 10884.9168 | 128.42 | 221.9038 | 107.5689 | 13.1368 | 10693511725.9656 | 4958921.1516 | 0 | 3697698.5317 | 0 | 0 | 0 | 1970201.2566 | 4144460.1666 | 10783035.2078 | 7359643.0985 | 32913959.4129 | 3144235.0165 | 17822860.8151 | 17822860.8151 | 14023360.4323 | 7376664.0807 | 0 | 53881055.2444 | 93103940.5724 | 17782.7941 | 8.5535 | 6299.3124 | 10884.9168 | 128.42 | 221.9038
1 | 4300 | 707 | 0.035 | 15 | 15 | 7 | 2.3714e-11 | 0 | CO2 | Porous | Wet | R245fa | MinimizeLCOE_Brownfield | IgnoreSilica | 111.7265 | 19.9254 | 2.3826 | 4 | 5818.7763 | 9934.3442 | 118.6236 | 202.525 | 107.0222 | 12.9422 | 10973842788.5665 | 5238466.7429 | 0 | 3959653.7007 | 0 | 0 | 0 | 1936903.9489 | 4342659.5131 | 11298709.251 | 7711601.2291 | 34487994.3856 | 3144235.0165 | 17822860.8151 | 17822860.8151 | 14023360.4323 | 7376664.0807 | 0 | 55455090.2172 | 94677975.5452 | 23713.7371 | 9.5304 | 5818.7763 | 9934.3442 | 118.6236 | 202.525
1 | 4300 | 707 | 0.035 | 15 | 15 | 7 | 3.1623e-11 | 0 | CO2 | Porous | Wet | R245fa | MinimizeLCOE_Brownfield | IgnoreSilica | 119.3512 | 21.3737 | 2.5931 | 4 | 5459.6536 | 9241.1568 | 111.3024 | 188.3935 | 106.4956 | 12.7653 | 11172578825.4558 | 5458714.1214 | 0 | 4174398.408 | 0 | 0 | 0 | 1880981.0802 | 4490496.5077 | 11683350.7857 | 7974126.9801 | 35662067.883 | 3144235.0165 | 17822860.8151 | 17822860.8151 | 14023360.4323 | 7376664.0807 | 0 | 56629163.7146 | 95852049.0426 | 31622.7766 | 10.3723 | 5459.6536 | 9241.1568 | 111.3024 | 188.3935
1 | 4300 | 707 | 0.035 | 15 | 15 | 7 | 4.217e-11 | 0 | CO2 | Porous | Wet | R245fa | MinimizeLCOE_Brownfield | IgnoreSilica | 124.187 | 22.3231 | 2.7533 | 4 | 5190.4051 | 8751.8173 | 105.8134 | 178.4176 | 106.1193 | 12.6425 | 11303879351.2791 | 5591968.3913 | 0 | 4309166.0685 | 0 | 0 | 0 | 1785467.2811 | 4557774.679 | 11858394.7865 | 8093598.1074 | 36196369.3138 | 3144235.0165 | 17822860.8151 | 17822860.8151 | 14023360.4323 | 7376664.0807 | 0 | 57163465.1453 | 96386350.4733 | 42169.6503 | 11.0133 | 5190.4051 | 8751.8173 | 105.8134 | 178.4176
1 | 4300 | 707 | 0.035 | 15 | 15 | 7 | 5.6234e-11 | 0 | CO2 | Porous | Wet | R245fa | MinimizeLCOE_Brownfield | IgnoreSilica | 130.4307 | 23.4956 | 2.9108 | 4 | 4989.6137 | 8358.3602 | 101.72 | 170.3965 | 105.6065 | 12.4808 | 11390756979.5816 | 5758050.8301 | 0 | 4481631.4684 | 0 | 0 | 0 | 1747654.3573 | 4675061.2958 | 12163550.5047 | 8301873.1554 | 37127821.6117 | 3144235.0165 | 17822860.8151 | 17822860.8151 | 14023360.4323 | 7376664.0807 | 0 | 58094917.4432 | 97317802.7713 | 56234.1325 | 11.6432 | 4989.6137 | 8358.3602 | 101.72 | 170.3965
1 | 4300 | 707 | 0.035 | 15 | 15 | 7 | 7.4989e-11 | 0 | CO2 | Porous | Wet | R245fa | MinimizeLCOE_Brownfield | IgnoreSilica | 134.2286 | 24.2271 | 3.0233 | 4 | 4839.7186 | 8083.0994 | 98.6642 | 164.7849 | 105.2717 | 12.3779 | 11449563503.2117 | 5855260.7921 | 0 | 4585728.311 | 0 | 0 | 0 | 1686089.3573 | 4729560.5996 | 12305346.5139 | 8398651.8453 | 37560637.4193 | 3144235.0165 | 17822860.8151 | 17822860.8151 | 14023360.4323 | 7376664.0807 | 0 | 58527733.2508 | 97750618.5788 | 74989.4209 | 12.0932 | 4839.7186 | 8083.0994 | 98.6642 | 164.7849
1 | 4300 | 707 | 0.035 | 15 | 15 | 7 | 1e-10 | 0 | CO2 | Porous | Wet | R245fa | MinimizeLCOE_Brownfield | IgnoreSilica | 137.1586 | 24.7931 | 3.1113 | 4 | 4727.5067 | 7879.1333 | 96.3766 | 160.6268 | 105.0017 | 12.2962 | 11487666132.4416 | 5928280.9275 | 0 | 4665636.0216 | 0 | 0 | 0 | 1632418.927 | 4768270.9916 | 12406063.0134 | 8467392.9257 | 37868062.8068 | 3144235.0165 | 17822860.8151 | 17822860.8151 | 14023360.4323 | 7376664.0807 | 0 | 58835158.6384 | 98058043.9664 | 100000 | 12.4453 | 4727.5067 | 7879.1333 | 96.3766 | 160.6268
1 | 4300 | 707 | 0.035 | 15 | 15 | 7 | 1.3335e-10 | 0 | CO2 | Porous | Wet | R245fa | MinimizeLCOE_Brownfield | IgnoreSilica | 139.4024 | 25.2274 | 3.1794 | 4 | 4643.4558 | 7727.5629 | 94.6631 | 157.5368 | 104.7881 | 12.2323 | 11512244796.1591 | 5983022.4187 | 0 | 4726595.3666 | 0 | 0 | 0 | 1587465.6797 | 4795862.5514 | 12477850.592 | 8516389.4232 | 38087186.0317 | 3144235.0165 | 17822860.8151 | 17822860.8151 | 14023360.4323 | 7376664.0807 | 0 | 59054281.8632 | 98277167.1912 | 133352.1432 | 12.7177 | 4643.4558 | 7727.5629 | 94.6631 | 157.5368
1 | 4300 | 707 | 0.035 | 15 | 15 | 7 | 1.7783e-10 | 0 | CO2 | Porous | Wet | R245fa | MinimizeLCOE_Brownfield | IgnoreSilica | 141.1151 | 25.5595 | 3.2318 | 4 | 4580.4716 | 7614.6344 | 93.3791 | 155.2346 | 104.6209 | 12.1826 | 11527137608.0325 | 6024118.2836 | 0 | 4772995.7727 | 0 | 0 | 0 | 1550940.8826 | 4815741.4262 | 12529571.3466 | 8551689.901 | 38245057.6127 | 3144235.0165 | 17822860.8151 | 17822860.8151 | 14023360.4323 | 7376664.0807 | 0 | 59212153.4443 | 98435038.7723 | 177827.941 | 12.9271 | 4580.4716 | 7614.6344 | 93.3791 | 155.2346
1 | 4300 | 707 | 0.035 | 15 | 15 | 7 | 2.3714e-10 | 0 | CO2 | Porous | Wet | R245fa | MinimizeLCOE_Brownfield | IgnoreSilica | 142.4038 | 25.8098 | 3.2716 | 4 | 4533.2604 | 7530.4956 | 92.4166 | 153.5193 | 104.4928 | 12.1448 | 11539425220.6671 | 6054643.4064 | 0 | 4807835.5731 | 0 | 0 | 0 | 1521640.9161 | 4829806.7593 | 12566166.4581 | 8576666.8166 | 38356759.9296 | 3144235.0165 | 17822860.8151 | 17822860.8151 | 14023360.4323 | 7376664.0807 | 0 | 59323855.7612 | 98546741.0892 | 237137.3706 | 13.0864 | 4533.2604 | 7530.4956 | 92.4166 | 153.5193
1 | 4300 | 707 | 0.035 | 15 | 15 | 7 | 3.1623e-10 | 0 | CO2 | Porous | Wet | R245fa | MinimizeLCOE_Brownfield | IgnoreSilica | 143.3855 | 26.0006 | 3.3019 | 4 | 4497.8655 | 7467.5684 | 91.6951 | 152.2365 | 104.3938 | 12.1158 | 11545926309.5643 | 6077666.3358 | 0 | 4834331.7981 | 0 | 0 | 0 | 1498762.5558 | 4840196.669 | 12593198.8719 | 8595116.9944 | 38439273.225 | 3144235.0165 | 17822860.8151 | 17822860.8151 | 14023360.4323 | 7376664.0807 | 0 | 59406369.0566 | 98629254.3846 | 316227.766 | 13.2077 | 4497.8655 | 7467.5684 | 91.6951 | 152.2365
1 | 4300 | 707 | 0.035 | 15 | 15 | 7 | 4.217e-10 | 0 | CO2 | Porous | Wet | R245fa | MinimizeLCOE_Brownfield | IgnoreSilica | 144.1165 | 26.1429 | 3.3248 | 4 | 4471.3266 | 7420.6157 | 91.154 | 151.2793 | 104.3193 | 12.094 | 11552776306.4365 | 6094681.0285 | 0 | 4854039.8989 | 0 | 0 | 0 | 1480844.7149 | 4847530.6005 | 12612280.2573 | 8608140.432 | 38497516.9322 | 3144235.0165 | 17822860.8151 | 17822860.8151 | 14023360.4323 | 7376664.0807 | 0 | 59464612.7638 | 98687498.0918 | 421696.5034 | 13.2991 | 4471.3266 | 7420.6157 | 91.154 | 151.2793
1 | 4300 | 707 | 0.035 | 15 | 15 | 7 | 5.6234e-10 | 0 | CO2 | Porous | Wet | R245fa | MinimizeLCOE_Brownfield | IgnoreSilica | 144.6696 | 26.2506 | 3.3421 | 4 | 4451.4265 | 7385.4577 | 90.7484 | 150.5625 | 104.2625 | 12.0774 | 11557024126.5667 | 6107479.708 | 0 | 4868936.3862 | 0 | 0 | 0 | 1467099.0043 | 4852970.8884 | 12626434.7705 | 8617801.1781 | 38540721.9355 | 3144235.0165 | 17822860.8151 | 17822860.8151 | 14023360.4323 | 7376664.0807 | 0 | 59507817.7671 | 98730703.0951 | 562341.3252 | 13.3683 | 4451.4265 | 7385.4577 | 90.7484 | 150.5625
1 | 4300 | 707 | 0.035 | 15 | 15 | 7 | 7.4989e-10 | 0 | CO2 | Porous | Wet | R245fa | MinimizeLCOE_Brownfield | IgnoreSilica | 145.0929 | 26.3329 | 3.3552 | 4 | 4436.504 | 7359.0632 | 90.4441 | 150.0245 | 104.2188 | 12.0646 | 11558188027.154 | 6117233.8863 | 0 | 4880330.8161 | 0 | 0 | 0 | 1456707.3565 | 4857166.103 | 12637349.8582 | 8625250.9498 | 38574038.97 | 3144235.0165 | 17822860.8151 | 17822860.8151 | 14023360.4323 | 7376664.0807 | 0 | 59541134.8015 | 98764020.1295 | 749894.2093 | 13.4207 | 4436.504 | 7359.0632 | 90.4441 | 150.0245
1 | 4300 | 707 | 0.035 | 15 | 15 | 7 | 1e-09 | 0 | CO2 | Porous | Wet | R245fa | MinimizeLCOE_Brownfield | IgnoreSilica | 145.405 | 26.3938 | 3.365 | 4 | 4425.3138 | 7339.3561 | 90.216 | 149.6227 | 104.1864 | 12.0552 | 11560029206.5728 | 6124400.6399 | 0 | 4888727.1077 | 0 | 0 | 0 | 1448699.7563 | 4860112.7265 | 12645016.3682 | 8630483.5004 | 38597440.0989 | 3144235.0165 | 17822860.8151 | 17822860.8151 | 14023360.4323 | 7376664.0807 | 0 | 59564535.9305 | 98787421.2585 | 1000000 | 13.46 | 4425.3138 | 7339.3561 | 90.216 | 149.6227
1 | 4300 | 707 | 0.035 | 15 | 15 | 7 | 1.3335e-09 | 0 | CO2 | Porous | Wet | R245fa | MinimizeLCOE_Brownfield | IgnoreSilica | 145.6387 | 26.4394 | 3.3724 | 4 | 4416.9223 | 7324.5986 | 90.0449 | 149.3219 | 104.1621 | 12.0482 | 11561271426.5419 | 6129754.4725 | 0 | 4895012.7713 | 0 | 0 | 0 | 1442617.5007 | 4862280.0504 | 12650655.3002 | 8634332.1874 | 38614652.2825 | 3144235.0165 | 17822860.8151 | 17822860.8151 | 14023360.4323 | 7376664.0807 | 0 | 59581748.114 | 98804633.442 | 1333521.4322 | 13.4894 | 4416.9223 | 7324.5986 | 90.0449 | 149.3219
1 | 4300 | 707 | 0.035 | 15 | 15 | 7 | 1.7783e-09 | 0 | CO2 | Porous | Wet | R245fa | MinimizeLCOE_Brownfield | IgnoreSilica | 145.8091 | 26.4727 | 3.3778 | 4 | 4410.6296 | 7313.5904 | 89.9166 | 149.0974 | 104.1443 | 12.043 | 11565202715.0635 | 6133649.985 | 0 | 4899594.1041 | 0 | 0 | 0 | 1437937.2389 | 4863760.7179 | 12654507.6936 | 8636961.525 | 38626411.2646 | 3144235.0165 | 17822860.8151 | 17822860.8151 | 14023360.4323 | 7376664.0807 | 0 | 59593507.0962 | 98816392.4242 | 1778279.41 | 13.5113 | 4410.6296 | 7313.5904 | 89.9166 | 149.0974
1 | 4300 | 707 | 0.035 | 15 | 15 | 7 | 2.3714e-09 | 0 | CO2 | Porous | Wet | R245fa | MinimizeLCOE_Brownfield | IgnoreSilica | 145.9406 | 26.4984 | 3.382 | 4 | 4405.9106 | 7305.3038 | 89.8204 | 148.9285 | 104.1306 | 12.039 | 11566307275.8915 | 6136652.5468 | 0 | 4903128.9659 | 0 | 0 | 0 | 1434464.2494 | 4864955.8472 | 12657617.1748 | 8639083.8098 | 38635902.594 | 3144235.0165 | 17822860.8151 | 17822860.8151 | 14023360.4323 | 7376664.0807 | 0 | 59602998.4255 | 98825883.7535 | 2371373.7057 | 13.528 | 4405.9106 | 7305.3038 | 89.8204 | 148.9285
1 | 4300 | 707 | 0.035 | 15 | 15 | 7 | 3.1623e-09 | 0 | CO2 | Porous | Wet | R245fa | MinimizeLCOE_Brownfield | IgnoreSilica | 145.9749 | 26.5064 | 3.3844 | 4 | 4402.3822 | 7299.7437 | 89.7485 | 148.8151 | 104.1269 | 12.038 | 11576644175.9499 | 6137432.3365 | 0 | 4904049.9168 | 0 | 0 | 0 | 1430835.8244 | 4864204.0503 | 12655661.1534 | 8637748.785 | 38629932.0663 | 3144235.0165 | 17822860.8151 | 17822860.8151 | 14023360.4323 | 7376664.0807 | 0 | 59597027.8979 | 98819913.2259 | 3162277.6602 | 13.5374 | 4402.3822 | 7299.7437 | 89.7485 | 148.8151
1 | 4300 | 707 | 0.035 | 15 | 15 | 7 | 4.217e-09 | 0 | CO2 | Porous | Wet | R245fa | MinimizeLCOE_Brownfield | IgnoreSilica | 146.0527 | 26.5215 | 3.3868 | 4 | 4399.7231 | 7295.042 | 89.6943 | 148.7193 | 104.1188 | 12.0356 | 11576303942.5719 | 6139203.8623 | 0 | 4906140.5637 | 0 | 0 | 0 | 1428918.0791 | 4864962.377 | 12657634.1639 | 8639095.4053 | 38635954.4513 | 3144235.0165 | 17822860.8151 | 17822860.8151 | 14023360.4323 | 7376664.0807 | 0 | 59603050.2828 | 98825935.6109 | 4216965.0343 | 13.547 | 4399.7231 | 7295.042 | 89.6943 | 148.7193
1 | 4300 | 707 | 0.035 | 15 | 15 | 7 | 5.6234e-09 | 0 | CO2 | Porous | Wet | R245fa | MinimizeLCOE_Brownfield | IgnoreSilica | 146.1038 | 26.5316 | 3.3885 | 4 | 4397.7291 | 7291.5887 | 89.6537 | 148.6489 | 104.1134 | 12.0341 | 11577923742.6578 | 6140366.0385 | 0 | 4907514.0592 | 0 | 0 | 0 | 1427360.1587 | 4865343.7 | 12658626.2882 | 8639772.5505 | 38638982.7951 | 3144235.0165 | 17822860.8151 | 17822860.8151 | 14023360.4323 | 7376664.0807 | 0 | 59606078.6267 | 98828963.9547 | 5623413.2519 | 13.5538 | 4397.7291 | 7291.5887 | 89.6537 | 148.6489
1 | 4300 | 707 | 0.035 | 15 | 15 | 7 | 7.4989e-09 | 0 | CO2 | Porous | Wet | R245fa | MinimizeLCOE_Brownfield | IgnoreSilica | 146.2159 | 26.552 | 3.3906 | 4 | 4396.236 | 7288.2743 | 89.6232 | 148.5813 | 104.1018 | 12.0306 | 11567166265.703 | 6142925.4426 | 0 | 4910524.9843 | 0 | 0 | 0 | 1427371.0872 | 4867520.3905 | 12664289.5904 | 8643637.8706 | 38656269.3656 | 3144235.0165 | 17822860.8151 | 17822860.8151 | 14023360.4323 | 7376664.0807 | 0 | 59623365.1971 | 98846250.5251 | 7498942.0933 | 13.5624 | 4396.236 | 7288.2743 | 89.6232 | 148.5813
1 | 4300 | 707 | 0.035 | 15 | 15 | 7 | 1e-08 | 0 | CO2 | Porous | Wet | R245fa | MinimizeLCOE_Brownfield | IgnoreSilica | 146.2501 | 26.5586 | 3.3916 | 4 | 4395.1169 | 7286.2819 | 89.6004 | 148.5407 | 104.0982 | 12.0296 | 11566639947.5322 | 6143705.5598 | 0 | 4911445.5883 | 0 | 0 | 0 | 1426583.8803 | 4867876.661 | 12665216.5332 | 8644270.5281 | 38659098.7507 | 3144235.0165 | 17822860.8151 | 17822860.8151 | 14023360.4323 | 7376664.0807 | 0 | 59626194.5823 | 98849079.9103 | 10000000 | 13.5665 | 4395.1169 | 7286.2819 | 89.6004 | 148.5407
1 | 4400 | 707 | 0.035 | 15 | 15 | 7 | 1e-13 | 0 | CO2 | Porous | Wet | R245fa | MinimizeLCOE_Brownfield | IgnoreSilica | 1.2853 | 0.019285 | 0.0022271 | 4 | 2535839.8002 | 7056889.0927 | 51696.5243 | 143864.2293 | 67.8151 | 11.9277 | 53987591.8775 | 146244.014 | 0 | 65434.8845 | 0 | 0 | 0 | 142751.5616 | 138227.8795 | 359640.5879 | 245462.0911 | 1097761.0186 | 3144235.0165 | 18348402.1352 | 18348402.1352 | 14367225.0389 | 7559907.4476 | 0 | 22590398.1703 | 62865932.7919 | 100 | 0.0089084 | 2535839.8002 | 7056889.0927 | 51696.5243 | 143864.2293
1 | 4400 | 707 | 0.035 | 15 | 15 | 7 | 1.3335e-13 | 0 | CO2 | Porous | Wet | R245fa | MinimizeLCOE_Brownfield | IgnoreSilica | 1.8726 | 0.0856 | 0.0072493 | 4 | 796014.0994 | 2184961.9369 | 16227.8241 | 44543.4045 | 77.0272 | 12.629 | 148889313.9184 | 214592.9874 | 0 | 106816.9502 | 0 | 0 | 0 | 191788.7351 | 200147.4823 | 520742.6931 | 355417.5882 | 1589506.4363 | 3144235.0165 | 18348402.1352 | 18348402.1352 | 14367225.0389 | 7559907.4476 | 0 | 23082143.588 | 63357678.2096 | 133.3521 | 0.028997 | 796014.0994 | 2184961.9369 | 16227.8241 | 44543.4045
1 | 4400 | 707 | 0.035 | 15 | 15 | 7 | 1.7783e-13 | 0 | CO2 | Porous | Wet | R245fa | MinimizeLCOE_Brownfield | IgnoreSilica | 2.6692 | 0.19198 | 0.015465 | 4 | 383308.7703 | 1034396.9104 | 7814.2677 | 21087.5801 | 84.9019 | 13.1623 | 484473303.2871 | 302094.792 | 0 | 160749.1381 | 0 | 0 | 0 | 253398.8455 | 279334.6825 | 726771.5444 | 496036.5127 | 2218385.5152 | 3144235.0165 | 18348402.1352 | 18348402.1352 | 14367225.0389 | 7559907.4476 | 0 | 23711022.6669 | 63986557.2885 | 177.8279 | 0.061859 | 383308.7703 | 1034396.9104 | 7814.2677 | 21087.5801
1 | 4400 | 707 | 0.035 | 15 | 15 | 7 | 2.3714e-13 | 0 | CO2 | Porous | Wet | R245fa | MinimizeLCOE_Brownfield | IgnoreSilica | 3.6218 | 0.33636 | 0.027694 | 4 | 220221.5149 | 583792.5142 | 4489.5135 | 11901.4 | 90.8272 | 13.5204 | 915155916.266 | 399331.962 | 0 | 221988.6549 | 0 | 0 | 0 | 315955.2114 | 365537.573 | 951053.7829 | 649113.749 | 2902980.9332 | 3144235.0165 | 18348402.1352 | 18348402.1352 | 14367225.0389 | 7559907.4476 | 0 | 24395618.0848 | 64671152.7065 | 237.1374 | 0.11078 | 220221.5149 | 583792.5142 | 4489.5135 | 11901.4
1 | 4400 | 707 | 0.035 | 15 | 15 | 7 | 3.1623e-13 | 0 | CO2 | Porous | Wet | R245fa | MinimizeLCOE_Brownfield | IgnoreSilica | 4.8398 | 0.53322 | 0.045088 | 4 | 139735.2874 | 363053.1297 | 2848.6928 | 7401.3291 | 95.6378 | 13.787 | 1381132339.6463 | 514378.2791 | 0 | 296103.8091 | 0 | 0 | 0 | 386941.0557 | 466995.0261 | 1215025.2641 | 829279.709 | 3708723.1432 | 3144235.0165 | 18348402.1352 | 18348402.1352 | 14367225.0389 | 7559907.4476 | 0 | 25201360.2949 | 65476894.9165 | 316.2278 | 0.18035 | 139735.2874 | 363053.1297 | 2848.6928 | 7401.3291
1 | 4400 | 707 | 0.035 | 15 | 15 | 7 | 4.217e-13 | 0 | CO2 | Porous | Wet | R245fa | MinimizeLCOE_Brownfield | IgnoreSilica | 6.4009 | 0.79578 | 0.069137 | 4 | 94563.5863 | 240199.4103 | 1927.8066 | 4896.7899 | 99.5201 | 13.9871 | 1899515843.822 | 650430.5748 | 0 | 385878.5689 | 0 | 0 | 0 | 467890.7502 | 586637.9586 | 1526311.6324 | 1041739.0517 | 4658888.5367 | 3144235.0165 | 18348402.1352 | 18348402.1352 | 14367225.0389 | 7559907.4476 | 0 | 26151525.6883 | 66427060.31 | 421.6965 | 0.27655 | 94563.5863 | 240199.4103 | 1927.8066 | 4896.7899
1 | 4400 | 707 | 0.035 | 15 | 15 | 7 | 5.6234e-13 | 0 | CO2 | Porous | Wet | R245fa | MinimizeLCOE_Brownfield | IgnoreSilica | 8.389 | 1.139 | 0.10176 | 4 | 66981.9873 | 165930.4831 | 1365.5184 | 3382.7173 | 102.613 | 14.1368 | 2519255768.1481 | 810219.867 | 0 | 493940.6645 | 0 | 0 | 0 | 559231.8623 | 726723.0336 | 1890784.262 | 1290499.1105 | 5771398.7999 | 3144235.0165 | 18348402.1352 | 18348402.1352 | 14367225.0389 | 7559907.4476 | 0 | 27264035.9516 | 67539570.5732 | 562.3413 | 0.40704 | 66981.9873 | 165930.4831 | 1365.5184 | 3382.7173
1 | 4400 | 707 | 0.035 | 15 | 15 | 7 | 7.4989e-13 | 0 | CO2 | Porous | Wet | R245fa | MinimizeLCOE_Brownfield | IgnoreSilica | 11.0297 | 1.5998 | 0.14601 | 4 | 48989.1973 | 117951.0176 | 998.711 | 2404.591 | 105.1477 | 14.2518 | 3093321681.3299 | 1005779.133 | 0 | 621130.9626 | 0 | 0 | 0 | 671369.6277 | 896329.0921 | 2332064.4353 | 1591681.8962 | 7118355.147 | 3144235.0165 | 18348402.1352 | 18348402.1352 | 14367225.0389 | 7559907.4476 | 0 | 28610992.2986 | 68886526.9202 | 749.8942 | 0.58403 | 48989.1973 | 117951.0176 | 998.711 | 2404.591
1 | 4400 | 707 | 0.035 | 15 | 15 | 7 | 1e-12 | 0 | CO2 | Porous | Wet | R245fa | MinimizeLCOE_Brownfield | IgnoreSilica | 14.3017 | 2.1797 | 0.20467 | 4 | 36790.4934 | 85986.5783 | 750.024 | 1752.9527 | 107.0727 | 14.3324 | 3827131208.5871 | 1229312.9588 | 0 | 764616.1799 | 0 | 0 | 0 | 791366.687 | 1086265.372 | 2826239.6743 | 1928966.6511 | 8626767.5232 | 3144235.0165 | 18348402.1352 | 18348402.1352 | 14367225.0389 | 7559907.4476 | 0 | 30119404.6748 | 70394939.2965 | 1000 | 0.81867 | 36790.4934 | 85986.5783 | 750.024 | 1752.9527
1 | 4400 | 707 | 0.035 | 15 | 15 | 7 | 1.3335e-12 | 0 | CO2 | Porous | Wet | R245fa | MinimizeLCOE_Brownfield | IgnoreSilica | 18.4498 | 2.9205 | 0.28183 | 4 | 28284.2175 | 64011.067 | 576.612 | 1304.9522 | 108.57 | 14.3872 | 4609076438.7264 | 1491380.8292 | 0 | 937401.5392 | 0 | 0 | 0 | 926668.2749 | 1308625.7509 | 3404775.7677 | 2323829.4226 | 10392681.5843 | 3144235.0165 | 18348402.1352 | 18348402.1352 | 14367225.0389 | 7559907.4476 | 0 | 31885318.736 | 72160853.3576 | 1333.5214 | 1.1273 | 28284.2175 | 64011.067 | 576.612 | 1304.9522
1 | 4400 | 707 | 0.035 | 15 | 15 | 7 | 1.7783e-12 | 0 | CO2 | Porous | Wet | R245fa | MinimizeLCOE_Brownfield | IgnoreSilica | 23.6755 | 3.8594 | 0.38237 | 4 | 22191.6573 | 48524.4089 | 452.4069 | 989.2357 | 109.7153 | 14.4182 | 5421848061.6484 | 1797101.3973 | 0 | 1144384.5321 | 0 | 0 | 0 | 1077932.4365 | 1567573.1627 | 4078503.8159 | 2783662.6592 | 12449158.0037 | 3144235.0165 | 18348402.1352 | 18348402.1352 | 14367225.0389 | 7559907.4476 | 0 | 33941795.1554 | 74217329.777 | 1778.2794 | 1.5295 | 22191.6573 | 48524.4089 | 452.4069 | 989.2357
1 | 4400 | 707 | 0.035 | 15 | 15 | 7 | 2.3714e-12 | 0 | CO2 | Porous | Wet | R245fa | MinimizeLCOE_Brownfield | IgnoreSilica | 30.1406 | 5.028 | 0.51152 | 4 | 17736.4956 | 37420.8196 | 361.5825 | 762.874 | 110.5592 | 14.4245 | 6289444379.955 | 2147819.5845 | 0 | 1388207.1676 | 0 | 0 | 0 | 1241593.43 | 1863271.871 | 4847851.1987 | 3308758.0565 | 14797501.3083 | 3144235.0165 | 18348402.1352 | 18348402.1352 | 14367225.0389 | 7559907.4476 | 0 | 36290138.46 | 76565673.0816 | 2371.3737 | 2.0461 | 17736.4956 | 37420.8196 | 361.5825 | 762.874
1 | 4400 | 707 | 0.035 | 15 | 15 | 7 | 3.1623e-12 | 0 | CO2 | Porous | Wet | R245fa | MinimizeLCOE_Brownfield | IgnoreSilica | 38.0406 | 6.464 | 0.67485 | 4 | 14426.0365 | 29346.2835 | 294.0943 | 598.2637 | 111.1463 | 14.4029 | 7166478848.2145 | 2545731.52 | 0 | 1672363.0439 | 0 | 0 | 0 | 1415551.8006 | 2197122.0822 | 5716460.9661 | 3901602.0709 | 17448831.4837 | 3144235.0165 | 18348402.1352 | 18348402.1352 | 14367225.0389 | 7559907.4476 | 0 | 38941468.6353 | 79217003.257 | 3162.2777 | 2.6994 | 14426.0365 | 29346.2835 | 294.0943 | 598.2637
1 | 4400 | 707 | 0.035 | 15 | 15 | 7 | 4.217e-12 | 0 | CO2 | Porous | Wet | R245fa | MinimizeLCOE_Brownfield | IgnoreSilica | 47.4681 | 8.1879 | 0.87669 | 4 | 11937.378 | 23422.4288 | 243.3596 | 477.4979 | 111.5 | 14.3481 | 8024743687.9723 | 2987066.1685 | 0 | 1996429.7768 | 0 | 0 | 0 | 1593010.7684 | 2564837.6183 | 6673181.3624 | 4554583.4 | 20369109.0944 | 3144235.0165 | 18348402.1352 | 18348402.1352 | 14367225.0389 | 7559907.4476 | 0 | 41861746.2461 | 82137280.8677 | 4216.965 | 3.5068 | 11937.378 | 23422.4288 | 243.3596 | 477.4979
1 | 4400 | 707 | 0.035 | 15 | 15 | 7 | 5.6234e-12 | 0 | CO2 | Porous | Wet | R245fa | MinimizeLCOE_Brownfield | IgnoreSilica | 58.2964 | 10.1821 | 1.1177 | 4 | 10053.2747 | 19061.6283 | 204.9496 | 388.5971 | 111.6312 | 14.2542 | 8844931622.1495 | 3458618.4794 | 0 | 2353129.4692 | 0 | 0 | 0 | 1760975.5246 | 2953362.1545 | 7684042.5082 | 5244516.9031 | 23454645.0389 | 3144235.0165 | 18348402.1352 | 18348402.1352 | 14367225.0389 | 7559907.4476 | 0 | 44947282.1906 | 85222816.8122 | 5623.4133 | 4.4709 | 10053.2747 | 19061.6283 | 204.9496 | 388.5971
1 | 4400 | 707 | 0.035 | 15 | 15 | 7 | 7.4989e-12 | 0 | CO2 | Porous | Wet | R245fa | MinimizeLCOE_Brownfield | IgnoreSilica | 70.1166 | 12.3772 | 1.3924 | 4 | 8623.7345 | 15855.079 | 175.8065 | 323.2272 | 111.5477 | 14.1181 | 9590678232.274 | 3937856.0593 | 0 | 2727651.0091 | 0 | 0 | 0 | 1902703.6225 | 3341602.1695 | 8694163.3881 | 5933945.1596 | 26537921.408 | 3144235.0165 | 18348402.1352 | 18348402.1352 | 14367225.0389 | 7559907.4476 | 0 | 48030558.5597 | 88306093.1813 | 7498.9421 | 5.5696 | 8623.7345 | 15855.079 | 175.8065 | 323.2272
1 | 4400 | 707 | 0.035 | 15 | 15 | 7 | 1e-11 | 0 | CO2 | Porous | Wet | R245fa | MinimizeLCOE_Brownfield | IgnoreSilica | 82.2749 | 14.6566 | 1.6882 | 4 | 7539.647 | 13504.0002 | 153.7059 | 275.2973 | 111.2616 | 13.9402 | 10230980240.1476 | 4396892.3224 | 0 | 3099889.6306 | 0 | 0 | 0 | 2002083.9978 | 3704557.7208 | 9638499.2803 | 6578473.8102 | 29420396.7623 | 3144235.0165 | 18348402.1352 | 18348402.1352 | 14367225.0389 | 7559907.4476 | 0 | 50913033.9139 | 91188568.5355 | 10000 | 6.7527 | 7539.647 | 13504.0002 | 153.7059 | 275.2973
1 | 4400 | 707 | 0.035 | 15 | 15 | 7 | 1.3335e-11 | 0 | CO2 | Porous | Wet | R245fa | MinimizeLCOE_Brownfield | IgnoreSilica | 93.9339 | 16.8623 | 1.9858 | 4 | 6724.2404 | 11794.8099 | 137.0827 | 240.4532 | 110.8269 | 13.7401 | 10748604576.9217 | 4808045.8466 | 0 | 3446594.7474 | 0 | 0 | 0 | 2050620.2561 | 4019051.7315 | 10456748.1846 | 7136945.5007 | 31918006.2669 | 3144235.0165 | 18348402.1352 | 18348402.1352 | 14367225.0389 | 7559907.4476 | 0 | 53410643.4186 | 93686178.0402 | 13335.2143 | 7.943 | 6724.2404 | 11794.8099 | 137.0827 | 240.4532
1 | 4400 | 707 | 0.035 | 15 | 15 | 7 | 1.7783e-11 | 0 | CO2 | Porous | Wet | R245fa | MinimizeLCOE_Brownfield | IgnoreSilica | 104.5233 | 18.883 | 2.268 | 4 | 6112.332 | 10551.8898 | 124.6082 | 215.1145 | 110.2976 | 13.5305 | 11134667984.143 | 5157748.1268 | 0 | 3754072.6158 | 0 | 0 | 0 | 2052168.7513 | 4275955.9026 | 11125160.1394 | 7593150.3943 | 33958255.9303 | 3144235.0165 | 18348402.1352 | 18348402.1352 | 14367225.0389 | 7559907.4476 | 0 | 55450893.0819 | 95726427.7036 | 17782.7941 | 9.072 | 6112.332 | 10551.8898 | 124.6082 | 215.1145
1 | 4400 | 707 | 0.035 | 15 | 15 | 7 | 2.3714e-11 | 0 | CO2 | Porous | Wet | R245fa | MinimizeLCOE_Brownfield | IgnoreSilica | 113.6413 | 20.637 | 2.5212 | 4 | 5654.5128 | 9648.2715 | 115.2749 | 196.6931 | 109.7405 | 13.3287 | 11416034048.2183 | 5441112.8845 | 0 | 4013850.0581 | 0 | 0 | 0 | 2016803.428 | 4473988.8845 | 11640401.3362 | 7944813.0983 | 35530969.6897 | 3144235.0165 | 18348402.1352 | 18348402.1352 | 14367225.0389 | 7559907.4476 | 0 | 57023606.8413 | 97299141.463 | 23713.7371 | 10.0846 | 5654.5128 | 9648.2715 | 115.2749 | 196.6931
1 | 4400 | 707 | 0.035 | 15 | 15 | 7 | 3.1623e-11 | 0 | CO2 | Porous | Wet | R245fa | MinimizeLCOE_Brownfield | IgnoreSilica | 121.1882 | 22.0991 | 2.7383 | 4 | 5312.4497 | 8989.5134 | 108.3015 | 183.2634 | 109.2082 | 13.1466 | 11615364600.9483 | 5663270.0756 | 0 | 4225719.7816 | 0 | 0 | 0 | 1958787.6368 | 4620633.2226 | 12021939.8231 | 8205220.9554 | 36695571.4951 | 3144235.0165 | 18348402.1352 | 18348402.1352 | 14367225.0389 | 7559907.4476 | 0 | 58188208.6468 | 98463743.2684 | 31622.7766 | 10.9532 | 5312.4497 | 8989.5134 | 108.3015 | 183.2634
1 | 4400 | 707 | 0.035 | 15 | 15 | 7 | 4.217e-11 | 0 | CO2 | Porous | Wet | R245fa | MinimizeLCOE_Brownfield | IgnoreSilica | 127.2977 | 23.2891 | 2.9187 | 4 | 5056.9145 | 8506.7328 | 103.092 | 173.4213 | 108.7295 | 12.9891 | 11742015010.592 | 5834851.1189 | 0 | 4395303.3102 | 0 | 0 | 0 | 1891951.4966 | 4727621.311 | 12300300.8828 | 8395208.0984 | 37545236.218 | 3144235.0165 | 18348402.1352 | 18348402.1352 | 14367225.0389 | 7559907.4476 | 0 | 59037873.3697 | 99313407.9913 | 42169.6503 | 11.6747 | 5056.9145 | 8506.7328 | 103.092 | 173.4213
1 | 4400 | 707 | 0.035 | 15 | 15 | 7 | 5.6234e-11 | 0 | CO2 | Porous | Wet | R245fa | MinimizeLCOE_Brownfield | IgnoreSilica | 132.146 | 24.2392 | 3.065 | 4 | 4864.8093 | 8149.887 | 99.1757 | 166.1465 | 108.3124 | 12.8545 | 11824647168.201 | 5965212.0922 | 0 | 4528720.7301 | 0 | 0 | 0 | 1823637.1751 | 4803852.299 | 12498638.2764 | 8530577.445 | 38150638.0177 | 3144235.0165 | 18348402.1352 | 18348402.1352 | 14367225.0389 | 7559907.4476 | 0 | 59643275.1694 | 99918809.791 | 56234.1325 | 12.2601 | 4864.8093 | 8149.887 | 99.1757 | 166.1465
1 | 4400 | 707 | 0.035 | 15 | 15 | 7 | 7.4989e-11 | 0 | CO2 | Porous | Wet | R245fa | MinimizeLCOE_Brownfield | IgnoreSilica | 135.8823 | 24.9733 | 3.1803 | 4 | 4722.0844 | 7888.1459 | 96.2661 | 160.8105 | 107.9775 | 12.7497 | 11883675162.7252 | 6062837.7924 | 0 | 4630870.3215 | 0 | 0 | 0 | 1761551.6515 | 4857551.3085 | 12638352.0839 | 8625934.9894 | 38577098.1472 | 3144235.0165 | 18348402.1352 | 18348402.1352 | 14367225.0389 | 7559907.4476 | 0 | 60069735.2988 | 100345269.9205 | 74989.4209 | 12.721 | 4722.0844 | 7888.1459 | 96.2661 | 160.8105
1 | 4400 | 707 | 0.035 | 15 | 15 | 7 | 1e-10 | 0 | CO2 | Porous | Wet | R245fa | MinimizeLCOE_Brownfield | IgnoreSilica | 138.7787 | 25.5437 | 3.2705 | 4 | 4615.2496 | 7693.9744 | 94.0881 | 156.8521 | 107.7064 | 12.6661 | 11917021340.4793 | 6136559.9587 | 0 | 4709672.2018 | 0 | 0 | 0 | 1707968.8973 | 4896138.4126 | 12738747.8134 | 8694457.1377 | 38883544.4215 | 3144235.0165 | 18348402.1352 | 18348402.1352 | 14367225.0389 | 7559907.4476 | 0 | 60376181.5731 | 100651716.1948 | 100000 | 13.0819 | 4615.2496 | 7693.9744 | 94.0881 | 156.8521
1 | 4400 | 707 | 0.035 | 15 | 15 | 7 | 1.3335e-10 | 0 | CO2 | Porous | Wet | R245fa | MinimizeLCOE_Brownfield | IgnoreSilica | 140.9714 | 25.9769 | 3.3399 | 4 | 4535.2331 | 7549.9279 | 92.4569 | 153.9155 | 107.4943 | 12.6014 | 11944162030.0946 | 6191216.9531 | 0 | 4769106.4424 | 0 | 0 | 0 | 1662760.2676 | 4923002.6286 | 12808642.993 | 8742162.034 | 39096891.3188 | 3144235.0165 | 18348402.1352 | 18348402.1352 | 14367225.0389 | 7559907.4476 | 0 | 60589528.4705 | 100865063.0921 | 133352.1432 | 13.3597 | 4535.2331 | 7549.9279 | 92.4569 | 153.9155
1 | 4400 | 707 | 0.035 | 15 | 15 | 7 | 1.7783e-10 | 0 | CO2 | Porous | Wet | R245fa | MinimizeLCOE_Brownfield | IgnoreSilica | 142.6498 | 26.3089 | 3.3933 | 4 | 4475.277 | 7442.5315 | 91.2346 | 151.7261 | 107.3281 | 12.5511 | 11959491716.4706 | 6232383.8496 | 0 | 4814478.5665 | 0 | 0 | 0 | 1626232.824 | 4942507.1436 | 12859389.74 | 8776797.7316 | 39251789.8552 | 3144235.0165 | 18348402.1352 | 18348402.1352 | 14367225.0389 | 7559907.4476 | 0 | 60744427.0069 | 101019961.6285 | 177827.941 | 13.5733 | 4475.277 | 7442.5315 | 91.2346 | 151.7261
1 | 4400 | 707 | 0.035 | 15 | 15 | 7 | 2.3714e-10 | 0 | CO2 | Porous | Wet | R245fa | MinimizeLCOE_Brownfield | IgnoreSilica | 143.9145 | 26.5596 | 3.434 | 4 | 4430.3388 | 7362.4851 | 90.3184 | 150.0942 | 107.2005 | 12.5128 | 11971543594.1033 | 6263012.6243 | 0 | 4848594.4442 | 0 | 0 | 0 | 1597023.5446 | 4956365.9391 | 12895447.4831 | 8801407.8822 | 39361851.9174 | 3144235.0165 | 18348402.1352 | 18348402.1352 | 14367225.0389 | 7559907.4476 | 0 | 60854489.0691 | 101130023.6907 | 237137.3706 | 13.7359 | 4430.3388 | 7362.4851 | 90.3184 | 150.0942
1 | 4400 | 707 | 0.035 | 15 | 15 | 7 | 3.1623e-10 | 0 | CO2 | Porous | Wet | R245fa | MinimizeLCOE_Brownfield | IgnoreSilica | 144.8741 | 26.7498 | 3.4649 | 4 | 4396.6502 | 7302.6503 | 89.6317 | 148.8744 | 107.1024 | 12.4834 | 11978751404.8443 | 6286030.2037 | 0 | 4874441.4918 | 0 | 0 | 0 | 1574189.4206 | 4966517.8353 | 12921860.6346 | 8819435.4008 | 39442474.9868 | 3144235.0165 | 18348402.1352 | 18348402.1352 | 14367225.0389 | 7559907.4476 | 0 | 60935112.1385 | 101210646.7601 | 316227.766 | 13.8594 | 4396.6502 | 7302.6503 | 89.6317 | 148.8744
1 | 4400 | 707 | 0.035 | 15 | 15 | 7 | 4.217e-10 | 0 | CO2 | Porous | Wet | R245fa | MinimizeLCOE_Brownfield | IgnoreSilica | 145.6117 | 26.8959 | 3.4884 | 4 | 4371.392 | 7257.7728 | 89.1167 | 147.9595 | 107.0262 | 12.4607 | 11979992669.073 | 6303592.6148 | 0 | 4894285.8723 | 0 | 0 | 0 | 1556717.9145 | 4974292.5966 | 12942088.9687 | 8833241.6544 | 39504219.6212 | 3144235.0165 | 18348402.1352 | 18348402.1352 | 14367225.0389 | 7559907.4476 | 0 | 60996856.7729 | 101272391.3945 | 421696.5034 | 13.9536 | 4371.392 | 7257.7728 | 89.1167 | 147.9595
1 | 4400 | 707 | 0.035 | 15 | 15 | 7 | 5.6234e-10 | 0 | CO2 | Porous | Wet | R245fa | MinimizeLCOE_Brownfield | IgnoreSilica | 146.1575 | 27.0043 | 3.5061 | 4 | 4352.4532 | 7224.289 | 88.7306 | 147.2769 | 106.9694 | 12.4438 | 11983207970.1015 | 6316513.5401 | 0 | 4908957.3702 | 0 | 0 | 0 | 1543113.4233 | 4979747.8901 | 12956282.5233 | 8842929.0471 | 39547543.7941 | 3144235.0165 | 18348402.1352 | 18348402.1352 | 14367225.0389 | 7559907.4476 | 0 | 61040180.9457 | 101315715.5674 | 562341.3252 | 14.0243 | 4352.4532 | 7224.289 | 88.7306 | 147.2769
1 | 4400 | 707 | 0.035 | 15 | 15 | 7 | 7.4989e-10 | 0 | CO2 | Porous | Wet | R245fa | MinimizeLCOE_Brownfield | IgnoreSilica | 146.5667 | 27.0856 | 3.5194 | 4 | 4338.2519 | 7199.2346 | 88.4411 | 146.7661 | 106.9266 | 12.4311 | 11985858733.3973 | 6326157.831 | 0 | 4919948.2333 | 0 | 0 | 0 | 1532693.1046 | 4983731.6759 | 12966647.5167 | 8850003.3681 | 39579181.7296 | 3144235.0165 | 18348402.1352 | 18348402.1352 | 14367225.0389 | 7559907.4476 | 0 | 61071818.8812 | 101347353.5029 | 749894.2093 | 14.0775 | 4338.2519 | 7199.2346 | 88.4411 | 146.7661
1 | 4400 | 707 | 0.035 | 15 | 15 | 7 | 1e-09 | 0 | CO2 | Porous | Wet | R245fa | MinimizeLCOE_Brownfield | IgnoreSilica | 146.8614 | 27.1444 | 3.5292 | 4 | 4327.6029 | 7180.594 | 88.224 | 146.3861 | 106.8956 | 12.4219 | 11991172552.1819 | 6333080.2129 | 0 | 4927859.9926 | 0 | 0 | 0 | 1524554.2071 | 4986342.8209 | 12973441.1805 | 8854640.1832 | 39599918.5973 | 3144235.0165 | 18348402.1352 | 18348402.1352 | 14367225.0389 | 7559907.4476 | 0 | 61092555.7489 | 101368090.3706 | 1000000 | 14.117 | 4327.6029 | 7180.594 | 88.224 | 146.3861
1 | 4400 | 707 | 0.035 | 15 | 15 | 7 | 1.3335e-09 | 0 | CO2 | Porous | Wet | R245fa | MinimizeLCOE_Brownfield | IgnoreSilica | 147.1003 | 27.1918 | 3.5369 | 4 | 4319.6174 | 7166.458 | 88.0612 | 146.0979 | 106.8704 | 12.4144 | 11990434232.0733 | 6338681.5855 | 0 | 4934272.7937 | 0 | 0 | 0 | 1518679.4922 | 4988737.2099 | 12979670.8894 | 8858892.0876 | 39618934.0584 | 3144235.0165 | 18348402.1352 | 18348402.1352 | 14367225.0389 | 7559907.4476 | 0 | 61111571.2101 | 101387105.8317 | 1333521.4322 | 14.1475 | 4319.6174 | 7166.458 | 88.0612 | 146.0979
1 | 4400 | 707 | 0.035 | 15 | 15 | 7 | 1.7783e-09 | 0 | CO2 | Porous | Wet | R245fa | MinimizeLCOE_Brownfield | IgnoreSilica | 147.2707 | 27.2257 | 3.5425 | 4 | 4313.6292 | 7155.9516 | 87.9392 | 145.8838 | 106.8523 | 12.4091 | 11992253637.3416 | 6342667.9996 | 0 | 4938844.9917 | 0 | 0 | 0 | 1514089.06 | 4990284.8 | 12983697.4014 | 8861640.2648 | 39631224.5174 | 3144235.0165 | 18348402.1352 | 18348402.1352 | 14367225.0389 | 7559907.4476 | 0 | 61123861.6691 | 101399396.2907 | 1778279.41 | 14.1699 | 4313.6292 | 7155.9516 | 87.9392 | 145.8838
1 | 4400 | 707 | 0.035 | 15 | 15 | 7 | 2.3714e-09 | 0 | CO2 | Porous | Wet | R245fa | MinimizeLCOE_Brownfield | IgnoreSilica | 147.4 | 27.2514 | 3.5467 | 4 | 4309.1387 | 7148.0635 | 87.8476 | 145.7229 | 106.8386 | 12.405 | 11994573724.2091 | 6345688.9719 | 0 | 4942313.7219 | 0 | 0 | 0 | 1510649.5027 | 4991474.3566 | 12986792.3838 | 8863752.6538 | 39640671.5907 | 3144235.0165 | 18348402.1352 | 18348402.1352 | 14367225.0389 | 7559907.4476 | 0 | 61133308.7424 | 101408843.364 | 2371373.7057 | 14.1869 | 4309.1387 | 7148.0635 | 87.8476 | 145.7229
1 | 4400 | 707 | 0.035 | 15 | 15 | 7 | 3.1623e-09 | 0 | CO2 | Porous | Wet | R245fa | MinimizeLCOE_Brownfield | IgnoreSilica | 147.505 | 27.2722 | 3.55 | 4 | 4305.7714 | 7142.0742 | 87.779 | 145.6008 | 106.8275 | 12.4017 | 11991284749.9721 | 6348140.4127 | 0 | 4945130.0366 | 0 | 0 | 0 | 1508189.7114 | 4992569.4627 | 12989641.6251 | 8865697.3196 | 39649368.5681 | 3144235.0165 | 18348402.1352 | 18348402.1352 | 14367225.0389 | 7559907.4476 | 0 | 61142005.7197 | 101417540.3414 | 3162277.6602 | 14.2 | 4305.7714 | 7142.0742 | 87.779 | 145.6008
1 | 4400 | 707 | 0.035 | 15 | 15 | 7 | 4.217e-09 | 0 | CO2 | Porous | Wet | R245fa | MinimizeLCOE_Brownfield | IgnoreSilica | 147.5756 | 27.2863 | 3.5524 | 4 | 4303.2462 | 7137.6629 | 87.7275 | 145.5109 | 106.82 | 12.3995 | 11991727007.3029 | 6349785.6102 | 0 | 4947022.3749 | 0 | 0 | 0 | 1506203.4029 | 4993174.4413 | 12991215.6554 | 8866771.6276 | 39654173.1124 | 3144235.0165 | 18348402.1352 | 18348402.1352 | 14367225.0389 | 7559907.4476 | 0 | 61146810.2641 | 101422344.8857 | 4216965.0343 | 14.2095 | 4303.2462 | 7137.6629 | 87.7275 | 145.5109
1 | 4400 | 707 | 0.035 | 15 | 15 | 7 | 5.6234e-09 | 0 | CO2 | Porous | Wet | R245fa | MinimizeLCOE_Brownfield | IgnoreSilica | 147.6339 | 27.2978 | 3.5542 | 4 | 4301.3526 | 7134.3039 | 87.6889 | 145.4424 | 106.8138 | 12.3977 | 11992369090.8173 | 6351145.8116 | 0 | 4948586.9654 | 0 | 0 | 0 | 1504799.0565 | 4993767.415 | 12992758.4514 | 8867824.6175 | 39658882.3173 | 3144235.0165 | 18348402.1352 | 18348402.1352 | 14367225.0389 | 7559907.4476 | 0 | 61151519.469 | 101427054.0906 | 5623413.2519 | 14.2168 | 4301.3526 | 7134.3039 | 87.6889 | 145.4424
1 | 4400 | 707 | 0.035 | 15 | 15 | 7 | 7.4989e-09 | 0 | CO2 | Porous | Wet | R245fa | MinimizeLCOE_Brownfield | IgnoreSilica | 147.6728 | 27.3056 | 3.5555 | 4 | 4299.9326 | 7131.8319 | 87.6599 | 145.392 | 106.8097 | 12.3965 | 11993222122.7426 | 6352051.6952 | 0 | 4949629.957 | 0 | 0 | 0 | 1503663.9767 | 4994084.7953 | 12993584.2096 | 8868388.2145 | 39661402.8482 | 3144235.0165 | 18348402.1352 | 18348402.1352 | 14367225.0389 | 7559907.4476 | 0 | 61154039.9999 | 101429574.6215 | 7498942.0933 | 14.2221 | 4299.9326 | 7131.8319 | 87.6599 | 145.392
1 | 4400 | 707 | 0.035 | 15 | 15 | 7 | 1e-08 | 0 | CO2 | Porous | Wet | R245fa | MinimizeLCOE_Brownfield | IgnoreSilica | 147.6922 | 27.3097 | 3.5564 | 4 | 4298.8678 | 7130.0713 | 87.6382 | 145.3561 | 106.8076 | 12.3959 | 11996460294.3079 | 6352503.3565 | 0 | 4950151.4322 | 0 | 0 | 0 | 1502652.2232 | 4994069.7346 | 12993545.025 | 8868361.4702 | 39661283.2417 | 3144235.0165 | 18348402.1352 | 18348402.1352 | 14367225.0389 | 7559907.4476 | 0 | 61153920.3934 | 101429455.015 | 10000000 | 14.2256 | 4298.8678 | 7130.0713 | 87.6382 | 145.3561
1 | 4500 | 707 | 0.035 | 15 | 15 | 7 | 1e-13 | 0 | CO2 | Porous | Wet | R245fa | MinimizeLCOE_Brownfield | IgnoreSilica | 1.3242 | 0.020488 | 0.0023851 | 4 | 2428727.8969 | 6762063.2214 | 49512.9033 | 137853.8051 | 69.1193 | 12.3213 | 33470870.6321 | 152943.8833 | 0 | 67888.488 | 0 | 0 | 0 | 149531.4659 | 144441.8965 | 375808.1856 | 256496.8088 | 1147110.7282 | 3144235.0165 | 18879803.5461 | 18879803.5461 | 14716656.7318 | 7745494.8509 | 0 | 23171149.2908 | 64513104.4196 | 100 | 0.0095404 | 2428727.8969 | 6762063.2214 | 49512.9033 | 137853.8051
1 | 4500 | 707 | 0.035 | 15 | 15 | 7 | 1.3335e-13 | 0 | CO2 | Porous | Wet | R245fa | MinimizeLCOE_Brownfield | IgnoreSilica | 1.9652 | 0.092921 | 0.0077942 | 4 | 760811.0193 | 2086866.5086 | 15510.1617 | 42543.5965 | 79.0753 | 13.0746 | 305123311.898 | 228656.0201 | 0 | 113259.8654 | 0 | 0 | 0 | 205502.3147 | 213493.0981 | 555465.2478 | 379116.4453 | 1695492.9914 | 3144235.0165 | 18879803.5461 | 18879803.5461 | 14716656.7318 | 7745494.8509 | 0 | 23719531.554 | 65061486.6828 | 133.3521 | 0.031177 | 760811.0193 | 2086866.5086 | 15510.1617 | 42543.5965
1 | 4500 | 707 | 0.035 | 15 | 15 | 7 | 1.7783e-13 | 0 | CO2 | Porous | Wet | R245fa | MinimizeLCOE_Brownfield | IgnoreSilica | 2.7593 | 0.20198 | 0.016621 | 4 | 366259.6896 | 988110.7301 | 7466.6992 | 20143.9738 | 86.8388 | 13.5904 | 562178551.8564 | 317128.0414 | 0 | 167271.7204 | 0 | 0 | 0 | 266481.6251 | 292843.7409 | 761919.3433 | 520025.6077 | 2325670.0787 | 3144235.0165 | 18879803.5461 | 18879803.5461 | 14716656.7318 | 7745494.8509 | 0 | 24349708.6413 | 65691663.7701 | 177.8279 | 0.066482 | 366259.6896 | 988110.7301 | 7466.6992 | 20143.9738
1 | 4500 | 707 | 0.035 | 15 | 15 | 7 | 2.3714e-13 | 0 | CO2 | Porous | Wet | R245fa | MinimizeLCOE_Brownfield | IgnoreSilica | 3.7487 | 0.35424 | 0.02977 | 4 | 210536.8469 | 557709.5374 | 4292.0784 | 11369.6633 | 92.9834 | 13.9575 | 977882472.8297 | 419733.6515 | 0 | 231218.2207 | 0 | 0 | 0 | 332846.1316 | 383681.2215 | 998259.8345 | 681332.8493 | 3047071.9092 | 3144235.0165 | 18879803.5461 | 18879803.5461 | 14716656.7318 | 7745494.8509 | 0 | 25071110.4718 | 66413065.6006 | 237.1374 | 0.11908 | 210536.8469 | 557709.5374 | 4292.0784 | 11369.6633
1 | 4500 | 707 | 0.035 | 15 | 15 | 7 | 3.1623e-13 | 0 | CO2 | Porous | Wet | R245fa | MinimizeLCOE_Brownfield | IgnoreSilica | 5.0056 | 0.56089 | 0.04846 | 4 | 133682.9286 | 346959.5448 | 2725.3073 | 7073.2396 | 97.9376 | 14.2288 | 1480798291.9715 | 540348.679 | 0 | 308101.986 | 0 | 0 | 0 | 407281.5059 | 489735.5466 | 1274191.4338 | 869661.8356 | 3889320.9868 | 3144235.0165 | 18879803.5461 | 18879803.5461 | 14716656.7318 | 7745494.8509 | 0 | 25913359.5495 | 67255314.6782 | 316.2278 | 0.19384 | 133682.9286 | 346959.5448 | 2725.3073 | 7073.2396
1 | 4500 | 707 | 0.035 | 15 | 15 | 7 | 4.217e-13 | 0 | CO2 | Porous | Wet | R245fa | MinimizeLCOE_Brownfield | IgnoreSilica | 6.623 | 0.83745 | 0.074309 | 4 | 90539.456 | 229627.6971 | 1845.7693 | 4681.2712 | 101.9521 | 14.4331 | 1996708044.7071 | 683574.6457 | 0 | 401605.7708 | 0 | 0 | 0 | 492829.4898 | 615423.8634 | 1601206.6519 | 1092856.4414 | 4887496.8631 | 3144235.0165 | 18879803.5461 | 18879803.5461 | 14716656.7318 | 7745494.8509 | 0 | 26911535.4257 | 68253490.5544 | 421.6965 | 0.29724 | 90539.456 | 229627.6971 | 1845.7693 | 4681.2712
1 | 4500 | 707 | 0.035 | 15 | 15 | 7 | 5.6234e-13 | 0 | CO2 | Porous | Wet | R245fa | MinimizeLCOE_Brownfield | IgnoreSilica | 8.7593 | 1.2104 | 0.1096 | 4 | 64156.3805 | 158454.0668 | 1307.9146 | 3230.3005 | 105.2404 | 14.5899 | 2543788829.6092 | 857777.692 | 0 | 516544.3521 | 0 | 0 | 0 | 596255.0234 | 768525.0563 | 1999544.5505 | 1364730.2422 | 6103376.9166 | 3144235.0165 | 18879803.5461 | 18879803.5461 | 14716656.7318 | 7745494.8509 | 0 | 28127415.4792 | 69469370.608 | 562.3413 | 0.43842 | 64156.3805 | 158454.0668 | 1307.9146 | 3230.3005
1 | 4500 | 707 | 0.035 | 15 | 15 | 7 | 7.4989e-13 | 0 | CO2 | Porous | Wet | R245fa | MinimizeLCOE_Brownfield | IgnoreSilica | 11.4124 | 1.6837 | 0.15712 | 4 | 46884.7029 | 112665.3465 | 955.8081 | 2296.8355 | 107.7595 | 14.7024 | 3259428287.2683 | 1057172.7859 | 0 | 638311.1955 | 0 | 0 | 0 | 707340.4334 | 937101.5217 | 2438145.9336 | 1664084.6986 | 7442156.5686 | 3144235.0165 | 18879803.5461 | 18879803.5461 | 14716656.7318 | 7745494.8509 | 0 | 29466195.1312 | 70808150.26 | 749.8942 | 0.62848 | 46884.7029 | 112665.3465 | 955.8081 | 2296.8355
1 | 4500 | 707 | 0.035 | 15 | 15 | 7 | 1e-12 | 0 | CO2 | Porous | Wet | R245fa | MinimizeLCOE_Brownfield | IgnoreSilica | 14.7887 | 2.2926 | 0.22016 | 4 | 35244.5104 | 82190.1071 | 718.507 | 1675.5565 | 109.7408 | 14.7838 | 4033952269.5468 | 1291584.6922 | 0 | 785373.5021 | 0 | 0 | 0 | 833208.9316 | 1134965.1791 | 2952946.5826 | 2015446.7196 | 9013525.6072 | 3144235.0165 | 18879803.5461 | 18879803.5461 | 14716656.7318 | 7745494.8509 | 0 | 31037564.1699 | 72379519.2986 | 1000 | 0.88064 | 35244.5104 | 82190.1071 | 718.507 | 1675.5565
1 | 4500 | 707 | 0.035 | 15 | 15 | 7 | 1.3335e-12 | 0 | CO2 | Porous | Wet | R245fa | MinimizeLCOE_Brownfield | IgnoreSilica | 19.0734 | 3.0712 | 0.30306 | 4 | 27123.3467 | 61227.4632 | 552.9461 | 1248.2047 | 111.2839 | 14.8388 | 4843853371.589 | 1566727.0216 | 0 | 962664.9393 | 0 | 0 | 0 | 975530.6071 | 1366919.8015 | 3556444.9298 | 2427346.7422 | 10855634.0416 | 3144235.0165 | 18879803.5461 | 18879803.5461 | 14716656.7318 | 7745494.8509 | 0 | 32879672.6042 | 74221627.733 | 1333.5214 | 1.2122 | 27123.3467 | 61227.4632 | 552.9461 | 1248.2047
1 | 4500 | 707 | 0.035 | 15 | 15 | 7 | 1.7783e-12 | 0 | CO2 | Porous | Wet | R245fa | MinimizeLCOE_Brownfield | IgnoreSilica | 24.4332 | 4.0519 | 0.41078 | 4 | 21304.8197 | 46465.6692 | 434.3276 | 947.2655 | 112.4574 | 14.8688 | 5718322427.8733 | 1885490.3538 | 0 | 1173592.4144 | 0 | 0 | 0 | 1132388.3444 | 1634673.7339 | 4253085.738 | 2902818.4084 | 12982048.9929 | 3144235.0165 | 18879803.5461 | 18879803.5461 | 14716656.7318 | 7745494.8509 | 0 | 35006087.5555 | 76348042.6843 | 1778.2794 | 1.6431 | 21304.8197 | 46465.6692 | 434.3276 | 947.2655
1 | 4500 | 707 | 0.035 | 15 | 15 | 7 | 2.3714e-12 | 0 | CO2 | Porous | Wet | R245fa | MinimizeLCOE_Brownfield | IgnoreSilica | 31.1003 | 5.2785 | 0.54921 | 4 | 17047.9521 | 35866.764 | 347.5456 | 731.1925 | 113.3271 | 14.873 | 6607361951.3334 | 2253208.8445 | 0 | 1423454.2115 | 0 | 0 | 0 | 1304400.7197 | 1942614.8725 | 5054285.4132 | 3449653.6497 | 15427617.711 | 3144235.0165 | 18879803.5461 | 18879803.5461 | 14716656.7318 | 7745494.8509 | 0 | 37451656.2736 | 78793611.4024 | 2371.3737 | 2.1968 | 17047.9521 | 35866.764 | 347.5456 | 731.1925
1 | 4500 | 707 | 0.035 | 15 | 15 | 7 | 3.1623e-12 | 0 | CO2 | Porous | Wet | R245fa | MinimizeLCOE_Brownfield | IgnoreSilica | 39.2197 | 6.7811 | 0.72392 | 4 | 13883.2479 | 28160.4353 | 283.0288 | 574.0886 | 113.9289 | 14.8477 | 7515953131.3649 | 2669019.5022 | 0 | 1713705.1907 | 0 | 0 | 0 | 1486087.4648 | 2288836.7416 | 5955083.6965 | 4064466.9876 | 18177199.5835 | 3144235.0165 | 18879803.5461 | 18879803.5461 | 14716656.7318 | 7745494.8509 | 0 | 40201238.1462 | 81543193.2749 | 3162.2777 | 2.8957 | 13883.2479 | 28160.4353 | 283.0288 | 574.0886
1 | 4500 | 707 | 0.035 | 15 | 15 | 7 | 4.217e-12 | 0 | CO2 | Porous | Wet | R245fa | MinimizeLCOE_Brownfield | IgnoreSilica | 48.8714 | 8.5786 | 0.93919 | 4 | 11503.4262 | 22508.089 | 234.5129 | 458.8578 | 114.2883 | 14.7872 | 8409009763.6904 | 3128454.5249 | 0 | 2043505.4887 | 0 | 0 | 0 | 1670119.3496 | 2668410.9517 | 6942657.9298 | 4738506.6945 | 21191654.9392 | 3144235.0165 | 18879803.5461 | 18879803.5461 | 14716656.7318 | 7745494.8509 | 0 | 43215693.5018 | 84557648.6306 | 4216.965 | 3.7568 | 11503.4262 | 22508.089 | 234.5129 | 458.8578
1 | 4500 | 707 | 0.035 | 15 | 15 | 7 | 5.6234e-12 | 0 | CO2 | Porous | Wet | R245fa | MinimizeLCOE_Brownfield | IgnoreSilica | 59.9165 | 10.6507 | 1.1953 | 4 | 9701.6789 | 18348.1077 | 197.7818 | 374.051 | 114.4173 | 14.6854 | 9256694305.3924 | 3617605.7123 | 0 | 2405301.9404 | 0 | 0 | 0 | 1843248.1401 | 3067800.7592 | 7981788.2829 | 5447734.5124 | 24363479.3473 | 3144235.0165 | 18879803.5461 | 18879803.5461 | 14716656.7318 | 7745494.8509 | 0 | 46387517.9099 | 87729473.0387 | 5623.4133 | 4.7814 | 9701.6789 | 18348.1077 | 197.7818 | 374.051
1 | 4500 | 707 | 0.035 | 15 | 15 | 7 | 7.4989e-12 | 0 | CO2 | Porous | Wet | R245fa | MinimizeLCOE_Brownfield | IgnoreSilica | 71.9117 | 12.9205 | 1.4858 | 4 | 8335.058 | 15291.0611 | 169.9214 | 311.729 | 114.3247 | 14.5398 | 10024004439.6625 | 4112217.3859 | 0 | 2783376.4687 | 0 | 0 | 0 | 1987799.3539 | 3464523.3513 | 9013979.0886 | 6152225.9467 | 27514121.5949 | 3144235.0165 | 18879803.5461 | 18879803.5461 | 14716656.7318 | 7745494.8509 | 0 | 49538160.1575 | 90880115.2863 | 7498.9421 | 5.9433 | 8335.058 | 15291.0611 | 169.9214 | 311.729
1 | 4500 | 707 | 0.035 | 15 | 15 | 7 | 1e-11 | 0 | CO2 | Porous | Wet | R245fa | MinimizeLCOE_Brownfield | IgnoreSilica | 84.1702 | 15.2628 | 1.7968 | 4 | 7299.2848 | 13051.5027 | 148.8058 | 266.0725 | 114.0248 | 14.3514 | 10677301716.3012 | 4582953.9038 | 0 | 3156887.8922 | 0 | 0 | 0 | 2087216.9536 | 3832552.9123 | 9971516.5132 | 6805764.9144 | 30436893.0894 | 3144235.0165 | 18879803.5461 | 18879803.5461 | 14716656.7318 | 7745494.8509 | 0 | 52460931.652 | 93802886.7808 | 10000 | 7.1871 | 7299.2848 | 13051.5027 | 148.8058 | 266.0725
1 | 4500 | 707 | 0.035 | 15 | 15 | 7 | 1.3335e-11 | 0 | CO2 | Porous | Wet | R245fa | MinimizeLCOE_Brownfield | IgnoreSilica | 95.8823 | 17.5209 | 2.108 | 4 | 6520.7094 | 11423.6144 | 132.9335 | 232.8858 | 113.5747 | 14.141 | 11195921896.8222 | 5003108.1756 | 0 | 3503668.8875 | 0 | 0 | 0 | 2134734.6318 | 4150189.561 | 10797941.9168 | 7369817.2338 | 32959460.4065 | 3144235.0165 | 18879803.5461 | 18879803.5461 | 14716656.7318 | 7745494.8509 | 0 | 54983498.9692 | 96325454.0979 | 13335.2143 | 8.4321 | 6520.7094 | 11423.6144 | 132.9335 | 232.8858
1 | 4500 | 707 | 0.035 | 15 | 15 | 7 | 1.7783e-11 | 0 | CO2 | Porous | Wet | R245fa | MinimizeLCOE_Brownfield | IgnoreSilica | 106.4398 | 19.5748 | 2.4013 | 4 | 5936.7431 | 10240.7994 | 121.0285 | 208.7725 | 113.0332 | 13.9229 | 11586918575.1894 | 5357879.6637 | 0 | 3809040.5026 | 0 | 0 | 0 | 2133555.7628 | 4407185.6124 | 11466592.9253 | 7826185.2864 | 35000439.7532 | 3144235.0165 | 18879803.5461 | 18879803.5461 | 14716656.7318 | 7745494.8509 | 0 | 57024478.3158 | 98366433.4446 | 17782.7941 | 9.6053 | 5936.7431 | 10240.7994 | 121.0285 | 208.7725
1 | 4500 | 707 | 0.035 | 15 | 15 | 7 | 2.3714e-11 | 0 | CO2 | Porous | Wet | R245fa | MinimizeLCOE_Brownfield | IgnoreSilica | 115.4996 | 21.3517 | 2.6633 | 4 | 5499.9861 | 9380.737 | 112.1247 | 191.239 | 112.4672 | 13.7141 | 11868396435.5894 | 5644521.0452 | 0 | 4066275.7169 | 0 | 0 | 0 | 2095715.016 | 4604539.5935 | 11980067.5013 | 8176642.2354 | 36567761.1084 | 3144235.0165 | 18879803.5461 | 18879803.5461 | 14716656.7318 | 7745494.8509 | 0 | 58591799.671 | 99933754.7998 | 23713.7371 | 10.6531 | 5499.9861 | 9380.737 | 112.1247 | 191.239
1 | 4500 | 707 | 0.035 | 15 | 15 | 7 | 3.1623e-11 | 0 | CO2 | Porous | Wet | R245fa | MinimizeLCOE_Brownfield | IgnoreSilica | 122.9982 | 22.8324 | 2.8874 | 4 | 5173.733 | 8753.2818 | 105.4735 | 178.4475 | 111.9276 | 13.5261 | 12060241858.6005 | 5869350.7184 | 0 | 4276133.9455 | 0 | 0 | 0 | 2036252.3634 | 4750877.4406 | 12360808.5615 | 8436505.8324 | 37729928.8618 | 3144235.0165 | 18879803.5461 | 18879803.5461 | 14716656.7318 | 7745494.8509 | 0 | 59753967.4244 | 101095922.5532 | 31622.7766 | 11.5495 | 5173.733 | 8753.2818 | 105.4735 | 178.4475
1 | 4500 | 707 | 0.035 | 15 | 15 | 7 | 4.217e-11 | 0 | CO2 | Porous | Wet | R245fa | MinimizeLCOE_Brownfield | IgnoreSilica | 129.0345 | 24.0313 | 3.0727 | 4 | 4930.0427 | 8293.6427 | 100.5056 | 169.0771 | 111.4459 | 13.3648 | 12186530070.7217 | 6042115.481 | 0 | 4443212.2285 | 0 | 0 | 0 | 1967975.4238 | 4856788.222 | 12636366.6895 | 8624579.9169 | 38571037.9619 | 3144235.0165 | 18879803.5461 | 18879803.5461 | 14716656.7318 | 7745494.8509 | 0 | 60595076.5245 | 101937031.6533 | 42169.6503 | 12.291 | 4930.0427 | 8293.6427 | 100.5056 | 169.0771
1 | 4500 | 707 | 0.035 | 15 | 15 | 7 | 5.6234e-11 | 0 | CO2 | Porous | Wet | R245fa | MinimizeLCOE_Brownfield | IgnoreSilica | 133.807 | 24.9852 | 3.2227 | 4 | 4746.8443 | 7953.9173 | 96.7708 | 162.1514 | 111.0281 | 13.2274 | 12269233051.6532 | 6172954.7357 | 0 | 4574203.3118 | 0 | 0 | 0 | 1898530.475 | 4931818.5238 | 12831580.1438 | 8757817.1108 | 39166904.3009 | 3144235.0165 | 18879803.5461 | 18879803.5461 | 14716656.7318 | 7745494.8509 | 0 | 61190942.8635 | 102532897.9923 | 56234.1325 | 12.8909 | 4746.8443 | 7953.9173 | 96.7708 | 162.1514
1 | 4500 | 707 | 0.035 | 15 | 15 | 7 | 7.4989e-11 | 0 | CO2 | Porous | Wet | R245fa | MinimizeLCOE_Brownfield | IgnoreSilica | 137.505 | 25.7257 | 3.3409 | 4 | 4610.7588 | 7704.4016 | 93.9966 | 157.0646 | 110.6913 | 13.12 | 12321024086.43 | 6271541.3013 | 0 | 4675059.2038 | 0 | 0 | 0 | 1836313.214 | 4985336.3504 | 12970822.5507 | 8852852.9146 | 39591925.5348 | 3144235.0165 | 18879803.5461 | 18879803.5461 | 14716656.7318 | 7745494.8509 | 0 | 61615964.0974 | 102957919.2262 | 74989.4209 | 13.3635 | 4610.7588 | 7704.4016 | 93.9966 | 157.0646
1 | 4500 | 707 | 0.035 | 15 | 15 | 7 | 1e-10 | 0 | CO2 | Porous | Wet | R245fa | MinimizeLCOE_Brownfield | IgnoreSilica | 140.3381 | 26.295 | 3.4329 | 4 | 4508.9015 | 7519.6172 | 91.9201 | 153.2976 | 110.422 | 13.0354 | 12358366272.4679 | 6345148.3152 | 0 | 4751959.5269 | 0 | 0 | 0 | 1782177.4977 | 5022921.2825 | 13068610.8343 | 8919595.4275 | 39890412.8841 | 3144235.0165 | 18879803.5461 | 18879803.5461 | 14716656.7318 | 7745494.8509 | 0 | 61914451.4467 | 103256406.5755 | 100000 | 13.7316 | 4508.9015 | 7519.6172 | 91.9201 | 153.2976
1 | 4500 | 707 | 0.035 | 15 | 15 | 7 | 1.3335e-10 | 0 | CO2 | Porous | Wet | R245fa | MinimizeLCOE_Brownfield | IgnoreSilica | 142.5159 | 26.7333 | 3.5041 | 4 | 4432.6186 | 7382.1459 | 90.3649 | 150.495 | 110.2084 | 12.9691 | 12378740171.4253 | 6400588.2378 | 0 | 4810861.9783 | 0 | 0 | 0 | 1737317.962 | 5050019.5894 | 13139115.0702 | 8967716.0173 | 40105618.8549 | 3144235.0165 | 18879803.5461 | 18879803.5461 | 14716656.7318 | 7745494.8509 | 0 | 62129657.4176 | 103471612.5463 | 133352.1432 | 14.0165 | 4432.6186 | 7382.1459 | 90.3649 | 150.495
1 | 4500 | 707 | 0.035 | 15 | 15 | 7 | 1.7783e-10 | 0 | CO2 | Porous | Wet | R245fa | MinimizeLCOE_Brownfield | IgnoreSilica | 144.1554 | 27.0642 | 3.5585 | 4 | 4375.4641 | 7279.9204 | 89.1998 | 148.411 | 110.0437 | 12.9183 | 12396093827.5384 | 6441664.2136 | 0 | 4855087.932 | 0 | 0 | 0 | 1700633.9399 | 5068980.5733 | 13188447.661 | 9001386.5241 | 40256200.8439 | 3144235.0165 | 18879803.5461 | 18879803.5461 | 14716656.7318 | 7745494.8509 | 0 | 62280239.4065 | 103622194.5353 | 177827.941 | 14.234 | 4375.4641 | 7279.9204 | 89.1998 | 148.411
1 | 4500 | 707 | 0.035 | 15 | 15 | 7 | 2.3714e-10 | 0 | CO2 | Porous | Wet | R245fa | MinimizeLCOE_Brownfield | IgnoreSilica | 145.407 | 27.317 | 3.6001 | 4 | 4332.6283 | 7203.5543 | 88.3265 | 146.8542 | 109.9157 | 12.8791 | 12405120128.5117 | 6472637.7134 | 0 | 4888781.6712 | 0 | 0 | 0 | 1671657.7732 | 5082900.0916 | 13224663.3921 | 9026104.5047 | 40366745.1462 | 3144235.0165 | 18879803.5461 | 18879803.5461 | 14716656.7318 | 7745494.8509 | 0 | 62390783.7088 | 103732738.8376 | 237137.3706 | 14.4002 | 4332.6283 | 7203.5543 | 88.3265 | 146.8542
1 | 4500 | 707 | 0.035 | 15 | 15 | 7 | 3.1623e-10 | 0 | CO2 | Porous | Wet | R245fa | MinimizeLCOE_Brownfield | IgnoreSilica | 146.3498 | 27.5076 | 3.6316 | 4 | 4300.5176 | 7146.5347 | 87.6719 | 145.6918 | 109.818 | 12.8493 | 12411838147.3387 | 6495747.433 | 0 | 4914123.0893 | 0 | 0 | 0 | 1648909.5555 | 5092924.2303 | 13250744.1449 | 9043905.1545 | 40446353.6075 | 3144235.0165 | 18879803.5461 | 18879803.5461 | 14716656.7318 | 7745494.8509 | 0 | 62470392.1701 | 103812347.2989 | 316227.766 | 14.5262 | 4300.5176 | 7146.5347 | 87.6719 | 145.6918
1 | 4500 | 707 | 0.035 | 15 | 15 | 7 | 4.217e-10 | 0 | CO2 | Porous | Wet | R245fa | MinimizeLCOE_Brownfield | IgnoreSilica | 147.066 | 27.6524 | 3.6555 | 4 | 4276.4435 | 7103.8473 | 87.1811 | 144.8215 | 109.743 | 12.8265 | 12414937593.2822 | 6513177.3301 | 0 | 4933353.2565 | 0 | 0 | 0 | 1631378.7814 | 5100384.6535 | 13270154.6357 | 9057153.2132 | 40505601.8703 | 3144235.0165 | 18879803.5461 | 18879803.5461 | 14716656.7318 | 7745494.8509 | 0 | 62529640.4329 | 103871595.5617 | 421696.5034 | 14.6219 | 4276.4435 | 7103.8473 | 87.1811 | 144.8215
1 | 4500 | 707 | 0.035 | 15 | 15 | 7 | 5.6234e-10 | 0 | CO2 | Porous | Wet | R245fa | MinimizeLCOE_Brownfield | IgnoreSilica | 147.5996 | 27.7605 | 3.6734 | 4 | 4258.3932 | 7071.9596 | 86.8131 | 144.1715 | 109.6867 | 12.8095 | 12418541139.3761 | 6526090.863 | 0 | 4947668.0939 | 0 | 0 | 0 | 1617806.9061 | 5105710.6866 | 13284011.8812 | 9066611.0681 | 40547899.4988 | 3144235.0165 | 18879803.5461 | 18879803.5461 | 14716656.7318 | 7745494.8509 | 0 | 62571938.0614 | 103913893.1902 | 562341.3252 | 14.6938 | 4258.3932 | 7071.9596 | 86.8131 | 144.1715
1 | 4500 | 707 | 0.035 | 15 | 15 | 7 | 7.4989e-10 | 0 | CO2 | Porous | Wet | R245fa | MinimizeLCOE_Brownfield | IgnoreSilica | 148.0017 | 27.842 | 3.687 | 4 | 4244.8587 | 7048.0786 | 86.5372 | 143.6846 | 109.6441 | 12.7966 | 12420886590.8137 | 6535781.4851 | 0 | 4958448.2544 | 0 | 0 | 0 | 1607454.6359 | 5109656.9064 | 13294279.1356 | 9073618.6802 | 40579239.0975 | 3144235.0165 | 18879803.5461 | 18879803.5461 | 14716656.7318 | 7745494.8509 | 0 | 62603277.6601 | 103945232.7889 | 749894.2093 | 14.748 | 4244.8587 | 7048.0786 | 86.5372 | 143.6846
1 | 4500 | 707 | 0.035 | 15 | 15 | 7 | 1e-09 | 0 | CO2 | Porous | Wet | R245fa | MinimizeLCOE_Brownfield | IgnoreSilica | 148.3159 | 27.9054 | 3.6974 | 4 | 4234.7098 | 7030.0801 | 86.3303 | 143.3177 | 109.6106 | 12.7865 | 12419284343.5876 | 6543328.917 | 0 | 4966865.6622 | 0 | 0 | 0 | 1599787.3772 | 5112892.963 | 13302698.6911 | 9079365.1998 | 40604938.8102 | 3144235.0165 | 18879803.5461 | 18879803.5461 | 14716656.7318 | 7745494.8509 | 0 | 62628977.3728 | 103970932.5016 | 1000000 | 14.7894 | 4234.7098 | 7030.0801 | 86.3303 | 143.3177
1 | 4500 | 707 | 0.035 | 15 | 15 | 7 | 1.3335e-09 | 0 | CO2 | Porous | Wet | R245fa | MinimizeLCOE_Brownfield | IgnoreSilica | 148.5398 | 27.9508 | 3.705 | 4 | 4227.0995 | 7016.7083 | 86.1751 | 143.0451 | 109.5867 | 12.7792 | 12421329592.5809 | 6548695.2289 | 0 | 4972864.3272 | 0 | 0 | 0 | 1593771.5619 | 5114979.136 | 13308126.4854 | 9083069.7809 | 40621506.5203 | 3144235.0165 | 18879803.5461 | 18879803.5461 | 14716656.7318 | 7745494.8509 | 0 | 62645545.0829 | 103987500.2117 | 1333521.4322 | 14.82 | 4227.0995 | 7016.7083 | 86.1751 | 143.0451
1 | 4500 | 707 | 0.035 | 15 | 15 | 7 | 1.7783e-09 | 0 | CO2 | Porous | Wet | R245fa | MinimizeLCOE_Brownfield | IgnoreSilica | 148.7056 | 27.9846 | 3.7107 | 4 | 4221.3928 | 7006.7096 | 86.0588 | 142.8413 | 109.5689 | 12.7739 | 12423488710.1385 | 6552660.3523 | 0 | 4977303.6446 | 0 | 0 | 0 | 1589185.6893 | 5116468.3776 | 13312001.1866 | 9085714.3441 | 40633333.5946 | 3144235.0165 | 18879803.5461 | 18879803.5461 | 14716656.7318 | 7745494.8509 | 0 | 62657372.1572 | 103999327.286 | 1778279.41 | 14.8428 | 4221.3928 | 7006.7096 | 86.0588 | 142.8413
1 | 4500 | 707 | 0.035 | 15 | 15 | 7 | 2.3714e-09 | 0 | CO2 | Porous | Wet | R245fa | MinimizeLCOE_Brownfield | IgnoreSilica | 148.8371 | 28.0111 | 3.7151 | 4 | 4217.1134 | 6999.1495 | 85.9716 | 142.6871 | 109.5548 | 12.7696 | 12423145705.434 | 6555802.4819 | 0 | 4980824.6338 | 0 | 0 | 0 | 1585847.0953 | 5117764.9423 | 13315374.5819 | 9088016.7557 | 40643630.4909 | 3144235.0165 | 18879803.5461 | 18879803.5461 | 14716656.7318 | 7745494.8509 | 0 | 62667669.0535 | 104009624.1823 | 2371373.7057 | 14.8603 | 4217.1134 | 6999.1495 | 85.9716 | 142.6871
1 | 4500 | 707 | 0.035 | 15 | 15 | 7 | 3.1623e-09 | 0 | CO2 | Porous | Wet | R245fa | MinimizeLCOE_Brownfield | IgnoreSilica | 148.9297 | 28.03 | 3.7183 | 4 | 4213.9044 | 6993.5388 | 85.9061 | 142.5727 | 109.5449 | 12.7666 | 12424550534.5277 | 6558012.3172 | 0 | 4983303.8303 | 0 | 0 | 0 | 1583229.6859 | 5118572.875 | 13317476.6572 | 9089451.4653 | 40650046.8309 | 3144235.0165 | 18879803.5461 | 18879803.5461 | 14716656.7318 | 7745494.8509 | 0 | 62674085.3935 | 104016040.5223 | 3162277.6602 | 14.8732 | 4213.9044 | 6993.5388 | 85.9061 | 142.5727
1 | 4500 | 707 | 0.035 | 15 | 15 | 7 | 4.217e-09 | 0 | CO2 | Porous | Wet | R245fa | MinimizeLCOE_Brownfield | IgnoreSilica | 149.0003 | 28.0443 | 3.7207 | 4 | 4211.498 | 6989.3226 | 85.8571 | 142.4868 | 109.5373 | 12.7643 | 12425303446.7263 | 6559694.8835 | 0 | 4985192.5349 | 0 | 0 | 0 | 1581278.8846 | 5119204.8582 | 13319120.9477 | 9090573.7274 | 40655065.8363 | 3144235.0165 | 18879803.5461 | 18879803.5461 | 14716656.7318 | 7745494.8509 | 0 | 62679104.3989 | 104021059.5277 | 4216965.0343 | 14.8829 | 4211.498 | 6989.3226 | 85.8571 | 142.4868
1 | 4500 | 707 | 0.035 | 15 | 15 | 7 | 5.6234e-09 | 0 | CO2 | Porous | Wet | R245fa | MinimizeLCOE_Brownfield | IgnoreSilica | 149.054 | 28.0552 | 3.7225 | 4 | 4209.6934 | 6986.1543 | 85.8203 | 142.4222 | 109.5315 | 12.7626 | 12425650644.4918 | 6560975.107 | 0 | 4986630.1914 | 0 | 0 | 0 | 1579825.6434 | 5119698.0673 | 13320404.1766 | 9091449.5575 | 40658982.7431 | 3144235.0165 | 18879803.5461 | 18879803.5461 | 14716656.7318 | 7745494.8509 | 0 | 62683021.3057 | 104024976.4345 | 5623413.2519 | 14.8902 | 4209.6934 | 6986.1543 | 85.8203 | 142.4222
1 | 4500 | 707 | 0.035 | 15 | 15 | 7 | 7.4989e-09 | 0 | CO2 | Porous | Wet | R245fa | MinimizeLCOE_Brownfield | IgnoreSilica | 149.0882 | 28.0623 | 3.7238 | 4 | 4208.3402 | 6983.8346 | 85.7927 | 142.3749 | 109.5278 | 12.7615 | 12427568144.6561 | 6561790.7642 | 0 | 4987547.263 | 0 | 0 | 0 | 1578632.377 | 5119908.4576 | 13320951.5691 | 9091823.1641 | 40660653.5951 | 3144235.0165 | 18879803.5461 | 18879803.5461 | 14716656.7318 | 7745494.8509 | 0 | 62684692.1577 | 104026647.2865 | 7498942.0933 | 14.8953 | 4208.3402 | 6983.8346 | 85.7927 | 142.3749
1 | 4500 | 707 | 0.035 | 15 | 15 | 7 | 1e-08 | 0 | CO2 | Porous | Wet | R245fa | MinimizeLCOE_Brownfield | IgnoreSilica | 149.1271 | 28.07 | 3.725 | 4 | 4207.3255 | 6981.9731 | 85.772 | 142.337 | 109.5236 | 12.7602 | 12425360601.7821 | 6562718.1665 | 0 | 4988588.212 | 0 | 0 | 0 | 1577958.662 | 5120413.3658 | 13322265.2365 | 9092719.7691 | 40664663.4119 | 3144235.0165 | 18879803.5461 | 18879803.5461 | 14716656.7318 | 7745494.8509 | 0 | 62688701.9745 | 104030657.1033 | 10000000 | 14.8999 | 4207.3255 | 6981.9731 | 85.772 | 142.337
1 | 4600 | 707 | 0.035 | 15 | 15 | 7 | 1e-13 | 0 | CO2 | Porous | Wet | R245fa | MinimizeLCOE_Brownfield | IgnoreSilica | 1.3779 | 0.022762 | 0.0025571 | 4 | 2324293.4085 | 6471853.1652 | 47383.865 | 131937.4806 | 70.7124 | 12.7382 | 23562312.6737 | 161560.0567 | 0 | 71436.5707 | 0 | 0 | 0 | 158343.7683 | 152622.7543 | 397093.0994 | 271024.1998 | 1212080.4491 | 3144235.0165 | 19417065.0479 | 19417065.0479 | 15071655.511 | 7933426.2906 | 0 | 23773380.5136 | 66195527.363 | 100 | 0.010228 | 2324293.4085 | 6471853.1652 | 47383.865 | 131937.4806
1 | 4600 | 707 | 0.035 | 15 | 15 | 7 | 1.3335e-13 | 0 | CO2 | Porous | Wet | R245fa | MinimizeLCOE_Brownfield | IgnoreSilica | 2.043 | 0.099171 | 0.0083714 | 4 | 727173.542 | 1994047.7101 | 14824.4162 | 40651.3597 | 80.9347 | 13.5035 | 240733674.9935 | 241253.045 | 0 | 118744.3494 | 0 | 0 | 0 | 217482.8226 | 225217.2847 | 585969.1763 | 399936.0033 | 1788602.6813 | 3144235.0165 | 19417065.0479 | 19417065.0479 | 15071655.511 | 7933426.2906 | 0 | 24349902.7457 | 66772049.5952 | 133.3521 | 0.033486 | 727173.542 | 1994047.7101 | 14824.4162 | 40651.3597
1 | 4600 | 707 | 0.035 | 15 | 15 | 7 | 1.7783e-13 | 0 | CO2 | Porous | Wet | R245fa | MinimizeLCOE_Brownfield | IgnoreSilica | 2.8667 | 0.21418 | 0.017854 | 4 | 350239.5359 | 944270.5243 | 7140.1067 | 19250.2319 | 88.9128 | 14.0271 | 500807313.6219 | 334337.9781 | 0 | 175025.9795 | 0 | 0 | 0 | 281890.8094 | 308589.3591 | 802886.212 | 547986.3373 | 2450716.6754 | 3144235.0165 | 19417065.0479 | 19417065.0479 | 15071655.511 | 7933426.2906 | 0 | 25012016.7398 | 67434163.5892 | 177.8279 | 0.071414 | 350239.5359 | 944270.5243 | 7140.1067 | 19250.2319
1 | 4600 | 707 | 0.035 | 15 | 15 | 7 | 2.3714e-13 | 0 | CO2 | Porous | Wet | R245fa | MinimizeLCOE_Brownfield | IgnoreSilica | 3.8802 | 0.37315 | 0.031965 | 4 | 201462.1136 | 533251.6067 | 4107.0777 | 10871.0553 | 95.1656 | 14.3961 | 1020925967.9664 | 440989.7015 | 0 | 240837.5913 | 0 | 0 | 0 | 350496.2597 | 402606.1855 | 1047498.7087 | 714939.3927 | 3197367.8394 | 3144235.0165 | 19417065.0479 | 19417065.0479 | 15071655.511 | 7933426.2906 | 0 | 25758667.9038 | 68180814.7532 | 237.1374 | 0.12786 | 201462.1136 | 533251.6067 | 4107.0777 | 10871.0553
1 | 4600 | 707 | 0.035 | 15 | 15 | 7 | 3.1623e-13 | 0 | CO2 | Porous | Wet | R245fa | MinimizeLCOE_Brownfield | IgnoreSilica | 5.1862 | 0.59126 | 0.052035 | 4 | 128020.3787 | 331837.4723 | 2609.8686 | 6764.9557 | 100.2878 | 14.6731 | 1486266434.107 | 568202.2943 | 0 | 321112.2444 | 0 | 0 | 0 | 429481.6052 | 514330.4961 | 1338182.4472 | 913337.0171 | 4084646.1043 | 3144235.0165 | 19417065.0479 | 19417065.0479 | 15071655.511 | 7933426.2906 | 0 | 26645946.1687 | 69068093.0182 | 316.2278 | 0.20814 | 128020.3787 | 331837.4723 | 2609.8686 | 6764.9557
1 | 4600 | 707 | 0.035 | 15 | 15 | 7 | 4.217e-13 | 0 | CO2 | Porous | Wet | R245fa | MinimizeLCOE_Brownfield | IgnoreSilica | 6.8419 | 0.87967 | 0.07974 | 4 | 86777.5555 | 219779.2697 | 1769.0778 | 4480.4977 | 104.3826 | 14.879 | 2137921772.6348 | 717086.7194 | 0 | 417317.2562 | 0 | 0 | 0 | 517774.8694 | 644349.7495 | 1676465.874 | 1144222.4069 | 5117216.8754 | 3144235.0165 | 19417065.0479 | 19417065.0479 | 15071655.511 | 7933426.2906 | 0 | 27678516.9399 | 70100663.7893 | 421.6965 | 0.31896 | 86777.5555 | 219779.2697 | 1769.0778 | 4480.4977
1 | 4600 | 707 | 0.035 | 15 | 15 | 7 | 5.6234e-13 | 0 | CO2 | Porous | Wet | R245fa | MinimizeLCOE_Brownfield | IgnoreSilica | 9.0493 | 1.2716 | 0.11777 | 4 | 61412.5461 | 151461.9099 | 1251.9778 | 3087.7559 | 107.7755 | 15.0387 | 2698111212.853 | 899951.7767 | 0 | 530183.0599 | 0 | 0 | 0 | 626550.6362 | 802107.3344 | 2086918.7493 | 1424364.9283 | 6370076.485 | 3144235.0165 | 19417065.0479 | 19417065.0479 | 15071655.511 | 7933426.2906 | 0 | 28931376.5494 | 71353523.3988 | 562.3413 | 0.4711 | 61412.5461 | 151461.9099 | 1251.9778 | 3087.7559
1 | 4600 | 707 | 0.035 | 15 | 15 | 7 | 7.4989e-13 | 0 | CO2 | Porous | Wet | R245fa | MinimizeLCOE_Brownfield | IgnoreSilica | 11.7996 | 1.7703 | 0.16881 | 4 | 44922.5694 | 107746.0514 | 915.8073 | 2196.549 | 110.3804 | 15.1534 | 3427650805.2007 | 1109922.073 | 0 | 655582.4024 | 0 | 0 | 0 | 744166.4251 | 978771.6512 | 2546563.0627 | 1738081.617 | 7773087.2314 | 3144235.0165 | 19417065.0479 | 19417065.0479 | 15071655.511 | 7933426.2906 | 0 | 30334387.2958 | 72756534.1453 | 749.8942 | 0.67526 | 44922.5694 | 107746.0514 | 915.8073 | 2196.549
1 | 4600 | 707 | 0.035 | 15 | 15 | 7 | 1e-12 | 0 | CO2 | Porous | Wet | R245fa | MinimizeLCOE_Brownfield | IgnoreSilica | 15.2755 | 2.4082 | 0.23642 | 4 | 33802.5331 | 78661.1781 | 689.1104 | 1603.6145 | 112.4147 | 15.2354 | 4254054044.915 | 1355078.4418 | 0 | 805989.1209 | 0 | 0 | 0 | 875573.5968 | 1184290.0522 | 3081279.7846 | 2103036.7669 | 9405247.7632 | 3144235.0165 | 19417065.0479 | 19417065.0479 | 15071655.511 | 7933426.2906 | 0 | 31966547.8277 | 74388694.6771 | 1000 | 0.94568 | 33802.5331 | 78661.1781 | 689.1104 | 1603.6145
1 | 4600 | 707 | 0.035 | 15 | 15 | 7 | 1.3335e-12 | 0 | CO2 | Porous | Wet | R245fa | MinimizeLCOE_Brownfield | IgnoreSilica | 19.6802 | 3.2229 | 0.32522 | 4 | 26041.7932 | 58652.5682 | 530.8972 | 1195.7119 | 113.9993 | 15.2903 | 5108542455.7652 | 1642467.0954 | 0 | 987087.7474 | 0 | 0 | 0 | 1023843.8387 | 1424825.4858 | 3707103.6422 | 2530174.4091 | 11315502.2186 | 3144235.0165 | 19417065.0479 | 19417065.0479 | 15071655.511 | 7933426.2906 | 0 | 33876802.2831 | 76298949.1325 | 1333.5214 | 1.3009 | 26041.7932 | 58652.5682 | 530.8972 | 1195.7119
1 | 4600 | 707 | 0.035 | 15 | 15 | 7 | 1.7783e-12 | 0 | CO2 | Porous | Wet | R245fa | MinimizeLCOE_Brownfield | IgnoreSilica | 25.2024 | 4.251 | 0.44056 | 4 | 20478.54 | 44551.1916 | 417.4827 | 908.2363 | 115.2076 | 15.3194 | 6012830978.1724 | 1976194.6969 | 0 | 1203054.4901 | 0 | 0 | 0 | 1188202.7682 | 1703306.2625 | 4431653.499 | 3024694.5744 | 13527106.2912 | 3144235.0165 | 19417065.0479 | 19417065.0479 | 15071655.511 | 7933426.2906 | 0 | 36088406.3556 | 78510553.205 | 1778.2794 | 1.7623 | 20478.54 | 44551.1916 | 417.4827 | 908.2363
1 | 4600 | 707 | 0.035 | 15 | 15 | 7 | 2.3714e-12 | 0 | CO2 | Porous | Wet | R245fa | MinimizeLCOE_Brownfield | IgnoreSilica | 32.0554 | 5.5342 | 0.58858 | 4 | 16405.8547 | 34424.6712 | 334.4555 | 701.7935 | 116.1008 | 15.3213 | 6938450505.2401 | 2360319.5816 | 0 | 1458322.1921 | 0 | 0 | 0 | 1367698.4041 | 2022672.6694 | 5262579.3785 | 3591818.561 | 16063410.7868 | 3144235.0165 | 19417065.0479 | 19417065.0479 | 15071655.511 | 7933426.2906 | 0 | 38624710.8512 | 81046857.7006 | 2371.3737 | 2.3543 | 16405.8547 | 34424.6712 | 334.4555 | 701.7935
1 | 4600 | 707 | 0.035 | 15 | 15 | 7 | 3.1623e-12 | 0 | CO2 | Porous | Wet | R245fa | MinimizeLCOE_Brownfield | IgnoreSilica | 40.377 | 7.1019 | 0.77498 | 4 | 13376.5912 | 27061.4928 | 272.6999 | 551.6851 | 116.7166 | 15.2922 | 7887765574.2551 | 2793472.3727 | 0 | 1754039.2494 | 0 | 0 | 0 | 1556317.9274 | 2380493.5243 | 6193555.8438 | 4227229.1282 | 18905108.0457 | 3144235.0165 | 19417065.0479 | 19417065.0479 | 15071655.511 | 7933426.2906 | 0 | 41466408.1101 | 83888554.9596 | 3162.2777 | 3.0999 | 13376.5912 | 27061.4928 | 272.6999 | 551.6851
1 | 4600 | 707 | 0.035 | 15 | 15 | 7 | 4.217e-12 | 0 | CO2 | Porous | Wet | R245fa | MinimizeLCOE_Brownfield | IgnoreSilica | 50.2675 | 8.977 | 1.0043 | 4 | 11097.9596 | 21658.1632 | 226.2469 | 441.531 | 117.0826 | 15.2256 | 8803343547.6231 | 3272042.8863 | 0 | 2090076.8301 | 0 | 0 | 0 | 1747761.2769 | 2772853.5874 | 7214396.2438 | 4923973.6774 | 22021104.5019 | 3144235.0165 | 19417065.0479 | 19417065.0479 | 15071655.511 | 7933426.2906 | 0 | 44582404.5663 | 87004551.4158 | 4216.965 | 4.0172 | 11097.9596 | 21658.1632 | 226.2469 | 441.531
1 | 4600 | 707 | 0.035 | 15 | 15 | 7 | 5.6234e-12 | 0 | CO2 | Porous | Wet | R245fa | MinimizeLCOE_Brownfield | IgnoreSilica | 61.5218 | 11.1273 | 1.276 | 4 | 9372.8226 | 17684.4295 | 191.0777 | 360.521 | 117.2093 | 15.1158 | 9678574067.3953 | 3778688.1642 | 0 | 2456719.6419 | 0 | 0 | 0 | 1925775.3168 | 3182861.4179 | 8281152.5148 | 5652056.752 | 25277253.8077 | 3144235.0165 | 19417065.0479 | 19417065.0479 | 15071655.511 | 7933426.2906 | 0 | 47838553.8722 | 90260700.7216 | 5623.4133 | 5.104 | 9372.8226 | 17684.4295 | 191.0777 | 360.521
1 | 4600 | 707 | 0.035 | 15 | 15 | 7 | 7.4989e-12 | 0 | CO2 | Porous | Wet | R245fa | MinimizeLCOE_Brownfield | IgnoreSilica | 73.6903 | 13.4728 | 1.5827 | 4 | 8064.7646 | 14765.6479 | 164.4111 | 301.0177 | 117.1072 | 14.9602 | 10460930001.9634 | 4288758.9413 | 0 | 2838316.1672 | 0 | 0 | 0 | 2073122.7685 | 3588077.172 | 9335440.7858 | 6371630.1604 | 28495345.9953 | 3144235.0165 | 19417065.0479 | 19417065.0479 | 15071655.511 | 7933426.2906 | 0 | 51056646.0597 | 93478792.9092 | 7498.9421 | 6.3308 | 8064.7646 | 14765.6479 | 164.4111 | 301.0177
1 | 4600 | 707 | 0.035 | 15 | 15 | 7 | 1e-11 | 0 | CO2 | Porous | Wet | R245fa | MinimizeLCOE_Brownfield | IgnoreSilica | 86.0675 | 15.882 | 1.9093 | 4 | 7073.9524 | 12628.576 | 144.2121 | 257.4506 | 116.7929 | 14.7607 | 11121408456.1949 | 4771917.7971 | 0 | 3213688.1472 | 0 | 0 | 0 | 2173190.2008 | 3961930.4966 | 10308130.4484 | 7035510.842 | 31464367.9321 | 3144235.0165 | 19417065.0479 | 19417065.0479 | 15071655.511 | 7933426.2906 | 0 | 54025667.9965 | 96447814.846 | 10000 | 7.6373 | 7073.9524 | 12628.576 | 144.2121 | 257.4506
1 | 4600 | 707 | 0.035 | 15 | 15 | 7 | 1.3335e-11 | 0 | CO2 | Porous | Wet | R245fa | MinimizeLCOE_Brownfield | IgnoreSilica | 97.7971 | 18.1868 | 2.234 | 4 | 6329.6275 | 11076.9026 | 129.038 | 225.8176 | 116.3286 | 14.5404 | 11649544238.4203 | 5199730.6465 | 0 | 3559532.9117 | 0 | 0 | 0 | 2218498.4087 | 4281327.1671 | 11139135.0678 | 7602688.5701 | 34000912.772 | 3144235.0165 | 19417065.0479 | 19417065.0479 | 15071655.511 | 7933426.2906 | 0 | 56562212.8364 | 98984359.6859 | 13335.2143 | 8.9361 | 6329.6275 | 11076.9026 | 129.038 | 225.8176
1 | 4600 | 707 | 0.035 | 15 | 15 | 7 | 1.7783e-11 | 0 | CO2 | Porous | Wet | R245fa | MinimizeLCOE_Brownfield | IgnoreSilica | 108.3307 | 20.2752 | 2.5385 | 4 | 5771.6269 | 9949.4486 | 117.6624 | 202.833 | 115.7748 | 14.3135 | 12041768984.8015 | 5559734.0521 | 0 | 3863078.3093 | 0 | 0 | 0 | 2214772.5212 | 4538658.1042 | 11808657.3804 | 8059651.3058 | 36044551.673 | 3144235.0165 | 19417065.0479 | 19417065.0479 | 15071655.511 | 7933426.2906 | 0 | 58605851.7374 | 101027998.5869 | 17782.7941 | 10.1541 | 5771.6269 | 9949.4486 | 117.6624 | 202.833
1 | 4600 | 707 | 0.035 | 15 | 15 | 7 | 2.3714e-11 | 0 | CO2 | Porous | Wet | R245fa | MinimizeLCOE_Brownfield | IgnoreSilica | 117.3413 | 22.0762 | 2.8093 | 4 | 5354.4321 | 9129.5353 | 109.1573 | 186.1179 | 115.1995 | 14.0975 | 12320331128.1252 | 5849798.8086 | 0 | 4118062.2835 | 0 | 0 | 0 | 2174610.6448 | 4735563.9774 | 12320966.0714 | 8409312.5143 | 37608314.2999 | 3144235.0165 | 19417065.0479 | 19417065.0479 | 15071655.511 | 7933426.2906 | 0 | 60169614.3643 | 102591761.2137 | 23713.7371 | 11.2373 | 5354.4321 | 9129.5353 | 109.1573 | 186.1179
1 | 4600 | 707 | 0.035 | 15 | 15 | 7 | 3.1623e-11 | 0 | CO2 | Porous | Wet | R245fa | MinimizeLCOE_Brownfield | IgnoreSilica | 124.7692 | 23.5714 | 3.0401 | 4 | 5042.8549 | 8531.3997 | 102.8054 | 173.9241 | 114.6545 | 13.9042 | 12510318239.0235 | 6076520.2989 | 0 | 4325321.2653 | 0 | 0 | 0 | 2113084.9895 | 4880821.3559 | 12698895.974 | 8667257.4385 | 38761901.322 | 3144235.0165 | 19417065.0479 | 19417065.0479 | 15071655.511 | 7933426.2906 | 0 | 61323201.3864 | 103745348.2359 | 31622.7766 | 12.1604 | 5042.8549 | 8531.3997 | 102.8054 | 173.9241
1 | 4600 | 707 | 0.035 | 15 | 15 | 7 | 4.217e-11 | 0 | CO2 | Porous | Wet | R245fa | MinimizeLCOE_Brownfield | IgnoreSilica | 130.7324 | 24.7786 | 3.2304 | 4 | 4810.1575 | 8093.1796 | 98.0616 | 164.9904 | 114.1702 | 13.739 | 12635223372.3535 | 6250364.8622 | 0 | 4489923.6853 | 0 | 0 | 0 | 2043293.0897 | 4985596.8385 | 12971500.2873 | 8853315.4838 | 39593994.2468 | 3144235.0165 | 19417065.0479 | 19417065.0479 | 15071655.511 | 7933426.2906 | 0 | 62155294.3112 | 104577441.1607 | 42169.6503 | 12.9217 | 4810.1575 | 8093.1796 | 98.0616 | 164.9904
1 | 4600 | 707 | 0.035 | 15 | 15 | 7 | 5.6234e-11 | 0 | CO2 | Porous | Wet | R245fa | MinimizeLCOE_Brownfield | IgnoreSilica | 135.4413 | 25.738 | 3.3841 | 4 | 4635.2254 | 7769.1701 | 94.4953 | 158.385 | 113.7511 | 13.5987 | 12715787490.4047 | 6381919.4541 | 0 | 4618842.9857 | 0 | 0 | 0 | 1972891.3041 | 5059724.9601 | 13164366.454 | 8984950.6055 | 40182695.7637 | 3144235.0165 | 19417065.0479 | 19417065.0479 | 15071655.511 | 7933426.2906 | 0 | 62743995.8281 | 105166142.6775 | 56234.1325 | 13.5363 | 4635.2254 | 7769.1701 | 94.4953 | 158.385
1 | 4600 | 707 | 0.035 | 15 | 15 | 7 | 7.4989e-11 | 0 | CO2 | Porous | Wet | R245fa | MinimizeLCOE_Brownfield | IgnoreSilica | 139.0929 | 26.4833 | 3.5051 | 4 | 4505.2988 | 7531.079 | 91.8466 | 153.5312 | 113.4135 | 13.489 | 12764302687.2997 | 6481187.627 | 0 | 4718198.5101 | 0 | 0 | 0 | 1910307.6129 | 5112780.5625 | 13302406.2481 | 9079165.6014 | 40604046.162 | 3144235.0165 | 19417065.0479 | 19417065.0479 | 15071655.511 | 7933426.2906 | 0 | 63165346.2265 | 105587493.0759 | 74989.4209 | 14.0202 | 4505.2988 | 7531.079 | 91.8466 | 153.5312
1 | 4600 | 707 | 0.035 | 15 | 15 | 7 | 1e-10 | 0 | CO2 | Porous | Wet | R245fa | MinimizeLCOE_Brownfield | IgnoreSilica | 141.8922 | 27.0565 | 3.5992 | 4 | 4408.0579 | 7354.6869 | 89.8642 | 149.9352 | 113.1435 | 13.4027 | 12796887734.5792 | 6555381.9149 | 0 | 4794013.5766 | 0 | 0 | 0 | 1856111.4781 | 5150147.7182 | 13399627.9221 | 9145521.3917 | 40900804.0016 | 3144235.0165 | 19417065.0479 | 19417065.0479 | 15071655.511 | 7933426.2906 | 0 | 63462104.066 | 105884250.9155 | 100000 | 14.3968 | 4408.0579 | 7354.6869 | 89.8642 | 149.9352
1 | 4600 | 707 | 0.035 | 15 | 15 | 7 | 1.3335e-10 | 0 | CO2 | Porous | Wet | R245fa | MinimizeLCOE_Brownfield | IgnoreSilica | 144.0265 | 27.4946 | 3.6718 | 4 | 4335.2368 | 7223.612 | 88.3797 | 147.2631 | 112.9311 | 13.3355 | 12818465237.4346 | 6610825.9814 | 0 | 4851614.4715 | 0 | 0 | 0 | 1810994.3609 | 5176639.5774 | 13468554.3055 | 9192565.0646 | 41111193.7613 | 3144235.0165 | 19417065.0479 | 19417065.0479 | 15071655.511 | 7933426.2906 | 0 | 63672493.8257 | 106094640.6751 | 133352.1432 | 14.6872 | 4335.2368 | 7223.612 | 88.3797 | 147.2631
1 | 4600 | 707 | 0.035 | 15 | 15 | 7 | 1.7783e-10 | 0 | CO2 | Porous | Wet | R245fa | MinimizeLCOE_Brownfield | IgnoreSilica | 145.6434 | 27.8272 | 3.7273 | 4 | 4280.6792 | 7126.0242 | 87.2674 | 145.2736 | 112.7665 | 13.2838 | 12833715827.1175 | 6652176.9606 | 0 | 4895137.2782 | 0 | 0 | 0 | 1774390.4704 | 5195464.8366 | 13517533.7684 | 9225994.5545 | 41260697.8685 | 3144235.0165 | 19417065.0479 | 19417065.0479 | 15071655.511 | 7933426.2906 | 0 | 63821997.933 | 106244144.7824 | 177827.941 | 14.9093 | 4280.6792 | 7126.0242 | 87.2674 | 145.2736
1 | 4600 | 707 | 0.035 | 15 | 15 | 7 | 2.3714e-10 | 0 | CO2 | Porous | Wet | R245fa | MinimizeLCOE_Brownfield | IgnoreSilica | 146.8808 | 28.0818 | 3.7698 | 4 | 4239.792 | 7053.0846 | 86.4339 | 143.7867 | 112.6382 | 13.2438 | 12840077892.221 | 6683444.7263 | 0 | 4928382.0427 | 0 | 0 | 0 | 1745584.279 | 5209390.3087 | 13553764.9904 | 9250723.108 | 41371289.4552 | 3144235.0165 | 19417065.0479 | 19417065.0479 | 15071655.511 | 7933426.2906 | 0 | 63932589.5197 | 106354736.3691 | 237137.3706 | 15.0792 | 4239.792 | 7053.0846 | 86.4339 | 143.7867
1 | 4600 | 707 | 0.035 | 15 | 15 | 7 | 3.1623e-10 | 0 | CO2 | Porous | Wet | R245fa | MinimizeLCOE_Brownfield | IgnoreSilica | 147.7971 | 28.2709 | 3.8018 | 4 | 4209.1435 | 6998.7695 | 85.8091 | 142.6794 | 112.542 | 13.2139 | 12849179776.0161 | 6706380.7932 | 0 | 4952961.9589 | 0 | 0 | 0 | 1722707.5568 | 5218999.6205 | 13578766.4485 | 9267787.1168 | 41447603.4948 | 3144235.0165 | 19417065.0479 | 19417065.0479 | 15071655.511 | 7933426.2906 | 0 | 64008903.5592 | 106431050.4086 | 316227.766 | 15.2071 | 4209.1435 | 6998.7695 | 85.8091 | 142.6794
1 | 4600 | 707 | 0.035 | 15 | 15 | 7 | 4.217e-10 | 0 | CO2 | Porous | Wet | R245fa | MinimizeLCOE_Brownfield | IgnoreSilica | 148.5035 | 28.4164 | 3.8262 | 4 | 4186.1665 | 6958.0068 | 85.3407 | 141.8484 | 112.4671 | 13.1907 | 12851120797.5094 | 6723941.3697 | 0 | 4971892.2454 | 0 | 0 | 0 | 1705286.3671 | 5226436.7931 | 13598116.446 | 9280993.8877 | 41506667.109 | 3144235.0165 | 19417065.0479 | 19417065.0479 | 15071655.511 | 7933426.2906 | 0 | 64067967.1735 | 106490114.0229 | 421696.5034 | 15.3047 | 4186.1665 | 6958.0068 | 85.3407 | 141.8484
1 | 4600 | 707 | 0.035 | 15 | 15 | 7 | 5.6234e-10 | 0 | CO2 | Porous | Wet | R245fa | MinimizeLCOE_Brownfield | IgnoreSilica | 149.0345 | 28.5259 | 3.8446 | 4 | 4168.9393 | 6927.5126 | 84.9895 | 141.2267 | 112.4104 | 13.1732 | 12852526337.4704 | 6737069.248 | 0 | 4986109.6726 | 0 | 0 | 0 | 1691889.4368 | 5231876.6594 | 13612269.8622 | 9290653.8851 | 41549868.7641 | 3144235.0165 | 19417065.0479 | 19417065.0479 | 15071655.511 | 7933426.2906 | 0 | 64111168.8286 | 106533315.678 | 562341.3252 | 15.3783 | 4168.9393 | 6927.5126 | 84.9895 | 141.2267
1 | 4600 | 707 | 0.035 | 15 | 15 | 7 | 7.4989e-10 | 0 | CO2 | Porous | Wet | R245fa | MinimizeLCOE_Brownfield | IgnoreSilica | 149.4218 | 28.6061 | 3.8583 | 4 | 4156.0223 | 6904.7927 | 84.7261 | 140.7635 | 112.3687 | 13.1604 | 12856833643.7284 | 6746603.6304 | 0 | 4996472.6416 | 0 | 0 | 0 | 1681448.4119 | 5235564.6267 | 13621865.1967 | 9297202.8981 | 41579157.4055 | 3144235.0165 | 19417065.0479 | 19417065.0479 | 15071655.511 | 7933426.2906 | 0 | 64140457.4699 | 106562604.3193 | 749894.2093 | 15.4331 | 4156.0223 | 6904.7927 | 84.7261 | 140.7635
1 | 4600 | 707 | 0.035 | 15 | 15 | 7 | 1e-09 | 0 | CO2 | Porous | Wet | R245fa | MinimizeLCOE_Brownfield | IgnoreSilica | 149.7191 | 28.6675 | 3.8687 | 4 | 4146.3367 | 6887.7183 | 84.5287 | 140.4155 | 112.3367 | 13.1505 | 12858220103.3354 | 6753900.5745 | 0 | 5004423.5378 | 0 | 0 | 0 | 1673624.6977 | 5238460.0359 | 13629398.4575 | 9302344.5034 | 41602151.8069 | 3144235.0165 | 19417065.0479 | 19417065.0479 | 15071655.511 | 7933426.2906 | 0 | 64163451.8713 | 106585598.7208 | 1000000 | 15.4747 | 4146.3367 | 6887.7183 | 84.5287 | 140.4155
1 | 4600 | 707 | 0.035 | 15 | 15 | 7 | 1.3335e-09 | 0 | CO2 | Porous | Wet | R245fa | MinimizeLCOE_Brownfield | IgnoreSilica | 149.936 | 28.7124 | 3.8764 | 4 | 4139.0739 | 6874.9839 | 84.3806 | 140.1558 | 112.3132 | 13.1433 | 12861022564.3776 | 6759211.1624 | 0 | 5010222.2441 | 0 | 0 | 0 | 1667587.0067 | 5240437.9612 | 13634544.6133 | 9305856.8604 | 41617859.8481 | 3144235.0165 | 19417065.0479 | 19417065.0479 | 15071655.511 | 7933426.2906 | 0 | 64179159.9125 | 106601306.762 | 1333521.4322 | 15.5057 | 4139.0739 | 6874.9839 | 84.3806 | 140.1558
1 | 4600 | 707 | 0.035 | 15 | 15 | 7 | 1.7783e-09 | 0 | CO2 | Porous | Wet | R245fa | MinimizeLCOE_Brownfield | IgnoreSilica | 150.1166 | 28.7495 | 3.8825 | 4 | 4133.6278 | 6865.28 | 84.2696 | 139.958 | 112.2936 | 13.1373 | 12856758616.8097 | 6763627.3573 | 0 | 5015049.2892 | 0 | 0 | 0 | 1663334.9793 | 5242384.5341 | 13639609.1967 | 9309313.5427 | 41633318.8992 | 3144235.0165 | 19417065.0479 | 19417065.0479 | 15071655.511 | 7933426.2906 | 0 | 64194618.9636 | 106616765.8131 | 1778279.41 | 15.5298 | 4133.6278 | 6865.28 | 84.2696 | 139.958
1 | 4600 | 707 | 0.035 | 15 | 15 | 7 | 2.3714e-09 | 0 | CO2 | Porous | Wet | R245fa | MinimizeLCOE_Brownfield | IgnoreSilica | 150.2332 | 28.7738 | 3.8868 | 4 | 4129.544 | 6858.1773 | 84.1863 | 139.8132 | 112.2809 | 13.1334 | 12861177824.745 | 6766474.9765 | 0 | 5018167.6852 | 0 | 0 | 0 | 1659799.5379 | 5243332.4579 | 13642075.5 | 9310996.8454 | 41640847.0029 | 3144235.0165 | 19417065.0479 | 19417065.0479 | 15071655.511 | 7933426.2906 | 0 | 64202147.0673 | 106624293.9168 | 2371373.7057 | 15.547 | 4129.544 | 6858.1773 | 84.1863 | 139.8132
1 | 4600 | 707 | 0.035 | 15 | 15 | 7 | 3.1623e-09 | 0 | CO2 | Porous | Wet | R245fa | MinimizeLCOE_Brownfield | IgnoreSilica | 150.3381 | 28.7952 | 3.8902 | 4 | 4126.4816 | 6852.6973 | 84.1239 | 139.7015 | 112.2696 | 13.1299 | 12858608944.6251 | 6769032.7964 | 0 | 5020968.643 | 0 | 0 | 0 | 1657437.1156 | 5244501.0365 | 13645115.9019 | 9313071.9821 | 41650127.4756 | 3144235.0165 | 19417065.0479 | 19417065.0479 | 15071655.511 | 7933426.2906 | 0 | 64211427.54 | 106633574.3895 | 3162277.6602 | 15.5608 | 4126.4816 | 6852.6973 | 84.1239 | 139.7015
1 | 4600 | 707 | 0.035 | 15 | 15 | 7 | 4.217e-09 | 0 | CO2 | Porous | Wet | R245fa | MinimizeLCOE_Brownfield | IgnoreSilica | 150.3964 | 28.8076 | 3.8925 | 4 | 4124.1851 | 6848.772 | 84.0771 | 139.6215 | 112.2632 | 13.1279 | 12862431436.9555 | 6770453.1679 | 0 | 5022527.442 | 0 | 0 | 0 | 1655307.7076 | 5244832.4438 | 13645978.1557 | 9313660.4881 | 41652759.4051 | 3144235.0165 | 19417065.0479 | 19417065.0479 | 15071655.511 | 7933426.2906 | 0 | 64214059.4695 | 106636206.319 | 4216965.0343 | 15.5701 | 4124.1851 | 6848.772 | 84.0771 | 139.6215
1 | 4600 | 707 | 0.035 | 15 | 15 | 7 | 5.6234e-09 | 0 | CO2 | Porous | Wet | R245fa | MinimizeLCOE_Brownfield | IgnoreSilica | 150.4501 | 28.8187 | 3.8944 | 4 | 4122.463 | 6845.7395 | 84.042 | 139.5597 | 112.2573 | 13.1261 | 12862477089.9158 | 6771761.6158 | 0 | 5023962.4197 | 0 | 0 | 0 | 1653879.7481 | 5245345.4756 | 13647312.9593 | 9314571.5189 | 41656833.7375 | 3144235.0165 | 19417065.0479 | 19417065.0479 | 15071655.511 | 7933426.2906 | 0 | 64218133.8019 | 106640280.6514 | 5623413.2519 | 15.5776 | 4122.463 | 6845.7395 | 84.042 | 139.5597
1 | 4600 | 707 | 0.035 | 15 | 15 | 7 | 7.4989e-09 | 0 | CO2 | Porous | Wet | R245fa | MinimizeLCOE_Brownfield | IgnoreSilica | 150.489 | 28.8267 | 3.8958 | 4 | 4121.1717 | 6843.4783 | 84.0157 | 139.5136 | 112.2531 | 13.1248 | 12862905115.3192 | 6772708.5473 | 0 | 5025001.4776 | 0 | 0 | 0 | 1652782.8834 | 5245692.2342 | 13648215.1541 | 9315187.2854 | 41659587.5821 | 3144235.0165 | 19417065.0479 | 19417065.0479 | 15071655.511 | 7933426.2906 | 0 | 64220887.6465 | 106643034.496 | 7498942.0933 | 15.5832 | 4121.1717 | 6843.4783 | 84.0157 | 139.5136
1 | 4600 | 707 | 0.035 | 15 | 15 | 7 | 1e-08 | 0 | CO2 | Porous | Wet | R245fa | MinimizeLCOE_Brownfield | IgnoreSilica | 150.5233 | 28.8337 | 3.8969 | 4 | 4120.2033 | 6841.7371 | 83.9959 | 139.4781 | 112.2494 | 13.1237 | 12861781754.2318 | 6773543.1108 | 0 | 5025916.7936 | 0 | 0 | 0 | 1652047.2566 | 5246087.7928 | 13649244.3163 | 9315889.7098 | 41662728.9798 | 3144235.0165 | 19417065.0479 | 19417065.0479 | 15071655.511 | 7933426.2906 | 0 | 64224029.0443 | 106646175.8937 | 10000000 | 15.5876 | 4120.2033 | 6841.7371 | 83.9959 | 139.4781
1 | 4700 | 707 | 0.035 | 15 | 15 | 7 | 1e-13 | 0 | CO2 | Porous | Wet | R245fa | MinimizeLCOE_Brownfield | IgnoreSilica | 1.429 | 0.024938 | 0.0027419 | 4 | 2222913.8501 | 6190644.7233 | 45317.1055 | 126204.6662 | 72.252 | 13.1507 | 44416854.8105 | 170008.9327 | 0 | 74834.3943 | 0 | 0 | 0 | 166940.1968 | 160595.5743 | 417836.7416 | 285182.1618 | 1275398.0015 | 3144235.0165 | 19960186.6406 | 19960186.6406 | 15432221.3765 | 8123701.7665 | 0 | 24379819.6586 | 67895929.4423 | 100 | 0.010968 | 2222913.8501 | 6190644.7233 | 45317.1055 | 126204.6662
1 | 4700 | 707 | 0.035 | 15 | 15 | 7 | 1.3335e-13 | 0 | CO2 | Porous | Wet | R245fa | MinimizeLCOE_Brownfield | IgnoreSilica | 2.1116 | 0.10473 | 0.0089804 | 4 | 695356.8148 | 1906773.5917 | 14175.7892 | 38872.1588 | 82.6817 | 13.9245 | 234256619.8119 | 252985.9027 | 0 | 123634.6194 | 0 | 0 | 0 | 228416.8343 | 235964.569 | 613931.4055 | 419020.7993 | 1873954.1303 | 3144235.0165 | 19960186.6406 | 19960186.6406 | 15432221.3765 | 8123701.7665 | 0 | 24978375.7874 | 68494485.571 | 133.3521 | 0.035922 | 695356.8148 | 1906773.5917 | 14175.7892 | 38872.1588
1 | 4700 | 707 | 0.035 | 15 | 15 | 7 | 1.7783e-13 | 0 | CO2 | Porous | Wet | R245fa | MinimizeLCOE_Brownfield | IgnoreSilica | 2.9593 | 0.22504 | 0.019146 | 4 | 335160.1275 | 903368.1781 | 6832.6925 | 18416.3822 | 90.8743 | 14.4567 | 580494623.0795 | 350230.7336 | 0 | 181866.3406 | 0 | 0 | 0 | 295654.1635 | 322822.9827 | 839919.1808 | 573262.0995 | 2563755.5006 | 3144235.0165 | 19960186.6406 | 19960186.6406 | 15432221.3765 | 8123701.7665 | 0 | 25668177.1578 | 69184286.9414 | 177.8279 | 0.076585 | 335160.1275 | 903368.1781 | 6832.6925 | 18416.3822
1 | 4700 | 707 | 0.035 | 15 | 15 | 7 | 2.3714e-13 | 0 | CO2 | Porous | Wet | R245fa | MinimizeLCOE_Brownfield | IgnoreSilica | 4.0117 | 0.39254 | 0.034276 | 4 | 192951.4553 | 510347.3322 | 3933.5764 | 10404.1207 | 97.3509 | 14.8348 | 1076524938.6423 | 462641.7354 | 0 | 250555.9068 | 0 | 0 | 0 | 368377.6211 | 421814.3527 | 1097474.4197 | 749048.8423 | 3349912.878 | 3144235.0165 | 19960186.6406 | 19960186.6406 | 15432221.3765 | 8123701.7665 | 0 | 26454334.5351 | 69970444.3188 | 237.1374 | 0.1371 | 192951.4553 | 510347.3322 | 3933.5764 | 10404.1207
1 | 4700 | 707 | 0.035 | 15 | 15 | 7 | 3.1623e-13 | 0 | CO2 | Porous | Wet | R245fa | MinimizeLCOE_Brownfield | IgnoreSilica | 5.3487 | 0.61987 | 0.055763 | 4 | 122717.3485 | 317809.9244 | 2501.7591 | 6478.9852 | 102.5855 | 15.1147 | 1655564977.9901 | 594869.0978 | 0 | 333168.6531 | 0 | 0 | 0 | 449999.2224 | 537434.4196 | 1398294.1168 | 954364.4668 | 4268129.9764 | 3144235.0165 | 19960186.6406 | 19960186.6406 | 15432221.3765 | 8123701.7665 | 0 | 27372551.6335 | 70888661.4171 | 316.2278 | 0.22305 | 122717.3485 | 317809.9244 | 2501.7591 | 6478.9852
1 | 4700 | 707 | 0.035 | 15 | 15 | 7 | 4.217e-13 | 0 | CO2 | Porous | Wet | R245fa | MinimizeLCOE_Brownfield | IgnoreSilica | 7.066 | 0.92367 | 0.085455 | 4 | 83256.1933 | 210562.9166 | 1697.2901 | 4292.6099 | 106.8279 | 15.3256 | 2261372476.4225 | 751685.6263 | 0 | 433485.0645 | 0 | 0 | 0 | 543551.9726 | 674201.8387 | 1754134.8865 | 1197233.1039 | 5354292.4926 | 3144235.0165 | 19960186.6406 | 19960186.6406 | 15432221.3765 | 8123701.7665 | 0 | 28458714.1497 | 71974823.9333 | 421.6965 | 0.34182 | 83256.1933 | 210562.9166 | 1697.2901 | 4292.6099
1 | 4700 | 707 | 0.035 | 15 | 15 | 7 | 5.6234e-13 | 0 | CO2 | Porous | Wet | R245fa | MinimizeLCOE_Brownfield | IgnoreSilica | 9.3512 | 1.336 | 0.12639 | 4 | 58851.1475 | 144926.5595 | 1199.7602 | 2954.5239 | 110.3299 | 15.4883 | 2856196869.6364 | 943886.4014 | 0 | 544287.0543 | 0 | 0 | 0 | 658323.1944 | 837133.6936 | 2178050.1509 | 1486563.9824 | 6648244.477 | 3144235.0165 | 19960186.6406 | 19960186.6406 | 15432221.3765 | 8123701.7665 | 0 | 29752666.1341 | 73268775.9178 | 562.3413 | 0.50556 | 58851.1475 | 144926.5595 | 1199.7602 | 2954.5239
1 | 4700 | 707 | 0.035 | 15 | 15 | 7 | 7.4989e-13 | 0 | CO2 | Porous | Wet | R245fa | MinimizeLCOE_Brownfield | IgnoreSilica | 12.1823 | 1.8582 | 0.18107 | 4 | 43090.4342 | 103171.8635 | 878.4568 | 2103.298 | 113.0034 | 15.6043 | 3620517412.7632 | 1163345.6009 | 0 | 672536.0864 | 0 | 0 | 0 | 781067.8033 | 1020610.3013 | 2655418.648 | 1812377.7907 | 8105356.2305 | 3144235.0165 | 19960186.6406 | 19960186.6406 | 15432221.3765 | 8123701.7665 | 0 | 31209777.8876 | 74725887.6712 | 749.8942 | 0.72429 | 43090.4342 | 103171.8635 | 878.4568 | 2103.298
1 | 4700 | 707 | 0.035 | 15 | 15 | 7 | 1e-12 | 0 | CO2 | Porous | Wet | R245fa | MinimizeLCOE_Brownfield | IgnoreSilica | 15.7749 | 2.5285 | 0.25351 | 4 | 32457.3322 | 75370.1904 | 661.6866 | 1536.5233 | 115.1002 | 15.6874 | 4453913996.3883 | 1420632.8919 | 0 | 826998.8034 | 0 | 0 | 0 | 919426.5641 | 1235152.7212 | 3213614.0158 | 2193357.599 | 9809182.5953 | 3144235.0165 | 19960186.6406 | 19960186.6406 | 15432221.3765 | 8123701.7665 | 0 | 32913604.2524 | 76429714.0361 | 1000 | 1.0141 | 32457.3322 | 75370.1904 | 661.6866 | 1536.5233
1 | 4700 | 707 | 0.035 | 15 | 15 | 7 | 1.3335e-12 | 0 | CO2 | Porous | Wet | R245fa | MinimizeLCOE_Brownfield | IgnoreSilica | 20.3038 | 3.3808 | 0.34848 | 4 | 25033.3107 | 56251.7947 | 510.3379 | 1146.7689 | 116.7254 | 15.7421 | 5359553288.6939 | 1720670.3151 | 0 | 1012032.2014 | 0 | 0 | 0 | 1073909.6475 | 1484578.7439 | 3862569.3627 | 2636282.9579 | 11790043.2286 | 3144235.0165 | 19960186.6406 | 19960186.6406 | 15432221.3765 | 8123701.7665 | 0 | 34894464.8857 | 78410574.6693 | 1333.5214 | 1.3939 | 25033.3107 | 56251.7947 | 510.3379 | 1146.7689
1 | 4700 | 707 | 0.035 | 15 | 15 | 7 | 1.7783e-12 | 0 | CO2 | Porous | Wet | R245fa | MinimizeLCOE_Brownfield | IgnoreSilica | 25.9749 | 4.4552 | 0.47171 | 4 | 19707.4709 | 42770.4044 | 401.7635 | 871.9325 | 117.9646 | 15.77 | 6313425051.0643 | 2068756.7568 | 0 | 1232467.5336 | 0 | 0 | 0 | 1244887.3252 | 1772983.53 | 4612939.4563 | 3148425.9653 | 14080460.5671 | 3144235.0165 | 19960186.6406 | 19960186.6406 | 15432221.3765 | 8123701.7665 | 0 | 37184882.2242 | 80700992.0079 | 1778.2794 | 1.8868 | 19707.4709 | 42770.4044 | 401.7635 | 871.9325
1 | 4700 | 707 | 0.035 | 15 | 15 | 7 | 2.3714e-12 | 0 | CO2 | Porous | Wet | R245fa | MinimizeLCOE_Brownfield | IgnoreSilica | 33.0176 | 5.7969 | 0.62973 | 4 | 15806.1356 | 33081.8098 | 322.2295 | 674.4174 | 118.8815 | 15.7695 | 7272698288.4563 | 2469749.815 | 0 | 1493238.3336 | 0 | 0 | 0 | 1432124.57 | 2104093.9602 | 5474420.8755 | 3736404.7356 | 16710032.29 | 3144235.0165 | 19960186.6406 | 19960186.6406 | 15432221.3765 | 8123701.7665 | 0 | 39814453.9471 | 83330563.7307 | 2371.3737 | 2.5189 | 15806.1356 | 33081.8098 | 322.2295 | 674.4174
1 | 4700 | 707 | 0.035 | 15 | 15 | 7 | 3.1623e-12 | 0 | CO2 | Porous | Wet | R245fa | MinimizeLCOE_Brownfield | IgnoreSilica | 41.5561 | 7.4339 | 0.8284 | 4 | 12902.9313 | 26035.4775 | 263.0437 | 530.7684 | 119.5117 | 15.7361 | 8253304039.7431 | 2921242.23 | 0 | 1794898.6627 | 0 | 0 | 0 | 1628458.8188 | 2474393.8875 | 6437865.3273 | 4393975.3708 | 19650834.2971 | 3144235.0165 | 19960186.6406 | 19960186.6406 | 15432221.3765 | 8123701.7665 | 0 | 42755255.9542 | 86271365.7378 | 3162.2777 | 3.3136 | 12902.9313 | 26035.4775 | 263.0437 | 530.7684
1 | 4700 | 707 | 0.035 | 15 | 15 | 7 | 4.217e-12 | 0 | CO2 | Porous | Wet | R245fa | MinimizeLCOE_Brownfield | IgnoreSilica | 51.6487 | 9.3819 | 1.0719 | 4 | 10718.5347 | 20867.4382 | 218.5118 | 425.411 | 119.8825 | 15.6634 | 9211345779.478 | 3417407.2235 | 0 | 2135894.1828 | 0 | 0 | 0 | 1825536.5042 | 2877746.7851 | 7487306.8278 | 5110240.7587 | 22854132.2822 | 3144235.0165 | 19960186.6406 | 19960186.6406 | 15432221.3765 | 8123701.7665 | 0 | 45958553.9393 | 89474663.7229 | 4216.965 | 4.2878 | 10718.5347 | 20867.4382 | 218.5118 | 425.411
1 | 4700 | 707 | 0.035 | 15 | 15 | 7 | 5.6234e-12 | 0 | CO2 | Porous | Wet | R245fa | MinimizeLCOE_Brownfield | IgnoreSilica | 63.1297 | 11.6149 | 1.3598 | 4 | 9064.7906 | 17065.0397 | 184.798 | 347.8939 | 120.007 | 15.5449 | 10102757023.6083 | 3942567.8338 | 0 | 2507952.3739 | 0 | 0 | 0 | 2009263.7142 | 3299315.7295 | 8584142.7455 | 5858853.8103 | 26202096.2073 | 3144235.0165 | 19960186.6406 | 19960186.6406 | 15432221.3765 | 8123701.7665 | 0 | 49306517.8644 | 92822627.648 | 5623.4133 | 5.4393 | 9064.7906 | 17065.0397 | 184.798 | 347.8939
1 | 4700 | 707 | 0.035 | 15 | 15 | 7 | 7.4989e-12 | 0 | CO2 | Porous | Wet | R245fa | MinimizeLCOE_Brownfield | IgnoreSilica | 75.4607 | 14.0354 | 1.6831 | 4 | 7811.321 | 14275.0522 | 159.2443 | 291.0162 | 119.8951 | 15.3791 | 10904656897.304 | 4467746.835 | 0 | 2892738.5389 | 0 | 0 | 0 | 2158959.9241 | 3712583.6662 | 9659381.1439 | 6592726.1112 | 29484136.2194 | 3144235.0165 | 19960186.6406 | 19960186.6406 | 15432221.3765 | 8123701.7665 | 0 | 52588557.8765 | 96104667.6602 | 7498.9421 | 6.7324 | 7811.321 | 14275.0522 | 159.2443 | 291.0162
1 | 4700 | 707 | 0.035 | 15 | 15 | 7 | 1e-11 | 0 | CO2 | Porous | Wet | R245fa | MinimizeLCOE_Brownfield | IgnoreSilica | 87.8918 | 16.4995 | 2.0246 | 4 | 6863.9387 | 12237.2814 | 139.9307 | 249.4735 | 119.5736 | 15.1729 | 11580381611.4502 | 4961213.9713 | 0 | 3268066.1585 | 0 | 0 | 0 | 2258497.1569 | 4090233.1418 | 10641947.6128 | 7263347.9159 | 32483305.9572 | 3144235.0165 | 19960186.6406 | 19960186.6406 | 15432221.3765 | 8123701.7665 | 0 | 55587727.6143 | 99103837.398 | 10000 | 8.0985 | 6863.9387 | 12237.2814 | 139.9307 | 249.4735
1 | 4700 | 707 | 0.035 | 15 | 15 | 7 | 1.3335e-11 | 0 | CO2 | Porous | Wet | R245fa | MinimizeLCOE_Brownfield | IgnoreSilica | 99.6802 | 18.8599 | 2.3637 | 4 | 6149.9867 | 10752.5216 | 125.3758 | 219.2047 | 119.0884 | 14.9382 | 12108765448.4655 | 5397880.5417 | 0 | 3614260.1569 | 0 | 0 | 0 | 2301932.9116 | 4412488.708 | 11480390.4922 | 7835602.4094 | 35042555.2196 | 3144235.0165 | 19960186.6406 | 19960186.6406 | 15432221.3765 | 8123701.7665 | 0 | 58146976.8768 | 101663086.6604 | 13335.2143 | 9.4548 | 6149.9867 | 10752.5216 | 125.3758 | 219.2047
1 | 4700 | 707 | 0.035 | 15 | 15 | 7 | 1.7783e-11 | 0 | CO2 | Porous | Wet | R245fa | MinimizeLCOE_Brownfield | IgnoreSilica | 110.1944 | 20.9836 | 2.6795 | 4 | 5616.1535 | 9676.2253 | 114.4929 | 197.2629 | 118.5223 | 14.7023 | 12499428429.5117 | 5763174.6215 | 0 | 3916154.2749 | 0 | 0 | 0 | 2295754.9819 | 4670282.7125 | 12151117.6113 | 8293387.4502 | 37089871.6522 | 3144235.0165 | 19960186.6406 | 19960186.6406 | 15432221.3765 | 8123701.7665 | 0 | 60194293.3093 | 103710403.093 | 17782.7941 | 10.7181 | 5616.1535 | 9676.2253 | 114.4929 | 197.2629
1 | 4700 | 707 | 0.035 | 15 | 15 | 7 | 2.3714e-11 | 0 | CO2 | Porous | Wet | R245fa | MinimizeLCOE_Brownfield | IgnoreSilica | 119.142 | 22.806 | 2.959 | 4 | 5217.1539 | 8893.7332 | 106.3587 | 181.3108 | 117.939 | 14.4795 | 12776764605.4343 | 6056108.1972 | 0 | 4168541.0813 | 0 | 0 | 0 | 2252850.0103 | 4866224.7226 | 12660918.5283 | 8641337.0515 | 38645979.5912 | 3144235.0165 | 19960186.6406 | 19960186.6406 | 15432221.3765 | 8123701.7665 | 0 | 61750401.2484 | 105266511.032 | 23713.7371 | 11.836 | 5217.1539 | 8893.7332 | 106.3587 | 181.3108
1 | 4700 | 707 | 0.035 | 15 | 15 | 7 | 3.1623e-11 | 0 | CO2 | Porous | Wet | R245fa | MinimizeLCOE_Brownfield | IgnoreSilica | 126.5083 | 24.3168 | 3.1965 | 4 | 4919.2261 | 8322.6388 | 100.2851 | 169.6682 | 117.3884 | 14.2808 | 12962474327.8923 | 6284889.7272 | 0 | 4373485.0711 | 0 | 0 | 0 | 2189430.655 | 5010644.1268 | 13036668.1935 | 8897793.9188 | 39792911.6924 | 3144235.0165 | 19960186.6406 | 19960186.6406 | 15432221.3765 | 8123701.7665 | 0 | 62897333.3495 | 106413443.1331 | 31622.7766 | 12.786 | 4919.2261 | 8322.6388 | 100.2851 | 169.6682
1 | 4700 | 707 | 0.035 | 15 | 15 | 7 | 4.217e-11 | 0 | CO2 | Porous | Wet | R245fa | MinimizeLCOE_Brownfield | IgnoreSilica | 132.4038 | 25.533 | 3.3918 | 4 | 4696.7481 | 7904.2212 | 95.7496 | 161.1382 | 116.9014 | 14.1116 | 13085928218.7134 | 6459864.0555 | 0 | 4535787.5535 | 0 | 0 | 0 | 2118170.7514 | 5114390.7205 | 13306595.549 | 9082024.8854 | 40616833.5153 | 3144235.0165 | 19960186.6406 | 19960186.6406 | 15432221.3765 | 8123701.7665 | 0 | 63721255.1724 | 107237364.9561 | 42169.6503 | 13.5671 | 4696.7481 | 7904.2212 | 95.7496 | 161.1382
1 | 4700 | 707 | 0.035 | 15 | 15 | 7 | 5.6234e-11 | 0 | CO2 | Porous | Wet | R245fa | MinimizeLCOE_Brownfield | IgnoreSilica | 135.405 | 26.1922 | 3.5271 | 4 | 4529.9592 | 7614.413 | 92.3493 | 155.2301 | 116.6281 | 14.0184 | 13163920948.2451 | 6545465.69 | 0 | 4617852.7875 | 0 | 0 | 0 | 2011313.2193 | 5138106.3617 | 13368298.7826 | 9124138.6102 | 40805175.4513 | 3144235.0165 | 19960186.6406 | 19960186.6406 | 15432221.3765 | 8123701.7665 | 0 | 63909597.1084 | 107425706.892 | 56234.1325 | 14.1082 | 4529.9592 | 7614.413 | 92.3493 | 155.2301
1 | 4700 | 707 | 0.035 | 15 | 15 | 7 | 7.4989e-11 | 0 | CO2 | Porous | Wet | R245fa | MinimizeLCOE_Brownfield | IgnoreSilica | 140.6398 | 27.2446 | 3.6726 | 4 | 4405.2977 | 7367.4823 | 89.808 | 150.1961 | 116.1445 | 13.857 | 13213711487.9952 | 6691524.6031 | 0 | 4760131.343 | 0 | 0 | 0 | 1983410.2925 | 5239675.833 | 13632561.7123 | 9304503.4898 | 41611807.2737 | 3144235.0165 | 19960186.6406 | 19960186.6406 | 15432221.3765 | 8123701.7665 | 0 | 64716228.9308 | 108232338.7144 | 74989.4209 | 14.6905 | 4405.2977 | 7367.4823 | 89.808 | 150.1961
1 | 4700 | 707 | 0.035 | 15 | 15 | 7 | 1e-10 | 0 | CO2 | Porous | Wet | R245fa | MinimizeLCOE_Brownfield | IgnoreSilica | 143.4003 | 27.8206 | 3.7688 | 4 | 4312.3506 | 7198.9396 | 87.9131 | 146.7601 | 115.8746 | 13.7691 | 13244028777.0167 | 6766127.9183 | 0 | 4834731.4618 | 0 | 0 | 0 | 1929008.424 | 5276648.4436 | 13728756.8608 | 9370158.6552 | 41905431.7637 | 3144235.0165 | 19960186.6406 | 19960186.6406 | 15432221.3765 | 8123701.7665 | 0 | 65009853.4208 | 108525963.2045 | 100000 | 15.0753 | 4312.3506 | 7198.9396 | 87.9131 | 146.7601
1 | 4700 | 707 | 0.035 | 15 | 15 | 7 | 1.3335e-10 | 0 | CO2 | Porous | Wet | R245fa | MinimizeLCOE_Brownfield | IgnoreSilica | 145.4996 | 28.2598 | 3.8429 | 4 | 4242.7438 | 7073.7164 | 86.4941 | 144.2073 | 115.6629 | 13.7008 | 13264774647.2573 | 6821754.6322 | 0 | 4891272.4517 | 0 | 0 | 0 | 1883740.2676 | 5302739.2671 | 13796639.8317 | 9416490.1777 | 42112636.6281 | 3144235.0165 | 19960186.6406 | 19960186.6406 | 15432221.3765 | 8123701.7665 | 0 | 65217058.2852 | 108733168.0688 | 133352.1432 | 15.3714 | 4242.7438 | 7073.7164 | 86.4941 | 144.2073
1 | 4700 | 707 | 0.035 | 15 | 15 | 7 | 1.7783e-10 | 0 | CO2 | Porous | Wet | R245fa | MinimizeLCOE_Brownfield | IgnoreSilica | 147.1003 | 28.5951 | 3.8996 | 4 | 4190.597 | 6980.3724 | 85.431 | 142.3043 | 115.4977 | 13.6481 | 13276213707.8023 | 6863521.699 | 0 | 4934272.7937 | 0 | 0 | 0 | 1847295.091 | 5321584.9377 | 13845672.4007 | 9449955.9136 | 42262302.8358 | 3144235.0165 | 19960186.6406 | 19960186.6406 | 15432221.3765 | 8123701.7665 | 0 | 65366724.4929 | 108882834.2766 | 177827.941 | 15.5984 | 4190.597 | 6980.3724 | 85.431 | 142.3043
1 | 4700 | 707 | 0.035 | 15 | 15 | 7 | 2.3714e-10 | 0 | CO2 | Porous | Wet | R245fa | MinimizeLCOE_Brownfield | IgnoreSilica | 148.3159 | 28.85 | 3.9429 | 4 | 4151.5184 | 6910.6869 | 84.6343 | 140.8837 | 115.3701 | 13.6075 | 13282224548.5844 | 6894865.0628 | 0 | 4966865.6622 | 0 | 0 | 0 | 1818477.9513 | 5335281.3838 | 13881307.7439 | 9474277.7675 | 42371075.5715 | 3144235.0165 | 19960186.6406 | 19960186.6406 | 15432221.3765 | 8123701.7665 | 0 | 65475497.2286 | 108991607.0122 | 237137.3706 | 15.7715 | 4151.5184 | 6910.6869 | 84.6343 | 140.8837
1 | 4700 | 707 | 0.035 | 15 | 15 | 7 | 3.1623e-10 | 0 | CO2 | Porous | Wet | R245fa | MinimizeLCOE_Brownfield | IgnoreSilica | 149.2197 | 29.04 | 3.9755 | 4 | 4122.2267 | 6858.7551 | 84.0372 | 139.825 | 115.274 | 13.5771 | 13289941831.4334 | 6917958.4397 | 0 | 4991066.4437 | 0 | 0 | 0 | 1795691.32 | 5344839.3193 | 13906175.5316 | 9491250.5436 | 42446981.5979 | 3144235.0165 | 19960186.6406 | 19960186.6406 | 15432221.3765 | 8123701.7665 | 0 | 65551403.2551 | 109067513.0387 | 316227.766 | 15.9019 | 4122.2267 | 6858.7551 | 84.0372 | 139.825
1 | 4700 | 707 | 0.035 | 15 | 15 | 7 | 4.217e-10 | 0 | CO2 | Porous | Wet | R245fa | MinimizeLCOE_Brownfield | IgnoreSilica | 149.9165 | 29.1863 | 4.0004 | 4 | 4100.2678 | 6819.7797 | 83.5895 | 139.0304 | 115.1992 | 13.5535 | 13290761370.2778 | 6935638.9605 | 0 | 5009702.3392 | 0 | 0 | 0 | 1778355.6329 | 5352241.8037 | 13925435.2775 | 9504395.716 | 42505769.7299 | 3144235.0165 | 19960186.6406 | 19960186.6406 | 15432221.3765 | 8123701.7665 | 0 | 65610191.387 | 109126301.1707 | 421696.5034 | 16.0014 | 4100.2678 | 6819.7797 | 83.5895 | 139.0304
1 | 4700 | 707 | 0.035 | 15 | 15 | 7 | 5.6234e-10 | 0 | CO2 | Porous | Wet | R245fa | MinimizeLCOE_Brownfield | IgnoreSilica | 150.4307 | 29.2945 | 4.019 | 4 | 4083.8043 | 6790.7074 | 83.2539 | 138.4378 | 115.1436 | 13.536 | 13294089184.6757 | 6948615.2725 | 0 | 5023442.8707 | 0 | 0 | 0 | 1764859.1304 | 5357397.7367 | 13938849.9575 | 9513551.5107 | 42546716.4785 | 3144235.0165 | 19960186.6406 | 19960186.6406 | 15432221.3765 | 8123701.7665 | 0 | 65651138.1356 | 109167247.9193 | 562341.3252 | 16.076 | 4083.8043 | 6790.7074 | 83.2539 | 138.4378
1 | 4700 | 707 | 0.035 | 15 | 15 | 7 | 7.4989e-10 | 0 | CO2 | Porous | Wet | R245fa | MinimizeLCOE_Brownfield | IgnoreSilica | 150.823 | 29.377 | 4.0331 | 4 | 4071.4602 | 6768.8902 | 83.0022 | 137.993 | 115.1009 | 13.5226 | 13293915688.452 | 6958477.6102 | 0 | 5033920.8504 | 0 | 0 | 0 | 1754664.3691 | 5361354.5036 | 13949144.6532 | 9520577.8521 | 42578139.8385 | 3144235.0165 | 19960186.6406 | 19960186.6406 | 15432221.3765 | 8123701.7665 | 0 | 65682561.4956 | 109198671.2792 | 749894.2093 | 16.1324 | 4071.4602 | 6768.8902 | 83.0022 | 137.993
1 | 4700 | 707 | 0.035 | 15 | 15 | 7 | 1e-09 | 0 | CO2 | Porous | Wet | R245fa | MinimizeLCOE_Brownfield | IgnoreSilica | 151.1151 | 29.4385 | 4.0437 | 4 | 4062.2045 | 6752.5735 | 82.8135 | 137.6603 | 115.069 | 13.5126 | 13295729974.6091 | 6965797.4728 | 0 | 5041718.0399 | 0 | 0 | 0 | 1746869.5134 | 5364210.1602 | 13956574.486 | 9525648.8656 | 42600818.538 | 3144235.0165 | 19960186.6406 | 19960186.6406 | 15432221.3765 | 8123701.7665 | 0 | 65705240.1951 | 109221349.9787 | 1000000 | 16.1748 | 4062.2045 | 6752.5735 | 82.8135 | 137.6603
1 | 4700 | 707 | 0.035 | 15 | 15 | 7 | 1.3335e-09 | 0 | CO2 | Porous | Wet | R245fa | MinimizeLCOE_Brownfield | IgnoreSilica | 151.3346 | 29.4847 | 4.0517 | 4 | 4055.2643 | 6740.3475 | 82.672 | 137.4111 | 115.045 | 13.5051 | 13300878633.034 | 6971285.6256 | 0 | 5047575.4272 | 0 | 0 | 0 | 1740969.0643 | 5366333.7457 | 13962099.6198 | 9529419.883 | 42617683.3656 | 3144235.0165 | 19960186.6406 | 19960186.6406 | 15432221.3765 | 8123701.7665 | 0 | 65722105.0227 | 109238214.8064 | 1333521.4322 | 16.2066 | 4055.2643 | 6740.3475 | 82.672 | 137.4111
1 | 4700 | 707 | 0.035 | 15 | 15 | 7 | 1.7783e-09 | 0 | CO2 | Porous | Wet | R245fa | MinimizeLCOE_Brownfield | IgnoreSilica | 151.4977 | 29.5191 | 4.0576 | 4 | 4050.06 | 6731.1996 | 82.566 | 137.2246 | 115.0271 | 13.4995 | 13301945563.7723 | 6975358.4471 | 0 | 5051928.8233 | 0 | 0 | 0 | 1736483.1128 | 5367870.4495 | 13966097.8079 | 9532148.7285 | 42629887.3692 | 3144235.0165 | 19960186.6406 | 19960186.6406 | 15432221.3765 | 8123701.7665 | 0 | 65734309.0263 | 109250418.81 | 1778279.41 | 16.2305 | 4050.06 | 6731.1996 | 82.566 | 137.2246
1 | 4700 | 707 | 0.035 | 15 | 15 | 7 | 2.3714e-09 | 0 | CO2 | Porous | Wet | R245fa | MinimizeLCOE_Brownfield | IgnoreSilica | 151.6144 | 29.5438 | 4.062 | 4 | 4046.1576 | 6724.3937 | 82.4864 | 137.0859 | 115.0142 | 13.4955 | 13300094897.0085 | 6978266.6758 | 0 | 5055041.5148 | 0 | 0 | 0 | 1732997.9874 | 5368859.4094 | 13968670.8787 | 9533904.9022 | 42637741.3683 | 3144235.0165 | 19960186.6406 | 19960186.6406 | 15432221.3765 | 8123701.7665 | 0 | 65742163.0254 | 109258272.809 | 2371373.7057 | 16.248 | 4046.1576 | 6724.3937 | 82.4864 | 137.0859
1 | 4700 | 707 | 0.035 | 15 | 15 | 7 | 3.1623e-09 | 0 | CO2 | Porous | Wet | R245fa | MinimizeLCOE_Brownfield | IgnoreSilica | 151.707 | 29.5634 | 4.0654 | 4 | 4043.2312 | 6719.2475 | 82.4267 | 136.9809 | 115.004 | 13.4923 | 13300465723.7783 | 6980573.297 | 0 | 5057511.5638 | 0 | 0 | 0 | 1730464.0929 | 5369734.0919 | 13970946.6233 | 9535458.1446 | 42644687.8135 | 3144235.0165 | 19960186.6406 | 19960186.6406 | 15432221.3765 | 8123701.7665 | 0 | 65749109.4706 | 109265219.2542 | 3162277.6602 | 16.2615 | 4043.2312 | 6719.2475 | 82.4267 | 136.9809
1 | 4700 | 707 | 0.035 | 15 | 15 | 7 | 4.217e-09 | 0 | CO2 | Porous | Wet | R245fa | MinimizeLCOE_Brownfield | IgnoreSilica | 151.7802 | 29.5787 | 4.068 | 4 | 4041.0368 | 6715.3574 | 82.382 | 136.9016 | 114.996 | 13.4898 | 13299665341.1658 | 6982394.638 | 0 | 5059462.6893 | 0 | 0 | 0 | 1728623.4157 | 5370487.4898 | 13972906.81 | 9536796.0123 | 42650671.0551 | 3144235.0165 | 19960186.6406 | 19960186.6406 | 15432221.3765 | 8123701.7665 | 0 | 65755092.7122 | 109271202.4959 | 4216965.0343 | 16.2718 | 4041.0368 | 6715.3574 | 82.382 | 136.9016
1 | 4700 | 707 | 0.035 | 15 | 15 | 7 | 5.6234e-09 | 0 | CO2 | Porous | Wet | R245fa | MinimizeLCOE_Brownfield | IgnoreSilica | 151.8339 | 29.59 | 4.0699 | 4 | 4039.3912 | 6712.451 | 82.3485 | 136.8424 | 114.99 | 13.488 | 13299402927.1514 | 6983730.922 | 0 | 5060895.0414 | 0 | 0 | 0 | 1727218.9755 | 5371019.5262 | 13974291.0595 | 9537740.7911 | 42654896.3158 | 3144235.0165 | 19960186.6406 | 19960186.6406 | 15432221.3765 | 8123701.7665 | 0 | 65759317.9729 | 109275427.7565 | 5623413.2519 | 16.2795 | 4039.3912 | 6712.451 | 82.3485 | 136.8424
1 | 4700 | 707 | 0.035 | 15 | 15 | 7 | 7.4989e-09 | 0 | CO2 | Porous | Wet | R245fa | MinimizeLCOE_Brownfield | IgnoreSilica | 151.8682 | 29.5973 | 4.0712 | 4 | 4038.1572 | 6710.3245 | 82.3233 | 136.799 | 114.9862 | 13.4868 | 13299611105.9598 | 6984582.2962 | 0 | 5061808.7304 | 0 | 0 | 0 | 1726057.1014 | 5371254.7699 | 13974903.1155 | 9538158.5319 | 42656764.5453 | 3144235.0165 | 19960186.6406 | 19960186.6406 | 15432221.3765 | 8123701.7665 | 0 | 65761186.2024 | 109277295.986 | 7498942.0933 | 16.2849 | 4038.1572 | 6710.3245 | 82.3233 | 136.799
1 | 4700 | 707 | 0.035 | 15 | 15 | 7 | 1e-08 | 0 | CO2 | Porous | Wet | R245fa | MinimizeLCOE_Brownfield | IgnoreSilica | 151.8922 | 29.6025 | 4.0722 | 4 | 4037.2319 | 6708.7442 | 82.3044 | 136.7668 | 114.9836 | 13.4859 | 13302603404.8887 | 6985180.1646 | 0 | 5062450.7574 | 0 | 0 | 0 | 1725156.0809 | 5371386.9311 | 13975246.9718 | 9538393.2209 | 42657814.1267 | 3144235.0165 | 19960186.6406 | 19960186.6406 | 15432221.3765 | 8123701.7665 | 0 | 65762235.7838 | 109278345.5674 | 10000000 | 16.2889 | 4037.2319 | 6708.7442 | 82.3044 | 136.7668
1 | 4800 | 707 | 0.035 | 15 | 15 | 7 | 1e-13 | 0 | CO2 | Porous | Wet | R245fa | MinimizeLCOE_Brownfield | IgnoreSilica | 1.4679 | 0.026339 | 0.0029393 | 4 | 2124657.2268 | 5920053.97 | 43314.0114 | 120688.3076 | 73.555 | 13.5447 | 72281950.253 | 177064.9077 | 0 | 77378.6025 | 0 | 0 | 0 | 173986.2041 | 167087.5886 | 434727.6312 | 296710.5411 | 1326955.4753 | 3144235.0165 | 20509168.3242 | 20509168.3242 | 15798354.3283 | 8316321.2789 | 0 | 24980358.8159 | 69604202.7473 | 100 | 0.011757 | 2124657.2268 | 5920053.97 | 43314.0114 | 120688.3076
1 | 4800 | 707 | 0.035 | 15 | 15 | 7 | 1.3335e-13 | 0 | CO2 | Porous | Wet | R245fa | MinimizeLCOE_Brownfield | IgnoreSilica | 2.1894 | 0.11133 | 0.0096293 | 4 | 665238.7191 | 1823777.3231 | 13561.7911 | 37180.1676 | 84.5413 | 14.3531 | 238736344.4298 | 266033.1859 | 0 | 129229.954 | 0 | 0 | 0 | 240730.3982 | 248037.4798 | 645342.643 | 440459.6143 | 1969833.2752 | 3144235.0165 | 20509168.3242 | 20509168.3242 | 15798354.3283 | 8316321.2789 | 0 | 25623236.6159 | 70247080.5473 | 133.3521 | 0.038517 | 665238.7191 | 1823777.3231 | 13561.7911 | 37180.1676
1 | 4800 | 707 | 0.035 | 15 | 15 | 7 | 1.7783e-13 | 0 | CO2 | Porous | Wet | R245fa | MinimizeLCOE_Brownfield | IgnoreSilica | 3.0519 | 0.23617 | 0.020509 | 4 | 320972.9716 | 864918.3652 | 6543.4682 | 17632.5308 | 92.8381 | 14.8865 | 672307531.1068 | 366399.8716 | 0 | 188776.2156 | 0 | 0 | 0 | 309580.9327 | 337255.2377 | 877468.948 | 598890.5872 | 2678371.7929 | 3144235.0165 | 20509168.3242 | 20509168.3242 | 15798354.3283 | 8316321.2789 | 0 | 26331775.1335 | 70955619.0649 | 177.8279 | 0.082037 | 320972.9716 | 864918.3652 | 6543.4682 | 17632.5308
1 | 4800 | 707 | 0.035 | 15 | 15 | 7 | 2.3714e-13 | 0 | CO2 | Porous | Wet | R245fa | MinimizeLCOE_Brownfield | IgnoreSilica | 4.136 | 0.41146 | 0.036699 | 4 | 184963.2274 | 488951.3488 | 3770.7256 | 9967.9346 | 99.5038 | 15.2716 | 1195605259.9081 | 483931.3805 | 0 | 259910.0358 | 0 | 0 | 0 | 385616.4455 | 440488.5662 | 1146060.8925 | 782210.1083 | 3498217.4289 | 3144235.0165 | 20509168.3242 | 20509168.3242 | 15798354.3283 | 8316321.2789 | 0 | 27151620.7695 | 71775464.7009 | 237.1374 | 0.14679 | 184963.2274 | 488951.3488 | 3770.7256 | 9967.9346
1 | 4800 | 707 | 0.035 | 15 | 15 | 7 | 3.1623e-13 | 0 | CO2 | Porous | Wet | R245fa | MinimizeLCOE_Brownfield | IgnoreSilica | 5.5339 | 0.65235 | 0.059719 | 4 | 117744.5151 | 304551.1556 | 2400.3812 | 6208.6872 | 104.9576 | 15.5601 | 1686220079.7261 | 624206.9281 | 0 | 346718.8261 | 0 | 0 | 0 | 473281.037 | 563240.6486 | 1465436.631 | 1000190.6124 | 4473074.6832 | 3144235.0165 | 20509168.3242 | 20509168.3242 | 15798354.3283 | 8316321.2789 | 0 | 28126478.0238 | 72750321.9552 | 316.2278 | 0.23888 | 117744.5151 | 304551.1556 | 2400.3812 | 6208.6872
1 | 4800 | 707 | 0.035 | 15 | 15 | 7 | 4.217e-13 | 0 | CO2 | Porous | Wet | R245fa | MinimizeLCOE_Brownfield | IgnoreSilica | 7.3561 | 0.97854 | 0.091713 | 4 | 79829.4826 | 201469.7846 | 1627.432 | 4107.2341 | 109.4055 | 15.7783 | 2327239222.0798 | 792792.6683 | 0 | 449209.7857 | 0 | 0 | 0 | 576417.3915 | 709183.7398 | 1845150.6173 | 1259353.2103 | 5632107.4129 | 3144235.0165 | 20509168.3242 | 20509168.3242 | 15798354.3283 | 8316321.2789 | 0 | 29285510.7535 | 73909354.6849 | 421.6965 | 0.36685 | 79829.4826 | 201469.7846 | 1627.432 | 4107.2341
1 | 4800 | 707 | 0.035 | 15 | 15 | 7 | 5.6234e-13 | 0 | CO2 | Porous | Wet | R245fa | MinimizeLCOE_Brownfield | IgnoreSilica | 9.6413 | 1.4 | 0.13539 | 4 | 56456.7892 | 138854.4067 | 1150.948 | 2830.7349 | 112.8752 | 15.9375 | 3051343869.8422 | 987674.0389 | 0 | 557751.3044 | 0 | 0 | 0 | 689373.8282 | 871571.6769 | 2267650.7193 | 1547718.2115 | 6921739.7791 | 3144235.0165 | 20509168.3242 | 20509168.3242 | 15798354.3283 | 8316321.2789 | 0 | 30575143.1198 | 75198987.0512 | 562.3413 | 0.54157 | 56456.7892 | 138854.4067 | 1150.948 | 2830.7349
1 | 4800 | 707 | 0.035 | 15 | 15 | 7 | 7.4989e-13 | 0 | CO2 | Porous | Wet | R245fa | MinimizeLCOE_Brownfield | IgnoreSilica | 12.565 | 1.9481 | 0.19392 | 4 | 41377.7611 | 98907.7361 | 843.5416 | 2016.368 | 115.6318 | 16.0554 | 3809272026.2463 | 1217767.7749 | 0 | 689383.5792 | 0 | 0 | 0 | 818416.2361 | 1062971.3602 | 2765633.4337 | 1887601.6466 | 8441774.0307 | 3144235.0165 | 20509168.3242 | 20509168.3242 | 15798354.3283 | 8316321.2789 | 0 | 32095177.3713 | 76719021.3027 | 749.8942 | 0.77566 | 41377.7611 | 98907.7361 | 843.5416 | 2016.368
1 | 4800 | 707 | 0.035 | 15 | 15 | 7 | 1e-12 | 0 | CO2 | Porous | Wet | R245fa | MinimizeLCOE_Brownfield | IgnoreSilica | 16.2501 | 2.6477 | 0.27128 | 4 | 31201.9619 | 72326.0948 | 636.0942 | 1474.4653 | 117.7805 | 16.139 | 4709175058.8004 | 1485693.5494 | 0 | 846872.1397 | 0 | 0 | 0 | 961927.6736 | 1284852.4115 | 3342922.4151 | 2281613.2385 | 10203881.4278 | 3144235.0165 | 20509168.3242 | 20509168.3242 | 15798354.3283 | 8316321.2789 | 0 | 33857284.7685 | 78481128.6998 | 1000 | 1.0851 | 31201.9619 | 72326.0948 | 636.0942 | 1474.4653
1 | 4800 | 707 | 0.035 | 15 | 15 | 7 | 1.3335e-12 | 0 | CO2 | Porous | Wet | R245fa | MinimizeLCOE_Brownfield | IgnoreSilica | 20.9176 | 3.5407 | 0.37273 | 4 | 24091.5294 | 54022.0776 | 491.1384 | 1101.3131 | 119.4547 | 16.1938 | 5634323049.8603 | 1799645.1185 | 0 | 1036435.8984 | 0 | 0 | 0 | 1123869.6351 | 1544380.7543 | 4018161.9266 | 2742478.0799 | 12264971.4127 | 3144235.0165 | 20509168.3242 | 20509168.3242 | 15798354.3283 | 8316321.2789 | 0 | 35918374.7533 | 80542218.6847 | 1333.5214 | 1.4909 | 24091.5294 | 54022.0776 | 491.1384 | 1101.3131
1 | 4800 | 707 | 0.035 | 15 | 15 | 7 | 1.7783e-12 | 0 | CO2 | Porous | Wet | R245fa | MinimizeLCOE_Brownfield | IgnoreSilica | 26.7519 | 4.6648 | 0.50424 | 4 | 18986.828 | 41110.9446 | 387.0722 | 838.1022 | 120.7284 | 16.2205 | 6618514935.9221 | 2163229.0318 | 0 | 1261874.2682 | 0 | 0 | 0 | 1302504.5056 | 1843767.0442 | 4797103.6403 | 3274121.8052 | 14642600.2953 | 3144235.0165 | 20509168.3242 | 20509168.3242 | 15798354.3283 | 8316321.2789 | 0 | 38296003.6359 | 82919847.5673 | 1778.2794 | 2.017 | 18986.828 | 41110.9446 | 387.0722 | 838.1022
1 | 4800 | 707 | 0.035 | 15 | 15 | 7 | 2.3714e-12 | 0 | CO2 | Porous | Wet | R245fa | MinimizeLCOE_Brownfield | IgnoreSilica | 33.9728 | 6.0644 | 0.67258 | 4 | 15245.1503 | 31831.9687 | 310.793 | 648.9377 | 121.6675 | 16.2174 | 7621374220.667 | 2580708.4623 | 0 | 1527697.619 | 0 | 0 | 0 | 1496858.0346 | 2186053.0052 | 5687661.4983 | 3881945.8424 | 17360924.4617 | 3144235.0165 | 20509168.3242 | 20509168.3242 | 15798354.3283 | 8316321.2789 | 0 | 41014327.8024 | 85638171.7338 | 2371.3737 | 2.6903 | 15245.1503 | 31831.9687 | 310.793 | 648.9377
1 | 4800 | 707 | 0.035 | 15 | 15 | 7 | 3.1623e-12 | 0 | CO2 | Porous | Wet | R245fa | MinimizeLCOE_Brownfield | IgnoreSilica | 42.7204 | 7.7706 | 0.88391 | 4 | 12459.4589 | 25080.6093 | 254.0029 | 511.3021 | 122.3119 | 16.1797 | 8635740316.288 | 3050454.2177 | 0 | 1835017.6668 | 0 | 0 | 0 | 1700607.299 | 2568570.8815 | 6682894.5474 | 4561212.8484 | 20398757.4608 | 3144235.0165 | 20509168.3242 | 20509168.3242 | 15798354.3283 | 8316321.2789 | 0 | 44052160.8015 | 88676004.7329 | 3162.2777 | 3.5356 | 12459.4589 | 25080.6093 | 254.0029 | 511.3021
1 | 4800 | 707 | 0.035 | 15 | 15 | 7 | 4.217e-12 | 0 | CO2 | Porous | Wet | R245fa | MinimizeLCOE_Brownfield | IgnoreSilica | 53.0519 | 9.7996 | 1.1425 | 4 | 10362.9593 | 20127.4945 | 211.2629 | 410.3262 | 122.6888 | 16.1003 | 9613396758.2483 | 3566267.5097 | 0 | 2182192.7308 | 0 | 0 | 0 | 1905169.931 | 2984915.7669 | 7766138.535 | 5300549.1284 | 23705233.6018 | 3144235.0165 | 20509168.3242 | 20509168.3242 | 15798354.3283 | 8316321.2789 | 0 | 47358636.9424 | 91982480.8738 | 4216.965 | 4.57 | 10362.9593 | 20127.4945 | 211.2629 | 410.3262
1 | 4800 | 707 | 0.035 | 15 | 15 | 7 | 5.6234e-12 | 0 | CO2 | Porous | Wet | R245fa | MinimizeLCOE_Brownfield | IgnoreSilica | 64.7233 | 12.1105 | 1.4467 | 4 | 8775.848 | 16487.0136 | 178.9075 | 336.1101 | 122.8101 | 15.9731 | 10535812778.8115 | 4108456.4485 | 0 | 2558472.8572 | 0 | 0 | 0 | 2092981.3126 | 3416365.1411 | 8888681.3043 | 6066707.6344 | 27131664.6981 | 3144235.0165 | 20509168.3242 | 20509168.3242 | 15798354.3283 | 8316321.2789 | 0 | 50785068.0387 | 95408911.9701 | 5623.4133 | 5.7869 | 8775.848 | 16487.0136 | 178.9075 | 336.1101
1 | 4800 | 707 | 0.035 | 15 | 15 | 7 | 7.4989e-12 | 0 | CO2 | Porous | Wet | R245fa | MinimizeLCOE_Brownfield | IgnoreSilica | 77.2124 | 14.6063 | 1.7869 | 4 | 7573.3429 | 13816.669 | 154.3928 | 281.6715 | 122.6884 | 15.7968 | 11353525500.5215 | 4648684.1838 | 0 | 2946332.4572 | 0 | 0 | 0 | 2244883.3528 | 3837560.9976 | 9984546.5236 | 6814658.1643 | 30476665.6792 | 3144235.0165 | 20509168.3242 | 20509168.3242 | 15798354.3283 | 8316321.2789 | 0 | 54130069.0199 | 98753912.9513 | 7498.9421 | 7.1474 | 7573.3429 | 13816.669 | 154.3928 | 281.6715
1 | 4800 | 707 | 0.035 | 15 | 15 | 7 | 1e-11 | 0 | CO2 | Porous | Wet | R245fa | MinimizeLCOE_Brownfield | IgnoreSilica | 89.7339 | 17.1339 | 2.1443 | 4 | 6665.0061 | 11867.6411 | 135.8752 | 241.9379 | 122.3529 | 15.5794 | 12037830423.64 | 5153534.2934 | 0 | 3322749.2916 | 0 | 0 | 0 | 2344087.6161 | 4219944.7684 | 10979430.6578 | 7493687.0287 | 33513433.656 | 3144235.0165 | 20509168.3242 | 20509168.3242 | 15798354.3283 | 8316321.2789 | 0 | 57166836.9966 | 101790680.928 | 10000 | 8.5772 | 6665.0061 | 11867.6411 | 135.8752 | 241.9379
1 | 4800 | 707 | 0.035 | 15 | 15 | 7 | 1.3335e-11 | 0 | CO2 | Porous | Wet | R245fa | MinimizeLCOE_Brownfield | IgnoreSilica | 101.5413 | 19.5417 | 2.4971 | 4 | 5980.877 | 10448.3745 | 121.9283 | 213.0042 | 121.8536 | 15.3342 | 12570467089.42 | 5597810.9302 | 0 | 3668143.7767 | 0 | 0 | 0 | 2385307.4871 | 4543992.2556 | 11822535.7482 | 8069123.5769 | 36086913.7747 | 3144235.0165 | 20509168.3242 | 20509168.3242 | 15798354.3283 | 8316321.2789 | 0 | 59740317.1153 | 104364161.0467 | 13335.2143 | 9.9886 | 5980.877 | 10448.3745 | 121.9283 | 213.0042
1 | 4800 | 707 | 0.035 | 15 | 15 | 7 | 1.7783e-11 | 0 | CO2 | Porous | Wet | R245fa | MinimizeLCOE_Brownfield | IgnoreSilica | 112.0165 | 21.6971 | 2.8241 | 4 | 5469.5722 | 9419.9091 | 111.5046 | 192.0376 | 121.2766 | 15.0898 | 12964016008.958 | 5967626.2193 | 0 | 3967875.0836 | 0 | 0 | 0 | 2376065.6054 | 4801511.0942 | 12492546.9418 | 8526419.9839 | 38132044.9282 | 3144235.0165 | 20509168.3242 | 20509168.3242 | 15798354.3283 | 8316321.2789 | 0 | 61785448.2689 | 106409292.2002 | 17782.7941 | 11.2962 | 5469.5722 | 9419.9091 | 111.5046 | 192.0376
1 | 4800 | 707 | 0.035 | 15 | 15 | 7 | 2.3714e-11 | 0 | CO2 | Porous | Wet | R245fa | MinimizeLCOE_Brownfield | IgnoreSilica | 120.9176 | 23.5437 | 3.1124 | 4 | 5087.5264 | 8671.8629 | 103.7161 | 176.7877 | 120.6846 | 14.8598 | 13237434275.3605 | 6263861.8358 | 0 | 4218169.7076 | 0 | 0 | 0 | 2330828.3668 | 4997015.365 | 13001208.9509 | 8873592.2571 | 39684676.4832 | 3144235.0165 | 20509168.3242 | 20509168.3242 | 15798354.3283 | 8316321.2789 | 0 | 63338079.8238 | 107961923.7552 | 23713.7371 | 12.4497 | 5087.5264 | 8671.8629 | 103.7161 | 176.7877
1 | 4800 | 707 | 0.035 | 15 | 15 | 7 | 3.1623e-11 | 0 | CO2 | Porous | Wet | R245fa | MinimizeLCOE_Brownfield | IgnoreSilica | 128.2038 | 25.0662 | 3.3564 | 4 | 4802.3103 | 8126.1406 | 97.9016 | 165.6624 | 120.1303 | 14.6561 | 13423879145.3745 | 6494012.4763 | 0 | 4420313.4257 | 0 | 0 | 0 | 2264983.9799 | 5139930.8539 | 13373045.7371 | 9127378.5042 | 40819664.977 | 3144235.0165 | 20509168.3242 | 20509168.3242 | 15798354.3283 | 8316321.2789 | 0 | 64473068.3177 | 109096912.249 | 31622.7766 | 13.4254 | 4802.3103 | 8126.1406 | 97.9016 | 165.6624
1 | 4800 | 707 | 0.035 | 15 | 15 | 7 | 4.217e-11 | 0 | CO2 | Porous | Wet | R245fa | MinimizeLCOE_Brownfield | IgnoreSilica | 134.0387 | 26.2924 | 3.5566 | 4 | 4589.3483 | 7726.0238 | 93.5601 | 157.5054 | 119.6404 | 14.4829 | 13540097253.5251 | 6670242.5664 | 0 | 4580538.7991 | 0 | 0 | 0 | 2192373.1835 | 5242830.2741 | 13640768.9209 | 9310105.0783 | 41636858.8225 | 3144235.0165 | 20509168.3242 | 20509168.3242 | 15798354.3283 | 8316321.2789 | 0 | 65290262.1631 | 109914106.0945 | 42169.6503 | 14.2265 | 4589.3483 | 7726.0238 | 93.5601 | 157.5054
1 | 4800 | 707 | 0.035 | 15 | 15 | 7 | 5.6234e-11 | 0 | CO2 | Porous | Wet | R245fa | MinimizeLCOE_Brownfield | IgnoreSilica | 138.6083 | 27.2575 | 3.7169 | 4 | 4430.2302 | 7431.6055 | 90.3162 | 151.5033 | 119.2278 | 14.341 | 13616729790.5094 | 6803180.1559 | 0 | 4705045.3374 | 0 | 0 | 0 | 2121387.0385 | 5315548.8874 | 13829967.836 | 9439237.2255 | 42214366.4807 | 3144235.0165 | 20509168.3242 | 20509168.3242 | 15798354.3283 | 8316321.2789 | 0 | 65867769.8213 | 110491613.7527 | 56234.1325 | 14.8678 | 4430.2302 | 7431.6055 | 90.3162 | 151.5033
1 | 4800 | 707 | 0.035 | 15 | 15 | 7 | 7.4989e-11 | 0 | CO2 | Porous | Wet | R245fa | MinimizeLCOE_Brownfield | IgnoreSilica | 142.1628 | 28.0125 | 3.8438 | 4 | 4310.3816 | 7212.7361 | 87.873 | 147.0414 | 118.8827 | 14.2234 | 13665076337.596 | 6902934.0232 | 0 | 4801326.1755 | 0 | 0 | 0 | 2055970.6219 | 5366490.02 | 13962506.2136 | 9529697.3916 | 42618924.4457 | 3144235.0165 | 20509168.3242 | 20509168.3242 | 15798354.3283 | 8316321.2789 | 0 | 66272327.7863 | 110896171.7177 | 74989.4209 | 15.375 | 4310.3816 | 7212.7361 | 87.873 | 147.0414
1 | 4800 | 707 | 0.035 | 15 | 15 | 7 | 1e-10 | 0 | CO2 | Porous | Wet | R245fa | MinimizeLCOE_Brownfield | IgnoreSilica | 144.8935 | 28.5927 | 3.9421 | 4 | 4221.4211 | 7051.3986 | 86.0594 | 143.7523 | 118.612 | 14.1336 | 13690168537.21 | 6978132.9742 | 0 | 4874964.9663 | 0 | 0 | 0 | 2001466.0035 | 5403279.9382 | 14058226.034 | 9595028.1359 | 42911098.0521 | 3144235.0165 | 20509168.3242 | 20509168.3242 | 15798354.3283 | 8316321.2789 | 0 | 66564501.3927 | 111188345.3241 | 100000 | 15.7683 | 4221.4211 | 7051.3986 | 86.0594 | 143.7523
1 | 4800 | 707 | 0.035 | 15 | 15 | 7 | 1.3335e-10 | 0 | CO2 | Porous | Wet | R245fa | MinimizeLCOE_Brownfield | IgnoreSilica | 146.954 | 29.032 | 4.0175 | 4 | 4154.8081 | 6931.669 | 84.7014 | 141.3114 | 118.4016 | 14.0646 | 13711540061.2128 | 7033785.6039 | 0 | 4930345.8219 | 0 | 0 | 0 | 1955910.3723 | 5428816.3013 | 14124666.4125 | 9640375.0594 | 43113899.5713 | 3144235.0165 | 20509168.3242 | 20509168.3242 | 15798354.3283 | 8316321.2789 | 0 | 66767302.912 | 111391146.8434 | 133352.1432 | 16.0699 | 4154.8081 | 6931.669 | 84.7014 | 141.3114
1 | 4800 | 707 | 0.035 | 15 | 15 | 7 | 1.7783e-10 | 0 | CO2 | Porous | Wet | R245fa | MinimizeLCOE_Brownfield | IgnoreSilica | 148.5204 | 29.3666 | 4.0752 | 4 | 4104.9064 | 6842.4469 | 83.6841 | 139.4925 | 118.2379 | 14.0113 | 13724589463.8298 | 7075463.525 | 0 | 4972343.4484 | 0 | 0 | 0 | 1919235.7622 | 5447146.6669 | 14172358.2639 | 9672925.728 | 43259473.3946 | 3144235.0165 | 20509168.3242 | 20509168.3242 | 15798354.3283 | 8316321.2789 | 0 | 66912876.7352 | 111536720.6666 | 177827.941 | 16.3007 | 4104.9064 | 6842.4469 | 83.6841 | 139.4925
1 | 4800 | 707 | 0.035 | 15 | 15 | 7 | 2.3714e-10 | 0 | CO2 | Porous | Wet | R245fa | MinimizeLCOE_Brownfield | IgnoreSilica | 149.7191 | 29.6226 | 4.1193 | 4 | 4067.5118 | 6775.7462 | 82.9217 | 138.1328 | 118.1105 | 13.9701 | 13728966832.9313 | 7106990.304 | 0 | 5004423.5378 | 0 | 0 | 0 | 1890470.8066 | 5460735.0129 | 14207712.3528 | 9697055.6201 | 43367387.6341 | 3144235.0165 | 20509168.3242 | 20509168.3242 | 15798354.3283 | 8316321.2789 | 0 | 67020790.9748 | 111644634.9062 | 237137.3706 | 16.4771 | 4067.5118 | 6775.7462 | 82.9217 | 138.1328
1 | 4800 | 707 | 0.035 | 15 | 15 | 7 | 3.1623e-10 | 0 | CO2 | Porous | Wet | R245fa | MinimizeLCOE_Brownfield | IgnoreSilica | 150.6157 | 29.8145 | 4.1526 | 4 | 4039.4833 | 6725.9881 | 82.3503 | 137.1184 | 118.014 | 13.939 | 13732476224.5354 | 7130360.5796 | 0 | 5028385.757 | 0 | 0 | 0 | 1867847.4094 | 5470371.5609 | 14232784.674 | 9714167.9945 | 43443917.9755 | 3144235.0165 | 20509168.3242 | 20509168.3242 | 15798354.3283 | 8316321.2789 | 0 | 67097321.3161 | 111721165.2475 | 316227.766 | 16.6104 | 4039.4833 | 6725.9881 | 82.3503 | 137.1184
1 | 4800 | 707 | 0.035 | 15 | 15 | 7 | 4.217e-10 | 0 | CO2 | Porous | Wet | R245fa | MinimizeLCOE_Brownfield | IgnoreSilica | 151.3003 | 29.9609 | 4.1779 | 4 | 4018.4719 | 6688.7005 | 81.922 | 136.3582 | 117.9397 | 13.9151 | 13734394086.8256 | 7148082.4191 | 0 | 5046661.0947 | 0 | 0 | 0 | 1850528.9621 | 5477656.2656 | 14251737.9813 | 9727104.0162 | 43501770.7391 | 3144235.0165 | 20509168.3242 | 20509168.3242 | 15798354.3283 | 8316321.2789 | 0 | 67155174.0797 | 111779018.0111 | 421696.5034 | 16.7116 | 4018.4719 | 6688.7005 | 81.922 | 136.3582
1 | 4800 | 707 | 0.035 | 15 | 15 | 7 | 5.6234e-10 | 0 | CO2 | Porous | Wet | R245fa | MinimizeLCOE_Brownfield | IgnoreSilica | 151.7996 | 30.0681 | 4.1968 | 4 | 4002.7193 | 6660.9361 | 81.6008 | 135.7922 | 117.885 | 13.8976 | 13739254435.808 | 7160940.6408 | 0 | 5059981.3113 | 0 | 0 | 0 | 1836946.4662 | 5482568.6831 | 14264519.084 | 9735827.3814 | 43540783.5668 | 3144235.0165 | 20509168.3242 | 20509168.3242 | 15798354.3283 | 8316321.2789 | 0 | 67194186.9074 | 111818030.8388 | 562341.3252 | 16.7871 | 4002.7193 | 6660.9361 | 81.6008 | 135.7922
1 | 4800 | 707 | 0.035 | 15 | 15 | 7 | 7.4989e-10 | 0 | CO2 | Porous | Wet | R245fa | MinimizeLCOE_Brownfield | IgnoreSilica | 152.1823 | 30.1502 | 4.2111 | 4 | 3990.9083 | 6640.0855 | 81.3601 | 135.3671 | 117.8429 | 13.8842 | 13740599870.7421 | 7170756.8231 | 0 | 5070182.8802 | 0 | 0 | 0 | 1826723.409 | 5486388.6138 | 14274457.7601 | 9742610.732 | 43571120.2182 | 3144235.0165 | 20509168.3242 | 20509168.3242 | 15798354.3283 | 8316321.2789 | 0 | 67224523.5588 | 111848367.4902 | 749894.2093 | 16.8444 | 3990.9083 | 6640.0855 | 81.3601 | 135.3671
1 | 4800 | 707 | 0.035 | 15 | 15 | 7 | 1e-09 | 0 | CO2 | Porous | Wet | R245fa | MinimizeLCOE_Brownfield | IgnoreSilica | 152.4723 | 30.2123 | 4.2219 | 4 | 3982.0524 | 6624.4464 | 81.1795 | 135.0483 | 117.8109 | 13.874 | 13739378447.3701 | 7178175.5124 | 0 | 5077912.0562 | 0 | 0 | 0 | 1819005.5374 | 5489286.3113 | 14281996.9747 | 9747756.4009 | 43594132.7929 | 3144235.0165 | 20509168.3242 | 20509168.3242 | 15798354.3283 | 8316321.2789 | 0 | 67247536.1335 | 111871380.0649 | 1000000 | 16.8877 | 3982.0524 | 6624.4464 | 81.1795 | 135.0483
1 | 4800 | 707 | 0.035 | 15 | 15 | 7 | 1.3335e-09 | 0 | CO2 | Porous | Wet | R245fa | MinimizeLCOE_Brownfield | IgnoreSilica | 152.6887 | 30.2587 | 4.23 | 4 | 3975.412 | 6612.7418 | 81.0441 | 134.8097 | 117.7869 | 13.8663 | 13741277850.983 | 7183696.7913 | 0 | 5083675.6432 | 0 | 0 | 0 | 1813135.1202 | 5491397.9463 | 14287491.0157 | 9751506.1968 | 43610902.7135 | 3144235.0165 | 20509168.3242 | 20509168.3242 | 15798354.3283 | 8316321.2789 | 0 | 67264306.0542 | 111888149.9855 | 1333521.4322 | 16.9201 | 3975.412 | 6612.7418 | 81.0441 | 134.8097
1 | 4800 | 707 | 0.035 | 15 | 15 | 7 | 1.7783e-09 | 0 | CO2 | Porous | Wet | R245fa | MinimizeLCOE_Brownfield | IgnoreSilica | 152.8519 | 30.2937 | 4.2361 | 4 | 3970.4326 | 6603.9641 | 80.9426 | 134.6307 | 117.7688 | 13.8605 | 13741410351.6734 | 7187853.8444 | 0 | 5088021.2943 | 0 | 0 | 0 | 1808714.9327 | 5492990.1278 | 14291633.5454 | 9754333.5585 | 43623547.3032 | 3144235.0165 | 20509168.3242 | 20509168.3242 | 15798354.3283 | 8316321.2789 | 0 | 67276950.6438 | 111900794.5752 | 1778279.41 | 16.9445 | 3970.4326 | 6603.9641 | 80.9426 | 134.6307
1 | 4800 | 707 | 0.035 | 15 | 15 | 7 | 2.3714e-09 | 0 | CO2 | Porous | Wet | R245fa | MinimizeLCOE_Brownfield | IgnoreSilica | 152.9593 | 30.3171 | 4.2405 | 4 | 3966.6988 | 6597.5132 | 80.8665 | 134.4992 | 117.7568 | 13.8567 | 13746000038.244 | 7190585.4957 | 0 | 5090881.8704 | 0 | 0 | 0 | 1805108.2529 | 5493764.4914 | 14293648.2806 | 9755708.6566 | 43629697.0477 | 3144235.0165 | 20509168.3242 | 20509168.3242 | 15798354.3283 | 8316321.2789 | 0 | 67283100.3883 | 111906944.3197 | 2371373.7057 | 16.962 | 3966.6988 | 6597.5132 | 80.8665 | 134.4992
1 | 4800 | 707 | 0.035 | 15 | 15 | 7 | 3.1623e-09 | 0 | CO2 | Porous | Wet | R245fa | MinimizeLCOE_Brownfield | IgnoreSilica | 153.0519 | 30.3369 | 4.2439 | 4 | 3963.8989 | 6592.575 | 80.8094 | 134.3986 | 117.7465 | 13.8535 | 13745838139.7473 | 7192940.0376 | 0 | 5093347.5619 | 0 | 0 | 0 | 1802612.5128 | 5494671.0438 | 14296006.944 | 9757318.4929 | 43636896.5931 | 3144235.0165 | 20509168.3242 | 20509168.3242 | 15798354.3283 | 8316321.2789 | 0 | 67290299.9337 | 111914143.8651 | 3162277.6602 | 16.9758 | 3963.8989 | 6592.575 | 80.8094 | 134.3986
1 | 4800 | 707 | 0.035 | 15 | 15 | 7 | 4.217e-09 | 0 | CO2 | Porous | Wet | R245fa | MinimizeLCOE_Brownfield | IgnoreSilica | 153.1297 | 30.3534 | 4.2466 | 4 | 3961.7993 | 6588.8023 | 80.7666 | 134.3216 | 117.7379 | 13.8507 | 13743218353.782 | 7194917.4269 | 0 | 5095418.5121 | 0 | 0 | 0 | 1800886.4213 | 5495576.7205 | 14298363.3291 | 9758926.7741 | 43644089.1841 | 3144235.0165 | 20509168.3242 | 20509168.3242 | 15798354.3283 | 8316321.2789 | 0 | 67297492.5247 | 111921336.4561 | 4216965.0343 | 16.9866 | 3961.7993 | 6588.8023 | 80.7666 | 134.3216
1 | 4800 | 707 | 0.035 | 15 | 15 | 7 | 5.6234e-09 | 0 | CO2 | Porous | Wet | R245fa | MinimizeLCOE_Brownfield | IgnoreSilica | 153.1808 | 30.3644 | 4.2486 | 4 | 3960.2249 | 6586.0354 | 80.7345 | 134.2652 | 117.7322 | 13.8489 | 13743422414.9523 | 7196215.0406 | 0 | 5096779.0729 | 0 | 0 | 0 | 1799456.9841 | 5496055.9281 | 14299610.1287 | 9759777.7405 | 43647894.8948 | 3144235.0165 | 20509168.3242 | 20509168.3242 | 15798354.3283 | 8316321.2789 | 0 | 67301298.2355 | 111925142.1669 | 5623413.2519 | 16.9943 | 3960.2249 | 6586.0354 | 80.7345 | 134.2652
1 | 4800 | 707 | 0.035 | 15 | 15 | 7 | 7.4989e-09 | 0 | CO2 | Porous | Wet | R245fa | MinimizeLCOE_Brownfield | IgnoreSilica | 153.2151 | 30.3718 | 4.25 | 4 | 3959.0443 | 6583.9955 | 80.7105 | 134.2237 | 117.7283 | 13.8477 | 13744795766.5296 | 7197084.0929 | 0 | 5097691.1496 | 0 | 0 | 0 | 1798309.2774 | 5496302.9627 | 14300252.8622 | 9760216.4193 | 43649856.7641 | 3144235.0165 | 20509168.3242 | 20509168.3242 | 15798354.3283 | 8316321.2789 | 0 | 67303260.1047 | 111927104.0361 | 7498942.0933 | 16.9999 | 3959.0443 | 6583.9955 | 80.7105 | 134.2237
1 | 4800 | 707 | 0.035 | 15 | 15 | 7 | 1e-08 | 0 | CO2 | Porous | Wet | R245fa | MinimizeLCOE_Brownfield | IgnoreSilica | 153.2493 | 30.3791 | 4.2511 | 4 | 3958.1589 | 6582.3932 | 80.6924 | 134.191 | 117.7245 | 13.8465 | 13741866364.2345 | 7197954.1531 | 0 | 5098603.1854 | 0 | 0 | 0 | 1797603.1463 | 5496722.5891 | 14301344.644 | 9760961.5828 | 43653189.3007 | 3144235.0165 | 20509168.3242 | 20509168.3242 | 15798354.3283 | 8316321.2789 | 0 | 67306592.6413 | 111930436.5727 | 10000000 | 17.0045 | 3958.1589 | 6582.3932 | 80.6924 | 134.191
1 | 4900 | 707 | 0.035 | 15 | 15 | 7 | 1e-13 | 0 | CO2 | Porous | Wet | R245fa | MinimizeLCOE_Brownfield | IgnoreSilica | 1.5216 | 0.02885 | 0.0031534 | 4 | 2029818.1829 | 5656540.4878 | 41380.5892 | 115316.2289 | 75.1424 | 13.961 | 43071727.0157 | 186113.3659 | 0 | 81034.0886 | 0 | 0 | 0 | 183152.0086 | 175616.7906 | 456918.8651 | 311856.5142 | 1394691.633 | 3144235.0165 | 21064010.0986 | 21064010.0986 | 16170054.3665 | 8511284.8276 | 0 | 25602936.748 | 71348286.0406 | 100 | 0.012613 | 2029818.1829 | 5656540.4878 | 41380.5892 | 115316.2289
1 | 4900 | 707 | 0.035 | 15 | 15 | 7 | 1.3335e-13 | 0 | CO2 | Porous | Wet | R245fa | MinimizeLCOE_Brownfield | IgnoreSilica | 2.2625 | 0.11766 | 0.010315 | 4 | 636729.3865 | 1745472.8047 | 12980.5898 | 35583.8241 | 86.3455 | 14.7779 | 254084413.7272 | 278746.4055 | 0 | 134552.9743 | 0 | 0 | 0 | 252581.8389 | 259693.6753 | 675669.6726 | 461158.4351 | 2062403.0016 | 3144235.0165 | 21064010.0986 | 21064010.0986 | 16170054.3665 | 8511284.8276 | 0 | 26270648.1167 | 72015997.4093 | 133.3521 | 0.041259 | 636729.3865 | 1745472.8047 | 12980.5898 | 35583.8241
1 | 4900 | 707 | 0.035 | 15 | 15 | 7 | 1.7783e-13 | 0 | CO2 | Porous | Wet | R245fa | MinimizeLCOE_Brownfield | IgnoreSilica | 3.1567 | 0.24899 | 0.021955 | 4 | 307615.2896 | 828517.7508 | 6271.1538 | 16890.455 | 94.8978 | 15.322 | 628403430.3262 | 384238.4347 | 0 | 196582.9979 | 0 | 0 | 0 | 325255.3553 | 353369.9473 | 919396.1167 | 627506.7413 | 2806349.5931 | 3144235.0165 | 21064010.0986 | 21064010.0986 | 16170054.3665 | 8511284.8276 | 0 | 27014594.7082 | 72759944.0008 | 177.8279 | 0.087819 | 307615.2896 | 828517.7508 | 6271.1538 | 16890.455
1 | 4900 | 707 | 0.035 | 15 | 15 | 7 | 2.3714e-13 | 0 | CO2 | Porous | Wet | R245fa | MinimizeLCOE_Brownfield | IgnoreSilica | 4.2823 | 0.43372 | 0.039273 | 4 | 177455.3975 | 468657.1903 | 3617.6683 | 9554.2107 | 101.7677 | 15.7145 | 1170932189.4881 | 507927.0123 | 0 | 270773.5413 | 0 | 0 | 0 | 405736.9689 | 461930.6338 | 1201848.7541 | 820286.4702 | 3668503.3807 | 3144235.0165 | 21064010.0986 | 21064010.0986 | 16170054.3665 | 8511284.8276 | 0 | 27876748.4957 | 73622097.7883 | 237.1374 | 0.15709 | 177455.3975 | 468657.1903 | 3617.6683 | 9554.2107
1 | 4900 | 707 | 0.035 | 15 | 15 | 7 | 3.1623e-13 | 0 | CO2 | Porous | Wet | R245fa | MinimizeLCOE_Brownfield | IgnoreSilica | 5.6971 | 0.68246 | 0.06383 | 4 | 113076.7958 | 292245.703 | 2305.2234 | 5957.8239 | 107.2653 | 16.0021 | 1851597678.1156 | 651924.1841 | 0 | 359063.3086 | 0 | 0 | 0 | 494374.219 | 587091.0676 | 1527490.5289 | 1042543.6727 | 4662486.9808 | 3144235.0165 | 21064010.0986 | 21064010.0986 | 16170054.3665 | 8511284.8276 | 0 | 28870732.0959 | 74616081.3885 | 316.2278 | 0.25532 | 113076.7958 | 292245.703 | 2305.2234 | 5957.8239
1 | 4900 | 707 | 0.035 | 15 | 15 | 7 | 4.217e-13 | 0 | CO2 | Porous | Wet | R245fa | MinimizeLCOE_Brownfield | IgnoreSilica | 7.5996 | 1.0277 | 0.098201 | 4 | 76583.6308 | 193042.5028 | 1561.2609 | 3935.4325 | 111.8969 | 16.2268 | 2418771914.5394 | 830507.8201 | 0 | 461069.7976 | 0 | 0 | 0 | 604942.9591 | 739643.0249 | 1924399.4293 | 1313442.1529 | 5874005.1839 | 3144235.0165 | 21064010.0986 | 21064010.0986 | 16170054.3665 | 8511284.8276 | 0 | 30082250.2989 | 75827599.5916 | 421.6965 | 0.3928 | 76583.6308 | 193042.5028 | 1561.2609 | 3935.4325
1 | 4900 | 707 | 0.035 | 15 | 15 | 7 | 5.6234e-13 | 0 | CO2 | Porous | Wet | R245fa | MinimizeLCOE_Brownfield | IgnoreSilica | 9.9554 | 1.4693 | 0.1449 | 4 | 54215.4259 | 133140.3849 | 1105.2548 | 2714.2468 | 115.4542 | 16.388 | 3180568123.5223 | 1034257.4011 | 0 | 572242.2812 | 0 | 0 | 0 | 723086.7871 | 908538.7231 | 2363831.3905 | 1613363.4959 | 7215320.0788 | 3144235.0165 | 21064010.0986 | 21064010.0986 | 16170054.3665 | 8511284.8276 | 0 | 31423565.1938 | 77168914.4864 | 562.3413 | 0.57961 | 54215.4259 | 133140.3849 | 1105.2548 | 2714.2468
1 | 4900 | 707 | 0.035 | 15 | 15 | 7 | 7.4989e-13 | 0 | CO2 | Porous | Wet | R245fa | MinimizeLCOE_Brownfield | IgnoreSilica | 12.9398 | 2.0388 | 0.20731 | 4 | 39777.5399 | 94942.3677 | 810.919 | 1935.5286 | 118.2598 | 16.5064 | 4044952029.5996 | 1272557.1737 | 0 | 705790.1845 | 0 | 0 | 0 | 855524.2875 | 1105209.9418 | 2875529.5589 | 1962608.0102 | 8777219.1565 | 3144235.0165 | 21064010.0986 | 21064010.0986 | 16170054.3665 | 8511284.8276 | 0 | 32985464.2716 | 78730813.5642 | 749.8942 | 0.82925 | 39777.5399 | 94942.3677 | 810.919 | 1935.5286
1 | 4900 | 707 | 0.035 | 15 | 15 | 7 | 1e-12 | 0 | CO2 | Porous | Wet | R245fa | MinimizeLCOE_Brownfield | IgnoreSilica | 16.7519 | 2.7739 | 0.28995 | 4 | 30028.737 | 69471.3396 | 612.1764 | 1416.2672 | 120.4784 | 16.5912 | 4924163646.3545 | 1553765.5393 | 0 | 867728.1155 | 0 | 0 | 0 | 1007010.2836 | 1337116.536 | 3478902.9463 | 2374422.7451 | 10618946.1657 | 3144235.0165 | 21064010.0986 | 21064010.0986 | 16170054.3665 | 8511284.8276 | 0 | 34827191.2808 | 80572540.5734 | 1000 | 1.1598 | 30028.737 | 69471.3396 | 612.1764 | 1416.2672
1 | 4900 | 707 | 0.035 | 15 | 15 | 7 | 1.3335e-12 | 0 | CO2 | Porous | Wet | R245fa | MinimizeLCOE_Brownfield | IgnoreSilica | 21.5413 | 3.7059 | 0.39808 | 4 | 23210.7448 | 51939.3844 | 473.1824 | 1058.8546 | 122.1924 | 16.6456 | 5904499947.2075 | 1880635.2628 | 0 | 1061082.4991 | 0 | 0 | 0 | 1175096.8861 | 1605557.7128 | 4177331.8234 | 2851114.8051 | 12750818.9893 | 3144235.0165 | 21064010.0986 | 21064010.0986 | 16170054.3665 | 8511284.8276 | 0 | 36959064.1044 | 82704413.397 | 1333.5214 | 1.5923 | 23210.7448 | 51939.3844 | 473.1824 | 1058.8546
1 | 4900 | 707 | 0.035 | 15 | 15 | 7 | 1.7783e-12 | 0 | CO2 | Porous | Wet | R245fa | MinimizeLCOE_Brownfield | IgnoreSilica | 27.5413 | 4.8813 | 0.53824 | 4 | 18312.3205 | 39559.9234 | 373.3214 | 806.4825 | 123.5001 | 16.671 | 6918965734.4642 | 2260089.1162 | 0 | 1291575.5038 | 0 | 0 | 0 | 1361573.1751 | 1916162.7401 | 4985462.3907 | 3402680.5227 | 15217543.4487 | 3144235.0165 | 21064010.0986 | 21064010.0986 | 16170054.3665 | 8511284.8276 | 0 | 39425788.5637 | 85171137.8564 | 1778.2794 | 2.153 | 18312.3205 | 39559.9234 | 373.3214 | 806.4825
1 | 4900 | 707 | 0.035 | 15 | 15 | 7 | 2.3714e-12 | 0 | CO2 | Porous | Wet | R245fa | MinimizeLCOE_Brownfield | IgnoreSilica | 34.9419 | 6.3402 | 0.71731 | 4 | 14719.6293 | 30663.041 | 300.0796 | 625.1076 | 124.4607 | 16.6651 | 7962563218.3893 | 2694346.9392 | 0 | 1562464.0479 | 0 | 0 | 0 | 1563115.5422 | 2269771.3464 | 5905479.4493 | 4030611.0696 | 18025788.3946 | 3144235.0165 | 21064010.0986 | 21064010.0986 | 16170054.3665 | 8511284.8276 | 0 | 42234033.5097 | 87979382.8023 | 2371.3737 | 2.8692 | 14719.6293 | 30663.041 | 300.0796 | 625.1076
1 | 4900 | 707 | 0.035 | 15 | 15 | 7 | 3.1623e-12 | 0 | CO2 | Porous | Wet | R245fa | MinimizeLCOE_Brownfield | IgnoreSilica | 43.8996 | 8.1175 | 0.94178 | 4 | 12043.6493 | 24186.9907 | 245.5261 | 493.0845 | 125.1188 | 16.6227 | 9015233977.9994 | 3182615.0023 | 0 | 1875430.9494 | 0 | 0 | 0 | 1774314.234 | 2664620.4724 | 6932795.8804 | 4731775.6431 | 21161552.1817 | 3144235.0165 | 21064010.0986 | 21064010.0986 | 16170054.3665 | 8511284.8276 | 0 | 45369797.2967 | 91115146.5893 | 3162.2777 | 3.7671 | 12043.6493 | 24186.9907 | 245.5261 | 493.0845
1 | 4900 | 707 | 0.035 | 15 | 15 | 7 | 4.217e-12 | 0 | CO2 | Porous | Wet | R245fa | MinimizeLCOE_Brownfield | IgnoreSilica | 54.4332 | 10.2224 | 1.2156 | 4 | 10029.2622 | 19437.4651 | 204.4601 | 396.259 | 125.5003 | 16.5365 | 10031686885.3337 | 3716493.8063 | 0 | 2227530.8419 | 0 | 0 | 0 | 1984570.7501 | 3092152.2053 | 8045145.7506 | 5490977.286 | 24556870.6402 | 3144235.0165 | 21064010.0986 | 21064010.0986 | 16170054.3665 | 8511284.8276 | 0 | 48765115.7553 | 94510465.0479 | 4216.965 | 4.8623 | 10029.2622 | 19437.4651 | 204.4601 | 396.259
1 | 4900 | 707 | 0.035 | 15 | 15 | 7 | 5.6234e-12 | 0 | CO2 | Porous | Wet | R245fa | MinimizeLCOE_Brownfield | IgnoreSilica | 66.3085 | 12.615 | 1.5367 | 4 | 8504.4364 | 15946.4245 | 173.3744 | 325.0894 | 125.6186 | 16.4002 | 10974781527.9825 | 4276556.6055 | 0 | 2608480.3142 | 0 | 0 | 0 | 2177151.2239 | 3534253.376 | 9195402.3093 | 6276051.0227 | 28067894.8515 | 3144235.0165 | 21064010.0986 | 21064010.0986 | 16170054.3665 | 8511284.8276 | 0 | 52276139.9666 | 98021489.2592 | 5623.4133 | 6.1469 | 8504.4364 | 15946.4245 | 173.3744 | 325.0894
1 | 4900 | 707 | 0.035 | 15 | 15 | 7 | 7.4989e-12 | 0 | CO2 | Porous | Wet | R245fa | MinimizeLCOE_Brownfield | IgnoreSilica | 78.9445 | 15.1854 | 1.894 | 4 | 7349.5836 | 13387.7532 | 149.8312 | 272.9275 | 125.4869 | 16.2131 | 11809088803.526 | 4831467.855 | 0 | 2999092.6909 | 0 | 0 | 0 | 2330833.8139 | 3962943.8003 | 10310766.8569 | 7037310.2449 | 31472415.262 | 3144235.0165 | 21064010.0986 | 21064010.0986 | 16170054.3665 | 8511284.8276 | 0 | 55680660.377 | 101426009.6696 | 7498.9421 | 7.576 | 7349.5836 | 13387.7532 | 149.8312 | 272.9275
1 | 4900 | 707 | 0.035 | 15 | 15 | 7 | 1e-11 | 0 | CO2 | Porous | Wet | R245fa | MinimizeLCOE_Brownfield | IgnoreSilica | 91.5561 | 17.7769 | 2.2676 | 4 | 6477.7444 | 11521.1684 | 132.0576 | 234.8746 | 125.1373 | 15.9842 | 12498961003.6626 | 5347702.4601 | 0 | 3376618.9469 | 0 | 0 | 0 | 2429694.0752 | 4350066.0381 | 11317979.5098 | 7724753.5767 | 34546814.6068 | 3144235.0165 | 21064010.0986 | 21064010.0986 | 16170054.3665 | 8511284.8276 | 0 | 58755059.7218 | 104500409.0144 | 10000 | 9.0703 | 6477.7444 | 11521.1684 | 132.0576 | 234.8746
1 | 4900 | 707 | 0.035 | 15 | 15 | 7 | 1.3335e-11 | 0 | CO2 | Porous | Wet | R245fa | MinimizeLCOE_Brownfield | IgnoreSilica | 103.366 | 20.2294 | 2.6341 | 4 | 5821.4755 | 10163.1078 | 118.6787 | 207.1887 | 124.6248 | 15.7289 | 13038917211.4769 | 5798916.3757 | 0 | 3720785.0991 | 0 | 0 | 0 | 2468139.7247 | 4675258.0678 | 12164062.4651 | 8302222.5789 | 37129384.3114 | 3144235.0165 | 21064010.0986 | 21064010.0986 | 16170054.3665 | 8511284.8276 | 0 | 61337629.4265 | 107082978.7191 | 13335.2143 | 10.5364 | 5821.4755 | 10163.1078 | 118.6787 | 207.1887
1 | 4900 | 707 | 0.035 | 15 | 15 | 7 | 1.7783e-11 | 0 | CO2 | Porous | Wet | R245fa | MinimizeLCOE_Brownfield | IgnoreSilica | 113.807 | 22.4171 | 2.9722 | 4 | 5331.2028 | 9178.9644 | 108.6838 | 187.1256 | 124.037 | 15.4757 | 13432661671.8343 | 6173323.2981 | 0 | 4018533.4737 | 0 | 0 | 0 | 2455952.1275 | 4932645.4707 | 12833731.6901 | 8759285.5853 | 39173471.6455 | 3144235.0165 | 21064010.0986 | 21064010.0986 | 16170054.3665 | 8511284.8276 | 0 | 63381716.7606 | 109127066.0532 | 17782.7941 | 11.8888 | 5331.2028 | 9178.9644 | 108.6838 | 187.1256
1 | 4900 | 707 | 0.035 | 15 | 15 | 7 | 2.3714e-11 | 0 | CO2 | Porous | Wet | R245fa | MinimizeLCOE_Brownfield | IgnoreSilica | 122.6498 | 24.2853 | 3.2693 | 4 | 4964.9772 | 8463.112 | 101.2178 | 172.532 | 123.4376 | 15.2388 | 13703684468.6937 | 6472372.3067 | 0 | 4266441.5443 | 0 | 0 | 0 | 2408027.5952 | 5127268.164 | 13340100.0154 | 9104892.3722 | 40719101.9978 | 3144235.0165 | 21064010.0986 | 21064010.0986 | 16170054.3665 | 8511284.8276 | 0 | 64927347.1128 | 110672696.4054 | 23713.7371 | 13.0771 | 4964.9772 | 8463.112 | 101.2178 | 172.532
1 | 4900 | 707 | 0.035 | 15 | 15 | 7 | 3.1623e-11 | 0 | CO2 | Porous | Wet | R245fa | MinimizeLCOE_Brownfield | IgnoreSilica | 129.8823 | 25.8242 | 3.5199 | 4 | 4691.6189 | 7940.6294 | 95.645 | 161.8805 | 122.8778 | 15.0295 | 13883062905.3396 | 6704620.7734 | 0 | 4466549.8296 | 0 | 0 | 0 | 2340383.5372 | 5269506.1147 | 13710173.986 | 9357475.4614 | 41848709.7022 | 3144235.0165 | 21064010.0986 | 21064010.0986 | 16170054.3665 | 8511284.8276 | 0 | 66056954.8173 | 111802304.1099 | 31622.7766 | 14.0798 | 4691.6189 | 7940.6294 | 95.645 | 161.8805
1 | 4900 | 707 | 0.035 | 15 | 15 | 7 | 4.217e-11 | 0 | CO2 | Porous | Wet | R245fa | MinimizeLCOE_Brownfield | IgnoreSilica | 135.6387 | 27.0566 | 3.7249 | 4 | 4487.532 | 7557.7736 | 91.4844 | 154.0754 | 122.387 | 14.8529 | 14000094031.2903 | 6881457.9267 | 0 | 4624228.5908 | 0 | 0 | 0 | 2265919.0183 | 5370926.159 | 13974048.1372 | 9537574.9916 | 42654154.8235 | 3144235.0165 | 21064010.0986 | 21064010.0986 | 16170054.3665 | 8511284.8276 | 0 | 66862399.9386 | 112607749.2312 | 42169.6503 | 14.8996 | 4487.532 | 7557.7736 | 91.4844 | 154.0754
1 | 4900 | 707 | 0.035 | 15 | 15 | 7 | 5.6234e-11 | 0 | CO2 | Porous | Wet | R245fa | MinimizeLCOE_Brownfield | IgnoreSilica | 140.1601 | 28.0289 | 3.889 | 4 | 4335.0553 | 7275.7764 | 88.376 | 148.3265 | 121.9728 | 14.7079 | 14072536085.0295 | 7015313.2096 | 0 | 4747137.473 | 0 | 0 | 0 | 2194148.5015 | 5443073.6818 | 14161761.1921 | 9665693.0087 | 43227127.0667 | 3144235.0165 | 21064010.0986 | 21064010.0986 | 16170054.3665 | 8511284.8276 | 0 | 67435372.1818 | 113180721.4744 | 56234.1325 | 15.5558 | 4335.0553 | 7275.7764 | 88.376 | 148.3265
1 | 4900 | 707 | 0.035 | 15 | 15 | 7 | 7.4989e-11 | 0 | CO2 | Porous | Wet | R245fa | MinimizeLCOE_Brownfield | IgnoreSilica | 143.6755 | 28.7893 | 4.0186 | 4 | 4220.2067 | 7066.0822 | 86.0346 | 144.0516 | 121.6267 | 14.5878 | 14114209877.953 | 7115735.437 | 0 | 4842153.4759 | 0 | 0 | 0 | 2128288.6612 | 5493609.2539 | 14293244.3844 | 9755432.9892 | 43628464.2015 | 3144235.0165 | 21064010.0986 | 21064010.0986 | 16170054.3665 | 8511284.8276 | 0 | 67836709.3166 | 113582058.6092 | 74989.4209 | 16.0743 | 4220.2067 | 7066.0822 | 86.0346 | 144.0516
1 | 4900 | 707 | 0.035 | 15 | 15 | 7 | 1e-10 | 0 | CO2 | Porous | Wet | R245fa | MinimizeLCOE_Brownfield | IgnoreSilica | 146.3427 | 29.3671 | 4.1185 | 4 | 4134.9673 | 6911.7958 | 84.2969 | 140.9063 | 121.3589 | 14.4974 | 14144662173.4787 | 7190542.8365 | 0 | 4913933.4913 | 0 | 0 | 0 | 2072930.0379 | 5529188.4826 | 14385814.2393 | 9818613.8172 | 43911022.9048 | 3144235.0165 | 21064010.0986 | 21064010.0986 | 16170054.3665 | 8511284.8276 | 0 | 68119268.0198 | 113864617.3124 | 100000 | 16.474 | 4134.9673 | 6911.7958 | 84.2969 | 140.9063
1 | 4900 | 707 | 0.035 | 15 | 15 | 7 | 1.3335e-10 | 0 | CO2 | Porous | Wet | R245fa | MinimizeLCOE_Brownfield | IgnoreSilica | 148.387 | 29.8107 | 4.1955 | 4 | 4071.1434 | 6796.9726 | 82.9958 | 138.5655 | 121.1475 | 14.4267 | 14159527977.2081 | 7246801.1932 | 0 | 4968771.2849 | 0 | 0 | 0 | 2027498.8976 | 5554797.8365 | 14452444.5249 | 9864090.3563 | 44114404.0933 | 3144235.0165 | 21064010.0986 | 21064010.0986 | 16170054.3665 | 8511284.8276 | 0 | 68322649.2084 | 114067998.501 | 133352.1432 | 16.7822 | 4071.1434 | 6796.9726 | 82.9958 | 138.5655
1 | 4900 | 707 | 0.035 | 15 | 15 | 7 | 1.7783e-10 | 0 | CO2 | Porous | Wet | R245fa | MinimizeLCOE_Brownfield | IgnoreSilica | 149.9313 | 30.1465 | 4.2543 | 4 | 4023.333 | 6711.4859 | 82.0211 | 136.8227 | 120.9841 | 14.3726 | 14170030599.3955 | 7288675.9975 | 0 | 5010098.4584 | 0 | 0 | 0 | 1990783.4452 | 5572927.5814 | 14499614.4023 | 9896284.7668 | 44258384.6516 | 3144235.0165 | 21064010.0986 | 21064010.0986 | 16170054.3665 | 8511284.8276 | 0 | 68466629.7667 | 114211979.0593 | 177827.941 | 17.0174 | 4023.333 | 6711.4859 | 82.0211 | 136.8227
1 | 4900 | 707 | 0.035 | 15 | 15 | 7 | 2.3714e-10 | 0 | CO2 | Porous | Wet | R245fa | MinimizeLCOE_Brownfield | IgnoreSilica | 151.1003 | 30.4011 | 4.2991 | 4 | 3987.5067 | 6647.6848 | 81.2907 | 135.522 | 120.8585 | 14.3312 | 14178275767.7042 | 7320011.4201 | 0 | 5041322.5432 | 0 | 0 | 0 | 1961777.9324 | 5586013.6394 | 14533661.6407 | 9919522.7066 | 44362309.8825 | 3144235.0165 | 21064010.0986 | 21064010.0986 | 16170054.3665 | 8511284.8276 | 0 | 68570554.9975 | 114315904.2902 | 237137.3706 | 17.1963 | 3987.5067 | 6647.6848 | 81.2907 | 135.522
1 | 4900 | 707 | 0.035 | 15 | 15 | 7 | 3.1623e-10 | 0 | CO2 | Porous | Wet | R245fa | MinimizeLCOE_Brownfield | IgnoreSilica | 151.9823 | 30.5934 | 4.333 | 4 | 3960.6547 | 6600.0173 | 80.7433 | 134.5503 | 120.7624 | 14.2997 | 14182621746.1574 | 7343449.1571 | 0 | 5064850.5353 | 0 | 0 | 0 | 1939151.378 | 5595505.9175 | 14558358.6011 | 9936378.8896 | 44437694.4787 | 3144235.0165 | 21064010.0986 | 21064010.0986 | 16170054.3665 | 8511284.8276 | 0 | 68645939.5937 | 114391288.8863 | 316227.766 | 17.332 | 3960.6547 | 6600.0173 | 80.7433 | 134.5503
1 | 4900 | 707 | 0.035 | 15 | 15 | 7 | 4.217e-10 | 0 | CO2 | Porous | Wet | R245fa | MinimizeLCOE_Brownfield | IgnoreSilica | 152.6427 | 30.7376 | 4.3586 | 4 | 3940.5257 | 6564.4046 | 80.3329 | 133.8243 | 120.6898 | 14.276 | 14186641734.7489 | 7360883.411 | 0 | 5082451.5904 | 0 | 0 | 0 | 1921600.3004 | 5602324.7677 | 14576099.8506 | 9948487.657 | 44491847.577 | 3144235.0165 | 21064010.0986 | 21064010.0986 | 16170054.3665 | 8511284.8276 | 0 | 68700092.692 | 114445441.9846 | 421696.5034 | 17.4342 | 3940.5257 | 6564.4046 | 80.3329 | 133.8243
1 | 4900 | 707 | 0.035 | 15 | 15 | 7 | 5.6234e-10 | 0 | CO2 | Porous | Wet | R245fa | MinimizeLCOE_Brownfield | IgnoreSilica | 153.1419 | 30.8466 | 4.3779 | 4 | 3925.4349 | 6537.7354 | 80.0253 | 133.2806 | 120.6346 | 14.258 | 14188727011.0604 | 7373993.3995 | 0 | 5095743.6932 | 0 | 0 | 0 | 1908188.6634 | 5607391.0449 | 14589281.2648 | 9957484.243 | 44532082.3088 | 3144235.0165 | 21064010.0986 | 21064010.0986 | 16170054.3665 | 8511284.8276 | 0 | 68740327.4239 | 114485676.7165 | 562341.3252 | 17.5115 | 3925.4349 | 6537.7354 | 80.0253 | 133.2806
1 | 4900 | 707 | 0.035 | 15 | 15 | 7 | 7.4989e-10 | 0 | CO2 | Porous | Wet | R245fa | MinimizeLCOE_Brownfield | IgnoreSilica | 153.5272 | 30.9305 | 4.3926 | 4 | 3914.1204 | 6517.6834 | 79.7946 | 132.8718 | 120.5918 | 14.2441 | 14185646082.1452 | 7384073.7808 | 0 | 5105996.5656 | 0 | 0 | 0 | 1898152.4745 | 5611406.9002 | 14599729.6964 | 9964615.5123 | 44563974.9298 | 3144235.0165 | 21064010.0986 | 21064010.0986 | 16170054.3665 | 8511284.8276 | 0 | 68772220.0449 | 114517569.3375 | 749894.2093 | 17.5703 | 3914.1204 | 6517.6834 | 79.7946 | 132.8718
1 | 4900 | 707 | 0.035 | 15 | 15 | 7 | 1e-09 | 0 | CO2 | Porous | Wet | R245fa | MinimizeLCOE_Brownfield | IgnoreSilica | 153.807 | 30.9917 | 4.4035 | 4 | 3905.6368 | 6502.7449 | 79.6217 | 132.5672 | 120.5605 | 14.2339 | 14188686332.1358 | 7391373.6871 | 0 | 5113441.2245 | 0 | 0 | 0 | 1890349.6235 | 5614114.1687 | 14606773.4538 | 9969423.0214 | 44585475.179 | 3144235.0165 | 21064010.0986 | 21064010.0986 | 16170054.3665 | 8511284.8276 | 0 | 68793720.294 | 114539069.5867 | 1000000 | 17.614 | 3905.6368 | 6502.7449 | 79.6217 | 132.5672
1 | 4900 | 707 | 0.035 | 15 | 15 | 7 | 1.3335e-09 | 0 | CO2 | Porous | Wet | R245fa | MinimizeLCOE_Brownfield | IgnoreSilica | 154.0265 | 31.0394 | 4.4118 | 4 | 3899.2757 | 6491.4745 | 79.492 | 132.3375 | 120.5359 | 14.2259 | 14186978761.0233 | 7397087.4377 | 0 | 5119277.9781 | 0 | 0 | 0 | 1884619.0446 | 5616383.9396 | 14612678.932 | 9973453.6316 | 44603500.9636 | 3144235.0165 | 21064010.0986 | 21064010.0986 | 16170054.3665 | 8511284.8276 | 0 | 68811746.0786 | 114557095.3713 | 1333521.4322 | 17.6473 | 3899.2757 | 6491.4745 | 79.492 | 132.3375
1 | 4900 | 707 | 0.035 | 15 | 15 | 7 | 1.7783e-09 | 0 | CO2 | Porous | Wet | R245fa | MinimizeLCOE_Brownfield | IgnoreSilica | 154.1702 | 31.0712 | 4.4178 | 4 | 3894.5058 | 6483.2036 | 79.3948 | 132.1689 | 120.5198 | 14.2207 | 14192149904.8969 | 7400820.0871 | 0 | 5123099.0539 | 0 | 0 | 0 | 1879897.0925 | 5617488.3311 | 14615552.3321 | 9975414.7863 | 44612271.683 | 3144235.0165 | 21064010.0986 | 21064010.0986 | 16170054.3665 | 8511284.8276 | 0 | 68820516.798 | 114565866.0907 | 1778279.41 | 17.6712 | 3894.5058 | 6483.2036 | 79.3948 | 132.1689
1 | 4900 | 707 | 0.035 | 15 | 15 | 7 | 2.3714e-09 | 0 | CO2 | Porous | Wet | R245fa | MinimizeLCOE_Brownfield | IgnoreSilica | 154.3017 | 31.0997 | 4.4226 | 4 | 3890.929 | 6476.8078 | 79.3219 | 132.0385 | 120.505 | 14.2159 | 14188730999.8091 | 7404234.8572 | 0 | 5126594.7317 | 0 | 0 | 0 | 1876780.7558 | 5618968.0344 | 14619402.2167 | 9978042.4116 | 44624023.0073 | 3144235.0165 | 21064010.0986 | 21064010.0986 | 16170054.3665 | 8511284.8276 | 0 | 68832268.1224 | 114577617.415 | 2371373.7057 | 17.6904 | 3890.929 | 6476.8078 | 79.3219 | 132.0385
1 | 4900 | 707 | 0.035 | 15 | 15 | 7 | 3.1623e-09 | 0 | CO2 | Porous | Wet | R245fa | MinimizeLCOE_Brownfield | IgnoreSilica | 154.3944 | 31.1199 | 4.4261 | 4 | 3888.2469 | 6472.0639 | 79.2672 | 131.9418 | 120.4946 | 14.2125 | 14188024201.8241 | 7406636.4794 | 0 | 5129056.1191 | 0 | 0 | 0 | 1874320.5708 | 5619905.136 | 14621840.3628 | 9979706.4964 | 44631465.1644 | 3144235.0165 | 21064010.0986 | 21064010.0986 | 16170054.3665 | 8511284.8276 | 0 | 68839710.2795 | 114585059.5721 | 3162277.6602 | 17.7046 | 3888.2469 | 6472.0639 | 79.2672 | 131.9418
1 | 4900 | 707 | 0.035 | 15 | 15 | 7 | 4.217e-09 | 0 | CO2 | Porous | Wet | R245fa | MinimizeLCOE_Brownfield | IgnoreSilica | 154.4527 | 31.1328 | 4.4286 | 4 | 3886.2357 | 6468.5996 | 79.2262 | 131.8712 | 120.488 | 14.2104 | 14190920937.8414 | 7408147.0034 | 0 | 5130606.6415 | 0 | 0 | 0 | 1872262.7535 | 5620296.3954 | 14622858.3395 | 9980401.2864 | 44634572.4196 | 3144235.0165 | 21064010.0986 | 21064010.0986 | 16170054.3665 | 8511284.8276 | 0 | 68842817.5347 | 114588166.8273 | 4216965.0343 | 17.7145 | 3886.2357 | 6468.5996 | 79.2262 | 131.8712
1 | 4900 | 707 | 0.035 | 15 | 15 | 7 | 5.6234e-09 | 0 | CO2 | Porous | Wet | R245fa | MinimizeLCOE_Brownfield | IgnoreSilica | 154.5038 | 31.144 | 4.4306 | 4 | 3884.7275 | 6465.9415 | 79.1954 | 131.817 | 120.4822 | 14.2085 | 14190827020.5148 | 7409470.796 | 0 | 5131964.8638 | 0 | 0 | 0 | 1870853.3304 | 5620792.7062 | 14624149.6384 | 9981282.6244 | 44638513.9592 | 3144235.0165 | 21064010.0986 | 21064010.0986 | 16170054.3665 | 8511284.8276 | 0 | 68846759.0742 | 114592108.3669 | 5623413.2519 | 17.7224 | 3884.7275 | 6465.9415 | 79.1954 | 131.817
1 | 4900 | 707 | 0.035 | 15 | 15 | 7 | 7.4989e-09 | 0 | CO2 | Porous | Wet | R245fa | MinimizeLCOE_Brownfield | IgnoreSilica | 154.5381 | 31.1516 | 4.432 | 4 | 3883.5966 | 6463.9821 | 79.1724 | 131.777 | 120.4783 | 14.2073 | 14192010576.586 | 7410357.3815 | 0 | 5132875.3733 | 0 | 0 | 0 | 1869718.9173 | 5621051.1521 | 14624822.0616 | 9981741.5671 | 44640566.4529 | 3144235.0165 | 21064010.0986 | 21064010.0986 | 16170054.3665 | 8511284.8276 | 0 | 68848811.568 | 114594160.8606 | 7498942.0933 | 17.7281 | 3883.5966 | 6463.9821 | 79.1724 | 131.777
1 | 4900 | 707 | 0.035 | 15 | 15 | 7 | 1e-08 | 0 | CO2 | Porous | Wet | R245fa | MinimizeLCOE_Brownfield | IgnoreSilica | 154.5723 | 31.1589 | 4.4332 | 4 | 3882.7485 | 6462.4422 | 79.1551 | 131.7456 | 120.4745 | 14.206 | 14188828315.3824 | 7411244.9993 | 0 | 5133785.8423 | 0 | 0 | 0 | 1869026.4819 | 5621482.3562 | 14625943.9662 | 9982507.29 | 44643990.9359 | 3144235.0165 | 21064010.0986 | 21064010.0986 | 16170054.3665 | 8511284.8276 | 0 | 68852236.0509 | 114597585.3436 | 10000000 | 17.7329 | 3882.7485 | 6462.4422 | 79.1551 | 131.7456
1 | 5000 | 707 | 0.035 | 15 | 15 | 7 | 1e-13 | 0 | CO2 | Porous | Wet | R245fa | MinimizeLCOE_Brownfield | IgnoreSilica | 1.58 | 0.03178 | 0.0033832 | 4 | 1938767.9926 | 5402947.4366 | 39524.4079 | 110146.3915 | 76.8153 | 14.3837 | 26490802.4766 | 195912.78 | 0 | 85068.0677 | 0 | 0 | 0 | 193095.9782 | 184889.9621 | 481045.7553 | 328323.6125 | 1468336.1558 | 3144235.0165 | 21624711.9638 | 21624711.9638 | 16547321.491 | 8708592.4126 | 0 | 26237283.1361 | 73117909.0035 | 100 | 0.013533 | 1938767.9926 | 5402947.4366 | 39524.4079 | 110146.3915
1 | 5000 | 707 | 0.035 | 15 | 15 | 7 | 1.3335e-13 | 0 | CO2 | Porous | Wet | R245fa | MinimizeLCOE_Brownfield | IgnoreSilica | 2.3331 | 0.12391 | 0.011039 | 4 | 609740.3858 | 1671491.6216 | 12430.3825 | 34075.6176 | 88.1194 | 15.2005 | 307017573.6561 | 291351.4976 | 0 | 139743.3062 | 0 | 0 | 0 | 264219.7516 | 271172.6766 | 705535.6794 | 481542.5985 | 2153565.5099 | 3144235.0165 | 21624711.9638 | 21624711.9638 | 16547321.491 | 8708592.4126 | 0 | 26922512.4902 | 73803138.3576 | 133.3521 | 0.044154 | 609740.3858 | 1671491.6216 | 12430.3825 | 34075.6176
1 | 5000 | 707 | 0.035 | 15 | 15 | 7 | 1.7783e-13 | 0 | CO2 | Porous | Wet | R245fa | MinimizeLCOE_Brownfield | IgnoreSilica | 3.254 | 0.26124 | 0.02347 | 4 | 295027.7563 | 794386.7186 | 6014.5399 | 16194.6477 | 96.9014 | 15.7541 | 743820264.4382 | 401510.8923 | 0 | 203950.0269 | 0 | 0 | 0 | 340130.1242 | 368780.5069 | 959491.2318 | 654872.4813 | 2928735.2634 | 3144235.0165 | 21624711.9638 | 21624711.9638 | 16547321.491 | 8708592.4126 | 0 | 27697682.2437 | 74578308.1111 | 177.8279 | 0.093882 | 295027.7563 | 794386.7186 | 6014.5399 | 16194.6477
1 | 5000 | 707 | 0.035 | 15 | 15 | 7 | 2.3714e-13 | 0 | CO2 | Porous | Wet | R245fa | MinimizeLCOE_Brownfield | IgnoreSilica | 4.4138 | 0.45455 | 0.041957 | 4 | 170394.6054 | 449735.0637 | 3473.7245 | 9168.4576 | 103.9621 | 16.1535 | 1263035863.701 | 530763.0614 | 0 | 280786.5784 | 0 | 0 | 0 | 424293.2633 | 481978.7322 | 1254009.7938 | 855887.4516 | 3827718.8806 | 3144235.0165 | 21624711.9638 | 21624711.9638 | 16547321.491 | 8708592.4126 | 0 | 28596665.8609 | 75477291.7283 | 237.1374 | 0.16783 | 170394.6054 | 449735.0637 | 3473.7245 | 9168.4576
1 | 5000 | 707 | 0.035 | 15 | 15 | 7 | 3.1623e-13 | 0 | CO2 | Porous | Wet | R245fa | MinimizeLCOE_Brownfield | IgnoreSilica | 5.8823 | 0.71644 | 0.068181 | 4 | 108689.7929 | 280588.3352 | 2215.7884 | 5720.1727 | 109.645 | 16.4477 | 1906595723.8628 | 682306.6505 | 0 | 372873.6254 | 0 | 0 | 0 | 518220.5266 | 613626.313 | 1596529.7943 | 1089664.39 | 4873221.2997 | 3144235.0165 | 21624711.9638 | 21624711.9638 | 16547321.491 | 8708592.4126 | 0 | 29642168.28 | 76522794.1474 | 316.2278 | 0.27272 | 108689.7929 | 280588.3352 | 2215.7884 | 5720.1727
1 | 5000 | 707 | 0.035 | 15 | 15 | 7 | 4.217e-13 | 0 | CO2 | Porous | Wet | R245fa | MinimizeLCOE_Brownfield | IgnoreSilica | 7.836 | 1.0769 | 0.10498 | 4 | 73541.8444 | 185181.3458 | 1499.25 | 3775.1722 | 114.3789 | 16.6748 | 2553652239.2403 | 868243.4838 | 0 | 472505.1611 | 0 | 0 | 0 | 633058.3867 | 769784.7423 | 2002821.9949 | 1366967.1654 | 6113380.9342 | 3144235.0165 | 21624711.9638 | 21624711.9638 | 16547321.491 | 8708592.4126 | 0 | 30882327.9145 | 77762953.7819 | 421.6965 | 0.41993 | 73541.8444 | 185181.3458 | 1499.25 | 3775.1722
1 | 5000 | 707 | 0.035 | 15 | 15 | 7 | 5.6234e-13 | 0 | CO2 | Porous | Wet | R245fa | MinimizeLCOE_Brownfield | IgnoreSilica | 10.2675 | 1.5399 | 0.15485 | 4 | 52115.1109 | 127802.428 | 1062.437 | 2605.4254 | 118.0355 | 16.8386 | 3323044638.8122 | 1081512.5343 | 0 | 586549.3743 | 0 | 0 | 0 | 757017.2118 | 945780.8569 | 2460727.7834 | 1679497.2751 | 7511085.0358 | 3144235.0165 | 21624711.9638 | 21624711.9638 | 16547321.491 | 8708592.4126 | 0 | 32280032.0161 | 79160657.8835 | 562.3413 | 0.6194 | 52115.1109 | 127802.428 | 1062.437 | 2605.4254
1 | 5000 | 707 | 0.035 | 15 | 15 | 7 | 7.4989e-13 | 0 | CO2 | Porous | Wet | R245fa | MinimizeLCOE_Brownfield | IgnoreSilica | 13.342 | 2.1361 | 0.22141 | 4 | 38280.7908 | 91214.7192 | 780.4057 | 1859.5354 | 120.9131 | 16.9583 | 4199068071.5296 | 1330397.7023 | 0 | 723282.1875 | 0 | 0 | 0 | 895453.0989 | 1150161.8656 | 2992485.2436 | 2042432.6682 | 9134212.766 | 3144235.0165 | 21624711.9638 | 21624711.9638 | 16547321.491 | 8708592.4126 | 0 | 33903159.7463 | 80783785.6138 | 749.8942 | 0.88564 | 38280.7908 | 91214.7192 | 780.4057 | 1859.5354
1 | 5000 | 707 | 0.035 | 15 | 15 | 7 | 1e-12 | 0 | CO2 | Porous | Wet | R245fa | MinimizeLCOE_Brownfield | IgnoreSilica | 17.2512 | 2.9026 | 0.30941 | 4 | 28930.7296 | 66809.2187 | 589.7921 | 1361.9963 | 123.1806 | 17.0434 | 5152933411.8468 | 1622834.0895 | 0 | 888359.4972 | 0 | 0 | 0 | 1052418.4877 | 1389808.709 | 3615997.1719 | 2467992.3711 | 11037410.3265 | 3144235.0165 | 21624711.9638 | 21624711.9638 | 16547321.491 | 8708592.4126 | 0 | 35806357.3068 | 82686983.1742 | 1000 | 1.2377 | 28930.7296 | 66809.2187 | 589.7921 | 1361.9963
1 | 5000 | 707 | 0.035 | 15 | 15 | 7 | 1.3335e-12 | 0 | CO2 | Porous | Wet | R245fa | MinimizeLCOE_Brownfield | IgnoreSilica | 22.1675 | 3.8752 | 0.42452 | 4 | 22385.8294 | 49994.0601 | 456.3654 | 1019.1965 | 124.9366 | 17.0974 | 6179898112.3083 | 1963174.8313 | 0 | 1085688.734 | 0 | 0 | 0 | 1227083.2408 | 1667619.2544 | 4338803.2241 | 2961322.354 | 13243691.6386 | 3144235.0165 | 21624711.9638 | 21624711.9638 | 16547321.491 | 8708592.4126 | 0 | 38012638.6189 | 84893264.4863 | 1333.5214 | 1.6981 | 22385.8294 | 49994.0601 | 456.3654 | 1019.1965
1 | 5000 | 707 | 0.035 | 15 | 15 | 7 | 1.7783e-12 | 0 | CO2 | Porous | Wet | R245fa | MinimizeLCOE_Brownfield | IgnoreSilica | 28.3307 | 5.1025 | 0.57364 | 4 | 17680.0964 | 38111.3269 | 360.4327 | 776.9509 | 126.2775 | 17.1213 | 7227812030.2695 | 2358585.8972 | 0 | 1321106.9413 | 0 | 0 | 0 | 1421292.278 | 1989384.1954 | 5175969.5977 | 3532705.606 | 15799044.5155 | 3144235.0165 | 21624711.9638 | 21624711.9638 | 16547321.491 | 8708592.4126 | 0 | 40567991.4958 | 87448617.3632 | 1778.2794 | 2.2946 | 17680.0964 | 38111.3269 | 360.4327 | 776.9509
1 | 5000 | 707 | 0.035 | 15 | 15 | 7 | 2.3714e-12 | 0 | CO2 | Porous | Wet | R245fa | MinimizeLCOE_Brownfield | IgnoreSilica | 35.9166 | 6.6231 | 0.76388 | 4 | 14226.6334 | 29569.6086 | 290.0292 | 602.8165 | 127.2603 | 17.1124 | 8327031154.6442 | 2810189.3001 | 0 | 1597232.3958 | 0 | 0 | 0 | 1630406.3879 | 2354752.9527 | 6126584.1567 | 4181519.5756 | 18700684.7688 | 3144235.0165 | 21624711.9638 | 21624711.9638 | 16547321.491 | 8708592.4126 | 0 | 43469631.7492 | 90350257.6166 | 2371.3737 | 3.0555 | 14226.6334 | 29569.6086 | 290.0292 | 602.8165
1 | 5000 | 707 | 0.035 | 15 | 15 | 7 | 3.1623e-12 | 0 | CO2 | Porous | Wet | R245fa | MinimizeLCOE_Brownfield | IgnoreSilica | 45.0781 | 8.4717 | 1.0019 | 4 | 11653.2327 | 23351.2081 | 237.5669 | 476.046 | 127.9313 | 17.0651 | 9401578323.5124 | 3316889.9719 | 0 | 1915599.4441 | 0 | 0 | 0 | 1848741.7405 | 2761680.151 | 7185325.2544 | 4904132.1298 | 21932368.6917 | 3144235.0165 | 21624711.9638 | 21624711.9638 | 16547321.491 | 8708592.4126 | 0 | 46701315.672 | 93581941.5394 | 3162.2777 | 4.0076 | 11653.2327 | 23351.2081 | 237.5669 | 476.046
1 | 5000 | 707 | 0.035 | 15 | 15 | 7 | 4.217e-12 | 0 | CO2 | Porous | Wet | R245fa | MinimizeLCOE_Brownfield | IgnoreSilica | 55.824 | 10.6559 | 1.2915 | 4 | 9715.6681 | 18790.6548 | 198.067 | 383.0729 | 128.3175 | 16.9718 | 10447027177.9753 | 3869558.3213 | 0 | 2272944.1955 | 0 | 0 | 0 | 2065215.8651 | 3201010.1689 | 8328371.8421 | 5684284.9131 | 25421385.3059 | 3144235.0165 | 21624711.9638 | 21624711.9638 | 16547321.491 | 8708592.4126 | 0 | 50190332.2863 | 97070958.1537 | 4216.965 | 5.1659 | 9715.6681 | 18790.6548 | 198.067 | 383.0729
1 | 5000 | 707 | 0.035 | 15 | 15 | 7 | 5.6234e-12 | 0 | CO2 | Porous | Wet | R245fa | MinimizeLCOE_Brownfield | IgnoreSilica | 67.8897 | 13.1293 | 1.6299 | 4 | 8249.1505 | 15439.8647 | 168.1701 | 314.7625 | 128.4323 | 16.826 | 11417239741.5955 | 4447021.6685 | 0 | 2658124.7182 | 0 | 0 | 0 | 2261947.9165 | 3653166.7782 | 9504790.5894 | 6487214.8812 | 29012266.552 | 3144235.0165 | 21624711.9638 | 21624711.9638 | 16547321.491 | 8708592.4126 | 0 | 53781213.5324 | 100661839.3998 | 5623.4133 | 6.5196 | 8249.1505 | 15439.8647 | 168.1701 | 314.7625
1 | 5000 | 707 | 0.035 | 15 | 15 | 7 | 7.4989e-12 | 0 | CO2 | Porous | Wet | R245fa | MinimizeLCOE_Brownfield | IgnoreSilica | 80.6593 | 15.7728 | 2.0045 | 4 | 7138.9174 | 12985.747 | 145.5365 | 264.732 | 128.2905 | 16.628 | 12270254291.8754 | 5016109.9548 | 0 | 3051094.7537 | 0 | 0 | 0 | 2416858.8086 | 4088784.7717 | 10638179.2508 | 7260775.9314 | 32471803.4711 | 3144235.0165 | 21624711.9638 | 21624711.9638 | 16547321.491 | 8708592.4126 | 0 | 57240750.4514 | 104121376.3188 | 7498.9421 | 8.0181 | 7138.9174 | 12985.747 | 145.5365 | 264.732
1 | 5000 | 707 | 0.035 | 15 | 15 | 7 | 1e-11 | 0 | CO2 | Porous | Wet | R245fa | MinimizeLCOE_Brownfield | IgnoreSilica | 93.342 | 18.4254 | 2.3942 | 4 | 6301.2423 | 11196.3862 | 128.4593 | 228.2535 | 127.9274 | 16.3878 | 12967516772.7992 | 5542988.1849 | 0 | 3429207.9215 | 0 | 0 | 0 | 2514701.319 | 4479889.9959 | 11655754.8176 | 7955292.1648 | 35577834.4039 | 3144235.0165 | 21624711.9638 | 21624711.9638 | 16547321.491 | 8708592.4126 | 0 | 60346781.3842 | 107227407.2516 | 10000 | 9.577 | 6301.2423 | 11196.3862 | 128.4593 | 228.2535
1 | 5000 | 707 | 0.035 | 15 | 15 | 7 | 1.3335e-11 | 0 | CO2 | Porous | Wet | R245fa | MinimizeLCOE_Brownfield | IgnoreSilica | 105.1707 | 20.9258 | 2.7748 | 4 | 5671.0372 | 9894.8548 | 115.6118 | 201.72 | 127.4011 | 16.1217 | 13508880187.8766 | 6001703.6365 | 0 | 3772663.9612 | 0 | 0 | 0 | 2550917.3678 | 4806861.1365 | 12506466.6545 | 8535920.4739 | 38174533.2304 | 3144235.0165 | 21624711.9638 | 21624711.9638 | 16547321.491 | 8708592.4126 | 0 | 62943480.2107 | 109824106.0782 | 13335.2143 | 11.0991 | 5671.0372 | 9894.8548 | 115.6118 | 201.72
1 | 5000 | 707 | 0.035 | 15 | 15 | 7 | 1.7783e-11 | 0 | CO2 | Porous | Wet | R245fa | MinimizeLCOE_Brownfield | IgnoreSilica | 115.5728 | 23.1448 | 3.124 | 4 | 5200.428 | 8952.0657 | 106.0178 | 182.5 | 126.803 | 15.8599 | 13903163135.9335 | 6380421.147 | 0 | 4068336.1744 | 0 | 0 | 0 | 2535592.7416 | 5063896.5246 | 13175220.0089 | 8992358.3798 | 40215824.9764 | 3144235.0165 | 21624711.9638 | 21624711.9638 | 16547321.491 | 8708592.4126 | 0 | 64984771.9567 | 111865397.8241 | 17782.7941 | 12.496 | 5200.428 | 8952.0657 | 106.0178 | 182.5
1 | 5000 | 707 | 0.035 | 15 | 15 | 7 | 2.3714e-11 | 0 | CO2 | Porous | Wet | R245fa | MinimizeLCOE_Brownfield | IgnoreSilica | 124.3601 | 25.0348 | 3.4298 | 4 | 4848.9865 | 8266.1649 | 98.8531 | 168.517 | 126.1964 | 15.6159 | 14170415865.1347 | 6682259.1393 | 0 | 4313970.1491 | 0 | 0 | 0 | 2485005.6163 | 5257681.6128 | 13679409.0578 | 9336477.7657 | 41754803.341 | 3144235.0165 | 21624711.9638 | 21624711.9638 | 16547321.491 | 8708592.4126 | 0 | 66523750.3214 | 113404376.1888 | 23713.7371 | 13.7191 | 4848.9865 | 8266.1649 | 98.8531 | 168.517
1 | 5000 | 707 | 0.035 | 15 | 15 | 7 | 3.1623e-11 | 0 | CO2 | Porous | Wet | R245fa | MinimizeLCOE_Brownfield | IgnoreSilica | 131.5218 | 26.5865 | 3.6869 | 4 | 4586.7063 | 7765.5638 | 93.5062 | 158.3115 | 125.6329 | 15.4015 | 14347727812.1285 | 6915956.3364 | 0 | 4511599.5078 | 0 | 0 | 0 | 2415068.4632 | 5398623.4799 | 14046110.8848 | 9586759.2976 | 42874117.9697 | 3144235.0165 | 21624711.9638 | 21624711.9638 | 16547321.491 | 8708592.4126 | 0 | 67643064.9501 | 114523690.8175 | 31622.7766 | 14.7476 | 4586.7063 | 7765.5638 | 93.5062 | 158.3115
1 | 5000 | 707 | 0.035 | 15 | 15 | 7 | 4.217e-11 | 0 | CO2 | Porous | Wet | R245fa | MinimizeLCOE_Brownfield | IgnoreSilica | 137.2124 | 27.827 | 3.8967 | 4 | 4390.9093 | 7398.6525 | 89.5146 | 150.8315 | 125.1403 | 15.2212 | 14463545849.1826 | 7093687.2303 | 0 | 4667097.6822 | 0 | 0 | 0 | 2338996.6654 | 5498914.8154 | 14307048.3671 | 9764854.491 | 43670599.2514 | 3144235.0165 | 21624711.9638 | 21624711.9638 | 16547321.491 | 8708592.4126 | 0 | 68439546.2317 | 115320172.0991 | 42169.6503 | 15.5866 | 4390.9093 | 7398.6525 | 89.5146 | 150.8315
1 | 5000 | 707 | 0.035 | 15 | 15 | 7 | 5.6234e-11 | 0 | CO2 | Porous | Wet | R245fa | MinimizeLCOE_Brownfield | IgnoreSilica | 141.6681 | 28.8029 | 4.0642 | 4 | 4244.6353 | 7128.4249 | 86.5326 | 145.3226 | 124.7265 | 15.0738 | 14534517817.653 | 7227872.5469 | 0 | 4787954.9741 | 0 | 0 | 0 | 2265989.904 | 5569908.7958 | 14491760.1412 | 9890924.0722 | 44234410.4342 | 3144235.0165 | 21624711.9638 | 21624711.9638 | 16547321.491 | 8708592.4126 | 0 | 69003357.4145 | 115883983.2819 | 56234.1325 | 16.2566 | 4244.6353 | 7128.4249 | 86.5326 | 145.3226
1 | 5000 | 707 | 0.035 | 15 | 15 | 7 | 7.4989e-11 | 0 | CO2 | Porous | Wet | R245fa | MinimizeLCOE_Brownfield | IgnoreSilica | 145.1371 | 29.5669 | 4.1964 | 4 | 4134.4568 | 6927.358 | 84.2865 | 141.2236 | 124.3804 | 14.9516 | 14573356229.2368 | 7328705.5162 | 0 | 4881519.6718 | 0 | 0 | 0 | 2199491.0567 | 5619789.3354 | 14621539.0735 | 9979500.8602 | 44630545.5139 | 3144235.0165 | 21624711.9638 | 21624711.9638 | 16547321.491 | 8708592.4126 | 0 | 69399492.4942 | 116280118.3616 | 74989.4209 | 16.7856 | 4134.4568 | 6927.358 | 84.2865 | 141.2236
1 | 5000 | 707 | 0.035 | 15 | 15 | 7 | 1e-10 | 0 | CO2 | Porous | Wet | R245fa | MinimizeLCOE_Brownfield | IgnoreSilica | 147.7823 | 30.15 | 4.2985 | 4 | 4052.6918 | 6779.2633 | 82.6196 | 138.2045 | 124.1115 | 14.8591 | 14596994171.507 | 7404233.2016 | 0 | 4952564.7021 | 0 | 0 | 0 | 2144103.4812 | 5655351.5401 | 14714064.6353 | 10042651.4574 | 44912969.0178 | 3144235.0165 | 21624711.9638 | 21624711.9638 | 16547321.491 | 8708592.4126 | 0 | 69681915.9981 | 116562541.8655 | 100000 | 17.194 | 4052.6918 | 6779.2633 | 82.6196 | 138.2045
1 | 5000 | 707 | 0.035 | 15 | 15 | 7 | 1.3335e-10 | 0 | CO2 | Porous | Wet | R245fa | MinimizeLCOE_Brownfield | IgnoreSilica | 149.7922 | 30.5942 | 4.3769 | 4 | 3991.4717 | 6669.1883 | 81.3715 | 135.9604 | 123.9011 | 14.7876 | 14612234163.5233 | 7460560.0533 | 0 | 5006379.8161 | 0 | 0 | 0 | 2098380.6714 | 5680475.0109 | 14779430.7528 | 10087265.1757 | 45112491.4803 | 3144235.0165 | 21624711.9638 | 21624711.9638 | 16547321.491 | 8708592.4126 | 0 | 69881438.4606 | 116762064.328 | 133352.1432 | 17.5077 | 3991.4717 | 6669.1883 | 81.3715 | 135.9604
1 | 5000 | 707 | 0.035 | 15 | 15 | 7 | 1.7783e-10 | 0 | CO2 | Porous | Wet | R245fa | MinimizeLCOE_Brownfield | IgnoreSilica | 151.3003 | 30.9285 | 4.4366 | 4 | 3945.6134 | 6587.3142 | 80.4367 | 134.2913 | 123.7398 | 14.7332 | 14626425676.5109 | 7502210.7164 | 0 | 5046661.0947 | 0 | 0 | 0 | 2061299.9055 | 5697966.9695 | 14824941.2409 | 10118327.019 | 45251406.946 | 3144235.0165 | 21624711.9638 | 21624711.9638 | 16547321.491 | 8708592.4126 | 0 | 70020353.9264 | 116900979.7938 | 177827.941 | 17.7464 | 3945.6134 | 6587.3142 | 80.4367 | 134.2913
1 | 5000 | 707 | 0.035 | 15 | 15 | 7 | 2.3714e-10 | 0 | CO2 | Porous | Wet | R245fa | MinimizeLCOE_Brownfield | IgnoreSilica | 152.4575 | 31.185 | 4.4822 | 4 | 3911.2511 | 6526.0655 | 79.7361 | 133.0427 | 123.6139 | 14.691 | 14630384681.3142 | 7533818.5943 | 0 | 5077517.2662 | 0 | 0 | 0 | 2032380.1233 | 5711049.2337 | 14858978.6088 | 10141558.222 | 45355302.0484 | 3144235.0165 | 21624711.9638 | 21624711.9638 | 16547321.491 | 8708592.4126 | 0 | 70124249.0287 | 117004874.8961 | 237137.3706 | 17.9289 | 3911.2511 | 6526.0655 | 79.7361 | 133.0427
1 | 5000 | 707 | 0.035 | 15 | 15 | 7 | 3.1623e-10 | 0 | CO2 | Porous | Wet | R245fa | MinimizeLCOE_Brownfield | IgnoreSilica | 153.3271 | 31.378 | 4.5167 | 4 | 3885.4969 | 6480.3325 | 79.2111 | 132.1103 | 123.5182 | 14.659 | 14633616174.6442 | 7557366.0436 | 0 | 5100673.6019 | 0 | 0 | 0 | 2009769.0682 | 5720445.3984 | 14883425.5018 | 10158243.7288 | 45429923.3427 | 3144235.0165 | 21624711.9638 | 21624711.9638 | 16547321.491 | 8708592.4126 | 0 | 70198870.3231 | 117079496.1905 | 316227.766 | 18.0669 | 3885.4969 | 6480.3325 | 79.2111 | 132.1103
1 | 5000 | 707 | 0.035 | 15 | 15 | 7 | 4.217e-10 | 0 | CO2 | Porous | Wet | R245fa | MinimizeLCOE_Brownfield | IgnoreSilica | 153.9728 | 31.5216 | 4.5427 | 4 | 3866.1914 | 6446.2093 | 78.8175 | 131.4147 | 123.4465 | 14.6352 | 14638521891.3206 | 7574734.5521 | 0 | 5117849.7281 | 0 | 0 | 0 | 1992134.5481 | 5727040.343 | 14900584.1951 | 10169954.8895 | 45482298.256 | 3144235.0165 | 21624711.9638 | 21624711.9638 | 16547321.491 | 8708592.4126 | 0 | 70251245.2363 | 117131871.1037 | 421696.5034 | 18.1707 | 3866.1914 | 6446.2093 | 78.8175 | 131.4147
1 | 5000 | 707 | 0.035 | 15 | 15 | 7 | 5.6234e-10 | 0 | CO2 | Porous | Wet | R245fa | MinimizeLCOE_Brownfield | IgnoreSilica | 154.4797 | 31.6339 | 4.5625 | 4 | 3851.7182 | 6420.498 | 78.5225 | 130.8905 | 123.3898 | 14.6164 | 14639946498.8975 | 7588305.7383 | 0 | 5131325.0222 | 0 | 0 | 0 | 1979037.4013 | 5732480.5831 | 14914738.5838 | 10179615.5507 | 45525502.8795 | 3144235.0165 | 21624711.9638 | 21624711.9638 | 16547321.491 | 8708592.4126 | 0 | 70294449.8599 | 117175075.7273 | 562341.3252 | 18.2502 | 3851.7182 | 6420.498 | 78.5225 | 130.8905
1 | 5000 | 707 | 0.035 | 15 | 15 | 7 | 7.4989e-10 | 0 | CO2 | Porous | Wet | R245fa | MinimizeLCOE_Brownfield | IgnoreSilica | 154.8398 | 31.7142 | 4.5772 | 4 | 3840.8669 | 6401.4199 | 78.3013 | 130.5016 | 123.3493 | 14.603 | 14639294845.0489 | 7597906.2747 | 0 | 5140891.3261 | 0 | 0 | 0 | 1968645.2122 | 5735902.6971 | 14923642.2223 | 10185692.4669 | 45552680.1993 | 3144235.0165 | 21624711.9638 | 21624711.9638 | 16547321.491 | 8708592.4126 | 0 | 70321627.1796 | 117202253.047 | 749894.2093 | 18.3088 | 3840.8669 | 6401.4199 | 78.3013 | 130.5016
1 | 5000 | 707 | 0.035 | 15 | 15 | 7 | 1e-09 | 0 | CO2 | Porous | Wet | R245fa | MinimizeLCOE_Brownfield | IgnoreSilica | 155.1272 | 31.7779 | 4.5885 | 4 | 3832.7308 | 6386.992 | 78.1354 | 130.2075 | 123.3169 | 14.5922 | 14641589029.2813 | 7605548.6134 | 0 | 5148522.5408 | 0 | 0 | 0 | 1961084.1673 | 5738910.5754 | 14931468.1046 | 10191033.7924 | 45576567.7938 | 3144235.0165 | 21624711.9638 | 21624711.9638 | 16547321.491 | 8708592.4126 | 0 | 70345514.7741 | 117226140.6416 | 1000000 | 18.3539 | 3832.7308 | 6386.992 | 78.1354 | 130.2075
1 | 5000 | 707 | 0.035 | 15 | 15 | 7 | 1.3335e-09 | 0 | CO2 | Porous | Wet | R245fa | MinimizeLCOE_Brownfield | IgnoreSilica | 155.3339 | 31.824 | 4.5968 | 4 | 3826.6302 | 6376.2562 | 78.011 | 129.9886 | 123.2935 | 14.5845 | 14637937550.8977 | 7611032.498 | 0 | 5154009.8627 | 0 | 0 | 0 | 1955186.373 | 5740889.2061 | 14936616.096 | 10194547.4023 | 45592281.438 | 3144235.0165 | 21624711.9638 | 21624711.9638 | 16547321.491 | 8708592.4126 | 0 | 70361228.4183 | 117241854.2857 | 1333521.4322 | 18.3873 | 3826.6302 | 6376.2562 | 78.011 | 129.9886
1 | 5000 | 707 | 0.035 | 15 | 15 | 7 | 1.7783e-09 | 0 | CO2 | Porous | Wet | R245fa | MinimizeLCOE_Brownfield | IgnoreSilica | 155.4802 | 31.8568 | 4.603 | 4 | 3822.0557 | 6368.2821 | 77.9178 | 129.826 | 123.2768 | 14.579 | 14641478735.4057 | 7614907.3026 | 0 | 5157893.5401 | 0 | 0 | 0 | 1950564.8805 | 5742112.6321 | 14939799.1994 | 10196719.9357 | 45601997.4904 | 3144235.0165 | 21624711.9638 | 21624711.9638 | 16547321.491 | 8708592.4126 | 0 | 70370944.4707 | 117251570.3381 | 1778279.41 | 18.4118 | 3822.0557 | 6368.2821 | 77.9178 | 129.826
1 | 5000 | 707 | 0.035 | 15 | 15 | 7 | 2.3714e-09 | 0 | CO2 | Porous | Wet | R245fa | MinimizeLCOE_Brownfield | IgnoreSilica | 155.6117 | 31.8857 | 4.6079 | 4 | 3818.6255 | 6362.1298 | 77.8478 | 129.7006 | 123.2619 | 14.5741 | 14637253463.7443 | 7618388.717 | 0 | 5161383.3101 | 0 | 0 | 0 | 1947497.0129 | 5743634.9256 | 14943759.8949 | 10199423.1918 | 45614087.0522 | 3144235.0165 | 21624711.9638 | 21624711.9638 | 16547321.491 | 8708592.4126 | 0 | 70383034.0325 | 117263659.8999 | 2371373.7057 | 18.4315 | 3818.6255 | 6362.1298 | 77.8478 | 129.7006
1 | 5000 | 707 | 0.035 | 15 | 15 | 7 | 3.1623e-09 | 0 | CO2 | Porous | Wet | R245fa | MinimizeLCOE_Brownfield | IgnoreSilica | 155.6971 | 31.9048 | 4.6114 | 4 | 3816.0533 | 6357.6254 | 77.7954 | 129.6088 | 123.2522 | 14.5709 | 14638282228.9381 | 7620645.094 | 0 | 5163648.6532 | 0 | 0 | 0 | 1944932.8964 | 5744398.391 | 14945746.2752 | 10200778.9372 | 45620150.247 | 3144235.0165 | 21624711.9638 | 21624711.9638 | 16547321.491 | 8708592.4126 | 0 | 70389097.2273 | 117269723.0947 | 3162277.6602 | 18.4455 | 3816.0533 | 6357.6254 | 77.7954 | 129.6088
1 | 5000 | 707 | 0.035 | 15 | 15 | 7 | 4.217e-09 | 0 | CO2 | Porous | Wet | R245fa | MinimizeLCOE_Brownfield | IgnoreSilica | 155.7554 | 31.918 | 4.6139 | 4 | 3814.1245 | 6354.2945 | 77.7561 | 129.5409 | 123.2455 | 14.5687 | 14640856702.5196 | 7622185.2014 | 0 | 5165196.5727 | 0 | 0 | 0 | 1942896.0469 | 5744808.3502 | 14946812.905 | 10201506.934 | 45623406.0102 | 3144235.0165 | 21624711.9638 | 21624711.9638 | 16547321.491 | 8708592.4126 | 0 | 70392352.9905 | 117272978.858 | 4216965.0343 | 18.4557 | 3814.1245 | 6354.2945 | 77.7561 | 129.5409
1 | 5000 | 707 | 0.035 | 15 | 15 | 7 | 5.6234e-09 | 0 | CO2 | Porous | Wet | R245fa | MinimizeLCOE_Brownfield | IgnoreSilica | 155.8091 | 31.9298 | 4.616 | 4 | 3812.6781 | 6351.7169 | 77.7266 | 129.4883 | 123.2394 | 14.5667 | 14639634491.9236 | 7623603.9793 | 0 | 5166621.539 | 0 | 0 | 0 | 1941555.0955 | 5745394.4394 | 14948337.7888 | 10202547.6985 | 45628060.5405 | 3144235.0165 | 21624711.9638 | 21624711.9638 | 16547321.491 | 8708592.4126 | 0 | 70397007.5208 | 117277633.3883 | 5623413.2519 | 18.4639 | 3812.6781 | 6351.7169 | 77.7266 | 129.4883
1 | 5000 | 707 | 0.035 | 15 | 15 | 7 | 7.4989e-09 | 0 | CO2 | Porous | Wet | R245fa | MinimizeLCOE_Brownfield | IgnoreSilica | 155.846 | 31.9381 | 4.6175 | 4 | 3811.5935 | 6349.8119 | 77.7045 | 129.4495 | 123.2352 | 14.5653 | 14639157355.8128 | 7624576.9436 | 0 | 5167599.5378 | 0 | 0 | 0 | 1940482.6546 | 5745737.063 | 14949229.2252 | 10203156.1221 | 45630781.5462 | 3144235.0165 | 21624711.9638 | 21624711.9638 | 16547321.491 | 8708592.4126 | 0 | 70399728.5265 | 117280354.3939 | 7498942.0933 | 18.4699 | 3811.5935 | 6349.8119 | 77.7045 | 129.4495
1 | 5000 | 707 | 0.035 | 15 | 15 | 7 | 1e-08 | 0 | CO2 | Porous | Wet | R245fa | MinimizeLCOE_Brownfield | IgnoreSilica | 155.8628 | 31.9421 | 4.6184 | 4 | 3810.7802 | 6348.4705 | 77.6879 | 129.4222 | 123.2333 | 14.5646 | 14643346216.2435 | 7625019.8585 | 0 | 5168046.407 | 0 | 0 | 0 | 1939471.9971 | 5745689.9224 | 14949106.5751 | 10203072.4109 | 45630407.171 | 3144235.0165 | 21624711.9638 | 21624711.9638 | 16547321.491 | 8708592.4126 | 0 | 70399354.1513 | 117279980.0187 | 10000000 | 18.4737 | 3810.7802 | 6348.4705 | 77.6879 | 129.4222
1 | 5100 | 707 | 0.035 | 15 | 15 | 7 | 1e-13 | 0 | CO2 | Porous | Wet | R245fa | MinimizeLCOE_Brownfield | IgnoreSilica | 1.6337 | 0.03447 | 0.0036289 | 4 | 1851380.747 | 5160252.1823 | 37742.9007 | 105198.7205 | 78.398 | 14.7994 | 38368211.8909 | 205271.6209 | 0 | 88800.5003 | 0 | 0 | 0 | 202518.9893 | 193670.5331 | 503890.9999 | 343915.9613 | 1538068.6048 | 3144235.0165 | 22191273.92 | 22191273.92 | 16930155.7018 | 8908244.0339 | 0 | 26873577.5413 | 74903251.197 | 100 | 0.014515 | 1851380.747 | 5160252.1823 | 37742.9007 | 105198.7205
1 | 5100 | 707 | 0.035 | 15 | 15 | 7 | 1.3335e-13 | 0 | CO2 | Porous | Wet | R245fa | MinimizeLCOE_Brownfield | IgnoreSilica | 2.4109 | 0.13104 | 0.011806 | 4 | 584208.1791 | 1601255.9542 | 11909.8739 | 32643.7685 | 89.9804 | 15.6289 | 296039036.9043 | 305065.7189 | 0 | 145503.4186 | 0 | 0 | 0 | 277007.1366 | 283754.7469 | 738271.6453 | 503885.5679 | 2253488.2342 | 3144235.0165 | 22191273.92 | 22191273.92 | 16930155.7018 | 8908244.0339 | 0 | 27588997.1707 | 75618670.8264 | 133.3521 | 0.047225 | 584208.1791 | 1601255.9542 | 11909.8739 | 32643.7685
1 | 5100 | 707 | 0.035 | 15 | 15 | 7 | 1.7783e-13 | 0 | CO2 | Porous | Wet | R245fa | MinimizeLCOE_Brownfield | IgnoreSilica | 3.364 | 0.27531 | 0.025075 | 4 | 283163.5772 | 762030.3045 | 5772.6725 | 15535.0185 | 99.0044 | 16.1919 | 870912971.5458 | 420569.3324 | 0 | 212263.3084 | 0 | 0 | 0 | 356885.5156 | 385990.081 | 1004267.0133 | 685432.8722 | 3065408.1229 | 3144235.0165 | 22191273.92 | 22191273.92 | 16930155.7018 | 8908244.0339 | 0 | 28400917.0593 | 76430590.715 | 177.8279 | 0.1003 | 283163.5772 | 762030.3045 | 5772.6725 | 15535.0185
1 | 5100 | 707 | 0.035 | 15 | 15 | 7 | 2.3714e-13 | 0 | CO2 | Porous | Wet | R245fa | MinimizeLCOE_Brownfield | IgnoreSilica | 4.5575 | 0.47751 | 0.044788 | 4 | 163749.1527 | 431844.4329 | 3338.248 | 8803.7329 | 106.2188 | 16.5957 | 1279987050.0704 | 555315.2346 | 0 | 291687.7796 | 0 | 0 | 0 | 444592.436 | 503722.2256 | 1310581.9033 | 894499.0788 | 4000398.6579 | 3144235.0165 | 22191273.92 | 22191273.92 | 16930155.7018 | 8908244.0339 | 0 | 29335907.5943 | 77365581.25 | 237.1374 | 0.17915 | 163749.1527 | 431844.4329 | 3338.248 | 8803.7329
1 | 5100 | 707 | 0.035 | 15 | 15 | 7 | 3.1623e-13 | 0 | CO2 | Porous | Wet | R245fa | MinimizeLCOE_Brownfield | IgnoreSilica | 6.1233 | 0.75936 | 0.072898 | 4 | 104472.6365 | 269188.6898 | 2129.816 | 5487.7755 | 112.1978 | 16.9015 | 1920328838.4833 | 718825.553 | 0 | 387898.6747 | 0 | 0 | 0 | 548853.1672 | 645675.184 | 1679914.3826 | 1146576.0849 | 5127743.0465 | 3144235.0165 | 22191273.92 | 22191273.92 | 16930155.7018 | 8908244.0339 | 0 | 30463251.983 | 78492925.6387 | 316.2278 | 0.29159 | 104472.6365 | 269188.6898 | 2129.816 | 5487.7755
1 | 5100 | 707 | 0.035 | 15 | 15 | 7 | 4.217e-13 | 0 | CO2 | Porous | Wet | R245fa | MinimizeLCOE_Brownfield | IgnoreSilica | 8.0212 | 1.1192 | 0.11194 | 4 | 70692.1615 | 177963.0635 | 1441.1553 | 3628.0178 | 116.7676 | 17.1185 | 1421915577.1639 | 901896.7499 | 0 | 481419.1784 | 0 | 0 | 0 | 656016.9995 | 795339.8418 | 2069311.1218 | 1412347.3607 | 6316331.252 | 3144235.0165 | 22191273.92 | 22191273.92 | 16930155.7018 | 8908244.0339 | 0 | 31651840.1885 | 79681513.8442 | 421.6965 | 0.44774 | 70692.1615 | 177963.0635 | 1441.1553 | 3628.0178
1 | 5100 | 707 | 0.035 | 15 | 15 | 7 | 5.6234e-13 | 0 | CO2 | Porous | Wet | R245fa | MinimizeLCOE_Brownfield | IgnoreSilica | 10.5692 | 1.6101 | 0.16516 | 4 | 50160.8802 | 122860.429 | 1022.5974 | 2504.676 | 120.6135 | 17.292 | 3491290561.7787 | 1128754.1666 | 0 | 600298.9907 | 0 | 0 | 0 | 790524.5516 | 982635.3065 | 2556615.5012 | 1744942.6128 | 7803771.1293 | 3144235.0165 | 22191273.92 | 22191273.92 | 16930155.7018 | 8908244.0339 | 0 | 33139280.0658 | 81168953.7215 | 562.3413 | 0.66066 | 50160.8802 | 122860.429 | 1022.5974 | 2504.676
1 | 5100 | 707 | 0.035 | 15 | 15 | 7 | 7.4989e-13 | 0 | CO2 | Porous | Wet | R245fa | MinimizeLCOE_Brownfield | IgnoreSilica | 13.6024 | 2.2116 | 0.23547 | 4 | 36882.1073 | 87876.4402 | 751.8916 | 1791.4801 | 123.4665 | 17.4063 | 2289800793.5187 | 1378015.291 | 0 | 734554.0325 | 0 | 0 | 0 | 923146.5854 | 1183929.2045 | 3080340.9327 | 2102395.9813 | 9402382.0273 | 3144235.0165 | 22191273.92 | 22191273.92 | 16930155.7018 | 8908244.0339 | 0 | 34737890.9638 | 82767564.6195 | 749.8942 | 0.94186 | 36882.1073 | 87876.4402 | 751.8916 | 1791.4801
1 | 5100 | 707 | 0.035 | 15 | 15 | 7 | 1e-12 | 0 | CO2 | Porous | Wet | R245fa | MinimizeLCOE_Brownfield | IgnoreSilica | 17.746 | 3.0333 | 0.32967 | 4 | 27901.6901 | 64324.2785 | 568.8137 | 1311.3374 | 125.8861 | 17.4955 | 5399337969.2565 | 1692718.9835 | 0 | 908682.0901 | 0 | 0 | 0 | 1097954.3618 | 1442748.6198 | 3753735.9604 | 2562001.9245 | 11457841.9401 | 3144235.0165 | 22191273.92 | 22191273.92 | 16930155.7018 | 8908244.0339 | 0 | 36793350.8766 | 84823024.5323 | 1000 | 1.3187 | 27901.6901 | 64324.2785 | 568.8137 | 1311.3374
1 | 5100 | 707 | 0.035 | 15 | 15 | 7 | 1.3335e-12 | 0 | CO2 | Porous | Wet | R245fa | MinimizeLCOE_Brownfield | IgnoreSilica | 22.7935 | 4.0481 | 0.45203 | 4 | 21612.1693 | 48175.4052 | 440.5933 | 982.1208 | 127.6861 | 17.5491 | 6464111827.5348 | 2047068.9272 | 0 | 1110149.5265 | 0 | 0 | 0 | 1279619.752 | 1730366.9002 | 4502059.7272 | 3072748.2719 | 13742013.105 | 3144235.0165 | 22191273.92 | 22191273.92 | 16930155.7018 | 8908244.0339 | 0 | 39077522.0414 | 87107195.6972 | 1333.5214 | 1.8081 | 21612.1693 | 48175.4052 | 440.5933 | 982.1208
1 | 5100 | 707 | 0.035 | 15 | 15 | 7 | 1.7783e-12 | 0 | CO2 | Porous | Wet | R245fa | MinimizeLCOE_Brownfield | IgnoreSilica | 29.1077 | 5.3263 | 0.61036 | 4 | 17086.6812 | 36759.3531 | 348.3351 | 749.3891 | 129.0584 | 17.5715 | 7558290946.8003 | 2457924.5992 | 0 | 1350014.5446 | 0 | 0 | 0 | 1480817.4607 | 2062615.0758 | 5366501.3267 | 3662747.426 | 16380620.4331 | 3144235.0165 | 22191273.92 | 22191273.92 | 16930155.7018 | 8908244.0339 | 0 | 41716129.3695 | 89745803.0252 | 1778.2794 | 2.4414 | 17086.6812 | 36759.3531 | 348.3351 | 749.3891
1 | 5100 | 707 | 0.035 | 15 | 15 | 7 | 2.3714e-12 | 0 | CO2 | Porous | Wet | R245fa | MinimizeLCOE_Brownfield | IgnoreSilica | 36.8808 | 6.9101 | 0.81218 | 4 | 13763.514 | 28547.7835 | 280.5878 | 581.9852 | 130.0644 | 17.5594 | 8678566537.1781 | 2927306.5591 | 0 | 1631445.8748 | 0 | 0 | 0 | 1697769.568 | 2440043.5807 | 6348492.8753 | 4332976.8359 | 19378035.2939 | 3144235.0165 | 22191273.92 | 22191273.92 | 16930155.7018 | 8908244.0339 | 0 | 44713544.2303 | 92743217.886 | 2371.3737 | 3.2487 | 13763.514 | 28547.7835 | 280.5878 | 581.9852
1 | 5100 | 707 | 0.035 | 15 | 15 | 7 | 3.1623e-12 | 0 | CO2 | Porous | Wet | R245fa | MinimizeLCOE_Brownfield | IgnoreSilica | 46.2501 | 8.8322 | 1.0642 | 4 | 11286.1626 | 22568.925 | 230.0837 | 460.0981 | 130.749 | 17.507 | 9798026050.7924 | 3452950.5487 | 0 | 1955341.9015 | 0 | 0 | 0 | 1923570.5496 | 2859426.5699 | 7439641.386 | 5077708.1153 | 22708639.071 | 3144235.0165 | 22191273.92 | 22191273.92 | 16930155.7018 | 8908244.0339 | 0 | 48044148.0075 | 96073821.6632 | 3162.2777 | 4.2569 | 11286.1626 | 22568.925 | 230.0837 | 460.0981
1 | 5100 | 707 | 0.035 | 15 | 15 | 7 | 4.217e-12 | 0 | CO2 | Porous | Wet | R245fa | MinimizeLCOE_Brownfield | IgnoreSilica | 57.2124 | 11.098 | 1.3701 | 4 | 9420.5753 | 18184.3061 | 192.0512 | 370.7117 | 131.14 | 17.4062 | 10872323603.6277 | 4024865.1114 | 0 | 2318057.2982 | 0 | 0 | 0 | 2146535.4296 | 3310888.5573 | 8614252.8694 | 5879404.5885 | 26294003.8543 | 3144235.0165 | 22191273.92 | 22191273.92 | 16930155.7018 | 8908244.0339 | 0 | 51629512.7907 | 99659186.4464 | 4216.965 | 5.4805 | 9420.5753 | 18184.3061 | 192.0512 | 370.7117
1 | 5100 | 707 | 0.035 | 15 | 15 | 7 | 5.6234e-12 | 0 | CO2 | Porous | Wet | R245fa | MinimizeLCOE_Brownfield | IgnoreSilica | 69.4561 | 13.6512 | 1.7261 | 4 | 8008.7207 | 14965.0304 | 163.2686 | 305.0824 | 131.251 | 17.2508 | 11867481324.2319 | 4619301.8135 | 0 | 2707076.3778 | 0 | 0 | 0 | 2346872.7931 | 3772567.8839 | 9815447.7739 | 6699244.7929 | 29960511.4351 | 3144235.0165 | 22191273.92 | 22191273.92 | 16930155.7018 | 8908244.0339 | 0 | 55296020.3715 | 103325694.0272 | 5623.4133 | 6.9045 | 8008.7207 | 14965.0304 | 163.2686 | 305.0824
1 | 5100 | 707 | 0.035 | 15 | 15 | 7 | 7.4989e-12 | 0 | CO2 | Porous | Wet | R245fa | MinimizeLCOE_Brownfield | IgnoreSilica | 82.3675 | 16.3704 | 2.1186 | 4 | 6940.3258 | 12608.0569 | 141.4879 | 257.0323 | 131.0988 | 17.0413 | 12732458632.4478 | 5203017.6231 | 0 | 3102680.7464 | 0 | 0 | 0 | 2503370.8531 | 4215536.9968 | 10967962.5402 | 7485859.8028 | 33478428.5625 | 3144235.0165 | 22191273.92 | 22191273.92 | 16930155.7018 | 8908244.0339 | 0 | 58813937.4989 | 106843611.1546 | 7498.9421 | 8.4742 | 6940.3258 | 12608.0569 | 141.4879 | 257.0323
1 | 5100 | 707 | 0.035 | 15 | 15 | 7 | 1e-11 | 0 | CO2 | Porous | Wet | R245fa | MinimizeLCOE_Brownfield | IgnoreSilica | 95.1124 | 19.083 | 2.5245 | 4 | 6134.6744 | 10890.9903 | 125.0636 | 222.0276 | 130.7223 | 16.7897 | 13440998278.808 | 5740136.195 | 0 | 3481142.9795 | 0 | 0 | 0 | 2599820.6295 | 4610228.9235 | 11994869.971 | 8186745.2251 | 36612943.9235 | 3144235.0165 | 22191273.92 | 22191273.92 | 16930155.7018 | 8908244.0339 | 0 | 61948452.86 | 109978126.5157 | 10000 | 10.0981 | 6134.6744 | 10890.9903 | 125.0636 | 222.0276
1 | 5100 | 707 | 0.035 | 15 | 15 | 7 | 1.3335e-11 | 0 | CO2 | Porous | Wet | R245fa | MinimizeLCOE_Brownfield | IgnoreSilica | 106.9493 | 21.6294 | 2.919 | 4 | 5528.8862 | 9642.3921 | 112.7138 | 196.5732 | 130.1828 | 16.5128 | 13980524121.5991 | 6205875.0841 | 0 | 3823620.7501 | 0 | 0 | 0 | 2633424.3364 | 4938538.8665 | 12849065.097 | 8769750.9506 | 39220275.0846 | 3144235.0165 | 22191273.92 | 22191273.92 | 16930155.7018 | 8908244.0339 | 0 | 64555784.0211 | 112585457.6768 | 13335.2143 | 11.6761 | 5528.8862 | 9642.3921 | 112.7138 | 196.5732
1 | 5100 | 707 | 0.035 | 15 | 15 | 7 | 1.7783e-11 | 0 | CO2 | Porous | Wet | R245fa | MinimizeLCOE_Brownfield | IgnoreSilica | 117.3218 | 23.8814 | 3.2795 | 4 | 5076.6869 | 8738.0053 | 103.4951 | 178.1361 | 129.5741 | 16.242 | 14372810659.8475 | 6589128.9956 | 0 | 4117516.2534 | 0 | 0 | 0 | 2615209.117 | 5195523.2027 | 13517685.6252 | 9226098.1998 | 41261161.3937 | 3144235.0165 | 22191273.92 | 22191273.92 | 16930155.7018 | 8908244.0339 | 0 | 66596670.3302 | 114626343.9859 | 17782.7941 | 13.1181 | 5076.6869 | 8738.0053 | 103.4951 | 178.1361
1 | 5100 | 707 | 0.035 | 15 | 15 | 7 | 2.3714e-11 | 0 | CO2 | Porous | Wet | R245fa | MinimizeLCOE_Brownfield | IgnoreSilica | 126.0332 | 25.789 | 3.5937 | 4 | 4739.0811 | 8080.3475 | 96.6126 | 164.7288 | 128.9619 | 15.9917 | 14642289529.0909 | 6892935.3024 | 0 | 4360340.7259 | 0 | 0 | 0 | 2561324.3298 | 5387694.1397 | 14017674.9834 | 9567351.2106 | 42787320.6918 | 3144235.0165 | 22191273.92 | 22191273.92 | 16930155.7018 | 8908244.0339 | 0 | 68122829.6282 | 116152503.284 | 23713.7371 | 14.3747 | 4739.0811 | 8080.3475 | 96.6126 | 164.7288
1 | 5100 | 707 | 0.035 | 15 | 15 | 7 | 3.1623e-11 | 0 | CO2 | Porous | Wet | R245fa | MinimizeLCOE_Brownfield | IgnoreSilica | 133.1297 | 27.354 | 3.8573 | 4 | 4487.1657 | 7600.0912 | 91.4769 | 154.9381 | 128.3947 | 15.7722 | 14815830865.5248 | 7128161.2759 | 0 | 4555670.2026 | 0 | 0 | 0 | 2489198.7568 | 5527481.7918 | 14381373.7798 | 9815583.1124 | 43897468.9193 | 3144235.0165 | 22191273.92 | 22191273.92 | 16930155.7018 | 8908244.0339 | 0 | 69232977.8558 | 117262651.5115 | 31622.7766 | 15.4291 | 4487.1657 | 7600.0912 | 91.4769 | 154.9381
1 | 5100 | 707 | 0.035 | 15 | 15 | 7 | 4.217e-11 | 0 | CO2 | Porous | Wet | R245fa | MinimizeLCOE_Brownfield | IgnoreSilica | 138.7593 | 28.6032 | 4.0718 | 4 | 4299.1233 | 7248.0146 | 87.6434 | 147.7606 | 127.9004 | 15.588 | 14927709243.6184 | 7306850.4985 | 0 | 4709144.1933 | 0 | 0 | 0 | 2411590.2449 | 5626758.1253 | 14639670.4352 | 9991875.8872 | 44685889.3844 | 3144235.0165 | 22191273.92 | 22191273.92 | 16930155.7018 | 8908244.0339 | 0 | 70021398.3209 | 118051071.9766 | 42169.6503 | 16.2874 | 4299.1233 | 7248.0146 | 87.6434 | 147.7606
1 | 5100 | 707 | 0.035 | 15 | 15 | 7 | 5.6234e-11 | 0 | CO2 | Porous | Wet | R245fa | MinimizeLCOE_Brownfield | IgnoreSilica | 143.1614 | 29.5847 | 4.2429 | 4 | 4158.6508 | 6988.6686 | 84.7797 | 142.4735 | 127.4861 | 15.4378 | 14995291167.3411 | 7441636.2164 | 0 | 4828285.8774 | 0 | 0 | 0 | 2337559.3344 | 5696917.757 | 14822211.4053 | 10116463.8501 | 45243074.4407 | 3144235.0165 | 22191273.92 | 22191273.92 | 16930155.7018 | 8908244.0339 | 0 | 70578583.3771 | 118608257.0329 | 56234.1325 | 16.9715 | 4158.6508 | 6988.6686 | 84.7797 | 142.4735
1 | 5100 | 707 | 0.035 | 15 | 15 | 7 | 7.4989e-11 | 0 | CO2 | Porous | Wet | R245fa | MinimizeLCOE_Brownfield | IgnoreSilica | 146.5667 | 30.3467 | 4.3771 | 4 | 4053.6249 | 6796.8633 | 82.6386 | 138.5633 | 127.1486 | 15.3179 | 15033711390.6374 | 7542892.1194 | 0 | 4919948.2333 | 0 | 0 | 0 | 2271798.8999 | 5746509.3085 | 14951238.4496 | 10204527.4591 | 45636914.4698 | 3144235.0165 | 22191273.92 | 22191273.92 | 16930155.7018 | 8908244.0339 | 0 | 70972423.4063 | 119002097.062 | 74989.4209 | 17.5084 | 4053.6249 | 6796.8633 | 82.6386 | 138.5633
1 | 5100 | 707 | 0.035 | 15 | 15 | 7 | 1e-10 | 0 | CO2 | Porous | Wet | R245fa | MinimizeLCOE_Brownfield | IgnoreSilica | 149.1855 | 30.936 | 4.4816 | 4 | 3974.3248 | 6653.569 | 81.022 | 135.642 | 126.8726 | 15.2199 | 15055286406.9299 | 7618396.0918 | 0 | 4990149.5338 | 0 | 0 | 0 | 2214434.0209 | 5780962.0622 | 15040877.4474 | 10265707.917 | 45910527.073 | 3144235.0165 | 22191273.92 | 22191273.92 | 16930155.7018 | 8908244.0339 | 0 | 71246036.0095 | 119275709.6652 | 100000 | 17.9266 | 3974.3248 | 6653.569 | 81.022 | 135.642
1 | 5100 | 707 | 0.035 | 15 | 15 | 7 | 1.3335e-10 | 0 | CO2 | Porous | Wet | R245fa | MinimizeLCOE_Brownfield | IgnoreSilica | 151.154 | 31.3792 | 4.5613 | 4 | 3915.5393 | 6547.9955 | 79.8236 | 133.4897 | 126.6642 | 15.1478 | 15072937065.8543 | 7674547.5704 | 0 | 5042756.1819 | 0 | 0 | 0 | 2168227.4117 | 5805357.154 | 15104348.4722 | 10309028.1956 | 46104264.9859 | 3144235.0165 | 22191273.92 | 22191273.92 | 16930155.7018 | 8908244.0339 | 0 | 71439773.9223 | 119469447.578 | 133352.1432 | 18.2452 | 3915.5393 | 6547.9955 | 79.8236 | 133.4897
1 | 5100 | 707 | 0.035 | 15 | 15 | 7 | 1.7783e-10 | 0 | CO2 | Porous | Wet | R245fa | MinimizeLCOE_Brownfield | IgnoreSilica | 152.6498 | 31.7165 | 4.6222 | 4 | 3871.5061 | 6469.2942 | 78.9259 | 131.8853 | 126.5024 | 15.0923 | 15082711129.4585 | 7716613.3154 | 0 | 5082639.5969 | 0 | 0 | 0 | 2131241.8056 | 5822892.94 | 15149972.9902 | 10340167.8666 | 46243528.5147 | 3144235.0165 | 22191273.92 | 22191273.92 | 16930155.7018 | 8908244.0339 | 0 | 71579037.4511 | 119608711.1068 | 177827.941 | 18.4887 | 3871.5061 | 6469.2942 | 78.9259 | 131.8853
1 | 5100 | 707 | 0.035 | 15 | 15 | 7 | 2.3714e-10 | 0 | CO2 | Porous | Wet | R245fa | MinimizeLCOE_Brownfield | IgnoreSilica | 153.7876 | 31.9733 | 4.6685 | 4 | 3838.5123 | 6410.4985 | 78.2533 | 130.6867 | 126.3773 | 15.0496 | 15086356094.7951 | 7748259.9156 | 0 | 5112923.9635 | 0 | 0 | 0 | 2102224.5188 | 5835729.2752 | 15183370.5014 | 10362962.3542 | 46345470.5287 | 3144235.0165 | 22191273.92 | 22191273.92 | 16930155.7018 | 8908244.0339 | 0 | 71680979.4652 | 119710653.1209 | 237137.3706 | 18.6742 | 3838.5123 | 6410.4985 | 78.2533 | 130.6867
1 | 5100 | 707 | 0.035 | 15 | 15 | 7 | 3.1623e-10 | 0 | CO2 | Porous | Wet | R245fa | MinimizeLCOE_Brownfield | IgnoreSilica | 154.6501 | 32.168 | 4.7037 | 4 | 3813.7844 | 6366.5315 | 77.7492 | 129.7904 | 126.2814 | 15.017 | 15086857470.9319 | 7772048.7931 | 0 | 5135852.7033 | 0 | 0 | 0 | 2079715.2359 | 5845170.5256 | 15207934.6983 | 10379727.9234 | 46420449.8795 | 3144235.0165 | 22191273.92 | 22191273.92 | 16930155.7018 | 8908244.0339 | 0 | 71755958.816 | 119785632.4717 | 316227.766 | 18.8149 | 3813.7844 | 6366.5315 | 77.7492 | 129.7904
1 | 5100 | 707 | 0.035 | 15 | 15 | 7 | 4.217e-10 | 0 | CO2 | Porous | Wet | R245fa | MinimizeLCOE_Brownfield | IgnoreSilica | 155.2903 | 32.3129 | 4.7302 | 4 | 3795.2485 | 6333.7271 | 77.3713 | 129.1216 | 126.2095 | 14.9926 | 15088292743.6969 | 7789590.594 | 0 | 5152854.4504 | 0 | 0 | 0 | 2062161.8669 | 5851796.6954 | 15225174.6328 | 10391494.533 | 46473072.7725 | 3144235.0165 | 22191273.92 | 22191273.92 | 16930155.7018 | 8908244.0339 | 0 | 71808581.7089 | 119838255.3646 | 421696.5034 | 18.9207 | 3795.2485 | 6333.7271 | 77.3713 | 129.1216
1 | 5100 | 707 | 0.035 | 15 | 15 | 7 | 5.6234e-10 | 0 | CO2 | Porous | Wet | R245fa | MinimizeLCOE_Brownfield | IgnoreSilica | 155.7749 | 32.4225 | 4.7501 | 4 | 3781.3526 | 6309.1535 | 77.088 | 128.6206 | 126.1547 | 14.9741 | 15090784960.8665 | 7802802.5546 | 0 | 5165712.5201 | 0 | 0 | 0 | 2048778.6001 | 5856744.5332 | 15238047.8918 | 10400280.7967 | 46512366.8966 | 3144235.0165 | 22191273.92 | 22191273.92 | 16930155.7018 | 8908244.0339 | 0 | 71847875.833 | 119877549.4887 | 562341.3252 | 19.0006 | 3781.3526 | 6309.1535 | 77.088 | 128.6206
1 | 5100 | 707 | 0.035 | 15 | 15 | 7 | 7.4989e-10 | 0 | CO2 | Porous | Wet | R245fa | MinimizeLCOE_Brownfield | IgnoreSilica | 156.1381 | 32.5048 | 4.7652 | 4 | 3770.9342 | 6290.762 | 76.8756 | 128.2457 | 126.1134 | 14.9602 | 15091698174.9418 | 7812669.7198 | 0 | 5175345.8533 | 0 | 0 | 0 | 2038563.5894 | 5860365.8734 | 15247469.8763 | 10406711.4947 | 46541126.4069 | 3144235.0165 | 22191273.92 | 22191273.92 | 16930155.7018 | 8908244.0339 | 0 | 71876635.3434 | 119906308.9991 | 749894.2093 | 19.0607 | 3770.9342 | 6290.762 | 76.8756 | 128.2457
1 | 5100 | 707 | 0.035 | 15 | 15 | 7 | 1e-09 | 0 | CO2 | Porous | Wet | R245fa | MinimizeLCOE_Brownfield | IgnoreSilica | 156.4157 | 32.5675 | 4.7766 | 4 | 3763.1228 | 6276.9478 | 76.7163 | 127.9641 | 126.0818 | 14.9496 | 15089231031.6167 | 7820192.2565 | 0 | 5182707.076 | 0 | 0 | 0 | 2030907.2619 | 5863184.5719 | 15254803.5514 | 10411716.8787 | 46563511.5965 | 3144235.0165 | 22191273.92 | 22191273.92 | 16930155.7018 | 8908244.0339 | 0 | 71899020.5329 | 119928694.1887 | 1000000 | 19.1062 | 3763.1228 | 6276.9478 | 76.7163 | 127.9641
1 | 5100 | 707 | 0.035 | 15 | 15 | 7 | 1.3335e-09 | 0 | CO2 | Porous | Wet | R245fa | MinimizeLCOE_Brownfield | IgnoreSilica | 156.623 | 32.6144 | 4.7851 | 4 | 3757.2656 | 6266.6073 | 76.5969 | 127.7533 | 126.0581 | 14.9416 | 15089695457.8353 | 7825795.6971 | 0 | 5188200.5257 | 0 | 0 | 0 | 2025090.1299 | 5865243.6775 | 15260160.9221 | 10415373.3943 | 46579864.3466 | 3144235.0165 | 22191273.92 | 22191273.92 | 16930155.7018 | 8908244.0339 | 0 | 71915373.283 | 119945046.9387 | 1333521.4322 | 19.1403 | 3757.2656 | 6266.6073 | 76.5969 | 127.7533
1 | 5100 | 707 | 0.035 | 15 | 15 | 7 | 1.7783e-09 | 0 | CO2 | Porous | Wet | R245fa | MinimizeLCOE_Brownfield | IgnoreSilica | 156.7714 | 32.6482 | 4.7914 | 4 | 3752.8737 | 6258.9151 | 76.5074 | 127.5965 | 126.041 | 14.9359 | 15092390387.0862 | 7829798.9946 | 0 | 5192131.5403 | 0 | 0 | 0 | 2020557.2236 | 5866570.2258 | 15263612.3286 | 10417729.0501 | 46590399.363 | 3144235.0165 | 22191273.92 | 22191273.92 | 16930155.7018 | 8908244.0339 | 0 | 71925908.2994 | 119955581.9551 | 1778279.41 | 19.1656 | 3752.8737 | 6258.9151 | 76.5074 | 127.5965
1 | 5100 | 707 | 0.035 | 15 | 15 | 7 | 2.3714e-09 | 0 | CO2 | Porous | Wet | R245fa | MinimizeLCOE_Brownfield | IgnoreSilica | 156.8808 | 32.6732 | 4.7961 | 4 | 3749.5805 | 6253.1642 | 76.4403 | 127.4792 | 126.0285 | 14.9317 | 15094512154.1698 | 7832749.0185 | 0 | 5195031.4136 | 0 | 0 | 0 | 2017105.2162 | 5867505.4028 | 15266045.4673 | 10419389.7173 | 46597826.2357 | 3144235.0165 | 22191273.92 | 22191273.92 | 16930155.7018 | 8908244.0339 | 0 | 71933335.1721 | 119963008.8278 | 2371373.7057 | 19.1844 | 3749.5805 | 6253.1642 | 76.4403 | 127.4792
1 | 5100 | 707 | 0.035 | 15 | 15 | 7 | 3.1623e-09 | 0 | CO2 | Porous | Wet | R245fa | MinimizeLCOE_Brownfield | IgnoreSilica | 156.9734 | 32.694 | 4.7998 | 4 | 3747.111 | 6248.7706 | 76.3899 | 127.3896 | 126.0178 | 14.9281 | 15092687106.1395 | 7835244.4083 | 0 | 5197484.6567 | 0 | 0 | 0 | 2014711.8405 | 5868501.9532 | 15268638.2868 | 10421159.3699 | 46605740.5154 | 3144235.0165 | 22191273.92 | 22191273.92 | 16930155.7018 | 8908244.0339 | 0 | 71941249.4519 | 119970923.1076 | 3162277.6602 | 19.1991 | 3747.111 | 6248.7706 | 76.3899 | 127.3896
1 | 5100 | 707 | 0.035 | 15 | 15 | 7 | 4.217e-09 | 0 | CO2 | Porous | Wet | R245fa | MinimizeLCOE_Brownfield | IgnoreSilica | 157.042 | 32.7094 | 4.8025 | 4 | 3745.2592 | 6245.4843 | 76.3522 | 127.3226 | 126.01 | 14.9254 | 15090113466.6161 | 7837089.551 | 0 | 5199299.8703 | 0 | 0 | 0 | 2012893.2539 | 5869220.2433 | 15270507.1305 | 10422434.8941 | 46611444.9431 | 3144235.0165 | 22191273.92 | 22191273.92 | 16930155.7018 | 8908244.0339 | 0 | 71946953.8796 | 119976627.5353 | 4216965.0343 | 19.2101 | 3745.2592 | 6245.4843 | 76.3522 | 127.3226
1 | 5100 | 707 | 0.035 | 15 | 15 | 7 | 5.6234e-09 | 0 | CO2 | Porous | Wet | R245fa | MinimizeLCOE_Brownfield | IgnoreSilica | 157.0855 | 32.7195 | 4.8045 | 4 | 3743.8706 | 6243.0823 | 76.3239 | 127.2737 | 126.0049 | 14.9238 | 15093378557.0628 | 7838259.7745 | 0 | 5200452.694 | 0 | 0 | 0 | 2011373.1175 | 5869533.3785 | 15271321.8441 | 10422990.9529 | 46613931.7615 | 3144235.0165 | 22191273.92 | 22191273.92 | 16930155.7018 | 8908244.0339 | 0 | 71949440.6979 | 119979114.3536 | 5623413.2519 | 19.2179 | 3743.8706 | 6243.0823 | 76.3239 | 127.2737
1 | 5100 | 707 | 0.035 | 15 | 15 | 7 | 7.4989e-09 | 0 | CO2 | Porous | Wet | R245fa | MinimizeLCOE_Brownfield | IgnoreSilica | 157.1197 | 32.7273 | 4.806 | 4 | 3742.8293 | 6241.2686 | 76.3026 | 127.2367 | 126.001 | 14.9224 | 15094170344.1648 | 7839180.9639 | 0 | 5201360.191 | 0 | 0 | 0 | 2010263.0522 | 5869813.6408 | 15272051.029 | 10423488.6365 | 46616157.5134 | 3144235.0165 | 22191273.92 | 22191273.92 | 16930155.7018 | 8908244.0339 | 0 | 71951666.4499 | 119981340.1056 | 7498942.0933 | 19.2239 | 3742.8293 | 6241.2686 | 76.3026 | 127.2367
1 | 5100 | 707 | 0.035 | 15 | 15 | 7 | 1e-08 | 0 | CO2 | Porous | Wet | R245fa | MinimizeLCOE_Brownfield | IgnoreSilica | 157.1586 | 32.7358 | 4.8073 | 4 | 3742.0485 | 6239.8052 | 76.2867 | 127.2069 | 125.9965 | 14.9209 | 15090470602.7558 | 7840228.3947 | 0 | 5202390.2749 | 0 | 0 | 0 | 2009686.2718 | 5870398.9272 | 15273573.8241 | 10424527.9755 | 46620805.6683 | 3144235.0165 | 22191273.92 | 22191273.92 | 16930155.7018 | 8908244.0339 | 0 | 71956314.6048 | 119985988.2605 | 10000000 | 19.2291 | 3742.0485 | 6239.8052 | 76.2867 | 127.2069
1 | 5200 | 707 | 0.035 | 15 | 15 | 7 | 1e-13 | 0 | CO2 | Porous | Wet | R245fa | MinimizeLCOE_Brownfield | IgnoreSilica | 1.6726 | 0.036159 | 0.0038895 | 4 | 1767617.2932 | 4929504.5442 | 36035.2694 | 100494.6178 | 79.7021 | 15.1938 | 117008326.4643 | 212811.1089 | 0 | 91468.0947 | 0 | 0 | 0 | 209910.3545 | 200533.9277 | 521748.1446 | 356103.8296 | 1592575.46 | 3144235.0165 | 22763695.9669 | 22763695.9669 | 17318556.9989 | 9110239.6917 | 0 | 27500506.4435 | 76692999.101 | 100 | 0.015558 | 1767617.2932 | 4929504.5442 | 36035.2694 | 100494.6178
1 | 5200 | 707 | 0.035 | 15 | 15 | 7 | 1.3335e-13 | 0 | CO2 | Porous | Wet | R245fa | MinimizeLCOE_Brownfield | IgnoreSilica | 2.482 | 0.13769 | 0.012613 | 4 | 560030.7811 | 1535032.1746 | 11416.985 | 31293.7072 | 91.7632 | 16.052 | 343379412.7816 | 318160.9467 | 0 | 150839.131 | 0 | 0 | 0 | 289004.1386 | 295621.6444 | 769146.8784 | 524958.5489 | 2347731.2882 | 3144235.0165 | 22763695.9669 | 22763695.9669 | 17318556.9989 | 9110239.6917 | 0 | 28255662.2716 | 77448154.9292 | 133.3521 | 0.050454 | 560030.7811 | 1535032.1746 | 11416.985 | 31293.7072
1 | 5200 | 707 | 0.035 | 15 | 15 | 7 | 1.7783e-13 | 0 | CO2 | Porous | Wet | R245fa | MinimizeLCOE_Brownfield | IgnoreSilica | 3.4586 | 0.28787 | 0.026747 | 4 | 271963.9343 | 731764.3033 | 5544.3527 | 14918.0051 | 100.9927 | 16.623 | 837884183.8126 | 438123.0623 | 0 | 219597.6882 | 0 | 0 | 0 | 371763.642 | 401498.9131 | 1044617.8131 | 712973.1222 | 3188574.2408 | 3144235.0165 | 22763695.9669 | 22763695.9669 | 17318556.9989 | 9110239.6917 | 0 | 29096505.2242 | 78288997.8818 | 177.8279 | 0.10699 | 271963.9343 | 731764.3033 | 5544.3527 | 14918.0051
1 | 5200 | 707 | 0.035 | 15 | 15 | 7 | 2.3714e-13 | 0 | CO2 | Porous | Wet | R245fa | MinimizeLCOE_Brownfield | IgnoreSilica | 4.687 | 0.49906 | 0.047735 | 4 | 157485.5259 | 415120.8526 | 3210.5555 | 8462.8001 | 108.4097 | 17.0343 | 1395499997.4512 | 578715.649 | 0 | 301763.6565 | 0 | 0 | 0 | 463328.2784 | 524084.9577 | 1363561.5553 | 930658.7799 | 4162112.8768 | 3144235.0165 | 22763695.9669 | 22763695.9669 | 17318556.9989 | 9110239.6917 | 0 | 30070043.8602 | 79262536.5177 | 237.1374 | 0.19094 | 157485.5259 | 415120.8526 | 3210.5555 | 8462.8001
1 | 5200 | 707 | 0.035 | 15 | 15 | 7 | 3.1623e-13 | 0 | CO2 | Porous | Wet | R245fa | MinimizeLCOE_Brownfield | IgnoreSilica | 6.2696 | 0.78924 | 0.077702 | 4 | 100401.739 | 258674.8562 | 2046.8253 | 5273.4368 | 114.4664 | 17.3414 | 1057606279.5862 | 746383.9876 | 0 | 395296.6275 | 0 | 0 | 0 | 568768.8265 | 667075.2822 | 1735593.0483 | 1184577.9184 | 5297695.6904 | 3144235.0165 | 22763695.9669 | 22763695.9669 | 17318556.9989 | 9110239.6917 | 0 | 31205626.6739 | 80398119.3314 | 316.2278 | 0.31081 | 100401.739 | 258674.8562 | 2046.8253 | 5273.4368
1 | 5200 | 707 | 0.035 | 15 | 15 | 7 | 4.217e-13 | 0 | CO2 | Porous | Wet | R245fa | MinimizeLCOE_Brownfield | IgnoreSilica | 8.3159 | 1.1795 | 0.11949 | 4 | 68025.986 | 170944.0661 | 1386.8017 | 3484.926 | 119.3734 | 17.5751 | 2817912435.4067 | 946422.4225 | 0 | 495516.7483 | 0 | 0 | 0 | 691220.7549 | 831932.371 | 2164517.3765 | 1477327.5859 | 6606937.259 | 3144235.0165 | 22763695.9669 | 22763695.9669 | 17318556.9989 | 9110239.6917 | 0 | 32514868.2424 | 81707360.9 | 421.6965 | 0.47798 | 68025.986 | 170944.0661 | 1386.8017 | 3484.926
1 | 5200 | 707 | 0.035 | 15 | 15 | 7 | 5.6234e-13 | 0 | CO2 | Porous | Wet | R245fa | MinimizeLCOE_Brownfield | IgnoreSilica | 10.8787 | 1.6834 | 0.17599 | 4 | 48316.6284 | 118197.3313 | 984.9998 | 2409.6125 | 123.2013 | 17.7428 | 3652012446.6061 | 1177381.305 | 0 | 614320.8807 | 0 | 0 | 0 | 824983.7967 | 1020507.5331 | 2655151.2663 | 1812195.2972 | 8104540.079 | 3144235.0165 | 22763695.9669 | 22763695.9669 | 17318556.9989 | 9110239.6917 | 0 | 34012471.0625 | 83204963.72 | 562.3413 | 0.70395 | 48316.6284 | 118197.3313 | 984.9998 | 2409.6125
1 | 5200 | 707 | 0.035 | 15 | 15 | 7 | 7.4989e-13 | 0 | CO2 | Porous | Wet | R245fa | MinimizeLCOE_Brownfield | IgnoreSilica | 14.1165 | 2.3317 | 0.25125 | 4 | 35572.6233 | 84521.1261 | 725.196 | 1723.0775 | 126.2173 | 17.865 | 4633535355.9898 | 1446720.1407 | 0 | 756683.9112 | 0 | 0 | 0 | 974252.5709 | 1239286.0829 | 3224368.1751 | 2200697.5337 | 9842008.4144 | 3144235.0165 | 22763695.9669 | 22763695.9669 | 17318556.9989 | 9110239.6917 | 0 | 35749939.3978 | 84942432.0554 | 749.8942 | 1.005 | 35572.6233 | 84521.1261 | 725.196 | 1723.0775
1 | 5200 | 707 | 0.035 | 15 | 15 | 7 | 1e-12 | 0 | CO2 | Porous | Wet | R245fa | MinimizeLCOE_Brownfield | IgnoreSilica | 18.2259 | 3.1639 | 0.3506 | 4 | 26941.754 | 62019.2236 | 549.2441 | 1264.3458 | 128.5943 | 17.9508 | 5673673982.9438 | 1762735.4905 | 0 | 928287.965 | 0 | 0 | 0 | 1143040.7613 | 1495285.0446 | 3890424.9609 | 2655294.9761 | 11875069.1984 | 3144235.0165 | 22763695.9669 | 22763695.9669 | 17318556.9989 | 9110239.6917 | 0 | 37783000.1819 | 86975492.8394 | 1000 | 1.4024 | 26941.754 | 62019.2236 | 549.2441 | 1264.3458
1 | 5200 | 707 | 0.035 | 15 | 15 | 7 | 1.3335e-12 | 0 | CO2 | Porous | Wet | R245fa | MinimizeLCOE_Brownfield | IgnoreSilica | 23.4197 | 4.2248 | 0.48064 | 4 | 20885.6054 | 46472.5679 | 425.7813 | 947.4062 | 130.4411 | 18.0008 | 6756277078.9013 | 2132326.7432 | 0 | 1134483.0557 | 0 | 0 | 0 | 1332722.0118 | 1793817.4062 | 4667144.9284 | 3185422.3138 | 14245916.4591 | 3144235.0165 | 22763695.9669 | 22763695.9669 | 17318556.9989 | 9110239.6917 | 0 | 40153847.4425 | 89346340.1001 | 1333.5214 | 1.9226 | 20885.6054 | 46472.5679 | 425.7813 | 947.4062
1 | 5200 | 707 | 0.035 | 15 | 15 | 7 | 1.7783e-12 | 0 | CO2 | Porous | Wet | R245fa | MinimizeLCOE_Brownfield | IgnoreSilica | 29.8971 | 5.5571 | 0.6486 | 4 | 16528.9494 | 35489.896 | 336.965 | 723.5095 | 131.8468 | 18.0215 | 7882822158.98 | 2559631.3506 | 0 | 1379225.4913 | 0 | 0 | 0 | 1541792.4844 | 2137453.2373 | 5561214.8714 | 3795643.4213 | 16974960.8562 | 3144235.0165 | 22763695.9669 | 22763695.9669 | 17318556.9989 | 9110239.6917 | 0 | 42882891.8396 | 92075384.4972 | 1778.2794 | 2.5944 | 16528.9494 | 35489.896 | 336.965 | 723.5095
1 | 5200 | 707 | 0.035 | 15 | 15 | 7 | 2.3714e-12 | 0 | CO2 | Porous | Wet | R245fa | MinimizeLCOE_Brownfield | IgnoreSilica | 37.8554 | 7.2051 | 0.86239 | 4 | 13327.8835 | 27588.3266 | 271.7069 | 562.4254 | 132.8749 | 18.0061 | 9040630151.0016 | 3046876.3372 | 0 | 1665845.6728 | 0 | 0 | 0 | 1766445.8032 | 2526875.4471 | 6574411.5801 | 4487170.994 | 20067625.8344 | 3144235.0165 | 22763695.9669 | 22763695.9669 | 17318556.9989 | 9110239.6917 | 0 | 45975556.8179 | 95168049.4754 | 2371.3737 | 3.4496 | 13327.8835 | 27588.3266 | 271.7069 | 562.4254
1 | 5200 | 707 | 0.035 | 15 | 15 | 7 | 3.1623e-12 | 0 | CO2 | Porous | Wet | R245fa | MinimizeLCOE_Brownfield | IgnoreSilica | 47.4339 | 9.2024 | 1.129 | 4 | 10940.5911 | 21833.8571 | 223.0387 | 445.1127 | 133.5728 | 17.9482 | 10192154269.6272 | 3591750.4178 | 0 | 1995276.7674 | 0 | 0 | 0 | 1999783.0412 | 2958855.9883 | 7698336.3367 | 5254272.7348 | 23498275.2862 | 3144235.0165 | 22763695.9669 | 22763695.9669 | 17318556.9989 | 9110239.6917 | 0 | 49406206.2696 | 98598698.9272 | 3162.2777 | 4.5159 | 10940.5911 | 21833.8571 | 223.0387 | 445.1127
1 | 5200 | 707 | 0.035 | 15 | 15 | 7 | 4.217e-12 | 0 | CO2 | Porous | Wet | R245fa | MinimizeLCOE_Brownfield | IgnoreSilica | 58.5935 | 11.5477 | 1.4515 | 4 | 9142.5361 | 17615.4063 | 186.383 | 359.1139 | 133.9675 | 17.8397 | 11302416939.4455 | 4182128.4848 | 0 | 2362718.6432 | 0 | 0 | 0 | 2228268.354 | 3421515.038 | 8902080.2796 | 6075852.7103 | 27172563.5098 | 3144235.0165 | 22763695.9669 | 22763695.9669 | 17318556.9989 | 9110239.6917 | 0 | 53080494.4932 | 102272987.1507 | 4216.965 | 5.8059 | 9142.5361 | 17615.4063 | 186.383 | 359.1139
1 | 5200 | 707 | 0.035 | 15 | 15 | 7 | 5.6234e-12 | 0 | CO2 | Porous | Wet | R245fa | MinimizeLCOE_Brownfield | IgnoreSilica | 71.0102 | 14.1811 | 1.8254 | 4 | 7781.9984 | 14519.1877 | 158.6466 | 295.9933 | 134.0746 | 17.6744 | 12323999990.0619 | 4793457.9979 | 0 | 2755428.5195 | 0 | 0 | 0 | 2432012.8405 | 3892550.7496 | 10127618.5786 | 6912307.7816 | 30913376.4678 | 3144235.0165 | 22763695.9669 | 22763695.9669 | 17318556.9989 | 9110239.6917 | 0 | 56821307.4512 | 106013800.1088 | 5623.4133 | 7.3016 | 7781.9984 | 14519.1877 | 158.6466 | 295.9933
1 | 5200 | 707 | 0.035 | 15 | 15 | 7 | 7.4989e-12 | 0 | CO2 | Porous | Wet | R245fa | MinimizeLCOE_Brownfield | IgnoreSilica | 84.0628 | 16.977 | 2.236 | 4 | 6752.8865 | 12252.9477 | 137.6667 | 249.7929 | 133.9119 | 17.4531 | 13197753620.6613 | 5391855.7916 | 0 | 3153664.1379 | 0 | 0 | 0 | 2590093.235 | 4342889.1341 | 11299306.678 | 7712008.9852 | 34489817.9618 | 3144235.0165 | 22763695.9669 | 22763695.9669 | 17318556.9989 | 9110239.6917 | 0 | 60397748.9452 | 109590241.6028 | 7498.9421 | 8.944 | 6752.8865 | 12252.9477 | 137.6667 | 249.7929
1 | 5200 | 707 | 0.035 | 15 | 15 | 7 | 1e-11 | 0 | CO2 | Porous | Wet | R245fa | MinimizeLCOE_Brownfield | IgnoreSilica | 96.8567 | 19.7475 | 2.6582 | 4 | 5977.2923 | 10603.7063 | 121.8552 | 216.1709 | 133.5223 | 17.19 | 13916383040.0283 | 5938646.3155 | 0 | 3532125.815 | 0 | 0 | 0 | 2684642.4556 | 4740611.6886 | 12334099.1806 | 8418276.1311 | 37648401.5864 | 3144235.0165 | 22763695.9669 | 22763695.9669 | 17318556.9989 | 9110239.6917 | 0 | 63556332.5699 | 112748825.2274 | 10000 | 10.633 | 5977.2923 | 10603.7063 | 121.8552 | 216.1709
1 | 5200 | 707 | 0.035 | 15 | 15 | 7 | 1.3335e-11 | 0 | CO2 | Porous | Wet | R245fa | MinimizeLCOE_Brownfield | IgnoreSilica | 108.6861 | 22.3369 | 3.0666 | 4 | 5394.4083 | 9404.7937 | 109.9723 | 191.7294 | 132.9707 | 16.9027 | 14463735226.1991 | 6410738.7226 | 0 | 3873215.2259 | 0 | 0 | 0 | 2715101.1054 | 5069631.471 | 13190141.1632 | 9002542.3742 | 40261370.0623 | 3144235.0165 | 22763695.9669 | 22763695.9669 | 17318556.9989 | 9110239.6917 | 0 | 66169301.0457 | 115361793.7033 | 13335.2143 | 12.2663 | 5394.4083 | 9404.7937 | 109.9723 | 191.7294
1 | 5200 | 707 | 0.035 | 15 | 15 | 7 | 1.7783e-11 | 0 | CO2 | Porous | Wet | R245fa | MinimizeLCOE_Brownfield | IgnoreSilica | 119.0151 | 24.619 | 3.4382 | 4 | 4959.4688 | 8536.4213 | 101.1055 | 174.0265 | 132.3527 | 16.6233 | 14854159107.1109 | 6797966.0454 | 0 | 4164989.3992 | 0 | 0 | 0 | 2693592.2443 | 5326053.5987 | 13857298.9399 | 9457891.2655 | 42297791.4929 | 3144235.0165 | 22763695.9669 | 22763695.9669 | 17318556.9989 | 9110239.6917 | 0 | 68205722.4763 | 117398215.1339 | 17782.7941 | 13.7526 | 4959.4688 | 8536.4213 | 101.1055 | 174.0265
1 | 5200 | 707 | 0.035 | 15 | 15 | 7 | 2.3714e-11 | 0 | CO2 | Porous | Wet | R245fa | MinimizeLCOE_Brownfield | IgnoreSilica | 127.6728 | 26.5481 | 3.7609 | 4 | 4634.8293 | 7904.7911 | 94.4873 | 161.1499 | 131.734 | 16.366 | 15118357155.8042 | 7104430.796 | 0 | 4405660.5315 | 0 | 0 | 0 | 2637052.2234 | 5517385.9848 | 14355106.5611 | 9797655.1959 | 43817291.2926 | 3144235.0165 | 22763695.9669 | 22763695.9669 | 17318556.9989 | 9110239.6917 | 0 | 69725222.2761 | 118917714.9336 | 23713.7371 | 15.0438 | 4634.8293 | 7904.7911 | 94.4873 | 161.1499
1 | 5200 | 707 | 0.035 | 15 | 15 | 7 | 3.1623e-11 | 0 | CO2 | Porous | Wet | R245fa | MinimizeLCOE_Brownfield | IgnoreSilica | 134.7085 | 28.1271 | 4.031 | 4 | 4392.6248 | 7443.4935 | 89.5496 | 151.7457 | 131.1631 | 16.1413 | 15286646553.6735 | 7341240.0907 | 0 | 4598839.6047 | 0 | 0 | 0 | 2562821.8628 | 5656131.6077 | 14716094.2111 | 10044036.6846 | 44919164.0617 | 3144235.0165 | 22763695.9669 | 22763695.9669 | 17318556.9989 | 9110239.6917 | 0 | 70827095.0451 | 120019587.7026 | 31622.7766 | 16.1241 | 4392.6248 | 7443.4935 | 89.5496 | 151.7457
1 | 5200 | 707 | 0.035 | 15 | 15 | 7 | 4.217e-11 | 0 | CO2 | Porous | Wet | R245fa | MinimizeLCOE_Brownfield | IgnoreSilica | 140.2797 | 29.3852 | 4.2504 | 4 | 4211.8468 | 7105.2652 | 85.8642 | 144.8504 | 130.6671 | 15.9533 | 15392427664.2586 | 7520883.5704 | 0 | 4750378.9934 | 0 | 0 | 0 | 2483693.9234 | 5754433.03 | 14971854.3476 | 10218598.2331 | 45699842.098 | 3144235.0165 | 22763695.9669 | 22763695.9669 | 17318556.9989 | 9110239.6917 | 0 | 71607773.0815 | 120800265.739 | 42169.6503 | 17.0015 | 4211.8468 | 7105.2652 | 85.8642 | 144.8504
1 | 5200 | 707 | 0.035 | 15 | 15 | 7 | 5.6234e-11 | 0 | CO2 | Porous | Wet | R245fa | MinimizeLCOE_Brownfield | IgnoreSilica | 144.6307 | 30.3724 | 4.4249 | 4 | 4076.8084 | 6856.0787 | 83.1113 | 139.7704 | 130.2524 | 15.8004 | 15457555131.6822 | 7656275.1908 | 0 | 4867889.0992 | 0 | 0 | 0 | 2408649.1995 | 5823797.2609 | 15152325.8477 | 10341773.7402 | 46250710.3383 | 3144235.0165 | 22763695.9669 | 22763695.9669 | 17318556.9989 | 9110239.6917 | 0 | 72158641.3218 | 121351133.9793 | 56234.1325 | 17.6998 | 4076.8084 | 6856.0787 | 83.1113 | 139.7704
1 | 5200 | 707 | 0.035 | 15 | 15 | 7 | 7.4989e-11 | 0 | CO2 | Porous | Wet | R245fa | MinimizeLCOE_Brownfield | IgnoreSilica | 147.9823 | 31.1359 | 4.5616 | 4 | 3975.8494 | 6671.8619 | 81.0531 | 136.0149 | 129.9162 | 15.6788 | 15496330443.1098 | 7757599.3206 | 0 | 4957926.9974 | 0 | 0 | 0 | 2341995.2325 | 5872433.4047 | 15278867.1174 | 10428140.7569 | 46636962.8297 | 3144235.0165 | 22763695.9669 | 22763695.9669 | 17318556.9989 | 9110239.6917 | 0 | 72544893.8131 | 121737386.4707 | 74989.4209 | 18.2464 | 3975.8494 | 6671.8619 | 81.0531 | 136.0149
1 | 5200 | 707 | 0.035 | 15 | 15 | 7 | 1e-10 | 0 | CO2 | Porous | Wet | R245fa | MinimizeLCOE_Brownfield | IgnoreSilica | 150.5498 | 31.7244 | 4.6678 | 4 | 3899.6174 | 6534.2825 | 79.499 | 133.2102 | 129.6423 | 15.5799 | 15520696629.0545 | 7832875.3051 | 0 | 5026624.8069 | 0 | 0 | 0 | 2283852.1462 | 5905907.3807 | 15365959.5363 | 10487583.1224 | 46902802.2976 | 3144235.0165 | 22763695.9669 | 22763695.9669 | 17318556.9989 | 9110239.6917 | 0 | 72810733.2811 | 122003225.9386 | 100000 | 18.6713 | 3899.6174 | 6534.2825 | 79.499 | 133.2102
1 | 5200 | 707 | 0.035 | 15 | 15 | 7 | 1.3335e-10 | 0 | CO2 | Porous | Wet | R245fa | MinimizeLCOE_Brownfield | IgnoreSilica | 152.5159 | 32.1742 | 4.7493 | 4 | 3843.1116 | 6432.5923 | 78.347 | 131.1371 | 129.4319 | 15.5057 | 15528361528.5344 | 7889937.6796 | 0 | 5079071.7076 | 0 | 0 | 0 | 2237962.324 | 5930718.9674 | 15430514.1953 | 10531643.0037 | 47099847.8776 | 3144235.0165 | 22763695.9669 | 22763695.9669 | 17318556.9989 | 9110239.6917 | 0 | 73007778.861 | 122200271.5186 | 133352.1432 | 18.997 | 3843.1116 | 6432.5923 | 78.347 | 131.1371
1 | 5200 | 707 | 0.035 | 15 | 15 | 7 | 1.7783e-10 | 0 | CO2 | Porous | Wet | R245fa | MinimizeLCOE_Brownfield | IgnoreSilica | 153.9922 | 32.513 | 4.8112 | 4 | 3800.7872 | 6356.928 | 77.4842 | 129.5946 | 129.2705 | 15.4494 | 15536110252.1699 | 7932185.0911 | 0 | 5118366.8646 | 0 | 0 | 0 | 2200885.3003 | 5948060.5299 | 15475633.3837 | 10562437.7769 | 47237568.9465 | 3144235.0165 | 22763695.9669 | 22763695.9669 | 17318556.9989 | 9110239.6917 | 0 | 73145499.93 | 122337992.5875 | 177827.941 | 19.2448 | 3800.7872 | 6356.928 | 77.4842 | 129.5946
1 | 5200 | 707 | 0.035 | 15 | 15 | 7 | 2.3714e-10 | 0 | CO2 | Porous | Wet | R245fa | MinimizeLCOE_Brownfield | IgnoreSilica | 155.0929 | 32.7663 | 4.858 | 4 | 3769.0746 | 6300.577 | 76.8377 | 128.4458 | 129.1482 | 15.4069 | 15545475797.7383 | 7963341.3976 | 0 | 5147612.724 | 0 | 0 | 0 | 2171369.2407 | 5960106.1113 | 15506973.5157 | 10583828.0609 | 47333231.0502 | 3144235.0165 | 22763695.9669 | 22763695.9669 | 17318556.9989 | 9110239.6917 | 0 | 73241162.0337 | 122433654.6912 | 237137.3706 | 19.4321 | 3769.0746 | 6300.577 | 76.8377 | 128.4458
1 | 5200 | 707 | 0.035 | 15 | 15 | 7 | 3.1623e-10 | 0 | CO2 | Porous | Wet | R245fa | MinimizeLCOE_Brownfield | IgnoreSilica | 155.9406 | 32.9611 | 4.8938 | 4 | 3745.3075 | 6258.3262 | 76.3532 | 127.5844 | 129.0529 | 15.374 | 15545841953.4093 | 7987143.2344 | 0 | 5170109.8348 | 0 | 0 | 0 | 2148786.4862 | 5969355.4266 | 15531038.3369 | 10600252.7958 | 47406686.1147 | 3144235.0165 | 22763695.9669 | 22763695.9669 | 17318556.9989 | 9110239.6917 | 0 | 73314617.0981 | 122507109.7557 | 316227.766 | 19.5751 | 3745.3075 | 6258.3262 | 76.3532 | 127.5844
1 | 5200 | 707 | 0.035 | 15 | 15 | 7 | 4.217e-10 | 0 | CO2 | Porous | Wet | R245fa | MinimizeLCOE_Brownfield | IgnoreSilica | 156.5667 | 33.1054 | 4.9206 | 4 | 3727.4921 | 6226.8253 | 75.99 | 126.9423 | 128.9819 | 15.3495 | 15549720156.7693 | 8004608.2937 | 0 | 5186708.0877 | 0 | 0 | 0 | 2131125.789 | 5975752.4465 | 15547682.0703 | 10611612.4859 | 47457489.1731 | 3144235.0165 | 22763695.9669 | 22763695.9669 | 17318556.9989 | 9110239.6917 | 0 | 73365420.1565 | 122557912.8141 | 421696.5034 | 19.6822 | 3727.4921 | 6226.8253 | 75.99 | 126.9423
1 | 5200 | 707 | 0.035 | 15 | 15 | 7 | 5.6234e-10 | 0 | CO2 | Porous | Wet | R245fa | MinimizeLCOE_Brownfield | IgnoreSilica | 157.0466 | 33.2158 | 4.9409 | 4 | 3714.1365 | 6203.1793 | 75.7177 | 126.4602 | 128.9271 | 15.3307 | 15549378793.5076 | 8017933.6088 | 0 | 5199422.5142 | 0 | 0 | 0 | 2117793.3557 | 5980708.2967 | 15560576.176 | 10620412.978 | 47496846.9293 | 3144235.0165 | 22763695.9669 | 22763695.9669 | 17318556.9989 | 9110239.6917 | 0 | 73404777.9127 | 122597270.5703 | 562341.3252 | 19.7636 | 3714.1365 | 6203.1793 | 75.7177 | 126.4602
1 | 5200 | 707 | 0.035 | 15 | 15 | 7 | 7.4989e-10 | 0 | CO2 | Porous | Wet | R245fa | MinimizeLCOE_Brownfield | IgnoreSilica | 157.4144 | 33.3003 | 4.9563 | 4 | 3704.1234 | 6185.4186 | 75.5136 | 126.0981 | 128.8849 | 15.3162 | 15546584490.1396 | 8028110.8674 | 0 | 5209162.7996 | 0 | 0 | 0 | 2107783.3242 | 5984572.2266 | 15570629.3289 | 10627274.4614 | 47527533.0081 | 3144235.0165 | 22763695.9669 | 22763695.9669 | 17318556.9989 | 9110239.6917 | 0 | 73435463.9915 | 122627956.6491 | 749894.2093 | 19.8253 | 3704.1234 | 6185.4186 | 75.5136 | 126.0981
1 | 5200 | 707 | 0.035 | 15 | 15 | 7 | 1e-09 | 0 | CO2 | Porous | Wet | R245fa | MinimizeLCOE_Brownfield | IgnoreSilica | 157.6728 | 33.3602 | 4.9677 | 4 | 3696.6158 | 6172.2543 | 75.3605 | 125.8298 | 128.8552 | 15.306 | 15550366425.563 | 8035237.5747 | 0 | 5216001.983 | 0 | 0 | 0 | 2099827.3496 | 5986916.0939 | 15576727.5909 | 10631436.6506 | 47546147.2428 | 3144235.0165 | 22763695.9669 | 22763695.9669 | 17318556.9989 | 9110239.6917 | 0 | 73454078.2262 | 122646570.8837 | 1000000 | 19.8706 | 3696.6158 | 6172.2543 | 75.3605 | 125.8298
1 | 5200 | 707 | 0.035 | 15 | 15 | 7 | 1.3335e-09 | 0 | CO2 | Porous | Wet | R245fa | MinimizeLCOE_Brownfield | IgnoreSilica | 157.8897 | 33.4098 | 4.9765 | 4 | 3690.9866 | 6162.2139 | 75.2458 | 125.6251 | 128.8301 | 15.2974 | 15545530789.4006 | 8041210.7994 | 0 | 5221741.0112 | 0 | 0 | 0 | 2094269.7255 | 5989316.3991 | 15582972.6927 | 10635699.0608 | 47565209.6888 | 3144235.0165 | 22763695.9669 | 22763695.9669 | 17318556.9989 | 9110239.6917 | 0 | 73473140.6722 | 122665633.3298 | 1333521.4322 | 19.9061 | 3690.9866 | 6162.2139 | 75.2458 | 125.6251
1 | 5200 | 707 | 0.035 | 15 | 15 | 7 | 1.7783e-09 | 0 | CO2 | Porous | Wet | R245fa | MinimizeLCOE_Brownfield | IgnoreSilica | 158.0406 | 33.4446 | 4.983 | 4 | 3686.7656 | 6154.781 | 75.1597 | 125.4735 | 128.8127 | 15.2914 | 15545818606.9178 | 8045359.8718 | 0 | 5225734.5282 | 0 | 0 | 0 | 2089836.2251 | 5990762.9438 | 15586736.3053 | 10638267.8038 | 47576697.6781 | 3144235.0165 | 22763695.9669 | 22763695.9669 | 17318556.9989 | 9110239.6917 | 0 | 73484628.6615 | 122677121.3191 | 1778279.41 | 19.932 | 3686.7656 | 6154.781 | 75.1597 | 125.4735
1 | 5200 | 707 | 0.035 | 15 | 15 | 7 | 2.3714e-09 | 0 | CO2 | Porous | Wet | R245fa | MinimizeLCOE_Brownfield | IgnoreSilica | 158.1527 | 33.4705 | 4.9878 | 4 | 3683.6005 | 6149.2191 | 75.0952 | 125.3601 | 128.7997 | 15.287 | 15546426198.8712 | 8048436.1 | 0 | 5228698.5475 | 0 | 0 | 0 | 2086471.1324 | 5991806.2541 | 15589450.7848 | 10640120.4918 | 47584983.3107 | 3144235.0165 | 22763695.9669 | 22763695.9669 | 17318556.9989 | 9110239.6917 | 0 | 73492914.2941 | 122685406.9516 | 2371373.7057 | 19.9514 | 3683.6005 | 6149.2191 | 75.0952 | 125.3601
1 | 5200 | 707 | 0.035 | 15 | 15 | 7 | 3.1623e-09 | 0 | CO2 | Porous | Wet | R245fa | MinimizeLCOE_Brownfield | IgnoreSilica | 158.2381 | 33.4902 | 4.9915 | 4 | 3681.2272 | 6145.0398 | 75.0468 | 125.2749 | 128.7898 | 15.2836 | 15546438891.476 | 8050778.0512 | 0 | 5230956.566 | 0 | 0 | 0 | 2083964.554 | 5992622.6768 | 15591574.9491 | 10641570.2776 | 47591467.0747 | 3144235.0165 | 22763695.9669 | 22763695.9669 | 17318556.9989 | 9110239.6917 | 0 | 73499398.0581 | 122691890.7157 | 3162277.6602 | 19.966 | 3681.2272 | 6145.0398 | 75.0468 | 125.2749
1 | 5200 | 707 | 0.035 | 15 | 15 | 7 | 4.217e-09 | 0 | CO2 | Porous | Wet | R245fa | MinimizeLCOE_Brownfield | IgnoreSilica | 158.2964 | 33.5038 | 4.9942 | 4 | 3679.4475 | 6141.9503 | 75.0105 | 125.212 | 128.783 | 15.2813 | 15548347629.4331 | 8052376.5726 | 0 | 5232499.4829 | 0 | 0 | 0 | 2081966.2396 | 5993068.4951 | 15592734.8768 | 10642361.9521 | 47595007.6191 | 3144235.0165 | 22763695.9669 | 22763695.9669 | 17318556.9989 | 9110239.6917 | 0 | 73502938.6026 | 122695431.2601 | 4216965.0343 | 19.9766 | 3679.4475 | 6141.9503 | 75.0105 | 125.212
1 | 5200 | 707 | 0.035 | 15 | 15 | 7 | 5.6234e-09 | 0 | CO2 | Porous | Wet | R245fa | MinimizeLCOE_Brownfield | IgnoreSilica | 158.3501 | 33.5161 | 4.9963 | 4 | 3678.1129 | 6139.5577 | 74.9833 | 125.1632 | 128.7767 | 15.2792 | 15546450928.6435 | 8053849.1745 | 0 | 5233919.8455 | 0 | 0 | 0 | 2080662.7492 | 5993688.39 | 15594347.7162 | 10643462.7481 | 47599930.6236 | 3144235.0165 | 22763695.9669 | 22763695.9669 | 17318556.9989 | 9110239.6917 | 0 | 73507861.607 | 122700354.2646 | 5623413.2519 | 19.9852 | 3678.1129 | 6139.5577 | 74.9833 | 125.1632
1 | 5200 | 707 | 0.035 | 15 | 15 | 7 | 7.4989e-09 | 0 | CO2 | Porous | Wet | R245fa | MinimizeLCOE_Brownfield | IgnoreSilica | 158.387 | 33.5245 | 4.9979 | 4 | 3677.1122 | 6137.79 | 74.9629 | 125.1272 | 128.7725 | 15.2777 | 15545499667.689 | 8054859.0509 | 0 | 5234894.6856 | 0 | 0 | 0 | 2079615.5722 | 5994054.0304 | 15595299.0375 | 10644112.0445 | 47602834.4211 | 3144235.0165 | 22763695.9669 | 22763695.9669 | 17318556.9989 | 9110239.6917 | 0 | 73510765.4046 | 122703258.0621 | 7498942.0933 | 19.9914 | 3677.1122 | 6137.79 | 74.9629 | 125.1272
1 | 5200 | 707 | 0.035 | 15 | 15 | 7 | 1e-08 | 0 | CO2 | Porous | Wet | R245fa | MinimizeLCOE_Brownfield | IgnoreSilica | 158.4085 | 33.5297 | 4.9989 | 4 | 3676.3617 | 6136.5118 | 74.9476 | 125.1011 | 128.7699 | 15.2768 | 15548028627.8068 | 8055446.2582 | 0 | 5235462.544 | 0 | 0 | 0 | 2078706.7126 | 5994150.0507 | 15595548.8628 | 10644282.5553 | 47603596.9836 | 3144235.0165 | 22763695.9669 | 22763695.9669 | 17318556.9989 | 9110239.6917 | 0 | 73511527.9671 | 122704020.6246 | 10000000 | 19.9957 | 3676.3617 | 6136.5118 | 74.9476 | 125.1011
1 | 5300 | 707 | 0.035 | 15 | 15 | 7 | 1e-13 | 0 | CO2 | Porous | Wet | R245fa | MinimizeLCOE_Brownfield | IgnoreSilica | 1.7069 | 0.037567 | 0.0041636 | 4 | 1688949.9347 | 4713286.5332 | 34431.5289 | 96086.7212 | 80.9189 | 15.5817 | 14386816.9839 | 219823.3626 | 0 | 93814.7152 | 0 | 0 | 0 | 216687.8166 | 206827.0988 | 538121.685 | 367279.1073 | 1642553.7856 | 3144235.0165 | 23341978.1048 | 23341978.1048 | 17712525.3824 | 9314579.3857 | 0 | 28128766.9069 | 78497849.7798 | 100 | 0.016655 | 1688949.9347 | 4713286.5332 | 34431.5289 | 96086.7212
1 | 5300 | 707 | 0.035 | 15 | 15 | 7 | 1.3335e-13 | 0 | CO2 | Porous | Wet | R245fa | MinimizeLCOE_Brownfield | IgnoreSilica | 2.5572 | 0.14493 | 0.013466 | 4 | 537149.7131 | 1472243.602 | 10950.5234 | 30013.6772 | 93.5951 | 16.4782 | 401213493.6318 | 331980.3186 | 0 | 156519.4509 | 0 | 0 | 0 | 301716.4714 | 308184.3339 | 801832.4196 | 547267.1024 | 2447500.0967 | 3144235.0165 | 23341978.1048 | 23341978.1048 | 17712525.3824 | 9314579.3857 | 0 | 28933713.218 | 79302796.0909 | 133.3521 | 0.053865 | 537149.7131 | 1472243.602 | 10950.5234 | 30013.6772
1 | 5300 | 707 | 0.035 | 15 | 15 | 7 | 1.7783e-13 | 0 | CO2 | Porous | Wet | R245fa | MinimizeLCOE_Brownfield | IgnoreSilica | 3.5707 | 0.30284 | 0.028517 | 4 | 261395.8296 | 702963.0854 | 5328.9076 | 14330.8533 | 103.1146 | 17.0616 | 815313681.0938 | 458048.306 | 0 | 228203.8729 | 0 | 0 | 0 | 389189.8588 | 419422.3947 | 1091251.0357 | 744801.2548 | 3330916.7229 | 3144235.0165 | 23341978.1048 | 23341978.1048 | 17712525.3824 | 9314579.3857 | 0 | 29817129.8442 | 80186212.7171 | 177.8279 | 0.11407 | 261395.8296 | 702963.0854 | 5328.9076 | 14330.8533
1 | 5300 | 707 | 0.035 | 15 | 15 | 7 | 2.3714e-13 | 0 | CO2 | Porous | Wet | R245fa | MinimizeLCOE_Brownfield | IgnoreSilica | 4.8204 | 0.52162 | 0.050824 | 4 | 151579.6216 | 399339.9226 | 3090.1556 | 8141.0845 | 110.6224 | 17.474 | 1523825352.9737 | 602925.9436 | 0 | 312186.9216 | 0 | 0 | 0 | 482759.5046 | 545170.2242 | 1418421.0937 | 968101.5421 | 4329565.2299 | 3144235.0165 | 23341978.1048 | 23341978.1048 | 17712525.3824 | 9314579.3857 | 0 | 30815778.3512 | 81184861.2241 | 237.1374 | 0.2033 | 151579.6216 | 399339.9226 | 3090.1556 | 8141.0845
1 | 5300 | 707 | 0.035 | 15 | 15 | 7 | 3.1623e-13 | 0 | CO2 | Porous | Wet | R245fa | MinimizeLCOE_Brownfield | IgnoreSilica | 6.4935 | 0.83126 | 0.082877 | 4 | 96593.9827 | 248532.8614 | 1969.199 | 5066.6785 | 116.977 | 17.7961 | 2132610713.8214 | 782416.5393 | 0 | 406552.4636 | 0 | 0 | 0 | 598274.6902 | 697025.0403 | 1813516.1754 | 1237762.0537 | 5535546.9625 | 3144235.0165 | 23341978.1048 | 23341978.1048 | 17712525.3824 | 9314579.3857 | 0 | 32021760.0838 | 82390842.9567 | 316.2278 | 0.33151 | 96593.9827 | 248532.8614 | 1969.199 | 5066.6785
1 | 5300 | 707 | 0.035 | 15 | 15 | 7 | 4.217e-13 | 0 | CO2 | Porous | Wet | R245fa | MinimizeLCOE_Brownfield | IgnoreSilica | 8.5593 | 1.2331 | 0.12727 | 4 | 65504.8918 | 164448.1725 | 1335.4058 | 3352.4984 | 121.8816 | 18.0241 | 2946919011.5166 | 986805.7714 | 0 | 507085.467 | 0 | 0 | 0 | 721096.9072 | 863845.3768 | 2247548.4714 | 1533998.0142 | 6860380.008 | 3144235.0165 | 23341978.1048 | 23341978.1048 | 17712525.3824 | 9314579.3857 | 0 | 33346593.1293 | 83715676.0022 | 421.6965 | 0.50907 | 65504.8918 | 164448.1725 | 1335.4058 | 3352.4984
1 | 5300 | 707 | 0.035 | 15 | 15 | 7 | 5.6234e-13 | 0 | CO2 | Porous | Wet | R245fa | MinimizeLCOE_Brownfield | IgnoreSilica | 11.1734 | 1.7557 | 0.1872 | 4 | 46585.8451 | 113850.9717 | 949.7155 | 2321.0061 | 125.7763 | 18.1928 | 3870421580.7597 | 1225490.0699 | 0 | 627597.4615 | 0 | 0 | 0 | 858324.2292 | 1057450.5866 | 2751269.5135 | 1877797.9759 | 8397929.8366 | 3144235.0165 | 23341978.1048 | 23341978.1048 | 17712525.3824 | 9314579.3857 | 0 | 34884142.9579 | 85253225.8308 | 562.3413 | 0.74881 | 46585.8451 | 113850.9717 | 949.7155 | 2321.0061
1 | 5300 | 707 | 0.035 | 15 | 15 | 7 | 7.4989e-13 | 0 | CO2 | Porous | Wet | R245fa | MinimizeLCOE_Brownfield | IgnoreSilica | 14.5038 | 2.4328 | 0.26711 | 4 | 34337.8562 | 81481.0494 | 700.0236 | 1661.1014 | 128.8748 | 18.3168 | 4862174303.3161 | 1506245.4672 | 0 | 773246.5138 | 0 | 0 | 0 | 1014166.5871 | 1284526.8416 | 3342075.349 | 2281035.0985 | 10201295.8572 | 3144235.0165 | 23341978.1048 | 23341978.1048 | 17712525.3824 | 9314579.3857 | 0 | 36687508.9785 | 87056591.8514 | 749.8942 | 1.0684 | 34337.8562 | 81481.0494 | 700.0236 | 1661.1014
1 | 5300 | 707 | 0.035 | 15 | 15 | 7 | 1e-12 | 0 | CO2 | Porous | Wet | R245fa | MinimizeLCOE_Brownfield | IgnoreSilica | 18.725 | 3.3009 | 0.37253 | 4 | 26034.1294 | 59836.3842 | 530.7409 | 1219.8456 | 131.3122 | 18.4032 | 5928108463.28 | 1835200.3849 | 0 | 948572.0295 | 0 | 0 | 0 | 1189911.6873 | 1549736.7996 | 4032097.2579 | 2751989.2298 | 12307507.389 | 3144235.0165 | 23341978.1048 | 23341978.1048 | 17712525.3824 | 9314579.3857 | 0 | 38793720.5103 | 89162803.3832 | 1000 | 1.4901 | 26034.1294 | 59836.3842 | 530.7409 | 1219.8456
1 | 5300 | 707 | 0.035 | 15 | 15 | 7 | 1.3335e-12 | 0 | CO2 | Porous | Wet | R245fa | MinimizeLCOE_Brownfield | IgnoreSilica | 23.7 | 4.3422 | 0.50782 | 4 | 20206.0459 | 45002.7176 | 411.9276 | 917.4413 | 133.1039 | 18.4505 | 7051605485.6023 | 2194825.1449 | 0 | 1145330.9574 | 0 | 0 | 0 | 1360138.6014 | 1833114.9344 | 4769389.0358 | 3255206.0181 | 14558004.692 | 3144235.0165 | 23341978.1048 | 23341978.1048 | 17712525.3824 | 9314579.3857 | 0 | 41044217.8133 | 91413300.6862 | 1333.5214 | 2.0313 | 20206.0459 | 45002.7176 | 411.9276 | 917.4413
1 | 5300 | 707 | 0.035 | 15 | 15 | 7 | 1.7783e-12 | 0 | CO2 | Porous | Wet | R245fa | MinimizeLCOE_Brownfield | IgnoreSilica | 30.6935 | 5.7939 | 0.68835 | 4 | 16004.0742 | 34297.5041 | 326.2647 | 699.201 | 134.6417 | 18.4713 | 8206806203.1705 | 2663377.8405 | 0 | 1408541.6959 | 0 | 0 | 0 | 1603871.3169 | 2213558.4328 | 5759224.9789 | 3930789.3883 | 17579363.6534 | 3144235.0165 | 23341978.1048 | 23341978.1048 | 17712525.3824 | 9314579.3857 | 0 | 44065576.7747 | 94434659.6476 | 1778.2794 | 2.7534 | 16004.0742 | 34297.5041 | 326.2647 | 699.201
1 | 5300 | 707 | 0.035 | 15 | 15 | 7 | 2.3714e-12 | 0 | CO2 | Porous | Wet | R245fa | MinimizeLCOE_Brownfield | IgnoreSilica | 38.8176 | 7.5038 | 0.91435 | 4 | 12917.5827 | 26689.4453 | 263.3424 | 544.1004 | 135.6896 | 18.4524 | 9419667884.2125 | 3167541.8072 | 0 | 1699634.7918 | 0 | 0 | 0 | 1835030.3657 | 2613860.7162 | 6800729.407 | 4641637.5613 | 20758434.6492 | 3144235.0165 | 23341978.1048 | 23341978.1048 | 17712525.3824 | 9314579.3857 | 0 | 47244647.7705 | 97613730.6434 | 2371.3737 | 3.6574 | 12917.5827 | 26689.4453 | 263.3424 | 544.1004
1 | 5300 | 707 | 0.035 | 15 | 15 | 7 | 3.1623e-12 | 0 | CO2 | Porous | Wet | R245fa | MinimizeLCOE_Brownfield | IgnoreSilica | 48.6083 | 9.5784 | 1.1959 | 4 | 10614.8469 | 21144.1903 | 216.398 | 431.0529 | 136.4013 | 18.3889 | 10607387754.0229 | 3732126.4408 | 0 | 2034702.6686 | 0 | 0 | 0 | 2076213.544 | 3058786.6348 | 7958335.3804 | 5431727.4246 | 24291892.0931 | 3144235.0165 | 23341978.1048 | 23341978.1048 | 17712525.3824 | 9314579.3857 | 0 | 50778105.2144 | 101147188.0873 | 3162.2777 | 4.7837 | 10614.8469 | 21144.1903 | 216.398 | 431.0529
1 | 5300 | 707 | 0.035 | 15 | 15 | 7 | 4.217e-12 | 0 | CO2 | Porous | Wet | R245fa | MinimizeLCOE_Brownfield | IgnoreSilica | 59.9749 | 12.0066 | 1.5356 | 4 | 8880.2401 | 17080.4373 | 181.0357 | 348.2078 | 136.8002 | 18.2722 | 11735350249.0108 | 4341688.023 | 0 | 2407175.5071 | 0 | 0 | 0 | 2310769.3828 | 3533256.836 | 9192809.5167 | 6274281.3885 | 28059980.654 | 3144235.0165 | 23341978.1048 | 23341978.1048 | 17712525.3824 | 9314579.3857 | 0 | 54546193.7752 | 104915276.6481 | 4216.965 | 6.1424 | 8880.2401 | 17080.4373 | 181.0357 | 348.2078
1 | 5300 | 707 | 0.035 | 15 | 15 | 7 | 5.6234e-12 | 0 | CO2 | Porous | Wet | R245fa | MinimizeLCOE_Brownfield | IgnoreSilica | 72.5696 | 14.7223 | 1.928 | 4 | 7567.9423 | 14099.2471 | 154.2827 | 287.4322 | 136.903 | 18.0965 | 12778543373.105 | 4970270.413 | 0 | 2803728.8648 | 0 | 0 | 0 | 2518139.3543 | 4013934.0665 | 10443433.07 | 7127857.6613 | 31877363.4299 | 3144235.0165 | 23341978.1048 | 23341978.1048 | 17712525.3824 | 9314579.3857 | 0 | 58363576.5512 | 108732659.4241 | 5623.4133 | 7.7119 | 7567.9423 | 14099.2471 | 154.2827 | 287.4322
1 | 5300 | 707 | 0.035 | 15 | 15 | 7 | 7.4989e-12 | 0 | CO2 | Porous | Wet | R245fa | MinimizeLCOE_Brownfield | IgnoreSilica | 85.7313 | 17.5896 | 2.3566 | 4 | 6575.7622 | 11919.0616 | 134.0558 | 242.9862 | 136.7298 | 17.8636 | 13677202159.0978 | 5581946.2264 | 0 | 3203642.2477 | 0 | 0 | 0 | 2676433.3222 | 4470188.5005 | 11630513.5166 | 7938064.4583 | 35500788.2717 | 3144235.0165 | 23341978.1048 | 23341978.1048 | 17712525.3824 | 9314579.3857 | 0 | 61987001.393 | 112356084.2659 | 7498.9421 | 9.4266 | 6575.7622 | 11919.0616 | 134.0558 | 242.9862
1 | 5300 | 707 | 0.035 | 15 | 15 | 7 | 1e-11 | 0 | CO2 | Porous | Wet | R245fa | MinimizeLCOE_Brownfield | IgnoreSilica | 98.5741 | 20.4185 | 2.7953 | 4 | 5828.4158 | 10333.1423 | 118.8201 | 210.6551 | 136.3274 | 17.5888 | 14400524230.4341 | 6138394.896 | 0 | 3582139.4499 | 0 | 0 | 0 | 2769095.587 | 4870955.6738 | 12673227.4929 | 8649738.1727 | 38683551.2724 | 3144235.0165 | 23341978.1048 | 23341978.1048 | 17712525.3824 | 9314579.3857 | 0 | 65169764.3937 | 115538847.2666 | 10000 | 11.1814 | 5828.4158 | 10333.1423 | 118.8201 | 210.6551
1 | 5300 | 707 | 0.035 | 15 | 15 | 7 | 1.3335e-11 | 0 | CO2 | Porous | Wet | R245fa | MinimizeLCOE_Brownfield | IgnoreSilica | 110.4159 | 23.055 | 3.2179 | 4 | 5267.0452 | 9180.2831 | 107.3758 | 187.1525 | 135.7628 | 17.2905 | 14942071593.8475 | 6617553.501 | 0 | 3922450.8584 | 0 | 0 | 0 | 2797084.5269 | 5201464.6657 | 13533144.093 | 9236648.9218 | 41308346.5668 | 3144235.0165 | 23341978.1048 | 23341978.1048 | 17712525.3824 | 9314579.3857 | 0 | 67794559.6881 | 118163642.561 | 13335.2143 | 12.8715 | 5267.0452 | 9180.2831 | 107.3758 | 187.1525
1 | 5300 | 707 | 0.035 | 15 | 15 | 7 | 1.7783e-11 | 0 | CO2 | Porous | Wet | R245fa | MinimizeLCOE_Brownfield | IgnoreSilica | 120.7083 | 25.3683 | 3.6006 | 4 | 4848.3085 | 8345.5431 | 98.8393 | 170.1352 | 135.1352 | 17.0022 | 15334014488.5471 | 7008867.4698 | 0 | 4212327.6489 | 0 | 0 | 0 | 2772420.3272 | 5457510.0239 | 14199321.5929 | 9691328.7541 | 43341775.8168 | 3144235.0165 | 23341978.1048 | 23341978.1048 | 17712525.3824 | 9314579.3857 | 0 | 69827988.9381 | 120197071.811 | 17782.7941 | 14.4025 | 4848.3085 | 8345.5431 | 98.8393 | 170.1352
1 | 5300 | 707 | 0.035 | 15 | 15 | 7 | 2.3714e-11 | 0 | CO2 | Porous | Wet | R245fa | MinimizeLCOE_Brownfield | IgnoreSilica | 129.2929 | 27.3148 | 3.9317 | 4 | 4535.8369 | 7738.5728 | 92.4692 | 157.7613 | 134.5116 | 16.7385 | 15594049937.9314 | 7317157.4083 | 0 | 4450328.5623 | 0 | 0 | 0 | 2712570.0878 | 5647221.8628 | 14692912.8825 | 10028214.9515 | 44848405.7553 | 3144235.0165 | 23341978.1048 | 23341978.1048 | 17712525.3824 | 9314579.3857 | 0 | 71334618.8766 | 121703701.7495 | 23713.7371 | 15.7269 | 4535.8369 | 7738.5728 | 92.4692 | 157.7613
1 | 5300 | 707 | 0.035 | 15 | 15 | 7 | 3.1623e-11 | 0 | CO2 | Porous | Wet | R245fa | MinimizeLCOE_Brownfield | IgnoreSilica | 136.265 | 28.9067 | 4.2082 | 4 | 4302.7431 | 7295.0696 | 87.7172 | 148.7199 | 133.9375 | 16.5087 | 15762901962.4115 | 7555346.0055 | 0 | 4641300.1157 | 0 | 0 | 0 | 2636102.8564 | 5784772.1013 | 15050790.3877 | 10272473.7024 | 45940785.1691 | 3144235.0165 | 23341978.1048 | 23341978.1048 | 17712525.3824 | 9314579.3857 | 0 | 72426998.2904 | 122796081.1633 | 31622.7766 | 16.8327 | 4302.7431 | 7295.0696 | 87.7172 | 148.7199
1 | 5300 | 707 | 0.035 | 15 | 15 | 7 | 4.217e-11 | 0 | CO2 | Porous | Wet | R245fa | MinimizeLCOE_Brownfield | IgnoreSilica | 141.7607 | 30.1699 | 4.432 | 4 | 4128.7795 | 6969.9937 | 84.1708 | 142.0927 | 133.4417 | 16.3176 | 15866526763.639 | 7735302.2047 | 0 | 4790458.7611 | 0 | 0 | 0 | 2554968.9486 | 5881484.6666 | 15302416.6441 | 10444213.7928 | 46708845.0179 | 3144235.0165 | 23341978.1048 | 23341978.1048 | 17712525.3824 | 9314579.3857 | 0 | 73195058.1392 | 123564141.0121 | 42169.6503 | 17.728 | 4128.7795 | 6969.9937 | 84.1708 | 142.0927
1 | 5300 | 707 | 0.035 | 15 | 15 | 7 | 5.6234e-11 | 0 | CO2 | Porous | Wet | R245fa | MinimizeLCOE_Brownfield | IgnoreSilica | 146.0675 | 31.1639 | 4.6102 | 4 | 3998.8381 | 6730.2548 | 81.5217 | 137.2053 | 133.0261 | 16.1617 | 15924162942.5212 | 7871458.7634 | 0 | 4906538.757 | 0 | 0 | 0 | 2479047.2454 | 5950247.4587 | 15481323.3238 | 10566321.2779 | 47254936.8262 | 3144235.0165 | 23341978.1048 | 23341978.1048 | 17712525.3824 | 9314579.3857 | 0 | 73741149.9475 | 124110232.8204 | 56234.1325 | 18.4406 | 3998.8381 | 6730.2548 | 81.5217 | 137.2053
1 | 5300 | 707 | 0.035 | 15 | 15 | 7 | 7.4989e-11 | 0 | CO2 | Porous | Wet | R245fa | MinimizeLCOE_Brownfield | IgnoreSilica | 149.3707 | 31.9297 | 4.7493 | 4 | 3901.6934 | 6553.1036 | 79.5413 | 133.5939 | 132.6909 | 16.0384 | 15961993969.1144 | 7972949.6195 | 0 | 4995105.302 | 0 | 0 | 0 | 2411575.6556 | 5998055.9251 | 15605711.1466 | 10651218.5228 | 47634616.1715 | 3144235.0165 | 23341978.1048 | 23341978.1048 | 17712525.3824 | 9314579.3857 | 0 | 74120829.2928 | 124489912.1657 | 74989.4209 | 18.9971 | 3901.6934 | 6553.1036 | 79.5413 | 133.5939
1 | 5300 | 707 | 0.035 | 15 | 15 | 7 | 1e-10 | 0 | CO2 | Porous | Wet | R245fa | MinimizeLCOE_Brownfield | IgnoreSilica | 151.9117 | 32.5221 | 4.8575 | 4 | 3828.3394 | 6420.6747 | 78.0459 | 130.8941 | 132.4169 | 15.9376 | 15981350070.0212 | 8048677.7399 | 0 | 5062969.3028 | 0 | 0 | 0 | 2353161.1896 | 6031275.2106 | 15692140.9133 | 10710208.6146 | 47898432.9708 | 3144235.0165 | 23341978.1048 | 23341978.1048 | 17712525.3824 | 9314579.3857 | 0 | 74384646.0921 | 124753728.965 | 100000 | 19.43 | 3828.3394 | 6420.6747 | 78.0459 | 130.8941
1 | 5300 | 707 | 0.035 | 15 | 15 | 7 | 1.3335e-10 | 0 | CO2 | Porous | Wet | R245fa | MinimizeLCOE_Brownfield | IgnoreSilica | 153.8413 | 32.9715 | 4.9402 | 4 | 3773.9714 | 6322.9127 | 76.9375 | 128.9011 | 132.2082 | 15.8628 | 15990306129.3148 | 8105629.5418 | 0 | 5114352.5573 | 0 | 0 | 0 | 2306814.5353 | 6055450.6874 | 15755040.5449 | 10753138.9056 | 48090426.7723 | 3144235.0165 | 23341978.1048 | 23341978.1048 | 17712525.3824 | 9314579.3857 | 0 | 74576639.8936 | 124945722.7665 | 133352.1432 | 19.7608 | 3773.9714 | 6322.9127 | 76.9375 | 128.9011
1 | 5300 | 707 | 0.035 | 15 | 15 | 7 | 1.7783e-10 | 0 | CO2 | Porous | Wet | R245fa | MinimizeLCOE_Brownfield | IgnoreSilica | 155.2903 | 33.31 | 5.0031 | 4 | 3733.2493 | 6250.1587 | 76.1073 | 127.4179 | 132.0481 | 15.8059 | 15997300246.0101 | 8147808.399 | 0 | 5152854.4504 | 0 | 0 | 0 | 2269453.7807 | 6072345.4857 | 15798997.3446 | 10783140.3246 | 48224599.785 | 3144235.0165 | 23341978.1048 | 23341978.1048 | 17712525.3824 | 9314579.3857 | 0 | 74710812.9063 | 125079895.7792 | 177827.941 | 20.0123 | 3733.2493 | 6250.1587 | 76.1073 | 127.4179
1 | 5300 | 707 | 0.035 | 15 | 15 | 7 | 2.3714e-10 | 0 | CO2 | Porous | Wet | R245fa | MinimizeLCOE_Brownfield | IgnoreSilica | 156.3887 | 33.5668 | 5.0509 | 4 | 3702.738 | 6195.8255 | 75.4853 | 126.3103 | 131.9249 | 15.7624 | 16002645002.1151 | 8179441.8268 | 0 | 5181990.4826 | 0 | 0 | 0 | 2240143.5989 | 6084614.6043 | 15830919.0742 | 10804927.561 | 48322037.1479 | 3144235.0165 | 23341978.1048 | 23341978.1048 | 17712525.3824 | 9314579.3857 | 0 | 74808250.2692 | 125177333.1421 | 237137.3706 | 20.2035 | 3702.738 | 6195.8255 | 75.4853 | 126.3103
1 | 5300 | 707 | 0.035 | 15 | 15 | 7 | 3.1623e-10 | 0 | CO2 | Porous | Wet | R245fa | MinimizeLCOE_Brownfield | IgnoreSilica | 157.2124 | 33.7597 | 5.087 | 4 | 3679.8715 | 6155.2594 | 75.0192 | 125.4833 | 131.8313 | 15.7295 | 16006174863.6512 | 8202970.8475 | 0 | 5203812.6878 | 0 | 0 | 0 | 2217268.7045 | 6093380.3735 | 15853725.8077 | 10820493.6253 | 48391652.0463 | 3144235.0165 | 23341978.1048 | 23341978.1048 | 17712525.3824 | 9314579.3857 | 0 | 74877865.1676 | 125246948.0405 | 316227.766 | 20.348 | 3679.8715 | 6155.2594 | 75.0192 | 125.4833
1 | 5300 | 707 | 0.035 | 15 | 15 | 7 | 4.217e-10 | 0 | CO2 | Porous | Wet | R245fa | MinimizeLCOE_Brownfield | IgnoreSilica | 157.836 | 33.9058 | 5.1143 | 4 | 3662.7316 | 6124.8921 | 74.6697 | 124.8642 | 131.7599 | 15.7045 | 16007165414.6465 | 8220676.017 | 0 | 5220319.821 | 0 | 0 | 0 | 2199725.1227 | 6099881.1747 | 15870639.5588 | 10832037.6079 | 48443279.3022 | 3144235.0165 | 23341978.1048 | 23341978.1048 | 17712525.3824 | 9314579.3857 | 0 | 74929492.4234 | 125298575.2963 | 421696.5034 | 20.4573 | 3662.7316 | 6124.8921 | 74.6697 | 124.8642
1 | 5300 | 707 | 0.035 | 15 | 15 | 7 | 5.6234e-10 | 0 | CO2 | Porous | Wet | R245fa | MinimizeLCOE_Brownfield | IgnoreSilica | 158.3159 | 34.018 | 5.1351 | 4 | 3649.8826 | 6102.082 | 74.4078 | 124.3992 | 131.7046 | 15.6851 | 16003923446.4337 | 8234237.7253 | 0 | 5233013.7632 | 0 | 0 | 0 | 2186527.5156 | 6104973.8116 | 15883889.5555 | 10841081.0029 | 48483723.3742 | 3144235.0165 | 23341978.1048 | 23341978.1048 | 17712525.3824 | 9314579.3857 | 0 | 74969936.4955 | 125339019.3684 | 562341.3252 | 20.5404 | 3649.8826 | 6102.082 | 74.4078 | 124.3992
1 | 5300 | 707 | 0.035 | 15 | 15 | 7 | 7.4989e-10 | 0 | CO2 | Porous | Wet | R245fa | MinimizeLCOE_Brownfield | IgnoreSilica | 158.6667 | 34.1003 | 5.1506 | 4 | 3640.2493 | 6085.0778 | 74.2114 | 124.0525 | 131.664 | 15.6709 | 16004695863.0547 | 8244114.5798 | 0 | 5242288.5222 | 0 | 0 | 0 | 2176274.4306 | 6108444.2377 | 15892918.8923 | 10847243.7108 | 48511284.3733 | 3144235.0165 | 23341978.1048 | 23341978.1048 | 17712525.3824 | 9314579.3857 | 0 | 74997497.4946 | 125366580.3675 | 749894.2093 | 20.6023 | 3640.2493 | 6085.0778 | 74.2114 | 124.0525
1 | 5300 | 707 | 0.035 | 15 | 15 | 7 | 1e-09 | 0 | CO2 | Porous | Wet | R245fa | MinimizeLCOE_Brownfield | IgnoreSilica | 158.9297 | 34.1621 | 5.1622 | 4 | 3633.0266 | 6072.3444 | 74.0642 | 123.793 | 131.6334 | 15.6603 | 16005353692.8697 | 8251499.5005 | 0 | 5249239.2365 | 0 | 0 | 0 | 2168489.1191 | 6110998.8639 | 15899565.5056 | 10851780.1609 | 48531572.3864 | 3144235.0165 | 23341978.1048 | 23341978.1048 | 17712525.3824 | 9314579.3857 | 0 | 75017785.5077 | 125386868.3806 | 1000000 | 20.6488 | 3633.0266 | 6072.3444 | 74.0642 | 123.793
1 | 5300 | 707 | 0.035 | 15 | 15 | 7 | 1.3335e-09 | 0 | CO2 | Porous | Wet | R245fa | MinimizeLCOE_Brownfield | IgnoreSilica | 159.1271 | 34.2084 | 5.171 | 4 | 3627.611 | 6062.8039 | 73.9538 | 123.5985 | 131.6104 | 15.6522 | 16005810375.8091 | 8257031.9719 | 0 | 5254455.4223 | 0 | 0 | 0 | 2162601.1905 | 6112894.548 | 15904497.6869 | 10855146.476 | 48546627.2956 | 3144235.0165 | 23341978.1048 | 23341978.1048 | 17712525.3824 | 9314579.3857 | 0 | 75032840.4169 | 125401923.2898 | 1333521.4322 | 20.6838 | 3627.611 | 6062.8039 | 73.9538 | 123.5985
1 | 5300 | 707 | 0.035 | 15 | 15 | 7 | 1.7783e-09 | 0 | CO2 | Porous | Wet | R245fa | MinimizeLCOE_Brownfield | IgnoreSilica | 159.2781 | 34.2438 | 5.1776 | 4 | 3623.5503 | 6055.6332 | 73.871 | 123.4523 | 131.5927 | 15.6461 | 16005183109.8154 | 8261255.9313 | 0 | 5258442.7118 | 0 | 0 | 0 | 2158214.4615 | 6114386.1108 | 15908378.4272 | 10857795.161 | 48558472.8035 | 3144235.0165 | 23341978.1048 | 23341978.1048 | 17712525.3824 | 9314579.3857 | 0 | 75044685.9248 | 125413768.7977 | 1778279.41 | 20.7103 | 3623.5503 | 6055.6332 | 73.871 | 123.4523
1 | 5300 | 707 | 0.035 | 15 | 15 | 7 | 2.3714e-09 | 0 | CO2 | Porous | Wet | R245fa | MinimizeLCOE_Brownfield | IgnoreSilica | 159.3829 | 34.2686 | 5.1824 | 4 | 3620.5053 | 6050.322 | 73.8089 | 123.344 | 131.5805 | 15.6418 | 16007582154.5499 | 8264184.5151 | 0 | 5261211.1211 | 0 | 0 | 0 | 2154737.0084 | 6115251.7314 | 15910630.5944 | 10859332.3115 | 48565347.2818 | 3144235.0165 | 23341978.1048 | 23341978.1048 | 17712525.3824 | 9314579.3857 | 0 | 75051560.4031 | 125420643.276 | 2371373.7057 | 20.7296 | 3620.5053 | 6050.322 | 73.8089 | 123.344
1 | 5300 | 707 | 0.035 | 15 | 15 | 7 | 3.1623e-09 | 0 | CO2 | Porous | Wet | R245fa | MinimizeLCOE_Brownfield | IgnoreSilica | 159.4755 | 34.2901 | 5.1862 | 4 | 3618.2221 | 6046.2358 | 73.7624 | 123.2607 | 131.5696 | 15.6381 | 16004597032.8928 | 8266771.9324 | 0 | 5263656.6151 | 0 | 0 | 0 | 2152404.5497 | 6116304.9079 | 15913370.7438 | 10861202.5197 | 48573711.2686 | 3144235.0165 | 23341978.1048 | 23341978.1048 | 17712525.3824 | 9314579.3857 | 0 | 75059924.3899 | 125429007.2628 | 3162277.6602 | 20.745 | 3618.2221 | 6046.2358 | 73.7624 | 123.2607
1 | 5300 | 707 | 0.035 | 15 | 15 | 7 | 4.217e-09 | 0 | CO2 | Porous | Wet | R245fa | MinimizeLCOE_Brownfield | IgnoreSilica | 159.5339 | 34.3039 | 5.189 | 4 | 3616.5099 | 6043.2558 | 73.7274 | 123.1999 | 131.5628 | 15.6357 | 16006162649.0602 | 8268399.3189 | 0 | 5265197.1305 | 0 | 0 | 0 | 2150424.1036 | 6116768.0157 | 15914575.6552 | 10862024.8965 | 48577389.1205 | 3144235.0165 | 23341978.1048 | 23341978.1048 | 17712525.3824 | 9314579.3857 | 0 | 75063602.2418 | 125432685.1147 | 4216965.0343 | 20.7558 | 3616.5099 | 6043.2558 | 73.7274 | 123.1999
1 | 5300 | 707 | 0.035 | 15 | 15 | 7 | 5.6234e-09 | 0 | CO2 | Porous | Wet | R245fa | MinimizeLCOE_Brownfield | IgnoreSilica | 159.583 | 34.3154 | 5.1911 | 4 | 3615.226 | 6040.9817 | 73.7013 | 123.1536 | 131.557 | 15.6337 | 16003927250.2884 | 8269768.6542 | 0 | 5266493.0324 | 0 | 0 | 0 | 2149044.2287 | 6117269.307 | 15915879.9123 | 10862915.0788 | 48581370.2134 | 3144235.0165 | 23341978.1048 | 23341978.1048 | 17712525.3824 | 9314579.3857 | 0 | 75067583.3347 | 125436666.2076 | 5623413.2519 | 20.7643 | 3615.226 | 6040.9817 | 73.7013 | 123.1536
1 | 5300 | 707 | 0.035 | 15 | 15 | 7 | 7.4989e-09 | 0 | CO2 | Porous | Wet | R245fa | MinimizeLCOE_Brownfield | IgnoreSilica | 159.607 | 34.3214 | 5.1925 | 4 | 3614.2633 | 6039.3719 | 73.6816 | 123.1208 | 131.5542 | 15.6327 | 16009386292.8486 | 8270438.2302 | 0 | 5267128.7288 | 0 | 0 | 0 | 2147749.411 | 6117273.3843 | 15915890.5206 | 10862922.3191 | 48581402.5939 | 3144235.0165 | 23341978.1048 | 23341978.1048 | 17712525.3824 | 9314579.3857 | 0 | 75067615.7152 | 125436698.5881 | 7498942.0933 | 20.7698 | 3614.2633 | 6039.3719 | 73.6816 | 123.1208
1 | 5300 | 707 | 0.035 | 15 | 15 | 7 | 1e-08 | 0 | CO2 | Porous | Wet | R245fa | MinimizeLCOE_Brownfield | IgnoreSilica | 159.6413 | 34.3292 | 5.1938 | 4 | 3613.5413 | 6038.0437 | 73.6669 | 123.0937 | 131.5502 | 15.6313 | 16006740059.4311 | 8271394.6482 | 0 | 5268033.3404 | 0 | 0 | 0 | 2147106.3847 | 6117748.4056 | 15917126.4287 | 10863765.8518 | 48585175.0594 | 3144235.0165 | 23341978.1048 | 23341978.1048 | 17712525.3824 | 9314579.3857 | 0 | 75071388.1807 | 125440471.0536 | 10000000 | 20.775 | 3613.5413 | 6038.0437 | 73.6669 | 123.0937
1 | 5400 | 707 | 0.035 | 15 | 15 | 7 | 1e-13 | 0 | CO2 | Porous | Wet | R245fa | MinimizeLCOE_Brownfield | IgnoreSilica | 1.7846 | 0.042229 | 0.004463 | 4 | 1613924.5592 | 4502056.1373 | 32902.0351 | 91780.5038 | 82.9528 | 16.0347 | 75495276.0853 | 232870.4513 | 0 | 99445.1901 | 0 | 0 | 0 | 230026.4639 | 219313.4211 | 570608.5342 | 389452.0494 | 1741716.11 | 3144235.0165 | 23926120.3335 | 23926120.3335 | 18112060.8521 | 9521263.1161 | 0 | 28812071.46 | 80371515.7618 | 100 | 0.017852 | 1613924.5592 | 4502056.1373 | 32902.0351 | 91780.5038
1 | 5400 | 707 | 0.035 | 15 | 15 | 7 | 1.3335e-13 | 0 | CO2 | Porous | Wet | R245fa | MinimizeLCOE_Brownfield | IgnoreSilica | 2.6304 | 0.15214 | 0.014363 | 4 | 515489.741 | 1412901.1642 | 10508.9556 | 28803.9013 | 95.4042 | 16.9029 | 469444779.5139 | 345750.3516 | 0 | 162105.2672 | 0 | 0 | 0 | 314274.1261 | 320630.6005 | 834215.0522 | 569368.9145 | 2546344.3121 | 3144235.0165 | 23926120.3335 | 23926120.3335 | 18112060.8521 | 9521263.1161 | 0 | 29616699.6621 | 81176143.9639 | 133.3521 | 0.057454 | 515489.741 | 1412901.1642 | 10508.9556 | 28803.9013
1 | 5400 | 707 | 0.035 | 15 | 15 | 7 | 1.7783e-13 | 0 | CO2 | Porous | Wet | R245fa | MinimizeLCOE_Brownfield | IgnoreSilica | 3.6755 | 0.31727 | 0.030367 | 4 | 251409.3029 | 675879.5846 | 5125.3187 | 13778.7195 | 105.1839 | 17.4971 | 867551487.645 | 477418.6371 | 0 | 236387.5792 | 0 | 0 | 0 | 405819.1132 | 436653.8785 | 1136083.8219 | 775400.5526 | 3467763.5826 | 3144235.0165 | 23926120.3335 | 23926120.3335 | 18112060.8521 | 9521263.1161 | 0 | 30538118.9326 | 82097563.2344 | 177.8279 | 0.12147 | 251409.3029 | 675879.5846 | 5125.3187 | 13778.7195
1 | 5400 | 707 | 0.035 | 15 | 15 | 7 | 2.3714e-13 | 0 | CO2 | Porous | Wet | R245fa | MinimizeLCOE_Brownfield | IgnoreSilica | 4.9667 | 0.5465 | 0.054077 | 4 | 146004.6485 | 384366.309 | 2976.5022 | 7835.8271 | 112.9003 | 17.917 | 1555964111.3922 | 628989.4414 | 0 | 323558.1154 | 0 | 0 | 0 | 504085.8908 | 568087.0446 | 1478045.9593 | 1008796.738 | 4511563.1895 | 3144235.0165 | 23926120.3335 | 23926120.3335 | 18112060.8521 | 9521263.1161 | 0 | 31581918.5395 | 83141362.8413 | 237.1374 | 0.21631 | 146004.6485 | 384366.309 | 2976.5022 | 7835.8271
1 | 5400 | 707 | 0.035 | 15 | 15 | 7 | 3.1623e-13 | 0 | CO2 | Porous | Wet | R245fa | MinimizeLCOE_Brownfield | IgnoreSilica | 6.6787 | 0.86848 | 0.088222 | 4 | 92984.4975 | 239091.7244 | 1895.6148 | 4874.2082 | 119.3705 | 18.2419 | 2260560783.6801 | 814988.4392 | 0 | 415803.4392 | 0 | 0 | 0 | 623344.5588 | 723113.2105 | 1881392.2428 | 1284088.8645 | 5742730.755 | 3144235.0165 | 23926120.3335 | 23926120.3335 | 18112060.8521 | 9521263.1161 | 0 | 32813086.105 | 84372530.4068 | 316.2278 | 0.35289 | 92984.4975 | 239091.7244 | 1895.6148 | 4874.2082
1 | 5400 | 707 | 0.035 | 15 | 15 | 7 | 4.217e-13 | 0 | CO2 | Porous | Wet | R245fa | MinimizeLCOE_Brownfield | IgnoreSilica | 8.7982 | 1.2872 | 0.13535 | 4 | 63136.7379 | 158366.8602 | 1287.1278 | 3228.5227 | 124.3855 | 18.4727 | 3096619753.9435 | 1027402.472 | 0 | 518378.537 | 0 | 0 | 0 | 750803.6375 | 895668.0121 | 2330344.4408 | 1590507.9647 | 7113105.0642 | 3144235.0165 | 23926120.3335 | 23926120.3335 | 18112060.8521 | 9521263.1161 | 0 | 34183460.4142 | 85742904.716 | 421.6965 | 0.54142 | 63136.7379 | 158366.8602 | 1287.1278 | 3228.5227
1 | 5400 | 707 | 0.035 | 15 | 15 | 7 | 5.6234e-13 | 0 | CO2 | Porous | Wet | R245fa | MinimizeLCOE_Brownfield | IgnoreSilica | 11.4829 | 1.8321 | 0.19893 | 4 | 44959.638 | 109754.9893 | 916.563 | 2237.5039 | 128.3733 | 18.6437 | 4047783649.3066 | 1275658.6587 | 0 | 641466.4755 | 0 | 0 | 0 | 893515.2165 | 1096149.7368 | 2851956.7638 | 1946519.0932 | 8705265.9445 | 3144235.0165 | 23926120.3335 | 23926120.3335 | 18112060.8521 | 9521263.1161 | 0 | 35775621.2945 | 87335065.5963 | 562.3413 | 0.79573 | 44959.638 | 109754.9893 | 916.563 | 2237.5039
1 | 5400 | 707 | 0.035 | 15 | 15 | 7 | 7.4989e-13 | 0 | CO2 | Porous | Wet | R245fa | MinimizeLCOE_Brownfield | IgnoreSilica | 14.9077 | 2.5388 | 0.28368 | 4 | 33176.9415 | 78615.6495 | 676.3568 | 1602.6863 | 131.5493 | 18.769 | 5056910656.9114 | 1568055.4525 | 0 | 790424.6442 | 0 | 0 | 0 | 1056036.5836 | 1331661.5053 | 3464710.0755 | 2364735.8192 | 10575624.0802 | 3144235.0165 | 23926120.3335 | 23926120.3335 | 18112060.8521 | 9521263.1161 | 0 | 37645979.4303 | 89205423.732 | 749.8942 | 1.1347 | 33176.9415 | 78615.6495 | 676.3568 | 1602.6863
1 | 5400 | 707 | 0.035 | 15 | 15 | 7 | 1e-12 | 0 | CO2 | Porous | Wet | R245fa | MinimizeLCOE_Brownfield | IgnoreSilica | 19.2346 | 3.4427 | 0.39536 | 4 | 25180.1991 | 57782.7152 | 513.3324 | 1177.9788 | 134.0398 | 18.8557 | 6161607611.1492 | 1909572.8442 | 0 | 969165.9054 | 0 | 0 | 0 | 1238141.2168 | 1605583.1869 | 4177398.1019 | 2851160.0415 | 12751021.2966 | 3144235.0165 | 23926120.3335 | 23926120.3335 | 18112060.8521 | 9521263.1161 | 0 | 39821376.6466 | 91380820.9484 | 1000 | 1.5815 | 25180.1991 | 57782.7152 | 513.3324 | 1177.9788
1 | 5400 | 707 | 0.035 | 15 | 15 | 7 | 1.3335e-12 | 0 | CO2 | Porous | Wet | R245fa | MinimizeLCOE_Brownfield | IgnoreSilica | 24.687 | 4.5915 | 0.54121 | 4 | 19562.8899 | 43379.7484 | 398.816 | 884.3548 | 135.975 | 18.9076 | 7330632905.7597 | 2308008.8528 | 0 | 1183333.001 | 0 | 0 | 0 | 1442051.8064 | 1924023.5275 | 5005914.5469 | 3416639.5395 | 15279971.2741 | 3144235.0165 | 23926120.3335 | 23926120.3335 | 18112060.8521 | 9521263.1161 | 0 | 42350326.6241 | 93909770.9259 | 1333.5214 | 2.1648 | 19562.8899 | 43379.7484 | 398.816 | 884.3548
1 | 5400 | 707 | 0.035 | 15 | 15 | 7 | 1.7783e-12 | 0 | CO2 | Porous | Wet | R245fa | MinimizeLCOE_Brownfield | IgnoreSilica | 31.4661 | 6.0312 | 0.72936 | 4 | 15509.4962 | 33182.4365 | 316.1821 | 676.4689 | 137.4378 | 18.9209 | 8564229243.0564 | 2767143.4627 | 0 | 1436832.9682 | 0 | 0 | 0 | 1664902.6605 | 2288862.8456 | 5955151.614 | 4064513.3427 | 18177406.8938 | 3144235.0165 | 23926120.3335 | 23926120.3335 | 18112060.8521 | 9521263.1161 | 0 | 45247762.2438 | 96807206.5456 | 1778.2794 | 2.9174 | 15509.4962 | 33182.4365 | 316.1821 | 676.4689
1 | 5400 | 707 | 0.035 | 15 | 15 | 7 | 2.3714e-12 | 0 | CO2 | Porous | Wet | R245fa | MinimizeLCOE_Brownfield | IgnoreSilica | 39.7922 | 7.811 | 0.96828 | 4 | 12530.6576 | 25842.7757 | 255.4544 | 526.8399 | 138.5107 | 18.8983 | 9794185945.1623 | 3290756.3263 | 0 | 1733688.6567 | 0 | 0 | 0 | 1905048.2183 | 2702502.3485 | 7031356.7514 | 4799045.4627 | 21462397.7639 | 3144235.0165 | 23926120.3335 | 23926120.3335 | 18112060.8521 | 9521263.1161 | 0 | 48532753.1139 | 100092197.4157 | 2371.3737 | 3.8731 | 12530.6576 | 25842.7757 | 255.4544 | 526.8399
1 | 5400 | 707 | 0.035 | 15 | 15 | 7 | 3.1623e-12 | 0 | CO2 | Porous | Wet | R245fa | MinimizeLCOE_Brownfield | IgnoreSilica | 49.7728 | 9.96 | 1.2651 | 4 | 10307.4164 | 20496.2909 | 210.1306 | 417.8446 | 139.2344 | 18.8289 | 11014117232.2447 | 3873991.7383 | 0 | 2073604.7764 | 0 | 0 | 0 | 2152790.9093 | 3159151.0954 | 8219463.1191 | 5609952.4719 | 25088954.1104 | 3144235.0165 | 23926120.3335 | 23926120.3335 | 18112060.8521 | 9521263.1161 | 0 | 52159309.4604 | 103718753.7622 | 3162.2777 | 5.0604 | 10307.4164 | 20496.2909 | 210.1306 | 417.8446
1 | 5400 | 707 | 0.035 | 15 | 15 | 7 | 4.217e-12 | 0 | CO2 | Porous | Wet | R245fa | MinimizeLCOE_Brownfield | IgnoreSilica | 61.3392 | 12.4711 | 1.6223 | 4 | 8632.4988 | 16577.7418 | 175.9852 | 337.9597 | 139.6374 | 18.7039 | 12180033946.4024 | 4502614.608 | 0 | 2450883.9903 | 0 | 0 | 0 | 2393146.65 | 3645191.6468 | 9484040.9334 | 6473052.8146 | 28948930.643 | 3144235.0165 | 23926120.3335 | 23926120.3335 | 18112060.8521 | 9521263.1161 | 0 | 56019285.993 | 107578730.2948 | 4216.965 | 6.4893 | 8632.4988 | 16577.7418 | 175.9852 | 337.9597
1 | 5400 | 707 | 0.035 | 15 | 15 | 7 | 5.6234e-12 | 0 | CO2 | Porous | Wet | R245fa | MinimizeLCOE_Brownfield | IgnoreSilica | 74.1165 | 15.2714 | 2.0336 | 4 | 7365.6073 | 13703.9316 | 150.1579 | 279.3732 | 139.736 | 18.5173 | 13238560195.2014 | 5148860.9433 | 0 | 2851440.736 | 0 | 0 | 0 | 2604441.6342 | 4135849.8923 | 10760633.0402 | 7344353.1589 | 32845579.4049 | 3144235.0165 | 23926120.3335 | 23926120.3335 | 18112060.8521 | 9521263.1161 | 0 | 59915934.7549 | 111475379.0567 | 5623.4133 | 8.1346 | 7365.6073 | 13703.9316 | 150.1579 | 279.3732
1 | 5400 | 707 | 0.035 | 15 | 15 | 7 | 7.4989e-12 | 0 | CO2 | Porous | Wet | R245fa | MinimizeLCOE_Brownfield | IgnoreSilica | 87.3755 | 18.2087 | 2.4805 | 4 | 6408.1923 | 11604.6574 | 130.6397 | 236.5766 | 139.5526 | 18.2728 | 14151986918.3796 | 5773315.4735 | 0 | 3252701.0582 | 0 | 0 | 0 | 2762451.2271 | 4597502.4259 | 11961758.2349 | 8164145.7848 | 36511874.2044 | 3144235.0165 | 23926120.3335 | 23926120.3335 | 18112060.8521 | 9521263.1161 | 0 | 63582229.5544 | 115141673.8562 | 7498.9421 | 9.922 | 6408.1923 | 11604.6574 | 130.6397 | 236.5766
1 | 5400 | 707 | 0.035 | 15 | 15 | 7 | 1e-11 | 0 | CO2 | Porous | Wet | R245fa | MinimizeLCOE_Brownfield | IgnoreSilica | 100.2844 | 21.0998 | 2.9361 | 4 | 5687.4263 | 10077.5707 | 115.9459 | 205.4449 | 139.1367 | 17.9857 | 14880930086.1202 | 6340147.7146 | 0 | 3631774.6278 | 0 | 0 | 0 | 2853903.6795 | 5002072.1485 | 13014365.6644 | 8882571.9844 | 39724835.8191 | 3144235.0165 | 23926120.3335 | 23926120.3335 | 18112060.8521 | 9521263.1161 | 0 | 66795191.1692 | 118354635.4709 | 10000 | 11.7444 | 5687.4263 | 10077.5707 | 115.9459 | 205.4449
1 | 5400 | 707 | 0.035 | 15 | 15 | 7 | 1.3335e-11 | 0 | CO2 | Porous | Wet | R245fa | MinimizeLCOE_Brownfield | IgnoreSilica | 111.705 | 23.6954 | 3.3662 | 4 | 5146.33 | 8975.5665 | 104.9149 | 182.9791 | 138.5828 | 17.688 | 15426080629.6466 | 6809030.5348 | 0 | 3959044.7712 | 0 | 0 | 0 | 2864431.599 | 5316677.6929 | 13832904.7564 | 9441241.734 | 42223331.0883 | 3144235.0165 | 23926120.3335 | 23926120.3335 | 18112060.8521 | 9521263.1161 | 0 | 69293686.4383 | 120853130.7401 | 13335.2143 | 13.4647 | 5146.33 | 8975.5665 | 104.9149 | 182.9791
1 | 5400 | 707 | 0.035 | 15 | 15 | 7 | 1.7783e-11 | 0 | CO2 | Porous | Wet | R245fa | MinimizeLCOE_Brownfield | IgnoreSilica | 122.3527 | 26.1194 | 3.7662 | 4 | 4742.7815 | 8165.3079 | 96.688 | 166.4608 | 137.9248 | 17.3801 | 15813627566.361 | 7219969.173 | 0 | 4258171.6028 | 0 | 0 | 0 | 2850158.5655 | 5588036.7431 | 14538925.3416 | 9923115.2907 | 44378376.7168 | 3144235.0165 | 23926120.3335 | 23926120.3335 | 18112060.8521 | 9521263.1161 | 0 | 71448732.0668 | 123008176.3685 | 17782.7941 | 15.0647 | 4742.7815 | 8165.3079 | 96.688 | 166.4608
1 | 5400 | 707 | 0.035 | 15 | 15 | 7 | 2.3714e-11 | 0 | CO2 | Porous | Wet | R245fa | MinimizeLCOE_Brownfield | IgnoreSilica | 130.8936 | 28.0888 | 4.106 | 4 | 4441.7431 | 7581.0336 | 90.5509 | 154.5496 | 137.2945 | 17.1092 | 16074253122.8872 | 7531054.3002 | 0 | 4494350.5808 | 0 | 0 | 0 | 2787867.9345 | 5777176.3981 | 15031027.9259 | 10258985.4162 | 45880462.5557 | 3144235.0165 | 23926120.3335 | 23926120.3335 | 18112060.8521 | 9521263.1161 | 0 | 72950817.9057 | 124510262.2075 | 23713.7371 | 16.4239 | 4441.7431 | 7581.0336 | 90.5509 | 154.5496
1 | 5400 | 707 | 0.035 | 15 | 15 | 7 | 3.1623e-11 | 0 | CO2 | Porous | Wet | R245fa | MinimizeLCOE_Brownfield | IgnoreSilica | 137.7823 | 29.6893 | 4.3884 | 4 | 4217.2084 | 7154.4393 | 85.9735 | 145.8529 | 136.7193 | 16.875 | 16235511489.7713 | 7769843.7935 | 0 | 4682598.888 | 0 | 0 | 0 | 2708571.3478 | 5912795.4714 | 15383880.9355 | 10499814.8456 | 46957505.2818 | 3144235.0165 | 23926120.3335 | 23926120.3335 | 18112060.8521 | 9521263.1161 | 0 | 74027860.6319 | 125587304.9336 | 31622.7766 | 17.5538 | 4217.2084 | 7154.4393 | 85.9735 | 145.8529
1 | 5400 | 707 | 0.035 | 15 | 15 | 7 | 4.217e-11 | 0 | CO2 | Porous | Wet | R245fa | MinimizeLCOE_Brownfield | IgnoreSilica | 143.2345 | 30.9636 | 4.6172 | 4 | 4049.6456 | 6841.3751 | 82.5575 | 139.4707 | 136.2211 | 16.6797 | 16334918061.3985 | 7951073.2741 | 0 | 4830259.7537 | 0 | 0 | 0 | 2626216.8795 | 6008944.4639 | 15634040.891 | 10670554.1555 | 47721089.4177 | 3144235.0165 | 23926120.3335 | 23926120.3335 | 18112060.8521 | 9521263.1161 | 0 | 74791444.7677 | 126350889.0695 | 42169.6503 | 18.4686 | 4049.6456 | 6841.3751 | 82.5575 | 139.4707
1 | 5400 | 707 | 0.035 | 15 | 15 | 7 | 5.6234e-11 | 0 | CO2 | Porous | Wet | R245fa | MinimizeLCOE_Brownfield | IgnoreSilica | 147.4681 | 31.9583 | 4.7984 | 4 | 3924.4914 | 6610.7827 | 80.0061 | 134.7697 | 135.8077 | 16.522 | 16396611333.6109 | 8086994.9096 | 0 | 4944141.2179 | 0 | 0 | 0 | 2548645.551 | 6076114.8546 | 15808804.4691 | 10789833.8886 | 48254534.8907 | 3144235.0165 | 23926120.3335 | 23926120.3335 | 18112060.8521 | 9521263.1161 | 0 | 75324890.2407 | 126884334.5425 | 56234.1325 | 19.1935 | 3924.4914 | 6610.7827 | 80.0061 | 134.7697
1 | 5400 | 707 | 0.035 | 15 | 15 | 7 | 7.4989e-11 | 0 | CO2 | Porous | Wet | R245fa | MinimizeLCOE_Brownfield | IgnoreSilica | 150.7324 | 32.728 | 4.9401 | 4 | 3830.929 | 6440.1782 | 78.0987 | 131.2917 | 135.4728 | 16.3966 | 16430633267.5388 | 8188894.5779 | 0 | 5031502.0841 | 0 | 0 | 0 | 2480545.3432 | 6123367.382 | 15931745.8527 | 10873743.9091 | 48629799.1491 | 3144235.0165 | 23926120.3335 | 23926120.3335 | 18112060.8521 | 9521263.1161 | 0 | 75700154.4991 | 127259598.8009 | 74989.4209 | 19.7603 | 3830.929 | 6440.1782 | 78.0987 | 131.2917
1 | 5400 | 707 | 0.035 | 15 | 15 | 7 | 1e-10 | 0 | CO2 | Porous | Wet | R245fa | MinimizeLCOE_Brownfield | IgnoreSilica | 152.587 | 33.187 | 5.0393 | 4 | 3760.3285 | 6318.1723 | 76.6594 | 128.8045 | 135.268 | 16.3202 | 16449296473.3286 | 8244955.371 | 0 | 5080966.7198 | 0 | 0 | 0 | 2406737.4949 | 6135737.2384 | 15963929.6816 | 10895710.0336 | 48728036.5393 | 3144235.0165 | 23926120.3335 | 23926120.3335 | 18112060.8521 | 9521263.1161 | 0 | 75798391.8893 | 127357836.1911 | 100000 | 20.1574 | 3760.3285 | 6318.1723 | 76.6594 | 128.8045
1 | 5400 | 707 | 0.035 | 15 | 15 | 7 | 1.3335e-10 | 0 | CO2 | Porous | Wet | R245fa | MinimizeLCOE_Brownfield | IgnoreSilica | 155.1318 | 33.7712 | 5.134 | 4 | 3707.9177 | 6218.5813 | 75.5909 | 126.7742 | 134.9927 | 16.2191 | 16458607344.1547 | 8321592.6252 | 0 | 5148645.4859 | 0 | 0 | 0 | 2374804.503 | 6179566.6195 | 16077964.7406 | 10973541.3046 | 49076115.2788 | 3144235.0165 | 23926120.3335 | 23926120.3335 | 18112060.8521 | 9521263.1161 | 0 | 76146470.6288 | 127705914.9306 | 133352.1432 | 20.5362 | 3707.9177 | 6218.5813 | 75.5909 | 126.7742
1 | 5400 | 707 | 0.035 | 15 | 15 | 7 | 1.7783e-10 | 0 | CO2 | Porous | Wet | R245fa | MinimizeLCOE_Brownfield | IgnoreSilica | 156.5667 | 34.112 | 5.198 | 4 | 3668.7001 | 6148.4568 | 74.7914 | 125.3446 | 134.8327 | 16.1612 | 16463717670.5538 | 8364063.7396 | 0 | 5186708.0877 | 0 | 0 | 0 | 2337421.508 | 6196395.4008 | 16121749.7773 | 11003425.4918 | 49209764.0051 | 3144235.0165 | 23926120.3335 | 23926120.3335 | 18112060.8521 | 9521263.1161 | 0 | 76280119.3552 | 127839563.6569 | 177827.941 | 20.7921 | 3668.7001 | 6148.4568 | 74.7914 | 125.3446
1 | 5400 | 707 | 0.035 | 15 | 15 | 7 | 2.3714e-10 | 0 | CO2 | Porous | Wet | R245fa | MinimizeLCOE_Brownfield | IgnoreSilica | 157.6534 | 34.3703 | 5.2467 | 4 | 3639.3166 | 6096.0911 | 74.1924 | 124.2771 | 134.7096 | 16.1169 | 16465085594.6478 | 8395892.365 | 0 | 5215487.2838 | 0 | 0 | 0 | 2308102.8538 | 6208598.1761 | 16153498.8955 | 11025094.9174 | 49306674.4916 | 3144235.0165 | 23926120.3335 | 23926120.3335 | 18112060.8521 | 9521263.1161 | 0 | 76377029.8416 | 127936474.1434 | 237137.3706 | 20.9866 | 3639.3166 | 6096.0911 | 74.1924 | 124.2771
1 | 5400 | 707 | 0.035 | 15 | 15 | 7 | 3.1623e-10 | 0 | CO2 | Porous | Wet | R245fa | MinimizeLCOE_Brownfield | IgnoreSilica | 158.4692 | 34.5646 | 5.2834 | 4 | 3617.2958 | 6056.9844 | 73.7435 | 123.4798 | 134.6161 | 16.0835 | 16466408948.2804 | 8419598.2715 | 0 | 5237069.3106 | 0 | 0 | 0 | 2285259.5359 | 6217351.576 | 16176273.4465 | 11040639.0164 | 49376191.1569 | 3144235.0165 | 23926120.3335 | 23926120.3335 | 18112060.8521 | 9521263.1161 | 0 | 76446546.5069 | 128005990.8086 | 316227.766 | 21.1336 | 3617.2958 | 6056.9844 | 73.7435 | 123.4798
1 | 5400 | 707 | 0.035 | 15 | 15 | 7 | 4.217e-10 | 0 | CO2 | Porous | Wet | R245fa | MinimizeLCOE_Brownfield | IgnoreSilica | 159.0734 | 34.7089 | 5.311 | 4 | 3600.79 | 6027.8106 | 73.407 | 122.8851 | 134.5462 | 16.0585 | 16470428451.0044 | 8437044.7731 | 0 | 5253036.4497 | 0 | 0 | 0 | 2267462.2862 | 6223441.9685 | 16192119.3986 | 11051454.2043 | 49424559.0805 | 3144235.0165 | 23926120.3335 | 23926120.3335 | 18112060.8521 | 9521263.1161 | 0 | 76494914.4306 | 128054358.7323 | 421696.5034 | 21.2439 | 3600.79 | 6027.8106 | 73.407 | 122.8851
1 | 5400 | 707 | 0.035 | 15 | 15 | 7 | 5.6234e-10 | 0 | CO2 | Porous | Wet | R245fa | MinimizeLCOE_Brownfield | IgnoreSilica | 159.5487 | 34.8218 | 5.3321 | 4 | 3588.4165 | 6005.8195 | 73.1547 | 122.4368 | 134.491 | 16.0389 | 16465866038.9524 | 8450708.6051 | 0 | 5265588.3546 | 0 | 0 | 0 | 2254298.1239 | 6228532.0826 | 16205362.8314 | 11060493.1193 | 49464983.1171 | 3144235.0165 | 23926120.3335 | 23926120.3335 | 18112060.8521 | 9521263.1161 | 0 | 76535338.4671 | 128094782.7689 | 562341.3252 | 21.3284 | 3588.4165 | 6005.8195 | 73.1547 | 122.4368
1 | 5400 | 707 | 0.035 | 15 | 15 | 7 | 7.4989e-10 | 0 | CO2 | Porous | Wet | R245fa | MinimizeLCOE_Brownfield | IgnoreSilica | 159.8971 | 34.9049 | 5.3479 | 4 | 3579.1398 | 5989.4186 | 72.9656 | 122.1024 | 134.4502 | 16.0244 | 16465343543.5758 | 8460687.7843 | 0 | 5274784.6854 | 0 | 0 | 0 | 2244091.5456 | 6232029.966 | 16214463.6063 | 11066704.5852 | 49492762.1729 | 3144235.0165 | 23926120.3335 | 23926120.3335 | 18112060.8521 | 9521263.1161 | 0 | 76563117.5229 | 128122561.8246 | 749894.2093 | 21.3915 | 3579.1398 | 5989.4186 | 72.9656 | 122.1024
1 | 5400 | 707 | 0.035 | 15 | 15 | 7 | 1e-09 | 0 | CO2 | Porous | Wet | R245fa | MinimizeLCOE_Brownfield | IgnoreSilica | 160.1601 | 34.9676 | 5.3597 | 4 | 3572.1845 | 5977.1234 | 72.8238 | 121.8517 | 134.4194 | 16.0135 | 16464390856.96 | 8468201.6289 | 0 | 5281724.6785 | 0 | 0 | 0 | 2236380.8724 | 6234659.8001 | 16221305.8953 | 11071374.588 | 49513647.4631 | 3144235.0165 | 23926120.3335 | 23926120.3335 | 18112060.8521 | 9521263.1161 | 0 | 76584002.8131 | 128143447.1149 | 1000000 | 21.439 | 3572.1845 | 5977.1234 | 72.8238 | 121.8517
1 | 5400 | 707 | 0.035 | 15 | 15 | 7 | 1.3335e-09 | 0 | CO2 | Porous | Wet | R245fa | MinimizeLCOE_Brownfield | IgnoreSilica | 160.3381 | 35.0106 | 5.3683 | 4 | 3566.9694 | 5968.0545 | 72.7175 | 121.6669 | 134.3984 | 16.006 | 16470455213.94 | 8473273.5334 | 0 | 5286419.8661 | 0 | 0 | 0 | 2230144.3226 | 6236036.7116 | 16224888.3366 | 11073819.6778 | 49524582.4481 | 3144235.0165 | 23926120.3335 | 23926120.3335 | 18112060.8521 | 9521263.1161 | 0 | 76594937.7981 | 128154382.0998 | 1333521.4322 | 21.4734 | 3566.9694 | 5968.0545 | 72.7175 | 121.6669
1 | 5400 | 707 | 0.035 | 15 | 15 | 7 | 1.7783e-09 | 0 | CO2 | Porous | Wet | R245fa | MinimizeLCOE_Brownfield | IgnoreSilica | 160.489 | 35.0465 | 5.3751 | 4 | 3563.0591 | 5961.13 | 72.6378 | 121.5257 | 134.3806 | 15.9997 | 16468889729.5113 | 8477571.9954 | 0 | 5290401.1174 | 0 | 0 | 0 | 2225802.7333 | 6237572.58 | 16228884.351 | 11076547.0398 | 49536779.8168 | 3144235.0165 | 23926120.3335 | 23926120.3335 | 18112060.8521 | 9521263.1161 | 0 | 76607135.1668 | 128166579.4686 | 1778279.41 | 21.5004 | 3563.0591 | 5961.13 | 72.6378 | 121.5257
1 | 5400 | 707 | 0.035 | 15 | 15 | 7 | 2.3714e-09 | 0 | CO2 | Porous | Wet | R245fa | MinimizeLCOE_Brownfield | IgnoreSilica | 160.6009 | 35.0732 | 5.3801 | 4 | 3560.1269 | 5955.9501 | 72.578 | 121.4201 | 134.3674 | 15.9951 | 16468186314.9759 | 8480754.0256 | 0 | 5293351.4446 | 0 | 0 | 0 | 2222502.5409 | 6238677.1243 | 16231758.1488 | 11078508.4658 | 49545551.75 | 3144235.0165 | 23926120.3335 | 23926120.3335 | 18112060.8521 | 9521263.1161 | 0 | 76615907.1 | 128175351.4018 | 2371373.7057 | 21.5206 | 3560.1269 | 5955.9501 | 72.578 | 121.4201
1 | 5400 | 707 | 0.035 | 15 | 15 | 7 | 3.1623e-09 | 0 | CO2 | Porous | Wet | R245fa | MinimizeLCOE_Brownfield | IgnoreSilica | 160.6935 | 35.095 | 5.3841 | 4 | 3557.9282 | 5952.0035 | 72.5332 | 121.3396 | 134.3565 | 15.9912 | 16464606190.7725 | 8483386.9388 | 0 | 5295793.2191 | 0 | 0 | 0 | 2220198.8555 | 6239757.8152 | 16234569.8848 | 11080427.5334 | 49554134.2467 | 3144235.0165 | 23926120.3335 | 23926120.3335 | 18112060.8521 | 9521263.1161 | 0 | 76624489.5967 | 128183933.8985 | 3162277.6602 | 21.5363 | 3557.9282 | 5952.0035 | 72.5332 | 121.3396
1 | 5400 | 707 | 0.035 | 15 | 15 | 7 | 4.217e-09 | 0 | CO2 | Porous | Wet | R245fa | MinimizeLCOE_Brownfield | IgnoreSilica | 160.7519 | 35.1091 | 5.3868 | 4 | 3556.2795 | 5949.1264 | 72.4996 | 121.281 | 134.3496 | 15.9888 | 16465820576.5368 | 8485042.9415 | 0 | 5297331.3925 | 0 | 0 | 0 | 2218235.4537 | 6240237.8172 | 16235818.7516 | 11081279.9107 | 49557946.2671 | 3144235.0165 | 23926120.3335 | 23926120.3335 | 18112060.8521 | 9521263.1161 | 0 | 76628301.6171 | 128187745.9189 | 4216965.0343 | 21.5473 | 3556.2795 | 5949.1264 | 72.4996 | 121.281
1 | 5400 | 707 | 0.035 | 15 | 15 | 7 | 5.6234e-09 | 0 | CO2 | Porous | Wet | R245fa | MinimizeLCOE_Brownfield | IgnoreSilica | 160.801 | 35.1207 | 5.389 | 4 | 3555.0431 | 5946.9303 | 72.4744 | 121.2362 | 134.3438 | 15.9867 | 16470066896.8995 | 8486436.3587 | 0 | 5298625.3249 | 0 | 0 | 0 | 2216870.6264 | 6240753.6009 | 16237160.7151 | 11082195.8283 | 49562042.4544 | 3144235.0165 | 23926120.3335 | 23926120.3335 | 18112060.8521 | 9521263.1161 | 0 | 76632397.8045 | 128191842.1062 | 5623413.2519 | 21.556 | 3555.0431 | 5946.9303 | 72.4744 | 121.2362
1 | 5400 | 707 | 0.035 | 15 | 15 | 7 | 7.4989e-09 | 0 | CO2 | Porous | Wet | R245fa | MinimizeLCOE_Brownfield | IgnoreSilica | 160.825 | 35.1268 | 5.3904 | 4 | 3554.116 | 5945.3768 | 72.4555 | 121.2045 | 134.3409 | 15.9857 | 16468615796.09 | 8487117.7082 | 0 | 5299260.0554 | 0 | 0 | 0 | 2215581.8207 | 6240764.2378 | 16237188.3901 | 11082214.7171 | 49562126.9292 | 3144235.0165 | 23926120.3335 | 23926120.3335 | 18112060.8521 | 9521263.1161 | 0 | 76632482.2792 | 128191926.581 | 7498942.0933 | 21.5616 | 3554.116 | 5945.3768 | 72.4555 | 121.2045
1 | 5400 | 707 | 0.035 | 15 | 15 | 7 | 1e-08 | 0 | CO2 | Porous | Wet | R245fa | MinimizeLCOE_Brownfield | IgnoreSilica | 160.8593 | 35.1347 | 5.3917 | 4 | 3553.4208 | 5944.0936 | 72.4413 | 121.1784 | 134.3368 | 15.9843 | 16465737564.5066 | 8488090.9496 | 0 | 5300163.2928 | 0 | 0 | 0 | 2214950.0663 | 6241249.6804 | 16238451.412 | 11083076.7555 | 49565982.1564 | 3144235.0165 | 23926120.3335 | 23926120.3335 | 18112060.8521 | 9521263.1161 | 0 | 76636337.5064 | 128195781.8082 | 10000000 | 21.5669 | 3553.4208 | 5944.0936 | 72.4413 | 121.1784
1 | 5500 | 707 | 0.035 | 15 | 15 | 7 | 1e-13 | 0 | CO2 | Porous | Wet | R245fa | MinimizeLCOE_Brownfield | IgnoreSilica | 1.8384 | 0.045268 | 0.0047813 | 4 | 1541180.771 | 4300030.7822 | 31419.0546 | 87661.9437 | 84.5325 | 16.4499 | 98927455.309 | 242804.5482 | 0 | 103321.3453 | 0 | 0 | 0 | 239891.1063 | 228546.6299 | 594631.4498 | 405848.1829 | 1815043.2625 | 3144235.0165 | 24516122.6531 | 24516122.6531 | 18517163.4082 | 9730290.8829 | 0 | 29475400.9321 | 82238977.8763 | 100 | 0.019125 | 1541180.771 | 4300030.7822 | 31419.0546 | 87661.9437
1 | 5500 | 707 | 0.035 | 15 | 15 | 7 | 1.3335e-13 | 0 | CO2 | Porous | Wet | R245fa | MinimizeLCOE_Brownfield | IgnoreSilica | 2.7157 | 0.16079 | 0.015314 | 4 | 494971.8036 | 1356330.0421 | 10090.6697 | 27650.6225 | 97.3569 | 17.3366 | 371623856.6063 | 361337.1619 | 0 | 168636.1729 | 0 | 0 | 0 | 328774.4432 | 334911.6334 | 871371.3704 | 594728.8652 | 2659759.6471 | 3144235.0165 | 24516122.6531 | 24516122.6531 | 18517163.4082 | 9730290.8829 | 0 | 30320117.3167 | 83083694.2609 | 133.3521 | 0.061256 | 494971.8036 | 1356330.0421 | 10090.6697 | 27650.6225
1 | 5500 | 707 | 0.035 | 15 | 15 | 7 | 1.7783e-13 | 0 | CO2 | Porous | Wet | R245fa | MinimizeLCOE_Brownfield | IgnoreSilica | 3.7681 | 0.3305 | 0.032291 | 4 | 241968.1799 | 650462.6958 | 4932.8486 | 13260.5619 | 107.1644 | 17.9274 | 1039490012.318 | 495584.0247 | 0 | 243793.6457 | 0 | 0 | 0 | 420904.7961 | 452510.162 | 1177338.6189 | 803557.7993 | 3593689.0467 | 3144235.0165 | 24516122.6531 | 24516122.6531 | 18517163.4082 | 9730290.8829 | 0 | 31254046.7163 | 84017623.6605 | 177.8279 | 0.12917 | 241968.1799 | 650462.6958 | 4932.8486 | 13260.5619
1 | 5500 | 707 | 0.035 | 15 | 15 | 7 | 2.3714e-13 | 0 | CO2 | Porous | Wet | R245fa | MinimizeLCOE_Brownfield | IgnoreSilica | 5.0593 | 0.56431 | 0.057376 | 4 | 140756.8489 | 370659.6064 | 2869.5188 | 7556.3974 | 114.9237 | 18.3468 | 1036396609.0097 | 649309.1608 | 0 | 331478.2557 | 0 | 0 | 0 | 518568.8351 | 584748.9381 | 1521396.7884 | 1038384.5697 | 4643886.5478 | 3144235.0165 | 24516122.6531 | 24516122.6531 | 18517163.4082 | 9730290.8829 | 0 | 32304244.2174 | 85067821.1616 | 237.1374 | 0.2295 | 140756.8489 | 370659.6064 | 2869.5188 | 7556.3974
1 | 5500 | 707 | 0.035 | 15 | 15 | 7 | 3.1623e-13 | 0 | CO2 | Porous | Wet | R245fa | MinimizeLCOE_Brownfield | IgnoreSilica | 6.8808 | 0.90909 | 0.093843 | 4 | 89583.3286 | 230146.7214 | 1826.2773 | 4691.8522 | 121.8176 | 18.69 | 2304537163.0798 | 849862.7718 | 0 | 425837.5011 | 0 | 0 | 0 | 650756.4953 | 751318.1396 | 1954775.6827 | 1334174.5701 | 5966725.1607 | 3144235.0165 | 24516122.6531 | 24516122.6531 | 18517163.4082 | 9730290.8829 | 0 | 33627082.8303 | 86390659.7745 | 316.2278 | 0.37537 | 89583.3286 | 230146.7214 | 1826.2773 | 4691.8522
1 | 5500 | 707 | 0.035 | 15 | 15 | 7 | 4.217e-13 | 0 | CO2 | Porous | Wet | R245fa | MinimizeLCOE_Brownfield | IgnoreSilica | 9.0493 | 1.3443 | 0.14381 | 4 | 60910.3071 | 152633.2012 | 1241.739 | 3111.6343 | 126.9164 | 18.9224 | 3265887166.5846 | 1069815.0673 | 0 | 530183.0599 | 0 | 0 | 0 | 782204.1681 | 929058.8952 | 2417220.6691 | 1649802.7756 | 7378284.6353 | 3144235.0165 | 24516122.6531 | 24516122.6531 | 18517163.4082 | 9730290.8829 | 0 | 35038642.3049 | 87802219.2491 | 421.6965 | 0.57525 | 60910.3071 | 152633.2012 | 1241.739 | 3111.6343
1 | 5500 | 707 | 0.035 | 15 | 15 | 7 | 5.6234e-13 | 0 | CO2 | Porous | Wet | R245fa | MinimizeLCOE_Brownfield | IgnoreSilica | 11.7996 | 1.9113 | 0.21115 | 4 | 43429.8588 | 105900.3163 | 885.3764 | 2158.9212 | 130.9833 | 19.0949 | 4208738556.2831 | 1327246.7729 | 0 | 655582.4024 | 0 | 0 | 0 | 929820.9426 | 1135933.546 | 2955466.0746 | 2017166.3247 | 9021216.0632 | 3144235.0165 | 24516122.6531 | 24516122.6531 | 18517163.4082 | 9730290.8829 | 0 | 36681573.7328 | 89445150.677 | 562.3413 | 0.84462 | 43429.8588 | 105900.3163 | 885.3764 | 2158.9212
1 | 5500 | 707 | 0.035 | 15 | 15 | 7 | 7.4989e-13 | 0 | CO2 | Porous | Wet | R245fa | MinimizeLCOE_Brownfield | IgnoreSilica | 15.3 | 2.6451 | 0.30082 | 4 | 32084.1632 | 75933.7139 | 654.0791 | 1548.0115 | 134.2201 | 19.221 | 5301281759.4357 | 1629850.6864 | 0 | 807022.1734 | 0 | 0 | 0 | 1097253.6525 | 1378309.3398 | 3586078.172 | 2447572.0389 | 10946086.063 | 3144235.0165 | 24516122.6531 | 24516122.6531 | 18517163.4082 | 9730290.8829 | 0 | 38606443.7326 | 91370020.6768 | 749.8942 | 1.2033 | 32084.1632 | 75933.7139 | 654.0791 | 1548.0115
1 | 5500 | 707 | 0.035 | 15 | 15 | 7 | 1e-12 | 0 | CO2 | Porous | Wet | R245fa | MinimizeLCOE_Brownfield | IgnoreSilica | 19.7339 | 3.5855 | 0.41899 | 4 | 24375.8156 | 55858.197 | 496.934 | 1138.7449 | 136.7677 | 19.308 | 6439842854.8217 | 1984289.9773 | 0 | 989242.433 | 0 | 0 | 0 | 1285988.619 | 1661213.2015 | 4322135.9885 | 2949946.6232 | 13192816.8425 | 3144235.0165 | 24516122.6531 | 24516122.6531 | 18517163.4082 | 9730290.8829 | 0 | 40853174.5121 | 93616751.4563 | 1000 | 1.676 | 24375.8156 | 55858.197 | 496.934 | 1138.7449
1 | 5500 | 707 | 0.035 | 15 | 15 | 7 | 1.3335e-12 | 0 | CO2 | Porous | Wet | R245fa | MinimizeLCOE_Brownfield | IgnoreSilica | 25.3144 | 4.7795 | 0.57317 | 4 | 18956.3308 | 41970.0664 | 386.4504 | 855.6166 | 138.7457 | 19.3591 | 7646302914.7427 | 2397345.1547 | 0 | 1207331.9359 | 0 | 0 | 0 | 1496878.0012 | 1989606.4858 | 5176547.9516 | 3533100.3444 | 15800809.8736 | 3144235.0165 | 24516122.6531 | 24516122.6531 | 18517163.4082 | 9730290.8829 | 0 | 43461167.5432 | 96224744.4874 | 1333.5214 | 2.2927 | 18956.3308 | 41970.0664 | 386.4504 | 855.6166
1 | 5500 | 707 | 0.035 | 15 | 15 | 7 | 1.7783e-12 | 0 | CO2 | Porous | Wet | R245fa | MinimizeLCOE_Brownfield | IgnoreSilica | 32.2601 | 6.2768 | 0.77191 | 4 | 15045.5636 | 32134.2527 | 306.7242 | 655.1002 | 140.2467 | 19.3736 | 8896235461.118 | 2873999.4813 | 0 | 1465766.3488 | 0 | 0 | 0 | 1728449.0514 | 2366603.8038 | 6157417.6403 | 4202564.0618 | 18794800.3874 | 3144235.0165 | 24516122.6531 | 24516122.6531 | 18517163.4082 | 9730290.8829 | 0 | 46455158.057 | 99218735.0012 | 1778.2794 | 3.0876 | 15045.5636 | 32134.2527 | 306.7242 | 655.1002
1 | 5500 | 707 | 0.035 | 15 | 15 | 7 | 2.3714e-12 | 0 | CO2 | Porous | Wet | R245fa | MinimizeLCOE_Brownfield | IgnoreSilica | 40.7667 | 8.1242 | 1.0241 | 4 | 12165.3366 | 25045.9025 | 248.0068 | 510.5946 | 141.3368 | 19.3437 | 10174514489.8406 | 3415757.9916 | 0 | 1767570.0527 | 0 | 0 | 0 | 1975715.9357 | 2792027.1522 | 7264281.9265 | 4958021.6809 | 22173374.7395 | 3144235.0165 | 24516122.6531 | 24516122.6531 | 18517163.4082 | 9730290.8829 | 0 | 49833732.4091 | 102597309.3533 | 2371.3737 | 4.0964 | 12165.3366 | 25045.9025 | 248.0068 | 510.5946
1 | 5500 | 707 | 0.035 | 15 | 15 | 7 | 3.1623e-12 | 0 | CO2 | Porous | Wet | R245fa | MinimizeLCOE_Brownfield | IgnoreSilica | 50.9519 | 10.352 | 1.3368 | 4 | 10016.926 | 19884.7341 | 204.2086 | 405.3772 | 142.0733 | 19.2681 | 11425139341.7292 | 4018709.0937 | 0 | 2112811.0465 | 0 | 0 | 0 | 2230907.5462 | 3261346.7977 | 8485355.3734 | 5791429.399 | 25900559.2566 | 3144235.0165 | 24516122.6531 | 24516122.6531 | 18517163.4082 | 9730290.8829 | 0 | 53560916.9262 | 106324493.8704 | 3162.2777 | 5.347 | 10016.926 | 19884.7341 | 204.2086 | 405.3772
1 | 5500 | 707 | 0.035 | 15 | 15 | 7 | 4.217e-12 | 0 | CO2 | Porous | Wet | R245fa | MinimizeLCOE_Brownfield | IgnoreSilica | 62.7157 | 12.947 | 1.712 | 4 | 8398.2333 | 16103.0874 | 171.2093 | 328.2832 | 142.4797 | 19.1344 | 12628300737.9018 | 4666398.8347 | 0 | 2494787.2055 | 0 | 0 | 0 | 2476883.5761 | 3758847.1504 | 9779749.2397 | 6674879.8098 | 29851545.8162 | 3144235.0165 | 24516122.6531 | 24516122.6531 | 18517163.4082 | 9730290.8829 | 0 | 57511903.4857 | 110275480.4299 | 4216.965 | 6.8481 | 8398.2333 | 16103.0874 | 171.2093 | 328.2832
1 | 5500 | 707 | 0.035 | 15 | 15 | 7 | 5.6234e-12 | 0 | CO2 | Porous | Wet | R245fa | MinimizeLCOE_Brownfield | IgnoreSilica | 75.6434 | 15.8268 | 2.1422 | 4 | 7174.1343 | 13331.6322 | 146.2544 | 271.7834 | 142.5735 | 18.9371 | 13707327074.0103 | 5328793.2031 | 0 | 2898337.6219 | 0 | 0 | 0 | 2690532.9421 | 4257888.8692 | 11078153.4244 | 7561067.3455 | 33814773.4061 | 3144235.0165 | 24516122.6531 | 24516122.6531 | 18517163.4082 | 9730290.8829 | 0 | 61475131.0757 | 114238708.0199 | 5623.4133 | 8.569 | 7174.1343 | 13331.6322 | 146.2544 | 271.7834
1 | 5500 | 707 | 0.035 | 15 | 15 | 7 | 7.4989e-12 | 0 | CO2 | Porous | Wet | R245fa | MinimizeLCOE_Brownfield | IgnoreSilica | 89.0151 | 18.8379 | 2.6078 | 4 | 6249.4847 | 11307.6757 | 127.4042 | 230.5223 | 142.3795 | 18.6802 | 14631632206.773 | 5966794.1829 | 0 | 3301438.1816 | 0 | 0 | 0 | 2848946.6241 | 4725699.8056 | 12295301.5198 | 8391795.9304 | 37529976.2444 | 3144235.0165 | 24516122.6531 | 24516122.6531 | 18517163.4082 | 9730290.8829 | 0 | 65190333.914 | 117953910.8582 | 7498.9421 | 10.4313 | 6249.4847 | 11307.6757 | 127.4042 | 230.5223
1 | 5500 | 707 | 0.035 | 15 | 15 | 7 | 1e-11 | 0 | CO2 | Porous | Wet | R245fa | MinimizeLCOE_Brownfield | IgnoreSilica | 101.9628 | 21.7862 | 3.0801 | 4 | 5553.76 | 9836.4125 | 113.2209 | 200.5286 | 141.951 | 18.3813 | 15368215233.311 | 6542793.3821 | 0 | 3680321.4639 | 0 | 0 | 0 | 2938109.1232 | 5132877.348 | 13354693.9616 | 9114853.0403 | 40763648.3193 | 3144235.0165 | 24516122.6531 | 24516122.6531 | 18517163.4082 | 9730290.8829 | 0 | 68424005.9888 | 121187582.933 | 10000 | 12.3203 | 5553.76 | 9836.4125 | 113.2209 | 200.5286
1 | 5500 | 707 | 0.035 | 15 | 15 | 7 | 1.3335e-11 | 0 | CO2 | Porous | Wet | R245fa | MinimizeLCOE_Brownfield | IgnoreSilica | 111.9919 | 24.1377 | 3.5014 | 4 | 5032.4564 | 8799.7757 | 102.5934 | 179.3953 | 141.4616 | 18.1121 | 217415561.8347 | 6961512.6518 | 0 | 3967177.7973 | 0 | 0 | 0 | 2897180.3421 | 5392089.6086 | 14029111.0919 | 9575156.5896 | 42822228.0813 | 3144235.0165 | 24516122.6531 | 24516122.6531 | 18517163.4082 | 9730290.8829 | 0 | 70482585.7509 | 123246162.6951 | 13335.2143 | 14.0056 | 5032.4564 | 8799.7757 | 102.5934 | 179.3953
1 | 5500 | 707 | 0.035 | 15 | 15 | 7 | 1.7783e-11 | 0 | CO2 | Porous | Wet | R245fa | MinimizeLCOE_Brownfield | IgnoreSilica | 123.9728 | 26.877 | 3.9351 | 4 | 4642.4995 | 7994.6035 | 94.6436 | 162.9808 | 140.7197 | 17.7563 | 16299800836.602 | 7432098.7648 | 0 | 4303219.0336 | 0 | 0 | 0 | 2927545.5065 | 5718516.6889 | 14878407.3955 | 10154818.7682 | 45414606.1576 | 3144235.0165 | 24516122.6531 | 24516122.6531 | 18517163.4082 | 9730290.8829 | 0 | 73074963.8272 | 125838540.7714 | 17782.7941 | 15.7404 | 4642.4995 | 7994.6035 | 94.6436 | 162.9808
1 | 5500 | 707 | 0.035 | 15 | 15 | 7 | 2.3714e-11 | 0 | CO2 | Porous | Wet | R245fa | MinimizeLCOE_Brownfield | IgnoreSilica | 132.4575 | 28.8665 | 4.2834 | 4 | 4352.218 | 7431.7774 | 88.7258 | 151.5068 | 140.0841 | 17.4786 | 16549699443.5523 | 7745440.5842 | 0 | 4537259.5625 | 0 | 0 | 0 | 2862424.3366 | 5906598.5485 | 15367757.8132 | 10488810.4833 | 46908291.3282 | 3144235.0165 | 24516122.6531 | 24516122.6531 | 18517163.4082 | 9730290.8829 | 0 | 74568648.9978 | 127332225.942 | 23713.7371 | 17.1335 | 4352.218 | 7431.7774 | 88.7258 | 151.5068
1 | 5500 | 707 | 0.035 | 15 | 15 | 7 | 3.1623e-11 | 0 | CO2 | Porous | Wet | R245fa | MinimizeLCOE_Brownfield | IgnoreSilica | 139.2781 | 30.4782 | 4.572 | 4 | 4135.7341 | 7020.8842 | 84.3125 | 143.1302 | 139.5068 | 17.2397 | 16713427760.9796 | 7985256.3486 | 0 | 4723224.1505 | 0 | 0 | 0 | 2780686.0258 | 6040774.9447 | 15716857.2729 | 10727078.0379 | 47973876.7805 | 3144235.0165 | 24516122.6531 | 24516122.6531 | 18517163.4082 | 9730290.8829 | 0 | 75634234.4501 | 128397811.3943 | 31622.7766 | 18.288 | 4135.7341 | 7020.8842 | 84.3125 | 143.1302
1 | 5500 | 707 | 0.035 | 15 | 15 | 7 | 4.217e-11 | 0 | CO2 | Porous | Wet | R245fa | MinimizeLCOE_Brownfield | IgnoreSilica | 144.665 | 31.7588 | 4.8052 | 4 | 3974.1914 | 6719.3182 | 81.0193 | 136.9824 | 139.0086 | 17.0411 | 16809686795.9375 | 8166960.499 | 0 | 4868811.7122 | 0 | 0 | 0 | 2696502.7582 | 6135587.2381 | 15963539.4114 | 10895443.6662 | 48726845.285 | 3144235.0165 | 24516122.6531 | 24516122.6531 | 18517163.4082 | 9730290.8829 | 0 | 76387202.9546 | 129150779.8988 | 42169.6503 | 19.2208 | 3974.1914 | 6719.3182 | 81.0193 | 136.9824
1 | 5500 | 707 | 0.035 | 15 | 15 | 7 | 5.6234e-11 | 0 | CO2 | Porous | Wet | R245fa | MinimizeLCOE_Brownfield | IgnoreSilica | 148.8519 | 32.7591 | 4.9899 | 4 | 3853.5393 | 6497.075 | 78.5596 | 132.4517 | 138.5951 | 16.8806 | 16868461958.5139 | 8303429.3673 | 0 | 4981221.326 | 0 | 0 | 0 | 2617905.6247 | 6201996.964 | 16136323.8959 | 11013372.6272 | 49254249.8051 | 3144235.0165 | 24516122.6531 | 24516122.6531 | 18517163.4082 | 9730290.8829 | 0 | 76914607.4747 | 129678184.4189 | 56234.1325 | 19.9595 | 3853.5393 | 6497.075 | 78.5596 | 132.4517
1 | 5500 | 707 | 0.035 | 15 | 15 | 7 | 7.4989e-11 | 0 | CO2 | Porous | Wet | R245fa | MinimizeLCOE_Brownfield | IgnoreSilica | 152.0749 | 33.5321 | 5.134 | 4 | 3763.3455 | 6332.6504 | 76.7209 | 129.0996 | 138.2609 | 16.7534 | 16899764767.7962 | 8405604.351 | 0 | 5067319.3879 | 0 | 0 | 0 | 2549074.3113 | 6248579.2396 | 16257521.4215 | 11096092.4288 | 49624191.1401 | 3144235.0165 | 24516122.6531 | 24516122.6531 | 18517163.4082 | 9730290.8829 | 0 | 77284548.8097 | 130048125.7539 | 74989.4209 | 20.5361 | 3763.3455 | 6332.6504 | 76.7209 | 129.0996
1 | 5500 | 707 | 0.035 | 15 | 15 | 7 | 1e-10 | 0 | CO2 | Porous | Wet | R245fa | MinimizeLCOE_Brownfield | IgnoreSilica | 154.5381 | 34.1246 | 5.2454 | 4 | 3695.868 | 6210.6219 | 75.3453 | 126.6119 | 137.9961 | 16.654 | 16915717352.0997 | 8481988.904 | 0 | 5132875.3733 | 0 | 0 | 0 | 2491304.8997 | 6281405.979 | 16342929.8638 | 11154385.4457 | 49884890.4653 | 3144235.0165 | 24516122.6531 | 24516122.6531 | 18517163.4082 | 9730290.8829 | 0 | 77545248.1349 | 130308825.0791 | 100000 | 20.9816 | 3695.868 | 6210.6219 | 75.3453 | 126.6119
1 | 5500 | 707 | 0.035 | 15 | 15 | 7 | 1.3335e-10 | 0 | CO2 | Porous | Wet | R245fa | MinimizeLCOE_Brownfield | IgnoreSilica | 156.4157 | 34.5789 | 5.3312 | 4 | 3644.7643 | 6119.0422 | 74.3035 | 124.745 | 137.7824 | 16.5733 | 16921921017.3735 | 8538615.353 | 0 | 5182707.076 | 0 | 0 | 0 | 2442563.7446 | 6303915.6077 | 16401495.3004 | 11194357.5596 | 50063654.6414 | 3144235.0165 | 24516122.6531 | 24516122.6531 | 18517163.4082 | 9730290.8829 | 0 | 77724012.311 | 130487589.2552 | 133352.1432 | 21.3248 | 3644.7643 | 6119.0422 | 74.3035 | 124.745
1 | 5500 | 707 | 0.035 | 15 | 15 | 7 | 1.7783e-10 | 0 | CO2 | Porous | Wet | R245fa | MinimizeLCOE_Brownfield | IgnoreSilica | 157.8313 | 34.9208 | 5.3962 | 4 | 3606.9613 | 6051.4335 | 73.5328 | 123.3667 | 137.623 | 16.5147 | 16925451979.8931 | 8581200.1989 | 0 | 5220197.3001 | 0 | 0 | 0 | 2405017.2169 | 6320501.7392 | 16444649.0122 | 11223810.8546 | 50195376.3219 | 3144235.0165 | 24516122.6531 | 24516122.6531 | 18517163.4082 | 9730290.8829 | 0 | 77855733.9915 | 130619310.9356 | 177827.941 | 21.5849 | 3606.9613 | 6051.4335 | 73.5328 | 123.3667
1 | 5500 | 707 | 0.035 | 15 | 15 | 7 | 2.3714e-10 | 0 | CO2 | Porous | Wet | R245fa | MinimizeLCOE_Brownfield | IgnoreSilica | 158.8908 | 35.1774 | 5.4454 | 4 | 3578.6381 | 6001.0372 | 72.9554 | 122.3393 | 137.5019 | 16.4704 | 16931669856.6703 | 8612743.3071 | 0 | 5248211.459 | 0 | 0 | 0 | 2375327.184 | 6332149.9605 | 16474955.2947 | 11244495.5151 | 50287882.7205 | 3144235.0165 | 24516122.6531 | 24516122.6531 | 18517163.4082 | 9730290.8829 | 0 | 77948240.3901 | 130711817.3343 | 237137.3706 | 21.7815 | 3578.6381 | 6001.0372 | 72.9554 | 122.3393
1 | 5500 | 707 | 0.035 | 15 | 15 | 7 | 3.1623e-10 | 0 | CO2 | Porous | Wet | R245fa | MinimizeLCOE_Brownfield | IgnoreSilica | 159.6996 | 35.3731 | 5.4828 | 4 | 3557.4123 | 5963.2976 | 72.5227 | 121.5699 | 137.4084 | 16.4363 | 16930581385.6166 | 8636637.2105 | 0 | 5269573.5358 | 0 | 0 | 0 | 2352518.9188 | 6340904.5694 | 16497732.9912 | 11260041.761 | 50357408.9868 | 3144235.0165 | 24516122.6531 | 24516122.6531 | 18517163.4082 | 9730290.8829 | 0 | 78017766.6564 | 130781343.6006 | 316227.766 | 21.931 | 3557.4123 | 5963.2976 | 72.5227 | 121.5699
1 | 5500 | 707 | 0.035 | 15 | 15 | 7 | 4.217e-10 | 0 | CO2 | Porous | Wet | R245fa | MinimizeLCOE_Brownfield | IgnoreSilica | 160.3038 | 35.5196 | 5.5109 | 4 | 3541.5026 | 5935.1047 | 72.1983 | 120.9951 | 137.3379 | 16.4108 | 16930934367.3166 | 8654377.0982 | 0 | 5285516.0421 | 0 | 0 | 0 | 2334868.0214 | 6347156.8531 | 16514000.1509 | 11271144.4317 | 50407062.5975 | 3144235.0165 | 24516122.6531 | 24516122.6531 | 18517163.4082 | 9730290.8829 | 0 | 78067420.267 | 130830997.2112 | 421696.5034 | 22.0436 | 3541.5026 | 5935.1047 | 72.1983 | 120.9951
1 | 5500 | 707 | 0.035 | 15 | 15 | 7 | 5.6234e-10 | 0 | CO2 | Porous | Wet | R245fa | MinimizeLCOE_Brownfield | IgnoreSilica | 160.7472 | 35.6275 | 5.5319 | 4 | 3529.576 | 5914.0836 | 71.9552 | 120.5666 | 137.2858 | 16.3919 | 16934828924.2875 | 8667336.9208 | 0 | 5297209.3193 | 0 | 0 | 0 | 2321142.2024 | 6351418.4926 | 16525088.0626 | 11278712.1594 | 50440907.1571 | 3144235.0165 | 24516122.6531 | 24516122.6531 | 18517163.4082 | 9730290.8829 | 0 | 78101264.8267 | 130864841.7709 | 562341.3252 | 22.1277 | 3529.576 | 5914.0836 | 71.9552 | 120.5666
1 | 5500 | 707 | 0.035 | 15 | 15 | 7 | 7.4989e-10 | 0 | CO2 | Porous | Wet | R245fa | MinimizeLCOE_Brownfield | IgnoreSilica | 161.1003 | 35.7128 | 5.5481 | 4 | 3520.6346 | 5898.1985 | 71.7729 | 120.2428 | 137.2442 | 16.3769 | 16930490459.7318 | 8677622.3084 | 0 | 5306513.9305 | 0 | 0 | 0 | 2311128.9223 | 6355153.4128 | 16534805.559 | 11285344.5503 | 50470568.6832 | 3144235.0165 | 24516122.6531 | 24516122.6531 | 18517163.4082 | 9730290.8829 | 0 | 78130926.3528 | 130894503.297 | 749894.2093 | 22.1923 | 3520.6346 | 5898.1985 | 71.7729 | 120.2428
1 | 5500 | 707 | 0.035 | 15 | 15 | 7 | 1e-09 | 0 | CO2 | Porous | Wet | R245fa | MinimizeLCOE_Brownfield | IgnoreSilica | 161.3586 | 35.7754 | 5.5601 | 4 | 3513.9306 | 5886.3486 | 71.6362 | 120.0012 | 137.2137 | 16.3659 | 16929562649.9032 | 8685129.3335 | 0 | 5313321.5541 | 0 | 0 | 0 | 2303391.8808 | 6357718.6797 | 16541479.8572 | 11289899.8959 | 50490941.2013 | 3144235.0165 | 24516122.6531 | 24516122.6531 | 18517163.4082 | 9730290.8829 | 0 | 78151298.8708 | 130914875.815 | 1000000 | 22.2404 | 3513.9306 | 5886.3486 | 71.6362 | 120.0012
1 | 5500 | 707 | 0.035 | 15 | 15 | 7 | 1.3335e-09 | 0 | CO2 | Porous | Wet | R245fa | MinimizeLCOE_Brownfield | IgnoreSilica | 161.5561 | 35.8232 | 5.5692 | 4 | 3508.9041 | 5877.445 | 71.5338 | 119.8197 | 137.1902 | 16.3574 | 16927572591.545 | 8690854.82 | 0 | 5318521.9503 | 0 | 0 | 0 | 2297616.1754 | 6359727.2488 | 16546705.742 | 11293466.6697 | 50506892.6063 | 3144235.0165 | 24516122.6531 | 24516122.6531 | 18517163.4082 | 9730290.8829 | 0 | 78167250.2759 | 130930827.2201 | 1333521.4322 | 22.2768 | 3508.9041 | 5877.445 | 71.5338 | 119.8197
1 | 5500 | 707 | 0.035 | 15 | 15 | 7 | 1.7783e-09 | 0 | CO2 | Porous | Wet | R245fa | MinimizeLCOE_Brownfield | IgnoreSilica | 161.6876 | 35.8556 | 5.5758 | 4 | 3505.135 | 5870.8922 | 71.4569 | 119.6861 | 137.1746 | 16.3518 | 16932046519.1651 | 8694660.1783 | 0 | 5321985.0783 | 0 | 0 | 0 | 2292904.2256 | 6360724.298 | 16549299.8595 | 11295237.2082 | 50514810.848 | 3144235.0165 | 24516122.6531 | 24516122.6531 | 18517163.4082 | 9730290.8829 | 0 | 78175168.5176 | 130938745.4618 | 1778279.41 | 22.303 | 3505.135 | 5870.8922 | 71.4569 | 119.6861
1 | 5500 | 707 | 0.035 | 15 | 15 | 7 | 2.3714e-09 | 0 | CO2 | Porous | Wet | R245fa | MinimizeLCOE_Brownfield | IgnoreSilica | 161.7996 | 35.8827 | 5.5809 | 4 | 3502.3089 | 5865.8843 | 71.3993 | 119.584 | 137.1612 | 16.347 | 16930576705.5627 | 8697901.7919 | 0 | 5324935.609 | 0 | 0 | 0 | 2289639.777 | 6361866.0994 | 16552270.5924 | 11297264.7945 | 50523878.6642 | 3144235.0165 | 24516122.6531 | 24516122.6531 | 18517163.4082 | 9730290.8829 | 0 | 78184236.3338 | 130947813.278 | 2371373.7057 | 22.3236 | 3502.3089 | 5865.8843 | 71.3993 | 119.584
1 | 5500 | 707 | 0.035 | 15 | 15 | 7 | 3.1623e-09 | 0 | CO2 | Porous | Wet | R245fa | MinimizeLCOE_Brownfield | IgnoreSilica | 161.8728 | 35.9007 | 5.5846 | 4 | 3500.1897 | 5862.2085 | 71.3561 | 119.509 | 137.1525 | 16.3438 | 16933389875.73 | 8700014.7055 | 0 | 5326861.768 | 0 | 0 | 0 | 2286952.2947 | 6362393.2196 | 16553642.0511 | 11298200.8432 | 50528064.8821 | 3144235.0165 | 24516122.6531 | 24516122.6531 | 18517163.4082 | 9730290.8829 | 0 | 78188422.5517 | 130951999.4959 | 3162277.6602 | 22.3383 | 3500.1897 | 5862.2085 | 71.3561 | 119.509
1 | 5500 | 707 | 0.035 | 15 | 15 | 7 | 4.217e-09 | 0 | CO2 | Porous | Wet | R245fa | MinimizeLCOE_Brownfield | IgnoreSilica | 161.9434 | 35.9175 | 5.5876 | 4 | 3498.6005 | 5859.3405 | 71.3237 | 119.4506 | 137.1441 | 16.3408 | 16929854192.3084 | 8702054.1554 | 0 | 5328719.261 | 0 | 0 | 0 | 2285263.8501 | 6363254.534 | 16555883.0144 | 11299730.3467 | 50534905.1615 | 3144235.0165 | 24516122.6531 | 24516122.6531 | 18517163.4082 | 9730290.8829 | 0 | 78195262.8311 | 130958839.7753 | 4216965.0343 | 22.3504 | 3498.6005 | 5859.3405 | 71.3237 | 119.4506
1 | 5500 | 707 | 0.035 | 15 | 15 | 7 | 5.6234e-09 | 0 | CO2 | Porous | Wet | R245fa | MinimizeLCOE_Brownfield | IgnoreSilica | 161.9971 | 35.9303 | 5.5899 | 4 | 3497.4089 | 5857.1846 | 71.2994 | 119.4066 | 137.1377 | 16.3385 | 16926914882.5505 | 8703605.9609 | 0 | 5330133.169 | 0 | 0 | 0 | 2284011.4493 | 6363922.7259 | 16557621.5127 | 11300916.9075 | 50540211.7253 | 3144235.0165 | 24516122.6531 | 24516122.6531 | 18517163.4082 | 9730290.8829 | 0 | 78200569.3948 | 130964146.339 | 5623413.2519 | 22.3596 | 3497.4089 | 5857.1846 | 71.2994 | 119.4066
1 | 5500 | 707 | 0.035 | 15 | 15 | 7 | 7.4989e-09 | 0 | CO2 | Porous | Wet | R245fa | MinimizeLCOE_Brownfield | IgnoreSilica | 162.0165 | 35.9355 | 5.5913 | 4 | 3496.5153 | 5855.7171 | 71.2812 | 119.3767 | 137.1353 | 16.3377 | 16932210084.2935 | 8704164.6065 | 0 | 5330645.0781 | 0 | 0 | 0 | 2282630.5043 | 6363801.6737 | 16557306.5596 | 11300701.9456 | 50539250.3678 | 3144235.0165 | 24516122.6531 | 24516122.6531 | 18517163.4082 | 9730290.8829 | 0 | 78199608.0374 | 130963184.9816 | 7498942.0933 | 22.365 | 3496.5153 | 5855.7171 | 71.2812 | 119.3767
1 | 5500 | 707 | 0.035 | 15 | 15 | 7 | 1e-08 | 0 | CO2 | Porous | Wet | R245fa | MinimizeLCOE_Brownfield | IgnoreSilica | 162.0554 | 35.9446 | 5.5927 | 4 | 3495.8453 | 5854.4431 | 71.2675 | 119.3507 | 137.1307 | 16.336 | 16927429514.7854 | 8705288.9448 | 0 | 5331668.8594 | 0 | 0 | 0 | 2282107.494 | 6364435.4663 | 16558955.5581 | 11301827.4209 | 50544283.7435 | 3144235.0165 | 24516122.6531 | 24516122.6531 | 18517163.4082 | 9730290.8829 | 0 | 78204641.4131 | 130968218.3573 | 10000000 | 22.3707 | 3495.8453 | 5854.4431 | 71.2675 | 119.3507
1 | 5600 | 707 | 0.035 | 15 | 15 | 7 | 1e-13 | 0 | CO2 | Porous | Wet | R245fa | MinimizeLCOE_Brownfield | IgnoreSilica | 1.8921 | 0.048401 | 0.0051198 | 4 | 1472001.0929 | 4107910.9204 | 30008.7333 | 83745.3205 | 86.1116 | 16.8649 | 131110272.8643 | 252884.1851 | 0 | 107233.9971 | 0 | 0 | 0 | 249864.7925 | 237893.3601 | 618949.7244 | 422445.905 | 1889271.9642 | 3144235.0165 | 25111985.0635 | 25111985.0635 | 18927833.0506 | 9941662.686 | 0 | 30145492.0442 | 84126972.8444 | 100 | 0.020479 | 1472001.0929 | 4107910.9204 | 30008.7333 | 83745.3205
1 | 5600 | 707 | 0.035 | 15 | 15 | 7 | 1.3335e-13 | 0 | CO2 | Porous | Wet | R245fa | MinimizeLCOE_Brownfield | IgnoreSilica | 2.7935 | 0.16886 | 0.016309 | 4 | 475536.7634 | 1303006.6651 | 9694.4601 | 26563.5533 | 99.2219 | 17.7646 | 460023451.4126 | 376157.415 | 0 | 174669.2325 | 0 | 0 | 0 | 342310.495 | 348323.4856 | 906266.2584 | 618545.3433 | 2766272.2297 | 3144235.0165 | 25111985.0635 | 25111985.0635 | 18927833.0506 | 9941662.686 | 0 | 31022492.3098 | 85003973.1099 | 133.3521 | 0.065237 | 475536.7634 | 1303006.6651 | 9694.4601 | 26563.5533
1 | 5600 | 707 | 0.035 | 15 | 15 | 7 | 1.7783e-13 | 0 | CO2 | Porous | Wet | R245fa | MinimizeLCOE_Brownfield | IgnoreSilica | 3.8802 | 0.34649 | 0.034327 | 4 | 233036.1323 | 626178.8487 | 4750.7568 | 12765.5028 | 109.2921 | 18.3659 | 1048652205.5272 | 516443.9233 | 0 | 252628.1145 | 0 | 0 | 0 | 438904.8412 | 471110.9828 | 1225734.1391 | 836588.7363 | 3741410.7372 | 3144235.0165 | 25111985.0635 | 25111985.0635 | 18927833.0506 | 9941662.686 | 0 | 31997630.8172 | 85979111.6174 | 177.8279 | 0.13731 | 233036.1323 | 626178.8487 | 4750.7568 | 12765.5028
1 | 5600 | 707 | 0.035 | 15 | 15 | 7 | 2.3714e-13 | 0 | CO2 | Porous | Wet | R245fa | MinimizeLCOE_Brownfield | IgnoreSilica | 5.2956 | 0.60296 | 0.061149 | 4 | 135586.1912 | 356284.3206 | 2764.1079 | 7263.3378 | 117.6385 | 18.815 | 1719398182.7208 | 686618.6558 | 0 | 345355.3439 | 0 | 0 | 0 | 552453.8579 | 617926.8645 | 1607718.9471 | 1097301.2167 | 4907374.8859 | 3144235.0165 | 25111985.0635 | 25111985.0635 | 18927833.0506 | 9941662.686 | 0 | 33163594.966 | 87145075.7661 | 237.1374 | 0.24459 | 135586.1912 | 356284.3206 | 2764.1079 | 7263.3378
1 | 5600 | 707 | 0.035 | 15 | 15 | 7 | 3.1623e-13 | 0 | CO2 | Porous | Wet | R245fa | MinimizeLCOE_Brownfield | IgnoreSilica | 7.064 | 0.94762 | 0.099662 | 4 | 86374.8757 | 221786.7431 | 1760.8687 | 4521.4227 | 124.2123 | 19.1356 | 2454215237.7349 | 883280.0294 | 0 | 434883.4448 | 0 | 0 | 0 | 676129.3446 | 777774.1993 | 2023608.9232 | 1381154.6711 | 6176830.6123 | 3144235.0165 | 25111985.0635 | 25111985.0635 | 18927833.0506 | 9941662.686 | 0 | 34433050.6923 | 88414531.4925 | 316.2278 | 0.39865 | 86374.8757 | 221786.7431 | 1760.8687 | 4521.4227
1 | 5600 | 707 | 0.035 | 15 | 15 | 7 | 4.217e-13 | 0 | CO2 | Porous | Wet | R245fa | MinimizeLCOE_Brownfield | IgnoreSilica | 9.2929 | 1.4015 | 0.15258 | 4 | 58814.7046 | 147260.9636 | 1199.0173 | 3002.1139 | 129.4372 | 19.3715 | 3345801651.8364 | 1112126.235 | 0 | 541568.6229 | 0 | 0 | 0 | 813074.0209 | 962039.8627 | 2503030.3814 | 1708369.6674 | 7640208.7903 | 3144235.0165 | 25111985.0635 | 25111985.0635 | 18927833.0506 | 9941662.686 | 0 | 35896428.8704 | 89877909.6705 | 421.6965 | 0.61033 | 58814.7046 | 147260.9636 | 1199.0173 | 3002.1139
1 | 5600 | 707 | 0.035 | 15 | 15 | 7 | 5.6234e-13 | 0 | CO2 | Porous | Wet | R245fa | MinimizeLCOE_Brownfield | IgnoreSilica | 12.1091 | 1.9909 | 0.22382 | 4 | 41989.1482 | 102285.9075 | 856.0056 | 2085.2366 | 133.5893 | 19.5458 | 4401295535.3494 | 1378952.6463 | 0 | 669302.9588 | 0 | 0 | 0 | 965745.8584 | 1175460.5708 | 3058307.285 | 2087357.5639 | 9335126.8831 | 3144235.0165 | 25111985.0635 | 25111985.0635 | 18927833.0506 | 9941662.686 | 0 | 37591346.9632 | 91572827.7633 | 562.3413 | 0.89526 | 41989.1482 | 102285.9075 | 856.0056 | 2085.2366
1 | 5600 | 707 | 0.035 | 15 | 15 | 7 | 7.4989e-13 | 0 | CO2 | Porous | Wet | R245fa | MinimizeLCOE_Brownfield | IgnoreSilica | 15.6971 | 2.7543 | 0.31863 | 4 | 31054.3036 | 73408.0973 | 633.084 | 1496.5234 | 136.899 | 19.6731 | 5515421121.1789 | 1692961.0144 | 0 | 823734.5725 | 0 | 0 | 0 | 1139331.025 | 1425850.3786 | 3709770.2031 | 2531994.3918 | 11323641.5855 | 3144235.0165 | 25111985.0635 | 25111985.0635 | 18927833.0506 | 9941662.686 | 0 | 39579861.6655 | 93561342.4656 | 749.8942 | 1.2745 | 31054.3036 | 73408.0973 | 633.084 | 1496.5234
1 | 5600 | 707 | 0.035 | 15 | 15 | 7 | 1e-12 | 0 | CO2 | Porous | Wet | R245fa | MinimizeLCOE_Brownfield | IgnoreSilica | 20.2527 | 3.7347 | 0.44361 | 4 | 23617.1969 | 54038.6129 | 481.4685 | 1101.6502 | 139.5092 | 19.7605 | 6678886290.7164 | 2061621.3006 | 0 | 1009993.5721 | 0 | 0 | 0 | 1335989.7771 | 1718965.8134 | 4472396.4381 | 3052502.4676 | 13651469.3689 | 3144235.0165 | 25111985.0635 | 25111985.0635 | 18927833.0506 | 9941662.686 | 0 | 41907689.449 | 95889170.2491 | 1000 | 1.7745 | 23617.1969 | 54038.6129 | 481.4685 | 1101.6502
1 | 5600 | 707 | 0.035 | 15 | 15 | 7 | 1.3335e-12 | 0 | CO2 | Porous | Wet | R245fa | MinimizeLCOE_Brownfield | IgnoreSilica | 25.9601 | 4.9747 | 0.60643 | 4 | 18383.8523 | 40637.7777 | 374.7797 | 828.4561 | 141.5264 | 19.8106 | 7939161324.8385 | 2489299.7661 | 0 | 1231905.0444 | 0 | 0 | 0 | 1553662.3115 | 2057198.1776 | 5352407.6687 | 3653128.2149 | 16337601.1831 | 3144235.0165 | 25111985.0635 | 25111985.0635 | 18927833.0506 | 9941662.686 | 0 | 44593821.2631 | 98575302.0633 | 1333.5214 | 2.4257 | 18383.8523 | 40637.7777 | 374.7797 | 828.4561
1 | 5600 | 707 | 0.035 | 15 | 15 | 7 | 1.7783e-12 | 0 | CO2 | Porous | Wet | R245fa | MinimizeLCOE_Brownfield | IgnoreSilica | 33.0519 | 6.5273 | 0.81603 | 4 | 14604.7489 | 31142.5691 | 297.7376 | 634.8834 | 143.0561 | 19.8228 | 9244937901.604 | 2982111.925 | 0 | 1494477.951 | 0 | 0 | 0 | 1792021.116 | 2444758.2869 | 6360759.5736 | 4341349.1095 | 19415477.962 | 3144235.0165 | 25111985.0635 | 25111985.0635 | 18927833.0506 | 9941662.686 | 0 | 47671698.0421 | 101653178.8422 | 1778.2794 | 3.2641 | 14604.7489 | 31142.5691 | 297.7376 | 634.8834
1 | 5600 | 707 | 0.035 | 15 | 15 | 7 | 2.3714e-12 | 0 | CO2 | Porous | Wet | R245fa | MinimizeLCOE_Brownfield | IgnoreSilica | 41.7413 | 8.4436 | 1.0818 | 4 | 11820.0112 | 24294.9004 | 240.9669 | 495.2844 | 144.1679 | 19.7887 | 10560006079.9372 | 3542548.8915 | 0 | 1801295.864 | 0 | 0 | 0 | 2047046.6021 | 2882447.6295 | 7499537.4606 | 5118588.4169 | 22891464.8646 | 3144235.0165 | 25111985.0635 | 25111985.0635 | 18927833.0506 | 9941662.686 | 0 | 51147684.9446 | 105129165.7448 | 2371.3737 | 4.3272 | 11820.0112 | 24294.9004 | 240.9669 | 495.2844
1 | 5600 | 707 | 0.035 | 15 | 15 | 7 | 3.1623e-12 | 0 | CO2 | Porous | Wet | R245fa | MinimizeLCOE_Brownfield | IgnoreSilica | 52.124 | 10.7501 | 1.4107 | 4 | 9742.1278 | 19308.5436 | 198.6065 | 393.6308 | 144.9167 | 19.7067 | 11854887605.4517 | 4165032.7163 | 0 | 2151603.1842 | 0 | 0 | 0 | 2309318.9926 | 3364122.4083 | 8752756.43 | 5973936.1147 | 26716769.8461 | 3144235.0165 | 25111985.0635 | 25111985.0635 | 18927833.0506 | 9941662.686 | 0 | 54972989.9261 | 108954470.7263 | 3162.2777 | 5.6428 | 9742.1278 | 19308.5436 | 198.6065 | 393.6308
1 | 5600 | 707 | 0.035 | 15 | 15 | 7 | 4.217e-12 | 0 | CO2 | Porous | Wet | R245fa | MinimizeLCOE_Brownfield | IgnoreSilica | 64.0628 | 13.4259 | 1.8042 | 4 | 8176.4617 | 15656.6428 | 166.6882 | 319.1818 | 145.3261 | 19.5642 | 13078194190.5211 | 4830796.7533 | 0 | 2537564.5734 | 0 | 0 | 0 | 2559802.2522 | 3871983.7958 | 10074107.5835 | 6875785.4279 | 30750040.386 | 3144235.0165 | 25111985.0635 | 25111985.0635 | 18927833.0506 | 9941662.686 | 0 | 59006260.4661 | 112987741.2662 | 4216.965 | 7.2166 | 8176.4617 | 15656.6428 | 166.6882 | 319.1818
1 | 5600 | 707 | 0.035 | 15 | 15 | 7 | 5.6234e-12 | 0 | CO2 | Porous | Wet | R245fa | MinimizeLCOE_Brownfield | IgnoreSilica | 77.1586 | 16.3901 | 2.2539 | 4 | 6992.7409 | 12980.256 | 142.5565 | 264.6201 | 145.4154 | 19.3555 | 14180644214.5215 | 5510426.2227 | 0 | 2944692.6188 | 0 | 0 | 0 | 2776782.9319 | 4380441.6916 | 11397010.7295 | 7778694.008 | 34788048.2026 | 3144235.0165 | 25111985.0635 | 25111985.0635 | 18927833.0506 | 9941662.686 | 0 | 63044268.2826 | 117025749.0827 | 5623.4133 | 9.0157 | 6992.7409 | 12980.256 | 142.5565 | 264.6201
1 | 5600 | 707 | 0.035 | 15 | 15 | 7 | 7.4989e-12 | 0 | CO2 | Porous | Wet | R245fa | MinimizeLCOE_Brownfield | IgnoreSilica | 90.6398 | 19.4751 | 2.7385 | 4 | 6099.0082 | 11027.1054 | 124.3365 | 224.8025 | 145.2108 | 19.0861 | 15114022809.605 | 6161866.369 | 0 | 3349558.0326 | 0 | 0 | 0 | 2935475.742 | 4854291.056 | 12629869.5757 | 8620145.5033 | 38551206.2785 | 3144235.0165 | 25111985.0635 | 25111985.0635 | 18927833.0506 | 9941662.686 | 0 | 66807426.3585 | 120788907.1587 | 7498.9421 | 10.9538 | 6099.0082 | 11027.1054 | 124.3365 | 224.8025
1 | 5600 | 707 | 0.035 | 15 | 15 | 7 | 1e-11 | 0 | CO2 | Porous | Wet | R245fa | MinimizeLCOE_Brownfield | IgnoreSilica | 103.6218 | 22.4801 | 3.2274 | 4 | 5426.9026 | 9608.3432 | 110.6347 | 195.8791 | 144.7699 | 18.7751 | 15857680787.8987 | 6746784.5655 | 0 | 3728148.9664 | 0 | 0 | 0 | 3022153.503 | 5263863.9436 | 13695494.2143 | 9347456.2155 | 41803901.4083 | 3144235.0165 | 25111985.0635 | 25111985.0635 | 18927833.0506 | 9941662.686 | 0 | 70060121.4884 | 124041602.2885 | 10000 | 12.9098 | 5426.9026 | 9608.3432 | 110.6347 | 195.8791
1 | 5600 | 707 | 0.035 | 15 | 15 | 7 | 1.3335e-11 | 0 | CO2 | Porous | Wet | R245fa | MinimizeLCOE_Brownfield | IgnoreSilica | 115.405 | 25.2374 | 3.6911 | 4 | 4923.5713 | 8579.7556 | 100.3737 | 174.9099 | 144.1778 | 18.449 | 16404676628.8172 | 7243251.0069 | 0 | 4063610.0242 | 0 | 0 | 0 | 3040530.6424 | 5595482.7527 | 14558298.3311 | 9936337.7541 | 44437510.5114 | 3144235.0165 | 25111985.0635 | 25111985.0635 | 18927833.0506 | 9941662.686 | 0 | 72693730.5914 | 126675211.3915 | 13335.2143 | 14.7644 | 4923.5713 | 8579.7556 | 100.3737 | 174.9099
1 | 5600 | 707 | 0.035 | 15 | 15 | 7 | 1.7783e-11 | 0 | CO2 | Porous | Wet | R245fa | MinimizeLCOE_Brownfield | IgnoreSilica | 125.5728 | 27.6416 | 4.1074 | 4 | 4547.1076 | 7832.7073 | 92.6989 | 159.6803 | 143.5196 | 18.1308 | 16786021963.4704 | 7645347.608 | 0 | 4347592.0571 | 0 | 0 | 0 | 3004695.7398 | 5849077.8079 | 15218100.6454 | 10386666.3912 | 46451480.2495 | 3144235.0165 | 25111985.0635 | 25111985.0635 | 18927833.0506 | 9941662.686 | 0 | 74707700.3295 | 128689181.1296 | 17782.7941 | 16.4297 | 4547.1076 | 7832.7073 | 92.6989 | 159.6803
1 | 5600 | 707 | 0.035 | 15 | 15 | 7 | 2.3714e-11 | 0 | CO2 | Porous | Wet | R245fa | MinimizeLCOE_Brownfield | IgnoreSilica | 133.9922 | 29.6489 | 4.4639 | 4 | 4266.9586 | 7290.1493 | 86.9877 | 148.6196 | 142.8797 | 17.8466 | 17033157990.4 | 7960504.3284 | 0 | 4579268.0187 | 0 | 0 | 0 | 2936431.3696 | 6035719.4495 | 15703703.9114 | 10718100.5984 | 47933727.676 | 3144235.0165 | 25111985.0635 | 25111985.0635 | 18927833.0506 | 9941662.686 | 0 | 76189947.7561 | 130171428.5562 | 23713.7371 | 17.8558 | 4266.9586 | 7290.1493 | 86.9877 | 148.6196
1 | 5600 | 707 | 0.035 | 15 | 15 | 7 | 3.1623e-11 | 0 | CO2 | Porous | Wet | R245fa | MinimizeLCOE_Brownfield | IgnoreSilica | 140.7519 | 31.2729 | 4.7588 | 4 | 4058.057 | 6893.9398 | 82.729 | 140.5423 | 142.3002 | 17.6028 | 17191898571.591 | 8201504.7979 | 0 | 4763165.2992 | 0 | 0 | 0 | 2852420.4025 | 6168665.2948 | 16049601.7299 | 10954182.967 | 48989540.4914 | 3144235.0165 | 25111985.0635 | 25111985.0635 | 18927833.0506 | 9941662.686 | 0 | 77245760.5714 | 131227241.3715 | 31622.7766 | 19.0352 | 4058.057 | 6893.9398 | 82.729 | 140.5423
1 | 5600 | 707 | 0.035 | 15 | 15 | 7 | 4.217e-11 | 0 | CO2 | Porous | Wet | R245fa | MinimizeLCOE_Brownfield | IgnoreSilica | 146.0797 | 32.5609 | 4.9965 | 4 | 3902.1834 | 6603.1337 | 79.5513 | 134.6138 | 141.8016 | 17.4006 | 17284654308.353 | 8383808.1857 | 0 | 4906867.0233 | 0 | 0 | 0 | 2766528.557 | 6262309.4687 | 16293244.6613 | 11120474.2741 | 49733232.1701 | 3144235.0165 | 25111985.0635 | 25111985.0635 | 18927833.0506 | 9941662.686 | 0 | 77989452.2501 | 131970933.0503 | 42169.6503 | 19.9861 | 3902.1834 | 6603.1337 | 79.5513 | 134.6138
1 | 5600 | 707 | 0.035 | 15 | 15 | 7 | 5.6234e-11 | 0 | CO2 | Porous | Wet | R245fa | MinimizeLCOE_Brownfield | IgnoreSilica | 150.2138 | 33.5652 | 5.1845 | 4 | 3785.7705 | 6388.8084 | 77.1781 | 130.2445 | 141.3888 | 17.2377 | 17341400029.1974 | 8520549.1775 | 0 | 5017647.9862 | 0 | 0 | 0 | 2686700.113 | 6327709.9379 | 16463403.2666 | 11236611.0186 | 50252621.4998 | 3144235.0165 | 25111985.0635 | 25111985.0635 | 18927833.0506 | 9941662.686 | 0 | 78508841.5798 | 132490322.38 | 56234.1325 | 20.7379 | 3785.7705 | 6388.8084 | 77.1781 | 130.2445
1 | 5600 | 707 | 0.035 | 15 | 15 | 7 | 7.4989e-11 | 0 | CO2 | Porous | Wet | R245fa | MinimizeLCOE_Brownfield | IgnoreSilica | 153.3808 | 34.338 | 5.3308 | 4 | 3698.7485 | 6230.3237 | 75.404 | 127.0136 | 141.0571 | 17.1093 | 17375542192.9568 | 8622478.8658 | 0 | 5102103.0526 | 0 | 0 | 0 | 2616741.7571 | 6373116.2334 | 16581541.1335 | 11317242.5402 | 50613223.5827 | 3144235.0165 | 25111985.0635 | 25111985.0635 | 18927833.0506 | 9941662.686 | 0 | 78869443.6627 | 132850924.4629 | 74989.4209 | 21.3233 | 3698.7485 | 6230.3237 | 75.404 | 127.0136
1 | 5600 | 707 | 0.035 | 15 | 15 | 7 | 1e-10 | 0 | CO2 | Porous | Wet | R245fa | MinimizeLCOE_Brownfield | IgnoreSilica | 155.8091 | 34.932 | 5.444 | 4 | 3633.6456 | 6112.6116 | 74.0768 | 124.6139 | 140.7934 | 17.0087 | 17390293371.3306 | 8698955.1057 | 0 | 5166621.539 | 0 | 0 | 0 | 2558438.3879 | 6405365.8627 | 16665448.0536 | 11374510.7373 | 50869339.6862 | 3144235.0165 | 25111985.0635 | 25111985.0635 | 18927833.0506 | 9941662.686 | 0 | 79125559.7662 | 133107040.5663 | 100000 | 21.7758 | 3633.6456 | 6112.6116 | 74.0768 | 124.6139
1 | 5600 | 707 | 0.035 | 15 | 15 | 7 | 1.3335e-10 | 0 | CO2 | Porous | Wet | R245fa | MinimizeLCOE_Brownfield | IgnoreSilica | 157.6728 | 35.3902 | 5.5313 | 4 | 3584.3388 | 6024.1588 | 73.0716 | 122.8106 | 140.5794 | 16.9265 | 17392200011.0451 | 8756040.7197 | 0 | 5216001.983 | 0 | 0 | 0 | 2509640.973 | 6427856.6336 | 16723964.4258 | 11414449.3637 | 51047954.0989 | 3144235.0165 | 25111985.0635 | 25111985.0635 | 18927833.0506 | 9941662.686 | 0 | 79304174.1789 | 133285654.979 | 133352.1432 | 22.1252 | 3584.3388 | 6024.1588 | 73.0716 | 122.8106
1 | 5600 | 707 | 0.035 | 15 | 15 | 7 | 1.7783e-10 | 0 | CO2 | Porous | Wet | R245fa | MinimizeLCOE_Brownfield | IgnoreSilica | 159.0734 | 35.734 | 5.5974 | 4 | 3547.8673 | 5958.8873 | 72.3281 | 121.48 | 140.4203 | 16.867 | 17392776732.4094 | 8798847.6256 | 0 | 5253036.4497 | 0 | 0 | 0 | 2472007.1255 | 6444317.5683 | 16766792.4014 | 11443680.3371 | 51178681.5076 | 3144235.0165 | 25111985.0635 | 25111985.0635 | 18927833.0506 | 9941662.686 | 0 | 79434901.5877 | 133416382.3878 | 177827.941 | 22.3895 | 3547.8673 | 5958.8873 | 72.3281 | 121.48
1 | 5600 | 707 | 0.035 | 15 | 15 | 7 | 2.3714e-10 | 0 | CO2 | Porous | Wet | R245fa | MinimizeLCOE_Brownfield | IgnoreSilica | 160.1166 | 35.9909 | 5.6472 | 4 | 3520.5423 | 5910.2674 | 71.771 | 120.4888 | 140.2999 | 16.8222 | 17395224122.8711 | 8830404.6916 | 0 | 5280576.316 | 0 | 0 | 0 | 2442161.4578 | 6455725.5615 | 16796473.6596 | 11463938.4057 | 51269280.0922 | 3144235.0165 | 25111985.0635 | 25111985.0635 | 18927833.0506 | 9941662.686 | 0 | 79525500.1722 | 133506980.9723 | 237137.3706 | 22.589 | 3520.5423 | 5910.2674 | 71.771 | 120.4888
1 | 5600 | 707 | 0.035 | 15 | 15 | 7 | 3.1623e-10 | 0 | CO2 | Porous | Wet | R245fa | MinimizeLCOE_Brownfield | IgnoreSilica | 160.8982 | 36.1838 | 5.6849 | 4 | 3500.0649 | 5873.9631 | 71.3536 | 119.7487 | 140.2087 | 16.7884 | 17400828364.7604 | 8853868.6433 | 0 | 5301188.5427 | 0 | 0 | 0 | 2418926.6262 | 6463853.6868 | 16817621.3743 | 11478372.1555 | 51333831.0288 | 3144235.0165 | 25111985.0635 | 25111985.0635 | 18927833.0506 | 9941662.686 | 0 | 79590051.1089 | 133571531.909 | 316227.766 | 22.7396 | 3500.0649 | 5873.9631 | 71.3536 | 119.7487
1 | 5600 | 707 | 0.035 | 15 | 15 | 7 | 4.217e-10 | 0 | CO2 | Porous | Wet | R245fa | MinimizeLCOE_Brownfield | IgnoreSilica | 161.5024 | 36.3324 | 5.7136 | 4 | 3484.7162 | 5846.6929 | 71.0407 | 119.1927 | 140.1377 | 16.7622 | 17397452904.2968 | 8871901.2908 | 0 | 5317107.2711 | 0 | 0 | 0 | 2401419.127 | 6470266.7987 | 16834306.976 | 11489760.4215 | 51384761.8851 | 3144235.0165 | 25111985.0635 | 25111985.0635 | 18927833.0506 | 9941662.686 | 0 | 79640981.9651 | 133622462.7652 | 421696.5034 | 22.8544 | 3484.7162 | 5846.6929 | 71.0407 | 119.1927
1 | 5600 | 707 | 0.035 | 15 | 15 | 7 | 5.6234e-10 | 0 | CO2 | Porous | Wet | R245fa | MinimizeLCOE_Brownfield | IgnoreSilica | 161.9434 | 36.4414 | 5.735 | 4 | 3473.2104 | 5826.3778 | 70.8061 | 118.7786 | 140.0855 | 16.743 | 17399508791.8528 | 8885002.723 | 0 | 5328719.261 | 0 | 0 | 0 | 2387747.3558 | 6474573.0425 | 16845510.939 | 11497407.3565 | 51418960.6778 | 3144235.0165 | 25111985.0635 | 25111985.0635 | 18927833.0506 | 9941662.686 | 0 | 79675180.7578 | 133656661.558 | 562341.3252 | 22.9399 | 3473.2104 | 5826.3778 | 70.8061 | 118.7786
1 | 5600 | 707 | 0.035 | 15 | 15 | 7 | 7.4989e-10 | 0 | CO2 | Porous | Wet | R245fa | MinimizeLCOE_Brownfield | IgnoreSilica | 162.2944 | 36.5275 | 5.7514 | 4 | 3464.5844 | 5811.0259 | 70.6302 | 118.4656 | 140.0438 | 16.7276 | 17393677209.919 | 8895397.9416 | 0 | 5337956.7241 | 0 | 0 | 0 | 2377780.9914 | 6478342.9062 | 16855319.3512 | 11504101.7994 | 51448899.7139 | 3144235.0165 | 25111985.0635 | 25111985.0635 | 18927833.0506 | 9941662.686 | 0 | 79705119.7939 | 133686600.594 | 749894.2093 | 23.0057 | 3464.5844 | 5811.0259 | 70.6302 | 118.4656
1 | 5600 | 707 | 0.035 | 15 | 15 | 7 | 1e-09 | 0 | CO2 | Porous | Wet | R245fa | MinimizeLCOE_Brownfield | IgnoreSilica | 162.5307 | 36.5864 | 5.7633 | 4 | 3458.1171 | 5799.7193 | 70.4984 | 118.2351 | 140.0155 | 16.7173 | 17399229637.6789 | 8902375.0236 | 0 | 5344174.2953 | 0 | 0 | 0 | 2369631.9855 | 6480310.7087 | 16860439.1695 | 11507596.1806 | 51464527.3632 | 3144235.0165 | 25111985.0635 | 25111985.0635 | 18927833.0506 | 9941662.686 | 0 | 79720747.4432 | 133702228.2434 | 1000000 | 23.0532 | 3458.1171 | 5799.7193 | 70.4984 | 118.2351
1 | 5600 | 707 | 0.035 | 15 | 15 | 7 | 1.3335e-09 | 0 | CO2 | Porous | Wet | R245fa | MinimizeLCOE_Brownfield | IgnoreSilica | 162.7204 | 36.6332 | 5.7725 | 4 | 3453.2679 | 5791.1606 | 70.3995 | 118.0606 | 139.9928 | 16.709 | 17398852645.8133 | 8907966.5856 | 0 | 5349163.1104 | 0 | 0 | 0 | 2363741.9319 | 6482139.9349 | 16865198.4409 | 11510844.4811 | 51479054.4848 | 3144235.0165 | 25111985.0635 | 25111985.0635 | 18927833.0506 | 9941662.686 | 0 | 79735274.5648 | 133716755.3649 | 1333521.4322 | 23.0898 | 3453.2679 | 5791.1606 | 70.3995 | 118.0606
1 | 5600 | 707 | 0.035 | 15 | 15 | 7 | 1.7783e-09 | 0 | CO2 | Porous | Wet | R245fa | MinimizeLCOE_Brownfield | IgnoreSilica | 162.8667 | 36.6692 | 5.7794 | 4 | 3449.6319 | 5784.7184 | 70.3254 | 117.9293 | 139.9753 | 16.7025 | 17397072072.2299 | 8912274.5131 | 0 | 5353010.8871 | 0 | 0 | 0 | 2359384.7704 | 6483621.3665 | 16869052.8221 | 11513475.1755 | 51490819.5347 | 3144235.0165 | 25111985.0635 | 25111985.0635 | 18927833.0506 | 9941662.686 | 0 | 79747039.6147 | 133728520.4149 | 1778279.41 | 23.1176 | 3449.6319 | 5784.7184 | 70.3254 | 117.9293
1 | 5600 | 707 | 0.035 | 15 | 15 | 7 | 2.3714e-09 | 0 | CO2 | Porous | Wet | R245fa | MinimizeLCOE_Brownfield | IgnoreSilica | 162.9787 | 36.6968 | 5.7846 | 4 | 3446.9055 | 5779.8739 | 70.2698 | 117.8305 | 139.9619 | 16.6976 | 17394884824.4264 | 8915570.2881 | 0 | 5355957.1347 | 0 | 0 | 0 | 2356151.3089 | 6484794.7054 | 16872105.6091 | 11515558.7653 | 51500137.8116 | 3144235.0165 | 25111985.0635 | 25111985.0635 | 18927833.0506 | 9941662.686 | 0 | 79756357.8916 | 133737838.6917 | 2371373.7057 | 23.1385 | 3446.9055 | 5779.8739 | 70.2698 | 117.8305
1 | 5600 | 707 | 0.035 | 15 | 15 | 7 | 3.1623e-09 | 0 | CO2 | Porous | Wet | R245fa | MinimizeLCOE_Brownfield | IgnoreSilica | 163.0519 | 36.7151 | 5.7884 | 4 | 3444.8611 | 5776.3188 | 70.2282 | 117.7581 | 139.953 | 16.6944 | 17397255312.8831 | 8917718.5069 | 0 | 5357880.4992 | 0 | 0 | 0 | 2353482.7393 | 6485341.8807 | 16873529.2471 | 11516530.4275 | 51504483.3007 | 3144235.0165 | 25111985.0635 | 25111985.0635 | 18927833.0506 | 9941662.686 | 0 | 79760703.3807 | 133742184.1808 | 3162277.6602 | 23.1535 | 3444.8611 | 5776.3188 | 70.2282 | 117.7581
1 | 5600 | 707 | 0.035 | 15 | 15 | 7 | 4.217e-09 | 0 | CO2 | Porous | Wet | R245fa | MinimizeLCOE_Brownfield | IgnoreSilica | 163.1102 | 36.7295 | 5.7913 | 4 | 3443.3281 | 5773.6292 | 70.1969 | 117.7032 | 139.946 | 16.6918 | 17397752820.948 | 8919431.3189 | 0 | 5359414.1979 | 0 | 0 | 0 | 2351551.6965 | 6485854.9132 | 16874864.0523 | 11517441.4595 | 51508557.6381 | 3144235.0165 | 25111985.0635 | 25111985.0635 | 18927833.0506 | 9941662.686 | 0 | 79764777.7182 | 133746258.5183 | 4216965.0343 | 23.165 | 3443.3281 | 5773.6292 | 70.1969 | 117.7032
1 | 5600 | 707 | 0.035 | 15 | 15 | 7 | 5.6234e-09 | 0 | CO2 | Porous | Wet | R245fa | MinimizeLCOE_Brownfield | IgnoreSilica | 163.1614 | 36.742 | 5.7935 | 4 | 3442.1785 | 5771.5613 | 70.1735 | 117.6611 | 139.9399 | 16.6896 | 17395413456.2141 | 8920932.424 | 0 | 5360757.688 | 0 | 0 | 0 | 2350259.2932 | 6486460.2681 | 16876439.0615 | 11518516.4356 | 51513365.1705 | 3144235.0165 | 25111985.0635 | 25111985.0635 | 18927833.0506 | 9941662.686 | 0 | 79769585.2505 | 133751066.0506 | 5623413.2519 | 23.1742 | 3442.1785 | 5771.5613 | 70.1735 | 117.6611
1 | 5600 | 707 | 0.035 | 15 | 15 | 7 | 7.4989e-09 | 0 | CO2 | Porous | Wet | R245fa | MinimizeLCOE_Brownfield | IgnoreSilica | 163.2003 | 36.7514 | 5.7953 | 4 | 3441.3165 | 5770.0069 | 70.1559 | 117.6294 | 139.9352 | 16.6879 | 17393450107.349 | 8922074.4049 | 0 | 5361780.0287 | 0 | 0 | 0 | 2349300.6153 | 6486930.4691 | 16877662.4281 | 11519351.4085 | 51517099.3546 | 3144235.0165 | 25111985.0635 | 25111985.0635 | 18927833.0506 | 9941662.686 | 0 | 79773319.4346 | 133754800.2348 | 7498942.0933 | 23.181 | 3441.3165 | 5770.0069 | 70.1559 | 117.6294
1 | 5600 | 707 | 0.035 | 15 | 15 | 7 | 1e-08 | 0 | CO2 | Porous | Wet | R245fa | MinimizeLCOE_Brownfield | IgnoreSilica | 163.2151 | 36.7554 | 5.7963 | 4 | 3440.6701 | 5768.9417 | 70.1427 | 117.6077 | 139.9334 | 16.6872 | 17397270737.0917 | 8922507.1373 | 0 | 5362169.4791 | 0 | 0 | 0 | 2348271.8727 | 6486849.9108 | 16877452.8319 | 11519208.3547 | 51516459.5865 | 3144235.0165 | 25111985.0635 | 25111985.0635 | 18927833.0506 | 9941662.686 | 0 | 79772679.6665 | 133754160.4667 | 10000000 | 23.1852 | 3440.6701 | 5768.9417 | 70.1427 | 117.6077
1 | 5700 | 707 | 0.035 | 15 | 15 | 7 | 1e-13 | 0 | CO2 | Porous | Wet | R245fa | MinimizeLCOE_Brownfield | IgnoreSilica | 1.9504 | 0.051991 | 0.0054805 | 4 | 1406232.1062 | 3924829.2272 | 28667.9436 | 80012.9525 | 87.7744 | 17.286 | 121398003.056 | 263763.1948 | 0 | 111536.1855 | 0 | 0 | 0 | 260664.0258 | 248025.7284 | 645312.0681 | 440438.7463 | 1969739.9489 | 3144235.0165 | 25713707.5648 | 25713707.5648 | 19344069.7794 | 10155378.5254 | 0 | 30827682.5303 | 86040838.3999 | 100 | 0.021922 | 1406232.1062 | 3924829.2272 | 28667.9436 | 80012.9525
1 | 5700 | 707 | 0.035 | 15 | 15 | 7 | 1.3335e-13 | 0 | CO2 | Porous | Wet | R245fa | MinimizeLCOE_Brownfield | IgnoreSilica | 2.8667 | 0.17664 | 0.017351 | 4 | 457124.0144 | 1252641.5691 | 9319.0913 | 25536.7927 | 101.0346 | 18.1891 | 558550735.2916 | 390572.284 | 0 | 180414.4268 | 0 | 0 | 0 | 355285.2071 | 361246.048 | 939888.1151 | 641492.9513 | 2868899.0322 | 3144235.0165 | 25713707.5648 | 25713707.5648 | 19344069.7794 | 10155378.5254 | 0 | 31726841.6135 | 86939997.4831 | 133.3521 | 0.069405 | 457124.0144 | 1252641.5691 | 9319.0913 | 25536.7927
1 | 5700 | 707 | 0.035 | 15 | 15 | 7 | 1.7783e-13 | 0 | CO2 | Porous | Wet | R245fa | MinimizeLCOE_Brownfield | IgnoreSilica | 3.9922 | 0.36284 | 0.036455 | 4 | 224581.9256 | 603216.4502 | 4578.4063 | 12297.3832 | 111.4217 | 18.8044 | 1067860303.313 | 537625.3173 | 0 | 261540.4358 | 0 | 0 | 0 | 457105.581 | 489945.8203 | 1274738.5227 | 870035.235 | 3890990.912 | 3144235.0165 | 25713707.5648 | 25713707.5648 | 19344069.7794 | 10155378.5254 | 0 | 32748933.4934 | 87962089.363 | 177.8279 | 0.14582 | 224581.9256 | 603216.4502 | 4578.4063 | 12297.3832
1 | 5700 | 707 | 0.035 | 15 | 15 | 7 | 2.3714e-13 | 0 | CO2 | Porous | Wet | R245fa | MinimizeLCOE_Brownfield | IgnoreSilica | 5.4466 | 0.63022 | 0.064961 | 4 | 130641.5569 | 343126.7115 | 2663.3048 | 6995.1021 | 119.9455 | 19.259 | 1777850061.6265 | 714531.4618 | 0 | 353208.7585 | 0 | 0 | 0 | 575193.5587 | 640744.1738 | 1667084.9055 | 1137819.7032 | 5088582.5614 | 3144235.0165 | 25713707.5648 | 25713707.5648 | 19344069.7794 | 10155378.5254 | 0 | 33946525.1428 | 89159681.0124 | 237.1374 | 0.25984 | 130641.5569 | 343126.7115 | 2663.3048 | 6995.1021
1 | 5700 | 707 | 0.035 | 15 | 15 | 7 | 3.1623e-13 | 0 | CO2 | Porous | Wet | R245fa | MinimizeLCOE_Brownfield | IgnoreSilica | 7.2512 | 0.98757 | 0.10573 | 4 | 83348.1602 | 213896.5678 | 1699.165 | 4360.5709 | 126.6226 | 19.5818 | 2596829845.4245 | 917641.6889 | 0 | 444081.3744 | 0 | 0 | 0 | 702266.0687 | 804955.7615 | 2094329.7722 | 1429423.1037 | 6392697.7694 | 3144235.0165 | 25713707.5648 | 25713707.5648 | 19344069.7794 | 10155378.5254 | 0 | 35250640.3507 | 90463796.2203 | 316.2278 | 0.42293 | 83348.1602 | 213896.5678 | 1699.165 | 4360.5709
1 | 5700 | 707 | 0.035 | 15 | 15 | 7 | 4.217e-13 | 0 | CO2 | Porous | Wet | R245fa | MinimizeLCOE_Brownfield | IgnoreSilica | 9.5339 | 1.4593 | 0.16168 | 4 | 56840.1582 | 142211.942 | 1158.7635 | 2899.1828 | 131.9572 | 19.8205 | 3509136294.6978 | 1154801.167 | 0 | 552773.9688 | 0 | 0 | 0 | 843954.3285 | 995096.4911 | 2589036.9474 | 1767070.916 | 7902733.8188 | 3144235.0165 | 25713707.5648 | 25713707.5648 | 19344069.7794 | 10155378.5254 | 0 | 36760676.4001 | 91973832.2697 | 421.6965 | 0.64674 | 56840.1582 | 142211.942 | 1158.7635 | 2899.1828
1 | 5700 | 707 | 0.035 | 15 | 15 | 7 | 5.6234e-13 | 0 | CO2 | Porous | Wet | R245fa | MinimizeLCOE_Brownfield | IgnoreSilica | 12.4233 | 2.0728 | 0.23697 | 4 | 40630.7881 | 98879.0445 | 828.3136 | 2015.7831 | 136.2049 | 19.9969 | 4585480118.8201 | 1431839.7438 | 0 | 683157.2631 | 0 | 0 | 0 | 1002515.2181 | 1215829.7678 | 3163339.6547 | 2159044.3145 | 9655725.962 | 3144235.0165 | 25713707.5648 | 25713707.5648 | 19344069.7794 | 10155378.5254 | 0 | 38513668.5434 | 93726824.413 | 562.3413 | 0.94789 | 40630.7881 | 98879.0445 | 828.3136 | 2015.7831
1 | 5700 | 707 | 0.035 | 15 | 15 | 7 | 7.4989e-13 | 0 | CO2 | Porous | Wet | R245fa | MinimizeLCOE_Brownfield | IgnoreSilica | 16.1038 | 2.8674 | 0.33715 | 4 | 30082.627 | 71023.4719 | 613.275 | 1447.9095 | 139.5894 | 20.1255 | 5724722525.6513 | 1757810.2983 | 0 | 840766.1201 | 0 | 0 | 0 | 1182751.8101 | 1474718.0091 | 3836913.7535 | 2618772.4774 | 11711732.4686 | 3144235.0165 | 25713707.5648 | 25713707.5648 | 19344069.7794 | 10155378.5254 | 0 | 40569675.0499 | 95782830.9195 | 749.8942 | 1.3486 | 30082.627 | 71023.4719 | 613.275 | 1447.9095
1 | 5700 | 707 | 0.035 | 15 | 15 | 7 | 1e-12 | 0 | CO2 | Porous | Wet | R245fa | MinimizeLCOE_Brownfield | IgnoreSilica | 20.7519 | 3.8832 | 0.46898 | 4 | 22900.9109 | 52333.5341 | 466.866 | 1066.8899 | 142.2466 | 20.2127 | 6962569876.438 | 2138529.3291 | 0 | 1029859.686 | 0 | 0 | 0 | 1384762.0661 | 1775728.9216 | 4620082.402 | 3153301.1726 | 14102263.5774 | 3144235.0165 | 25713707.5648 | 25713707.5648 | 19344069.7794 | 10155378.5254 | 0 | 42960206.1587 | 98173362.0283 | 1000 | 1.8759 | 22900.9109 | 52333.5341 | 466.866 | 1066.8899
1 | 5700 | 707 | 0.035 | 15 | 15 | 7 | 1.3335e-12 | 0 | CO2 | Porous | Wet | R245fa | MinimizeLCOE_Brownfield | IgnoreSilica | 26.5861 | 5.17 | 0.64068 | 4 | 17842.9172 | 39387.7841 | 363.752 | 802.9733 | 144.3065 | 20.2619 | 8267270826.277 | 2581139.6319 | 0 | 1255614.8786 | 0 | 0 | 0 | 1609426.9177 | 2124010.757 | 5526240.2951 | 3771772.5543 | 16868205.0346 | 3144235.0165 | 25713707.5648 | 25713707.5648 | 19344069.7794 | 10155378.5254 | 0 | 45726147.6159 | 100939303.4855 | 1333.5214 | 2.5627 | 17842.9172 | 39387.7841 | 363.752 | 802.9733
1 | 5700 | 707 | 0.035 | 15 | 15 | 7 | 1.7783e-12 | 0 | CO2 | Porous | Wet | R245fa | MinimizeLCOE_Brownfield | IgnoreSilica | 33.8413 | 6.7822 | 0.86163 | 4 | 14187.9069 | 30207.8865 | 289.2397 | 615.8286 | 145.8699 | 20.2717 | 9602302831.9447 | 3091584.1551 | 0 | 1522964.9012 | 0 | 0 | 0 | 1856003.0328 | 2523515.3148 | 6565669.2048 | 4481204.1433 | 20040940.752 | 3144235.0165 | 25713707.5648 | 25713707.5648 | 19344069.7794 | 10155378.5254 | 0 | 48898883.3333 | 104112039.2029 | 1778.2794 | 3.4465 | 14187.9069 | 30207.8865 | 289.2397 | 615.8286
1 | 5700 | 707 | 0.035 | 15 | 15 | 7 | 2.3714e-12 | 0 | CO2 | Porous | Wet | R245fa | MinimizeLCOE_Brownfield | IgnoreSilica | 42.146 | 8.6557 | 1.135 | 4 | 11494.6652 | 23655.7744 | 234.3343 | 482.255 | 146.9479 | 20.2368 | 10949366095.1078 | 3635118.6232 | 0 | 1815254.0441 | 0 | 0 | 0 | 2081933.8306 | 2937599.5342 | 7643031.4034 | 5216525.9814 | 23329463.4169 | 3144235.0165 | 25713707.5648 | 25713707.5648 | 19344069.7794 | 10155378.5254 | 0 | 52187405.9983 | 107400561.8679 | 2371.3737 | 4.5401 | 11494.6652 | 23655.7744 | 234.3343 | 482.255
1 | 5700 | 707 | 0.035 | 15 | 15 | 7 | 3.1623e-12 | 0 | CO2 | Porous | Wet | R245fa | MinimizeLCOE_Brownfield | IgnoreSilica | 53.2929 | 11.1552 | 1.487 | 4 | 9481.8855 | 18764.7016 | 193.3011 | 382.5438 | 147.7647 | 20.1445 | 12269999426.2735 | 4313154.8812 | 0 | 2190118.3728 | 0 | 0 | 0 | 2388235.1129 | 3467688.2631 | 9022213.5399 | 6157846.1289 | 27539256.2988 | 3144235.0165 | 25713707.5648 | 25713707.5648 | 19344069.7794 | 10155378.5254 | 0 | 56397198.8801 | 111610354.7497 | 3162.2777 | 5.9479 | 9481.8855 | 18764.7016 | 193.3011 | 382.5438
1 | 5700 | 707 | 0.035 | 15 | 15 | 7 | 4.217e-12 | 0 | CO2 | Porous | Wet | R245fa | MinimizeLCOE_Brownfield | IgnoreSilica | 65.4265 | 13.9172 | 1.8993 | 4 | 7966.2899 | 15233.8174 | 162.4036 | 310.562 | 148.1774 | 19.9927 | 13528375400.0559 | 4998230.9192 | 0 | 2580685.9037 | 0 | 0 | 0 | 2644294.7988 | 3987052.5325 | 10373492.8325 | 7080122.0122 | 31663878.9988 | 3144235.0165 | 25713707.5648 | 25713707.5648 | 19344069.7794 | 10155378.5254 | 0 | 60521821.5801 | 115734977.4497 | 4216.965 | 7.5972 | 7966.2899 | 15233.8174 | 162.4036 | 310.562
1 | 5700 | 707 | 0.035 | 15 | 15 | 7 | 5.6234e-12 | 0 | CO2 | Porous | Wet | R245fa | MinimizeLCOE_Brownfield | IgnoreSilica | 78.6667 | 16.9619 | 2.3687 | 4 | 6820.7136 | 12648.0843 | 139.0495 | 257.8483 | 148.2616 | 19.7726 | 14656152905.033 | 5693927.9335 | 0 | 2990645.9322 | 0 | 0 | 0 | 2863377.8052 | 4503701.1517 | 11717706.5605 | 7997575.5023 | 35766934.8854 | 3144235.0165 | 25713707.5648 | 25713707.5648 | 19344069.7794 | 10155378.5254 | 0 | 64624877.4667 | 119838033.3363 | 5623.4133 | 9.4748 | 6820.7136 | 12648.0843 | 139.0495 | 257.8483
1 | 5700 | 707 | 0.035 | 15 | 15 | 7 | 7.4989e-12 | 0 | CO2 | Porous | Wet | R245fa | MinimizeLCOE_Brownfield | IgnoreSilica | 92.2406 | 20.1184 | 2.8722 | 4 | 5956.1868 | 10761.9783 | 121.4249 | 219.3975 | 148.0465 | 19.4907 | 15602761990.3848 | 6358045.0103 | 0 | 3396801.4602 | 0 | 0 | 0 | 3021623.1804 | 4982823.1639 | 12964283.7548 | 8848390.0521 | 39571966.6217 | 3144235.0165 | 25713707.5648 | 25713707.5648 | 19344069.7794 | 10155378.5254 | 0 | 68429909.203 | 123643065.0726 | 7498.9421 | 11.4889 | 5956.1868 | 10761.9783 | 121.4249 | 219.3975
1 | 5700 | 707 | 0.035 | 15 | 15 | 7 | 1e-11 | 0 | CO2 | Porous | Wet | R245fa | MinimizeLCOE_Brownfield | IgnoreSilica | 105.2561 | 23.1802 | 3.3781 | 4 | 5306.3841 | 9392.5243 | 108.1778 | 191.4793 | 147.5935 | 19.1674 | 16351247030.3051 | 6951823.6442 | 0 | 3775113.8821 | 0 | 0 | 0 | 3105806.7351 | 5394770.262 | 14036085.6021 | 9579916.8361 | 42843516.9616 | 3144235.0165 | 25713707.5648 | 25713707.5648 | 19344069.7794 | 10155378.5254 | 0 | 71701459.5429 | 126914615.4125 | 10000 | 13.5123 | 5306.3841 | 9392.5243 | 108.1778 | 191.4793
1 | 5700 | 707 | 0.035 | 15 | 15 | 7 | 1.3335e-11 | 0 | CO2 | Porous | Wet | R245fa | MinimizeLCOE_Brownfield | IgnoreSilica | 117.0271 | 25.9796 | 3.8558 | 4 | 4819.9712 | 8399.8932 | 98.2616 | 171.2432 | 146.9905 | 18.8305 | 16896946600.6311 | 7454065.9136 | 0 | 4109240.6285 | 0 | 0 | 0 | 3120831.4314 | 5726813.8097 | 14899994.8017 | 10169552.6165 | 45480499.2014 | 3144235.0165 | 25713707.5648 | 25713707.5648 | 19344069.7794 | 10155378.5254 | 0 | 74338441.7828 | 129551597.6524 | 13335.2143 | 15.423 | 4819.9712 | 8399.8932 | 98.2616 | 171.2432
1 | 5700 | 707 | 0.035 | 15 | 15 | 7 | 1.7783e-11 | 0 | CO2 | Porous | Wet | R245fa | MinimizeLCOE_Brownfield | IgnoreSilica | 127.1392 | 28.4102 | 4.2829 | 4 | 4456.2802 | 7679.1911 | 90.8473 | 156.5507 | 146.3255 | 18.5039 | 17277148128.2087 | 7859128.7733 | 0 | 4390923.5557 | 0 | 0 | 0 | 3081150.822 | 5979169.2289 | 15556571.8374 | 10617679.9346 | 47484624.1519 | 3144235.0165 | 25713707.5648 | 25713707.5648 | 19344069.7794 | 10155378.5254 | 0 | 76342566.7332 | 131555722.6028 | 17782.7941 | 17.1315 | 4456.2802 | 7679.1911 | 90.8473 | 156.5507
1 | 5700 | 707 | 0.035 | 15 | 15 | 7 | 2.3714e-11 | 0 | CO2 | Porous | Wet | R245fa | MinimizeLCOE_Brownfield | IgnoreSilica | 135.4996 | 30.4363 | 4.6477 | 4 | 4185.6871 | 7155.6157 | 85.3309 | 145.8769 | 145.6812 | 18.2131 | 17519029305.8463 | 8176244.2541 | 0 | 4620434.6513 | 0 | 0 | 0 | 3009923.8898 | 6164575.0901 | 16038959.8562 | 10946919.6695 | 48957057.411 | 3144235.0165 | 25713707.5648 | 25713707.5648 | 19344069.7794 | 10155378.5254 | 0 | 77814999.9924 | 133028155.862 | 23713.7371 | 18.5907 | 4185.6871 | 7155.6157 | 85.3309 | 145.8769
1 | 5700 | 707 | 0.035 | 15 | 15 | 7 | 3.1623e-11 | 0 | CO2 | Porous | Wet | R245fa | MinimizeLCOE_Brownfield | IgnoreSilica | 142.2017 | 32.073 | 4.9487 | 4 | 3983.935 | 6773.1924 | 81.2179 | 138.0807 | 145.0994 | 17.9643 | 17671586618.7148 | 8418464.8818 | 0 | 4802377.073 | 0 | 0 | 0 | 2923709.9934 | 6296375.2598 | 16381876.8618 | 11180967.5721 | 50003771.6418 | 3144235.0165 | 25713707.5648 | 25713707.5648 | 19344069.7794 | 10155378.5254 | 0 | 78861714.2232 | 134074870.0928 | 31622.7766 | 19.7949 | 3983.935 | 6773.1924 | 81.2179 | 138.0807
1 | 5700 | 707 | 0.035 | 15 | 15 | 7 | 4.217e-11 | 0 | CO2 | Porous | Wet | R245fa | MinimizeLCOE_Brownfield | IgnoreSilica | 147.4681 | 33.3673 | 5.1909 | 4 | 3833.4063 | 6492.5447 | 78.1492 | 132.3593 | 144.601 | 17.7589 | 17763709602.4276 | 8601202.3617 | 0 | 4944141.2179 | 0 | 0 | 0 | 2836003.3433 | 6388725.3 | 16622152.7227 | 11344960.7843 | 50737185.73 | 3144235.0165 | 25713707.5648 | 25713707.5648 | 19344069.7794 | 10155378.5254 | 0 | 79595128.3113 | 134808284.1809 | 42169.6503 | 20.7636 | 3833.4063 | 6492.5447 | 78.1492 | 132.3593
1 | 5700 | 707 | 0.035 | 15 | 15 | 7 | 5.6234e-11 | 0 | CO2 | Porous | Wet | R245fa | MinimizeLCOE_Brownfield | IgnoreSilica | 151.5561 | 34.3769 | 5.3822 | 4 | 3720.9899 | 6285.6223 | 75.8574 | 128.1409 | 144.1885 | 17.5933 | 17814625076.923 | 8738374.2961 | 0 | 5053485.229 | 0 | 0 | 0 | 2755080.2814 | 6453306.5245 | 16790179.8217 | 11459642.732 | 51250068.8847 | 3144235.0165 | 25713707.5648 | 25713707.5648 | 19344069.7794 | 10155378.5254 | 0 | 80108011.466 | 135321167.3356 | 56234.1325 | 21.5287 | 3720.9899 | 6285.6223 | 75.8574 | 128.1409
1 | 5700 | 707 | 0.035 | 15 | 15 | 7 | 7.4989e-11 | 0 | CO2 | Porous | Wet | R245fa | MinimizeLCOE_Brownfield | IgnoreSilica | 154.687 | 35.1535 | 5.531 | 4 | 3636.958 | 6132.5804 | 74.1443 | 125.0209 | 143.8573 | 17.4629 | 17844112216.2406 | 8840631.4378 | 0 | 5136832.1635 | 0 | 0 | 0 | 2684435.8779 | 6498140.7969 | 16906829.4015 | 11539258.4671 | 51606128.1447 | 3144235.0165 | 25713707.5648 | 25713707.5648 | 19344069.7794 | 10155378.5254 | 0 | 80464070.726 | 135677226.5956 | 74989.4209 | 22.124 | 3636.958 | 6132.5804 | 74.1443 | 125.0209
1 | 5700 | 707 | 0.035 | 15 | 15 | 7 | 1e-10 | 0 | CO2 | Porous | Wet | R245fa | MinimizeLCOE_Brownfield | IgnoreSilica | 157.0855 | 35.7499 | 5.6459 | 4 | 3574.0936 | 6018.9067 | 72.8627 | 122.7036 | 143.5945 | 17.3609 | 17856790712.8339 | 8917305.6719 | 0 | 5200452.694 | 0 | 0 | 0 | 2625672.2333 | 6529937.9337 | 16989559.029 | 11595723.1378 | 51858650.6996 | 3144235.0165 | 25713707.5648 | 25713707.5648 | 19344069.7794 | 10155378.5254 | 0 | 80716593.2809 | 135929749.1505 | 100000 | 22.5838 | 3574.0936 | 6018.9067 | 72.8627 | 122.7036
1 | 5700 | 707 | 0.035 | 15 | 15 | 7 | 1.3335e-10 | 0 | CO2 | Porous | Wet | R245fa | MinimizeLCOE_Brownfield | IgnoreSilica | 158.9032 | 36.2049 | 5.7342 | 4 | 3526.481 | 5933.6491 | 71.8921 | 120.9655 | 143.3836 | 17.2786 | 17864640769.0451 | 8973815.0038 | 0 | 5248538.8528 | 0 | 0 | 0 | 2576032.9648 | 6551370.8604 | 17045323.1077 | 11633783.2674 | 52028864.0568 | 3144235.0165 | 25713707.5648 | 25713707.5648 | 19344069.7794 | 10155378.5254 | 0 | 80886806.6382 | 136099962.5078 | 133352.1432 | 22.937 | 3526.481 | 5933.6491 | 71.8921 | 120.9655
1 | 5700 | 707 | 0.035 | 15 | 15 | 7 | 1.7783e-10 | 0 | CO2 | Porous | Wet | R245fa | MinimizeLCOE_Brownfield | IgnoreSilica | 160.2797 | 36.5486 | 5.8012 | 4 | 3491.2646 | 5870.6474 | 71.1742 | 119.6811 | 143.2258 | 17.2186 | 17864031855.6338 | 9016544.2171 | 0 | 5284880.8994 | 0 | 0 | 0 | 2538084.682 | 6567408.8214 | 17087050.5925 | 11662263.1332 | 52156232.3455 | 3144235.0165 | 25713707.5648 | 25713707.5648 | 19344069.7794 | 10155378.5254 | 0 | 81014174.9268 | 136227330.7964 | 177827.941 | 23.2048 | 3491.2646 | 5870.6474 | 71.1742 | 119.6811
1 | 5700 | 707 | 0.035 | 15 | 15 | 7 | 2.3714e-10 | 0 | CO2 | Porous | Wet | R245fa | MinimizeLCOE_Brownfield | IgnoreSilica | 161.3197 | 36.8086 | 5.852 | 4 | 3464.8804 | 5823.6068 | 70.6363 | 118.7221 | 143.1049 | 17.1728 | 17864716152.1517 | 9048505.1915 | 0 | 5312296.89 | 0 | 0 | 0 | 2508370.2482 | 6578977.2086 | 17117149.163 | 11682806.026 | 52248104.7274 | 3144235.0165 | 25713707.5648 | 25713707.5648 | 19344069.7794 | 10155378.5254 | 0 | 81106047.3087 | 136319203.1783 | 237137.3706 | 23.408 | 3464.8804 | 5823.6068 | 70.6363 | 118.7221
1 | 5700 | 707 | 0.035 | 15 | 15 | 7 | 3.1623e-10 | 0 | CO2 | Porous | Wet | R245fa | MinimizeLCOE_Brownfield | IgnoreSilica | 162.0897 | 37.0017 | 5.8902 | 4 | 3445.1082 | 5788.5477 | 70.2332 | 118.0074 | 143.0143 | 17.1387 | 17868214824.6941 | 9071984.7105 | 0 | 5332570.7212 | 0 | 0 | 0 | 2485033.0953 | 6586939.5256 | 17137865.4784 | 11696945.3369 | 52311338.868 | 3144235.0165 | 25713707.5648 | 25713707.5648 | 19344069.7794 | 10155378.5254 | 0 | 81169281.4493 | 136382437.3189 | 316227.766 | 23.5607 | 3445.1082 | 5788.5477 | 70.2332 | 118.0074
1 | 5700 | 707 | 0.035 | 15 | 15 | 7 | 4.217e-10 | 0 | CO2 | Porous | Wet | R245fa | MinimizeLCOE_Brownfield | IgnoreSilica | 162.6887 | 37.1514 | 5.9193 | 4 | 3430.2884 | 5762.1845 | 69.9311 | 117.4699 | 142.9433 | 17.112 | 17862953722.8396 | 9090149.0205 | 0 | 5348330.3781 | 0 | 0 | 0 | 2467546.5104 | 6593350.1045 | 17154544.4899 | 11708329.105 | 52362249.6086 | 3144235.0165 | 25713707.5648 | 25713707.5648 | 19344069.7794 | 10155378.5254 | 0 | 81220192.1899 | 136433348.0595 | 421696.5034 | 23.6774 | 3430.2884 | 5762.1845 | 69.9311 | 117.4699
1 | 5700 | 707 | 0.035 | 15 | 15 | 7 | 5.6234e-10 | 0 | CO2 | Porous | Wet | R245fa | MinimizeLCOE_Brownfield | IgnoreSilica | 163.1297 | 37.262 | 5.9411 | 4 | 3419.1791 | 5742.5186 | 69.7046 | 117.069 | 142.8907 | 17.0923 | 17862247456.6942 | 9103460.7682 | 0 | 5359925.4064 | 0 | 0 | 0 | 2453976.4255 | 6597771.414 | 17166047.8303 | 11716180.3712 | 52397362.2157 | 3144235.0165 | 25713707.5648 | 25713707.5648 | 19344069.7794 | 10155378.5254 | 0 | 81255304.797 | 136468460.6666 | 562341.3252 | 23.7646 | 3419.1791 | 5742.5186 | 69.7046 | 117.069
1 | 5700 | 707 | 0.035 | 15 | 15 | 7 | 7.4989e-10 | 0 | CO2 | Porous | Wet | R245fa | MinimizeLCOE_Brownfield | IgnoreSilica | 163.4586 | 37.3446 | 5.9575 | 4 | 3410.8504 | 5727.809 | 69.5348 | 116.7691 | 142.8512 | 17.0776 | 17862460614.4468 | 9113356.6601 | 0 | 5368570.0559 | 0 | 0 | 0 | 2443606.8076 | 6600958.0742 | 17174338.8664 | 11721839.1737 | 52422669.6379 | 3144235.0165 | 25713707.5648 | 25713707.5648 | 19344069.7794 | 10155378.5254 | 0 | 81280612.2192 | 136493768.0888 | 749894.2093 | 23.83 | 3410.8504 | 5727.809 | 69.5348 | 116.7691
1 | 5700 | 707 | 0.035 | 15 | 15 | 7 | 1e-09 | 0 | CO2 | Porous | Wet | R245fa | MinimizeLCOE_Brownfield | IgnoreSilica | 163.7 | 37.4054 | 5.9697 | 4 | 3404.606 | 5716.8293 | 69.4075 | 116.5453 | 142.8222 | 17.0667 | 17859230303.9401 | 9120598.8364 | 0 | 5374910.8617 | 0 | 0 | 0 | 2435625.875 | 6603142.8735 | 17180023.2661 | 11725718.8933 | 52440020.606 | 3144235.0165 | 25713707.5648 | 25713707.5648 | 19344069.7794 | 10155378.5254 | 0 | 81297963.1873 | 136511119.0569 | 1000000 | 23.8788 | 3404.606 | 5716.8293 | 69.4075 | 116.5453
1 | 5700 | 707 | 0.035 | 15 | 15 | 7 | 1.3335e-09 | 0 | CO2 | Porous | Wet | R245fa | MinimizeLCOE_Brownfield | IgnoreSilica | 163.8996 | 37.4551 | 5.9792 | 4 | 3399.924 | 5708.4747 | 69.3121 | 116.375 | 142.7981 | 17.0578 | 17859314256.9613 | 9126581.0258 | 0 | 5380154.155 | 0 | 0 | 0 | 2430003.7512 | 6605328.1835 | 17185708.9944 | 11729599.5197 | 52457375.6296 | 3144235.0165 | 25713707.5648 | 25713707.5648 | 19344069.7794 | 10155378.5254 | 0 | 81315318.2109 | 136528474.0805 | 1333521.4322 | 23.9168 | 3399.924 | 5708.4747 | 69.3121 | 116.375
1 | 5700 | 707 | 0.035 | 15 | 15 | 7 | 1.7783e-09 | 0 | CO2 | Porous | Wet | R245fa | MinimizeLCOE_Brownfield | IgnoreSilica | 164.0387 | 37.4901 | 5.9861 | 4 | 3396.4134 | 5702.2877 | 69.2405 | 116.2488 | 142.7813 | 17.0515 | 17864908314.0229 | 9130740.9709 | 0 | 5383806.4861 | 0 | 0 | 0 | 2425524.8272 | 6606628.1909 | 17189091.3468 | 11731908.0447 | 52467699.8667 | 3144235.0165 | 25713707.5648 | 25713707.5648 | 19344069.7794 | 10155378.5254 | 0 | 81325642.448 | 136538798.3176 | 1778279.41 | 23.9446 | 3396.4134 | 5702.2877 | 69.2405 | 116.2488
1 | 5700 | 707 | 0.035 | 15 | 15 | 7 | 2.3714e-09 | 0 | CO2 | Porous | Wet | R245fa | MinimizeLCOE_Brownfield | IgnoreSilica | 164.136 | 37.5148 | 5.9912 | 4 | 3393.781 | 5697.699 | 69.1868 | 116.1553 | 142.7695 | 17.0471 | 17861991849.0382 | 9133644.9374 | 0 | 5386359.5076 | 0 | 0 | 0 | 2421994.9285 | 6607379.7557 | 17191046.7644 | 11733242.6574 | 52473668.551 | 3144235.0165 | 25713707.5648 | 25713707.5648 | 19344069.7794 | 10155378.5254 | 0 | 81331611.1323 | 136544767.0019 | 2371373.7057 | 23.9649 | 3393.781 | 5697.699 | 69.1868 | 116.1553
1 | 5700 | 707 | 0.035 | 15 | 15 | 7 | 3.1623e-09 | 0 | CO2 | Porous | Wet | R245fa | MinimizeLCOE_Brownfield | IgnoreSilica | 164.2091 | 37.5333 | 5.995 | 4 | 3391.8071 | 5694.2577 | 69.1466 | 116.0851 | 142.7606 | 17.0438 | 17863911781.3412 | 9135828.2332 | 0 | 5388280.153 | 0 | 0 | 0 | 2419344.6052 | 6607946.6666 | 17192521.7503 | 11734249.3656 | 52478170.7738 | 3144235.0165 | 25713707.5648 | 25713707.5648 | 19344069.7794 | 10155378.5254 | 0 | 81336113.3551 | 136549269.2247 | 3162277.6602 | 23.9802 | 3391.8071 | 5694.2577 | 69.1466 | 116.0851
1 | 5700 | 707 | 0.035 | 15 | 15 | 7 | 4.217e-09 | 0 | CO2 | Porous | Wet | R245fa | MinimizeLCOE_Brownfield | IgnoreSilica | 164.2823 | 37.5512 | 5.9982 | 4 | 3390.327 | 5691.5523 | 69.1164 | 116.03 | 142.7518 | 17.0405 | 17858444370.2815 | 9138013.7141 | 0 | 5390200.6272 | 0 | 0 | 0 | 2417754.1286 | 6608927.7033 | 17195074.2064 | 11735991.4693 | 52485961.8489 | 3144235.0165 | 25713707.5648 | 25713707.5648 | 19344069.7794 | 10155378.5254 | 0 | 81343904.4303 | 136557060.2999 | 4216965.0343 | 23.9929 | 3390.327 | 5691.5523 | 69.1164 | 116.03
1 | 5700 | 707 | 0.035 | 15 | 15 | 7 | 5.6234e-09 | 0 | CO2 | Porous | Wet | R245fa | MinimizeLCOE_Brownfield | IgnoreSilica | 164.3212 | 37.5612 | 6.0003 | 4 | 3389.2171 | 5689.6335 | 69.0938 | 115.9909 | 142.7471 | 17.0387 | 17860375181.2555 | 9139172.694 | 0 | 5391221.5691 | 0 | 0 | 0 | 2416207.835 | 6609174.8183 | 17195717.149 | 11736430.2908 | 52487924.3562 | 3144235.0165 | 25713707.5648 | 25713707.5648 | 19344069.7794 | 10155378.5254 | 0 | 81345866.9376 | 136559022.8072 | 5623413.2519 | 24.0014 | 3389.2171 | 5689.6335 | 69.0938 | 115.9909
1 | 5700 | 707 | 0.035 | 15 | 15 | 7 | 7.4989e-09 | 0 | CO2 | Porous | Wet | R245fa | MinimizeLCOE_Brownfield | IgnoreSilica | 164.3601 | 37.5708 | 6.0021 | 4 | 3388.3848 | 5688.1283 | 69.0768 | 115.9602 | 142.7423 | 17.037 | 17858149519.5624 | 9140333.3012 | 0 | 5392242.4627 | 0 | 0 | 0 | 2415260.1905 | 6609656.0222 | 17196969.143 | 11737284.8025 | 52491745.9221 | 3144235.0165 | 25713707.5648 | 25713707.5648 | 19344069.7794 | 10155378.5254 | 0 | 81349688.5035 | 136562844.3731 | 7498942.0933 | 24.0084 | 3388.3848 | 5688.1283 | 69.0768 | 115.9602
1 | 5700 | 707 | 0.035 | 15 | 15 | 7 | 1e-08 | 0 | CO2 | Porous | Wet | R245fa | MinimizeLCOE_Brownfield | IgnoreSilica | 164.3749 | 37.5748 | 6.0032 | 4 | 3387.7607 | 5687.0979 | 69.0641 | 115.9392 | 142.7405 | 17.0363 | 17861901617.284 | 9140773.0899 | 0 | 5392631.3619 | 0 | 0 | 0 | 2414233.8869 | 6609578.9521 | 17196768.6222 | 11737147.9429 | 52491133.8559 | 3144235.0165 | 25713707.5648 | 25713707.5648 | 19344069.7794 | 10155378.5254 | 0 | 81349076.4372 | 136562232.3068 | 10000000 | 24.0126 | 3387.7607 | 5687.0979 | 69.0641 | 115.9392
1 | 5800 | 707 | 0.035 | 15 | 15 | 7 | 1e-13 | 0 | CO2 | Porous | Wet | R245fa | MinimizeLCOE_Brownfield | IgnoreSilica | 2.0041 | 0.055317 | 0.0058622 | 4 | 1343841.6694 | 3751592.7393 | 27396.0301 | 76481.2924 | 89.3525 | 17.7007 | 170824935.1618 | 274139.0612 | 0 | 115522.9875 | 0 | 0 | 0 | 270857.9788 | 257602.8107 | 670229.6719 | 457445.5229 | 2045798.0331 | 3144235.0165 | 26321290.157 | 26321290.157 | 19765873.5944 | 10371438.4012 | 0 | 31511323.2066 | 87969925.3592 | 100 | 0.023449 | 1343841.6694 | 3751592.7393 | 27396.0301 | 76481.2924
1 | 5800 | 707 | 0.035 | 15 | 15 | 7 | 1.3335e-13 | 0 | CO2 | Porous | Wet | R245fa | MinimizeLCOE_Brownfield | IgnoreSilica | 2.9593 | 0.18669 | 0.018457 | 4 | 439671.8461 | 1204401.0547 | 8963.3053 | 24553.3446 | 103.0718 | 18.6275 | 461268576.8821 | 407846.1458 | 0 | 187652.7321 | 0 | 0 | 0 | 371379.6484 | 377082.6253 | 981091.6407 | 669615.2042 | 2994667.9965 | 3144235.0165 | 26321290.157 | 26321290.157 | 19765873.5944 | 10371438.4012 | 0 | 32460193.17 | 88918795.3226 | 133.3521 | 0.073828 | 439671.8461 | 1204401.0547 | 8963.3053 | 24553.3446
1 | 5800 | 707 | 0.035 | 15 | 15 | 7 | 1.7783e-13 | 0 | CO2 | Porous | Wet | R245fa | MinimizeLCOE_Brownfield | IgnoreSilica | 4.1017 | 0.3792 | 0.038676 | 4 | 216573.2258 | 581514.7297 | 4415.1381 | 11854.9643 | 113.5339 | 19.2417 | 350229355.2984 | 558793.9561 | 0 | 270346.2221 | 0 | 0 | 0 | 475121.6593 | 508662.1166 | 1323434.4865 | 903271.2309 | 4039629.6717 | 3144235.0165 | 26321290.157 | 26321290.157 | 19765873.5944 | 10371438.4012 | 0 | 33505154.8452 | 89963756.9977 | 177.8279 | 0.15471 | 216573.2258 | 581514.7297 | 4415.1381 | 11854.9643
1 | 5800 | 707 | 0.035 | 15 | 15 | 7 | 2.3714e-13 | 0 | CO2 | Porous | Wet | R245fa | MinimizeLCOE_Brownfield | IgnoreSilica | 5.5922 | 0.65728 | 0.068929 | 4 | 125970.3444 | 330740.1485 | 2568.0759 | 6742.5853 | 122.2307 | 19.7017 | 1884867696.4993 | 742244.5823 | 0 | 360745.9784 | 0 | 0 | 0 | 597449.2133 | 663171.5119 | 1725436.2387 | 1177645.6871 | 5266693.2116 | 3144235.0165 | 26321290.157 | 26321290.157 | 19765873.5944 | 10371438.4012 | 0 | 34732218.3851 | 91190820.5377 | 237.1374 | 0.27572 | 125970.3444 | 330740.1485 | 2568.0759 | 6742.5853
1 | 5800 | 707 | 0.035 | 15 | 15 | 7 | 3.1623e-13 | 0 | CO2 | Porous | Wet | R245fa | MinimizeLCOE_Brownfield | IgnoreSilica | 7.4487 | 1.03 | 0.11207 | 4 | 80494.8875 | 206436.1145 | 1640.9972 | 4208.4794 | 129.0664 | 20.0293 | 2672381500.0186 | 953617.8954 | 0 | 453728.4139 | 0 | 0 | 0 | 729963.2366 | 833550.7229 | 2168727.9962 | 1480201.4203 | 6619789.6854 | 3144235.0165 | 26321290.157 | 26321290.157 | 19765873.5944 | 10371438.4012 | 0 | 36085314.8589 | 92543917.0115 | 316.2278 | 0.44829 | 80494.8875 | 206436.1145 | 1640.9972 | 4208.4794
1 | 5800 | 707 | 0.035 | 15 | 15 | 7 | 4.217e-13 | 0 | CO2 | Porous | Wet | R245fa | MinimizeLCOE_Brownfield | IgnoreSilica | 9.7728 | 1.5179 | 0.17112 | 4 | 54977.75 | 137460.3624 | 1120.7958 | 2802.3154 | 134.4774 | 20.2693 | 3688655053.4133 | 1197883.1981 | 0 | 563829.1814 | 0 | 0 | 0 | 874896.8549 | 1028277.6014 | 2675367.3902 | 1825993.2171 | 8166247.4431 | 3144235.0165 | 26321290.157 | 26321290.157 | 19765873.5944 | 10371438.4012 | 0 | 37631772.6166 | 94090374.7692 | 421.6965 | 0.68449 | 54977.75 | 137460.3624 | 1120.7958 | 2802.3154
1 | 5800 | 707 | 0.035 | 15 | 15 | 7 | 5.6234e-13 | 0 | CO2 | Porous | Wet | R245fa | MinimizeLCOE_Brownfield | IgnoreSilica | 12.7398 | 2.1568 | 0.25062 | 4 | 39348.6715 | 95666.6428 | 802.1759 | 1950.2939 | 138.8276 | 20.4482 | 4768317665.8314 | 1485710.6901 | 0 | 697047.9357 | 0 | 0 | 0 | 1039903.9697 | 1256838.4122 | 3270035.7356 | 2231866.5821 | 9981403.3254 | 3144235.0165 | 26321290.157 | 26321290.157 | 19765873.5944 | 10371438.4012 | 0 | 39446928.4989 | 95905530.6515 | 562.3413 | 1.0025 | 39348.6715 | 95666.6428 | 802.1759 | 1950.2939
1 | 5800 | 707 | 0.035 | 15 | 15 | 7 | 7.4989e-13 | 0 | CO2 | Porous | Wet | R245fa | MinimizeLCOE_Brownfield | IgnoreSilica | 16.5083 | 2.9824 | 0.35632 | 4 | 29164.8318 | 68777.4289 | 594.5645 | 1402.1209 | 142.2827 | 20.5777 | 5984212803.6267 | 1823395.9069 | 0 | 857620.2888 | 0 | 0 | 0 | 1226381.6686 | 1523885.1671 | 3964836.6129 | 2706082.4575 | 12102202.1018 | 3144235.0165 | 26321290.157 | 26321290.157 | 19765873.5944 | 10371438.4012 | 0 | 41567727.2752 | 98026329.4278 | 749.8942 | 1.4253 | 29164.8318 | 68777.4289 | 594.5645 | 1402.1209
1 | 5800 | 707 | 0.035 | 15 | 15 | 7 | 1e-12 | 0 | CO2 | Porous | Wet | R245fa | MinimizeLCOE_Brownfield | IgnoreSilica | 21.264 | 4.0371 | 0.49532 | 4 | 22223.8451 | 50720.0533 | 453.0631 | 1033.9969 | 144.9943 | 20.665 | 7223797732.588 | 2217549.197 | 0 | 1050142.6416 | 0 | 0 | 0 | 1435135.7681 | 1834102.7666 | 4771959.1725 | 3256960.1892 | 14565849.7351 | 3144235.0165 | 26321290.157 | 26321290.157 | 19765873.5944 | 10371438.4012 | 0 | 44031374.9086 | 100489977.0612 | 1000 | 1.9813 | 22223.8451 | 50720.0533 | 453.0631 | 1033.9969
1 | 5800 | 707 | 0.035 | 15 | 15 | 7 | 1.3335e-12 | 0 | CO2 | Porous | Wet | R245fa | MinimizeLCOE_Brownfield | IgnoreSilica | 27.2318 | 5.3728 | 0.67625 | 4 | 17331.215 | 38203.0551 | 353.3203 | 778.821 | 147.0966 | 20.7131 | 8572753944.5273 | 2675703.7674 | 0 | 1279951.189 | 0 | 0 | 0 | 1667274.8839 | 2192942.6377 | 5705586.909 | 3894180.3035 | 17415639.6905 | 3144235.0165 | 26321290.157 | 26321290.157 | 19765873.5944 | 10371438.4012 | 0 | 46881164.864 | 103339767.0166 | 1333.5214 | 2.705 | 17331.215 | 38203.0551 | 353.3203 | 778.821
1 | 5800 | 707 | 0.035 | 15 | 15 | 7 | 1.7783e-12 | 0 | CO2 | Porous | Wet | R245fa | MinimizeLCOE_Brownfield | IgnoreSilica | 34.6501 | 7.0458 | 0.90893 | 4 | 13793.297 | 29322.1365 | 281.195 | 597.7714 | 148.6917 | 20.7202 | 9943373505.7735 | 3203896.8106 | 0 | 1552016.169 | 0 | 0 | 0 | 1921977.4136 | 2604377.2533 | 6776055.3819 | 4624797.0322 | 20683120.0606 | 3144235.0165 | 26321290.157 | 26321290.157 | 19765873.5944 | 10371438.4012 | 0 | 50148645.2341 | 106607247.3867 | 1778.2794 | 3.6357 | 13793.297 | 29322.1365 | 281.195 | 597.7714
1 | 5800 | 707 | 0.035 | 15 | 15 | 7 | 2.3714e-12 | 0 | CO2 | Porous | Wet | R245fa | MinimizeLCOE_Brownfield | IgnoreSilica | 43.6903 | 9.1002 | 1.2028 | 4 | 11185.3942 | 22920.0193 | 228.0294 | 467.2556 | 149.8486 | 20.6806 | 11350848421.3446 | 3801566.0683 | 0 | 1868274.3971 | 0 | 0 | 0 | 2192147.9285 | 3066175.4736 | 7977559.6233 | 5444848.3654 | 24350571.8562 | 3144235.0165 | 26321290.157 | 26321290.157 | 19765873.5944 | 10371438.4012 | 0 | 53816097.0297 | 110274699.1823 | 2371.3737 | 4.8113 | 11185.3942 | 22920.0193 | 228.0294 | 467.2556
1 | 5800 | 707 | 0.035 | 15 | 15 | 7 | 3.1623e-12 | 0 | CO2 | Porous | Wet | R245fa | MinimizeLCOE_Brownfield | IgnoreSilica | 54.4527 | 11.566 | 1.5655 | 4 | 9235.1638 | 18251.2234 | 188.2713 | 372.0759 | 150.6169 | 20.5816 | 12704630875.515 | 4462693.705 | 0 | 2228167.5071 | 0 | 0 | 0 | 2467287.5141 | 3571678.0032 | 9292773.5124 | 6342508.8696 | 28365109.1114 | 3144235.0165 | 26321290.157 | 26321290.157 | 19765873.5944 | 10371438.4012 | 0 | 57830634.2849 | 114289236.4375 | 3162.2777 | 6.262 | 9235.1638 | 18251.2234 | 188.2713 | 372.0759
1 | 5800 | 707 | 0.035 | 15 | 15 | 7 | 4.217e-12 | 0 | CO2 | Porous | Wet | R245fa | MinimizeLCOE_Brownfield | IgnoreSilica | 66.7862 | 14.4166 | 1.9972 | 4 | 7766.902 | 14833.9493 | 158.3388 | 302.4101 | 151.0331 | 20.42 | 13990015053.3787 | 5167575.0751 | 0 | 2623502.9302 | 0 | 0 | 0 | 2729278.6214 | 4102939.0844 | 10675005.8692 | 7285910.8551 | 32584212.4355 | 3144235.0165 | 26321290.157 | 26321290.157 | 19765873.5944 | 10371438.4012 | 0 | 62049737.6089 | 118508339.7615 | 4216.965 | 7.989 | 7766.902 | 14833.9493 | 158.3388 | 302.4101
1 | 5800 | 707 | 0.035 | 15 | 15 | 7 | 5.6234e-12 | 0 | CO2 | Porous | Wet | R245fa | MinimizeLCOE_Brownfield | IgnoreSilica | 80.1749 | 17.544 | 2.4867 | 4 | 6657.4007 | 12333.4613 | 135.7201 | 251.4343 | 151.1119 | 20.1881 | 15129927214.0877 | 5879635.8433 | 0 | 3036428.6665 | 0 | 0 | 0 | 2950662.8251 | 4628023.6606 | 12041168.2267 | 8218344.736 | 36754263.9582 | 3144235.0165 | 26321290.157 | 26321290.157 | 19765873.5944 | 10371438.4012 | 0 | 66219789.1317 | 122678391.2843 | 5623.4133 | 9.9468 | 6657.4007 | 12333.4613 | 135.7201 | 251.4343
1 | 5800 | 707 | 0.035 | 15 | 15 | 7 | 7.4989e-12 | 0 | CO2 | Porous | Wet | R245fa | MinimizeLCOE_Brownfield | IgnoreSilica | 93.8413 | 20.7725 | 3.0095 | 4 | 5820.4942 | 10510.5749 | 118.6586 | 214.2723 | 150.886 | 19.8933 | 16087582814.3026 | 6556391.4803 | 0 | 3443876.0645 | 0 | 0 | 0 | 3108395.5623 | 5112378.6118 | 13301360.4548 | 9078451.826 | 40600853.9997 | 3144235.0165 | 26321290.157 | 26321290.157 | 19765873.5944 | 10371438.4012 | 0 | 70066379.1732 | 126524981.3258 | 7498.9421 | 12.0379 | 5820.4942 | 10510.5749 | 118.6586 | 214.2723
1 | 5800 | 707 | 0.035 | 15 | 15 | 7 | 1e-11 | 0 | CO2 | Porous | Wet | R245fa | MinimizeLCOE_Brownfield | IgnoreSilica | 106.8808 | 23.8894 | 3.5322 | 4 | 5191.7745 | 9187.7953 | 105.8413 | 187.3056 | 150.421 | 19.5578 | 16842818623.4662 | 7158517.0561 | 0 | 3821660.5332 | 0 | 0 | 0 | 3189643.7615 | 5526230.3268 | 14378117.7246 | 9813360.7878 | 43887530.1901 | 3144235.0165 | 26321290.157 | 26321290.157 | 19765873.5944 | 10371438.4012 | 0 | 73353055.3636 | 129811657.5162 | 10000 | 14.1287 | 5191.7745 | 9187.7953 | 105.8413 | 187.3056
1 | 5800 | 707 | 0.035 | 15 | 15 | 7 | 1.3335e-11 | 0 | CO2 | Porous | Wet | R245fa | MinimizeLCOE_Brownfield | IgnoreSilica | 118.6324 | 26.7294 | 4.0238 | 4 | 4721.3466 | 8229.157 | 96.251 | 167.7625 | 149.8077 | 19.2102 | 17387912255.5648 | 7666118.5499 | 0 | 4154272.9751 | 0 | 0 | 0 | 3201005.8849 | 5858344.9899 | 15242211.9518 | 10403122.8533 | 46525077.2049 | 3144235.0165 | 26321290.157 | 26321290.157 | 19765873.5944 | 10371438.4012 | 0 | 75990602.3784 | 132449204.5309 | 13335.2143 | 16.0951 | 4721.3466 | 8229.157 | 96.251 | 167.7625
1 | 5800 | 707 | 0.035 | 15 | 15 | 7 | 1.7783e-11 | 0 | CO2 | Porous | Wet | R245fa | MinimizeLCOE_Brownfield | IgnoreSilica | 128.701 | 29.1887 | 4.4619 | 4 | 4369.7187 | 7533.1211 | 89.0826 | 153.5729 | 149.1352 | 18.8748 | 17768099817.9489 | 8074506.4242 | 0 | 4434020.7874 | 0 | 0 | 0 | 3157842.5563 | 6109884.2095 | 15896665.4035 | 10849800.7817 | 48522720.1626 | 3144235.0165 | 26321290.157 | 26321290.157 | 19765873.5944 | 10371438.4012 | 0 | 77988245.3361 | 134446847.4887 | 17782.7941 | 17.8474 | 4369.7187 | 7533.1211 | 89.0826 | 153.5729
1 | 5800 | 707 | 0.035 | 15 | 15 | 7 | 2.3714e-11 | 0 | CO2 | Porous | Wet | R245fa | MinimizeLCOE_Brownfield | IgnoreSilica | 136.9734 | 31.227 | 4.8344 | 4 | 4108.148 | 7027.7773 | 83.7502 | 143.2707 | 148.489 | 18.5785 | 18009763354.2628 | 8392357.5688 | 0 | 4660594.9341 | 0 | 0 | 0 | 3082687.6015 | 6292899.6407 | 16372834.014 | 11174795.6426 | 49976169.4018 | 3144235.0165 | 26321290.157 | 26321290.157 | 19765873.5944 | 10371438.4012 | 0 | 79441694.5753 | 135900296.7279 | 23713.7371 | 19.3376 | 4108.148 | 7027.7773 | 83.7502 | 143.2707
1 | 5800 | 707 | 0.035 | 15 | 15 | 7 | 3.1623e-11 | 0 | CO2 | Porous | Wet | R245fa | MinimizeLCOE_Brownfield | IgnoreSilica | 143.6218 | 32.8769 | 5.1417 | 4 | 3913.1451 | 6658.301 | 79.7748 | 135.7385 | 147.9051 | 18.3246 | 18154750871.8718 | 8635864.3594 | 0 | 4840705.2114 | 0 | 0 | 0 | 2994369.8257 | 6423666.3647 | 16713062.2057 | 11407008.3745 | 51014676.3414 | 3144235.0165 | 26321290.157 | 26321290.157 | 19765873.5944 | 10371438.4012 | 0 | 80480201.5149 | 136938803.6675 | 31622.7766 | 20.5666 | 3913.1451 | 6658.301 | 79.7748 | 135.7385
1 | 5800 | 707 | 0.035 | 15 | 15 | 7 | 4.217e-11 | 0 | CO2 | Porous | Wet | R245fa | MinimizeLCOE_Brownfield | IgnoreSilica | 148.8176 | 34.1753 | 5.388 | 4 | 3767.6616 | 6387.3096 | 76.8089 | 130.2139 | 147.4079 | 18.1163 | 18248329698.6061 | 8818647.3031 | 0 | 4980303.9634 | 0 | 0 | 0 | 2904569.5166 | 6514373.1054 | 16949062.5386 | 11568083.451 | 51735039.8782 | 3144235.0165 | 26321290.157 | 26321290.157 | 19765873.5944 | 10371438.4012 | 0 | 81200565.0517 | 137659167.2042 | 42169.6503 | 21.552 | 3767.6616 | 6387.3096 | 76.8089 | 130.2139
1 | 5800 | 707 | 0.035 | 15 | 15 | 7 | 5.6234e-11 | 0 | CO2 | Porous | Wet | R245fa | MinimizeLCOE_Brownfield | IgnoreSilica | 152.8667 | 35.1914 | 5.5827 | 4 | 3659.0174 | 6187.303 | 74.594 | 126.1365 | 146.9954 | 17.9479 | 18292650891.3211 | 8956448.7406 | 0 | 5088415.8804 | 0 | 0 | 0 | 2822726.0054 | 6578360.3443 | 17115544.2086 | 11681710.6116 | 52243205.791 | 3144235.0165 | 26321290.157 | 26321290.157 | 19765873.5944 | 10371438.4012 | 0 | 81708730.9645 | 138167333.1171 | 56234.1325 | 22.3308 | 3659.0174 | 6187.303 | 74.594 | 126.1365
1 | 5800 | 707 | 0.035 | 15 | 15 | 7 | 7.4989e-11 | 0 | CO2 | Porous | Wet | R245fa | MinimizeLCOE_Brownfield | IgnoreSilica | 155.9601 | 35.9712 | 5.7339 | 4 | 3577.8075 | 6039.4053 | 72.9384 | 123.1214 | 146.665 | 17.8157 | 18319767806.6651 | 9058947.5049 | 0 | 5170625.6596 | 0 | 0 | 0 | 2751338.0493 | 6622555.3734 | 17230530.6086 | 11760191.1924 | 52594188.3881 | 3144235.0165 | 26321290.157 | 26321290.157 | 19765873.5944 | 10371438.4012 | 0 | 82059713.5616 | 138518315.7142 | 74989.4209 | 22.9358 | 3577.8075 | 6039.4053 | 72.9384 | 123.1214
1 | 5800 | 707 | 0.035 | 15 | 15 | 7 | 1e-10 | 0 | CO2 | Porous | Wet | R245fa | MinimizeLCOE_Brownfield | IgnoreSilica | 158.3159 | 36.5669 | 5.8504 | 4 | 3517.0556 | 5929.6382 | 71.6999 | 120.8837 | 146.4045 | 17.7129 | 18334021420.5625 | 9135372.388 | 0 | 5233013.7632 | 0 | 0 | 0 | 2691777.6087 | 6653463.8663 | 17310948.1671 | 11815077.8285 | 52839653.6218 | 3144235.0165 | 26321290.157 | 26321290.157 | 19765873.5944 | 10371438.4012 | 0 | 82305178.7953 | 138763780.9479 | 100000 | 23.4017 | 3517.0556 | 5929.6382 | 71.6999 | 120.8837
1 | 5800 | 707 | 0.035 | 15 | 15 | 7 | 1.3335e-10 | 0 | CO2 | Porous | Wet | R245fa | MinimizeLCOE_Brownfield | IgnoreSilica | 160 | 36.9973 | 5.9377 | 4 | 3471.5803 | 5848.7214 | 70.7729 | 119.2341 | 146.2132 | 17.6383 | 885315767.3901 | 9189115.8856 | 0 | 5277500.8125 | 0 | 0 | 0 | 2641023.1997 | 6671979.5601 | 17359122.2043 | 11847957.5987 | 52986699.2608 | 3144235.0165 | 26321290.157 | 26321290.157 | 19765873.5944 | 10371438.4012 | 0 | 82452224.4343 | 138910826.5869 | 133352.1432 | 23.7506 | 3471.5803 | 5848.7214 | 70.7729 | 119.2341
1 | 5800 | 707 | 0.035 | 15 | 15 | 7 | 1.7783e-10 | 0 | CO2 | Porous | Wet | R245fa | MinimizeLCOE_Brownfield | IgnoreSilica | 161.4855 | 37.3718 | 6.0083 | 4 | 3437.0104 | 5786.2076 | 70.0681 | 117.9597 | 146.0357 | 17.568 | 18333035354.7185 | 9235329.4443 | 0 | 5316663.5674 | 0 | 0 | 0 | 2604062.1974 | 6690861.5315 | 17408249.2206 | 11881487.7968 | 53136653.758 | 3144235.0165 | 26321290.157 | 26321290.157 | 19765873.5944 | 10371438.4012 | 0 | 82602178.9315 | 139060781.0841 | 177827.941 | 24.0331 | 3437.0104 | 5786.2076 | 70.0681 | 117.9597
1 | 5800 | 707 | 0.035 | 15 | 15 | 7 | 2.3714e-10 | 0 | CO2 | Porous | Wet | R245fa | MinimizeLCOE_Brownfield | IgnoreSilica | 162.4964 | 37.6292 | 6.0595 | 4 | 3411.5139 | 5740.8431 | 69.5483 | 117.0349 | 145.9171 | 17.5224 | 18336684578.1714 | 9266870.77 | 0 | 5343272.9234 | 0 | 0 | 0 | 2573860.7298 | 6701761.725 | 17436609.2882 | 11900844.1257 | 53223219.5621 | 3144235.0165 | 26321290.157 | 26321290.157 | 19765873.5944 | 10371438.4012 | 0 | 82688744.7356 | 139147346.8882 | 237137.3706 | 24.2381 | 3411.5139 | 5740.8431 | 69.5483 | 117.0349
1 | 5800 | 707 | 0.035 | 15 | 15 | 7 | 3.1623e-10 | 0 | CO2 | Porous | Wet | R245fa | MinimizeLCOE_Brownfield | IgnoreSilica | 163.2734 | 37.8267 | 6.0986 | 4 | 3392.4073 | 5706.8292 | 69.1588 | 116.3414 | 145.825 | 17.4871 | 18332650180.5883 | 9290935.0539 | 0 | 5363702.871 | 0 | 0 | 0 | 2550840.3757 | 6710136.5372 | 17458398.8316 | 11915715.9368 | 53289729.6061 | 3144235.0165 | 26321290.157 | 26321290.157 | 19765873.5944 | 10371438.4012 | 0 | 82755254.7796 | 139213856.9322 | 316227.766 | 24.3943 | 3392.4073 | 5706.8292 | 69.1588 | 116.3414
1 | 5800 | 707 | 0.035 | 15 | 15 | 7 | 4.217e-10 | 0 | CO2 | Porous | Wet | R245fa | MinimizeLCOE_Brownfield | IgnoreSilica | 163.8413 | 37.9717 | 6.1277 | 4 | 3378.0864 | 5681.5024 | 68.8669 | 115.8251 | 145.7571 | 17.4612 | 18335543030.1927 | 9308419.4816 | 0 | 5378621.9368 | 0 | 0 | 0 | 2532771.005 | 6715726.8451 | 17472943.6661 | 11925643.0852 | 53334126.0199 | 3144235.0165 | 26321290.157 | 26321290.157 | 19765873.5944 | 10371438.4012 | 0 | 82799651.1934 | 139258253.346 | 421696.5034 | 24.5108 | 3378.0864 | 5681.5024 | 68.8669 | 115.8251
1 | 5800 | 707 | 0.035 | 15 | 15 | 7 | 5.6234e-10 | 0 | CO2 | Porous | Wet | R245fa | MinimizeLCOE_Brownfield | IgnoreSilica | 164.2823 | 38.0839 | 6.1499 | 4 | 3367.3512 | 5662.4486 | 68.648 | 115.4367 | 145.7041 | 17.441 | 18332054494.0157 | 9321941.5161 | 0 | 5390200.6272 | 0 | 0 | 0 | 2519301.3915 | 6720262.9786 | 17484745.7547 | 11933698.2532 | 53370150.5213 | 3144235.0165 | 26321290.157 | 26321290.157 | 19765873.5944 | 10371438.4012 | 0 | 82835675.6948 | 139294277.8474 | 562341.3252 | 24.5997 | 3367.3512 | 5662.4486 | 68.648 | 115.4367
1 | 5800 | 707 | 0.035 | 15 | 15 | 7 | 7.4989e-10 | 0 | CO2 | Porous | Wet | R245fa | MinimizeLCOE_Brownfield | IgnoreSilica | 164.5964 | 38.1644 | 6.1663 | 4 | 3359.3031 | 5648.2978 | 68.4839 | 115.1482 | 145.6661 | 17.4266 | 18335884616.7541 | 9331538.9078 | 0 | 5398444.3372 | 0 | 0 | 0 | 2508673.2186 | 6723076.0208 | 17492064.7135 | 11938693.593 | 53392490.7908 | 3144235.0165 | 26321290.157 | 26321290.157 | 19765873.5944 | 10371438.4012 | 0 | 82858015.9643 | 139316618.1169 | 749894.2093 | 24.6652 | 3359.3031 | 5648.2978 | 68.4839 | 115.1482
1 | 5800 | 707 | 0.035 | 15 | 15 | 7 | 1e-09 | 0 | CO2 | Porous | Wet | R245fa | MinimizeLCOE_Brownfield | IgnoreSilica | 164.8593 | 38.2309 | 6.1791 | 4 | 3353.2691 | 5637.5143 | 68.3609 | 114.9284 | 145.6343 | 17.4145 | 18328273030.9076 | 9339554.4607 | 0 | 5405339.7018 | 0 | 0 | 0 | 2501233.7339 | 6725989.8796 | 17499645.9765 | 11943867.9607 | 53415631.7133 | 3144235.0165 | 26321290.157 | 26321290.157 | 19765873.5944 | 10371438.4012 | 0 | 82881156.8868 | 139339759.0394 | 1000000 | 24.7165 | 3353.2691 | 5637.5143 | 68.3609 | 114.9284
1 | 5800 | 707 | 0.035 | 15 | 15 | 7 | 1.3335e-09 | 0 | CO2 | Porous | Wet | R245fa | MinimizeLCOE_Brownfield | IgnoreSilica | 165.0346 | 38.2759 | 6.1884 | 4 | 3348.7449 | 5629.5834 | 68.2687 | 114.7667 | 145.6129 | 17.4064 | 18329209911.124 | 9344886.6076 | 0 | 5409937.433 | 0 | 0 | 0 | 2495114.517 | 6727476.0374 | 17503512.6544 | 11946507.0478 | 53427434.2972 | 3144235.0165 | 26321290.157 | 26321290.157 | 19765873.5944 | 10371438.4012 | 0 | 82892959.4707 | 139351561.6233 | 1333521.4322 | 24.7534 | 3348.7449 | 5629.5834 | 68.2687 | 114.7667
1 | 5800 | 707 | 0.035 | 15 | 15 | 7 | 1.7783e-09 | 0 | CO2 | Porous | Wet | R245fa | MinimizeLCOE_Brownfield | IgnoreSilica | 165.1707 | 38.3107 | 6.1954 | 4 | 3345.3525 | 5623.6085 | 68.1995 | 114.6449 | 145.5964 | 17.4001 | 18331248424.872 | 9349022.7067 | 0 | 5413507.2564 | 0 | 0 | 0 | 2490603.8883 | 6728722.202 | 17506754.919 | 11948719.9601 | 53437330.9325 | 3144235.0165 | 26321290.157 | 26321290.157 | 19765873.5944 | 10371438.4012 | 0 | 82902856.106 | 139361458.2586 | 1778279.41 | 24.7815 | 3345.3525 | 5623.6085 | 68.1995 | 114.6449
1 | 5800 | 707 | 0.035 | 15 | 15 | 7 | 2.3714e-09 | 0 | CO2 | Porous | Wet | R245fa | MinimizeLCOE_Brownfield | IgnoreSilica | 165.2755 | 38.3374 | 6.2007 | 4 | 3342.8089 | 5619.112 | 68.1477 | 114.5532 | 145.5836 | 17.3953 | 18330385000.1431 | 9352204.6768 | 0 | 5416255.631 | 0 | 0 | 0 | 2487267.3328 | 6729733.7798 | 17509386.8369 | 11950516.2981 | 53445364.5553 | 3144235.0165 | 26321290.157 | 26321290.157 | 19765873.5944 | 10371438.4012 | 0 | 82910889.7288 | 139369491.8814 | 2371373.7057 | 24.8028 | 3342.8089 | 5619.112 | 68.1477 | 114.5532
1 | 5800 | 707 | 0.035 | 15 | 15 | 7 | 3.1623e-09 | 0 | CO2 | Porous | Wet | R245fa | MinimizeLCOE_Brownfield | IgnoreSilica | 165.3487 | 38.3563 | 6.2046 | 4 | 3340.9015 | 5615.778 | 68.1088 | 114.4852 | 145.5746 | 17.3919 | 18331846122.9626 | 9354422.7566 | 0 | 5418173.621 | 0 | 0 | 0 | 2484634.5741 | 6730320.0712 | 17510912.2468 | 11951557.4217 | 53450020.6914 | 3144235.0165 | 26321290.157 | 26321290.157 | 19765873.5944 | 10371438.4012 | 0 | 82915545.8649 | 139374148.0175 | 3162277.6602 | 24.8183 | 3340.9015 | 5615.778 | 68.1088 | 114.4852
1 | 5800 | 707 | 0.035 | 15 | 15 | 7 | 4.217e-09 | 0 | CO2 | Porous | Wet | R245fa | MinimizeLCOE_Brownfield | IgnoreSilica | 165.407 | 38.3712 | 6.2076 | 4 | 3339.4712 | 5613.2552 | 68.0796 | 114.4338 | 145.5675 | 17.3892 | 18331598754.7012 | 9356191.276 | 0 | 5419703.0358 | 0 | 0 | 0 | 2482733.3385 | 6730864.7836 | 17512329.4768 | 11952524.7103 | 53454346.621 | 3144235.0165 | 26321290.157 | 26321290.157 | 19765873.5944 | 10371438.4012 | 0 | 82919871.7945 | 139378473.9471 | 4216965.0343 | 24.8302 | 3339.4712 | 5613.2552 | 68.0796 | 114.4338
1 | 5800 | 707 | 0.035 | 15 | 15 | 7 | 5.6234e-09 | 0 | CO2 | Porous | Wet | R245fa | MinimizeLCOE_Brownfield | IgnoreSilica | 165.4607 | 38.3845 | 6.21 | 4 | 3338.3987 | 5611.297 | 68.0578 | 114.3939 | 145.561 | 17.3867 | 18327562292.1095 | 9357820.5096 | 0 | 5421110.973 | 0 | 0 | 0 | 2481527.4886 | 6731578.9988 | 17514187.7181 | 11953792.9982 | 53460018.6863 | 3144235.0165 | 26321290.157 | 26321290.157 | 19765873.5944 | 10371438.4012 | 0 | 82925543.8598 | 139384146.0124 | 5623413.2519 | 24.8399 | 3338.3987 | 5611.297 | 68.0578 | 114.3939
1 | 5800 | 707 | 0.035 | 15 | 15 | 7 | 7.4989e-09 | 0 | CO2 | Porous | Wet | R245fa | MinimizeLCOE_Brownfield | IgnoreSilica | 165.4802 | 38.39 | 6.2114 | 4 | 3337.5945 | 5609.9685 | 68.0414 | 114.3668 | 145.5585 | 17.3858 | 18332591152.9602 | 9358407.0232 | 0 | 5421620.7209 | 0 | 0 | 0 | 2480156.1015 | 6731471.6997 | 17513908.548 | 11953602.4588 | 53459166.552 | 3144235.0165 | 26321290.157 | 26321290.157 | 19765873.5944 | 10371438.4012 | 0 | 82924691.7255 | 139383293.8781 | 7498942.0933 | 24.8456 | 3337.5945 | 5609.9685 | 68.0414 | 114.3668
1 | 5800 | 707 | 0.035 | 15 | 15 | 7 | 1e-08 | 0 | CO2 | Porous | Wet | R245fa | MinimizeLCOE_Brownfield | IgnoreSilica | 165.5191 | 38.3994 | 6.2129 | 4 | 3336.9914 | 5608.8094 | 68.0291 | 114.3432 | 145.5538 | 17.384 | 18326960913.7621 | 9359587.4688 | 0 | 5422640.1806 | 0 | 0 | 0 | 2479669.9647 | 6732140.0695 | 17515647.5089 | 11954789.3354 | 53464474.5278 | 3144235.0165 | 26321290.157 | 26321290.157 | 19765873.5944 | 10371438.4012 | 0 | 82929999.7013 | 139388601.8539 | 10000000 | 24.8517 | 3336.9914 | 5608.8094 | 68.0291 | 114.3432
1 | 5900 | 707 | 0.035 | 15 | 15 | 7 | 1e-13 | 0 | CO2 | Porous | Wet | R245fa | MinimizeLCOE_Brownfield | IgnoreSilica | 2.0578 | 0.058739 | 0.0062664 | 4 | 1284687.0031 | 3587340.0668 | 26190.0822 | 73132.7795 | 90.9305 | 18.1153 | 228911971.7657 | 284657.8852 | 0 | 119545.6673 | 0 | 0 | 0 | 281154.4764 | 267289.6312 | 695432.7919 | 474647.1702 | 2122727.6221 | 3144235.0165 | 26934732.84 | 26934732.84 | 20193244.4958 | 10589842.3133 | 0 | 32201695.4786 | 89919515.1277 | 100 | 0.025066 | 1284687.0031 | 3587340.0668 | 26190.0822 | 73132.7795
1 | 5900 | 707 | 0.035 | 15 | 15 | 7 | 1.3335e-13 | 0 | CO2 | Porous | Wet | R245fa | MinimizeLCOE_Brownfield | IgnoreSilica | 3.0371 | 0.19536 | 0.019607 | 4 | 423113.8037 | 1159044.7344 | 8625.7472 | 23628.6946 | 104.94 | 19.0552 | 530186622.0541 | 423338.071 | 0 | 193850.5349 | 0 | 0 | 0 | 385355.3857 | 390992.1567 | 1017281.3882 | 694315.4505 | 3105132.9871 | 3144235.0165 | 26934732.84 | 26934732.84 | 20193244.4958 | 10589842.3133 | 0 | 33184100.8436 | 90901920.4927 | 133.3521 | 0.078428 | 423113.8037 | 1159044.7344 | 8625.7472 | 23628.6946
1 | 5900 | 707 | 0.035 | 15 | 15 | 7 | 1.7783e-13 | 0 | CO2 | Porous | Wet | R245fa | MinimizeLCOE_Brownfield | IgnoreSilica | 4.1508 | 0.38799 | 0.040902 | 4 | 209058.8922 | 561838.7894 | 4261.9483 | 11453.8437 | 115.2024 | 19.6546 | 948317779.5127 | 572449.9322 | 0 | 274935.2062 | 0 | 0 | 0 | 484395.25 | 519394.3515 | 1351357.5601 | 922329.3024 | 4124861.6025 | 3144235.0165 | 26934732.84 | 26934732.84 | 20193244.4958 | 10589842.3133 | 0 | 34203829.459 | 91921649.1081 | 177.8279 | 0.16361 | 209058.8922 | 561838.7894 | 4261.9483 | 11453.8437
1 | 5900 | 707 | 0.035 | 15 | 15 | 7 | 2.3714e-13 | 0 | CO2 | Porous | Wet | R245fa | MinimizeLCOE_Brownfield | IgnoreSilica | 5.7554 | 0.6875 | 0.073101 | 4 | 121552.4968 | 318943.0384 | 2478.0121 | 6502.0852 | 124.5993 | 20.1484 | 1874714735.2368 | 772466.4582 | 0 | 369142.3354 | 0 | 0 | 0 | 622370.2425 | 687951.8241 | 1789909.528 | 1221650.0318 | 5463490.4199 | 3144235.0165 | 26934732.84 | 26934732.84 | 20193244.4958 | 10589842.3133 | 0 | 35542458.2765 | 93260277.9256 | 237.1374 | 0.2924 | 121552.4968 | 318943.0384 | 2478.0121 | 6502.0852
1 | 5900 | 707 | 0.035 | 15 | 15 | 7 | 3.1623e-13 | 0 | CO2 | Porous | Wet | R245fa | MinimizeLCOE_Brownfield | IgnoreSilica | 7.6339 | 1.0713 | 0.11862 | 4 | 77802.6584 | 199442.2007 | 1586.1124 | 4065.899 | 131.4778 | 20.4752 | 2824916817.8432 | 988760.0065 | 0 | 462732.1681 | 0 | 0 | 0 | 756367.7056 | 861065.3533 | 2240315.4205 | 1529061.3084 | 6838301.9624 | 3144235.0165 | 26934732.84 | 26934732.84 | 20193244.4958 | 10589842.3133 | 0 | 36917269.8189 | 94635089.468 | 316.2278 | 0.4745 | 77802.6584 | 199442.2007 | 1586.1124 | 4065.899
1 | 5900 | 707 | 0.035 | 15 | 15 | 7 | 4.217e-13 | 0 | CO2 | Porous | Wet | R245fa | MinimizeLCOE_Brownfield | IgnoreSilica | 10.024 | 1.5798 | 0.18096 | 4 | 53219.2987 | 132959.3967 | 1084.9474 | 2710.5571 | 137.0242 | 20.719 | 3800247837.4957 | 1242816.4487 | 0 | 575391.4922 | 0 | 0 | 0 | 907578.9249 | 1063056.8777 | 2765855.9327 | 1887753.5067 | 8442453.183 | 3144235.0165 | 26934732.84 | 26934732.84 | 20193244.4958 | 10589842.3133 | 0 | 38521421.0395 | 96239240.6886 | 421.6965 | 0.72382 | 53219.2987 | 132959.3967 | 1084.9474 | 2710.5571
1 | 5900 | 707 | 0.035 | 15 | 15 | 7 | 5.6234e-13 | 0 | CO2 | Porous | Wet | R245fa | MinimizeLCOE_Brownfield | IgnoreSilica | 13.0519 | 2.2417 | 0.26474 | 4 | 38137.2223 | 92641.3447 | 777.4789 | 1888.6191 | 141.4494 | 20.8992 | 4972762703.6591 | 1539916.6208 | 0 | 710675.6368 | 0 | 0 | 0 | 1077168.4993 | 1297826.6952 | 3376678.84 | 2304652.6921 | 10306918.9842 | 3144235.0165 | 26934732.84 | 26934732.84 | 20193244.4958 | 10589842.3133 | 0 | 40385886.8408 | 98103706.4899 | 562.3413 | 1.059 | 38137.2223 | 92641.3447 | 777.4789 | 1888.6191
1 | 5900 | 707 | 0.035 | 15 | 15 | 7 | 7.4989e-13 | 0 | CO2 | Porous | Wet | R245fa | MinimizeLCOE_Brownfield | IgnoreSilica | 16.9003 | 3.0972 | 0.37607 | 4 | 28296.978 | 66666.0204 | 576.8722 | 1359.077 | 144.9713 | 21.0296 | 6206641803.3546 | 1888794.067 | 0 | 873870.2685 | 0 | 0 | 0 | 1269177.6478 | 1572418.3735 | 4091110.0604 | 2792266.6801 | 12487637.0973 | 3144235.0165 | 26934732.84 | 26934732.84 | 20193244.4958 | 10589842.3133 | 0 | 42566604.9538 | 100284424.6029 | 749.8942 | 1.5043 | 28296.978 | 66666.0204 | 576.8722 | 1359.077
1 | 5900 | 707 | 0.035 | 15 | 15 | 7 | 1e-12 | 0 | CO2 | Porous | Wet | R245fa | MinimizeLCOE_Brownfield | IgnoreSilica | 21.7756 | 4.1937 | 0.52254 | 4 | 21583.1536 | 49197.0292 | 440.0018 | 1002.948 | 147.7463 | 21.1172 | 7529042220.7954 | 2297613.7539 | 0 | 1070305.5779 | 0 | 0 | 0 | 1485926.0763 | 1892999.7092 | 4925196.9356 | 3361548.1112 | 15033590.164 | 3144235.0165 | 26934732.84 | 26934732.84 | 20193244.4958 | 10589842.3133 | 0 | 45112558.0206 | 102830377.6697 | 1000 | 2.0902 | 21583.1536 | 49197.0292 | 440.0018 | 1002.948
1 | 5900 | 707 | 0.035 | 15 | 15 | 7 | 1.3335e-12 | 0 | CO2 | Porous | Wet | R245fa | MinimizeLCOE_Brownfield | IgnoreSilica | 27.8749 | 5.5789 | 0.71299 | 4 | 16846.6442 | 37084.6701 | 343.4416 | 756.0212 | 149.8907 | 21.1641 | 8887925797.9932 | 2771367.3804 | 0 | 1304074.9785 | 0 | 0 | 0 | 1725440.0345 | 2262344.1334 | 5886155.3645 | 4017421.9847 | 17966803.8758 | 3144235.0165 | 26934732.84 | 26934732.84 | 20193244.4958 | 10589842.3133 | 0 | 48045771.7324 | 105763591.3815 | 1333.5214 | 2.8519 | 16846.6442 | 37084.6701 | 343.4416 | 756.0212
1 | 5900 | 707 | 0.035 | 15 | 15 | 7 | 1.7783e-12 | 0 | CO2 | Porous | Wet | R245fa | MinimizeLCOE_Brownfield | IgnoreSilica | 35.4413 | 7.3108 | 0.95759 | 4 | 13419.3321 | 28487.9189 | 273.5712 | 580.7648 | 151.5151 | 21.1685 | 10309657910.7042 | 3316503.1651 | 0 | 1580301.6069 | 0 | 0 | 0 | 1987243.9977 | 2684779.0202 | 6985244.2866 | 4767572.758 | 21321644.8346 | 3144235.0165 | 26934732.84 | 26934732.84 | 20193244.4958 | 10589842.3133 | 0 | 51400612.6911 | 109118432.3402 | 1778.2794 | 3.8303 | 13419.3321 | 28487.9189 | 273.5712 | 580.7648
1 | 5900 | 707 | 0.035 | 15 | 15 | 7 | 2.3714e-12 | 0 | CO2 | Porous | Wet | R245fa | MinimizeLCOE_Brownfield | IgnoreSilica | 44.665 | 9.4381 | 1.2663 | 4 | 10891.7244 | 22286.7793 | 222.0425 | 454.3461 | 152.694 | 21.1241 | 11750215531.1965 | 3933588.5634 | 0 | 1901541.4841 | 0 | 0 | 0 | 2265401.2938 | 3159207.2231 | 8219609.1521 | 5610052.1424 | 25089399.8589 | 3144235.0165 | 26934732.84 | 26934732.84 | 20193244.4958 | 10589842.3133 | 0 | 55168367.7154 | 112886187.3645 | 2371.3737 | 5.0652 | 10891.7244 | 22286.7793 | 222.0425 | 454.3461
1 | 5900 | 707 | 0.035 | 15 | 15 | 7 | 3.1623e-12 | 0 | CO2 | Porous | Wet | R245fa | MinimizeLCOE_Brownfield | IgnoreSilica | 55.6265 | 11.9872 | 1.6466 | 4 | 9001.0178 | 17764.2385 | 183.4979 | 362.148 | 153.4743 | 21.0177 | 13132349343.5204 | 4614992.4255 | 0 | 2266510.8382 | 0 | 0 | 0 | 2547841.4413 | 3677444.435 | 9567956.0722 | 6530326.6211 | 29205071.8332 | 3144235.0165 | 26934732.84 | 26934732.84 | 20193244.4958 | 10589842.3133 | 0 | 59284039.6898 | 117001859.3389 | 3162.2777 | 6.5864 | 9001.0178 | 17764.2385 | 183.4979 | 362.148
1 | 5900 | 707 | 0.035 | 15 | 15 | 7 | 4.217e-12 | 0 | CO2 | Porous | Wet | R245fa | MinimizeLCOE_Brownfield | IgnoreSilica | 68.1332 | 14.9224 | 2.0978 | 4 | 7577.5526 | 14455.7824 | 154.4787 | 294.7007 | 153.8928 | 20.8463 | 14442542951.8262 | 5338313.905 | 0 | 2665751.118 | 0 | 0 | 0 | 2814272.0021 | 4219151.4398 | 10977366.5794 | 7492278.2527 | 33507133.297 | 3144235.0165 | 26934732.84 | 26934732.84 | 20193244.4958 | 10589842.3133 | 0 | 63586101.1535 | 121303920.8026 | 4216.965 | 8.3914 | 7577.5526 | 14455.7824 | 154.4787 | 294.7007
1 | 5900 | 707 | 0.035 | 15 | 15 | 7 | 5.6234e-12 | 0 | CO2 | Porous | Wet | R245fa | MinimizeLCOE_Brownfield | IgnoreSilica | 81.6681 | 18.1329 | 2.6077 | 4 | 6502.2065 | 12035.6465 | 132.5563 | 245.3629 | 153.9663 | 20.6023 | 15608898326.909 | 6066734.3763 | 0 | 3081586.9201 | 0 | 0 | 0 | 3037891.8985 | 4752623.146 | 12365350.5288 | 8439605.8184 | 37743792.6879 | 3144235.0165 | 26934732.84 | 26934732.84 | 20193244.4958 | 10589842.3133 | 0 | 67822760.5445 | 125540580.1936 | 5623.4133 | 10.4307 | 6502.2065 | 12035.6465 | 132.5563 | 245.3629
1 | 5900 | 707 | 0.035 | 15 | 15 | 7 | 7.4989e-12 | 0 | CO2 | Porous | Wet | R245fa | MinimizeLCOE_Brownfield | IgnoreSilica | 95.405 | 21.4295 | 3.1496 | 4 | 5691.4483 | 10272.8272 | 116.0279 | 209.4255 | 153.7301 | 20.2948 | 16583163118.313 | 6755096.7296 | 0 | 3489709.1439 | 0 | 0 | 0 | 3194163.6849 | 5241198.1278 | 13636522.411 | 9307206.748 | 41623896.8452 | 3144235.0165 | 26934732.84 | 26934732.84 | 20193244.4958 | 10589842.3133 | 0 | 71702864.7017 | 129420684.3508 | 7498.9421 | 12.5984 | 5691.4483 | 10272.8272 | 116.0279 | 209.4255
1 | 5900 | 707 | 0.035 | 15 | 15 | 7 | 1e-11 | 0 | CO2 | Porous | Wet | R245fa | MinimizeLCOE_Brownfield | IgnoreSilica | 108.4692 | 24.6019 | 3.6893 | 4 | 5082.6799 | 8993.8852 | 103.6173 | 183.3525 | 153.2536 | 19.947 | 17342952981.0376 | 7365610.1346 | 0 | 3867030.7725 | 0 | 0 | 0 | 3272580.9735 | 5657036.5335 | 14718448.6423 | 10045643.6323 | 44926350.6887 | 3144235.0165 | 26934732.84 | 26934732.84 | 20193244.4958 | 10589842.3133 | 0 | 75005318.5452 | 132723138.1943 | 10000 | 14.757 | 5082.6799 | 8993.8852 | 103.6173 | 183.3525
1 | 5900 | 707 | 0.035 | 15 | 15 | 7 | 1.3335e-11 | 0 | CO2 | Porous | Wet | R245fa | MinimizeLCOE_Brownfield | IgnoreSilica | 120.1944 | 27.4809 | 4.1947 | 4 | 4627.3711 | 8067.3186 | 94.3352 | 164.4632 | 152.6309 | 19.5889 | 17888492667.4019 | 7878230.3836 | 0 | 4197972.3348 | 0 | 0 | 0 | 3280068.998 | 5988945.9694 | 15582008.9107 | 10635041.2598 | 47562267.8563 | 3144235.0165 | 26934732.84 | 26934732.84 | 20193244.4958 | 10589842.3133 | 0 | 77641235.7129 | 135359055.362 | 13335.2143 | 16.7787 | 4627.3711 | 8067.3186 | 94.3352 | 164.4632
1 | 5900 | 707 | 0.035 | 15 | 15 | 7 | 1.7783e-11 | 0 | CO2 | Porous | Wet | R245fa | MinimizeLCOE_Brownfield | IgnoreSilica | 130.2138 | 29.9675 | 4.6436 | 4 | 4287.1487 | 7394.5511 | 87.3993 | 150.7479 | 151.9518 | 19.245 | 18258733128.1225 | 8289675.8435 | 0 | 4475668.7305 | 0 | 0 | 0 | 3233284.827 | 6239465.4664 | 16233809.2531 | 11079908.3867 | 49551812.5071 | 3144235.0165 | 26934732.84 | 26934732.84 | 20193244.4958 | 10589842.3133 | 0 | 79630780.3636 | 137348600.0127 | 17782.7941 | 18.5743 | 4287.1487 | 7394.5511 | 87.3993 | 150.7479
1 | 5900 | 707 | 0.035 | 15 | 15 | 7 | 2.3714e-11 | 0 | CO2 | Porous | Wet | R245fa | MinimizeLCOE_Brownfield | IgnoreSilica | 138.4427 | 32.0272 | 5.0246 | 4 | 4034.1062 | 6905.8909 | 82.2407 | 140.7859 | 151.3007 | 18.9416 | 18494561886.5809 | 8609876.8313 | 0 | 4700547.8456 | 0 | 0 | 0 | 3155604.3101 | 6421751.3049 | 16708079.613 | 11403607.6526 | 50999467.5575 | 3144235.0165 | 26934732.84 | 26934732.84 | 20193244.4958 | 10589842.3133 | 0 | 81078435.414 | 138796255.0631 | 23713.7371 | 20.0982 | 4034.1062 | 6905.8909 | 82.2407 | 140.7859
1 | 5900 | 707 | 0.035 | 15 | 15 | 7 | 3.1623e-11 | 0 | CO2 | Porous | Wet | R245fa | MinimizeLCOE_Brownfield | IgnoreSilica | 145.0003 | 33.6818 | 5.3373 | 4 | 3845.4816 | 6549.0059 | 78.3953 | 133.5103 | 150.7181 | 18.6841 | 18646095556.1682 | 8853207.1924 | 0 | 4877838.6403 | 0 | 0 | 0 | 3064033.4755 | 6550080.9302 | 17041966.974 | 11631492.6371 | 52018619.8494 | 3144235.0165 | 26934732.84 | 26934732.84 | 20193244.4958 | 10589842.3133 | 0 | 82097587.7059 | 139815407.355 | 31622.7766 | 21.3491 | 3845.4816 | 6549.0059 | 78.3953 | 133.5103
1 | 5900 | 707 | 0.035 | 15 | 15 | 7 | 4.217e-11 | 0 | CO2 | Porous | Wet | R245fa | MinimizeLCOE_Brownfield | IgnoreSilica | 150.1555 | 34.9903 | 5.5883 | 4 | 3704.7657 | 6286.8604 | 75.5267 | 128.1662 | 150.2198 | 18.4719 | 18730249077.0738 | 9037020.5265 | 0 | 5016088.8083 | 0 | 0 | 0 | 2972951.859 | 6640163.8656 | 17276344.2934 | 11791459.9736 | 52734029.3264 | 3144235.0165 | 26934732.84 | 26934732.84 | 20193244.4958 | 10589842.3133 | 0 | 82812997.1829 | 140530816.832 | 42169.6503 | 22.3531 | 3704.7657 | 6286.8604 | 75.5267 | 128.1662
1 | 5900 | 707 | 0.035 | 15 | 15 | 7 | 5.6234e-11 | 0 | CO2 | Porous | Wet | R245fa | MinimizeLCOE_Brownfield | IgnoreSilica | 154.1554 | 36.0104 | 5.7862 | 4 | 3599.686 | 6093.475 | 73.3845 | 124.2237 | 149.8083 | 18.3012 | 18772033832.8385 | 9175039.9598 | 0 | 5122705.1373 | 0 | 0 | 0 | 2889877.2323 | 6703172.7085 | 17440280.3777 | 11903349.7197 | 53234425.1355 | 3144235.0165 | 26934732.84 | 26934732.84 | 20193244.4958 | 10589842.3133 | 0 | 83313392.992 | 141031212.6411 | 56234.1325 | 23.1446 | 3599.686 | 6093.475 | 73.3845 | 124.2237
1 | 5900 | 707 | 0.035 | 15 | 15 | 7 | 7.4989e-11 | 0 | CO2 | Porous | Wet | R245fa | MinimizeLCOE_Brownfield | IgnoreSilica | 157.2124 | 36.7934 | 5.9398 | 4 | 3521.1426 | 5950.4306 | 71.7833 | 121.3076 | 149.4789 | 18.1671 | 18795902622.2007 | 9277768.1086 | 0 | 5203812.6878 | 0 | 0 | 0 | 2817742.1468 | 6746735.9479 | 17553622.9905 | 11980708.3819 | 53580390.2635 | 3144235.0165 | 26934732.84 | 26934732.84 | 20193244.4958 | 10589842.3133 | 0 | 83659358.12 | 141377177.7691 | 74989.4209 | 23.7592 | 3521.1426 | 5950.4306 | 71.7833 | 121.3076
1 | 5900 | 707 | 0.035 | 15 | 15 | 7 | 1e-10 | 0 | CO2 | Porous | Wet | R245fa | MinimizeLCOE_Brownfield | IgnoreSilica | 159.5292 | 37.3891 | 6.0579 | 4 | 3462.3867 | 5844.3292 | 70.5854 | 119.1446 | 149.2205 | 18.0635 | 18811474616.7963 | 9354018.5771 | 0 | 5265074.8715 | 0 | 0 | 0 | 2757441.9169 | 6776848.7926 | 17631970.4354 | 12034182.1229 | 53819536.7165 | 3144235.0165 | 26934732.84 | 26934732.84 | 20193244.4958 | 10589842.3133 | 0 | 83898504.573 | 141616324.2221 | 100000 | 24.2314 | 3462.3867 | 5844.3292 | 70.5854 | 119.1446
1 | 5900 | 707 | 0.035 | 15 | 15 | 7 | 1.3335e-10 | 0 | CO2 | Porous | Wet | R245fa | MinimizeLCOE_Brownfield | IgnoreSilica | 161.3003 | 37.8451 | 6.1484 | 4 | 3418.4052 | 5765.2723 | 69.6888 | 117.5329 | 149.0179 | 17.983 | 18813590768.342 | 9411364.8571 | 0 | 5311784.5394 | 0 | 0 | 0 | 2709001.3005 | 6798538.7718 | 17688403.3123 | 12072698.721 | 53991791.5021 | 3144235.0165 | 26934732.84 | 26934732.84 | 20193244.4958 | 10589842.3133 | 0 | 84070759.3586 | 141788579.0077 | 133352.1432 | 24.5936 | 3418.4052 | 5765.2723 | 69.6888 | 117.5329
1 | 5900 | 707 | 0.035 | 15 | 15 | 7 | 1.7783e-10 | 0 | CO2 | Porous | Wet | R245fa | MinimizeLCOE_Brownfield | IgnoreSilica | 162.6498 | 38.1947 | 6.2178 | 4 | 3384.972 | 5705.6361 | 69.0072 | 116.3171 | 148.8544 | 17.9172 | 18810172915.8233 | 9453874.0831 | 0 | 5347307.3952 | 0 | 0 | 0 | 2668980.3553 | 6813363.1151 | 17726973.2126 | 12099023.4705 | 54109521.6318 | 3144235.0165 | 26934732.84 | 26934732.84 | 20193244.4958 | 10589842.3133 | 0 | 84188489.4883 | 141906309.1374 | 177827.941 | 24.8713 | 3384.972 | 5705.6361 | 69.0072 | 116.3171
1 | 5900 | 707 | 0.035 | 15 | 15 | 7 | 2.3714e-10 | 0 | CO2 | Porous | Wet | R245fa | MinimizeLCOE_Brownfield | IgnoreSilica | 163.6561 | 38.4547 | 6.2699 | 4 | 3360.3142 | 5661.6866 | 68.5046 | 115.4211 | 148.7354 | 17.8707 | 18809338844.0302 | 9485746.3137 | 0 | 5373757.0288 | 0 | 0 | 0 | 2638849.7366 | 6824357.7008 | 17755578.8693 | 12118547.419 | 54196837.0683 | 3144235.0165 | 26934732.84 | 26934732.84 | 20193244.4958 | 10589842.3133 | 0 | 84275804.9248 | 141993624.5739 | 237137.3706 | 25.0797 | 3360.3142 | 5661.6866 | 68.5046 | 115.4211
1 | 5900 | 707 | 0.035 | 15 | 15 | 7 | 3.1623e-10 | 0 | CO2 | Porous | Wet | R245fa | MinimizeLCOE_Brownfield | IgnoreSilica | 164.4138 | 38.6507 | 6.3093 | 4 | 3341.8363 | 5628.8392 | 68.1279 | 114.7515 | 148.6449 | 17.8354 | 18807934476.5728 | 9509568.8661 | 0 | 5393652.1888 | 0 | 0 | 0 | 2615530.3895 | 6832313.0633 | 17776277.0906 | 12132674.3803 | 54260015.9785 | 3144235.0165 | 26934732.84 | 26934732.84 | 20193244.4958 | 10589842.3133 | 0 | 84338983.8351 | 142056803.4842 | 316227.766 | 25.2373 | 3341.8363 | 5628.8392 | 68.1279 | 114.7515
1 | 5900 | 707 | 0.035 | 15 | 15 | 7 | 4.217e-10 | 0 | CO2 | Porous | Wet | R245fa | MinimizeLCOE_Brownfield | IgnoreSilica | 164.9861 | 38.7988 | 6.3391 | 4 | 3327.9868 | 5604.253 | 67.8455 | 114.2503 | 148.576 | 17.8087 | 18805493230.3279 | 9527461.8027 | 0 | 5408667.4058 | 0 | 0 | 0 | 2597681.5457 | 6838186.1941 | 17791557.7723 | 12143103.7595 | 54306658.4801 | 3144235.0165 | 26934732.84 | 26934732.84 | 20193244.4958 | 10589842.3133 | 0 | 84385626.3366 | 142103445.9857 | 421696.5034 | 25.3564 | 3327.9868 | 5604.253 | 67.8455 | 114.2503
1 | 5900 | 707 | 0.035 | 15 | 15 | 7 | 5.6234e-10 | 0 | CO2 | Porous | Wet | R245fa | MinimizeLCOE_Brownfield | IgnoreSilica | 165.407 | 38.9081 | 6.3613 | 4 | 3317.605 | 5585.9129 | 67.6339 | 113.8764 | 148.525 | 17.7889 | 18807053556.8325 | 9540562.8513 | 0 | 5419703.0358 | 0 | 0 | 0 | 2583843.4556 | 6842202.6436 | 17802007.75 | 12150236.0841 | 54338555.8204 | 3144235.0165 | 26934732.84 | 26934732.84 | 20193244.4958 | 10589842.3133 | 0 | 84417523.6769 | 142135343.326 | 562341.3252 | 25.4453 | 3317.605 | 5585.9129 | 67.6339 | 113.8764
1 | 5900 | 707 | 0.035 | 15 | 15 | 7 | 7.4989e-10 | 0 | CO2 | Porous | Wet | R245fa | MinimizeLCOE_Brownfield | IgnoreSilica | 165.736 | 38.9931 | 6.3783 | 4 | 3309.8219 | 5572.0936 | 67.4752 | 113.5947 | 148.485 | 17.7735 | 18803038345.4109 | 9550771.1084 | 0 | 5428323.773 | 0 | 0 | 0 | 2573625.5278 | 6845560.9596 | 17810745.3992 | 12156199.7092 | 54365226.4773 | 3144235.0165 | 26934732.84 | 26934732.84 | 20193244.4958 | 10589842.3133 | 0 | 84444194.3338 | 142162013.9829 | 749894.2093 | 25.5132 | 3309.8219 | 5572.0936 | 67.4752 | 113.5947
1 | 5900 | 707 | 0.035 | 15 | 15 | 7 | 1e-09 | 0 | CO2 | Porous | Wet | R245fa | MinimizeLCOE_Brownfield | IgnoreSilica | 165.9749 | 39.0551 | 6.3909 | 4 | 3303.9866 | 5561.7953 | 67.3562 | 113.3847 | 148.4558 | 17.7622 | 18803115598.863 | 9558166.4286 | 0 | 5434583.4794 | 0 | 0 | 0 | 2565700.4987 | 6847795.6586 | 17816559.6277 | 12160168.0396 | 54382973.7326 | 3144235.0165 | 26934732.84 | 26934732.84 | 20193244.4958 | 10589842.3133 | 0 | 84461941.5891 | 142179761.2382 | 1000000 | 25.5636 | 3303.9866 | 5561.7953 | 67.3562 | 113.3847
1 | 5900 | 707 | 0.035 | 15 | 15 | 7 | 1.3335e-09 | 0 | CO2 | Porous | Wet | R245fa | MinimizeLCOE_Brownfield | IgnoreSilica | 166.1575 | 39.1024 | 6.4004 | 4 | 3299.6114 | 5554.057 | 67.267 | 113.227 | 148.4334 | 17.7536 | 18801832865.4448 | 9563809.0028 | 0 | 5439366.584 | 0 | 0 | 0 | 2559788.9294 | 6849556.1613 | 17821140.0947 | 12163294.3024 | 54396955.0747 | 3144235.0165 | 26934732.84 | 26934732.84 | 20193244.4958 | 10589842.3133 | 0 | 84475922.9313 | 142193742.5804 | 1333521.4322 | 25.6018 | 3299.6114 | 5554.057 | 67.267 | 113.227
1 | 5900 | 707 | 0.035 | 15 | 15 | 7 | 1.7783e-09 | 0 | CO2 | Porous | Wet | R245fa | MinimizeLCOE_Brownfield | IgnoreSilica | 166.289 | 39.1367 | 6.4075 | 4 | 3296.3308 | 5548.2942 | 67.2002 | 113.1095 | 148.4173 | 17.7474 | 18803031186.3125 | 9567865.709 | 0 | 5442810.3226 | 0 | 0 | 0 | 2555204.6443 | 6850693.4636 | 17824099.1218 | 12165313.8993 | 54405987.1606 | 3144235.0165 | 26934732.84 | 26934732.84 | 20193244.4958 | 10589842.3133 | 0 | 84484955.0171 | 142202774.6662 | 1778279.41 | 25.63 | 3296.3308 | 5548.2942 | 67.2002 | 113.1095
1 | 5900 | 707 | 0.035 | 15 | 15 | 7 | 2.3714e-09 | 0 | CO2 | Porous | Wet | R245fa | MinimizeLCOE_Brownfield | IgnoreSilica | 166.4035 | 39.1659 | 6.4131 | 4 | 3293.8709 | 5543.8702 | 67.15 | 113.0193 | 148.4033 | 17.7419 | 18797659956.8482 | 9571396.7333 | 0 | 5445807.9037 | 0 | 0 | 0 | 2552113.9088 | 6852034.2329 | 17827587.5285 | 12167694.8085 | 54416635.1158 | 3144235.0165 | 26934732.84 | 26934732.84 | 20193244.4958 | 10589842.3133 | 0 | 84495602.9723 | 142213422.6214 | 2371373.7057 | 25.6524 | 3293.8709 | 5543.8702 | 67.15 | 113.0193
1 | 5900 | 707 | 0.035 | 15 | 15 | 7 | 3.1623e-09 | 0 | CO2 | Porous | Wet | R245fa | MinimizeLCOE_Brownfield | IgnoreSilica | 166.4741 | 39.1845 | 6.417 | 4 | 3292.0264 | 5540.6549 | 67.1124 | 112.9537 | 148.3946 | 17.7386 | 18799682695.7067 | 9573568.5906 | 0 | 5447655.172 | 0 | 0 | 0 | 2549438.6849 | 6852558.3545 | 17828951.1854 | 12168625.5324 | 54420797.5197 | 3144235.0165 | 26934732.84 | 26934732.84 | 20193244.4958 | 10589842.3133 | 0 | 84499765.3762 | 142217585.0253 | 3162277.6602 | 25.668 | 3292.0264 | 5540.6549 | 67.1124 | 112.9537
1 | 5900 | 707 | 0.035 | 15 | 15 | 7 | 4.217e-09 | 0 | CO2 | Porous | Wet | R245fa | MinimizeLCOE_Brownfield | IgnoreSilica | 166.5324 | 39.1996 | 6.42 | 4 | 3290.6432 | 5538.2087 | 67.0842 | 112.9039 | 148.3874 | 17.7358 | 18799053003.9195 | 9575364.5683 | 0 | 5449182.5136 | 0 | 0 | 0 | 2547551.5646 | 6853118.4721 | 17830408.4966 | 12169620.1772 | 54425245.7925 | 3144235.0165 | 26934732.84 | 26934732.84 | 20193244.4958 | 10589842.3133 | 0 | 84504213.649 | 142222033.2981 | 4216965.0343 | 25.6802 | 3290.6432 | 5538.2087 | 67.0842 | 112.9039
1 | 5900 | 707 | 0.035 | 15 | 15 | 7 | 5.6234e-09 | 0 | CO2 | Porous | Wet | R245fa | MinimizeLCOE_Brownfield | IgnoreSilica | 166.5667 | 39.2088 | 6.4221 | 4 | 3289.6061 | 5536.4371 | 67.0631 | 112.8678 | 148.3831 | 17.7342 | 18802335580.4706 | 9576417.1087 | 0 | 5450079.474 | 0 | 0 | 0 | 2545917.8527 | 6853241.6298 | 17830728.9276 | 12169838.8779 | 54426223.8706 | 3144235.0165 | 26934732.84 | 26934732.84 | 20193244.4958 | 10589842.3133 | 0 | 84505191.7271 | 142223011.3763 | 5623413.2519 | 25.6885 | 3289.6061 | 5536.4371 | 67.0631 | 112.8678
1 | 5900 | 707 | 0.035 | 15 | 15 | 7 | 7.4989e-09 | 0 | CO2 | Porous | Wet | R245fa | MinimizeLCOE_Brownfield | IgnoreSilica | 166.6056 | 39.2186 | 6.424 | 4 | 3288.8283 | 5535.022 | 67.0472 | 112.8389 | 148.3784 | 17.7324 | 18799574112.8547 | 9577614.7195 | 0 | 5451097.6004 | 0 | 0 | 0 | 2544991.563 | 6853744.5143 | 17832037.3299 | 12170731.8894 | 54430217.6164 | 3144235.0165 | 26934732.84 | 26934732.84 | 20193244.4958 | 10589842.3133 | 0 | 84509185.473 | 142227005.1221 | 7498942.0933 | 25.6958 | 3288.8283 | 5535.022 | 67.0472 | 112.8389
1 | 5900 | 707 | 0.035 | 15 | 15 | 7 | 1e-08 | 0 | CO2 | Porous | Wet | R245fa | MinimizeLCOE_Brownfield | IgnoreSilica | 166.625 | 39.2239 | 6.4251 | 4 | 3288.2451 | 5534.0249 | 67.0353 | 112.8186 | 148.3759 | 17.7314 | 18801350281.3069 | 9578211.8033 | 0 | 5451606.6458 | 0 | 0 | 0 | 2544075.0238 | 6853818.4544 | 17832229.7069 | 12170863.1907 | 54430804.8249 | 3144235.0165 | 26934732.84 | 26934732.84 | 20193244.4958 | 10589842.3133 | 0 | 84509772.6815 | 142227592.3306 | 10000000 | 25.7006 | 3288.2451 | 5534.0249 | 67.0353 | 112.8186
1 | 6000 | 707 | 0.035 | 15 | 15 | 7 | 1e-13 | 0 | CO2 | Porous | Wet | R245fa | MinimizeLCOE_Brownfield | IgnoreSilica | 2.1356 | 0.064216 | 0.0067006 | 4 | 1228520.0526 | 3429457.692 | 25045.043 | 69914.1337 | 92.9373 | 18.5606 | 27530579.8243 | 298842.691 | 0 | 125467.9599 | 0 | 0 | 0 | 295435.7178 | 280701.0838 | 730326.6403 | 498462.9387 | 2229237.0314 | 3144235.0165 | 27554035.6139 | 27554035.6139 | 20626182.4834 | 10810590.2618 | 0 | 32927507.6618 | 91918316.021 | 100 | 0.026803 | 1228520.0526 | 3429457.692 | 25045.043 | 69914.1337
1 | 6000 | 707 | 0.035 | 15 | 15 | 7 | 1.3335e-13 | 0 | CO2 | Porous | Wet | R245fa | MinimizeLCOE_Brownfield | IgnoreSilica | 3.1102 | 0.20373 | 0.020808 | 4 | 407411.9876 | 1116162.1376 | 8305.6444 | 22754.4749 | 106.757 | 19.4796 | 658153532.6602 | 438399.564 | 0 | 199754.7831 | 0 | 0 | 0 | 398735.4074 | 404387.0042 | 1052132.0338 | 718101.7322 | 3211510.5247 | 3144235.0165 | 27554035.6139 | 27554035.6139 | 20626182.4834 | 10810590.2618 | 0 | 33909781.1551 | 92900589.5143 | 133.3521 | 0.083232 | 407411.9876 | 1116162.1376 | 8305.6444 | 22754.4749
1 | 6000 | 707 | 0.035 | 15 | 15 | 7 | 1.7783e-13 | 0 | CO2 | Porous | Wet | R245fa | MinimizeLCOE_Brownfield | IgnoreSilica | 4.3166 | 0.41233 | 0.043392 | 4 | 201858.6141 | 541728.1705 | 4115.1609 | 11043.8615 | 117.7384 | 20.1181 | 1238066182.6825 | 601563.0908 | 0 | 287879.6385 | 0 | 0 | 0 | 511191.9575 | 546247.5279 | 1421224.0167 | 970014.5947 | 4338120.8261 | 3144235.0165 | 27554035.6139 | 27554035.6139 | 20626182.4834 | 10810590.2618 | 0 | 35036391.4565 | 94027199.8157 | 177.8279 | 0.17357 | 201858.6141 | 541728.1705 | 4115.1609 | 11043.8615
1 | 6000 | 707 | 0.035 | 15 | 15 | 7 | 2.3714e-13 | 0 | CO2 | Porous | Wet | R245fa | MinimizeLCOE_Brownfield | IgnoreSilica | 5.9017 | 0.7158 | 0.077413 | 4 | 117371.6236 | 307878.5902 | 2392.7793 | 6276.5215 | 126.8931 | 20.5912 | 1996758306.9711 | 801102.5175 | 0 | 376631.398 | 0 | 0 | 0 | 645188.6793 | 710939.812 | 1849719.557 | 1262471.6056 | 5646053.5694 | 3144235.0165 | 27554035.6139 | 27554035.6139 | 20626182.4834 | 10810590.2618 | 0 | 36344324.1998 | 95335132.559 | 237.1374 | 0.30965 | 117371.6236 | 307878.5902 | 2392.7793 | 6276.5215
1 | 6000 | 707 | 0.035 | 15 | 15 | 7 | 3.1623e-13 | 0 | CO2 | Porous | Wet | R245fa | MinimizeLCOE_Brownfield | IgnoreSilica | 7.8313 | 1.1154 | 0.12546 | 4 | 75260.0351 | 192809.9385 | 1534.2776 | 3930.6914 | 133.9284 | 20.9227 | 2886677819.4313 | 1025755.2316 | 0 | 472281.7744 | 0 | 0 | 0 | 784613.2606 | 890233.604 | 2316205.2256 | 1580857.6597 | 7069946.7559 | 3144235.0165 | 27554035.6139 | 27554035.6139 | 20626182.4834 | 10810590.2618 | 0 | 37768217.3863 | 96759025.7455 | 316.2278 | 0.50184 | 75260.0351 | 192809.9385 | 1534.2776 | 3930.6914
1 | 6000 | 707 | 0.035 | 15 | 15 | 7 | 4.217e-13 | 0 | CO2 | Porous | Wet | R245fa | MinimizeLCOE_Brownfield | IgnoreSilica | 10.2649 | 1.6412 | 0.1911 | 4 | 51557.2788 | 128728.4132 | 1051.0649 | 2624.3028 | 139.556 | 21.168 | 4004584352.6765 | 1287321.5821 | 0 | 586430.4609 | 0 | 0 | 0 | 939356.4548 | 1097112.3141 | 2854461.1927 | 1948228.4173 | 8712910.4218 | 3144235.0165 | 27554035.6139 | 27554035.6139 | 20626182.4834 | 10810590.2618 | 0 | 39411181.0522 | 98401989.4114 | 421.6965 | 0.76442 | 51557.2788 | 128728.4132 | 1051.0649 | 2624.3028
1 | 6000 | 707 | 0.035 | 15 | 15 | 7 | 5.6234e-13 | 0 | CO2 | Porous | Wet | R245fa | MinimizeLCOE_Brownfield | IgnoreSilica | 13.366 | 2.3285 | 0.27936 | 4 | 36991.3602 | 89782.6545 | 754.1189 | 1830.3409 | 144.0777 | 21.3504 | 5176693327.772 | 1595055.6425 | 0 | 724326.2617 | 0 | 0 | 0 | 1114998.7551 | 1339408.4571 | 3484866.055 | 2378492.6894 | 10637147.8607 | 3144235.0165 | 27554035.6139 | 27554035.6139 | 20626182.4834 | 10810590.2618 | 0 | 41335418.4911 | 100326226.8503 | 562.3413 | 1.1174 | 36991.3602 | 89782.6545 | 754.1189 | 1830.3409
1 | 6000 | 707 | 0.035 | 15 | 15 | 7 | 7.4989e-13 | 0 | CO2 | Porous | Wet | R245fa | MinimizeLCOE_Brownfield | IgnoreSilica | 17.3024 | 3.2161 | 0.39656 | 4 | 27475.4974 | 64664.9916 | 560.1252 | 1318.2833 | 147.6715 | 21.4817 | 6447098172.2156 | 1955971.2167 | 0 | 890464.4952 | 0 | 0 | 0 | 1313371.7162 | 1622324.897 | 4220956.5973 | 2880889.6096 | 12883978.532 | 3144235.0165 | 27554035.6139 | 27554035.6139 | 20626182.4834 | 10810590.2618 | 0 | 43582249.1624 | 102573057.5216 | 749.8942 | 1.5862 | 27475.4974 | 64664.9916 | 560.1252 | 1318.2833
1 | 6000 | 707 | 0.035 | 15 | 15 | 7 | 1e-12 | 0 | CO2 | Porous | Wet | R245fa | MinimizeLCOE_Brownfield | IgnoreSilica | 22.2749 | 4.351 | 0.55058 | 4 | 20976.2407 | 47762.1856 | 427.629 | 973.6968 | 150.4973 | 21.5691 | 7802486043.3364 | 2377759.9094 | 0 | 1089895.8532 | 0 | 0 | 0 | 1536067.4928 | 1951452.0696 | 5077277.9872 | 3465346.5539 | 15497799.8662 | 3144235.0165 | 27554035.6139 | 27554035.6139 | 20626182.4834 | 10810590.2618 | 0 | 46196070.4966 | 105186878.8557 | 1000 | 2.2023 | 20976.2407 | 47762.1856 | 427.629 | 973.6968
1 | 6000 | 707 | 0.035 | 15 | 15 | 7 | 1.3335e-12 | 0 | CO2 | Porous | Wet | R245fa | MinimizeLCOE_Brownfield | IgnoreSilica | 28.5157 | 5.7885 | 0.75089 | 4 | 16387.2834 | 36027.6071 | 334.0769 | 734.4715 | 152.6886 | 21.6148 | 9205088714.2834 | 2868141.4481 | 0 | 1328005.6352 | 0 | 0 | 0 | 1783941.2023 | 2332234.4313 | 6067995.5833 | 4141531.6704 | 18521849.9706 | 3144235.0165 | 27554035.6139 | 27554035.6139 | 20626182.4834 | 10810590.2618 | 0 | 49220120.601 | 108210928.9602 | 1333.5214 | 3.0036 | 16387.2834 | 36027.6071 | 334.0769 | 734.4715
1 | 6000 | 707 | 0.035 | 15 | 15 | 7 | 1.7783e-12 | 0 | CO2 | Porous | Wet | R245fa | MinimizeLCOE_Brownfield | IgnoreSilica | 36.2307 | 7.5804 | 1.0078 | 4 | 13064.5651 | 27698.82 | 266.3388 | 564.6779 | 154.3428 | 21.6164 | 10683014315.1448 | 3430462.9553 | 0 | 1608398.1027 | 0 | 0 | 0 | 2052939.4723 | 2765802.2068 | 7196049.9981 | 4911451.9877 | 21965104.7229 | 3144235.0165 | 27554035.6139 | 27554035.6139 | 20626182.4834 | 10810590.2618 | 0 | 52663375.3533 | 111654183.7124 | 1778.2794 | 4.031 | 13064.5651 | 27698.82 | 266.3388 | 564.6779
1 | 6000 | 707 | 0.035 | 15 | 15 | 7 | 2.3714e-12 | 0 | CO2 | Porous | Wet | R245fa | MinimizeLCOE_Brownfield | IgnoreSilica | 45.6387 | 9.7819 | 1.3317 | 4 | 10612.9316 | 21687.3014 | 216.359 | 442.125 | 155.5437 | 21.5671 | 12154335950.4639 | 4067262.371 | 0 | 1934635.5472 | 0 | 0 | 0 | 2339219.1756 | 3253035.6666 | 8463731.515 | 5776670.6713 | 25834554.9466 | 3144235.0165 | 27554035.6139 | 27554035.6139 | 20626182.4834 | 10810590.2618 | 0 | 56532825.577 | 115523633.9361 | 2371.3737 | 5.3268 | 10612.9316 | 21687.3014 | 216.359 | 442.125
1 | 6000 | 707 | 0.035 | 15 | 15 | 7 | 3.1623e-12 | 0 | CO2 | Porous | Wet | R245fa | MinimizeLCOE_Brownfield | IgnoreSilica | 56.7862 | 12.413 | 1.7299 | 4 | 8778.5851 | 17303.7923 | 178.9633 | 352.7612 | 156.3355 | 21.4532 | 13582724603.5529 | 4768351.5157 | 0 | 2304232.9642 | 0 | 0 | 0 | 2628205.2211 | 3783307.9834 | 9843391.3096 | 6718316.8303 | 30045805.8242 | 3144235.0165 | 27554035.6139 | 27554035.6139 | 20626182.4834 | 10810590.2618 | 0 | 60744076.4547 | 119734884.8138 | 3162.2777 | 6.9196 | 8778.5851 | 17303.7923 | 178.9633 | 352.7612
1 | 6000 | 707 | 0.035 | 15 | 15 | 7 | 4.217e-12 | 0 | CO2 | Porous | Wet | R245fa | MinimizeLCOE_Brownfield | IgnoreSilica | 69.4561 | 15.4319 | 2.2009 | 4 | 7397.5603 | 14098.2781 | 150.8093 | 287.4125 | 156.7564 | 21.2719 | 14917592838.3852 | 5509741.021 | 0 | 2707076.3778 | 0 | 0 | 0 | 2898610.1668 | 4335016.7506 | 11278824.3508 | 7698029.3761 | 34427298.043 | 3144235.0165 | 27554035.6139 | 27554035.6139 | 20626182.4834 | 10810590.2618 | 0 | 65125568.6734 | 124116377.0325 | 4216.965 | 8.8037 | 7397.5603 | 14098.2781 | 150.8093 | 287.4125
1 | 6000 | 707 | 0.035 | 15 | 15 | 7 | 5.6234e-12 | 0 | CO2 | Porous | Wet | R245fa | MinimizeLCOE_Brownfield | IgnoreSilica | 83.1445 | 18.7283 | 2.7316 | 4 | 6354.5851 | 11753.504 | 129.5468 | 239.6111 | 156.8247 | 21.0153 | 16093793262.901 | 6255070.8938 | 0 | 3126073.6321 | 0 | 0 | 0 | 3124947.8774 | 4877376.0373 | 12689931.9615 | 8661139.3158 | 38734539.7178 | 3144235.0165 | 27554035.6139 | 27554035.6139 | 20626182.4834 | 10810590.2618 | 0 | 69432810.3482 | 128423618.7073 | 5623.4133 | 10.9264 | 6354.5851 | 11753.504 | 129.5468 | 239.6111
1 | 6000 | 707 | 0.035 | 15 | 15 | 7 | 7.4989e-12 | 0 | CO2 | Porous | Wet | R245fa | MinimizeLCOE_Brownfield | IgnoreSilica | 96.954 | 22.094 | 3.2929 | 4 | 5568.6074 | 10047.247 | 113.5236 | 204.8267 | 156.5783 | 20.6948 | 17082547606.4391 | 6955155.1344 | 0 | 3534962.4271 | 0 | 0 | 0 | 3279871.4337 | 5370295.7081 | 13972407.8334 | 9536455.4506 | 42649147.9874 | 3144235.0165 | 27554035.6139 | 27554035.6139 | 20626182.4834 | 10810590.2618 | 0 | 73347418.6178 | 132338226.9769 | 7498.9421 | 13.1716 | 5568.6074 | 10047.247 | 113.5236 | 204.8267
1 | 6000 | 707 | 0.035 | 15 | 15 | 7 | 1e-11 | 0 | CO2 | Porous | Wet | R245fa | MinimizeLCOE_Brownfield | IgnoreSilica | 110.048 | 25.3232 | 3.8497 | 4 | 4978.7385 | 8809.5718 | 101.4983 | 179.595 | 156.09 | 20.3343 | 17840894684.5125 | 7574231.9736 | 0 | 3911993.6064 | 0 | 0 | 0 | 3355656.3158 | 5788333.9394 | 15060057.5597 | 10278798.7378 | 45969072.1328 | 3144235.0165 | 27554035.6139 | 27554035.6139 | 20626182.4834 | 10810590.2618 | 0 | 76667342.7632 | 135658151.1223 | 10000 | 15.3989 | 4978.7385 | 8809.5718 | 101.4983 | 179.595
1 | 6000 | 707 | 0.035 | 15 | 15 | 7 | 1.3335e-11 | 0 | CO2 | Porous | Wet | R245fa | MinimizeLCOE_Brownfield | IgnoreSilica | 121.7413 | 28.24 | 4.3689 | 4 | 4537.7453 | 7913.373 | 92.5081 | 161.3248 | 155.4583 | 19.9658 | 18387867710.7551 | 8091522.0425 | 0 | 4241140.4463 | 0 | 0 | 0 | 3359023.922 | 6119757.7002 | 15922354.201 | 10867333.9139 | 48601132.2259 | 3144235.0165 | 27554035.6139 | 27554035.6139 | 20626182.4834 | 10810590.2618 | 0 | 79299402.8564 | 138290211.2155 | 13335.2143 | 17.4755 | 4537.7453 | 7913.373 | 92.5081 | 161.3248
1 | 6000 | 707 | 0.035 | 15 | 15 | 7 | 1.7783e-11 | 0 | CO2 | Porous | Wet | R245fa | MinimizeLCOE_Brownfield | IgnoreSilica | 131.707 | 30.7525 | 4.8285 | 4 | 4208.3179 | 7262.6382 | 85.7923 | 148.0587 | 154.7732 | 19.6134 | 18754906881.2776 | 8505722.3217 | 0 | 4516681.6815 | 0 | 0 | 0 | 3308424.8081 | 6369023.2364 | 16570891.9948 | 11309974.2842 | 50580718.3268 | 3144235.0165 | 27554035.6139 | 27554035.6139 | 20626182.4834 | 10810590.2618 | 0 | 81278988.9572 | 140269797.3163 | 17782.7941 | 19.3139 | 4208.3179 | 7262.6382 | 85.7923 | 148.0587
1 | 6000 | 707 | 0.035 | 15 | 15 | 7 | 2.3714e-11 | 0 | CO2 | Porous | Wet | R245fa | MinimizeLCOE_Brownfield | IgnoreSilica | 139.8628 | 32.8267 | 5.2173 | 4 | 3963.3449 | 6790.0434 | 80.7981 | 138.4242 | 154.12 | 19.3041 | 18990425470.4483 | 8827046.2777 | 0 | 4739080.8594 | 0 | 0 | 0 | 3227263.2981 | 6549422.2697 | 17040253.2746 | 11630323.0021 | 52013388.9816 | 3144235.0165 | 27554035.6139 | 27554035.6139 | 20626182.4834 | 10810590.2618 | 0 | 82711659.612 | 141702467.9711 | 23713.7371 | 20.8692 | 3963.3449 | 6790.0434 | 80.7981 | 138.4242
1 | 6000 | 707 | 0.035 | 15 | 15 | 7 | 3.1623e-11 | 0 | CO2 | Porous | Wet | R245fa | MinimizeLCOE_Brownfield | IgnoreSilica | 146.3887 | 34.4987 | 5.5365 | 4 | 3780.7549 | 6444.4833 | 77.0758 | 131.3795 | 153.5339 | 19.0409 | 19126129017.652 | 9072309.8097 | 0 | 4915167.9046 | 0 | 0 | 0 | 3134193.3234 | 6677451.7047 | 17373359.6019 | 11857674.9151 | 53030157.2594 | 3144235.0165 | 27554035.6139 | 27554035.6139 | 20626182.4834 | 10810590.2618 | 0 | 83728427.8898 | 142719236.249 | 31622.7766 | 22.146 | 3780.7549 | 6444.4833 | 77.0758 | 131.3795
1 | 6000 | 707 | 0.035 | 15 | 15 | 7 | 4.217e-11 | 0 | CO2 | Porous | Wet | R245fa | MinimizeLCOE_Brownfield | IgnoreSilica | 151.4855 | 35.8132 | 5.7918 | 4 | 3644.5492 | 6190.8739 | 74.2991 | 126.2093 | 153.0362 | 18.8254 | 19207740080.4136 | 9256423.5264 | 0 | 5051602.9394 | 0 | 0 | 0 | 3041262.0727 | 6766222.53 | 17604323.08 | 12015312.2348 | 53735146.3833 | 3144235.0165 | 27554035.6139 | 27554035.6139 | 20626182.4834 | 10810590.2618 | 0 | 84433417.0137 | 143424225.3729 | 42169.6503 | 23.167 | 3644.5492 | 6190.8739 | 74.2991 | 126.2093
1 | 6000 | 707 | 0.035 | 15 | 15 | 7 | 5.6234e-11 | 0 | CO2 | Porous | Wet | R245fa | MinimizeLCOE_Brownfield | IgnoreSilica | 155.4265 | 36.8348 | 5.9926 | 4 | 3542.8412 | 6003.8371 | 72.2256 | 122.3963 | 152.6269 | 18.6529 | 19251209160.6929 | 9394241.6521 | 0 | 5156467.9713 | 0 | 0 | 0 | 2956638.0022 | 6827865.574 | 17764705.6357 | 12124776.6245 | 54224695.4597 | 3144235.0165 | 27554035.6139 | 27554035.6139 | 20626182.4834 | 10810590.2618 | 0 | 84922966.0901 | 143913774.4493 | 56234.1325 | 23.9703 | 3542.8412 | 6003.8371 | 72.2256 | 122.3963
1 | 6000 | 707 | 0.035 | 15 | 15 | 7 | 7.4989e-11 | 0 | CO2 | Porous | Wet | R245fa | MinimizeLCOE_Brownfield | IgnoreSilica | 158.4427 | 37.6199 | 6.1485 | 4 | 3466.8201 | 5865.4172 | 70.6758 | 119.5745 | 152.2991 | 18.5173 | 19273753929.0131 | 9497008.3793 | 0 | 5236368.5203 | 0 | 0 | 0 | 2883614.3389 | 6870626.583 | 17875961.0097 | 12200710.7034 | 54564289.5346 | 3144235.0165 | 27554035.6139 | 27554035.6139 | 20626182.4834 | 10810590.2618 | 0 | 85262560.165 | 144253368.5242 | 74989.4209 | 24.5939 | 3466.8201 | 5865.4172 | 70.6758 | 119.5745
1 | 6000 | 707 | 0.035 | 15 | 15 | 7 | 1e-10 | 0 | CO2 | Porous | Wet | R245fa | MinimizeLCOE_Brownfield | IgnoreSilica | 160.7324 | 38.2179 | 6.2683 | 4 | 3409.9523 | 5762.7006 | 69.5165 | 117.4804 | 152.0416 | 18.4123 | 19286419760.92 | 9573428.6491 | 0 | 5296818.6804 | 0 | 0 | 0 | 2822837.7198 | 6900303.1692 | 17953173.3995 | 12253409.746 | 54799971.3641 | 3144235.0165 | 27554035.6139 | 27554035.6139 | 20626182.4834 | 10810590.2618 | 0 | 85498241.9945 | 144489050.3536 | 100000 | 25.0731 | 3409.9523 | 5762.7006 | 69.5165 | 117.4804
1 | 6000 | 707 | 0.035 | 15 | 15 | 7 | 1.3335e-10 | 0 | CO2 | Porous | Wet | R245fa | MinimizeLCOE_Brownfield | IgnoreSilica | 162.477 | 38.6744 | 6.36 | 4 | 3367.3848 | 5686.1964 | 68.6487 | 115.9208 | 151.8404 | 18.3311 | 19288261046.1464 | 9630726.5747 | 0 | 5342761.317 | 0 | 0 | 0 | 2773959.6743 | 6921504.5507 | 18008335.0452 | 12291058.7026 | 54968345.8646 | 3144235.0165 | 27554035.6139 | 27554035.6139 | 20626182.4834 | 10810590.2618 | 0 | 85666616.495 | 144657424.8541 | 133352.1432 | 25.4401 | 3367.3848 | 5686.1964 | 68.6487 | 115.9208
1 | 6000 | 707 | 0.035 | 15 | 15 | 7 | 1.7783e-10 | 0 | CO2 | Porous | Wet | R245fa | MinimizeLCOE_Brownfield | IgnoreSilica | 163.469 | 38.9478 | 6.4238 | 4 | 3335.0368 | 5630.8218 | 67.9892 | 114.7919 | 151.7167 | 18.2805 | 19284306167.0502 | 9662236.0857 | 0 | 5368842.2987 | 0 | 0 | 0 | 2725423.7449 | 6925035.8304 | 18017522.7105 | 12297329.473 | 54996390.1432 | 3144235.0165 | 27554035.6139 | 27554035.6139 | 20626182.4834 | 10810590.2618 | 0 | 85694660.7736 | 144685469.1328 | 177827.941 | 25.6953 | 3335.0368 | 5630.8218 | 67.9892 | 114.7919
1 | 6000 | 707 | 0.035 | 15 | 15 | 7 | 2.3714e-10 | 0 | CO2 | Porous | Wet | R245fa | MinimizeLCOE_Brownfield | IgnoreSilica | 164.8035 | 39.286 | 6.4832 | 4 | 3311.1613 | 5585.9006 | 67.5025 | 113.8761 | 151.5593 | 18.2174 | 19280751323.9011 | 9705244.9398 | 0 | 5403877.5247 | 0 | 0 | 0 | 2703455.3174 | 6946905.335 | 18074422.6754 | 12336164.8682 | 55170070.6605 | 3144235.0165 | 27554035.6139 | 27554035.6139 | 20626182.4834 | 10810590.2618 | 0 | 85868341.2909 | 144859149.65 | 237137.3706 | 25.933 | 3311.1613 | 5585.9006 | 67.5025 | 113.8761
1 | 6000 | 707 | 0.035 | 15 | 15 | 7 | 3.1623e-10 | 0 | CO2 | Porous | Wet | R245fa | MinimizeLCOE_Brownfield | IgnoreSilica | 165.5534 | 39.4829 | 6.5232 | 4 | 3293.278 | 5554.083 | 67.1379 | 113.2275 | 151.469 | 18.1817 | 19277654765.4353 | 9729167.7113 | 0 | 5423538.2364 | 0 | 0 | 0 | 2680087.6567 | 6954789.5057 | 18094935.6703 | 12350165.4087 | 55232684.189 | 3144235.0165 | 27554035.6139 | 27554035.6139 | 20626182.4834 | 10810590.2618 | 0 | 85930954.8194 | 144921763.1786 | 316227.766 | 26.0928 | 3293.278 | 5554.083 | 67.1379 | 113.2275
1 | 6000 | 707 | 0.035 | 15 | 15 | 7 | 4.217e-10 | 0 | CO2 | Porous | Wet | R245fa | MinimizeLCOE_Brownfield | IgnoreSilica | 166.1038 | 39.6281 | 6.5531 | 4 | 3279.8743 | 5530.3722 | 66.8647 | 112.7441 | 151.4022 | 18.1553 | 19280313873.3826 | 9746630.2317 | 0 | 5437959.8298 | 0 | 0 | 0 | 2661834.1439 | 6960105.4401 | 18108766.6412 | 12359605.3306 | 55274901.6173 | 3144235.0165 | 27554035.6139 | 27554035.6139 | 20626182.4834 | 10810590.2618 | 0 | 85973172.2477 | 144963980.6069 | 421696.5034 | 26.2123 | 3279.8743 | 5530.3722 | 66.8647 | 112.7441
1 | 6000 | 707 | 0.035 | 15 | 15 | 7 | 5.6234e-10 | 0 | CO2 | Porous | Wet | R245fa | MinimizeLCOE_Brownfield | IgnoreSilica | 166.5324 | 39.7407 | 6.5759 | 4 | 3269.8268 | 5512.5259 | 66.6598 | 112.3803 | 151.3499 | 18.1347 | 19276044264.5202 | 9760173.3926 | 0 | 5449182.5136 | 0 | 0 | 0 | 2648264.2339 | 6964471.8547 | 18120127.1562 | 12367359.1155 | 55309578.2666 | 3144235.0165 | 27554035.6139 | 27554035.6139 | 20626182.4834 | 10810590.2618 | 0 | 86007848.897 | 144998657.2562 | 562341.3252 | 26.3035 | 3269.8268 | 5512.5259 | 66.6598 | 112.3803
1 | 6000 | 707 | 0.035 | 15 | 15 | 7 | 7.4989e-10 | 0 | CO2 | Porous | Wet | R245fa | MinimizeLCOE_Brownfield | IgnoreSilica | 166.8567 | 39.8259 | 6.5931 | 4 | 3262.2943 | 5499.1466 | 66.5063 | 112.1075 | 151.3102 | 18.1191 | 19277709889.9856 | 9770388.2853 | 0 | 5457670.4135 | 0 | 0 | 0 | 2638009.2172 | 6967766.4873 | 18128699.1144 | 12373209.6531 | 55335743.1708 | 3144235.0165 | 27554035.6139 | 27554035.6139 | 20626182.4834 | 10810590.2618 | 0 | 86034013.8012 | 145024822.1604 | 749894.2093 | 26.3722 | 3262.2943 | 5499.1466 | 66.5063 | 112.1075
1 | 6000 | 707 | 0.035 | 15 | 15 | 7 | 1e-09 | 0 | CO2 | Porous | Wet | R245fa | MinimizeLCOE_Brownfield | IgnoreSilica | 167.0855 | 39.8865 | 6.6057 | 4 | 3256.6469 | 5489.2204 | 66.3912 | 111.9052 | 151.282 | 18.108 | 19274356332.4422 | 9777573.156 | 0 | 5463655.2032 | 0 | 0 | 0 | 2629898.1684 | 6969739.3458 | 18133832.0875 | 12376713.0127 | 55351410.9736 | 3144235.0165 | 27554035.6139 | 27554035.6139 | 20626182.4834 | 10810590.2618 | 0 | 86049681.604 | 145040489.9632 | 1000000 | 26.4228 | 3256.6469 | 5489.2204 | 66.3912 | 111.9052
1 | 6000 | 707 | 0.035 | 15 | 15 | 7 | 1.3335e-09 | 0 | CO2 | Porous | Wet | R245fa | MinimizeLCOE_Brownfield | IgnoreSilica | 167.2707 | 39.935 | 6.6154 | 4 | 3252.4126 | 5481.6945 | 66.3048 | 111.7518 | 151.2592 | 18.0991 | 19270816574.1223 | 9783383.1895 | 0 | 5468499.9861 | 0 | 0 | 0 | 2624088.4369 | 6971628.9289 | 18138748.3952 | 12380068.4937 | 55366417.4304 | 3144235.0165 | 27554035.6139 | 27554035.6139 | 20626182.4834 | 10810590.2618 | 0 | 86064688.0608 | 145055496.4199 | 1333521.4322 | 26.4618 | 3252.4126 | 5481.6945 | 66.3048 | 111.7518
1 | 6000 | 707 | 0.035 | 15 | 15 | 7 | 1.7783e-09 | 0 | CO2 | Porous | Wet | R245fa | MinimizeLCOE_Brownfield | IgnoreSilica | 167.4 | 39.9693 | 6.6226 | 4 | 3249.2377 | 5476.1171 | 66.2401 | 111.6381 | 151.2432 | 18.0928 | 19274083612.1093 | 9787431.8306 | 0 | 5471881.525 | 0 | 0 | 0 | 2619481.9452 | 6972730.1673 | 18141613.5918 | 12382024.0493 | 55375163.1092 | 3144235.0165 | 27554035.6139 | 27554035.6139 | 20626182.4834 | 10810590.2618 | 0 | 86073433.7396 | 145064242.0987 | 1778279.41 | 26.4903 | 3249.2377 | 5476.1171 | 66.2401 | 111.6381
1 | 6000 | 707 | 0.035 | 15 | 15 | 7 | 2.3714e-09 | 0 | CO2 | Porous | Wet | R245fa | MinimizeLCOE_Brownfield | IgnoreSilica | 167.505 | 39.9968 | 6.6281 | 4 | 3246.8571 | 5471.8848 | 66.1916 | 111.5518 | 151.2303 | 18.0877 | 19268907561.5778 | 9790717.7943 | 0 | 5474627.0998 | 0 | 0 | 0 | 2616199.3966 | 6973802.2734 | 18144402.9918 | 12383927.8721 | 55383677.4281 | 3144235.0165 | 27554035.6139 | 27554035.6139 | 20626182.4834 | 10810590.2618 | 0 | 86081948.0586 | 145072756.4177 | 2371373.7057 | 26.5124 | 3246.8571 | 5471.8848 | 66.1916 | 111.5518
1 | 6000 | 707 | 0.035 | 15 | 15 | 7 | 3.1623e-09 | 0 | CO2 | Porous | Wet | R245fa | MinimizeLCOE_Brownfield | IgnoreSilica | 167.5756 | 40.0156 | 6.6321 | 4 | 3245.0719 | 5468.7651 | 66.1552 | 111.4882 | 151.2215 | 18.0843 | 19269426173.1754 | 9792922.7086 | 0 | 5476471.9327 | 0 | 0 | 0 | 2613539.6373 | 6974344.3686 | 18145813.4125 | 12384890.5132 | 55387982.5729 | 3144235.0165 | 27554035.6139 | 27554035.6139 | 20626182.4834 | 10810590.2618 | 0 | 86086253.2033 | 145077061.5625 | 3162277.6602 | 26.5283 | 3245.0719 | 5468.7651 | 66.1552 | 111.4882
1 | 6000 | 707 | 0.035 | 15 | 15 | 7 | 4.217e-09 | 0 | CO2 | Porous | Wet | R245fa | MinimizeLCOE_Brownfield | IgnoreSilica | 167.6339 | 40.0309 | 6.6352 | 4 | 3243.7333 | 5466.3913 | 66.1279 | 111.4398 | 151.2143 | 18.0815 | 19270282360.2701 | 9794746.0246 | 0 | 5477997.2616 | 0 | 0 | 0 | 2611666.3334 | 6974919.7517 | 18147310.4411 | 12385912.266 | 55392552.0783 | 3144235.0165 | 27554035.6139 | 27554035.6139 | 20626182.4834 | 10810590.2618 | 0 | 86090822.7088 | 145081631.0679 | 4216965.0343 | 26.5407 | 3243.7333 | 5466.3913 | 66.1279 | 111.4398
1 | 6000 | 707 | 0.035 | 15 | 15 | 7 | 5.6234e-09 | 0 | CO2 | Porous | Wet | R245fa | MinimizeLCOE_Brownfield | IgnoreSilica | 167.6728 | 40.0413 | 6.6374 | 4 | 3242.7296 | 5464.6429 | 66.1074 | 111.4041 | 151.2094 | 18.0796 | 19271485659.1961 | 9795960.1094 | 0 | 5479014.0885 | 0 | 0 | 0 | 2610146.4297 | 6975197.0448 | 18148031.9009 | 12386404.6771 | 55394754.2504 | 3144235.0165 | 27554035.6139 | 27554035.6139 | 20626182.4834 | 10810590.2618 | 0 | 86093024.8808 | 145083833.24 | 5623413.2519 | 26.5496 | 3242.7296 | 5464.6429 | 66.1074 | 111.4041
1 | 6000 | 707 | 0.035 | 15 | 15 | 7 | 7.4989e-09 | 0 | CO2 | Porous | Wet | R245fa | MinimizeLCOE_Brownfield | IgnoreSilica | 167.7117 | 40.0513 | 6.6392 | 4 | 3241.9769 | 5463.2693 | 66.0921 | 111.3761 | 151.2046 | 18.0777 | 19268450162.671 | 9797175.9045 | 0 | 5480030.8683 | 0 | 0 | 0 | 2609230.3355 | 6975710.4722 | 18149367.7338 | 12387316.4105 | 55398831.7248 | 3144235.0165 | 27554035.6139 | 27554035.6139 | 20626182.4834 | 10810590.2618 | 0 | 86097102.3552 | 145087910.7143 | 7498942.0933 | 26.557 | 3241.9769 | 5463.2693 | 66.0921 | 111.3761
1 | 6000 | 707 | 0.035 | 15 | 15 | 7 | 1e-08 | 0 | CO2 | Porous | Wet | R245fa | MinimizeLCOE_Brownfield | IgnoreSilica | 167.7387 | 40.0583 | 6.6406 | 4 | 3241.4125 | 5462.2531 | 66.0806 | 111.3554 | 151.2013 | 18.0764 | 19273037251.9627 | 9798020.3039 | 0 | 5480737.5139 | 0 | 0 | 0 | 2608493.0427 | 6976027.8356 | 18150193.4481 | 12387879.9775 | 55401352.1217 | 3144235.0165 | 27554035.6139 | 27554035.6139 | 20626182.4834 | 10810590.2618 | 0 | 86099622.7521 | 145090431.1113 | 10000000 | 26.5624 | 3241.4125 | 5462.2531 | 66.0806 | 111.3554
1 | 6100 | 707 | 0.035 | 15 | 15 | 7 | 1e-13 | 0 | CO2 | Porous | Wet | R245fa | MinimizeLCOE_Brownfield | IgnoreSilica | 2.1894 | 0.067858 | 0.0071543 | 4 | 1175216.9895 | 3281546.0856 | 23958.3879 | 66898.7556 | 94.514 | 18.9747 | 102205018.7563 | 309685.1879 | 0 | 129570.9493 | 0 | 0 | 0 | 305974.6499 | 290640.007 | 756185.6797 | 516112.2644 | 2308168.7382 | 3144235.0165 | 28179198.4787 | 28179198.4787 | 21064687.5574 | 11033682.2466 | 0 | 33631602.2334 | 93909170.5161 | 100 | 0.028617 | 1175216.9895 | 3281546.0856 | 23958.3879 | 66898.7556
1 | 6100 | 707 | 0.035 | 15 | 15 | 7 | 1.3335e-13 | 0 | CO2 | Porous | Wet | R245fa | MinimizeLCOE_Brownfield | IgnoreSilica | 3.2003 | 0.21416 | 0.022077 | 4 | 392507.0276 | 1075079.1547 | 8001.7867 | 21916.9427 | 108.7661 | 19.9156 | 615632062.5025 | 456040.9946 | 0 | 206975.3704 | 0 | 0 | 0 | 414921.1175 | 420395.6182 | 1093783.1635 | 746529.4841 | 3338645.7484 | 3144235.0165 | 28179198.4787 | 28179198.4787 | 21064687.5574 | 11033682.2466 | 0 | 34662079.2436 | 94939647.5263 | 133.3521 | 0.088309 | 392507.0276 | 1075079.1547 | 8001.7867 | 21916.9427
1 | 6100 | 707 | 0.035 | 15 | 15 | 7 | 1.7783e-13 | 0 | CO2 | Porous | Wet | R245fa | MinimizeLCOE_Brownfield | IgnoreSilica | 4.4332 | 0.43072 | 0.045923 | 4 | 195020.3349 | 523167.7339 | 3975.7533 | 10665.4819 | 119.9098 | 20.5582 | 1296283514.4822 | 624613.0516 | 0 | 297426.2257 | 0 | 0 | 0 | 530846.0748 | 566625.2873 | 1474242.7668 | 1006200.981 | 4499954.3873 | 3144235.0165 | 28179198.4787 | 28179198.4787 | 21064687.5574 | 11033682.2466 | 0 | 35823387.8825 | 96100956.1652 | 177.8279 | 0.18369 | 195020.3349 | 523167.7339 | 3975.7533 | 10665.4819
1 | 6100 | 707 | 0.035 | 15 | 15 | 7 | 2.3714e-13 | 0 | CO2 | Porous | Wet | R245fa | MinimizeLCOE_Brownfield | IgnoreSilica | 6.0527 | 0.74538 | 0.08191 | 4 | 113411.7835 | 297385.9219 | 2312.0526 | 6062.6143 | 129.211 | 21.0351 | 2094623641.1887 | 830714.955 | 0 | 384318.6431 | 0 | 0 | 0 | 668886.0141 | 734728.6488 | 1911613.2305 | 1304715.3095 | 5834976.801 | 3144235.0165 | 28179198.4787 | 28179198.4787 | 21064687.5574 | 11033682.2466 | 0 | 37158410.2962 | 97435978.5789 | 237.1374 | 0.32764 | 113411.7835 | 297385.9219 | 2312.0526 | 6062.6143
1 | 6100 | 707 | 0.035 | 15 | 15 | 7 | 3.1623e-13 | 0 | CO2 | Porous | Wet | R245fa | MinimizeLCOE_Brownfield | IgnoreSilica | 8.0212 | 1.159 | 0.13252 | 4 | 72856.3597 | 186568.3244 | 1485.2754 | 3803.4476 | 136.3604 | 21.3693 | 3052148183.3657 | 1062402.263 | 0 | 481419.1784 | 0 | 0 | 0 | 812133.4297 | 918822.3997 | 2390587.4077 | 1631625.0274 | 7296989.7058 | 3144235.0165 | 28179198.4787 | 28179198.4787 | 21064687.5574 | 11033682.2466 | 0 | 38620423.201 | 98897991.4837 | 316.2278 | 0.53009 | 72856.3597 | 186568.3244 | 1485.2754 | 3803.4476
1 | 6100 | 707 | 0.035 | 15 | 15 | 7 | 4.217e-13 | 0 | CO2 | Porous | Wet | R245fa | MinimizeLCOE_Brownfield | IgnoreSilica | 10.5233 | 1.7067 | 0.20168 | 4 | 49984.9248 | 124703.9191 | 1019.0103 | 2542.2581 | 142.1237 | 21.6183 | 4116852951.2552 | 1334243.9519 | 0 | 598210.0373 | 0 | 0 | 0 | 973533.3538 | 1133335.0638 | 2948705.357 | 2012551.996 | 9000579.7597 | 3144235.0165 | 28179198.4787 | 28179198.4787 | 21064687.5574 | 11033682.2466 | 0 | 40324013.2549 | 100601581.5376 | 421.6965 | 0.80672 | 49984.9248 | 124703.9191 | 1019.0103 | 2542.2581
1 | 6100 | 707 | 0.035 | 15 | 15 | 7 | 5.6234e-13 | 0 | CO2 | Porous | Wet | R245fa | MinimizeLCOE_Brownfield | IgnoreSilica | 13.6903 | 2.4189 | 0.29453 | 4 | 35906.4373 | 87070.9152 | 732.0013 | 1775.0584 | 146.7217 | 21.8019 | 5402462104.4983 | 1651915.2621 | 0 | 738352.4323 | 0 | 0 | 0 | 1154301.3585 | 1382381.9307 | 3596674.218 | 2454804.0581 | 10978429.2598 | 3144235.0165 | 28179198.4787 | 28179198.4787 | 21064687.5574 | 11033682.2466 | 0 | 42301862.7549 | 102579431.0376 | 562.3413 | 1.1781 | 35906.4373 | 87070.9152 | 732.0013 | 1775.0584
1 | 6100 | 707 | 0.035 | 15 | 15 | 7 | 7.4989e-13 | 0 | CO2 | Porous | Wet | R245fa | MinimizeLCOE_Brownfield | IgnoreSilica | 17.7117 | 3.3386 | 0.41777 | 4 | 26697.1115 | 62768.3984 | 544.2567 | 1279.6187 | 150.3812 | 21.934 | 6674821382.7217 | 2024685.9366 | 0 | 907278.1586 | 0 | 0 | 0 | 1358692.5251 | 1673356.0819 | 4353729.2726 | 2971509.6888 | 13289251.6636 | 3144235.0165 | 28179198.4787 | 28179198.4787 | 21064687.5574 | 11033682.2466 | 0 | 44612685.1587 | 104890253.4415 | 749.8942 | 1.6711 | 26697.1115 | 62768.3984 | 544.2567 | 1279.6187
1 | 6100 | 707 | 0.035 | 15 | 15 | 7 | 1e-12 | 0 | CO2 | Porous | Wet | R245fa | MinimizeLCOE_Brownfield | IgnoreSilica | 22.7935 | 4.5149 | 0.57967 | 4 | 20400.7396 | 46397.4071 | 415.8967 | 945.8739 | 153.2612 | 22.0212 | 8072877306.6639 | 2460545.7276 | 0 | 1110149.5265 | 0 | 0 | 0 | 1588408.1455 | 2012050.3258 | 5234942.2196 | 3572955.6322 | 15979051.5771 | 3144235.0165 | 28179198.4787 | 28179198.4787 | 21064687.5574 | 11033682.2466 | 0 | 47302485.0723 | 107580053.355 | 1000 | 2.3187 | 20400.7396 | 46397.4071 | 415.8967 | 945.8739
1 | 6100 | 707 | 0.035 | 15 | 15 | 7 | 1.3335e-12 | 0 | CO2 | Porous | Wet | R245fa | MinimizeLCOE_Brownfield | IgnoreSilica | 29.164 | 6.0034 | 0.79006 | 4 | 15951.3794 | 35025.1852 | 325.1904 | 714.0358 | 155.4929 | 22.0654 | 9556248446.3608 | 2966744.1252 | 0 | 1352103.6786 | 0 | 0 | 0 | 1843565.4568 | 2403341.1716 | 6253000.7355 | 4267801.4883 | 19086556.6561 | 3144235.0165 | 28179198.4787 | 28179198.4787 | 21064687.5574 | 11033682.2466 | 0 | 50409990.1513 | 110687558.434 | 1333.5214 | 3.1602 | 15951.3794 | 35025.1852 | 325.1904 | 714.0358
1 | 6100 | 707 | 0.035 | 15 | 15 | 7 | 1.7783e-12 | 0 | CO2 | Porous | Wet | R245fa | MinimizeLCOE_Brownfield | IgnoreSilica | 37.0271 | 7.8563 | 1.0595 | 4 | 12727.6712 | 26950.2726 | 259.4708 | 549.4178 | 157.176 | 22.064 | 11053111182.7579 | 3546385.1499 | 0 | 1636622.0042 | 0 | 0 | 0 | 2119717.8017 | 2848062.7328 | 7410075.0127 | 5057528.458 | 22618391.1594 | 3144235.0165 | 28179198.4787 | 28179198.4787 | 21064687.5574 | 11033682.2466 | 0 | 53941824.6546 | 114219392.9373 | 1778.2794 | 4.2382 | 12727.6712 | 26950.2726 | 259.4708 | 549.4178
1 | 6100 | 707 | 0.035 | 15 | 15 | 7 | 2.3714e-12 | 0 | CO2 | Porous | Wet | R245fa | MinimizeLCOE_Brownfield | IgnoreSilica | 46.6056 | 10.1306 | 1.399 | 4 | 10348 | 21119.7656 | 210.958 | 430.555 | 158.3972 | 22.0096 | 12555184447.4141 | 4202165.3045 | 0 | 1967354.668 | 0 | 0 | 0 | 2413177.7124 | 3347252.0971 | 8708863.3409 | 5943978.1794 | 26582791.3023 | 3144235.0165 | 28179198.4787 | 28179198.4787 | 21064687.5574 | 11033682.2466 | 0 | 57906224.7975 | 118183793.0802 | 2371.3737 | 5.5959 | 10348 | 21119.7656 | 210.958 | 430.555
1 | 6100 | 707 | 0.035 | 15 | 15 | 7 | 3.1623e-12 | 0 | CO2 | Porous | Wet | R245fa | MinimizeLCOE_Brownfield | IgnoreSilica | 57.4365 | 12.7379 | 1.8084 | 4 | 8567.4901 | 16900.6634 | 174.6599 | 344.5429 | 159.1751 | 21.8943 | 5559199080.4657 | 4892274.2549 | 0 | 2325318.821 | 0 | 0 | 0 | 2677965.194 | 3859267.7252 | 10041022.9764 | 6853204.5038 | 30649053.4753 | 3144235.0165 | 28179198.4787 | 28179198.4787 | 21064687.5574 | 11033682.2466 | 0 | 61972486.9705 | 122250055.2532 | 3162.2777 | 7.2334 | 8567.4901 | 16900.6634 | 174.6599 | 344.5429
1 | 6100 | 707 | 0.035 | 15 | 15 | 7 | 4.217e-12 | 0 | CO2 | Porous | Wet | R245fa | MinimizeLCOE_Brownfield | IgnoreSilica | 70.801 | 15.9549 | 2.3071 | 4 | 7226.2978 | 13757.9226 | 147.3179 | 280.4739 | 159.6244 | 21.6958 | 15388428448.3445 | 5684428.1016 | 0 | 2748929.4293 | 0 | 0 | 0 | 2984814.7586 | 4453087.1929 | 11586019.4222 | 7907696.3245 | 35364975.2291 | 3144235.0165 | 28179198.4787 | 28179198.4787 | 21064687.5574 | 11033682.2466 | 0 | 66688408.7243 | 126965977.007 | 4216.965 | 9.2286 | 7226.2978 | 13757.9226 | 147.3179 | 280.4739
1 | 6100 | 707 | 0.035 | 15 | 15 | 7 | 5.6234e-12 | 0 | CO2 | Porous | Wet | R245fa | MinimizeLCOE_Brownfield | IgnoreSilica | 84.5964 | 19.3283 | 2.8583 | 4 | 6214.036 | 11486.1702 | 126.6815 | 234.1611 | 159.687 | 21.4271 | 16588277406.4521 | 6444182.396 | 0 | 3169668.9442 | 0 | 0 | 0 | 3211421.4163 | 5001856.375 | 13013804.266 | 8882188.8185 | 39723122.2159 | 3144235.0165 | 28179198.4787 | 28179198.4787 | 21064687.5574 | 11033682.2466 | 0 | 71046555.711 | 131324123.9937 | 5623.4133 | 11.4332 | 6214.036 | 11486.1702 | 126.6815 | 234.1611
1 | 6100 | 707 | 0.035 | 15 | 15 | 7 | 7.4989e-12 | 0 | CO2 | Porous | Wet | R245fa | MinimizeLCOE_Brownfield | IgnoreSilica | 98.5035 | 22.7692 | 3.4396 | 4 | 5451.5671 | 9832.6628 | 111.1376 | 200.4521 | 159.4299 | 21.0928 | 17576040874.3888 | 7157271.3435 | 0 | 3580088.007 | 0 | 0 | 0 | 3366193.5204 | 5500385.6196 | 14310875.098 | 9767466.3135 | 43682279.902 | 3144235.0165 | 28179198.4787 | 28179198.4787 | 21064687.5574 | 11033682.2466 | 0 | 75005713.3972 | 135283281.6799 | 7498.9421 | 13.7586 | 5451.5671 | 9832.6628 | 111.1376 | 200.4521
1 | 6100 | 707 | 0.035 | 15 | 15 | 7 | 1e-11 | 0 | CO2 | Porous | Wet | R245fa | MinimizeLCOE_Brownfield | IgnoreSilica | 111.6144 | 26.0527 | 4.0135 | 4 | 4879.6183 | 8634.2651 | 99.4776 | 176.0212 | 158.9303 | 20.7198 | 18337506416.4819 | 7784212.3008 | 0 | 3956476.2566 | 0 | 0 | 0 | 3438749.3768 | 5919980.7943 | 15402575.6718 | 10512574.3873 | 47014568.7876 | 3144235.0165 | 28179198.4787 | 28179198.4787 | 21064687.5574 | 11033682.2466 | 0 | 78338002.2827 | 138615570.5654 | 10000 | 16.0541 | 4879.6183 | 8634.2651 | 99.4776 | 176.0212
1 | 6100 | 707 | 0.035 | 15 | 15 | 7 | 1.3335e-11 | 0 | CO2 | Porous | Wet | R245fa | MinimizeLCOE_Brownfield | IgnoreSilica | 123.2734 | 29.0065 | 4.5464 | 4 | 4452.1932 | 7766.8035 | 90.764 | 158.3368 | 158.2899 | 20.3408 | 18885805347.8556 | 8305950.7067 | 0 | 4283787.0603 | 0 | 0 | 0 | 3437865.3662 | 6250765.222 | 16263208.8993 | 11099974.2493 | 49641551.5038 | 3144235.0165 | 28179198.4787 | 28179198.4787 | 21064687.5574 | 11033682.2466 | 0 | 80964984.999 | 141242553.2817 | 13335.2143 | 18.1854 | 4452.1932 | 7766.8035 | 90.764 | 158.3368
1 | 6100 | 707 | 0.035 | 15 | 15 | 7 | 1.7783e-11 | 0 | CO2 | Porous | Wet | R245fa | MinimizeLCOE_Brownfield | IgnoreSilica | 133.1808 | 31.5437 | 5.0165 | 4 | 4132.9936 | 7136.9561 | 84.2567 | 145.4965 | 157.5994 | 19.9802 | 19250960689.9634 | 8722598.1284 | 0 | 4557069.3797 | 0 | 0 | 0 | 3383253.8688 | 6498539.337 | 16907866.3211 | 11539966.1861 | 51609293.221 | 3144235.0165 | 28179198.4787 | 28179198.4787 | 21064687.5574 | 11033682.2466 | 0 | 82932726.7162 | 143210294.9989 | 17782.7941 | 20.066 | 4132.9936 | 7136.9561 | 84.2567 | 145.4965
1 | 6100 | 707 | 0.035 | 15 | 15 | 7 | 2.3714e-11 | 0 | CO2 | Porous | Wet | R245fa | MinimizeLCOE_Brownfield | IgnoreSilica | 141.2855 | 33.637 | 5.4135 | 4 | 3895.6643 | 6679.3338 | 79.4184 | 136.1673 | 156.9425 | 19.6642 | 19477497892.91 | 9045791.2224 | 0 | 4777606.0911 | 0 | 0 | 0 | 3299277.2318 | 6677843.0726 | 17374377.8611 | 11858369.8979 | 53033265.3769 | 3144235.0165 | 28179198.4787 | 28179198.4787 | 21064687.5574 | 11033682.2466 | 0 | 84356698.872 | 144634267.1548 | 23713.7371 | 21.654 | 3895.6643 | 6679.3338 | 79.4184 | 136.1673
1 | 6100 | 707 | 0.035 | 15 | 15 | 7 | 3.1623e-11 | 0 | CO2 | Porous | Wet | R245fa | MinimizeLCOE_Brownfield | IgnoreSilica | 147.7239 | 35.3134 | 5.738 | 4 | 3718.7895 | 6345.0128 | 75.8126 | 129.3517 | 156.358 | 19.3975 | 19619195580.483 | 9290806.3515 | 0 | 4951000.4259 | 0 | 0 | 0 | 3202976.3736 | 6803465.4289 | 17701221.4634 | 12081447.3725 | 54030917.4158 | 3144235.0165 | 28179198.4787 | 28179198.4787 | 21064687.5574 | 11033682.2466 | 0 | 85354350.911 | 145631919.1937 | 31622.7766 | 22.9522 | 3718.7895 | 6345.0128 | 75.8126 | 129.3517
1 | 6100 | 707 | 0.035 | 15 | 15 | 7 | 4.217e-11 | 0 | CO2 | Porous | Wet | R245fa | MinimizeLCOE_Brownfield | IgnoreSilica | 152.7741 | 36.6363 | 5.9977 | 4 | 3586.8549 | 6099.3631 | 73.1229 | 124.3438 | 155.8602 | 19.1784 | 19694001712.4944 | 9475606.6951 | 0 | 5085949.5915 | 0 | 0 | 0 | 3108542.6552 | 6891338.5873 | 17929849.3963 | 12237490.6345 | 54728777.5599 | 3144235.0165 | 28179198.4787 | 28179198.4787 | 21064687.5574 | 11033682.2466 | 0 | 86052211.0551 | 146329779.3378 | 42169.6503 | 23.991 | 3586.8549 | 6099.3631 | 73.1229 | 124.3438
1 | 6100 | 707 | 0.035 | 15 | 15 | 7 | 5.6234e-11 | 0 | CO2 | Porous | Wet | R245fa | MinimizeLCOE_Brownfield | IgnoreSilica | 156.6593 | 37.6596 | 6.2015 | 4 | 3488.3399 | 5918.3024 | 71.1145 | 120.6526 | 155.4532 | 19.004 | 19738434262.1894 | 9613287.432 | 0 | 5189162.3141 | 0 | 0 | 0 | 3022441.2699 | 6951707.4963 | 18086916.914 | 12344692.4428 | 55208207.869 | 3144235.0165 | 28179198.4787 | 28179198.4787 | 21064687.5574 | 11033682.2466 | 0 | 86531641.3642 | 146809209.6469 | 56234.1325 | 24.806 | 3488.3399 | 5918.3024 | 71.1145 | 120.6526
1 | 6100 | 707 | 0.035 | 15 | 15 | 7 | 7.4989e-11 | 0 | CO2 | Porous | Wet | R245fa | MinimizeLCOE_Brownfield | IgnoreSilica | 159.6413 | 38.448 | 6.3597 | 4 | 3414.7072 | 5784.2091 | 69.6134 | 117.9189 | 155.1264 | 18.8666 | 19757465716.194 | 9716276.7047 | 0 | 5268033.3404 | 0 | 0 | 0 | 2948683.077 | 6993867.3177 | 18196608.1211 | 12419558.9455 | 55543027.5065 | 3144235.0165 | 28179198.4787 | 28179198.4787 | 21064687.5574 | 11033682.2466 | 0 | 86866461.0016 | 147144029.2843 | 74989.4209 | 25.4389 | 3414.7072 | 5784.2091 | 69.6134 | 117.9189
1 | 6100 | 707 | 0.035 | 15 | 15 | 7 | 1e-10 | 0 | CO2 | Porous | Wet | R245fa | MinimizeLCOE_Brownfield | IgnoreSilica | 161.9265 | 39.0535 | 6.4817 | 4 | 3359.6271 | 5684.5345 | 68.4905 | 115.8869 | 154.8675 | 18.7593 | 19758225294.8235 | 9793607.2173 | 0 | 5328275.7992 | 0 | 0 | 0 | 2887999.9117 | 7023854.342 | 18274628.2072 | 12472809.2575 | 55781174.7349 | 3144235.0165 | 28179198.4787 | 28179198.4787 | 21064687.5574 | 11033682.2466 | 0 | 87104608.2301 | 147382176.5128 | 100000 | 25.9269 | 3359.6271 | 5684.5345 | 68.4905 | 115.8869
1 | 6100 | 707 | 0.035 | 15 | 15 | 7 | 1.3335e-10 | 0 | CO2 | Porous | Wet | R245fa | MinimizeLCOE_Brownfield | IgnoreSilica | 163.6413 | 39.5095 | 6.5746 | 4 | 3318.3984 | 5610.4745 | 67.65 | 114.3771 | 154.6682 | 18.6775 | 19761398493.1576 | 9850711.0485 | 0 | 5373367.7886 | 0 | 0 | 0 | 2838571.4415 | 7044433.6087 | 18328171.2377 | 12509353.476 | 55944608.601 | 3144235.0165 | 28179198.4787 | 28179198.4787 | 21064687.5574 | 11033682.2466 | 0 | 87268042.0962 | 147545610.3789 | 133352.1432 | 26.2982 | 3318.3984 | 5610.4745 | 67.65 | 114.3771
1 | 6100 | 707 | 0.035 | 15 | 15 | 7 | 1.7783e-10 | 0 | CO2 | Porous | Wet | R245fa | MinimizeLCOE_Brownfield | IgnoreSilica | 164.9324 | 39.8537 | 6.6451 | 4 | 3287.5229 | 5555.2845 | 67.0206 | 113.252 | 154.5153 | 18.6153 | 19763126529.557 | 9893183.9036 | 0 | 5407258.6593 | 0 | 0 | 0 | 2799333.6751 | 7058912.7328 | 18365842.9487 | 12535065.1928 | 56059597.1124 | 3144235.0165 | 28179198.4787 | 28179198.4787 | 21064687.5574 | 11033682.2466 | 0 | 87383030.6076 | 147660598.8903 | 177827.941 | 26.5802 | 3287.5229 | 5555.2845 | 67.0206 | 113.252
1 | 6100 | 707 | 0.035 | 15 | 15 | 7 | 2.3714e-10 | 0 | CO2 | Porous | Wet | R245fa | MinimizeLCOE_Brownfield | IgnoreSilica | 165.9212 | 40.1189 | 6.6991 | 4 | 3263.9436 | 5513.4136 | 66.5399 | 112.3984 | 154.3905 | 18.5634 | 19758012763.4405 | 9924759.6188 | 0 | 5433176.4157 | 0 | 0 | 0 | 2767255.4628 | 7068824.684 | 18391631.8124 | 12552666.6222 | 56138314.6159 | 3144235.0165 | 28179198.4787 | 28179198.4787 | 21064687.5574 | 11033682.2466 | 0 | 87461748.1111 | 147739316.3938 | 237137.3706 | 26.7963 | 3263.9436 | 5513.4136 | 66.5399 | 112.3984
1 | 6100 | 707 | 0.035 | 15 | 15 | 7 | 3.1623e-10 | 0 | CO2 | Porous | Wet | R245fa | MinimizeLCOE_Brownfield | IgnoreSilica | 166.6593 | 40.3159 | 6.7395 | 4 | 3246.6232 | 5482.5963 | 66.1868 | 111.7701 | 154.3011 | 18.5274 | 19754877315.3219 | 9948649.9505 | 0 | 5452503.5064 | 0 | 0 | 0 | 2743739.5685 | 7076508.2799 | 18411622.9528 | 12566310.9863 | 56199335.2442 | 3144235.0165 | 28179198.4787 | 28179198.4787 | 21064687.5574 | 11033682.2466 | 0 | 87522768.7394 | 147800337.0221 | 316227.766 | 26.9581 | 3246.6232 | 5482.5963 | 66.1868 | 111.7701
1 | 6100 | 707 | 0.035 | 15 | 15 | 7 | 4.217e-10 | 0 | CO2 | Porous | Wet | R245fa | MinimizeLCOE_Brownfield | IgnoreSilica | 167.2124 | 40.4637 | 6.77 | 4 | 3233.6416 | 5459.5567 | 65.9222 | 111.3004 | 154.2335 | 18.5003 | 19752898093.1106 | 9966452.7057 | 0 | 5466973.9953 | 0 | 0 | 0 | 2725652.4803 | 7082040.8807 | 18426017.6453 | 12576135.6597 | 56243273.367 | 3144235.0165 | 28179198.4787 | 28179198.4787 | 21064687.5574 | 11033682.2466 | 0 | 87566706.8621 | 147844275.1449 | 421696.5034 | 27.0799 | 3233.6416 | 5459.5567 | 65.9222 | 111.3004
1 | 6100 | 707 | 0.035 | 15 | 15 | 7 | 5.6234e-10 | 0 | CO2 | Porous | Wet | R245fa | MinimizeLCOE_Brownfield | IgnoreSilica | 167.6339 | 40.5762 | 6.793 | 4 | 3223.9105 | 5442.2729 | 65.7238 | 110.9481 | 154.1818 | 18.4795 | 19748701850.0422 | 9979967.0799 | 0 | 5477997.2616 | 0 | 0 | 0 | 2712000.3594 | 7086286.2333 | 18437063.182 | 12583674.4655 | 56276988.5817 | 3144235.0165 | 28179198.4787 | 28179198.4787 | 21064687.5574 | 11033682.2466 | 0 | 87600422.0769 | 147877990.3596 | 562341.3252 | 27.1721 | 3223.9105 | 5442.2729 | 65.7238 | 110.9481
1 | 6100 | 707 | 0.035 | 15 | 15 | 7 | 7.4989e-10 | 0 | CO2 | Porous | Wet | R245fa | MinimizeLCOE_Brownfield | IgnoreSilica | 167.946 | 40.6597 | 6.8103 | 4 | 3216.6153 | 5429.3592 | 65.5751 | 110.6848 | 154.1432 | 18.4642 | 19746427616.8799 | 9989940.0548 | 0 | 5486154.7585 | 0 | 0 | 0 | 2701522.8397 | 7089270.8847 | 18444828.6325 | 12588974.545 | 56300691.7152 | 3144235.0165 | 28179198.4787 | 28179198.4787 | 21064687.5574 | 11033682.2466 | 0 | 87624125.2104 | 147901693.4931 | 749894.2093 | 27.2411 | 3216.6153 | 5429.3592 | 65.5751 | 110.6848
1 | 6100 | 707 | 0.035 | 15 | 15 | 7 | 1e-09 | 0 | CO2 | Porous | Wet | R245fa | MinimizeLCOE_Brownfield | IgnoreSilica | 168.1797 | 40.7223 | 6.8232 | 4 | 3211.1458 | 5419.689 | 65.4636 | 110.4877 | 154.1143 | 18.4526 | 19744430415.9924 | 9997391.1616 | 0 | 5492261.9625 | 0 | 0 | 0 | 2693577.3804 | 7091459.8967 | 18450523.9929 | 12592861.7455 | 56318076.1395 | 3144235.0165 | 28179198.4787 | 28179198.4787 | 21064687.5574 | 11033682.2466 | 0 | 87641509.6347 | 147919077.9174 | 1000000 | 27.2929 | 3211.1458 | 5419.689 | 65.4636 | 110.4877
1 | 6100 | 707 | 0.035 | 15 | 15 | 7 | 1.3335e-09 | 0 | CO2 | Porous | Wet | R245fa | MinimizeLCOE_Brownfield | IgnoreSilica | 168.3501 | 40.7681 | 6.8329 | 4 | 3207.0449 | 5412.4751 | 65.3799 | 110.3406 | 154.0931 | 18.4442 | 19747682437.0547 | 10002812.9104 | 0 | 5496713.3899 | 0 | 0 | 0 | 2687457.9927 | 7092923.8743 | 18454332.9622 | 12595461.4453 | 56329702.5748 | 3144235.0165 | 28179198.4787 | 28179198.4787 | 21064687.5574 | 11033682.2466 | 0 | 87653136.07 | 147930704.3527 | 1333521.4322 | 27.3314 | 3207.0449 | 5412.4751 | 65.3799 | 110.3406
1 | 6100 | 707 | 0.035 | 15 | 15 | 7 | 1.7783e-09 | 0 | CO2 | Porous | Wet | R245fa | MinimizeLCOE_Brownfield | IgnoreSilica | 168.4887 | 40.805 | 6.8403 | 4 | 3203.97 | 5407.0004 | 65.3173 | 110.229 | 154.0759 | 18.4373 | 19744236501.627 | 10007217.9907 | 0 | 5500332.4454 | 0 | 0 | 0 | 2683098.3425 | 7094353.0237 | 18458051.3157 | 12597999.298 | 56341052.416 | 3144235.0165 | 28179198.4787 | 28179198.4787 | 21064687.5574 | 11033682.2466 | 0 | 87664485.9111 | 147942054.1939 | 1778279.41 | 27.3612 | 3203.97 | 5407.0004 | 65.3173 | 110.229
1 | 6100 | 707 | 0.035 | 15 | 15 | 7 | 2.3714e-09 | 0 | CO2 | Porous | Wet | R245fa | MinimizeLCOE_Brownfield | IgnoreSilica | 168.5935 | 40.8329 | 6.8459 | 4 | 3201.6644 | 5402.8913 | 65.2703 | 110.1452 | 154.0629 | 18.4321 | 19741275839.5125 | 10010547.1422 | 0 | 5503069.9125 | 0 | 0 | 0 | 2679835.721 | 7095446.5825 | 18460896.5315 | 12599941.2162 | 56349737.106 | 3144235.0165 | 28179198.4787 | 28179198.4787 | 21064687.5574 | 11033682.2466 | 0 | 87673170.6011 | 147950738.8838 | 2371373.7057 | 27.3836 | 3201.6644 | 5402.8913 | 65.2703 | 110.1452
1 | 6100 | 707 | 0.035 | 15 | 15 | 7 | 3.1623e-09 | 0 | CO2 | Porous | Wet | R245fa | MinimizeLCOE_Brownfield | IgnoreSilica | 168.6667 | 40.8525 | 6.85 | 4 | 3199.9355 | 5399.8458 | 65.235 | 110.0832 | 154.0537 | 18.4285 | 19741311394.6569 | 10012867.826 | 0 | 5504980.2947 | 0 | 0 | 0 | 2677252.1989 | 7096089.1246 | 18462568.2943 | 12601082.2287 | 56354839.9672 | 3144235.0165 | 28179198.4787 | 28179198.4787 | 21064687.5574 | 11033682.2466 | 0 | 87678273.4624 | 147955841.7451 | 3162277.6602 | 27.4 | 3199.9355 | 5399.8458 | 65.235 | 110.0832
1 | 6100 | 707 | 0.035 | 15 | 15 | 7 | 4.217e-09 | 0 | CO2 | Porous | Wet | R245fa | MinimizeLCOE_Brownfield | IgnoreSilica | 168.723 | 40.8676 | 6.8531 | 4 | 3198.6391 | 5397.5534 | 65.2086 | 110.0364 | 154.0467 | 18.4257 | 19739898704.1933 | 10014653.442 | 0 | 5506450.681 | 0 | 0 | 0 | 2675344.427 | 7096614.9345 | 18463936.3437 | 12602015.9505 | 56359015.7786 | 3144235.0165 | 28179198.4787 | 28179198.4787 | 21064687.5574 | 11033682.2466 | 0 | 87682449.2738 | 147960017.5565 | 4216965.0343 | 27.4124 | 3198.6391 | 5397.5534 | 65.2086 | 110.0364
1 | 6100 | 707 | 0.035 | 15 | 15 | 7 | 5.6234e-09 | 0 | CO2 | Porous | Wet | R245fa | MinimizeLCOE_Brownfield | IgnoreSilica | 168.7593 | 40.8775 | 6.8553 | 4 | 3197.667 | 5395.8723 | 65.1888 | 110.0022 | 154.0422 | 18.4239 | 19742767703.433 | 10015802.5563 | 0 | 5507398.2624 | 0 | 0 | 0 | 2673771.3841 | 7096819.1591 | 18464467.6942 | 12602378.6082 | 56360637.6643 | 3144235.0165 | 28179198.4787 | 28179198.4787 | 21064687.5574 | 11033682.2466 | 0 | 87684071.1595 | 147961639.4422 | 5623413.2519 | 27.4213 | 3197.667 | 5395.8723 | 65.1888 | 110.0022
1 | 6100 | 707 | 0.035 | 15 | 15 | 7 | 7.4989e-09 | 0 | CO2 | Porous | Wet | R245fa | MinimizeLCOE_Brownfield | IgnoreSilica | 168.7936 | 40.8866 | 6.8571 | 4 | 3196.938 | 5394.5672 | 65.1739 | 109.9755 | 154.0379 | 18.4222 | 19739453936.8826 | 10016888.7809 | 0 | 5508292.8432 | 0 | 0 | 0 | 2672756.2945 | 7097195.7883 | 18465447.606 | 12603047.4181 | 56363628.731 | 3144235.0165 | 28179198.4787 | 28179198.4787 | 21064687.5574 | 11033682.2466 | 0 | 87687062.2262 | 147964630.5089 | 7498942.0933 | 27.4285 | 3196.938 | 5394.5672 | 65.1739 | 109.9755
1 | 6100 | 707 | 0.035 | 15 | 15 | 7 | 1e-08 | 0 | CO2 | Porous | Wet | R245fa | MinimizeLCOE_Brownfield | IgnoreSilica | 168.8176 | 40.893 | 6.8584 | 4 | 3196.3914 | 5393.5989 | 65.1628 | 109.9558 | 154.0349 | 18.421 | 19740993879.988 | 10017651.574 | 0 | 5508921.4458 | 0 | 0 | 0 | 2671956.1699 | 7097426.3839 | 18466047.5687 | 12603456.9049 | 56365460.0471 | 3144235.0165 | 28179198.4787 | 28179198.4787 | 21064687.5574 | 11033682.2466 | 0 | 87688893.5423 | 147966461.825 | 10000000 | 27.4337 | 3196.3914 | 5393.5989 | 65.1628 | 109.9558
1 | 6200 | 707 | 0.035 | 15 | 15 | 7 | 1e-13 | 0 | CO2 | Porous | Wet | R245fa | MinimizeLCOE_Brownfield | IgnoreSilica | 2.2477 | 0.071983 | 0.0076344 | 4 | 1124774.7333 | 3141236.0616 | 22930.0543 | 64038.346 | 96.1724 | 19.3945 | 133206442.1073 | 321360.9844 | 0 | 134071.0504 | 0 | 0 | 0 | 317375.7064 | 301395.0191 | 784168.015 | 535210.7833 | 2393581.5584 | 3144235.0165 | 28810221.4343 | 28810221.4343 | 21508759.7178 | 11259118.2678 | 0 | 34348038.0092 | 95926137.429 | 100 | 0.030538 | 1124774.7333 | 3141236.0616 | 22930.0543 | 64038.346
1 | 6200 | 707 | 0.035 | 15 | 15 | 7 | 1.3335e-13 | 0 | CO2 | Porous | Wet | R245fa | MinimizeLCOE_Brownfield | IgnoreSilica | 3.2734 | 0.22292 | 0.023392 | 4 | 378363.1259 | 1036487.748 | 7713.4441 | 21130.2047 | 110.5865 | 20.34 | 762816244.3212 | 471529.7603 | 0 | 212984.308 | 0 | 0 | 0 | 428560.4724 | 434099.0709 | 1129436.7365 | 770863.7803 | 3447474.1285 | 3144235.0165 | 28810221.4343 | 28810221.4343 | 21508759.7178 | 11259118.2678 | 0 | 35401930.5793 | 96980029.9991 | 133.3521 | 0.093566 | 378363.1259 | 1036487.748 | 7713.4441 | 21130.2047
1 | 6200 | 707 | 0.035 | 15 | 15 | 7 | 1.7783e-13 | 0 | CO2 | Porous | Wet | R245fa | MinimizeLCOE_Brownfield | IgnoreSilica | 4.5964 | 0.45581 | 0.04866 | 4 | 188364.5457 | 504730.8014 | 3840.066 | 10289.6201 | 122.4153 | 21.0159 | 1315986471.8223 | 654200.5581 | 0 | 308367.0609 | 0 | 0 | 0 | 557862.9172 | 592967.9091 | 1542780.865 | 1052979.6414 | 4709158.9517 | 3144235.0165 | 28810221.4343 | 28810221.4343 | 21508759.7178 | 11259118.2678 | 0 | 36663615.4025 | 98241714.8223 | 177.8279 | 0.19464 | 188364.5457 | 504730.8014 | 3840.066 | 10289.6201
1 | 6200 | 707 | 0.035 | 15 | 15 | 7 | 2.3714e-13 | 0 | CO2 | Porous | Wet | R245fa | MinimizeLCOE_Brownfield | IgnoreSilica | 6.1964 | 0.77443 | 0.08657 | 4 | 109660.1659 | 287487.7778 | 2235.5708 | 5860.8272 | 131.4989 | 21.4773 | 2239212726.9532 | 859848.1017 | 0 | 391602.0186 | 0 | 0 | 0 | 691767.3919 | 757854.8298 | 1971782.8096 | 1345782.2837 | 6018637.4352 | 3144235.0165 | 28810221.4343 | 28810221.4343 | 21508759.7178 | 11259118.2678 | 0 | 37973093.886 | 99551193.3058 | 237.1374 | 0.34628 | 109660.1659 | 287487.7778 | 2235.5708 | 5860.8272
1 | 6200 | 707 | 0.035 | 15 | 15 | 7 | 3.1623e-13 | 0 | CO2 | Porous | Wet | R245fa | MinimizeLCOE_Brownfield | IgnoreSilica | 8.2038 | 1.2024 | 0.13982 | 4 | 70582.1193 | 180687.7759 | 1438.912 | 3683.5647 | 138.775 | 21.8149 | 3239058367.4656 | 1098709.4792 | 0 | 490167.7549 | 0 | 0 | 0 | 838938.9447 | 946848.3097 | 2463505.0766 | 1681392.8347 | 7519562.3997 | 3144235.0165 | 28810221.4343 | 28810221.4343 | 21508759.7178 | 11259118.2678 | 0 | 39474018.8505 | 101052118.2703 | 316.2278 | 0.55926 | 70582.1193 | 180687.7759 | 1438.912 | 3683.5647
1 | 6200 | 707 | 0.035 | 15 | 15 | 7 | 4.217e-13 | 0 | CO2 | Porous | Wet | R245fa | MinimizeLCOE_Brownfield | IgnoreSilica | 10.7667 | 1.7709 | 0.21256 | 4 | 48495.8232 | 120920.714 | 988.653 | 2465.1323 | 144.6676 | 22.0675 | 4301892865.0729 | 1380213.4109 | 0 | 609253.3219 | 0 | 0 | 0 | 1006199.4422 | 1168309.8083 | 3039702.4678 | 2074659.3939 | 9278337.845 | 3144235.0165 | 28810221.4343 | 28810221.4343 | 21508759.7178 | 11259118.2678 | 0 | 41232794.2957 | 102810893.7156 | 421.6965 | 0.85023 | 48495.8232 | 120920.714 | 988.653 | 2465.1323
1 | 6200 | 707 | 0.035 | 15 | 15 | 7 | 5.6234e-13 | 0 | CO2 | Porous | Wet | R245fa | MinimizeLCOE_Brownfield | IgnoreSilica | 14.0117 | 2.5103 | 0.31019 | 4 | 34878.2016 | 84507.9725 | 711.0393 | 1722.8093 | 149.3663 | 22.2533 | 5543136925.0001 | 1709238.6714 | 0 | 752185.4097 | 0 | 0 | 0 | 1193634.9961 | 1425473.0401 | 3708788.4455 | 2531324.3221 | 11320644.8848 | 3144235.0165 | 28810221.4343 | 28810221.4343 | 21508759.7178 | 11259118.2678 | 0 | 43275101.3356 | 104853200.7554 | 562.3413 | 1.2407 | 34878.2016 | 84507.9725 | 711.0393 | 1722.8093
1 | 6200 | 707 | 0.035 | 15 | 15 | 7 | 7.4989e-13 | 0 | CO2 | Porous | Wet | R245fa | MinimizeLCOE_Brownfield | IgnoreSilica | 18.1138 | 3.462 | 0.43962 | 4 | 25958.8272 | 60977.0238 | 529.2058 | 1243.0991 | 153.0898 | 22.386 | 6926846025.2336 | 2093646.2785 | 0 | 923719.2344 | 0 | 0 | 0 | 1403681.5329 | 1724208.3479 | 4486036.4374 | 3061812.0473 | 13693103.8784 | 3144235.0165 | 28810221.4343 | 28810221.4343 | 21508759.7178 | 11259118.2678 | 0 | 45647560.3292 | 107225659.749 | 749.8942 | 1.7585 | 25958.8272 | 60977.0238 | 529.2058 | 1243.0991
1 | 6200 | 707 | 0.035 | 15 | 15 | 7 | 1e-12 | 0 | CO2 | Porous | Wet | R245fa | MinimizeLCOE_Brownfield | IgnoreSilica | 23.3077 | 4.681 | 0.60964 | 4 | 19854.4831 | 45106.3585 | 404.7605 | 919.5541 | 156.0273 | 22.473 | 8357382416.5564 | 2544032.0166 | 0 | 1130138.3808 | 0 | 0 | 0 | 1640797.205 | 2072837.3649 | 5393097.6261 | 3680899.9469 | 16461802.5403 | 3144235.0165 | 28810221.4343 | 28810221.4343 | 21508759.7178 | 11259118.2678 | 0 | 48416258.9911 | 109994358.4109 | 1000 | 2.4386 | 19854.4831 | 45106.3585 | 404.7605 | 919.5541
1 | 6200 | 707 | 0.035 | 15 | 15 | 7 | 1.3335e-12 | 0 | CO2 | Porous | Wet | R245fa | MinimizeLCOE_Brownfield | IgnoreSilica | 29.7922 | 6.2181 | 0.83024 | 4 | 15537.324 | 34079.6725 | 316.7494 | 694.7602 | 158.296 | 22.5157 | 9883603061.5606 | 3065058.2041 | 0 | 1375355.4392 | 0 | 0 | 0 | 1902019.8855 | 2473549.0762 | 6435667.3017 | 4392475.1731 | 19644125.0798 | 3144235.0165 | 28810221.4343 | 28810221.4343 | 21508759.7178 | 11259118.2678 | 0 | 51598581.5305 | 113176680.9504 | 1333.5214 | 3.3209 | 15537.324 | 34079.6725 | 316.7494 | 694.7602
1 | 6200 | 707 | 0.035 | 15 | 15 | 7 | 1.7783e-12 | 0 | CO2 | Porous | Wet | R245fa | MinimizeLCOE_Brownfield | IgnoreSilica | 37.8313 | 8.1388 | 1.113 | 4 | 12407.4378 | 26239.3764 | 252.9424 | 534.9252 | 160.0149 | 22.5112 | 11413488283.6281 | 3664322.8336 | 0 | 1664997.9467 | 0 | 0 | 0 | 2187641.9073 | 2931615.4482 | 7627462.0391 | 5205899.5704 | 23281939.7452 | 3144235.0165 | 28810221.4343 | 28810221.4343 | 21508759.7178 | 11259118.2678 | 0 | 55236396.196 | 116814495.6158 | 1778.2794 | 4.4519 | 12407.4378 | 26239.3764 | 252.9424 | 534.9252
1 | 6200 | 707 | 0.035 | 15 | 15 | 7 | 2.3714e-12 | 0 | CO2 | Porous | Wet | R245fa | MinimizeLCOE_Brownfield | IgnoreSilica | 47.5802 | 10.487 | 1.4683 | 4 | 10095.999 | 20580.5377 | 205.8206 | 419.5621 | 161.2558 | 22.4514 | 12965685415.6752 | 4339245.7879 | 0 | 2000199.2677 | 0 | 0 | 0 | 2488266.1762 | 3442807.3804 | 8957478.5868 | 6113663.1933 | 27341660.3922 | 3144235.0165 | 28810221.4343 | 28810221.4343 | 21508759.7178 | 11259118.2678 | 0 | 59296116.843 | 120874216.2628 | 2371.3737 | 5.8732 | 10095.999 | 20580.5377 | 205.8206 | 419.5621
1 | 6200 | 707 | 0.035 | 15 | 15 | 7 | 3.1623e-12 | 0 | CO2 | Porous | Wet | R245fa | MinimizeLCOE_Brownfield | IgnoreSilica | 59.0929 | 13.284 | 1.9033 | 4 | 8366.8982 | 16455.0511 | 170.5705 | 335.4585 | 162.0741 | 22.3251 | 14459988153.9325 | 5080134.952 | 0 | 2378813.3649 | 0 | 0 | 0 | 2790723.9972 | 3997372.2025 | 10400342.497 | 7098447.4599 | 31745834.4733 | 3144235.0165 | 28810221.4343 | 28810221.4343 | 21508759.7178 | 11259118.2678 | 0 | 63700290.9241 | 125278390.3439 | 3162.2777 | 7.6134 | 8366.8982 | 16455.0511 | 170.5705 | 335.4585
1 | 6200 | 707 | 0.035 | 15 | 15 | 7 | 4.217e-12 | 0 | CO2 | Porous | Wet | R245fa | MinimizeLCOE_Brownfield | IgnoreSilica | 72.124 | 16.4821 | 2.4159 | 4 | 7063.194 | 13435.4377 | 143.9928 | 273.8996 | 162.496 | 22.1188 | 15851569504.5796 | 5859858.5629 | 0 | 2789946.8231 | 0 | 0 | 0 | 3070459.531 | 4570903.3176 | 11892552.8113 | 8116911.6612 | 36300632.7072 | 3144235.0165 | 28810221.4343 | 28810221.4343 | 21508759.7178 | 11259118.2678 | 0 | 68255089.158 | 129833188.5778 | 4216.965 | 9.6635 | 7063.194 | 13435.4377 | 143.9928 | 273.8996
1 | 6200 | 707 | 0.035 | 15 | 15 | 7 | 5.6234e-12 | 0 | CO2 | Porous | Wet | R245fa | MinimizeLCOE_Brownfield | IgnoreSilica | 86.0527 | 19.939 | 2.9883 | 4 | 6080.0996 | 11231.7675 | 123.9511 | 228.9748 | 162.553 | 21.8373 | 17077769065.545 | 6635548.4435 | 0 | 3213245.5183 | 0 | 0 | 0 | 3298732.8555 | 5127535.4587 | 13340795.4615 | 9105367.0284 | 40721224.766 | 3144235.0165 | 28810221.4343 | 28810221.4343 | 21508759.7178 | 11259118.2678 | 0 | 72675681.2168 | 134253780.6366 | 5623.4133 | 11.953 | 6080.0996 | 11231.7675 | 123.9511 | 228.9748
1 | 6200 | 707 | 0.035 | 15 | 15 | 7 | 7.4989e-12 | 0 | CO2 | Porous | Wet | R245fa | MinimizeLCOE_Brownfield | IgnoreSilica | 100.024 | 23.4485 | 3.5893 | 4 | 5339.9514 | 9628.9871 | 108.8621 | 196.2999 | 162.2857 | 21.4896 | 18075410683.4852 | 7359931.683 | 0 | 3624228.1024 | 0 | 0 | 0 | 3451771.6742 | 5630013.2692 | 14648139.652 | 9997656.3016 | 44711740.6823 | 3144235.0165 | 28810221.4343 | 28810221.4343 | 21508759.7178 | 11259118.2678 | 0 | 76666197.1331 | 138244296.5529 | 7498.9421 | 14.3571 | 5339.9514 | 9628.9871 | 108.8621 | 196.2999
1 | 6200 | 707 | 0.035 | 15 | 15 | 7 | 1e-11 | 0 | CO2 | Porous | Wet | R245fa | MinimizeLCOE_Brownfield | IgnoreSilica | 113.1445 | 26.7848 | 4.1802 | 4 | 4785.0137 | 8467.7728 | 97.549 | 172.627 | 161.7755 | 21.1041 | 18842797638.112 | 7994386.2965 | 0 | 3999807.8158 | 0 | 0 | 0 | 3520857.4811 | 6050870.1214 | 15743122.8517 | 10745004.8351 | 48054049.4015 | 3144235.0165 | 28810221.4343 | 28810221.4343 | 21508759.7178 | 11259118.2678 | 0 | 80008505.8523 | 141586605.2721 | 10000 | 16.7206 | 4785.0137 | 8467.7728 | 97.549 | 172.627
1 | 6200 | 707 | 0.035 | 15 | 15 | 7 | 1.3335e-11 | 0 | CO2 | Porous | Wet | R245fa | MinimizeLCOE_Brownfield | IgnoreSilica | 124.7887 | 29.7799 | 4.727 | 4 | 4370.461 | 7627.1654 | 89.0978 | 155.4901 | 161.1256 | 20.714 | 19382992107.8842 | 8521378.2092 | 0 | 4325860.6159 | 0 | 0 | 0 | 3516504.9582 | 6381860.0755 | 16604290.8169 | 11332769.6666 | 50682664.3421 | 3144235.0165 | 28810221.4343 | 28810221.4343 | 21508759.7178 | 11259118.2678 | 0 | 82637120.7929 | 144215220.2127 | 13335.2143 | 18.9081 | 4370.461 | 7627.1654 | 89.0978 | 155.4901
1 | 6200 | 707 | 0.035 | 15 | 15 | 7 | 1.7783e-11 | 0 | CO2 | Porous | Wet | R245fa | MinimizeLCOE_Brownfield | IgnoreSilica | 134.6307 | 32.3398 | 5.2075 | 4 | 4060.9616 | 7017.1644 | 82.7882 | 143.0544 | 160.4306 | 20.3455 | 19748779279.1938 | 8940065.2257 | 0 | 4596714.8658 | 0 | 0 | 0 | 3457602.7503 | 6627809.3083 | 17244200.2696 | 11769521.0169 | 52635913.4365 | 3144235.0165 | 28810221.4343 | 28810221.4343 | 21508759.7178 | 11259118.2678 | 0 | 84590369.8873 | 146168469.3071 | 17782.7941 | 20.8301 | 4060.9616 | 7017.1644 | 82.7882 | 143.0544
1 | 6200 | 707 | 0.035 | 15 | 15 | 7 | 2.3714e-11 | 0 | CO2 | Porous | Wet | R245fa | MinimizeLCOE_Brownfield | IgnoreSilica | 142.6692 | 34.4485 | 5.6123 | 4 | 3830.8795 | 6573.8562 | 78.0977 | 134.017 | 159.7716 | 20.0234 | 19972036931.1749 | 9264455.3357 | 0 | 4815003.6632 | 0 | 0 | 0 | 3370315.2005 | 6805411.9378 | 17706285.8802 | 12084903.941 | 54046375.9584 | 3144235.0165 | 28810221.4343 | 28810221.4343 | 21508759.7178 | 11259118.2678 | 0 | 86000832.4092 | 147578931.829 | 23713.7371 | 22.4494 | 3830.8795 | 6573.8562 | 78.0977 | 134.017
1 | 6200 | 707 | 0.035 | 15 | 15 | 7 | 3.1623e-11 | 0 | CO2 | Porous | Wet | R245fa | MinimizeLCOE_Brownfield | IgnoreSilica | 149.054 | 36.1366 | 5.9428 | 4 | 3659.423 | 6249.8671 | 74.6023 | 127.412 | 159.1861 | 19.752 | 20106675260.3397 | 9510416.6985 | 0 | 4986630.1914 | 0 | 0 | 0 | 3271795.2508 | 6929848.4349 | 18030044.1202 | 12305875.5924 | 55034610.2883 | 3144235.0165 | 28810221.4343 | 28810221.4343 | 21508759.7178 | 11259118.2678 | 0 | 86989066.739 | 148567166.1589 | 31622.7766 | 23.7713 | 3659.423 | 6249.8671 | 74.6023 | 127.412
1 | 6200 | 707 | 0.035 | 15 | 15 | 7 | 4.217e-11 | 0 | CO2 | Porous | Wet | R245fa | MinimizeLCOE_Brownfield | IgnoreSilica | 154.0434 | 37.4642 | 6.2066 | 4 | 3531.5373 | 6011.8841 | 71.9952 | 122.5604 | 158.6897 | 19.53 | 20180575048.7558 | 9695303.6955 | 0 | 5119725.8981 | 0 | 0 | 0 | 3175401.6724 | 7016268.1937 | 18254890.6056 | 12459337.9388 | 55720928.0041 | 3144235.0165 | 28810221.4343 | 28810221.4343 | 21508759.7178 | 11259118.2678 | 0 | 87675384.4549 | 149253483.8747 | 42169.6503 | 24.8264 | 3531.5373 | 6011.8841 | 71.9952 | 122.5604
1 | 6200 | 707 | 0.035 | 15 | 15 | 7 | 5.6234e-11 | 0 | CO2 | Porous | Wet | R245fa | MinimizeLCOE_Brownfield | IgnoreSilica | 157.8897 | 38.4929 | 6.4135 | 4 | 3436.049 | 5836.362 | 70.0485 | 118.9821 | 158.2834 | 19.353 | 20219554922.7847 | 9833377.989 | 0 | 5221741.0112 | 0 | 0 | 0 | 3088250.5361 | 7075914.1192 | 18410077.0686 | 12565255.8886 | 56194616.6128 | 3144235.0165 | 28810221.4343 | 28810221.4343 | 21508759.7178 | 11259118.2678 | 0 | 88149073.0636 | 149727172.4834 | 56234.1325 | 25.6542 | 3436.049 | 5836.362 | 70.0485 | 118.9821
1 | 6200 | 707 | 0.035 | 15 | 15 | 7 | 7.4989e-11 | 0 | CO2 | Porous | Wet | R245fa | MinimizeLCOE_Brownfield | IgnoreSilica | 160.8445 | 39.286 | 6.5742 | 4 | 3364.6803 | 5706.3266 | 68.5936 | 116.3312 | 157.957 | 19.2136 | 20232374029.7354 | 9936778.878 | 0 | 5299772.7084 | 0 | 0 | 0 | 3013905.1898 | 7117678.1427 | 18518738.4908 | 12639419.542 | 56526292.9517 | 3144235.0165 | 28810221.4343 | 28810221.4343 | 21508759.7178 | 11259118.2678 | 0 | 88480749.4025 | 150058848.8223 | 74989.4209 | 26.2969 | 3364.6803 | 5706.3266 | 68.5936 | 116.3312
1 | 6200 | 707 | 0.035 | 15 | 15 | 7 | 1e-10 | 0 | CO2 | Porous | Wet | R245fa | MinimizeLCOE_Brownfield | IgnoreSilica | 163.0714 | 39.8863 | 6.6973 | 4 | 3311.2947 | 5609.9157 | 67.5052 | 114.3657 | 157.7027 | 19.1064 | 20243371831.2143 | 10013150.6499 | 0 | 5358391.7443 | 0 | 0 | 0 | 2951886.9771 | 7146137.4548 | 18592783.7831 | 12689956.9755 | 56752307.5848 | 3144235.0165 | 28810221.4343 | 28810221.4343 | 21508759.7178 | 11259118.2678 | 0 | 88706764.0356 | 150284863.4554 | 100000 | 26.7891 | 3311.2947 | 5609.9157 | 67.5052 | 114.3657
1 | 6200 | 707 | 0.035 | 15 | 15 | 7 | 1.3335e-10 | 0 | CO2 | Porous | Wet | R245fa | MinimizeLCOE_Brownfield | IgnoreSilica | 164.7692 | 40.3447 | 6.7915 | 4 | 3271.3351 | 5538.0812 | 66.6906 | 112.9013 | 157.504 | 19.0235 | 20242867432.9877 | 10070477.5742 | 0 | 5402978.6531 | 0 | 0 | 0 | 2902229.6369 | 7166517.487 | 18645808.4464 | 12726147.3977 | 56914159.1953 | 3144235.0165 | 28810221.4343 | 28810221.4343 | 21508759.7178 | 11259118.2678 | 0 | 88868615.6461 | 150446715.0659 | 133352.1432 | 27.1659 | 3271.3351 | 5538.0812 | 66.6906 | 112.9013
1 | 6200 | 707 | 0.035 | 15 | 15 | 7 | 1.7783e-10 | 0 | CO2 | Porous | Wet | R245fa | MinimizeLCOE_Brownfield | IgnoreSilica | 166.0527 | 40.6918 | 6.863 | 4 | 3241.4102 | 5484.513 | 66.0805 | 111.8092 | 157.3509 | 18.9602 | 20239601076.3453 | 10113287.6281 | 0 | 5436621.1344 | 0 | 0 | 0 | 2862977.2286 | 7181025.5365 | 18683555.4152 | 12751910.4795 | 57029377.4224 | 3144235.0165 | 28810221.4343 | 28810221.4343 | 21508759.7178 | 11259118.2678 | 0 | 88983833.8732 | 150561933.293 | 177827.941 | 27.4522 | 3241.4102 | 5484.513 | 66.0805 | 111.8092
1 | 6200 | 707 | 0.035 | 15 | 15 | 7 | 2.3714e-10 | 0 | CO2 | Porous | Wet | R245fa | MinimizeLCOE_Brownfield | IgnoreSilica | 167.0271 | 40.9573 | 6.9177 | 4 | 3218.5567 | 5443.927 | 65.6146 | 110.9818 | 157.2271 | 18.9079 | 20233938143.1903 | 10144829.693 | 0 | 5462128.8741 | 0 | 0 | 0 | 2830683.1523 | 7190680.2706 | 18708675.0527 | 12769055.1483 | 57106052.191 | 3144235.0165 | 28810221.4343 | 28810221.4343 | 21508759.7178 | 11259118.2678 | 0 | 89060508.6418 | 150638608.0616 | 237137.3706 | 27.6709 | 3218.5567 | 5443.927 | 65.6146 | 110.9818
1 | 6200 | 707 | 0.035 | 15 | 15 | 7 | 3.1623e-10 | 0 | CO2 | Porous | Wet | R245fa | MinimizeLCOE_Brownfield | IgnoreSilica | 167.7628 | 41.1565 | 6.9588 | 4 | 3201.77 | 5413.9995 | 65.2724 | 110.3717 | 157.1373 | 18.8711 | 20226978440.143 | 10168979.2285 | 0 | 5481366.9051 | 0 | 0 | 0 | 2807234.5103 | 7198456.4511 | 18728907.0794 | 12782863.9222 | 57167808.0967 | 3144235.0165 | 28810221.4343 | 28810221.4343 | 21508759.7178 | 11259118.2678 | 0 | 89122264.5474 | 150700363.9673 | 316227.766 | 27.8353 | 3201.77 | 5413.9995 | 65.2724 | 110.3717
1 | 6200 | 707 | 0.035 | 15 | 15 | 7 | 4.217e-10 | 0 | CO2 | Porous | Wet | R245fa | MinimizeLCOE_Brownfield | IgnoreSilica | 168.2964 | 41.3018 | 6.9894 | 4 | 3189.1884 | 5391.7374 | 65.0159 | 109.9179 | 157.0717 | 18.8444 | 20229532228.1547 | 10186397.7874 | 0 | 5495310.3199 | 0 | 0 | 0 | 2788772.187 | 7203487.3148 | 18741996.3546 | 12791797.6215 | 57207761.5852 | 3144235.0165 | 28810221.4343 | 28810221.4343 | 21508759.7178 | 11259118.2678 | 0 | 89162218.036 | 150740317.4558 | 421696.5034 | 27.9577 | 3189.1884 | 5391.7374 | 65.0159 | 109.9179
1 | 6200 | 707 | 0.035 | 15 | 15 | 7 | 5.6234e-10 | 0 | CO2 | Porous | Wet | R245fa | MinimizeLCOE_Brownfield | IgnoreSilica | 168.723 | 41.417 | 7.013 | 4 | 3179.7572 | 5374.9108 | 64.8237 | 109.5748 | 157.019 | 18.8229 | 20227746387.3198 | 10200270.8913 | 0 | 5506450.681 | 0 | 0 | 0 | 2775324.9296 | 7207998.1357 | 18753732.5855 | 12799807.8403 | 57243585.0634 | 3144235.0165 | 28810221.4343 | 28810221.4343 | 21508759.7178 | 11259118.2678 | 0 | 89198041.5142 | 150776140.934 | 562341.3252 | 28.0518 | 3179.7572 | 5374.9108 | 64.8237 | 109.5748
1 | 6200 | 707 | 0.035 | 15 | 15 | 7 | 7.4989e-10 | 0 | CO2 | Porous | Wet | R245fa | MinimizeLCOE_Brownfield | IgnoreSilica | 169.0151 | 41.497 | 7.0301 | 4 | 3172.6868 | 5362.4889 | 64.6795 | 109.3216 | 156.9826 | 18.8082 | 20225328710.4831 | 10209734.7555 | 0 | 5514075.0808 | 0 | 0 | 0 | 2764424.358 | 7210411.3358 | 18760011.2369 | 12804093.1489 | 57262749.9158 | 3144235.0165 | 28810221.4343 | 28810221.4343 | 21508759.7178 | 11259118.2678 | 0 | 89217206.3666 | 150795305.7864 | 749894.2093 | 28.1204 | 3172.6868 | 5362.4889 | 64.6795 | 109.3216
1 | 6200 | 707 | 0.035 | 15 | 15 | 7 | 1e-09 | 0 | CO2 | Porous | Wet | R245fa | MinimizeLCOE_Brownfield | IgnoreSilica | 169.2586 | 41.5627 | 7.0435 | 4 | 3167.3859 | 5353.0304 | 64.5714 | 109.1288 | 156.9523 | 18.7959 | 20218690755.9898 | 10217613.8405 | 0 | 5520431.1453 | 0 | 0 | 0 | 2756764.4119 | 7212975.6651 | 18766683.0959 | 12808646.8297 | 57283114.9886 | 3144235.0165 | 28810221.4343 | 28810221.4343 | 21508759.7178 | 11259118.2678 | 0 | 89237571.4393 | 150815670.8592 | 1000000 | 28.1739 | 3167.3859 | 5353.0304 | 64.5714 | 109.1288
1 | 6200 | 707 | 0.035 | 15 | 15 | 7 | 1.3335e-09 | 0 | CO2 | Porous | Wet | R245fa | MinimizeLCOE_Brownfield | IgnoreSilica | 169.4218 | 41.6075 | 7.0531 | 4 | 3163.4115 | 5346.0662 | 64.4904 | 108.9868 | 156.9319 | 18.7876 | 20221955637.503 | 10222879.0771 | 0 | 5524688.2135 | 0 | 0 | 0 | 2750505.2016 | 7214248.272 | 18769994.1579 | 12810906.6976 | 57293221.6196 | 3144235.0165 | 28810221.4343 | 28810221.4343 | 21508759.7178 | 11259118.2678 | 0 | 89247678.0704 | 150825777.4902 | 1333521.4322 | 28.2125 | 3163.4115 | 5346.0662 | 64.4904 | 108.9868
1 | 6200 | 707 | 0.035 | 15 | 15 | 7 | 1.7783e-09 | 0 | CO2 | Porous | Wet | R245fa | MinimizeLCOE_Brownfield | IgnoreSilica | 169.5681 | 41.6467 | 7.0608 | 4 | 3160.4314 | 5340.6974 | 64.4297 | 108.8773 | 156.9137 | 18.7802 | 20214278108.9173 | 10227599.6959 | 0 | 5528505.0708 | 0 | 0 | 0 | 2746362.4783 | 7215962.2255 | 18774453.5134 | 12813950.2993 | 57306833.2832 | 3144235.0165 | 28810221.4343 | 28810221.4343 | 21508759.7178 | 11259118.2678 | 0 | 89261289.734 | 150839389.1538 | 1778279.41 | 28.2434 | 3160.4314 | 5340.6974 | 64.4297 | 108.8773
1 | 6200 | 707 | 0.035 | 15 | 15 | 7 | 2.3714e-09 | 0 | CO2 | Porous | Wet | R245fa | MinimizeLCOE_Brownfield | IgnoreSilica | 169.6607 | 41.6721 | 7.0663 | 4 | 3158.1968 | 5336.7804 | 64.3841 | 108.7975 | 156.902 | 18.7755 | 20215763331.0211 | 10230581.1209 | 0 | 5530920.4628 | 0 | 0 | 0 | 2742829.8952 | 7216689.2767 | 18776345.1516 | 12815241.3813 | 57312607.2884 | 3144235.0165 | 28810221.4343 | 28810221.4343 | 21508759.7178 | 11259118.2678 | 0 | 89267063.7392 | 150845163.159 | 2371373.7057 | 28.2652 | 3158.1968 | 5336.7804 | 64.3841 | 108.7975
1 | 6200 | 707 | 0.035 | 15 | 15 | 7 | 3.1623e-09 | 0 | CO2 | Porous | Wet | R245fa | MinimizeLCOE_Brownfield | IgnoreSilica | 169.7339 | 41.692 | 7.0705 | 4 | 3156.5213 | 5333.821 | 64.35 | 108.7372 | 156.8928 | 18.7718 | 20215308206.2 | 10232935.5646 | 0 | 5532828.4361 | 0 | 0 | 0 | 2740261.9718 | 7217350.1293 | 18778064.5543 | 12816414.9089 | 57317855.5649 | 3144235.0165 | 28810221.4343 | 28810221.4343 | 21508759.7178 | 11259118.2678 | 0 | 89272312.0157 | 150850411.4355 | 3162277.6602 | 28.2819 | 3156.5213 | 5333.821 | 64.35 | 108.7372
1 | 6200 | 707 | 0.035 | 15 | 15 | 7 | 4.217e-09 | 0 | CO2 | Porous | Wet | R245fa | MinimizeLCOE_Brownfield | IgnoreSilica | 169.7922 | 41.7077 | 7.0737 | 4 | 3155.2649 | 5331.5808 | 64.3243 | 108.6915 | 156.8855 | 18.7688 | 20213495199.5513 | 10234812.8184 | 0 | 5534349.8665 | 0 | 0 | 0 | 2738415.1112 | 7217955.3405 | 18779639.1897 | 12817489.63 | 57322661.9563 | 3144235.0165 | 28810221.4343 | 28810221.4343 | 21508759.7178 | 11259118.2678 | 0 | 89277118.407 | 150855217.8269 | 4216965.0343 | 28.2947 | 3155.2649 | 5331.5808 | 64.3243 | 108.6915
1 | 6200 | 707 | 0.035 | 15 | 15 | 7 | 5.6234e-09 | 0 | CO2 | Porous | Wet | R245fa | MinimizeLCOE_Brownfield | IgnoreSilica | 169.8239 | 41.7167 | 7.0758 | 4 | 3154.3227 | 5329.9763 | 64.3051 | 108.6588 | 156.8815 | 18.7672 | 20217252692.4321 | 10235828.7988 | 0 | 5535175.5121 | 0 | 0 | 0 | 2736738.1223 | 7218019.5489 | 18779806.2469 | 12817603.6499 | 57323171.8789 | 3144235.0165 | 28810221.4343 | 28810221.4343 | 21508759.7178 | 11259118.2678 | 0 | 89277628.3297 | 150855727.7495 | 5623413.2519 | 28.3033 | 3154.3227 | 5329.9763 | 64.3051 | 108.6588
1 | 6200 | 707 | 0.035 | 15 | 15 | 7 | 7.4989e-09 | 0 | CO2 | Porous | Wet | R245fa | MinimizeLCOE_Brownfield | IgnoreSilica | 169.8628 | 41.727 | 7.0777 | 4 | 3153.6162 | 5328.6792 | 64.2907 | 108.6323 | 156.8767 | 18.7652 | 20213657356.5452 | 10237080.6401 | 0 | 5536189.7032 | 0 | 0 | 0 | 2735841.8514 | 7218553.7559 | 18781196.1439 | 12818552.2832 | 57327414.3777 | 3144235.0165 | 28810221.4343 | 28810221.4343 | 21508759.7178 | 11259118.2678 | 0 | 89281870.8284 | 150859970.2483 | 7498942.0933 | 28.311 | 3153.6162 | 5328.6792 | 64.2907 | 108.6323
1 | 6200 | 707 | 0.035 | 15 | 15 | 7 | 1e-08 | 0 | CO2 | Porous | Wet | R245fa | MinimizeLCOE_Brownfield | IgnoreSilica | 169.8823 | 41.7324 | 7.079 | 4 | 3153.0864 | 5327.767 | 64.2799 | 108.6137 | 156.8742 | 18.7642 | 20215075989.5231 | 10237704.7602 | 0 | 5536696.7813 | 0 | 0 | 0 | 2734936.3021 | 7218641.759 | 18781425.1099 | 12818708.5572 | 57328113.2697 | 3144235.0165 | 28810221.4343 | 28810221.4343 | 21508759.7178 | 11259118.2678 | 0 | 89282569.7205 | 150860669.1403 | 10000000 | 28.3159 | 3153.0864 | 5327.767 | 64.2799 | 108.6137
1 | 6300 | 707 | 0.035 | 15 | 15 | 7 | 1e-13 | 0 | CO2 | Porous | Wet | R245fa | MinimizeLCOE_Brownfield | IgnoreSilica | 2.2988 | 0.075607 | 0.0081387 | 4 | 1077028.7574 | 3008925.9138 | 21956.688 | 61341.0246 | 97.7043 | 19.8053 | 254314306.6907 | 332098.088 | 0 | 138041.7711 | 0 | 0 | 0 | 327678.9863 | 311149.3497 | 809546.7823 | 552532.3135 | 2471047.2908 | 3144235.0165 | 29447104.4808 | 29447104.4808 | 21958398.9644 | 11486898.3253 | 0 | 35062386.788 | 97954788.5585 | 100 | 0.032555 | 1077028.7574 | 3008925.9138 | 21956.688 | 61341.0246
1 | 6300 | 707 | 0.035 | 15 | 15 | 7 | 1.3335e-13 | 0 | CO2 | Porous | Wet | R245fa | MinimizeLCOE_Brownfield | IgnoreSilica | 3.366 | 0.23409 | 0.024781 | 4 | 364916.357 | 999400.4217 | 7439.3135 | 20374.1294 | 112.6264 | 20.7774 | 709957185.5788 | 490024.3764 | 0 | 220517.7281 | 0 | 0 | 0 | 445487.3443 | 450851.485 | 1173023.0817 | 800612.3565 | 3580516.3719 | 3144235.0165 | 29447104.4808 | 29447104.4808 | 21958398.9644 | 11486898.3253 | 0 | 36171855.8692 | 99064257.6396 | 133.3521 | 0.099124 | 364916.357 | 999400.4217 | 7439.3135 | 20374.1294
1 | 6300 | 707 | 0.035 | 15 | 15 | 7 | 1.7783e-13 | 0 | CO2 | Porous | Wet | R245fa | MinimizeLCOE_Brownfield | IgnoreSilica | 4.7038 | 0.47377 | 0.051474 | 4 | 181869.4909 | 487328.693 | 3707.6556 | 9934.8546 | 124.5231 | 21.4522 | 1464407296.562 | 676721.7992 | 0 | 314119.4392 | 0 | 0 | 0 | 576549.7865 | 611282.4997 | 1590431.673 | 1085502.2969 | 4854607.4946 | 3144235.0165 | 29447104.4808 | 29447104.4808 | 21958398.9644 | 11486898.3253 | 0 | 37445946.9918 | 100338348.7622 | 177.8279 | 0.20589 | 181869.4909 | 487328.693 | 3707.6556 | 9934.8546
1 | 6300 | 707 | 0.035 | 15 | 15 | 7 | 2.3714e-13 | 0 | CO2 | Porous | Wet | R245fa | MinimizeLCOE_Brownfield | IgnoreSilica | 6.3498 | 0.80555 | 0.091427 | 4 | 106109.1383 | 278083.4718 | 2163.1783 | 5669.1077 | 133.8337 | 21.9215 | 2308046249.6564 | 890574.4328 | 0 | 399337.769 | 0 | 0 | 0 | 716261.5288 | 782407.7549 | 2035664.4844 | 1389382.8393 | 6213628.8093 | 3144235.0165 | 29447104.4808 | 29447104.4808 | 21958398.9644 | 11486898.3253 | 0 | 38804968.3065 | 101697370.077 | 237.1374 | 0.36571 | 106109.1383 | 278083.4718 | 2163.1783 | 5669.1077
1 | 6300 | 707 | 0.035 | 15 | 15 | 7 | 3.1623e-13 | 0 | CO2 | Porous | Wet | R245fa | MinimizeLCOE_Brownfield | IgnoreSilica | 8.4085 | 1.2502 | 0.14744 | 4 | 68428.0614 | 175069.4422 | 1394.9986 | 3569.0274 | 141.2567 | 22.2632 | 3303170650.8754 | 1138033.9347 | 0 | 499926.5281 | 0 | 0 | 0 | 868946.033 | 977693.5334 | 2543758.0213 | 1736167.1185 | 7764525.1691 | 3144235.0165 | 29447104.4808 | 29447104.4808 | 21958398.9644 | 11486898.3253 | 0 | 40355864.6663 | 103248266.4367 | 316.2278 | 0.58976 | 68428.0614 | 175069.4422 | 1394.9986 | 3569.0274
1 | 6300 | 707 | 0.035 | 15 | 15 | 7 | 4.217e-13 | 0 | CO2 | Porous | Wet | R245fa | MinimizeLCOE_Brownfield | IgnoreSilica | 11.0102 | 1.8362 | 0.2238 | 4 | 47084.3395 | 117339.075 | 959.8779 | 2392.1158 | 147.2156 | 22.5166 | 4491932170.0437 | 1426793.3268 | 0 | 620254.6413 | 0 | 0 | 0 | 1039171.4659 | 1203625.5792 | 3131586.8596 | 2137372.3794 | 9558804.2522 | 3144235.0165 | 29447104.4808 | 29447104.4808 | 21958398.9644 | 11486898.3253 | 0 | 42150143.7495 | 105042545.5199 | 421.6965 | 0.89521 | 47084.3395 | 117339.075 | 959.8779 | 2392.1158
1 | 6300 | 707 | 0.035 | 15 | 15 | 7 | 5.6234e-13 | 0 | CO2 | Porous | Wet | R245fa | MinimizeLCOE_Brownfield | IgnoreSilica | 14.3212 | 2.6013 | 0.32629 | 4 | 33902.7249 | 82090.7238 | 691.1529 | 1673.5304 | 152.0013 | 22.7041 | 5780301371.8619 | 1766131.6486 | 0 | 765447.8722 | 0 | 0 | 0 | 1231975.9386 | 1467786.6292 | 3818879.7246 | 2606463.8822 | 11656685.6954 | 3144235.0165 | 29447104.4808 | 29447104.4808 | 21958398.9644 | 11486898.3253 | 0 | 44248025.1926 | 107140426.9631 | 562.3413 | 1.3051 | 33902.7249 | 82090.7238 | 691.1529 | 1673.5304
1 | 6300 | 707 | 0.035 | 15 | 15 | 7 | 7.4989e-13 | 0 | CO2 | Porous | Wet | R245fa | MinimizeLCOE_Brownfield | IgnoreSilica | 18.5204 | 3.5884 | 0.46218 | 4 | 25257.9029 | 59277.0202 | 514.9165 | 1208.4422 | 155.8056 | 22.838 | 7172763337.1904 | 2163889.1663 | 0 | 940268.4664 | 0 | 0 | 0 | 1449515.5872 | 1775932.5558 | 4620612.2162 | 3153662.7816 | 14103880.7735 | 3144235.0165 | 29447104.4808 | 29447104.4808 | 21958398.9644 | 11486898.3253 | 0 | 46695220.2707 | 109587622.0412 | 749.8942 | 1.8487 | 25257.9029 | 59277.0202 | 514.9165 | 1208.4422
1 | 6300 | 707 | 0.035 | 15 | 15 | 7 | 1e-12 | 0 | CO2 | Porous | Wet | R245fa | MinimizeLCOE_Brownfield | IgnoreSilica | 23.807 | 4.8471 | 0.64041 | 4 | 19335.4857 | 43887.2141 | 394.18 | 894.7002 | 158.791 | 22.9246 | 8676233385.2361 | 2627321.814 | 0 | 1149466.9206 | 0 | 0 | 0 | 1692246.0221 | 2132923.5551 | 5549429.5677 | 3787599.7093 | 16938987.5889 | 3144235.0165 | 29447104.4808 | 29447104.4808 | 21958398.9644 | 11486898.3253 | 0 | 49530327.0861 | 112422728.8566 | 1000 | 2.5616 | 19335.4857 | 43887.2141 | 394.18 | 894.7002
1 | 6300 | 707 | 0.035 | 15 | 15 | 7 | 1.3335e-12 | 0 | CO2 | Porous | Wet | R245fa | MinimizeLCOE_Brownfield | IgnoreSilica | 30.4501 | 6.4428 | 0.87192 | 4 | 15143.6483 | 33176.3413 | 308.7238 | 676.3446 | 161.1114 | 22.9659 | 10197459491.9315 | 3166908.9094 | 0 | 1399599.153 | 0 | 0 | 0 | 1963462.95 | 2546688.6948 | 6625961.5862 | 4522354.9325 | 20224976.2259 | 3144235.0165 | 29447104.4808 | 29447104.4808 | 21958398.9644 | 11486898.3253 | 0 | 52816315.7231 | 115708717.4936 | 1333.5214 | 3.4877 | 15143.6483 | 33176.3413 | 308.7238 | 676.3446
1 | 6300 | 707 | 0.035 | 15 | 15 | 7 | 1.7783e-12 | 0 | CO2 | Porous | Wet | R245fa | MinimizeLCOE_Brownfield | IgnoreSilica | 38.6324 | 8.4256 | 1.1679 | 4 | 12102.7542 | 25565.064 | 246.731 | 521.1784 | 162.8575 | 22.9579 | 11792209773.2564 | 3783488.9453 | 0 | 1693143.7869 | 0 | 0 | 0 | 2255886.4908 | 3015682.497 | 7846187.2556 | 5355184.025 | 23949573.0005 | 3144235.0165 | 29447104.4808 | 29447104.4808 | 21958398.9644 | 11486898.3253 | 0 | 56540912.4978 | 119433314.2682 | 1778.2794 | 4.6717 | 12102.7542 | 25565.064 | 246.731 | 521.1784
1 | 6300 | 707 | 0.035 | 15 | 15 | 7 | 2.3714e-12 | 0 | CO2 | Porous | Wet | R245fa | MinimizeLCOE_Brownfield | IgnoreSilica | 48.5593 | 10.8507 | 1.5397 | 4 | 9856.0749 | 20068.0052 | 200.9294 | 409.1134 | 164.119 | 22.8925 | 13375328534.6753 | 4478281.1729 | 0 | 2033058.8353 | 0 | 0 | 0 | 2564264.8634 | 3539485.8999 | 9209016.2632 | 6285342.826 | 28109449.8606 | 3144235.0165 | 29447104.4808 | 29447104.4808 | 21958398.9644 | 11486898.3253 | 0 | 60700789.3579 | 123593191.1283 | 2371.3737 | 6.1587 | 9856.0749 | 20068.0052 | 200.9294 | 409.1134
1 | 6300 | 707 | 0.035 | 15 | 15 | 7 | 3.1623e-12 | 0 | CO2 | Porous | Wet | R245fa | MinimizeLCOE_Brownfield | IgnoreSilica | 60.2332 | 13.7283 | 1.9936 | 4 | 8175.0703 | 16061.9697 | 166.6599 | 327.445 | 164.947 | 22.7583 | 14919077329.9399 | 5237858.7104 | 0 | 2415468.3553 | 0 | 0 | 0 | 2871810.5065 | 4104803.6531 | 10679857.0945 | 7289221.9161 | 32599020.2358 | 3144235.0165 | 29447104.4808 | 29447104.4808 | 21958398.9644 | 11486898.3253 | 0 | 65190359.7331 | 128082761.5035 | 3162.2777 | 7.9743 | 8175.0703 | 16061.9697 | 166.6599 | 327.445
1 | 6300 | 707 | 0.035 | 15 | 15 | 7 | 4.217e-12 | 0 | CO2 | Porous | Wet | R245fa | MinimizeLCOE_Brownfield | IgnoreSilica | 73.4392 | 17.0165 | 2.5273 | 4 | 6907.7211 | 13129.0107 | 140.8232 | 267.6526 | 165.3714 | 22.5407 | 16332582667.3597 | 6036790.9928 | 0 | 2830574.7458 | 0 | 0 | 0 | 3156302.7057 | 4689230.6933 | 12200416.3704 | 8327034.8663 | 37240350.3743 | 3144235.0165 | 29447104.4808 | 29447104.4808 | 21958398.9644 | 11486898.3253 | 0 | 69831689.8716 | 132724091.642 | 4216.965 | 10.1092 | 6907.7211 | 13129.0107 | 140.8232 | 267.6526
1 | 6300 | 707 | 0.035 | 15 | 15 | 7 | 5.6234e-12 | 0 | CO2 | Porous | Wet | R245fa | MinimizeLCOE_Brownfield | IgnoreSilica | 87.4876 | 20.5548 | 3.121 | 4 | 5952.3531 | 10990.1806 | 121.3468 | 224.0497 | 165.4227 | 22.2462 | 17574960237.1457 | 6827751.7486 | 0 | 3256037.8717 | 0 | 0 | 0 | 3385572.3309 | 5253051.1609 | 13667361.5718 | 9328255.109 | 41718029.7929 | 3144235.0165 | 29447104.4808 | 29447104.4808 | 21958398.9644 | 11486898.3253 | 0 | 74309369.2901 | 137201771.0606 | 5623.4133 | 12.484 | 5952.3531 | 10990.1806 | 121.3468 | 224.0497
1 | 6300 | 707 | 0.035 | 15 | 15 | 7 | 7.4989e-12 | 0 | CO2 | Porous | Wet | R245fa | MinimizeLCOE_Brownfield | IgnoreSilica | 101.5218 | 24.1331 | 3.7419 | 4 | 5233.4205 | 9435.3575 | 106.6904 | 192.3525 | 165.1455 | 21.885 | 18584182758.3753 | 7563392.7555 | 0 | 3667581.721 | 0 | 0 | 0 | 3536873.4802 | 5759460.7031 | 14984935.3217 | 10227526.2667 | 45739770.2483 | 3144235.0165 | 29447104.4808 | 29447104.4808 | 21958398.9644 | 11486898.3253 | 0 | 78331109.7456 | 141223511.516 | 7498.9421 | 14.9675 | 5233.4205 | 9435.3575 | 106.6904 | 192.3525
1 | 6300 | 707 | 0.035 | 15 | 15 | 7 | 1e-11 | 0 | CO2 | Porous | Wet | R245fa | MinimizeLCOE_Brownfield | IgnoreSilica | 114.665 | 27.5254 | 4.3501 | 4 | 4694.6432 | 8309.0878 | 95.7067 | 169.392 | 164.6243 | 21.4866 | 19351944776.9614 | 8205928.9555 | 0 | 4042749.8673 | 0 | 0 | 0 | 3603053.8952 | 6182175.76 | 16084753.1889 | 10978174.5601 | 49096836.227 | 3144235.0165 | 29447104.4808 | 29447104.4808 | 21958398.9644 | 11486898.3253 | 0 | 81688175.7242 | 144580577.4947 | 10000 | 17.4003 | 4694.6432 | 8309.0878 | 95.7067 | 169.392
1 | 6300 | 707 | 0.035 | 15 | 15 | 7 | 1.3335e-11 | 0 | CO2 | Porous | Wet | R245fa | MinimizeLCOE_Brownfield | IgnoreSilica | 126.265 | 30.5549 | 4.9104 | 4 | 4292.3144 | 7494.3096 | 87.5046 | 152.7816 | 163.967 | 21.0863 | 19886716965.1991 | 8736769.3274 | 0 | 4366752.44 | 0 | 0 | 0 | 3594080.4632 | 6512064.8699 | 16943056.9834 | 11563984.5362 | 51716708.6202 | 3144235.0165 | 29447104.4808 | 29447104.4808 | 21958398.9644 | 11486898.3253 | 0 | 84308048.1175 | 147200449.8879 | 13335.2143 | 19.6416 | 4292.3144 | 7494.3096 | 87.5046 | 152.7816
1 | 6300 | 707 | 0.035 | 15 | 15 | 7 | 1.7783e-11 | 0 | CO2 | Porous | Wet | R245fa | MinimizeLCOE_Brownfield | IgnoreSilica | 136.0675 | 33.1431 | 5.4017 | 4 | 3992.0232 | 6902.7803 | 81.3828 | 140.7225 | 163.266 | 20.7089 | 20243670178.9245 | 9158519.3485 | 0 | 4635919.4735 | 0 | 0 | 0 | 3531832.6533 | 6757245.8753 | 17580967.6659 | 11999371.6848 | 53663856.7013 | 3144235.0165 | 29447104.4808 | 29447104.4808 | 21958398.9644 | 11486898.3253 | 0 | 86255196.1985 | 149147597.969 | 17782.7941 | 21.6069 | 3992.0232 | 6902.7803 | 81.3828 | 140.7225
1 | 6300 | 707 | 0.035 | 15 | 15 | 7 | 2.3714e-11 | 0 | CO2 | Porous | Wet | R245fa | MinimizeLCOE_Brownfield | IgnoreSilica | 144.0387 | 35.2665 | 5.8142 | 4 | 3768.8199 | 6473.0589 | 76.8325 | 131.9621 | 162.6052 | 20.3809 | 20462459401.0678 | 9483942.7966 | 0 | 4851943.6629 | 0 | 0 | 0 | 3441148.5738 | 6933043.663 | 18038357.4482 | 12311549.6096 | 55059985.754 | 3144235.0165 | 29447104.4808 | 29447104.4808 | 21958398.9644 | 11486898.3253 | 0 | 87651325.2512 | 150543727.0217 | 23713.7371 | 23.257 | 3768.8199 | 6473.0589 | 76.8325 | 131.9621
1 | 6300 | 707 | 0.035 | 15 | 15 | 7 | 3.1623e-11 | 0 | CO2 | Porous | Wet | R245fa | MinimizeLCOE_Brownfield | IgnoreSilica | 150.3575 | 36.9631 | 6.1503 | 4 | 3602.506 | 6158.9768 | 73.442 | 125.5591 | 162.0201 | 20.1053 | 20597190983.2147 | 9730296.1661 | 0 | 5021488.2561 | 0 | 0 | 0 | 3340000.1245 | 7055795.9732 | 18357733.7795 | 12529530.5182 | 56034844.8176 | 3144235.0165 | 29447104.4808 | 29447104.4808 | 21958398.9644 | 11486898.3253 | 0 | 88626184.3149 | 151518586.0853 | 31622.7766 | 24.6013 | 3602.506 | 6158.9768 | 73.442 | 125.5591
1 | 6300 | 707 | 0.035 | 15 | 15 | 7 | 4.217e-11 | 0 | CO2 | Porous | Wet | R245fa | MinimizeLCOE_Brownfield | IgnoreSilica | 155.3 | 38.2983 | 6.4184 | 4 | 3478.4617 | 5928.1519 | 70.9131 | 120.8534 | 161.524 | 19.8799 | 20666947014.2673 | 9915713.5961 | 0 | 5153110.8798 | 0 | 0 | 0 | 3242024.489 | 7141231.0963 | 18580018.4447 | 12681244.3697 | 56713342.8756 | 3144235.0165 | 29447104.4808 | 29447104.4808 | 21958398.9644 | 11486898.3253 | 0 | 89304682.3728 | 152197084.1433 | 42169.6503 | 25.6736 | 3478.4617 | 5928.1519 | 70.9131 | 120.8534
1 | 6300 | 707 | 0.035 | 15 | 15 | 7 | 5.6234e-11 | 0 | CO2 | Porous | Wet | R245fa | MinimizeLCOE_Brownfield | IgnoreSilica | 159.1077 | 39.3323 | 6.6285 | 4 | 3385.8451 | 5757.8865 | 69.025 | 117.3823 | 161.1184 | 19.7004 | 20698372865.9627 | 10054132.7508 | 0 | 5253941.6674 | 0 | 0 | 0 | 3153797.3706 | 7200129.9976 | 18733261.3041 | 12785835.7701 | 57181098.8606 | 3144235.0165 | 29447104.4808 | 29447104.4808 | 21958398.9644 | 11486898.3253 | 0 | 89772438.3579 | 152664840.1283 | 56234.1325 | 26.514 | 3385.8451 | 5757.8865 | 69.025 | 117.3823
1 | 6300 | 707 | 0.035 | 15 | 15 | 7 | 7.4989e-11 | 0 | CO2 | Porous | Wet | R245fa | MinimizeLCOE_Brownfield | IgnoreSilica | 162.0165 | 40.1255 | 6.7912 | 4 | 3316.6245 | 5631.8367 | 67.6139 | 114.8126 | 160.7946 | 19.5598 | 20713015280.7088 | 10157243.2277 | 0 | 5330645.0781 | 0 | 0 | 0 | 3078329.2219 | 7240824.8358 | 18839140.9253 | 12858100.7871 | 57504284.0758 | 3144235.0165 | 29447104.4808 | 29447104.4808 | 21958398.9644 | 11486898.3253 | 0 | 90095623.573 | 152988025.3435 | 74989.4209 | 27.1649 | 3316.6245 | 5631.8367 | 67.6139 | 114.8126
1 | 6300 | 707 | 0.035 | 15 | 15 | 7 | 1e-10 | 0 | CO2 | Porous | Wet | R245fa | MinimizeLCOE_Brownfield | IgnoreSilica | 164.224 | 40.7294 | 6.9161 | 4 | 3264.8467 | 5538.2587 | 66.5583 | 112.9049 | 160.5407 | 19.451 | 20716605585.0948 | 10233949.3676 | 0 | 5388669.1236 | 0 | 0 | 0 | 3015968.5693 | 7269048.9536 | 18912574.2903 | 12908220.5676 | 57728430.8719 | 3144235.0165 | 29447104.4808 | 29447104.4808 | 21958398.9644 | 11486898.3253 | 0 | 90319770.3692 | 153212172.1396 | 100000 | 27.6643 | 3264.8467 | 5538.2587 | 66.5583 | 112.9049
1 | 6300 | 707 | 0.035 | 15 | 15 | 7 | 1.3335e-10 | 0 | CO2 | Porous | Wet | R245fa | MinimizeLCOE_Brownfield | IgnoreSilica | 165.9017 | 41.1893 | 7.0115 | 4 | 3226.0911 | 5468.5636 | 65.7682 | 111.4841 | 160.3429 | 19.3672 | 20715846783.2498 | 10291354.5787 | 0 | 5432666.9392 | 0 | 0 | 0 | 2965968.3625 | 7289096.0533 | 18964732.7316 | 12943819.7756 | 57887638.441 | 3144235.0165 | 29447104.4808 | 29447104.4808 | 21958398.9644 | 11486898.3253 | 0 | 90478977.9382 | 153371379.7087 | 133352.1432 | 28.046 | 3226.0911 | 5468.5636 | 65.7682 | 111.4841
1 | 6300 | 707 | 0.035 | 15 | 15 | 7 | 1.7783e-10 | 0 | CO2 | Porous | Wet | R245fa | MinimizeLCOE_Brownfield | IgnoreSilica | 167.1586 | 41.5349 | 7.0838 | 4 | 3197.0683 | 5416.66 | 65.1766 | 110.4259 | 160.192 | 19.3038 | 20715609006.01 | 10333844.7684 | 0 | 5465569.0207 | 0 | 0 | 0 | 2926202.149 | 7302990.2159 | 19000882.4924 | 12968492.7302 | 57997981.3765 | 3144235.0165 | 29447104.4808 | 29447104.4808 | 21958398.9644 | 11486898.3253 | 0 | 90589320.8738 | 153481722.6442 | 177827.941 | 28.3351 | 3197.0683 | 5416.66 | 65.1766 | 110.4259
1 | 6300 | 707 | 0.035 | 15 | 15 | 7 | 2.3714e-10 | 0 | CO2 | Porous | Wet | R245fa | MinimizeLCOE_Brownfield | IgnoreSilica | 166.623 | 41.4467 | 7.1076 | 4 | 3175.0976 | 5387.2374 | 64.7287 | 109.8261 | 160.2446 | 19.3267 | 20708488994.8606 | 10314811.2479 | 0 | 5451553.5486 | 0 | 0 | 0 | 2856102.1702 | 7262762.117 | 18896217.2312 | 12897056.5387 | 57678502.8537 | 3144235.0165 | 29447104.4808 | 29447104.4808 | 21958398.9644 | 11486898.3253 | 0 | 90269842.351 | 153162244.1214 | 237137.3706 | 28.4306 | 3175.0976 | 5387.2374 | 64.7287 | 109.8261
1 | 6300 | 707 | 0.035 | 15 | 15 | 7 | 3.1623e-10 | 0 | CO2 | Porous | Wet | R245fa | MinimizeLCOE_Brownfield | IgnoreSilica | 168.8371 | 41.9983 | 7.1805 | 4 | 3158.6231 | 5348.3066 | 64.3928 | 109.0325 | 159.9809 | 19.2143 | 20705129938.0504 | 10389241.9088 | 0 | 5509429.1501 | 0 | 0 | 0 | 2869919.2772 | 7319750.2311 | 19044488.6141 | 12998254.8043 | 58131083.9857 | 3144235.0165 | 29447104.4808 | 29447104.4808 | 21958398.9644 | 11486898.3253 | 0 | 90722423.4829 | 153614825.2534 | 316227.766 | 28.7221 | 3158.6231 | 5348.3066 | 64.3928 | 109.0325
1 | 6300 | 707 | 0.035 | 15 | 15 | 7 | 4.217e-10 | 0 | CO2 | Porous | Wet | R245fa | MinimizeLCOE_Brownfield | IgnoreSilica | 169.3855 | 42.1491 | 7.2119 | 4 | 3146.421 | 5326.5688 | 64.144 | 108.5893 | 159.9131 | 19.1861 | 20697773233.453 | 10407396.9777 | 0 | 5523741.3744 | 0 | 0 | 0 | 2851916.9083 | 7325391.5515 | 19059166.1727 | 13008272.5395 | 58175885.5241 | 3144235.0165 | 29447104.4808 | 29447104.4808 | 21958398.9644 | 11486898.3253 | 0 | 90767225.0213 | 153659626.7918 | 421696.5034 | 28.8478 | 3146.421 | 5326.5688 | 64.144 | 108.5893
1 | 6300 | 707 | 0.035 | 15 | 15 | 7 | 5.6234e-10 | 0 | CO2 | Porous | Wet | R245fa | MinimizeLCOE_Brownfield | IgnoreSilica | 169.7728 | 42.2566 | 7.2351 | 4 | 3137.2743 | 5310.452 | 63.9576 | 108.2607 | 159.8648 | 19.1662 | 20702660739.9648 | 10420161.4105 | 0 | 5533842.7347 | 0 | 0 | 0 | 2837579.5628 | 7328717.6461 | 19067819.9885 | 13014178.9467 | 58202300.2892 | 3144235.0165 | 29447104.4808 | 29447104.4808 | 21958398.9644 | 11486898.3253 | 0 | 90793639.7865 | 153686041.5569 | 562341.3252 | 28.9403 | 3137.2743 | 5310.452 | 63.9576 | 108.2607
1 | 6300 | 707 | 0.035 | 15 | 15 | 7 | 7.4989e-10 | 0 | CO2 | Porous | Wet | R245fa | MinimizeLCOE_Brownfield | IgnoreSilica | 170.0823 | 42.3418 | 7.2529 | 4 | 3130.4172 | 5298.2664 | 63.8178 | 108.0123 | 159.8261 | 19.1502 | 20698149358.0266 | 10430335.4799 | 0 | 5541911.7682 | 0 | 0 | 0 | 2827161.6937 | 7331769.4873 | 19075760.2532 | 13019598.3405 | 58226537.0227 | 3144235.0165 | 29447104.4808 | 29447104.4808 | 21958398.9644 | 11486898.3253 | 0 | 90817876.5199 | 153710278.2904 | 749894.2093 | 29.0114 | 3130.4172 | 5298.2664 | 63.8178 | 108.0123
1 | 6300 | 707 | 0.035 | 15 | 15 | 7 | 1e-09 | 0 | CO2 | Porous | Wet | R245fa | MinimizeLCOE_Brownfield | IgnoreSilica | 170.3038 | 42.4032 | 7.266 | 4 | 3125.2763 | 5289.2048 | 63.713 | 107.8276 | 159.7983 | 19.1388 | 20699349802.7087 | 10437598.4498 | 0 | 5547685.2223 | 0 | 0 | 0 | 2819011.1404 | 7333674.9769 | 19080717.9463 | 13022982.0679 | 58241669.8035 | 3144235.0165 | 29447104.4808 | 29447104.4808 | 21958398.9644 | 11486898.3253 | 0 | 90833009.3008 | 153725411.0712 | 1000000 | 29.064 | 3125.2763 | 5289.2048 | 63.713 | 107.8276
1 | 6300 | 707 | 0.035 | 15 | 15 | 7 | 1.3335e-09 | 0 | CO2 | Porous | Wet | R245fa | MinimizeLCOE_Brownfield | IgnoreSilica | 170.487 | 42.4533 | 7.2762 | 4 | 3121.4218 | 5282.3104 | 63.6344 | 107.687 | 159.7753 | 19.1293 | 20692008899.6741 | 10443598.1222 | 0 | 5552458.7101 | 0 | 0 | 0 | 2813273.1142 | 7335638.6792 | 19085827.0968 | 13026469.1681 | 58257264.8907 | 3144235.0165 | 29447104.4808 | 29447104.4808 | 21958398.9644 | 11486898.3253 | 0 | 90848604.3879 | 153741006.1584 | 1333521.4322 | 29.1049 | 3121.4218 | 5282.3104 | 63.6344 | 107.687
1 | 6300 | 707 | 0.035 | 15 | 15 | 7 | 1.7783e-09 | 0 | CO2 | Porous | Wet | R245fa | MinimizeLCOE_Brownfield | IgnoreSilica | 170.6157 | 42.4888 | 7.2837 | 4 | 3118.5317 | 5277.197 | 63.5755 | 107.5828 | 159.7591 | 19.1226 | 20689774525.5051 | 10447806.6909 | 0 | 5555812.4629 | 0 | 0 | 0 | 2808733.243 | 7336817.4348 | 19088893.977 | 13028562.3769 | 58266626.1855 | 3144235.0165 | 29447104.4808 | 29447104.4808 | 21958398.9644 | 11486898.3253 | 0 | 90857965.6827 | 153750367.4532 | 1778279.41 | 29.1349 | 3118.5317 | 5277.197 | 63.5755 | 107.5828
1 | 6300 | 707 | 0.035 | 15 | 15 | 7 | 2.3714e-09 | 0 | CO2 | Porous | Wet | R245fa | MinimizeLCOE_Brownfield | IgnoreSilica | 170.7083 | 42.5146 | 7.2893 | 4 | 3116.3645 | 5273.3885 | 63.5313 | 107.5052 | 159.7474 | 19.1178 | 20690641750.9759 | 10450830.6178 | 0 | 5558224.8823 | 0 | 0 | 0 | 2805218.9988 | 7337567.0545 | 19090844.3339 | 13029893.5355 | 58272579.4228 | 3144235.0165 | 29447104.4808 | 29447104.4808 | 21958398.9644 | 11486898.3253 | 0 | 90863918.9201 | 153756320.6905 | 2371373.7057 | 29.157 | 3116.3645 | 5273.3885 | 63.5313 | 107.5052
1 | 6300 | 707 | 0.035 | 15 | 15 | 7 | 3.1623e-09 | 0 | CO2 | Porous | Wet | R245fa | MinimizeLCOE_Brownfield | IgnoreSilica | 170.7861 | 42.5358 | 7.2936 | 4 | 3114.7396 | 5270.4825 | 63.4982 | 107.4459 | 159.7376 | 19.1138 | 20689688204.2991 | 10453370.7115 | 0 | 5560251.1123 | 0 | 0 | 0 | 2802779.165 | 7338396.3856 | 19093002.0834 | 13031366.2439 | 58279165.7017 | 3144235.0165 | 29447104.4808 | 29447104.4808 | 21958398.9644 | 11486898.3253 | 0 | 90870505.199 | 153762906.9694 | 3162277.6602 | 29.1744 | 3114.7396 | 5270.4825 | 63.4982 | 107.4459
1 | 6300 | 707 | 0.035 | 15 | 15 | 7 | 4.217e-09 | 0 | CO2 | Porous | Wet | R245fa | MinimizeLCOE_Brownfield | IgnoreSilica | 170.8445 | 42.5518 | 7.2968 | 4 | 3113.5211 | 5268.3039 | 63.4733 | 107.4015 | 159.7303 | 19.1108 | 20687468610.1069 | 10455274.6548 | 0 | 5561770.6637 | 0 | 0 | 0 | 2800945.0949 | 7339016.2612 | 19094614.8725 | 13032467.0056 | 58284088.5526 | 3144235.0165 | 29447104.4808 | 29447104.4808 | 21958398.9644 | 11486898.3253 | 0 | 90875428.0499 | 153767829.8203 | 4216965.0343 | 29.1873 | 3113.5211 | 5268.3039 | 63.4733 | 107.4015
1 | 6300 | 707 | 0.035 | 15 | 15 | 7 | 5.6234e-09 | 0 | CO2 | Porous | Wet | R245fa | MinimizeLCOE_Brownfield | IgnoreSilica | 170.8787 | 42.5615 | 7.2991 | 4 | 3112.6073 | 5266.7285 | 63.4547 | 107.3694 | 159.7259 | 19.109 | 20689908042.801 | 10456390.4689 | 0 | 5562663.0502 | 0 | 0 | 0 | 2799336.3048 | 7339172.0313 | 19095020.1544 | 13032743.6188 | 58285325.6285 | 3144235.0165 | 29447104.4808 | 29447104.4808 | 21958398.9644 | 11486898.3253 | 0 | 90876665.1257 | 153769066.8962 | 5623413.2519 | 29.1963 | 3112.6073 | 5266.7285 | 63.4547 | 107.3694
1 | 6300 | 707 | 0.035 | 15 | 15 | 7 | 7.4989e-09 | 0 | CO2 | Porous | Wet | R245fa | MinimizeLCOE_Brownfield | IgnoreSilica | 170.8982 | 42.5673 | 7.3006 | 4 | 3111.9222 | 5265.5855 | 63.4407 | 107.3461 | 159.7234 | 19.108 | 20694440899.3528 | 10457021.9991 | 0 | 5563169.524 | 0 | 0 | 0 | 2797976.6396 | 7339085.5834 | 19094795.2347 | 13032590.1065 | 58284639.0873 | 3144235.0165 | 29447104.4808 | 29447104.4808 | 21958398.9644 | 11486898.3253 | 0 | 90875978.5845 | 153768380.355 | 7498942.0933 | 29.2025 | 3111.9222 | 5265.5855 | 63.4407 | 107.3461
1 | 6300 | 707 | 0.035 | 15 | 15 | 7 | 1e-08 | 0 | CO2 | Porous | Wet | R245fa | MinimizeLCOE_Brownfield | IgnoreSilica | 170.9371 | 42.5774 | 7.3023 | 4 | 3111.4084 | 5264.58 | 63.4303 | 107.3256 | 159.7186 | 19.1059 | 20687321906.7724 | 10458293.0614 | 0 | 5564182.4369 | 0 | 0 | 0 | 2797547.4639 | 7339808.9552 | 19096677.2997 | 13033874.6545 | 58290383.8716 | 3144235.0165 | 29447104.4808 | 29447104.4808 | 21958398.9644 | 11486898.3253 | 0 | 90881723.3689 | 153774125.1393 | 10000000 | 29.2092 | 3111.4084 | 5264.58 | 63.4303 | 107.3256
1 | 6400 | 707 | 0.035 | 15 | 15 | 7 | 1e-13 | 0 | CO2 | Porous | Wet | R245fa | MinimizeLCOE_Brownfield | IgnoreSilica | 2.3673 | 0.080814 | 0.0086759 | 4 | 1031735.2328 | 2882274.3779 | 21033.3182 | 58759.0618 | 99.5403 | 20.2372 | 133121626.2966 | 345628.7832 | 0 | 143419.6791 | 0 | 0 | 0 | 341010.3896 | 323722.9522 | 842260.717 | 574860.2461 | 2570902.7672 | 3144235.0165 | 30089847.6181 | 30089847.6181 | 22413605.2974 | 11717022.4191 | 0 | 35804985.4018 | 100025460.7364 | 100 | 0.034704 | 1031735.2328 | 2882274.3779 | 21033.3182 | 58759.0618
1 | 6400 | 707 | 0.035 | 15 | 15 | 7 | 1.3335e-13 | 0 | CO2 | Porous | Wet | R245fa | MinimizeLCOE_Brownfield | IgnoreSilica | 3.4586 | 0.24551 | 0.026231 | 4 | 352147.13 | 964205.3606 | 7178.9956 | 19656.6305 | 114.6663 | 21.2145 | 665070594.3301 | 508776.6615 | 0 | 228112.6855 | 0 | 0 | 0 | 462595.1655 | 467798.9599 | 1217116.9348 | 830707.3173 | 3715107.7244 | 3144235.0165 | 30089847.6181 | 30089847.6181 | 22413605.2974 | 11717022.4191 | 0 | 36949190.359 | 101169665.6936 | 133.3521 | 0.10493 | 352147.13 | 964205.3606 | 7178.9956 | 19656.6305
1 | 6400 | 707 | 0.035 | 15 | 15 | 7 | 1.7783e-13 | 0 | CO2 | Porous | Wet | R245fa | MinimizeLCOE_Brownfield | IgnoreSilica | 4.8398 | 0.49606 | 0.054446 | 4 | 175705.9561 | 470585.6439 | 3582.0036 | 9593.5249 | 126.8342 | 21.8989 | 1360813151.0857 | 703431.0942 | 0 | 321362.2595 | 0 | 0 | 0 | 599904.1267 | 633632.0173 | 1648580.5333 | 1125190.0889 | 5032100.1199 | 3144235.0165 | 30089847.6181 | 30089847.6181 | 22413605.2974 | 11717022.4191 | 0 | 38266182.7545 | 102486658.0891 | 177.8279 | 0.21779 | 175705.9561 | 470585.6439 | 3582.0036 | 9593.5249
1 | 6400 | 707 | 0.035 | 15 | 15 | 7 | 2.3714e-13 | 0 | CO2 | Porous | Wet | R245fa | MinimizeLCOE_Brownfield | IgnoreSilica | 6.5083 | 0.83808 | 0.096475 | 4 | 102746.6288 | 269164.8522 | 2094.629 | 5487.2896 | 136.1943 | 22.3669 | 2308788029.9155 | 922357.1146 | 0 | 407294.4656 | 0 | 0 | 0 | 741746.6489 | 807845.3094 | 2101847.7832 | 1434554.3007 | 6415645.6225 | 3144235.0165 | 30089847.6181 | 30089847.6181 | 22413605.2974 | 11717022.4191 | 0 | 39649728.2571 | 103870203.5917 | 237.1374 | 0.3859 | 102746.6288 | 269164.8522 | 2094.629 | 5487.2896
1 | 6400 | 707 | 0.035 | 15 | 15 | 7 | 3.1623e-13 | 0 | CO2 | Porous | Wet | R245fa | MinimizeLCOE_Brownfield | IgnoreSilica | 8.5935 | 1.2956 | 0.15526 | 4 | 66386.3693 | 169796.7079 | 1353.3759 | 3461.5356 | 143.6852 | 22.7091 | 3487525792.4569 | 1175581.159 | 0 | 508708.8503 | 0 | 0 | 0 | 896563.283 | 1006532.784 | 2618791.8358 | 1787379.2387 | 7993557.1508 | 3144235.0165 | 30089847.6181 | 30089847.6181 | 22413605.2974 | 11717022.4191 | 0 | 41227639.7854 | 105448115.12 | 316.2278 | 0.62103 | 66386.3693 | 169796.7079 | 1353.3759 | 3461.5356
1 | 6400 | 707 | 0.035 | 15 | 15 | 7 | 4.217e-13 | 0 | CO2 | Porous | Wet | R245fa | MinimizeLCOE_Brownfield | IgnoreSilica | 11.264 | 1.9046 | 0.23546 | 4 | 45745.1907 | 113931.3595 | 932.5776 | 2322.6449 | 149.7859 | 22.9665 | 4632462525.9437 | 1475059.6006 | 0 | 631664.4509 | 0 | 0 | 0 | 1073699.1413 | 1240365.0452 | 3227175.4137 | 2202613.5317 | 9850577.1834 | 3144235.0165 | 30089847.6181 | 30089847.6181 | 22413605.2974 | 11717022.4191 | 0 | 43084659.818 | 107305135.1526 | 421.6965 | 0.94184 | 45745.1907 | 113931.3595 | 932.5776 | 2322.6449
1 | 6400 | 707 | 0.035 | 15 | 15 | 7 | 5.6234e-13 | 0 | CO2 | Porous | Wet | R245fa | MinimizeLCOE_Brownfield | IgnoreSilica | 14.6307 | 2.6938 | 0.34289 | 4 | 32976.4877 | 79798.8286 | 672.2703 | 1626.8071 | 154.6402 | 23.1549 | 6022957471.7068 | 1823732.9718 | 0 | 778653.1307 | 0 | 0 | 0 | 1270635.5264 | 1510478.4353 | 3929955.0469 | 2682275.072 | 11995730.1832 | 3144235.0165 | 30089847.6181 | 30089847.6181 | 22413605.2974 | 11717022.4191 | 0 | 45229812.8177 | 109450288.1523 | 562.3413 | 1.3716 | 32976.4877 | 79798.8286 | 672.2703 | 1626.8071
1 | 6400 | 707 | 0.035 | 15 | 15 | 7 | 7.4989e-13 | 0 | CO2 | Porous | Wet | R245fa | MinimizeLCOE_Brownfield | IgnoreSilica | 18.9297 | 3.7177 | 0.48547 | 4 | 24591.8242 | 57663.0418 | 501.3376 | 1175.5391 | 158.5275 | 23.29 | 7416621589.9306 | 2235264.9356 | 0 | 956857.4601 | 0 | 0 | 0 | 1496028.6295 | 1828378.8998 | 4757066.8452 | 3246795.8698 | 14520392.6399 | 3144235.0165 | 30089847.6181 | 30089847.6181 | 22413605.2974 | 11717022.4191 | 0 | 47754475.2745 | 111974950.6091 | 749.8942 | 1.9419 | 24591.8242 | 57663.0418 | 501.3376 | 1175.5391
1 | 6400 | 707 | 0.035 | 15 | 15 | 7 | 1e-12 | 0 | CO2 | Porous | Wet | R245fa | MinimizeLCOE_Brownfield | IgnoreSilica | 24.3212 | 5.0191 | 0.67223 | 4 | 18841.9236 | 42725.2765 | 384.1181 | 871.0126 | 161.5654 | 23.3762 | 8970956808.8635 | 2712894.9773 | 0 | 1169284.4826 | 0 | 0 | 0 | 1745510.162 | 2194798.9525 | 5710416.6593 | 3897476.7073 | 17430381.9411 | 3144235.0165 | 30089847.6181 | 30089847.6181 | 22413605.2974 | 11717022.4191 | 0 | 50664464.5757 | 114884939.9102 | 1000 | 2.6889 | 18841.9236 | 42725.2765 | 384.1181 | 871.0126
1 | 6400 | 707 | 0.035 | 15 | 15 | 7 | 1.3335e-12 | 0 | CO2 | Porous | Wet | R245fa | MinimizeLCOE_Brownfield | IgnoreSilica | 31.0808 | 6.6657 | 0.91455 | 4 | 14769.0008 | 32324.168 | 301.0861 | 658.9719 | 163.9235 | 23.4157 | 10556657265.8149 | 3267861.3698 | 0 | 1422742.0576 | 0 | 0 | 0 | 2023090.5715 | 2618340.6595 | 6812385.3006 | 4649592.9482 | 20794012.9071 | 3144235.0165 | 30089847.6181 | 30089847.6181 | 22413605.2974 | 11717022.4191 | 0 | 54028095.5417 | 118248570.8763 | 1333.5214 | 3.6582 | 14769.0008 | 32324.168 | 301.0861 | 658.9719
1 | 6400 | 707 | 0.035 | 15 | 15 | 7 | 1.7783e-12 | 0 | CO2 | Porous | Wet | R245fa | MinimizeLCOE_Brownfield | IgnoreSilica | 39.4218 | 8.715 | 1.2243 | 4 | 11812.5996 | 24925.9301 | 240.8158 | 508.1488 | 165.7022 | 23.4043 | 12183033251.6803 | 3903233.3889 | 0 | 1720764.9791 | 0 | 0 | 0 | 2323774.3343 | 3099631.3539 | 8064604.9611 | 5504258.597 | 24616267.6143 | 3144235.0165 | 30089847.6181 | 30089847.6181 | 22413605.2974 | 11717022.4191 | 0 | 57850350.2489 | 122070825.5835 | 1778.2794 | 4.8973 | 11812.5996 | 24925.9301 | 240.8158 | 508.1488
1 | 6400 | 707 | 0.035 | 15 | 15 | 7 | 2.3714e-12 | 0 | CO2 | Porous | Wet | R245fa | MinimizeLCOE_Brownfield | IgnoreSilica | 49.5144 | 11.2154 | 1.6127 | 4 | 9627.4432 | 19582.8006 | 196.2685 | 399.2219 | 166.984 | 23.3333 | 13809299526.3783 | 4617328.9867 | 0 | 2064988.6543 | 0 | 0 | 0 | 2639188.6537 | 3635387.4549 | 9458532.4372 | 6455642.7418 | 28871068.9287 | 3144235.0165 | 30089847.6181 | 30089847.6181 | 22413605.2974 | 11717022.4191 | 0 | 62105151.5633 | 126325626.8979 | 2371.3737 | 6.4508 | 9627.4432 | 19582.8006 | 196.2685 | 399.2219
1 | 6400 | 707 | 0.035 | 15 | 15 | 7 | 3.1623e-12 | 0 | CO2 | Porous | Wet | R245fa | MinimizeLCOE_Brownfield | IgnoreSilica | 61.3929 | 14.1843 | 2.0865 | 4 | 7992.1616 | 15686.901 | 162.931 | 319.7987 | 167.8249 | 23.1902 | 15365604795.3258 | 5398598.1685 | 0 | 2452600.8016 | 0 | 0 | 0 | 2954724.2841 | 4214310.0691 | 10964770.326 | 7483681.051 | 33468684.7003 | 3144235.0165 | 30089847.6181 | 30089847.6181 | 22413605.2974 | 11717022.4191 | 0 | 66702767.3349 | 130923242.6695 | 3162.2777 | 8.346 | 7992.1616 | 15686.901 | 162.931 | 319.7987
1 | 6400 | 707 | 0.035 | 15 | 15 | 7 | 4.217e-12 | 0 | CO2 | Porous | Wet | R245fa | MinimizeLCOE_Brownfield | IgnoreSilica | 74.7498 | 17.5585 | 2.6415 | 4 | 6759.3942 | 12837.4484 | 137.7994 | 261.7087 | 168.2505 | 22.9614 | 16812603461.9782 | 6215372.5784 | 0 | 2870915.1232 | 0 | 0 | 0 | 3242507.06 | 4808229.957 | 12510028.0446 | 8538351.1958 | 38185403.959 | 3144235.0165 | 30089847.6181 | 30089847.6181 | 22413605.2974 | 11717022.4191 | 0 | 71419486.5936 | 135639961.9282 | 4216.965 | 10.566 | 6759.3942 | 12837.4484 | 137.7994 | 261.7087
1 | 6400 | 707 | 0.035 | 15 | 15 | 7 | 5.6234e-12 | 0 | CO2 | Porous | Wet | R245fa | MinimizeLCOE_Brownfield | IgnoreSilica | 88.9297 | 21.182 | 3.257 | 4 | 5830.4073 | 10759.77 | 118.8607 | 219.3525 | 168.2959 | 22.6533 | 18065007359.6566 | 7022300.748 | 0 | 3298904.7149 | 0 | 0 | 0 | 3473382.5274 | 5379889.3162 | 13997368.4338 | 9553491.5732 | 42725337.3135 | 3144235.0165 | 30089847.6181 | 30089847.6181 | 22413605.2974 | 11717022.4191 | 0 | 75959419.9481 | 140179895.2826 | 5623.4133 | 13.0281 | 5830.4073 | 10759.77 | 118.8607 | 219.3525
1 | 6400 | 707 | 0.035 | 15 | 15 | 7 | 7.4989e-12 | 0 | CO2 | Porous | Wet | R245fa | MinimizeLCOE_Brownfield | IgnoreSilica | 103.0176 | 24.8275 | 3.8978 | 4 | 5131.6573 | 9250.7015 | 104.6158 | 188.5881 | 168.0086 | 22.2785 | 19086362372.9374 | 7768641.3695 | 0 | 3710749.1379 | 0 | 0 | 0 | 3622426.1121 | 5889708.4816 | 15323813.3238 | 10458817.4664 | 46774155.8913 | 3144235.0165 | 30089847.6181 | 30089847.6181 | 22413605.2974 | 11717022.4191 | 0 | 80008238.5259 | 144228713.8605 | 7498.9421 | 15.5911 | 5131.6573 | 9250.7015 | 104.6158 | 188.5881
1 | 6400 | 707 | 0.035 | 15 | 15 | 7 | 1e-11 | 0 | CO2 | Porous | Wet | R245fa | MinimizeLCOE_Brownfield | IgnoreSilica | 116.1575 | 28.27 | 4.5229 | 4 | 4608.2471 | 8158.0021 | 93.9453 | 166.3119 | 167.4776 | 21.8677 | 19853420529.263 | 8417929.5257 | 0 | 4084794.3316 | 0 | 0 | 0 | 3684560.8798 | 6313041.0475 | 16425237.8228 | 11210562.3189 | 50136125.9263 | 3144235.0165 | 30089847.6181 | 30089847.6181 | 22413605.2974 | 11717022.4191 | 0 | 83370208.5609 | 147590683.8954 | 10000 | 18.0915 | 4608.2471 | 8158.0021 | 93.9453 | 166.3119
1 | 6400 | 707 | 0.035 | 15 | 15 | 7 | 1.3335e-11 | 0 | CO2 | Porous | Wet | R245fa | MinimizeLCOE_Brownfield | IgnoreSilica | 127.7265 | 31.3369 | 5.0969 | 4 | 4217.5373 | 7367.5027 | 85.9802 | 150.1965 | 166.8124 | 21.4568 | 20392838456.7789 | 8953132.8754 | 0 | 4407143.2894 | 0 | 0 | 0 | 3671491.67 | 6642389.4556 | 17282134.822 | 11795412.1284 | 52751704.2407 | 3144235.0165 | 30089847.6181 | 30089847.6181 | 22413605.2974 | 11717022.4191 | 0 | 85985786.8753 | 150206262.2099 | 13335.2143 | 20.3877 | 4217.5373 | 7367.5027 | 85.9802 | 150.1965
1 | 6400 | 707 | 0.035 | 15 | 15 | 7 | 1.7783e-11 | 0 | CO2 | Porous | Wet | R245fa | MinimizeLCOE_Brownfield | IgnoreSilica | 137.4681 | 33.9481 | 5.5985 | 4 | 3925.9959 | 6793.7245 | 80.0367 | 138.4993 | 166.1072 | 21.0713 | 20745564410.0235 | 9376936.5908 | 0 | 4674056.402 | 0 | 0 | 0 | 3605112.9229 | 6885881.3071 | 17915650.6726 | 12227799.7139 | 54685437.6092 | 3144235.0165 | 30089847.6181 | 30089847.6181 | 22413605.2974 | 11717022.4191 | 0 | 87919520.2438 | 152139995.5784 | 17782.7941 | 22.3942 | 3925.9959 | 6793.7245 | 80.0367 | 138.4993
1 | 6400 | 707 | 0.035 | 15 | 15 | 7 | 2.3714e-11 | 0 | CO2 | Porous | Wet | R245fa | MinimizeLCOE_Brownfield | IgnoreSilica | 145.383 | 36.0883 | 6.0189 | 4 | 3709.3272 | 6376.7675 | 75.6197 | 129.999 | 165.4442 | 20.7371 | 20965285106.0662 | 9703768.6944 | 0 | 4888134.0163 | 0 | 0 | 0 | 3511406.7497 | 7060290.6895 | 18369428.1094 | 12537512.1387 | 56070540.3981 | 3144235.0165 | 30089847.6181 | 30089847.6181 | 22413605.2974 | 11717022.4191 | 0 | 89304623.0327 | 153525098.3672 | 23713.7371 | 24.0757 | 3709.3272 | 6376.7675 | 75.6197 | 129.999
1 | 6400 | 707 | 0.035 | 15 | 15 | 7 | 3.1623e-11 | 0 | CO2 | Porous | Wet | R245fa | MinimizeLCOE_Brownfield | IgnoreSilica | 151.6487 | 37.7961 | 6.3608 | 4 | 3547.8965 | 6071.9736 | 72.3287 | 123.7854 | 164.8585 | 20.4568 | 21084704854.521 | 9950931.7165 | 0 | 5055955.4681 | 0 | 0 | 0 | 3408004.0891 | 7181807.5968 | 18685590.1755 | 12753299.2452 | 57035588.2912 | 3144235.0165 | 30089847.6181 | 30089847.6181 | 22413605.2974 | 11717022.4191 | 0 | 90269670.9258 | 154490146.2604 | 31622.7766 | 25.4432 | 3547.8965 | 6071.9736 | 72.3287 | 123.7854
1 | 6400 | 707 | 0.035 | 15 | 15 | 7 | 4.217e-11 | 0 | CO2 | Porous | Wet | R245fa | MinimizeLCOE_Brownfield | IgnoreSilica | 156.5324 | 39.1358 | 6.6329 | 4 | 3427.5022 | 5848.0429 | 69.8743 | 119.2203 | 164.3642 | 20.2286 | 21151348932.398 | 10136365.8019 | 0 | 5185799.9503 | 0 | 0 | 0 | 3308064.3314 | 7265789.7326 | 18904094.4658 | 12902432.9132 | 57702547.1952 | 3144235.0165 | 30089847.6181 | 30089847.6181 | 22413605.2974 | 11717022.4191 | 0 | 90936629.8298 | 155157105.1644 | 42169.6503 | 26.5315 | 3427.5022 | 5848.0429 | 69.8743 | 119.2203
1 | 6400 | 707 | 0.035 | 15 | 15 | 7 | 5.6234e-11 | 0 | CO2 | Porous | Wet | R245fa | MinimizeLCOE_Brownfield | IgnoreSilica | 160.2844 | 40.1707 | 6.8457 | 4 | 3337.6134 | 5682.8922 | 68.0418 | 115.8534 | 163.9614 | 20.0475 | 21187187407.8926 | 10274461.4569 | 0 | 5285003.0437 | 0 | 0 | 0 | 3218257.0754 | 7323311.4147 | 19053754.0832 | 13004578.6773 | 58159365.7512 | 3144235.0165 | 30089847.6181 | 30089847.6181 | 22413605.2974 | 11717022.4191 | 0 | 91393448.3858 | 155613923.7204 | 56234.1325 | 27.3829 | 3337.6134 | 5682.8922 | 68.0418 | 115.8534
1 | 6400 | 707 | 0.035 | 15 | 15 | 7 | 7.4989e-11 | 0 | CO2 | Porous | Wet | R245fa | MinimizeLCOE_Brownfield | IgnoreSilica | 163.1614 | 40.9671 | 7.0107 | 4 | 3270.433 | 5560.5249 | 66.6722 | 113.3588 | 163.6388 | 19.9051 | 21198112755.5487 | 10377750.1782 | 0 | 5360757.688 | 0 | 0 | 0 | 3142042.5381 | 7363414.6577 | 19158094.4953 | 13075793.1525 | 58477852.71 | 3144235.0165 | 30089847.6181 | 30089847.6181 | 22413605.2974 | 11717022.4191 | 0 | 91711935.3446 | 155932410.6791 | 74989.4209 | 28.0428 | 3270.433 | 5560.5249 | 66.6722 | 113.3588
1 | 6400 | 707 | 0.035 | 15 | 15 | 7 | 1e-10 | 0 | CO2 | Porous | Wet | R245fa | MinimizeLCOE_Brownfield | IgnoreSilica | 165.3487 | 41.5744 | 7.1373 | 4 | 3220.1821 | 5469.6407 | 65.6478 | 111.506 | 163.3855 | 19.7949 | 21198632168.6408 | 10454747.2713 | 0 | 5418173.621 | 0 | 0 | 0 | 3079312.468 | 7391371.0105 | 19230831.1907 | 13125437.4417 | 58699873.0033 | 3144235.0165 | 30089847.6181 | 30089847.6181 | 22413605.2974 | 11717022.4191 | 0 | 91933955.6379 | 156154430.9724 | 100000 | 28.5493 | 3220.1821 | 5469.6407 | 65.6478 | 111.506
1 | 6400 | 707 | 0.035 | 15 | 15 | 7 | 1.3335e-10 | 0 | CO2 | Porous | Wet | R245fa | MinimizeLCOE_Brownfield | IgnoreSilica | 166.9882 | 42.0313 | 7.2336 | 4 | 3182.5707 | 5402.096 | 64.881 | 110.129 | 163.1909 | 19.7111 | 21201880501.7365 | 10511583.7968 | 0 | 5461111.2622 | 0 | 0 | 0 | 3028483.2153 | 7410459.527 | 19280495.5949 | 13159334.4181 | 58851467.8143 | 3144235.0165 | 30089847.6181 | 30089847.6181 | 22413605.2974 | 11717022.4191 | 0 | 92085550.4489 | 156306025.7835 | 133352.1432 | 28.9343 | 3182.5707 | 5402.096 | 64.881 | 110.129
1 | 6400 | 707 | 0.035 | 15 | 15 | 7 | 1.7783e-10 | 0 | CO2 | Porous | Wet | R245fa | MinimizeLCOE_Brownfield | IgnoreSilica | 168.2381 | 42.3799 | 7.3069 | 4 | 3154.4044 | 5351.6475 | 64.3068 | 109.1006 | 163.0399 | 19.6465 | 21196546198.917 | 10554403.7626 | 0 | 5493786.1941 | 0 | 0 | 0 | 2988696.6398 | 7424385.7726 | 19316728.8295 | 13184064.3452 | 58962065.5439 | 3144235.0165 | 30089847.6181 | 30089847.6181 | 22413605.2974 | 11717022.4191 | 0 | 92196148.1785 | 156416623.5131 | 177827.941 | 29.2278 | 3154.4044 | 5351.6475 | 64.3068 | 109.1006
1 | 6400 | 707 | 0.035 | 15 | 15 | 7 | 2.3714e-10 | 0 | CO2 | Porous | Wet | R245fa | MinimizeLCOE_Brownfield | IgnoreSilica | 169.1855 | 42.6442 | 7.3626 | 4 | 3133.3041 | 5313.9413 | 63.8766 | 108.3319 | 162.9239 | 19.5972 | 21188642395.0672 | 10586568.7827 | 0 | 5518522.1015 | 0 | 0 | 0 | 2957843.2094 | 7434544.2965 | 19343159.2248 | 13202103.6331 | 59042741.248 | 3144235.0165 | 30089847.6181 | 30089847.6181 | 22413605.2974 | 11717022.4191 | 0 | 92276823.8826 | 156497299.2172 | 237137.3706 | 29.4503 | 3133.3041 | 5313.9413 | 63.8766 | 108.3319
1 | 6400 | 707 | 0.035 | 15 | 15 | 7 | 3.1623e-10 | 0 | CO2 | Porous | Wet | R245fa | MinimizeLCOE_Brownfield | IgnoreSilica | 169.8971 | 42.8448 | 7.4049 | 4 | 3117.0948 | 5285.2719 | 63.5462 | 107.7474 | 162.8299 | 19.5561 | 21183408499.4437 | 10609890.4946 | 0 | 5537083.1187 | 0 | 0 | 0 | 2932162.729 | 7440863.1735 | 19359599.6466 | 13213324.5588 | 59092923.7212 | 3144235.0165 | 30089847.6181 | 30089847.6181 | 22413605.2974 | 11717022.4191 | 0 | 92327006.3558 | 156547481.6903 | 316227.766 | 29.6196 | 3117.0948 | 5285.2719 | 63.5462 | 107.7474
1 | 6400 | 707 | 0.035 | 15 | 15 | 7 | 4.217e-10 | 0 | CO2 | Porous | Wet | R245fa | MinimizeLCOE_Brownfield | IgnoreSilica | 170.4307 | 42.994 | 7.4365 | 4 | 3105.2528 | 5264.213 | 63.3048 | 107.3181 | 162.7635 | 19.5281 | 21178840396.3351 | 10627794.7576 | 0 | 5550991.3798 | 0 | 0 | 0 | 2913881.8394 | 7446140.511 | 19373330.1961 | 13222695.941 | 59134834.6248 | 3144235.0165 | 30089847.6181 | 30089847.6181 | 22413605.2974 | 11717022.4191 | 0 | 92368917.2594 | 156589392.594 | 421696.5034 | 29.746 | 3105.2528 | 5264.213 | 63.3048 | 107.3181
1 | 6400 | 707 | 0.035 | 15 | 15 | 7 | 5.6234e-10 | 0 | CO2 | Porous | Wet | R245fa | MinimizeLCOE_Brownfield | IgnoreSilica | 170.825 | 43.1047 | 7.4602 | 4 | 3096.3762 | 5248.4896 | 63.1238 | 106.9976 | 162.7141 | 19.5073 | 21178036542.9979 | 10640972.4586 | 0 | 5561264.1581 | 0 | 0 | 0 | 2899787.6593 | 7449789.4676 | 19382824.0328 | 13229175.6796 | 59163813.456 | 3144235.0165 | 30089847.6181 | 30089847.6181 | 22413605.2974 | 11717022.4191 | 0 | 92397896.0906 | 156618371.4252 | 562341.3252 | 29.8407 | 3096.3762 | 5248.4896 | 63.1238 | 106.9976
1 | 6400 | 707 | 0.035 | 15 | 15 | 7 | 7.4989e-10 | 0 | CO2 | Porous | Wet | R245fa | MinimizeLCOE_Brownfield | IgnoreSilica | 171.1345 | 43.191 | 7.4782 | 4 | 3089.7217 | 5236.6332 | 62.9882 | 106.7559 | 162.6752 | 19.491 | 21171397486.8507 | 10651286.4348 | 0 | 5569323.2355 | 0 | 0 | 0 | 2889427.454 | 7452914.4785 | 19390954.6701 | 13234725.0066 | 59188631.2796 | 3144235.0165 | 30089847.6181 | 30089847.6181 | 22413605.2974 | 11717022.4191 | 0 | 92422713.9142 | 156643189.2488 | 749894.2093 | 29.913 | 3089.7217 | 5236.6332 | 62.9882 | 106.7559
1 | 6400 | 707 | 0.035 | 15 | 15 | 7 | 1e-09 | 0 | CO2 | Porous | Wet | R245fa | MinimizeLCOE_Brownfield | IgnoreSilica | 171.3586 | 43.2538 | 7.4916 | 4 | 3084.7326 | 5227.8012 | 62.8864 | 106.5758 | 162.6469 | 19.4792 | 21169947943.968 | 10658736.2742 | 0 | 5575157.2995 | 0 | 0 | 0 | 2881381.6171 | 7454957.3244 | 19396269.736 | 13238352.6483 | 59204854.8994 | 3144235.0165 | 30089847.6181 | 30089847.6181 | 22413605.2974 | 11717022.4191 | 0 | 92438937.534 | 156659412.8686 | 1000000 | 29.9666 | 3084.7326 | 5227.8012 | 62.8864 | 106.5758
1 | 6400 | 707 | 0.035 | 15 | 15 | 7 | 1.3335e-09 | 0 | CO2 | Porous | Wet | R245fa | MinimizeLCOE_Brownfield | IgnoreSilica | 171.5218 | 43.2998 | 7.5016 | 4 | 3080.9919 | 5221.2135 | 62.8102 | 106.4415 | 162.6263 | 19.4705 | 21171030696.4298 | 10664149.9969 | 0 | 5579403.887 | 0 | 0 | 0 | 2875183.0339 | 7456307.3979 | 19399782.3505 | 13240750.0799 | 59215576.7461 | 3144235.0165 | 30089847.6181 | 30089847.6181 | 22413605.2974 | 11717022.4191 | 0 | 92449659.3807 | 156670134.7152 | 1333521.4322 | 30.0065 | 3080.9919 | 5221.2135 | 62.8102 | 106.4415
1 | 6400 | 707 | 0.035 | 15 | 15 | 7 | 1.7783e-09 | 0 | CO2 | Porous | Wet | R245fa | MinimizeLCOE_Brownfield | IgnoreSilica | 171.6487 | 43.3354 | 7.5092 | 4 | 3078.1871 | 5216.2494 | 62.753 | 106.3403 | 162.6102 | 19.4638 | 21169855255.82 | 10668355.2492 | 0 | 5582705.3374 | 0 | 0 | 0 | 2870622.5531 | 7457456.4245 | 19402771.8819 | 13242790.4965 | 59224701.9425 | 3144235.0165 | 30089847.6181 | 30089847.6181 | 22413605.2974 | 11717022.4191 | 0 | 92458784.5771 | 156679259.9117 | 1778279.41 | 30.0368 | 3078.1871 | 5216.2494 | 62.753 | 106.3403
1 | 6400 | 707 | 0.035 | 15 | 15 | 7 | 2.3714e-09 | 0 | CO2 | Porous | Wet | R245fa | MinimizeLCOE_Brownfield | IgnoreSilica | 171.7413 | 43.3614 | 7.5148 | 4 | 3076.084 | 5212.5439 | 62.7101 | 106.2648 | 162.5984 | 19.4589 | 21170095478.6789 | 10671421.2758 | 0 | 5585114.8471 | 0 | 0 | 0 | 2867126.0296 | 7458228.2394 | 19404779.986 | 13244161.0688 | 59230831.4467 | 3144235.0165 | 30089847.6181 | 30089847.6181 | 22413605.2974 | 11717022.4191 | 0 | 92464914.0813 | 156685389.4159 | 2371373.7057 | 30.0593 | 3076.084 | 5212.5439 | 62.7101 | 106.2648
1 | 6400 | 707 | 0.035 | 15 | 15 | 7 | 3.1623e-09 | 0 | CO2 | Porous | Wet | R245fa | MinimizeLCOE_Brownfield | IgnoreSilica | 171.8191 | 43.383 | 7.5192 | 4 | 3074.507 | 5209.716 | 62.678 | 106.2071 | 162.5886 | 19.4548 | 21166590568.0121 | 10673996.7352 | 0 | 5587138.6344 | 0 | 0 | 0 | 2864702.7898 | 7459076.8822 | 19406987.9804 | 13245668.0703 | 59237571.0924 | 3144235.0165 | 30089847.6181 | 30089847.6181 | 22413605.2974 | 11717022.4191 | 0 | 92471653.727 | 156692129.0616 | 3162277.6602 | 30.0769 | 3074.507 | 5209.716 | 62.678 | 106.2071
1 | 6400 | 707 | 0.035 | 15 | 15 | 7 | 4.217e-09 | 0 | CO2 | Porous | Wet | R245fa | MinimizeLCOE_Brownfield | IgnoreSilica | 171.8728 | 43.398 | 7.5224 | 4 | 3073.3245 | 5207.6238 | 62.6539 | 106.1645 | 162.5818 | 19.4519 | 21166004810.787 | 10675773.0628 | 0 | 5588535.9044 | 0 | 0 | 0 | 2862766.6997 | 7459559.5101 | 19408243.6793 | 13246525.1106 | 59241403.9669 | 3144235.0165 | 30089847.6181 | 30089847.6181 | 22413605.2974 | 11717022.4191 | 0 | 92475486.6015 | 156695961.9361 | 4216965.0343 | 30.0897 | 3073.3245 | 5207.6238 | 62.6539 | 106.1645
1 | 6400 | 707 | 0.035 | 15 | 15 | 7 | 5.6234e-09 | 0 | CO2 | Porous | Wet | R245fa | MinimizeLCOE_Brownfield | IgnoreSilica | 171.9117 | 43.409 | 7.5248 | 4 | 3072.4378 | 5206.0635 | 62.6358 | 106.1326 | 162.5768 | 19.4498 | 21166177417.427 | 10677058.5392 | 0 | 5589547.666 | 0 | 0 | 0 | 2861278.1536 | 7459874.8999 | 19409064.2589 | 13247085.1731 | 59243908.6907 | 3144235.0165 | 30089847.6181 | 30089847.6181 | 22413605.2974 | 11717022.4191 | 0 | 92477991.3253 | 156698466.6598 | 5623413.2519 | 30.0992 | 3072.4378 | 5206.0635 | 62.6358 | 106.1326
1 | 6400 | 707 | 0.035 | 15 | 15 | 7 | 7.4989e-09 | 0 | CO2 | Porous | Wet | R245fa | MinimizeLCOE_Brownfield | IgnoreSilica | 171.9434 | 43.4178 | 7.5266 | 4 | 3071.7729 | 5204.8786 | 62.6222 | 106.1085 | 162.5728 | 19.4482 | 21165203967.3761 | 10678105.2468 | 0 | 5590371.2659 | 0 | 0 | 0 | 2860222.1879 | 7460192.4933 | 19409890.5716 | 13247649.1485 | 59246430.914 | 3144235.0165 | 30089847.6181 | 30089847.6181 | 22413605.2974 | 11717022.4191 | 0 | 92480513.5486 | 156700988.8831 | 7498942.0933 | 30.1066 | 3071.7729 | 5204.8786 | 62.6222 | 106.1085
1 | 6400 | 707 | 0.035 | 15 | 15 | 7 | 1e-08 | 0 | CO2 | Porous | Wet | R245fa | MinimizeLCOE_Brownfield | IgnoreSilica | 171.9628 | 43.4234 | 7.5279 | 4 | 3071.2742 | 5204.0159 | 62.6121 | 106.0909 | 162.5703 | 19.4471 | 21166373329.4709 | 10678747.0806 | 0 | 5590877.1109 | 0 | 0 | 0 | 2859323.3989 | 7460289.5603 | 19410143.12 | 13247821.518 | 59247201.7886 | 3144235.0165 | 30089847.6181 | 30089847.6181 | 22413605.2974 | 11717022.4191 | 0 | 92481284.4232 | 156701759.7578 | 10000000 | 30.1117 | 3071.2742 | 5204.0159 | 62.6121 | 106.0909
1 | 6500 | 707 | 0.035 | 15 | 15 | 7 | 1e-13 | 0 | CO2 | Porous | Wet | R245fa | MinimizeLCOE_Brownfield | IgnoreSilica | 2.4257 | 0.085272 | 0.0092383 | 4 | 988871.7474 | 2763076.7937 | 20159.4881 | 56329.0578 | 101.1985 | 20.6565 | 241448568.797 | 357772.5609 | 0 | 148035.7963 | 0 | 0 | 0 | 352745.5819 | 334836.0363 | 871174.6821 | 594594.6214 | 2659159.2789 | 3144235.0165 | 30738450.8463 | 30738450.8463 | 22874378.7166 | 11949490.5493 | 0 | 36541845.1417 | 102104165.2539 | 100 | 0.036953 | 988871.7474 | 2763076.7937 | 20159.4881 | 56329.0578
1 | 6500 | 707 | 0.035 | 15 | 15 | 7 | 1.3335e-13 | 0 | CO2 | Porous | Wet | R245fa | MinimizeLCOE_Brownfield | IgnoreSilica | 3.5318 | 0.2549 | 0.027728 | 4 | 339999.9625 | 931115.5675 | 6931.3591 | 18982.0503 | 116.4921 | 21.6388 | 178123432.5012 | 524921.2748 | 0 | 234281.1814 | 0 | 0 | 0 | 476628.25 | 481973.9754 | 1253997.4176 | 855879.0046 | 3827681.1037 | 3144235.0165 | 30738450.8463 | 30738450.8463 | 22874378.7166 | 11949490.5493 | 0 | 37710366.9665 | 103272687.0787 | 133.3521 | 0.11091 | 339999.9625 | 931115.5675 | 6931.3591 | 18982.0503
1 | 6500 | 707 | 0.035 | 15 | 15 | 7 | 1.7783e-13 | 0 | CO2 | Porous | Wet | R245fa | MinimizeLCOE_Brownfield | IgnoreSilica | 4.9519 | 0.51543 | 0.057503 | 4 | 169853.8526 | 454894.2915 | 3462.7005 | 9273.6354 | 128.9791 | 22.3367 | 1485094661.1648 | 727227.5477 | 0 | 327301.1106 | 0 | 0 | 0 | 619696.3152 | 652947.7397 | 1698836.0807 | 1159490.5326 | 5185499.3265 | 3144235.0165 | 30738450.8463 | 30738450.8463 | 22874378.7166 | 11949490.5493 | 0 | 39068185.1893 | 104630505.3016 | 177.8279 | 0.23001 | 169853.8526 | 454894.2915 | 3462.7005 | 9273.6354
1 | 6500 | 707 | 0.035 | 15 | 15 | 7 | 2.3714e-13 | 0 | CO2 | Porous | Wet | R245fa | MinimizeLCOE_Brownfield | IgnoreSilica | 6.6593 | 0.87002 | 0.10168 | 4 | 99559.9387 | 260751.3798 | 2029.664 | 5315.7696 | 138.5237 | 22.8105 | 2441267920.7873 | 953585.0654 | 0 | 414834.5209 | 0 | 0 | 0 | 766342.4813 | 832557.2064 | 2166143.07 | 1478437.1551 | 6611899.4991 | 3144235.0165 | 30738450.8463 | 30738450.8463 | 22874378.7166 | 11949490.5493 | 0 | 40494585.3619 | 106056905.4741 | 237.1374 | 0.40674 | 99559.9387 | 260751.3798 | 2029.664 | 5315.7696
1 | 6500 | 707 | 0.035 | 15 | 15 | 7 | 3.1623e-13 | 0 | CO2 | Porous | Wet | R245fa | MinimizeLCOE_Brownfield | IgnoreSilica | 8.7936 | 1.3445 | 0.16339 | 4 | 64449.2552 | 164765.1534 | 1313.8852 | 3358.9605 | 146.1602 | 23.1569 | 3561979056.8754 | 1215363.1428 | 0 | 518160.2668 | 0 | 0 | 0 | 926472.0522 | 1037398.2301 | 2699097.3951 | 1842189.4331 | 8238680.5201 | 3144235.0165 | 30738450.8463 | 30738450.8463 | 22874378.7166 | 11949490.5493 | 0 | 42121366.3829 | 107683686.4952 | 316.2278 | 0.65356 | 64449.2552 | 164765.1534 | 1313.8852 | 3358.9605
1 | 6500 | 707 | 0.035 | 15 | 15 | 7 | 4.217e-13 | 0 | CO2 | Porous | Wet | R245fa | MinimizeLCOE_Brownfield | IgnoreSilica | 11.5024 | 1.9714 | 0.24742 | 4 | 44473.5192 | 110719.8191 | 906.6528 | 2257.1733 | 152.3319 | 23.4152 | 4865959068.9317 | 1522253.5028 | 0 | 642335.4671 | 0 | 0 | 0 | 1106584.2859 | 1275757.5698 | 3319259.5027 | 2265462.8146 | 10131653.1429 | 3144235.0165 | 30738450.8463 | 30738450.8463 | 22874378.7166 | 11949490.5493 | 0 | 44014339.0057 | 109576659.118 | 421.6965 | 0.98968 | 44473.5192 | 110719.8191 | 906.6528 | 2257.1733
1 | 6500 | 707 | 0.035 | 15 | 15 | 7 | 5.6234e-13 | 0 | CO2 | Porous | Wet | R245fa | MinimizeLCOE_Brownfield | IgnoreSilica | 14.964 | 2.7926 | 0.36016 | 4 | 32096.1509 | 77604.808 | 654.3234 | 1582.079 | 157.31 | 23.6067 | 6181922280.4887 | 1884435.5761 | 0 | 792812.488 | 0 | 0 | 0 | 1312359.6152 | 1555946.9949 | 4048254.9121 | 2763017.1608 | 12356826.7471 | 3144235.0165 | 30738450.8463 | 30738450.8463 | 22874378.7166 | 11949490.5493 | 0 | 46239512.6099 | 111801832.7221 | 562.3413 | 1.4407 | 32096.1509 | 77604.808 | 654.3234 | 1582.079
1 | 6500 | 707 | 0.035 | 15 | 15 | 7 | 7.4989e-13 | 0 | CO2 | Porous | Wet | R245fa | MinimizeLCOE_Brownfield | IgnoreSilica | 19.3318 | 3.8478 | 0.50941 | 4 | 23958.2786 | 56134.1584 | 488.4219 | 1144.3707 | 161.248 | 23.7417 | 7684265009.4212 | 2306841.8807 | 0 | 973083.6297 | 0 | 0 | 0 | 1542172.0494 | 1880618.0483 | 4892982.394 | 3339561.0246 | 14935259.0269 | 3144235.0165 | 30738450.8463 | 30738450.8463 | 22874378.7166 | 11949490.5493 | 0 | 48817944.8897 | 114380265.0019 | 749.8942 | 2.0376 | 23958.2786 | 56134.1584 | 488.4219 | 1144.3707
1 | 6500 | 707 | 0.035 | 15 | 15 | 7 | 1e-12 | 0 | CO2 | Porous | Wet | R245fa | MinimizeLCOE_Brownfield | IgnoreSilica | 24.8398 | 5.195 | 0.70503 | 4 | 18372.1249 | 41620.0939 | 374.5406 | 848.4819 | 164.3457 | 23.8276 | 9261583827.2711 | 2799888.5635 | 0 | 1189189.0972 | 0 | 0 | 0 | 1799636.1921 | 2257598.4026 | 5873807.9464 | 4008994.6181 | 17929114.8198 | 3144235.0165 | 30738450.8463 | 30738450.8463 | 22874378.7166 | 11949490.5493 | 0 | 51811800.6826 | 117374120.7949 | 1000 | 2.8201 | 18372.1249 | 41620.0939 | 374.5406 | 848.4819
1 | 6500 | 707 | 0.035 | 15 | 15 | 7 | 1.3335e-12 | 0 | CO2 | Porous | Wet | R245fa | MinimizeLCOE_Brownfield | IgnoreSilica | 31.7218 | 6.8947 | 0.95852 | 4 | 14412.1432 | 31512.0874 | 293.811 | 642.4165 | 166.7425 | 23.8653 | 10904708497.3519 | 3370840.3401 | 0 | 1446169.1301 | 0 | 0 | 0 | 2084080.8532 | 2691425.2261 | 7002536.3511 | 4779374.9474 | 21374426.8479 | 3144235.0165 | 30738450.8463 | 30738450.8463 | 22874378.7166 | 11949490.5493 | 0 | 55257112.7107 | 120819432.823 | 1333.5214 | 3.8341 | 14412.1432 | 31512.0874 | 293.811 | 642.4165
1 | 6500 | 707 | 0.035 | 15 | 15 | 7 | 1.7783e-12 | 0 | CO2 | Porous | Wet | R245fa | MinimizeLCOE_Brownfield | IgnoreSilica | 40.2332 | 9.014 | 1.2826 | 4 | 11536.0366 | 24315.3056 | 235.1777 | 495.7004 | 168.5547 | 23.8502 | 12552074869.2593 | 4026019.9289 | 0 | 1749042.6642 | 0 | 0 | 0 | 2393915.6401 | 3185901.511 | 8289062.2133 | 5657455.2838 | 25301397.2413 | 3144235.0165 | 30738450.8463 | 30738450.8463 | 22874378.7166 | 11949490.5493 | 0 | 59184083.1041 | 124746403.2164 | 1778.2794 | 5.1304 | 11536.0366 | 24315.3056 | 235.1777 | 495.7004
1 | 6500 | 707 | 0.035 | 15 | 15 | 7 | 2.3714e-12 | 0 | CO2 | Porous | Wet | R245fa | MinimizeLCOE_Brownfield | IgnoreSilica | 50.489 | 11.5905 | 1.688 | 4 | 9409.3825 | 19119.4508 | 191.823 | 389.7759 | 169.8549 | 23.7731 | 14228428353.7956 | 4759311.2473 | 0 | 2097441.8768 | 0 | 0 | 0 | 2716052.0992 | 3733394.0371 | 9713525.4601 | 6629680.7195 | 29649405.4399 | 3144235.0165 | 30738450.8463 | 30738450.8463 | 22874378.7166 | 11949490.5493 | 0 | 63532091.3027 | 129094411.415 | 2371.3737 | 6.752 | 9409.3825 | 19119.4508 | 191.823 | 389.7759
1 | 6500 | 707 | 0.035 | 15 | 15 | 7 | 3.1623e-12 | 0 | CO2 | Porous | Wet | R245fa | MinimizeLCOE_Brownfield | IgnoreSilica | 62.5307 | 14.6431 | 2.1815 | 4 | 7817.6085 | 15330.9619 | 159.3725 | 312.5424 | 170.7056 | 23.6214 | 15828785304.264 | 5559734.453 | 0 | 2488896.6767 | 0 | 0 | 0 | 3036866.3968 | 4323344.0353 | 11248454.3402 | 7677301.2198 | 34334597.1218 | 3144235.0165 | 30738450.8463 | 30738450.8463 | 22874378.7166 | 11949490.5493 | 0 | 68217282.9846 | 133779603.0969 | 3162.2777 | 8.7261 | 7817.6085 | 15330.9619 | 159.3725 | 312.5424
1 | 6500 | 707 | 0.035 | 15 | 15 | 7 | 4.217e-12 | 0 | CO2 | Porous | Wet | R245fa | MinimizeLCOE_Brownfield | IgnoreSilica | 76.0527 | 18.1076 | 2.7584 | 4 | 6617.7668 | 12559.8957 | 134.9121 | 256.0505 | 171.1332 | 23.3809 | 17295916803.918 | 6395388.5542 | 0 | 2910878.0895 | 0 | 0 | 0 | 3328884.4979 | 4927708.9452 | 12820887.8633 | 8750519.4096 | 39134267.3596 | 3144235.0165 | 30738450.8463 | 30738450.8463 | 22874378.7166 | 11949490.5493 | 0 | 73016953.2224 | 138579273.3347 | 4216.965 | 11.0335 | 6617.7668 | 12559.8957 | 134.9121 | 256.0505
1 | 6500 | 707 | 0.035 | 15 | 15 | 7 | 5.6234e-12 | 0 | CO2 | Porous | Wet | R245fa | MinimizeLCOE_Brownfield | IgnoreSilica | 90.3381 | 21.8112 | 3.3956 | 4 | 5713.9034 | 10540.9142 | 116.4856 | 214.8908 | 171.1728 | 23.0595 | 18568851907.1338 | 7216911.0199 | 0 | 3340634.6824 | 0 | 0 | 0 | 3560042.4188 | 5505859.3673 | 14325116.6665 | 9777186.4766 | 43725750.6316 | 3144235.0165 | 30738450.8463 | 30738450.8463 | 22874378.7166 | 11949490.5493 | 0 | 77608436.4944 | 143170756.6066 | 5623.4133 | 13.5824 | 5713.9034 | 10540.9142 | 116.4856 | 214.8908
1 | 6500 | 707 | 0.035 | 15 | 15 | 7 | 7.4989e-12 | 0 | CO2 | Porous | Wet | R245fa | MinimizeLCOE_Brownfield | IgnoreSilica | 104.4844 | 25.5254 | 4.0565 | 4 | 5034.3701 | 9074.9855 | 102.6324 | 185.0059 | 170.8758 | 22.6708 | 19596581690.8849 | 7974249.4932 | 0 | 3752954.9729 | 0 | 0 | 0 | 3707155.3266 | 6019400.3191 | 15661244.8816 | 10689121.4381 | 47804126.4314 | 3144235.0165 | 30738450.8463 | 30738450.8463 | 22874378.7166 | 11949490.5493 | 0 | 81686812.2942 | 147249132.4064 | 7498.9421 | 16.2258 | 5034.3701 | 9074.9855 | 102.6324 | 185.0059
1 | 6500 | 707 | 0.035 | 15 | 15 | 7 | 1e-11 | 0 | CO2 | Porous | Wet | R245fa | MinimizeLCOE_Brownfield | IgnoreSilica | 117.6339 | 29.0212 | 4.6988 | 4 | 4525.5856 | 8013.8607 | 92.2602 | 163.3734 | 170.3346 | 22.2471 | 20361478968.5631 | 8630883.443 | 0 | 4126276.5523 | 0 | 0 | 0 | 3765846.3167 | 6443972.4617 | 16765894.5047 | 11443067.5042 | 51175940.7825 | 3144235.0165 | 30738450.8463 | 30738450.8463 | 22874378.7166 | 11949490.5493 | 0 | 85058626.6453 | 150620946.7575 | 10000 | 18.7951 | 4525.5856 | 8013.8607 | 92.2602 | 163.3734
1 | 6500 | 707 | 0.035 | 15 | 15 | 7 | 1.3335e-11 | 0 | CO2 | Porous | Wet | R245fa | MinimizeLCOE_Brownfield | IgnoreSilica | 129.166 | 32.1239 | 5.2864 | 4 | 4145.9297 | 7246.4675 | 84.5204 | 147.729 | 169.6621 | 21.8257 | 20898617056.4773 | 9170089.2638 | 0 | 4446834.5176 | 0 | 0 | 0 | 3748439.9527 | 6772491.8563 | 17620634.581 | 12026445.1694 | 53784935.3409 | 3144235.0165 | 30738450.8463 | 30738450.8463 | 22874378.7166 | 11949490.5493 | 0 | 87667621.2037 | 153229941.316 | 13335.2143 | 21.1455 | 4145.9297 | 7246.4675 | 84.5204 | 147.729
1 | 6500 | 707 | 0.035 | 15 | 15 | 7 | 1.7783e-11 | 0 | CO2 | Porous | Wet | R245fa | MinimizeLCOE_Brownfield | IgnoreSilica | 138.8519 | 34.7591 | 5.7984 | 4 | 3862.7099 | 6689.4759 | 78.7466 | 136.374 | 168.9528 | 21.4321 | 21246468110.5752 | 9596072.6661 | 0 | 4711658.3873 | 0 | 0 | 0 | 3678105.9392 | 7014476.4271 | 18250228.7964 | 12456156.1582 | 55706698.3743 | 3144235.0165 | 30738450.8463 | 30738450.8463 | 22874378.7166 | 11949490.5493 | 0 | 89589384.2371 | 155151704.3494 | 17782.7941 | 23.1934 | 3862.7099 | 6689.4759 | 78.7466 | 136.374
1 | 6500 | 707 | 0.035 | 15 | 15 | 7 | 2.3714e-11 | 0 | CO2 | Porous | Wet | R245fa | MinimizeLCOE_Brownfield | IgnoreSilica | 146.6982 | 36.9128 | 6.2262 | 4 | 3652.2547 | 6284.7529 | 74.4562 | 128.1232 | 168.2889 | 21.0922 | 21457820584.2594 | 9923724.8109 | 0 | 4923479.4351 | 0 | 0 | 0 | 3580945.4722 | 7186978.3901 | 18699043.5191 | 12762481.4287 | 57076653.0562 | 3144235.0165 | 30738450.8463 | 30738450.8463 | 22874378.7166 | 11949490.5493 | 0 | 90959338.919 | 156521659.0313 | 23713.7371 | 24.905 | 3652.2547 | 6284.7529 | 74.4562 | 128.1232
1 | 6500 | 707 | 0.035 | 15 | 15 | 7 | 3.1623e-11 | 0 | CO2 | Porous | Wet | R245fa | MinimizeLCOE_Brownfield | IgnoreSilica | 152.9056 | 38.6302 | 6.5737 | 4 | 3495.4677 | 5988.8186 | 71.2598 | 122.0902 | 167.7035 | 20.8076 | 21578851708.1524 | 10171431.8226 | 0 | 5089451.6326 | 0 | 0 | 0 | 3475120.9375 | 7307041.7131 | 19011423.6572 | 12975687.2918 | 58030157.0548 | 3144235.0165 | 30738450.8463 | 30738450.8463 | 22874378.7166 | 11949490.5493 | 0 | 91912842.9176 | 157475163.0298 | 31622.7766 | 26.2949 | 3495.4677 | 5988.8186 | 71.2598 | 122.0902
1 | 6500 | 707 | 0.035 | 15 | 15 | 7 | 4.217e-11 | 0 | CO2 | Porous | Wet | R245fa | MinimizeLCOE_Brownfield | IgnoreSilica | 157.7387 | 39.976 | 6.8499 | 4 | 3378.5426 | 5771.3689 | 68.8762 | 117.6572 | 167.2103 | 20.5763 | 21639393852.9532 | 10357137.7536 | 0 | 5217746.7305 | 0 | 0 | 0 | 3373450.1727 | 7389850.5162 | 19226875.1763 | 13122737.3806 | 58687797.7299 | 3144235.0165 | 30738450.8463 | 30738450.8463 | 22874378.7166 | 11949490.5493 | 0 | 92570483.5927 | 158132803.705 | 42169.6503 | 27.3995 | 3378.5426 | 5771.3689 | 68.8762 | 117.6572
1 | 6500 | 707 | 0.035 | 15 | 15 | 7 | 5.6234e-11 | 0 | CO2 | Porous | Wet | R245fa | MinimizeLCOE_Brownfield | IgnoreSilica | 161.4512 | 41.0154 | 7.0658 | 4 | 3291.2469 | 5610.9627 | 67.0965 | 114.3871 | 166.8088 | 20.3928 | 21672892881.4431 | 10495454.9803 | 0 | 5315761.0317 | 0 | 0 | 0 | 3282505.9105 | 7446551.5497 | 19374399.6347 | 13223425.8548 | 59138098.9616 | 3144235.0165 | 30738450.8463 | 30738450.8463 | 22874378.7166 | 11949490.5493 | 0 | 93020784.8244 | 158583104.9366 | 56234.1325 | 28.2631 | 3291.2469 | 5610.9627 | 67.0965 | 114.3871
1 | 6500 | 707 | 0.035 | 15 | 15 | 7 | 7.4989e-11 | 0 | CO2 | Porous | Wet | R245fa | MinimizeLCOE_Brownfield | IgnoreSilica | 164.3017 | 41.816 | 7.2331 | 4 | 3226.0059 | 5492.0639 | 65.7665 | 111.9632 | 166.4869 | 20.2485 | 21677976938.8192 | 10599068.8137 | 0 | 5390711.1042 | 0 | 0 | 0 | 3205664.1143 | 7486223.1726 | 19477617.0595 | 13293873.8681 | 59453158.1323 | 3144235.0165 | 30738450.8463 | 30738450.8463 | 22874378.7166 | 11949490.5493 | 0 | 93335843.9951 | 158898164.1074 | 74989.4209 | 28.9323 | 3226.0059 | 5492.0639 | 65.7665 | 111.9632
1 | 6500 | 707 | 0.035 | 15 | 15 | 7 | 1e-10 | 0 | CO2 | Porous | Wet | R245fa | MinimizeLCOE_Brownfield | IgnoreSilica | 166.4593 | 42.4242 | 7.3613 | 4 | 3177.2066 | 5403.8085 | 64.7717 | 110.1639 | 166.2354 | 20.1373 | 21677848191.1269 | 10675977.8187 | 0 | 5447267.2586 | 0 | 0 | 0 | 3142275.1886 | 7513552.9037 | 19548723.4139 | 13342405.4161 | 59670201.9996 | 3144235.0165 | 30738450.8463 | 30738450.8463 | 22874378.7166 | 11949490.5493 | 0 | 93552887.8624 | 159115207.9747 | 100000 | 29.445 | 3177.2066 | 5403.8085 | 64.7717 | 110.1639
1 | 6500 | 707 | 0.035 | 15 | 15 | 7 | 1.3335e-10 | 0 | CO2 | Porous | Wet | R245fa | MinimizeLCOE_Brownfield | IgnoreSilica | 168.0749 | 42.8815 | 7.4586 | 4 | 3140.6814 | 5338.2182 | 64.027 | 108.8268 | 166.0424 | 20.0528 | 21681020077.1496 | 10732704.4312 | 0 | 5489523.1492 | 0 | 0 | 0 | 3090960.3699 | 7532143.3006 | 19597091.8132 | 13375417.8425 | 59817840.9066 | 3144235.0165 | 30738450.8463 | 30738450.8463 | 22874378.7166 | 11949490.5493 | 0 | 93700526.7694 | 159262846.8817 | 133352.1432 | 29.8345 | 3140.6814 | 5338.2182 | 64.027 | 108.8268
1 | 6500 | 707 | 0.035 | 15 | 15 | 7 | 1.7783e-10 | 0 | CO2 | Porous | Wet | R245fa | MinimizeLCOE_Brownfield | IgnoreSilica | 169.3124 | 43.2316 | 7.5329 | 4 | 3113.3295 | 5289.1895 | 63.4694 | 107.8273 | 165.892 | 19.9875 | 21672939201.286 | 10775652.6562 | 0 | 5521832.6167 | 0 | 0 | 0 | 3050999.9721 | 7545909.2456 | 19632907.9781 | 13399863.111 | 59927165.5797 | 3144235.0165 | 30738450.8463 | 30738450.8463 | 22874378.7166 | 11949490.5493 | 0 | 93809851.4425 | 159372171.5547 | 177827.941 | 30.1317 | 3113.3295 | 5289.1895 | 63.4694 | 107.8273
1 | 6500 | 707 | 0.035 | 15 | 15 | 7 | 2.3714e-10 | 0 | CO2 | Porous | Wet | R245fa | MinimizeLCOE_Brownfield | IgnoreSilica | 170.2332 | 43.493 | 7.5889 | 4 | 3092.8395 | 5252.6482 | 63.0517 | 107.0823 | 165.7785 | 19.9385 | 21670514812.6209 | 10807326.4492 | 0 | 5545846.3397 | 0 | 0 | 0 | 3019589.4839 | 7555377.2864 | 19657541.8782 | 13416676.2539 | 60002357.6913 | 3144235.0165 | 30738450.8463 | 30738450.8463 | 22874378.7166 | 11949490.5493 | 0 | 93885043.5541 | 159447363.6663 | 237137.3706 | 30.3556 | 3092.8395 | 5252.6482 | 63.0517 | 107.0823
1 | 6500 | 707 | 0.035 | 15 | 15 | 7 | 3.1623e-10 | 0 | CO2 | Porous | Wet | R245fa | MinimizeLCOE_Brownfield | IgnoreSilica | 169.9969 | 43.466 | 7.6112 | 4 | 3077.1722 | 5230.6651 | 62.7323 | 106.6342 | 165.7977 | 19.947 | 5520051432.7198 | 10798326.6829 | 0 | 5539686.1214 | 0 | 0 | 0 | 2969646.2592 | 7529987.0348 | 19591481.6518 | 13371588.792 | 59800716.5422 | 3144235.0165 | 30738450.8463 | 30738450.8463 | 22874378.7166 | 11949490.5493 | 0 | 93683402.405 | 159245722.5172 | 316227.766 | 30.4446 | 3077.1722 | 5230.6651 | 62.7323 | 106.6342
1 | 6500 | 707 | 0.035 | 15 | 15 | 7 | 4.217e-10 | 0 | CO2 | Porous | Wet | R245fa | MinimizeLCOE_Brownfield | IgnoreSilica | 171.4707 | 43.8455 | 7.6639 | 4 | 3065.5994 | 5204.2858 | 62.4964 | 106.0964 | 165.6181 | 19.8683 | 21655457156.2783 | 10848835.9586 | 0 | 5578073.7591 | 0 | 0 | 0 | 2975613.2294 | 7566983.9494 | 19687740.0345 | 13437287.1161 | 60094534.0472 | 3144235.0165 | 30738450.8463 | 30738450.8463 | 22874378.7166 | 11949490.5493 | 0 | 93977219.91 | 159539540.0223 | 421696.5034 | 30.6554 | 3065.5994 | 5204.2858 | 62.4964 | 106.0964
1 | 6500 | 707 | 0.035 | 15 | 15 | 7 | 5.6234e-10 | 0 | CO2 | Porous | Wet | R245fa | MinimizeLCOE_Brownfield | IgnoreSilica | 171.8682 | 43.9584 | 7.688 | 4 | 3056.9797 | 5188.9601 | 62.3207 | 105.784 | 165.5681 | 19.8469 | 21648468054.0358 | 10862297.4459 | 0 | 5588415.4535 | 0 | 0 | 0 | 2961665.8416 | 7570827.709 | 19697740.7085 | 13444112.7817 | 60125059.9402 | 3144235.0165 | 30738450.8463 | 30738450.8463 | 22874378.7166 | 11949490.5493 | 0 | 94007745.803 | 159570065.9153 | 562341.3252 | 30.7518 | 3056.9797 | 5188.9601 | 62.3207 | 105.784
1 | 6500 | 707 | 0.035 | 15 | 15 | 7 | 7.4989e-10 | 0 | CO2 | Porous | Wet | R245fa | MinimizeLCOE_Brownfield | IgnoreSilica | 172.1675 | 44.0434 | 7.7061 | 4 | 3050.5177 | 5177.478 | 62.1889 | 105.5499 | 165.5303 | 19.8307 | 21646337694.6741 | 10872404.1508 | 0 | 5596199.8343 | 0 | 0 | 0 | 2951103.949 | 7573686.0943 | 19705177.6406 | 13449188.6406 | 60147760.3096 | 3144235.0165 | 30738450.8463 | 30738450.8463 | 22874378.7166 | 11949490.5493 | 0 | 94030446.1724 | 159592766.2846 | 749894.2093 | 30.8244 | 3050.5177 | 5177.478 | 62.1889 | 105.5499
1 | 6500 | 707 | 0.035 | 15 | 15 | 7 | 1e-09 | 0 | CO2 | Porous | Wet | R245fa | MinimizeLCOE_Brownfield | IgnoreSilica | 172.3797 | 44.1041 | 7.7195 | 4 | 3045.6731 | 5168.9503 | 62.0902 | 105.376 | 165.5033 | 19.8193 | 21646599034.2826 | 10879552.7443 | 0 | 5601718.4864 | 0 | 0 | 0 | 2942799.0416 | 7575387.4062 | 19709604.1053 | 13452209.7937 | 60161271.5774 | 3144235.0165 | 30738450.8463 | 30738450.8463 | 22874378.7166 | 11949490.5493 | 0 | 94043957.4402 | 159606277.5525 | 1000000 | 30.8779 | 3045.6731 | 5168.9503 | 62.0902 | 105.376
1 | 6500 | 707 | 0.035 | 15 | 15 | 7 | 1.3335e-09 | 0 | CO2 | Porous | Wet | R245fa | MinimizeLCOE_Brownfield | IgnoreSilica | 172.5501 | 44.1525 | 7.7298 | 4 | 3042.0407 | 5162.494 | 62.0161 | 105.2444 | 165.4816 | 19.8101 | 21645392447.7301 | 10885284.9396 | 0 | 5606148.0186 | 0 | 0 | 0 | 2936812.7949 | 7577015.8437 | 19713840.9656 | 13455101.538 | 60174204.1003 | 3144235.0165 | 30738450.8463 | 30738450.8463 | 22874378.7166 | 11949490.5493 | 0 | 94056889.9631 | 159619210.0754 | 1333521.4322 | 30.919 | 3042.0407 | 5162.494 | 62.0161 | 105.2444
1 | 6500 | 707 | 0.035 | 15 | 15 | 7 | 1.7783e-09 | 0 | CO2 | Porous | Wet | R245fa | MinimizeLCOE_Brownfield | IgnoreSilica | 172.6692 | 44.1866 | 7.7373 | 4 | 3039.3171 | 5157.7071 | 61.9606 | 105.1468 | 165.4664 | 19.8036 | 21646835131.3864 | 10889284.9327 | 0 | 5609243.87 | 0 | 0 | 0 | 2932080.939 | 7577937.7993 | 19716239.7049 | 13456738.7268 | 60181525.9727 | 3144235.0165 | 30738450.8463 | 30738450.8463 | 22874378.7166 | 11949490.5493 | 0 | 94064211.8355 | 159626531.9478 | 1778279.41 | 30.9491 | 3039.3171 | 5157.7071 | 61.9606 | 105.1468
1 | 6500 | 707 | 0.035 | 15 | 15 | 7 | 2.3714e-09 | 0 | CO2 | Porous | Wet | R245fa | MinimizeLCOE_Brownfield | IgnoreSilica | 172.7741 | 44.216 | 7.7433 | 4 | 3037.275 | 5154.0274 | 61.919 | 105.0718 | 165.4531 | 19.7979 | 21640926433.0549 | 10892805.3271 | 0 | 5611967.9554 | 0 | 0 | 0 | 2928909.1955 | 7579136.1664 | 19719357.6104 | 13458866.7614 | 60191043.0162 | 3144235.0165 | 30738450.8463 | 30738450.8463 | 22874378.7166 | 11949490.5493 | 0 | 94073728.879 | 159636048.9913 | 2371373.7057 | 30.9731 | 3037.275 | 5154.0274 | 61.919 | 105.0718
1 | 6500 | 707 | 0.035 | 15 | 15 | 7 | 3.1623e-09 | 0 | CO2 | Porous | Wet | R245fa | MinimizeLCOE_Brownfield | IgnoreSilica | 172.8324 | 44.2331 | 7.7473 | 4 | 3035.7436 | 5151.3888 | 61.8877 | 105.018 | 165.4456 | 19.7948 | 21645639787.2111 | 10894759.1707 | 0 | 5613483.9944 | 0 | 0 | 0 | 2926013.2475 | 7579360.0009 | 19719939.9819 | 13459264.2419 | 60192820.6372 | 3144235.0165 | 30738450.8463 | 30738450.8463 | 22874378.7166 | 11949490.5493 | 0 | 94075506.5 | 159637826.6123 | 3162277.6602 | 30.9893 | 3035.7436 | 5151.3888 | 61.8877 | 105.018
1 | 6500 | 707 | 0.035 | 15 | 15 | 7 | 4.217e-09 | 0 | CO2 | Porous | Wet | R245fa | MinimizeLCOE_Brownfield | IgnoreSilica | 172.8861 | 44.2484 | 7.7506 | 4 | 3034.5954 | 5149.3518 | 61.8643 | 104.9765 | 165.4388 | 19.7919 | 21644680021.8044 | 10896559.8191 | 0 | 5614879.6223 | 0 | 0 | 0 | 2924087.8361 | 7579855.6382 | 19721229.5285 | 13460144.384 | 60196756.8282 | 3144235.0165 | 30738450.8463 | 30738450.8463 | 22874378.7166 | 11949490.5493 | 0 | 94079442.691 | 159641762.8033 | 4216965.0343 | 31.0023 | 3034.5954 | 5149.3518 | 61.8643 | 104.9765
1 | 6500 | 707 | 0.035 | 15 | 15 | 7 | 5.6234e-09 | 0 | CO2 | Porous | Wet | R245fa | MinimizeLCOE_Brownfield | IgnoreSilica | 172.925 | 44.2595 | 7.753 | 4 | 3033.7343 | 5147.8328 | 61.8468 | 104.9455 | 165.4338 | 19.7897 | 21644585129.9176 | 10897862.8964 | 0 | 5615890.1953 | 0 | 0 | 0 | 2922606.7884 | 7580180.3532 | 19722074.3703 | 13460721.0059 | 60199335.6095 | 3144235.0165 | 30738450.8463 | 30738450.8463 | 22874378.7166 | 11949490.5493 | 0 | 94082021.4723 | 159644341.5846 | 5623413.2519 | 31.012 | 3033.7343 | 5147.8328 | 61.8468 | 104.9455
1 | 6500 | 707 | 0.035 | 15 | 15 | 7 | 7.4989e-09 | 0 | CO2 | Porous | Wet | R245fa | MinimizeLCOE_Brownfield | IgnoreSilica | 172.9593 | 44.269 | 7.7549 | 4 | 3033.0886 | 5146.6638 | 61.8336 | 104.9217 | 165.4294 | 19.7879 | 21642212663.3204 | 10899011.6737 | 0 | 5616780.4243 | 0 | 0 | 0 | 2921622.7161 | 7580591.7775 | 19723144.8118 | 13461451.6042 | 60202603.0075 | 3144235.0165 | 30738450.8463 | 30738450.8463 | 22874378.7166 | 11949490.5493 | 0 | 94085288.8703 | 159647608.9825 | 7498942.0933 | 31.0196 | 3033.0886 | 5146.6638 | 61.8336 | 104.9217
1 | 6500 | 707 | 0.035 | 15 | 15 | 7 | 1e-08 | 0 | CO2 | Porous | Wet | R245fa | MinimizeLCOE_Brownfield | IgnoreSilica | 172.9787 | 44.2747 | 7.7562 | 4 | 3032.6045 | 5145.8241 | 61.8237 | 104.9046 | 165.4269 | 19.7868 | 21643260816.7135 | 10899662.2819 | 0 | 5617285.6737 | 0 | 0 | 0 | 2920727.2055 | 7580693.3128 | 19723408.9859 | 13461631.9084 | 60203409.3683 | 3144235.0165 | 30738450.8463 | 30738450.8463 | 22874378.7166 | 11949490.5493 | 0 | 94086095.2311 | 159648415.3433 | 10000000 | 31.0248 | 3032.6045 | 5145.8241 | 61.8237 | 104.9046
1 | 6600 | 707 | 0.035 | 15 | 15 | 7 | 1e-13 | 0 | CO2 | Porous | Wet | R245fa | MinimizeLCOE_Brownfield | IgnoreSilica | 2.484 | 0.089841 | 0.0098297 | 4 | 948285.1267 | 2650215.1168 | 19332.075 | 54028.2198 | 102.8571 | 21.0756 | 304955464.4783 | 370069.3398 | 0 | 152689.7968 | 0 | 0 | 0 | 364586.6323 | 346064.8499 | 900389.7517 | 614534.5067 | 2748334.8772 | 3144235.0165 | 31392914.1654 | 31392914.1654 | 23340719.2222 | 12184302.7159 | 0 | 37285484.059 | 104203420.1625 | 100 | 0.039319 | 948285.1267 | 2650215.1168 | 19332.075 | 54028.2198
1 | 6600 | 707 | 0.035 | 15 | 15 | 7 | 1.3335e-13 | 0 | CO2 | Porous | Wet | R245fa | MinimizeLCOE_Brownfield | IgnoreSilica | 3.5977 | 0.26353 | 0.029265 | 4 | 328634.661 | 900290.035 | 6699.6621 | 18353.6301 | 118.2422 | 22.0618 | 812343664.8606 | 540210.2839 | 0 | 239930.5178 | 0 | 0 | 0 | 489629.3255 | 495210.3496 | 1288435.748 | 879383.8727 | 3932800.0975 | 3144235.0165 | 31392914.1654 | 31392914.1654 | 23340719.2222 | 12184302.7159 | 0 | 38469949.2794 | 105387885.3828 | 133.3521 | 0.11706 | 328634.661 | 900290.035 | 6699.6621 | 18353.6301
1 | 6600 | 707 | 0.035 | 15 | 15 | 7 | 1.7783e-13 | 0 | CO2 | Porous | Wet | R245fa | MinimizeLCOE_Brownfield | IgnoreSilica | 5.0593 | 0.53452 | 0.060671 | 4 | 164296.5763 | 440035.9591 | 3349.4079 | 8970.7282 | 131.0942 | 22.7728 | 1661241634.3372 | 750689.1705 | 0 | 332969.3645 | 0 | 0 | 0 | 638912.4859 | 671802.6982 | 1747892.8149 | 1192972.7618 | 5335239.2958 | 3144235.0165 | 31392914.1654 | 31392914.1654 | 23340719.2222 | 12184302.7159 | 0 | 39872388.4777 | 106790324.5812 | 177.8279 | 0.24269 | 164296.5763 | 440035.9591 | 3349.4079 | 8970.7282
1 | 6600 | 707 | 0.035 | 15 | 15 | 7 | 2.3714e-13 | 0 | CO2 | Porous | Wet | R245fa | MinimizeLCOE_Brownfield | IgnoreSilica | 6.8102 | 0.90255 | 0.10708 | 4 | 96537.415 | 252777.8284 | 1968.0458 | 5153.2179 | 140.856 | 23.2542 | 2544159046.0847 | 985204.907 | 0 | 422340.4664 | 0 | 0 | 0 | 791153.7773 | 857492.6688 | 2231020.0283 | 1522717.0122 | 6809928.86 | 3144235.0165 | 31392914.1654 | 31392914.1654 | 23340719.2222 | 12184302.7159 | 0 | 41347078.0419 | 108265014.1453 | 237.1374 | 0.4283 | 96537.415 | 252777.8284 | 1968.0458 | 5153.2179
1 | 6600 | 707 | 0.035 | 15 | 15 | 7 | 3.1623e-13 | 0 | CO2 | Porous | Wet | R245fa | MinimizeLCOE_Brownfield | IgnoreSilica | 8.9808 | 1.392 | 0.17174 | 4 | 62610.0257 | 160020.5734 | 1276.3901 | 3262.2358 | 148.6019 | 23.603 | 3771455270.1315 | 1254117.1605 | 0 | 526968.5239 | 0 | 0 | 0 | 954867.0357 | 1067021.5608 | 2776171.2251 | 1894793.9057 | 8473939.4117 | 3144235.0165 | 31392914.1654 | 31392914.1654 | 23340719.2222 | 12184302.7159 | 0 | 43011088.5935 | 109929024.697 | 316.2278 | 0.68697 | 62610.0257 | 160020.5734 | 1276.3901 | 3262.2358
1 | 6600 | 707 | 0.035 | 15 | 15 | 7 | 4.217e-13 | 0 | CO2 | Porous | Wet | R245fa | MinimizeLCOE_Brownfield | IgnoreSilica | 11.7607 | 2.0431 | 0.25985 | 4 | 43264.8183 | 107645.63 | 882.0118 | 2194.5018 | 154.9177 | 23.8653 | 5004793594.4925 | 1572217.8442 | 0 | 653852.9881 | 0 | 0 | 0 | 1142285.1493 | 1313658.8328 | 3417870.8144 | 2332767.0611 | 10432652.6898 | 3144235.0165 | 31392914.1654 | 31392914.1654 | 23340719.2222 | 12184302.7159 | 0 | 44969801.8716 | 111887737.9751 | 421.6965 | 1.0394 | 43264.8183 | 107645.63 | 882.0118 | 2194.5018
1 | 6600 | 707 | 0.035 | 15 | 15 | 7 | 5.6234e-13 | 0 | CO2 | Porous | Wet | R245fa | MinimizeLCOE_Brownfield | IgnoreSilica | 15.2755 | 2.8889 | 0.37782 | 4 | 31258.7345 | 75537.6864 | 637.2516 | 1539.9379 | 159.9588 | 24.0574 | 6434679007.8132 | 1943666.7899 | 0 | 805989.1209 | 0 | 0 | 0 | 1351907.0294 | 1599609.5467 | 4161855.9155 | 2840552.1799 | 12703580.5825 | 3144235.0165 | 31392914.1654 | 31392914.1654 | 23340719.2222 | 12184302.7159 | 0 | 47240729.7644 | 114158665.8678 | 562.3413 | 1.5113 | 31258.7345 | 75537.6864 | 637.2516 | 1539.9379
1 | 6600 | 707 | 0.035 | 15 | 15 | 7 | 7.4989e-13 | 0 | CO2 | Porous | Wet | R245fa | MinimizeLCOE_Brownfield | IgnoreSilica | 19.7339 | 3.9802 | 0.53405 | 4 | 23355.1487 | 54681.0943 | 476.1263 | 1114.7481 | 163.9725 | 24.1933 | 7956711298.376 | 2379272.1353 | 0 | 989242.433 | 0 | 0 | 0 | 1588686.9178 | 1933308.5796 | 5030072.348 | 3433127.7351 | 15353710.1488 | 3144235.0165 | 31392914.1654 | 31392914.1654 | 23340719.2222 | 12184302.7159 | 0 | 49890859.3307 | 116808795.4342 | 749.8942 | 2.1362 | 23355.1487 | 54681.0943 | 476.1263 | 1114.7481
1 | 6600 | 707 | 0.035 | 15 | 15 | 7 | 1e-12 | 0 | CO2 | Porous | Wet | R245fa | MinimizeLCOE_Brownfield | IgnoreSilica | 25.3681 | 5.376 | 0.73887 | 4 | 17924.5561 | 40566.4125 | 365.4163 | 827.0012 | 167.1342 | 24.279 | 9537391917.9466 | 2888762.5518 | 0 | 1209380.9385 | 0 | 0 | 0 | 1855137.3094 | 2321779.5119 | 6040794.0275 | 4122966.0497 | 18438820.3888 | 3144235.0165 | 31392914.1654 | 31392914.1654 | 23340719.2222 | 12184302.7159 | 0 | 52975969.5706 | 119893905.6741 | 1000 | 2.9555 | 17924.5561 | 40566.4125 | 365.4163 | 827.0012
1 | 6600 | 707 | 0.035 | 15 | 15 | 7 | 1.3335e-12 | 0 | CO2 | Porous | Wet | R245fa | MinimizeLCOE_Brownfield | IgnoreSilica | 32.3797 | 7.1312 | 1.0039 | 4 | 14071.9321 | 30736.3287 | 286.8754 | 626.6016 | 169.57 | 24.3146 | 11224416110.3092 | 3476384.7468 | 0 | 1470113.62 | 0 | 0 | 0 | 2147020.4105 | 2766472.3231 | 7197793.5033 | 4912641.9659 | 21970426.5695 | 3144235.0165 | 31392914.1654 | 31392914.1654 | 23340719.2222 | 12184302.7159 | 0 | 56507575.7514 | 123425511.8548 | 1333.5214 | 4.0156 | 14071.9321 | 30736.3287 | 286.8754 | 626.6016
1 | 6600 | 707 | 0.035 | 15 | 15 | 7 | 1.7783e-12 | 0 | CO2 | Porous | Wet | R245fa | MinimizeLCOE_Brownfield | IgnoreSilica | 41.0297 | 9.3149 | 1.3423 | 4 | 11272.2012 | 23735.9123 | 229.7991 | 483.8887 | 171.4086 | 24.2957 | 12941890625.0373 | 4149107.952 | 0 | 1776687.1774 | 0 | 0 | 0 | 2463425.656 | 3271796.1063 | 8512542.3309 | 5809985.0561 | 25983544.2787 | 3144235.0165 | 31392914.1654 | 31392914.1654 | 23340719.2222 | 12184302.7159 | 0 | 60520693.4606 | 127438629.564 | 1778.2794 | 5.369 | 11272.2012 | 23735.9123 | 229.7991 | 483.8887
1 | 6600 | 707 | 0.035 | 15 | 15 | 7 | 2.3714e-12 | 0 | CO2 | Porous | Wet | R245fa | MinimizeLCOE_Brownfield | IgnoreSilica | 51.4512 | 11.9691 | 1.7651 | 4 | 9201.2289 | 18679.1178 | 187.5795 | 380.7991 | 172.7286 | 24.2125 | 14661127168.9109 | 4902035.1894 | 0 | 2129359.833 | 0 | 0 | 0 | 2792614.6954 | 3831363.7899 | 9968422.6607 | 6803653.2965 | 30427449.4649 | 3144235.0165 | 31392914.1654 | 31392914.1654 | 23340719.2222 | 12184302.7159 | 0 | 64964598.6468 | 131882534.7502 | 2371.3737 | 7.0604 | 9201.2289 | 18679.1178 | 187.5795 | 380.7991
1 | 6600 | 707 | 0.035 | 15 | 15 | 7 | 3.1623e-12 | 0 | CO2 | Porous | Wet | R245fa | MinimizeLCOE_Brownfield | IgnoreSilica | 63.6755 | 15.1109 | 2.2791 | 4 | 7650.8918 | 14991.3403 | 155.9738 | 305.6187 | 173.5905 | 24.0516 | 16287522116.6684 | 5723079.3991 | 0 | 2525284.6335 | 0 | 0 | 0 | 3120059.0797 | 4433685.0138 | 11535538.932 | 7873242.3527 | 35210889.4109 | 3144235.0165 | 31392914.1654 | 31392914.1654 | 23340719.2222 | 12184302.7159 | 0 | 69748038.5928 | 136665974.6962 | 3162.2777 | 9.1163 | 7650.8918 | 14991.3403 | 155.9738 | 305.6187
1 | 6600 | 707 | 0.035 | 15 | 15 | 7 | 4.217e-12 | 0 | CO2 | Porous | Wet | R245fa | MinimizeLCOE_Brownfield | IgnoreSilica | 77.3561 | 18.6655 | 2.8781 | 4 | 6482.4269 | 12295.1541 | 132.153 | 250.6533 | 174.0195 | 23.799 | 17777312743.3842 | 6577296.4074 | 0 | 2950719.0479 | 0 | 0 | 0 | 3415896.6164 | 5048125.708 | 13134187.5791 | 8964352.9033 | 40090578.2621 | 3144235.0165 | 31392914.1654 | 31392914.1654 | 23340719.2222 | 12184302.7159 | 0 | 74627727.444 | 141545663.5474 | 4216.965 | 11.5123 | 6482.4269 | 12295.1541 | 132.153 | 250.6533
1 | 6600 | 707 | 0.035 | 15 | 15 | 7 | 5.6234e-12 | 0 | CO2 | Porous | Wet | R245fa | MinimizeLCOE_Brownfield | IgnoreSilica | 91.7413 | 22.4489 | 3.5372 | 4 | 5602.51 | 10332.1252 | 114.2147 | 210.6343 | 174.053 | 23.4641 | 19071576381.2219 | 7413101.8791 | 0 | 3382082.6232 | 0 | 0 | 0 | 3647003.0492 | 5632453.1451 | 14654487.7085 | 10001988.9807 | 44731117.3857 | 3144235.0165 | 31392914.1654 | 31392914.1654 | 23340719.2222 | 12184302.7159 | 0 | 79268266.5676 | 146186202.671 | 5623.4133 | 14.1487 | 5602.51 | 10332.1252 | 114.2147 | 210.6343
1 | 6600 | 707 | 0.035 | 15 | 15 | 7 | 7.4989e-12 | 0 | CO2 | Porous | Wet | R245fa | MinimizeLCOE_Brownfield | IgnoreSilica | 105.9406 | 26.231 | 4.2182 | 4 | 4941.2896 | 8907.2878 | 100.7349 | 181.5871 | 173.7463 | 23.0614 | 20106002641.593 | 8181119.6674 | 0 | 3794743.2044 | 0 | 0 | 0 | 3791910.5181 | 6149431.6221 | 15999559.6587 | 10920028.2252 | 48836792.8958 | 3144235.0165 | 31392914.1654 | 31392914.1654 | 23340719.2222 | 12184302.7159 | 0 | 83373942.0777 | 150291878.1812 | 7498.9421 | 16.8729 | 4941.2896 | 8907.2878 | 100.7349 | 181.5871
1 | 6600 | 707 | 0.035 | 15 | 15 | 7 | 1e-11 | 0 | CO2 | Porous | Wet | R245fa | MinimizeLCOE_Brownfield | IgnoreSilica | 119.0929 | 29.7786 | 4.8777 | 4 | 4446.4371 | 7876.2565 | 90.6466 | 160.5681 | 173.1955 | 22.6249 | 20870163871.2609 | 8844681.5401 | 0 | 4167167.1627 | 0 | 0 | 0 | 3846841.4239 | 6574889.1494 | 17106512.8715 | 11675546.5385 | 52215638.686 | 3144235.0165 | 31392914.1654 | 31392914.1654 | 23340719.2222 | 12184302.7159 | 0 | 86752787.8679 | 153670723.9714 | 10000 | 19.5106 | 4446.4371 | 7876.2565 | 90.6466 | 160.5681
1 | 6600 | 707 | 0.035 | 15 | 15 | 7 | 1.3335e-11 | 0 | CO2 | Porous | Wet | R245fa | MinimizeLCOE_Brownfield | IgnoreSilica | 130.5887 | 32.9171 | 5.4788 | 4 | 4077.3066 | 7130.7953 | 83.1214 | 145.3709 | 172.516 | 22.193 | 21403768565.6901 | 9387821.4212 | 0 | 4485974.4195 | 0 | 0 | 0 | 3825110.491 | 6902573.4694 | 17959080.2548 | 12257441.2961 | 54818001.3519 | 3144235.0165 | 31392914.1654 | 31392914.1654 | 23340719.2222 | 12184302.7159 | 0 | 89355150.5338 | 156273086.6373 | 13335.2143 | 21.9152 | 4077.3066 | 7130.7953 | 83.1214 | 145.3709
1 | 6600 | 707 | 0.035 | 15 | 15 | 7 | 1.7783e-11 | 0 | CO2 | Porous | Wet | R245fa | MinimizeLCOE_Brownfield | IgnoreSilica | 140.2138 | 35.5746 | 6.001 | 4 | 3802.0082 | 6589.8045 | 77.5091 | 134.3421 | 171.8031 | 21.7915 | 21748554123.8448 | 9815663.9267 | 0 | 4748592.8204 | 0 | 0 | 0 | 3750617.0442 | 7142800.7786 | 18584102.4359 | 12684031.7776 | 56725808.7834 | 3144235.0165 | 31392914.1654 | 31392914.1654 | 23340719.2222 | 12184302.7159 | 0 | 91262957.9652 | 158180894.0687 | 17782.7941 | 24.0039 | 3802.0082 | 6589.8045 | 77.5091 | 134.3421
1 | 6600 | 707 | 0.035 | 15 | 15 | 7 | 2.3714e-11 | 0 | CO2 | Porous | Wet | R245fa | MinimizeLCOE_Brownfield | IgnoreSilica | 148.0017 | 37.744 | 6.4365 | 4 | 3597.4665 | 6196.6161 | 73.3392 | 126.3264 | 171.1377 | 21.4455 | 21953447029.0849 | 10144464.9012 | 0 | 4958448.2544 | 0 | 0 | 0 | 3650327.2504 | 7313763.7583 | 19028913.0399 | 12987624.1548 | 58083541.3589 | 3144235.0165 | 31392914.1654 | 31392914.1654 | 23340719.2222 | 12184302.7159 | 0 | 92620690.5407 | 159538626.6442 | 23713.7371 | 25.7461 | 3597.4665 | 6196.6161 | 73.3392 | 126.3264
1 | 6600 | 707 | 0.035 | 15 | 15 | 7 | 3.1623e-11 | 0 | CO2 | Porous | Wet | R245fa | MinimizeLCOE_Brownfield | IgnoreSilica | 154.1554 | 39.4717 | 6.7896 | 4 | 3445.0983 | 5909.0762 | 70.233 | 120.4645 | 170.5523 | 21.1564 | 22068013762.7806 | 10392809.0896 | 0 | 5122705.1373 | 0 | 0 | 0 | 3542189.0176 | 7432504.2654 | 19337851.4822 | 13198480.9897 | 59026539.9818 | 3144235.0165 | 31392914.1654 | 31392914.1654 | 23340719.2222 | 12184302.7159 | 0 | 93563689.1637 | 160481625.2672 | 31622.7766 | 27.1585 | 3445.0983 | 5909.0762 | 70.233 | 120.4645
1 | 6600 | 707 | 0.035 | 15 | 15 | 7 | 4.217e-11 | 0 | CO2 | Porous | Wet | R245fa | MinimizeLCOE_Brownfield | IgnoreSilica | 158.9297 | 40.8213 | 7.0696 | 4 | 3331.4744 | 5697.8609 | 67.9166 | 116.1586 | 170.0613 | 20.9225 | 22130431646.2503 | 10578389.3164 | 0 | 5249239.2365 | 0 | 0 | 0 | 3438491.041 | 7513786.6416 | 19549331.5519 | 13342820.4827 | 59672058.2701 | 3144235.0165 | 31392914.1654 | 31392914.1654 | 23340719.2222 | 12184302.7159 | 0 | 94209207.4519 | 161127143.5554 | 42169.6503 | 28.2785 | 3331.4744 | 5697.8609 | 67.9166 | 116.1586
1 | 6600 | 707 | 0.035 | 15 | 15 | 7 | 5.6234e-11 | 0 | CO2 | Porous | Wet | R245fa | MinimizeLCOE_Brownfield | IgnoreSilica | 162.6085 | 41.8663 | 7.2886 | 4 | 3246.6461 | 5541.9314 | 66.1873 | 112.9798 | 169.6606 | 20.7365 | 22155290147.5215 | 10717088.3854 | 0 | 5346220.512 | 0 | 0 | 0 | 3346549.1254 | 7569844.6289 | 19695182.9357 | 13442367.0492 | 60117252.6366 | 3144235.0165 | 31392914.1654 | 31392914.1654 | 23340719.2222 | 12184302.7159 | 0 | 94654401.8185 | 161572337.922 | 56234.1325 | 29.1545 | 3246.6461 | 5541.9314 | 66.1873 | 112.9798
1 | 6600 | 707 | 0.035 | 15 | 15 | 7 | 7.4989e-11 | 0 | CO2 | Porous | Wet | R245fa | MinimizeLCOE_Brownfield | IgnoreSilica | 165.407 | 42.6648 | 7.4577 | 4 | 3183.2505 | 5426.5061 | 64.8949 | 110.6267 | 169.3424 | 20.5915 | 22166103150.7077 | 10820055.8992 | 0 | 5419703.0358 | 0 | 0 | 0 | 3268334.6364 | 7608156.4928 | 19794862.5469 | 13510400.432 | 60421513.043 | 3144235.0165 | 31392914.1654 | 31392914.1654 | 23340719.2222 | 12184302.7159 | 0 | 94958662.2249 | 161876598.3284 | 74989.4209 | 29.8307 | 3183.2505 | 5426.5061 | 64.8949 | 110.6267
1 | 6600 | 707 | 0.035 | 15 | 15 | 7 | 1e-10 | 0 | CO2 | Porous | Wet | R245fa | MinimizeLCOE_Brownfield | IgnoreSilica | 167.5413 | 43.2753 | 7.5875 | 4 | 3135.8322 | 5340.7075 | 63.9282 | 108.8775 | 169.092 | 20.479 | 22162710896.3548 | 10897089.1958 | 0 | 5475576.0552 | 0 | 0 | 0 | 3204457.9843 | 7635078.0618 | 19864906.9468 | 13558207.1742 | 60635315.4181 | 3144235.0165 | 31392914.1654 | 31392914.1654 | 23340719.2222 | 12184302.7159 | 0 | 95172464.6 | 162090400.7035 | 100000 | 30.35 | 3135.8322 | 5340.7075 | 63.9282 | 108.8775
1 | 6600 | 707 | 0.035 | 15 | 15 | 7 | 1.3335e-10 | 0 | CO2 | Porous | Wet | R245fa | MinimizeLCOE_Brownfield | IgnoreSilica | 169.1466 | 43.736 | 7.6862 | 4 | 3100.3411 | 5276.8927 | 63.2046 | 107.5766 | 168.8991 | 20.3933 | 22160041219.6171 | 10954166.8009 | 0 | 5517507.0997 | 0 | 0 | 0 | 3153014.85 | 7653628.6127 | 19913171.6752 | 13591148.8431 | 60782637.8815 | 3144235.0165 | 31392914.1654 | 31392914.1654 | 23340719.2222 | 12184302.7159 | 0 | 95319787.0634 | 162237723.1669 | 133352.1432 | 30.7449 | 3100.3411 | 5276.8927 | 63.2046 | 107.5766
1 | 6600 | 707 | 0.035 | 15 | 15 | 7 | 1.7783e-10 | 0 | CO2 | Porous | Wet | R245fa | MinimizeLCOE_Brownfield | IgnoreSilica | 170.3575 | 44.0842 | 7.7612 | 4 | 3073.764 | 5229.3028 | 62.6628 | 106.6064 | 168.751 | 20.3279 | 22155739284.0956 | 10996730.026 | 0 | 5549084.9695 | 0 | 0 | 0 | 3112491.3821 | 7666739.4873 | 19947283.4813 | 13614430.8517 | 60886760.1979 | 3144235.0165 | 31392914.1654 | 31392914.1654 | 23340719.2222 | 12184302.7159 | 0 | 95423909.3797 | 162341845.4832 | 177827.941 | 31.0446 | 3073.764 | 5229.3028 | 62.6628 | 106.6064
1 | 6600 | 707 | 0.035 | 15 | 15 | 7 | 2.3714e-10 | 0 | CO2 | Porous | Wet | R245fa | MinimizeLCOE_Brownfield | IgnoreSilica | 171.2855 | 44.3507 | 7.8182 | 4 | 3053.8546 | 5193.6674 | 62.257 | 105.8799 | 168.6361 | 20.2775 | 22143871830.5861 | 11029061.7739 | 0 | 5573252.9589 | 0 | 0 | 0 | 3081390.7902 | 7676645.1539 | 19973055.9941 | 13632021.1212 | 60965427.7922 | 3144235.0165 | 31392914.1654 | 31392914.1654 | 23340719.2222 | 12184302.7159 | 0 | 95502576.974 | 162420513.0775 | 237137.3706 | 31.2728 | 3053.8546 | 5193.6674 | 62.257 | 105.8799
1 | 6600 | 707 | 0.035 | 15 | 15 | 7 | 3.1623e-10 | 0 | CO2 | Porous | Wet | R245fa | MinimizeLCOE_Brownfield | IgnoreSilica | 171.9628 | 44.5464 | 7.8608 | 4 | 3038.936 | 5167.1542 | 61.9528 | 105.3394 | 168.5513 | 20.2404 | 22143637355.339 | 11052497.4582 | 0 | 5590877.1109 | 0 | 0 | 0 | 3056866.532 | 7683094.0294 | 19989834.6453 | 13643472.8954 | 61016642.6712 | 3144235.0165 | 31392914.1654 | 31392914.1654 | 23340719.2222 | 12184302.7159 | 0 | 95553791.8531 | 162471727.9565 | 316227.766 | 31.4432 | 3038.936 | 5167.1542 | 61.9528 | 105.3394
1 | 6600 | 707 | 0.035 | 15 | 15 | 7 | 4.217e-10 | 0 | CO2 | Porous | Wet | R245fa | MinimizeLCOE_Brownfield | IgnoreSilica | 172.4964 | 44.7013 | 7.8937 | 4 | 3027.3867 | 5146.7201 | 61.7174 | 104.9229 | 168.4781 | 20.2072 | 22132272517.5364 | 11070188.8205 | 0 | 5604751.8475 | 0 | 0 | 0 | 3036897.9298 | 7687617.0531 | 20001602.6252 | 13651504.7835 | 61052563.0596 | 3144235.0165 | 31392914.1654 | 31392914.1654 | 23340719.2222 | 12184302.7159 | 0 | 95589712.2414 | 162507648.3449 | 421696.5034 | 31.575 | 3027.3867 | 5146.7201 | 61.7174 | 104.9229
1 | 6600 | 707 | 0.035 | 15 | 15 | 7 | 5.6234e-10 | 0 | CO2 | Porous | Wet | R245fa | MinimizeLCOE_Brownfield | IgnoreSilica | 172.8861 | 44.8137 | 7.9181 | 4 | 3019.0113 | 5131.8368 | 61.5466 | 104.6194 | 168.4288 | 20.1858 | 22128163409.1406 | 11083559.7653 | 0 | 5614879.6223 | 0 | 0 | 0 | 3022816.4257 | 7691289.7672 | 20011158.2737 | 13658026.71 | 61081730.5642 | 3144235.0165 | 31392914.1654 | 31392914.1654 | 23340719.2222 | 12184302.7159 | 0 | 95618879.746 | 162536815.8495 | 562341.3252 | 31.6722 | 3019.0113 | 5131.8368 | 61.5466 | 104.6194
1 | 6600 | 707 | 0.035 | 15 | 15 | 7 | 7.4989e-10 | 0 | CO2 | Porous | Wet | R245fa | MinimizeLCOE_Brownfield | IgnoreSilica | 173.1808 | 44.8987 | 7.9364 | 4 | 3012.7326 | 5120.6787 | 61.4186 | 104.392 | 168.3913 | 20.1695 | 22123985297.5576 | 11093640.7749 | 0 | 5622534.5547 | 0 | 0 | 0 | 3012187.5848 | 7694061.5366 | 20018369.8492 | 13662948.7584 | 61103743.0586 | 3144235.0165 | 31392914.1654 | 31392914.1654 | 23340719.2222 | 12184302.7159 | 0 | 95640892.2405 | 162558828.3439 | 749894.2093 | 31.7456 | 3012.7326 | 5120.6787 | 61.4186 | 104.392
1 | 6600 | 707 | 0.035 | 15 | 15 | 7 | 1e-09 | 0 | CO2 | Porous | Wet | R245fa | MinimizeLCOE_Brownfield | IgnoreSilica | 173.4003 | 44.962 | 7.9501 | 4 | 3008.0253 | 5112.3297 | 61.3227 | 104.2218 | 168.3634 | 20.1574 | 22121547094.0421 | 11101132.4497 | 0 | 5628234.5378 | 0 | 0 | 0 | 3004103.8939 | 7696053.6438 | 20023552.9034 | 13666486.2994 | 61119563.7281 | 3144235.0165 | 31392914.1654 | 31392914.1654 | 23340719.2222 | 12184302.7159 | 0 | 95656712.9099 | 162574649.0134 | 1000000 | 31.8005 | 3008.0253 | 5112.3297 | 61.3227 | 104.2218
1 | 6600 | 707 | 0.035 | 15 | 15 | 7 | 1.3335e-09 | 0 | CO2 | Porous | Wet | R245fa | MinimizeLCOE_Brownfield | IgnoreSilica | 173.5512 | 45.0062 | 7.9601 | 4 | 3004.4959 | 5106.1539 | 61.2507 | 104.0959 | 168.344 | 20.1491 | 22126002262.8493 | 11106273.4853 | 0 | 5632153.9419 | 0 | 0 | 0 | 2997650.487 | 7697070.3865 | 20026198.2595 | 13668291.8093 | 61127638.3695 | 3144235.0165 | 31392914.1654 | 31392914.1654 | 23340719.2222 | 12184302.7159 | 0 | 95664787.5514 | 162582723.6549 | 1333521.4322 | 31.8405 | 3004.4959 | 5106.1539 | 61.2507 | 104.0959
1 | 6600 | 707 | 0.035 | 15 | 15 | 7 | 1.7783e-09 | 0 | CO2 | Porous | Wet | R245fa | MinimizeLCOE_Brownfield | IgnoreSilica | 173.6755 | 45.042 | 7.9679 | 4 | 3001.8495 | 5101.4608 | 61.1968 | 104.0002 | 168.3281 | 20.1422 | 22124250101.6415 | 11110503.6005 | 0 | 5635380.097 | 0 | 0 | 0 | 2993071.4676 | 7698192.5144 | 20029117.8061 | 13670284.4599 | 61136549.9456 | 3144235.0165 | 31392914.1654 | 31392914.1654 | 23340719.2222 | 12184302.7159 | 0 | 95673699.1275 | 162591635.2309 | 1778279.41 | 31.8716 | 3001.8495 | 5101.4608 | 61.1968 | 104.0002
1 | 6600 | 707 | 0.035 | 15 | 15 | 7 | 2.3714e-09 | 0 | CO2 | Porous | Wet | R245fa | MinimizeLCOE_Brownfield | IgnoreSilica | 173.7681 | 45.0688 | 7.9737 | 4 | 2999.8653 | 5097.9466 | 61.1563 | 103.9285 | 168.3162 | 20.1371 | 22123205722.0297 | 11113652.8073 | 0 | 5637783.9578 | 0 | 0 | 0 | 2989609.3367 | 7699007.9797 | 20031239.4796 | 13671732.5456 | 61143026.1067 | 3144235.0165 | 31392914.1654 | 31392914.1654 | 23340719.2222 | 12184302.7159 | 0 | 95680175.2886 | 162598111.3921 | 2371373.7057 | 31.8948 | 2999.8653 | 5097.9466 | 61.1563 | 103.9285
1 | 6600 | 707 | 0.035 | 15 | 15 | 7 | 3.1623e-09 | 0 | CO2 | Porous | Wet | R245fa | MinimizeLCOE_Brownfield | IgnoreSilica | 173.8413 | 45.0898 | 7.9781 | 4 | 2998.3774 | 5095.2907 | 61.126 | 103.8744 | 168.3068 | 20.133 | 22120711739.8193 | 11116139.7561 | 0 | 5639682.8267 | 0 | 0 | 0 | 2987100.3086 | 7699739.9276 | 20033143.8579 | 13673032.323 | 61148838.9999 | 3144235.0165 | 31392914.1654 | 31392914.1654 | 23340719.2222 | 12184302.7159 | 0 | 95685988.1817 | 162603924.2852 | 3162277.6602 | 31.9126 | 2998.3774 | 5095.2907 | 61.126 | 103.8744
1 | 6600 | 707 | 0.035 | 15 | 15 | 7 | 4.217e-09 | 0 | CO2 | Porous | Wet | R245fa | MinimizeLCOE_Brownfield | IgnoreSilica | 173.8996 | 45.1064 | 7.9816 | 4 | 2997.2617 | 5093.2794 | 61.1032 | 103.8334 | 168.2994 | 20.1298 | 22117237231.6405 | 11118122.6635 | 0 | 5641197 | 0 | 0 | 0 | 2985303.1839 | 7700402.9105 | 20034868.8032 | 13674209.6336 | 61154104.1946 | 3144235.0165 | 31392914.1654 | 31392914.1654 | 23340719.2222 | 12184302.7159 | 0 | 95691253.3764 | 162609189.4799 | 4216965.0343 | 31.9262 | 2997.2617 | 5093.2794 | 61.1032 | 103.8334
1 | 6600 | 707 | 0.035 | 15 | 15 | 7 | 5.6234e-09 | 0 | CO2 | Porous | Wet | R245fa | MinimizeLCOE_Brownfield | IgnoreSilica | 173.9339 | 45.1165 | 7.9839 | 4 | 2996.425 | 5091.8265 | 61.0862 | 103.8038 | 168.2949 | 20.1279 | 22119004194.2309 | 11119284.7568 | 0 | 5642086.229 | 0 | 0 | 0 | 2983711.1994 | 7700582.0522 | 20035334.8934 | 13674527.7497 | 61155526.8805 | 3144235.0165 | 31392914.1654 | 31392914.1654 | 23340719.2222 | 12184302.7159 | 0 | 95692676.0624 | 162610612.1659 | 5623413.2519 | 31.9356 | 2996.425 | 5091.8265 | 61.0862 | 103.8038
1 | 6600 | 707 | 0.035 | 15 | 15 | 7 | 7.4989e-09 | 0 | CO2 | Porous | Wet | R245fa | MinimizeLCOE_Brownfield | IgnoreSilica | 173.9682 | 45.1262 | 7.9859 | 4 | 2995.7977 | 5090.6875 | 61.0734 | 103.7805 | 168.2906 | 20.126 | 22123209493.5123 | 11120448.8116 | 0 | 5642975.423 | 0 | 0 | 0 | 2982734.4573 | 7701001.8898 | 20036427.2247 | 13675273.2882 | 61158861.0946 | 3144235.0165 | 31392914.1654 | 31392914.1654 | 23340719.2222 | 12184302.7159 | 0 | 95696010.2765 | 162613946.3799 | 7498942.0933 | 31.9434 | 2995.7977 | 5090.6875 | 61.0734 | 103.7805
1 | 6600 | 707 | 0.035 | 15 | 15 | 7 | 1e-08 | 0 | CO2 | Porous | Wet | R245fa | MinimizeLCOE_Brownfield | IgnoreSilica | 173.9922 | 45.133 | 7.9873 | 4 | 2995.3272 | 5089.8428 | 61.0638 | 103.7633 | 168.2875 | 20.1246 | 22115155238.3582 | 11121266.2614 | 0 | 5643600.241 | 0 | 0 | 0 | 2981959.9929 | 7701262.3332 | 20037104.8448 | 13675735.7779 | 61160929.4513 | 3144235.0165 | 31392914.1654 | 31392914.1654 | 23340719.2222 | 12184302.7159 | 0 | 95698078.6331 | 162616014.7366 | 10000000 | 31.9491 | 2995.3272 | 5089.8428 | 61.0638 | 103.7633
1 | 6700 | 707 | 0.035 | 15 | 15 | 7 | 1e-13 | 0 | CO2 | Porous | Wet | R245fa | MinimizeLCOE_Brownfield | IgnoreSilica | 2.5526 | 0.095425 | 0.010455 | 4 | 909784.3559 | 2542596.9614 | 18547.1847 | 51834.2782 | 104.69 | 21.5065 | 204764957.9365 | 384124.6059 | 0 | 158196.2246 | 0 | 0 | 0 | 378313.0289 | 359047.2052 | 934167.1771 | 637588.2936 | 2851436.5353 | 3144235.0165 | 32053237.5753 | 32053237.5753 | 23812626.8141 | 12421458.9187 | 0 | 38048909.1271 | 106336232.4353 | 100 | 0.041822 | 909784.3559 | 2542596.9614 | 18547.1847 | 51834.2782
1 | 6700 | 707 | 0.035 | 15 | 15 | 7 | 1.3335e-13 | 0 | CO2 | Porous | Wet | R245fa | MinimizeLCOE_Brownfield | IgnoreSilica | 3.7144 | 0.27849 | 0.030934 | 4 | 317598.6157 | 869474.5528 | 6474.6774 | 17725.4148 | 120.5507 | 22.5142 | 807830866.9291 | 563285.2046 | 0 | 249551.7778 | 0 | 0 | 0 | 511284.8978 | 516407.5333 | 1343586.4719 | 917025.375 | 4101141.2604 | 3144235.0165 | 32053237.5753 | 32053237.5753 | 23812626.8141 | 12421458.9187 | 0 | 39298613.8522 | 107585937.1604 | 133.3521 | 0.12374 | 317598.6157 | 869474.5528 | 6474.6774 | 17725.4148
1 | 6700 | 707 | 0.035 | 15 | 15 | 7 | 1.7783e-13 | 0 | CO2 | Porous | Wet | R245fa | MinimizeLCOE_Brownfield | IgnoreSilica | 5.1908 | 0.55744 | 0.064005 | 4 | 159011.9021 | 425737.833 | 3241.6727 | 8679.2416 | 133.3788 | 23.2174 | 1622928611.941 | 777829.9023 | 0 | 339875.4479 | 0 | 0 | 0 | 662208.4065 | 694166.3651 | 1806078.489 | 1232685.68 | 5512844.2909 | 3144235.0165 | 32053237.5753 | 32053237.5753 | 23812626.8141 | 12421458.9187 | 0 | 40710316.8827 | 108997640.1909 | 177.8279 | 0.25602 | 159011.9021 | 425737.833 | 3241.6727 | 8679.2416
1 | 6700 | 707 | 0.035 | 15 | 15 | 7 | 2.3714e-13 | 0 | CO2 | Porous | Wet | R245fa | MinimizeLCOE_Brownfield | IgnoreSilica | 6.954 | 0.9345 | 0.11263 | 4 | 93668.4053 | 245241.8999 | 1909.5571 | 4999.5878 | 143.159 | 23.6962 | 2707063214.6119 | 1016271.5609 | 0 | 429455.9241 | 0 | 0 | 0 | 815076.9424 | 881713.7267 | 2294038.2524 | 1565728.2451 | 7002284.6515 | 3144235.0165 | 32053237.5753 | 32053237.5753 | 23812626.8141 | 12421458.9187 | 0 | 42199757.2433 | 110487080.5515 | 237.1374 | 0.45052 | 93668.4053 | 245241.8999 | 1909.5571 | 4999.5878
1 | 6700 | 707 | 0.035 | 15 | 15 | 7 | 3.1623e-13 | 0 | CO2 | Porous | Wet | R245fa | MinimizeLCOE_Brownfield | IgnoreSilica | 9.1855 | 1.4434 | 0.18043 | 4 | 60861.9653 | 155479.4581 | 1240.7535 | 3169.6591 | 151.0965 | 24.0512 | 3855707522.0118 | 1295431.3238 | 0 | 536554.3036 | 0 | 0 | 0 | 985935.4636 | 1098989.2255 | 2859344.5311 | 1951561.3961 | 8727816.2438 | 3144235.0165 | 32053237.5753 | 32053237.5753 | 23812626.8141 | 12421458.9187 | 0 | 43925288.8355 | 112212612.1437 | 316.2278 | 0.72172 | 60861.9653 | 155479.4581 | 1240.7535 | 3169.6591
1 | 6700 | 707 | 0.035 | 15 | 15 | 7 | 4.217e-13 | 0 | CO2 | Porous | Wet | R245fa | MinimizeLCOE_Brownfield | IgnoreSilica | 12.0165 | 2.1156 | 0.27265 | 4 | 42115.0548 | 104728.3863 | 858.5724 | 2135.0298 | 157.5023 | 24.3152 | 5160009566.9877 | 1622498.1632 | 0 | 665204.7826 | 0 | 0 | 0 | 1177957.5659 | 1351607.5996 | 3516605.7213 | 2400155.6638 | 10734029.4964 | 3144235.0165 | 32053237.5753 | 32053237.5753 | 23812626.8141 | 12421458.9187 | 0 | 45931502.0882 | 114218825.3964 | 421.6965 | 1.0906 | 42115.0548 | 104728.3863 | 858.5724 | 2135.0298
1 | 6700 | 707 | 0.035 | 15 | 15 | 7 | 5.6234e-13 | 0 | CO2 | Porous | Wet | R245fa | MinimizeLCOE_Brownfield | IgnoreSilica | 15.5922 | 2.9878 | 0.39603 | 4 | 30461.456 | 73568.5306 | 620.998 | 1499.794 | 162.6172 | 24.5084 | 6667270845.8682 | 2004127.3017 | 0 | 819330.8794 | 0 | 0 | 0 | 1392377.9595 | 1644176.0948 | 4277808.9318 | 2919692.4962 | 13057513.6634 | 3144235.0165 | 32053237.5753 | 32053237.5753 | 23812626.8141 | 12421458.9187 | 0 | 48254986.2552 | 116542309.5634 | 562.3413 | 1.5841 | 30461.456 | 73568.5306 | 620.998 | 1499.794
1 | 6700 | 707 | 0.035 | 15 | 15 | 7 | 7.4989e-13 | 0 | CO2 | Porous | Wet | R245fa | MinimizeLCOE_Brownfield | IgnoreSilica | 20.1406 | 4.1158 | 0.55943 | 4 | 22780.4765 | 53296.7513 | 464.4108 | 1086.5264 | 166.704 | 24.6449 | 8221599527.2058 | 2452988.4507 | 0 | 1005520.4603 | 0 | 0 | 0 | 1636064.9551 | 1986883.8078 | 5169464.1019 | 3528265.4714 | 15779187.2472 | 3144235.0165 | 32053237.5753 | 32053237.5753 | 23812626.8141 | 12421458.9187 | 0 | 50976659.839 | 119263983.1472 | 749.8942 | 2.2377 | 22780.4765 | 53296.7513 | 464.4108 | 1086.5264
1 | 6700 | 707 | 0.035 | 15 | 15 | 7 | 1e-12 | 0 | CO2 | Porous | Wet | R245fa | MinimizeLCOE_Brownfield | IgnoreSilica | 25.8823 | 5.5571 | 0.77353 | 4 | 17497.7956 | 39567.706 | 356.7162 | 806.6412 | 169.9203 | 24.73 | 9845538098.761 | 2977433.0048 | 0 | 1228950.9217 | 0 | 0 | 0 | 1909712.5167 | 2385277.6128 | 6206003.0609 | 4235724.6097 | 18943101.7266 | 3144235.0165 | 32053237.5753 | 32053237.5753 | 23812626.8141 | 12421458.9187 | 0 | 54140574.3184 | 122427897.6266 | 1000 | 3.0941 | 17497.7956 | 39567.706 | 356.7162 | 806.6412
1 | 6700 | 707 | 0.035 | 15 | 15 | 7 | 1.3335e-12 | 0 | CO2 | Porous | Wet | R245fa | MinimizeLCOE_Brownfield | IgnoreSilica | 33.0176 | 7.3673 | 1.0503 | 4 | 13747.3191 | 30001.2945 | 280.2577 | 611.617 | 172.3959 | 24.7636 | 11592225123.6087 | 3581519.821 | 0 | 1493238.3336 | 0 | 0 | 0 | 2208698.7833 | 2840548.2058 | 7390523.755 | 5044184.3229 | 22558713.2217 | 3144235.0165 | 32053237.5753 | 32053237.5753 | 23812626.8141 | 12421458.9187 | 0 | 57756185.8135 | 126043509.1217 | 1333.5214 | 4.2013 | 13747.3191 | 30001.2945 | 280.2577 | 611.617
1 | 6700 | 707 | 0.035 | 15 | 15 | 7 | 1.7783e-12 | 0 | CO2 | Porous | Wet | R245fa | MinimizeLCOE_Brownfield | IgnoreSilica | 41.8191 | 9.6192 | 1.4034 | 4 | 11020.2983 | 23184.7111 | 224.6637 | 472.6517 | 174.2653 | 24.7408 | 13343184116.9078 | 4273050.8579 | 0 | 1803980.9946 | 0 | 0 | 0 | 2532899.07 | 3357873.0598 | 8736496.907 | 5962838.6561 | 26667139.5453 | 3144235.0165 | 32053237.5753 | 32053237.5753 | 23812626.8141 | 12421458.9187 | 0 | 61864612.1371 | 130151935.4453 | 1778.2794 | 5.6137 | 11020.2983 | 23184.7111 | 224.6637 | 472.6517
1 | 6700 | 707 | 0.035 | 15 | 15 | 7 | 2.3714e-12 | 0 | CO2 | Porous | Wet | R245fa | MinimizeLCOE_Brownfield | IgnoreSilica | 52.4186 | 12.3552 | 1.8443 | 4 | 9002.3693 | 18258.9434 | 183.5255 | 372.2333 | 175.6066 | 24.6511 | 15091270078.3176 | 5046694.1274 | 0 | 2161328.7498 | 0 | 0 | 0 | 2870111.7527 | 3930472.5056 | 10226283.2089 | 6979648.4192 | 31214538.7635 | 3144235.0165 | 32053237.5753 | 32053237.5753 | 23812626.8141 | 12421458.9187 | 0 | 66412011.3553 | 134699334.6635 | 2371.3737 | 7.3772 | 9002.3693 | 18258.9434 | 183.5255 | 372.2333
1 | 6700 | 707 | 0.035 | 15 | 15 | 7 | 3.1623e-12 | 0 | CO2 | Porous | Wet | R245fa | MinimizeLCOE_Brownfield | IgnoreSilica | 64.8157 | 15.5853 | 2.379 | 4 | 7491.5322 | 14667.6098 | 152.725 | 299.0191 | 176.479 | 24.4809 | 16746588084.1125 | 5887863.5372 | 0 | 2561395.582 | 0 | 0 | 0 | 3203550.3148 | 4544595.6793 | 11824105.7327 | 8070195.1237 | 36091705.9697 | 3144235.0165 | 32053237.5753 | 32053237.5753 | 23812626.8141 | 12421458.9187 | 0 | 71289178.5615 | 139576501.8697 | 3162.2777 | 9.516 | 7491.5322 | 14667.6098 | 152.725 | 299.0191
1 | 6700 | 707 | 0.035 | 15 | 15 | 7 | 4.217e-12 | 0 | CO2 | Porous | Wet | R245fa | MinimizeLCOE_Brownfield | IgnoreSilica | 78.387 | 19.1686 | 2.9956 | 4 | 6353.035 | 12051.9748 | 129.5152 | 245.6958 | 176.905 | 24.2217 | 18269696489.1365 | 6744458.5751 | 0 | 2982136.7696 | 0 | 0 | 0 | 3487537.8541 | 5153511.9475 | 13408380.9567 | 9151495.5176 | 40927521.6206 | 3144235.0165 | 32053237.5753 | 32053237.5753 | 23812626.8141 | 12421458.9187 | 0 | 76124994.2124 | 144412317.5205 | 4216.965 | 11.9825 | 6353.035 | 12051.9748 | 129.5152 | 245.6958
1 | 6700 | 707 | 0.035 | 15 | 15 | 7 | 5.6234e-12 | 0 | CO2 | Porous | Wet | R245fa | MinimizeLCOE_Brownfield | IgnoreSilica | 93.1445 | 23.0961 | 3.6819 | 4 | 5495.9209 | 10132.6519 | 112.0418 | 206.5678 | 176.9365 | 23.867 | 19570131789.9555 | 7611133.109 | 0 | 3423403.9597 | 0 | 0 | 0 | 3734529.987 | 5759936.1517 | 14986172.3414 | 10228370.558 | 45743546.1068 | 3144235.0165 | 32053237.5753 | 32053237.5753 | 23812626.8141 | 12421458.9187 | 0 | 80941018.6986 | 149228342.0067 | 5623.4133 | 14.7275 | 5495.9209 | 10132.6519 | 112.0418 | 206.5678
1 | 6700 | 707 | 0.035 | 15 | 15 | 7 | 7.4989e-12 | 0 | CO2 | Porous | Wet | R245fa | MinimizeLCOE_Brownfield | IgnoreSilica | 107.3903 | 26.9451 | 4.3831 | 4 | 4852.1665 | 8747.0467 | 98.918 | 178.3204 | 176.6201 | 23.4502 | 20610272042.4955 | 8389414.9646 | 0 | 3836228.7575 | 0 | 0 | 0 | 3876865.3418 | 6279978.5349 | 16339215.9472 | 11151850.6213 | 49873554.1673 | 3144235.0165 | 32053237.5753 | 32053237.5753 | 23812626.8141 | 12421458.9187 | 0 | 85071026.7591 | 153358350.0673 | 7498.9421 | 17.5326 | 4852.1665 | 8747.0467 | 98.918 | 178.3204
1 | 6700 | 707 | 0.035 | 15 | 15 | 7 | 1e-11 | 0 | CO2 | Porous | Wet | R245fa | MinimizeLCOE_Brownfield | IgnoreSilica | 120.5233 | 30.5393 | 5.0593 | 4 | 4370.5963 | 7744.9538 | 89.1005 | 157.8914 | 176.0607 | 23.0015 | 21384604148.88 | 9058725.8875 | 0 | 4207160.863 | 0 | 0 | 0 | 3927045.3907 | 6705243.5351 | 17445668.2437 | 11907027.049 | 53250870.969 | 3144235.0165 | 32053237.5753 | 32053237.5753 | 23812626.8141 | 12421458.9187 | 0 | 88448343.5608 | 156735666.869 | 10000 | 20.2371 | 4370.5963 | 7744.9538 | 89.1005 | 157.8914
1 | 6700 | 707 | 0.035 | 15 | 15 | 7 | 1.3335e-11 | 0 | CO2 | Porous | Wet | R245fa | MinimizeLCOE_Brownfield | IgnoreSilica | 131.9776 | 33.7121 | 5.6738 | 4 | 4011.4965 | 7020.3668 | 81.7798 | 143.1197 | 175.3749 | 22.5593 | 21915894965.0673 | 9605500.0122 | 0 | 4524103.9267 | 0 | 0 | 0 | 3900816.9613 | 7031864.1511 | 18295468.0874 | 12487032.9039 | 55844786.0426 | 3144235.0165 | 32053237.5753 | 32053237.5753 | 23812626.8141 | 12421458.9187 | 0 | 91042258.6344 | 159329581.9425 | 13335.2143 | 22.6953 | 4011.4965 | 7020.3668 | 81.7798 | 143.1197
1 | 6700 | 707 | 0.035 | 15 | 15 | 7 | 1.7783e-11 | 0 | CO2 | Porous | Wet | R245fa | MinimizeLCOE_Brownfield | IgnoreSilica | 141.5561 | 36.3951 | 6.2064 | 4 | 3743.7448 | 6494.4242 | 76.3213 | 132.3976 | 174.6579 | 22.1493 | 22250933712.4434 | 10035757.2584 | 0 | 4784924.9542 | 0 | 0 | 0 | 3822711.4892 | 7270923.5437 | 18917451.5891 | 12911549.4244 | 57743318.2589 | 3144235.0165 | 32053237.5753 | 32053237.5753 | 23812626.8141 | 12421458.9187 | 0 | 92940790.8507 | 161228114.1589 | 17782.7941 | 24.8256 | 3743.7448 | 6494.4242 | 76.3213 | 132.3976
1 | 6700 | 707 | 0.035 | 15 | 15 | 7 | 2.3714e-11 | 0 | CO2 | Porous | Wet | R245fa | MinimizeLCOE_Brownfield | IgnoreSilica | 149.2735 | 38.5767 | 6.6493 | 4 | 3544.836 | 6112.3142 | 72.2663 | 124.6078 | 173.9923 | 21.7979 | 22454809099.512 | 10365111.8543 | 0 | 4992503.6771 | 0 | 0 | 0 | 3718856.7978 | 7439824.2084 | 19356896.4724 | 13211479.5869 | 59084672.5968 | 3144235.0165 | 32053237.5753 | 32053237.5753 | 23812626.8141 | 12421458.9187 | 0 | 94282145.1886 | 162569468.4968 | 23713.7371 | 26.597 | 3544.836 | 6112.3142 | 72.2663 | 124.6078
1 | 6700 | 707 | 0.035 | 15 | 15 | 7 | 3.1623e-11 | 0 | CO2 | Porous | Wet | R245fa | MinimizeLCOE_Brownfield | IgnoreSilica | 155.3681 | 40.3132 | 7.0078 | 4 | 3396.6764 | 5832.7949 | 69.2458 | 118.9094 | 173.4079 | 21.5047 | 22565481772.4002 | 10613829.3879 | 0 | 5154919.397 | 0 | 0 | 0 | 3608238.2674 | 7557024.9504 | 19661828.7619 | 13419602.1402 | 60015442.9048 | 3144235.0165 | 32053237.5753 | 32053237.5753 | 23812626.8141 | 12421458.9187 | 0 | 95212915.4966 | 163500238.8048 | 31622.7766 | 28.0312 | 3396.6764 | 5832.7949 | 69.2458 | 118.9094
1 | 6700 | 707 | 0.035 | 15 | 15 | 7 | 4.217e-11 | 0 | CO2 | Porous | Wet | R245fa | MinimizeLCOE_Brownfield | IgnoreSilica | 160.1017 | 41.6706 | 7.292 | 4 | 3286.1966 | 5627.3735 | 66.9936 | 114.7216 | 172.9174 | 21.2674 | 22620051225.969 | 10799943.9988 | 0 | 5280185.3698 | 0 | 0 | 0 | 3503070.6022 | 7637447.9886 | 19871073.0104 | 13562415.6393 | 60654136.6091 | 3144235.0165 | 32053237.5753 | 32053237.5753 | 23812626.8141 | 12421458.9187 | 0 | 95851609.2009 | 164138932.5091 | 42169.6503 | 29.1679 | 3286.1966 | 5627.3735 | 66.9936 | 114.7216
1 | 6700 | 707 | 0.035 | 15 | 15 | 7 | 5.6234e-11 | 0 | CO2 | Porous | Wet | R245fa | MinimizeLCOE_Brownfield | IgnoreSilica | 163.7292 | 42.7166 | 7.5136 | 4 | 3203.718 | 5475.8276 | 65.3121 | 111.6322 | 172.5196 | 21.0798 | 22646467174.6952 | 10938318.6014 | 0 | 5375678.799 | 0 | 0 | 0 | 3409594.0819 | 7692200.6781 | 20013528.2771 | 13659644.286 | 61088964.7235 | 3144235.0165 | 32053237.5753 | 32053237.5753 | 23812626.8141 | 12421458.9187 | 0 | 96286437.3153 | 164573760.6235 | 56234.1325 | 30.0546 | 3203.718 | 5475.8276 | 65.3121 | 111.6322
1 | 6700 | 707 | 0.035 | 15 | 15 | 7 | 7.4989e-11 | 0 | CO2 | Porous | Wet | R245fa | MinimizeLCOE_Brownfield | IgnoreSilica | 166.5083 | 43.5208 | 7.6851 | 4 | 3142.0798 | 5363.4947 | 64.0555 | 109.3421 | 172.2017 | 20.9326 | 22646666447.2505 | 11041802.1377 | 0 | 5448552.1951 | 0 | 0 | 0 | 3330920.6173 | 7730297.2306 | 20112647.692 | 13727295.3233 | 61391515.1961 | 3144235.0165 | 32053237.5753 | 32053237.5753 | 23812626.8141 | 12421458.9187 | 0 | 96588987.7879 | 164876311.0961 | 74989.4209 | 30.7405 | 3142.0798 | 5363.4947 | 64.0555 | 109.3421
1 | 6700 | 707 | 0.035 | 15 | 15 | 7 | 1e-10 | 0 | CO2 | Porous | Wet | R245fa | MinimizeLCOE_Brownfield | IgnoreSilica | 168.6083 | 44.1307 | 7.8163 | 4 | 3095.9767 | 5280.1099 | 63.1157 | 107.6422 | 171.9538 | 20.8195 | 22645245770.2868 | 11118522.2096 | 0 | 5503456.8387 | 0 | 0 | 0 | 3266221.6057 | 7756398.2551 | 20180557.2036 | 13773644.9605 | 61598801.0732 | 3144235.0165 | 32053237.5753 | 32053237.5753 | 23812626.8141 | 12421458.9187 | 0 | 96796273.665 | 165083596.9732 | 100000 | 31.2652 | 3095.9767 | 5280.1099 | 63.1157 | 107.6422
1 | 6700 | 707 | 0.035 | 15 | 15 | 7 | 1.3335e-10 | 0 | CO2 | Porous | Wet | R245fa | MinimizeLCOE_Brownfield | IgnoreSilica | 170.1944 | 44.5926 | 7.9162 | 4 | 3061.4705 | 5218.0419 | 62.4122 | 106.3768 | 171.7621 | 20.7329 | 22643016569.6053 | 11175614.5135 | 0 | 5544832.5905 | 0 | 0 | 0 | 3214395.8184 | 7774588.7397 | 20227885.1133 | 13805947.2313 | 61743264.0067 | 3144235.0165 | 32053237.5753 | 32053237.5753 | 23812626.8141 | 12421458.9187 | 0 | 96940736.5985 | 165228059.9067 | 133352.1432 | 31.6648 | 3061.4705 | 5218.0419 | 62.4122 | 106.3768
1 | 6700 | 707 | 0.035 | 15 | 15 | 7 | 1.7783e-10 | 0 | CO2 | Porous | Wet | R245fa | MinimizeLCOE_Brownfield | IgnoreSilica | 171.3929 | 44.9422 | 7.992 | 4 | 3035.631 | 5171.7381 | 61.8854 | 105.4329 | 171.6147 | 20.6668 | 22636308848.7405 | 11218270.9145 | 0 | 5576049.1499 | 0 | 0 | 0 | 3173672.9604 | 7787517.2797 | 20261522.5223 | 13828905.4541 | 61845938.281 | 3144235.0165 | 32053237.5753 | 32053237.5753 | 23812626.8141 | 12421458.9187 | 0 | 97043410.8728 | 165330734.181 | 177827.941 | 31.9681 | 3035.631 | 5171.7381 | 61.8854 | 105.4329
1 | 6700 | 707 | 0.035 | 15 | 15 | 7 | 2.3714e-10 | 0 | CO2 | Porous | Wet | R245fa | MinimizeLCOE_Brownfield | IgnoreSilica | 172.2944 | 45.2056 | 8.0494 | 4 | 3016.2744 | 5137.1655 | 61.4908 | 104.7281 | 171.5024 | 20.6167 | 22630412654.5283 | 11250074.1492 | 0 | 5599498.8056 | 0 | 0 | 0 | 3141985.8108 | 7796707.9186 | 20285434.6795 | 13845225.9927 | 61918927.3564 | 3144235.0165 | 32053237.5753 | 32053237.5753 | 23812626.8141 | 12421458.9187 | 0 | 97116399.9482 | 165403723.2564 | 237137.3706 | 32.1975 | 3016.2744 | 5137.1655 | 61.4908 | 104.7281
1 | 6700 | 707 | 0.035 | 15 | 15 | 7 | 3.1623e-10 | 0 | CO2 | Porous | Wet | R245fa | MinimizeLCOE_Brownfield | IgnoreSilica | 172.9787 | 45.4055 | 8.0928 | 4 | 3001.7702 | 5111.2831 | 61.1951 | 104.2004 | 171.4163 | 20.5785 | 22622235765.4421 | 11274060.4604 | 0 | 5617285.6737 | 0 | 0 | 0 | 3117745.8543 | 7803545.8755 | 20303225.6406 | 13857368.6893 | 61973232.1938 | 3144235.0165 | 32053237.5753 | 32053237.5753 | 23812626.8141 | 12421458.9187 | 0 | 97170704.7856 | 165458028.0938 | 316227.766 | 32.3711 | 3001.7702 | 5111.2831 | 61.1951 | 104.2004
1 | 6700 | 707 | 0.035 | 15 | 15 | 7 | 4.217e-10 | 0 | CO2 | Porous | Wet | R245fa | MinimizeLCOE_Brownfield | IgnoreSilica | 172.146 | 45.2217 | 8.0949 | 4 | 2990.6848 | 5099.6427 | 60.9692 | 103.9631 | 171.5088 | 20.6207 | 22618850526.8122 | 11243840.1471 | 0 | 5595641.3576 | 0 | 0 | 0 | 3061975.1778 | 7761568.1061 | 20194008.0957 | 13782825.4707 | 61639858.3549 | 3144235.0165 | 32053237.5753 | 32053237.5753 | 23812626.8141 | 12421458.9187 | 0 | 96837330.9467 | 165124654.2549 | 421696.5034 | 32.3797 | 2990.6848 | 5099.6427 | 60.9692 | 103.9631
1 | 6700 | 707 | 0.035 | 15 | 15 | 7 | 5.6234e-10 | 0 | CO2 | Porous | Wet | R245fa | MinimizeLCOE_Brownfield | IgnoreSilica | 173.8802 | 45.6708 | 8.1504 | 4 | 2982.3994 | 5076.9899 | 60.8002 | 103.5013 | 171.2959 | 20.5239 | 22610388470.4516 | 11304755.6877 | 0 | 5640692.2868 | 0 | 0 | 0 | 3083256.6607 | 7811194.8077 | 20323126.5934 | 13870951.4985 | 62033977.5348 | 3144235.0165 | 32053237.5753 | 32053237.5753 | 23812626.8141 | 12421458.9187 | 0 | 97231450.1266 | 165518773.4348 | 562341.3252 | 32.6018 | 2982.3994 | 5076.9899 | 60.8002 | 103.5013
1 | 6700 | 707 | 0.035 | 15 | 15 | 7 | 7.4989e-10 | 0 | CO2 | Porous | Wet | R245fa | MinimizeLCOE_Brownfield | IgnoreSilica | 174.1749 | 45.7568 | 8.169 | 4 | 2976.2951 | 5066.1138 | 60.6758 | 103.2796 | 171.2583 | 20.5074 | 22604133753.2751 | 11314967.9368 | 0 | 5648338.4541 | 0 | 0 | 0 | 3072678.2411 | 7814034.0065 | 20330513.6061 | 13875993.2864 | 62056525.531 | 3144235.0165 | 32053237.5753 | 32053237.5753 | 23812626.8141 | 12421458.9187 | 0 | 97253998.1228 | 165541321.431 | 749894.2093 | 32.6762 | 2976.2951 | 5066.1138 | 60.6758 | 103.2796
1 | 6700 | 707 | 0.035 | 15 | 15 | 7 | 1e-09 | 0 | CO2 | Porous | Wet | R245fa | MinimizeLCOE_Brownfield | IgnoreSilica | 174.3944 | 45.8209 | 8.183 | 4 | 2971.7186 | 5057.9759 | 60.5825 | 103.1137 | 171.2302 | 20.495 | 22600147291.693 | 11322557.1509 | 0 | 5654031.9202 | 0 | 0 | 0 | 3064632.4783 | 7816076.4043 | 20335827.5062 | 13879620.1324 | 62072745.5923 | 3144235.0165 | 32053237.5753 | 32053237.5753 | 23812626.8141 | 12421458.9187 | 0 | 97270218.1841 | 165557541.4923 | 1000000 | 32.732 | 2971.7186 | 5057.9759 | 60.5825 | 103.1137
1 | 6700 | 707 | 0.035 | 15 | 15 | 7 | 1.3335e-09 | 0 | CO2 | Porous | Wet | R245fa | MinimizeLCOE_Brownfield | IgnoreSilica | 174.5575 | 45.8687 | 8.1934 | 4 | 2968.2873 | 5051.8868 | 60.5126 | 102.9895 | 171.2092 | 20.4858 | 22597827856.9108 | 11328189.4222 | 0 | 5658263.6265 | 0 | 0 | 0 | 3058520.2517 | 7817539.5872 | 20339634.4079 | 13882218.4211 | 62084365.7166 | 3144235.0165 | 32053237.5753 | 32053237.5753 | 23812626.8141 | 12421458.9187 | 0 | 97281838.3084 | 165569161.6166 | 1333521.4322 | 32.7737 | 2968.2873 | 5051.8868 | 60.5126 | 102.9895
1 | 6700 | 707 | 0.035 | 15 | 15 | 7 | 1.7783e-09 | 0 | CO2 | Porous | Wet | R245fa | MinimizeLCOE_Brownfield | IgnoreSilica | 174.6696 | 45.902 | 8.201 | 4 | 2965.7145 | 5047.3826 | 60.4601 | 102.8977 | 171.1947 | 20.4794 | 22600933922.547 | 11332050.3221 | 0 | 5661169.3212 | 0 | 0 | 0 | 3053645.8523 | 7818277.5433 | 20341554.4184 | 13883528.8677 | 62090226.3249 | 3144235.0165 | 32053237.5753 | 32053237.5753 | 23812626.8141 | 12421458.9187 | 0 | 97287698.9167 | 165575022.2249 | 1778279.41 | 32.8041 | 2965.7145 | 5047.3826 | 60.4601 | 102.8977
1 | 6700 | 707 | 0.035 | 15 | 15 | 7 | 2.3714e-09 | 0 | CO2 | Porous | Wet | R245fa | MinimizeLCOE_Brownfield | IgnoreSilica | 174.7692 | 45.9309 | 8.2071 | 4 | 2963.7853 | 5043.9168 | 60.4208 | 102.8271 | 171.1819 | 20.4738 | 22595912746.792 | 11335485.2491 | 0 | 5663753.4268 | 0 | 0 | 0 | 3050383.2082 | 7819352.5348 | 20344351.3258 | 13885437.8145 | 62098763.5592 | 3144235.0165 | 32053237.5753 | 32053237.5753 | 23812626.8141 | 12421458.9187 | 0 | 97296236.151 | 165583559.4592 | 2371373.7057 | 32.8284 | 2963.7853 | 5043.9168 | 60.4208 | 102.8271
1 | 6700 | 707 | 0.035 | 15 | 15 | 7 | 3.1623e-09 | 0 | CO2 | Porous | Wet | R245fa | MinimizeLCOE_Brownfield | IgnoreSilica | 174.8204 | 45.9466 | 8.2111 | 4 | 2962.3388 | 5041.4541 | 60.3913 | 102.7769 | 171.1753 | 20.4709 | 22603260901.2044 | 11337240.358 | 0 | 5665078.4962 | 0 | 0 | 0 | 3047316.8291 | 7819357.9165 | 20344365.3278 | 13885447.3712 | 62098806.2988 | 3144235.0165 | 32053237.5753 | 32053237.5753 | 23812626.8141 | 12421458.9187 | 0 | 97296278.8906 | 165583602.1988 | 3162277.6602 | 32.8444 | 2962.3388 | 5041.4541 | 60.3913 | 102.7769
1 | 6700 | 707 | 0.035 | 15 | 15 | 7 | 4.217e-09 | 0 | CO2 | Porous | Wet | R245fa | MinimizeLCOE_Brownfield | IgnoreSilica | 174.8741 | 45.9623 | 8.2145 | 4 | 2961.2541 | 5039.5197 | 60.3692 | 102.7374 | 171.1683 | 20.4679 | 22601535816.4043 | 11339088.948 | 0 | 5666470.936 | 0 | 0 | 0 | 3045411.8892 | 7819878.9916 | 20345721.0583 | 13886372.685 | 62102944.5081 | 3144235.0165 | 32053237.5753 | 32053237.5753 | 23812626.8141 | 12421458.9187 | 0 | 97300417.0999 | 165587740.4081 | 4216965.0343 | 32.8578 | 2961.2541 | 5039.5197 | 60.3692 | 102.7374
1 | 6700 | 707 | 0.035 | 15 | 15 | 7 | 5.6234e-09 | 0 | CO2 | Porous | Wet | R245fa | MinimizeLCOE_Brownfield | IgnoreSilica | 174.913 | 45.9737 | 8.2169 | 4 | 2960.4407 | 5038.0773 | 60.3526 | 102.708 | 171.1633 | 20.4657 | 22600892997.8154 | 11340426.7201 | 0 | 5667479.2011 | 0 | 0 | 0 | 3043945.1833 | 7820221.9308 | 20346613.3158 | 13886981.6691 | 62105668.0202 | 3144235.0165 | 32053237.5753 | 32053237.5753 | 23812626.8141 | 12421458.9187 | 0 | 97303140.612 | 165590463.9202 | 5623413.2519 | 32.8678 | 2960.4407 | 5038.0773 | 60.3526 | 102.708
1 | 6700 | 707 | 0.035 | 15 | 15 | 7 | 7.4989e-09 | 0 | CO2 | Porous | Wet | R245fa | MinimizeLCOE_Brownfield | IgnoreSilica | 174.9519 | 45.9846 | 8.219 | 4 | 2959.8307 | 5036.9403 | 60.3402 | 102.6848 | 171.1583 | 20.4635 | 22595832770.7391 | 11341766.3794 | 0 | 5668487.4214 | 0 | 0 | 0 | 3043095.5257 | 7820806.2373 | 20348133.5616 | 13888019.2681 | 62110308.3936 | 3144235.0165 | 32053237.5753 | 32053237.5753 | 23812626.8141 | 12421458.9187 | 0 | 97307780.9854 | 165595104.2936 | 7498942.0933 | 32.8761 | 2959.8307 | 5036.9403 | 60.3402 | 102.6848
1 | 6700 | 707 | 0.035 | 15 | 15 | 7 | 1e-08 | 0 | CO2 | Porous | Wet | R245fa | MinimizeLCOE_Brownfield | IgnoreSilica | 174.9667 | 45.9893 | 8.2203 | 4 | 2959.3734 | 5036.1697 | 60.3308 | 102.6691 | 171.1564 | 20.4626 | 22598791679.3538 | 11342274.0152 | 0 | 5668871.4935 | 0 | 0 | 0 | 3042086.5228 | 7820760.4923 | 20348014.5424 | 13887938.0351 | 62109945.1014 | 3144235.0165 | 32053237.5753 | 32053237.5753 | 23812626.8141 | 12421458.9187 | 0 | 97307417.6932 | 165594741.0014 | 10000000 | 32.8811 | 2959.3734 | 5036.1697 | 60.3308 | 102.6691
1 | 6800 | 707 | 0.035 | 15 | 15 | 7 | 1e-13 | 0 | CO2 | Porous | Wet | R245fa | MinimizeLCOE_Brownfield | IgnoreSilica | 2.6109 | 0.10023 | 0.011108 | 4 | 873349.6752 | 2441312.8334 | 17804.4144 | 49769.4642 | 106.3488 | 21.9253 | 337861964.3223 | 396741.8717 | 0 | 162929.1045 | 0 | 0 | 0 | 390378.5565 | 370519.3178 | 964015.2608 | 657960.224 | 2942544.3353 | 3144235.0165 | 32719421.0761 | 32719421.0761 | 24290101.4924 | 12660959.158 | 0 | 38806200.4279 | 108476682.1543 | 100 | 0.044434 | 873349.6752 | 2441312.8334 | 17804.4144 | 49769.4642
1 | 6800 | 707 | 0.035 | 15 | 15 | 7 | 1.3335e-13 | 0 | CO2 | Porous | Wet | R245fa | MinimizeLCOE_Brownfield | IgnoreSilica | 3.805 | 0.29062 | 0.032644 | 4 | 307125.3987 | 840694.9444 | 6261.1667 | 17138.7036 | 122.5721 | 22.9494 | 1010209691.9832 | 582719.8375 | 0 | 257225.4563 | 0 | 0 | 0 | 528697.767 | 533770.7937 | 1388762.1138 | 947858.6789 | 4239034.6473 | 3144235.0165 | 32719421.0761 | 32719421.0761 | 24290101.4924 | 12660959.158 | 0 | 40102690.7399 | 109773172.4663 | 133.3521 | 0.13057 | 307125.3987 | 840694.9444 | 6261.1667 | 17138.7036
1 | 6800 | 707 | 0.035 | 15 | 15 | 7 | 1.7783e-13 | 0 | CO2 | Porous | Wet | R245fa | MinimizeLCOE_Brownfield | IgnoreSilica | 5.3151 | 0.57974 | 0.067454 | 4 | 153986.4836 | 412202.6373 | 3139.2228 | 8403.3083 | 135.6149 | 23.6593 | 1659322810.4852 | 804305.9353 | 0 | 346369.6212 | 0 | 0 | 0 | 684544.3642 | 715735.7691 | 1862197.6536 | 1270988.1629 | 5684141.5063 | 3144235.0165 | 32719421.0761 | 32719421.0761 | 24290101.4924 | 12660959.158 | 0 | 41547797.5988 | 111218279.3253 | 177.8279 | 0.26981 | 153986.4836 | 412202.6373 | 3139.2228 | 8403.3083
1 | 6800 | 707 | 0.035 | 15 | 15 | 7 | 2.3714e-13 | 0 | CO2 | Porous | Wet | R245fa | MinimizeLCOE_Brownfield | IgnoreSilica | 7.1197 | 0.97067 | 0.11843 | 4 | 90943.04 | 238009.8608 | 1853.9969 | 4852.1529 | 145.5628 | 24.1428 | 2706906840.3539 | 1050606.0132 | 0 | 437626.6359 | 0 | 0 | 0 | 842577.3767 | 909015.9101 | 2365072.9333 | 1614210.8744 | 7219109.7437 | 3144235.0165 | 32719421.0761 | 32719421.0761 | 24290101.4924 | 12660959.158 | 0 | 43082765.8363 | 112753247.5627 | 237.1374 | 0.47373 | 90943.04 | 238009.8608 | 1853.9969 | 4852.1529
1 | 6800 | 707 | 0.035 | 15 | 15 | 7 | 3.1623e-13 | 0 | CO2 | Porous | Wet | R245fa | MinimizeLCOE_Brownfield | IgnoreSilica | 9.3855 | 1.4949 | 0.18937 | 4 | 59199.4551 | 151174.5632 | 1206.861 | 3081.8979 | 153.5812 | 24.4988 | 3971622510.0232 | 1336682.4397 | 0 | 545882.0116 | 0 | 0 | 0 | 1016618.4216 | 1130681.3205 | 2941800.8612 | 2007839.5357 | 8979504.5903 | 3144235.0165 | 32719421.0761 | 32719421.0761 | 24290101.4924 | 12660959.158 | 0 | 44843160.6829 | 114513642.4093 | 316.2278 | 0.75749 | 59199.4551 | 151174.5632 | 1206.861 | 3081.8979
1 | 6800 | 707 | 0.035 | 15 | 15 | 7 | 4.217e-13 | 0 | CO2 | Porous | Wet | R245fa | MinimizeLCOE_Brownfield | IgnoreSilica | 12.2555 | 2.1861 | 0.28575 | 4 | 41020.4125 | 101973.9497 | 836.2566 | 2078.8769 | 160.0601 | 24.7638 | 5396541156.0372 | 1671482.4473 | 0 | 675765.3328 | 0 | 0 | 0 | 1211734.8179 | 1388003.2132 | 3611299.6422 | 2464786.2106 | 11023071.6641 | 3144235.0165 | 32719421.0761 | 32719421.0761 | 24290101.4924 | 12660959.158 | 0 | 46886727.7567 | 116557209.4832 | 421.6965 | 1.143 | 41020.4125 | 101973.9497 | 836.2566 | 2078.8769
1 | 6800 | 707 | 0.035 | 15 | 15 | 7 | 5.6234e-13 | 0 | CO2 | Porous | Wet | R245fa | MinimizeLCOE_Brownfield | IgnoreSilica | 15.9212 | 3.0909 | 0.41486 | 4 | 29701.7323 | 71686.1931 | 605.51 | 1461.42 | 165.2931 | 24.9597 | 6861984674.4836 | 2066554.5533 | 0 | 833129.9628 | 0 | 0 | 0 | 1434618.7733 | 1690378.2828 | 4398017.5477 | 3001737.3465 | 13424436.4664 | 3144235.0165 | 32719421.0761 | 32719421.0761 | 24290101.4924 | 12660959.158 | 0 | 49288092.559 | 118958574.2854 | 562.3413 | 1.6594 | 29701.7323 | 71686.1931 | 605.51 | 1461.42
1 | 6800 | 707 | 0.035 | 15 | 15 | 7 | 7.4989e-13 | 0 | CO2 | Porous | Wet | R245fa | MinimizeLCOE_Brownfield | IgnoreSilica | 20.5498 | 4.2541 | 0.58556 | 4 | 22232.4612 | 51977.7153 | 453.2388 | 1059.636 | 169.441 | 25.0965 | 8484425195.1828 | 2527785.3117 | 0 | 1021829.4394 | 0 | 0 | 0 | 1684077.5978 | 2041140.0161 | 5310627.6265 | 3624612.4775 | 16210072.469 | 3144235.0165 | 32719421.0761 | 32719421.0761 | 24290101.4924 | 12660959.158 | 0 | 52073728.5616 | 121744210.288 | 749.8942 | 2.3422 | 22232.4612 | 51977.7153 | 453.2388 | 1059.636
1 | 6800 | 707 | 0.035 | 15 | 15 | 7 | 1e-12 | 0 | CO2 | Porous | Wet | R245fa | MinimizeLCOE_Brownfield | IgnoreSilica | 26.3887 | 5.7395 | 0.80907 | 4 | 17090.54 | 38618.4722 | 348.4138 | 787.2898 | 172.7068 | 25.1808 | 10173279881.6573 | 3066422.7274 | 0 | 1248149.698 | 0 | 0 | 0 | 1963947.5385 | 2448622.7859 | 6370814.2073 | 4348211.6036 | 19446168.5605 | 3144235.0165 | 32719421.0761 | 32719421.0761 | 24290101.4924 | 12660959.158 | 0 | 55309824.6531 | 124980306.3795 | 1000 | 3.2363 | 17090.54 | 38618.4722 | 348.4138 | 787.2898
1 | 6800 | 707 | 0.035 | 15 | 15 | 7 | 1.3335e-12 | 0 | CO2 | Porous | Wet | R245fa | MinimizeLCOE_Brownfield | IgnoreSilica | 33.6755 | 7.6118 | 1.0982 | 4 | 13437.3346 | 29297.281 | 273.9382 | 597.2647 | 175.2311 | 25.2123 | 11926353394.9302 | 3689479.1053 | 0 | 1516993.7656 | 0 | 0 | 0 | 2272616.8896 | 2916845.0066 | 7589032.38 | 5179670.5384 | 23164637.6855 | 3144235.0165 | 32719421.0761 | 32719421.0761 | 24290101.4924 | 12660959.158 | 0 | 59028293.7781 | 128698775.5045 | 1333.5214 | 4.3929 | 13437.3346 | 29297.281 | 273.9382 | 597.2647
1 | 6800 | 707 | 0.035 | 15 | 15 | 7 | 1.7783e-12 | 0 | CO2 | Porous | Wet | R245fa | MinimizeLCOE_Brownfield | IgnoreSilica | 42.6233 | 9.9318 | 1.4664 | 4 | 10779.5945 | 22657.4267 | 219.7566 | 461.9023 | 177.1282 | 25.1853 | 13730173645.1062 | 4399493.954 | 0 | 1831681.3897 | 0 | 0 | 0 | 2604076.2624 | 3445748.1264 | 8965129.8047 | 6118885.3067 | 27365014.8438 | 3144235.0165 | 32719421.0761 | 32719421.0761 | 24290101.4924 | 12660959.158 | 0 | 63228670.9364 | 132899152.6628 | 1778.2794 | 5.8656 | 10779.5945 | 22657.4267 | 219.7566 | 461.9023
1 | 6800 | 707 | 0.035 | 15 | 15 | 7 | 2.3714e-12 | 0 | CO2 | Porous | Wet | R245fa | MinimizeLCOE_Brownfield | IgnoreSilica | 53.4003 | 12.7507 | 1.9257 | 4 | 8812.2383 | 17857.0073 | 179.6494 | 364.0392 | 178.4897 | 25.0888 | 15510142219.6386 | 5193933.2103 | 0 | 2193649.5286 | 0 | 0 | 0 | 2949212.6603 | 4031350.2057 | 10488746.2916 | 7158784.8662 | 32015676.7626 | 3144235.0165 | 32719421.0761 | 32719421.0761 | 24290101.4924 | 12660959.158 | 0 | 67879332.8552 | 137549814.5816 | 2371.3737 | 7.7028 | 8812.2383 | 17857.0073 | 179.6494 | 364.0392
1 | 6800 | 707 | 0.035 | 15 | 15 | 7 | 3.1623e-12 | 0 | CO2 | Porous | Wet | R245fa | MinimizeLCOE_Brownfield | IgnoreSilica | 65.9601 | 16.0681 | 2.4814 | 4 | 7339.0869 | 14358.3399 | 149.6172 | 292.7142 | 179.3713 | 24.909 | 17209462920.6349 | 6054639.9129 | 0 | 2597510.4114 | 0 | 0 | 0 | 3287904.416 | 4656621.3487 | 12115573.545 | 8269127.8946 | 36981377.5286 | 3144235.0165 | 32719421.0761 | 32719421.0761 | 24290101.4924 | 12660959.158 | 0 | 72845033.6212 | 142515515.3476 | 3162.2777 | 9.9256 | 7339.0869 | 14358.3399 | 149.6172 | 292.7142
1 | 6800 | 707 | 0.035 | 15 | 15 | 7 | 4.217e-12 | 0 | CO2 | Porous | Wet | R245fa | MinimizeLCOE_Brownfield | IgnoreSilica | 79.9077 | 19.7938 | 3.1247 | 4 | 6229.8171 | 11803.9533 | 127.0032 | 240.6396 | 179.8055 | 24.6359 | 18761616302.9419 | 6943518.92 | 0 | 3028328.9323 | 0 | 0 | 0 | 3589232.7092 | 5288821.419 | 13760428.4457 | 9391775.1627 | 42002105.5889 | 3144235.0165 | 32719421.0761 | 32719421.0761 | 24290101.4924 | 12660959.158 | 0 | 77865761.6814 | 147536243.4079 | 4216.965 | 12.4989 | 6229.8171 | 11803.9533 | 127.0032 | 240.6396
1 | 6800 | 707 | 0.035 | 15 | 15 | 7 | 5.6234e-12 | 0 | CO2 | Porous | Wet | R245fa | MinimizeLCOE_Brownfield | IgnoreSilica | 94.5233 | 23.747 | 3.8292 | 4 | 5393.853 | 9942.5146 | 109.961 | 202.6916 | 179.8234 | 24.2688 | 20077440780.8859 | 7809582.634 | 0 | 3463883.3944 | 0 | 0 | 0 | 3821315.4656 | 5886964.7826 | 15316674.7819 | 10453945.2648 | 46752366.3232 | 3144235.0165 | 32719421.0761 | 32719421.0761 | 24290101.4924 | 12660959.158 | 0 | 82616022.4158 | 152286504.1423 | 5623.4133 | 15.3167 | 5393.853 | 9942.5146 | 109.961 | 202.6916
1 | 6800 | 707 | 0.035 | 15 | 15 | 7 | 7.4989e-12 | 0 | CO2 | Porous | Wet | R245fa | MinimizeLCOE_Brownfield | IgnoreSilica | 108.8176 | 27.6638 | 4.5509 | 4 | 4766.77 | 8594.0967 | 97.1771 | 175.2023 | 179.4976 | 23.8377 | 21123811802.3316 | 8598258.592 | 0 | 3876963.9302 | 0 | 0 | 0 | 3961248.6511 | 6410223.7576 | 16678087.2995 | 11383137.2823 | 50907919.5127 | 3144235.0165 | 32719421.0761 | 32719421.0761 | 24290101.4924 | 12660959.158 | 0 | 86771575.6053 | 156442057.3317 | 7498.9421 | 18.2034 | 4766.77 | 8594.0967 | 97.1771 | 175.2023
1 | 6800 | 707 | 0.035 | 15 | 15 | 7 | 1e-11 | 0 | CO2 | Porous | Wet | R245fa | MinimizeLCOE_Brownfield | IgnoreSilica | 121.9434 | 31.3075 | 5.244 | 4 | 4297.8731 | 7619.3231 | 87.618 | 155.3302 | 178.9293 | 23.3762 | 21896454715.4227 | 9273855.4303 | 0 | 4246771.0681 | 0 | 0 | 0 | 4007225.8676 | 6835862.4227 | 17785511.7958 | 12138977.2563 | 54288203.8409 | 3144235.0165 | 32719421.0761 | 32719421.0761 | 24290101.4924 | 12660959.158 | 0 | 90151859.9335 | 159822341.6599 | 10000 | 20.9759 | 4297.8731 | 7619.3231 | 87.618 | 155.3302
1 | 6800 | 707 | 0.035 | 15 | 15 | 7 | 1.3335e-11 | 0 | CO2 | Porous | Wet | R245fa | MinimizeLCOE_Brownfield | IgnoreSilica | 133.366 | 34.5168 | 5.8721 | 4 | 3948.3402 | 6914.4988 | 80.4923 | 140.9614 | 178.2367 | 22.9233 | 22420114078.9278 | 9824608.6421 | 0 | 4562138.8372 | 0 | 0 | 0 | 3976861.036 | 7161807.3209 | 18633553.5604 | 12717783.1862 | 56876752.5829 | 3144235.0165 | 32719421.0761 | 32719421.0761 | 24290101.4924 | 12660959.158 | 0 | 92740408.6754 | 162410890.4019 | 13335.2143 | 23.4885 | 3948.3402 | 6914.4988 | 80.4923 | 140.9614
1 | 6800 | 707 | 0.035 | 15 | 15 | 7 | 1.7783e-11 | 0 | CO2 | Porous | Wet | R245fa | MinimizeLCOE_Brownfield | IgnoreSilica | 142.8861 | 37.2221 | 6.4148 | 4 | 3687.7845 | 6403.0206 | 75.1805 | 130.5342 | 177.5165 | 22.5054 | 22750305415.4459 | 10256632.7939 | 0 | 4820858.5346 | 0 | 0 | 0 | 3894649.2161 | 7399134.8124 | 19251031.0107 | 13139224.2339 | 58761530.6017 | 3144235.0165 | 32719421.0761 | 32719421.0761 | 24290101.4924 | 12660959.158 | 0 | 94625186.6942 | 164295668.4207 | 17782.7941 | 25.6591 | 3687.7845 | 6403.0206 | 75.1805 | 130.5342
1 | 6800 | 707 | 0.035 | 15 | 15 | 7 | 2.3714e-11 | 0 | CO2 | Porous | Wet | R245fa | MinimizeLCOE_Brownfield | IgnoreSilica | 150.5427 | 39.418 | 6.8651 | 4 | 3494.2456 | 6031.3844 | 71.2349 | 122.9579 | 176.8502 | 22.1481 | 22948909163.3797 | 10586844.9534 | 0 | 5026436.2788 | 0 | 0 | 0 | 3787526.1873 | 7566314.8936 | 19685999.2886 | 13436099.0213 | 60089220.6231 | 3144235.0165 | 32719421.0761 | 32719421.0761 | 24290101.4924 | 12660959.158 | 0 | 95952876.7157 | 165623358.4421 | 23713.7371 | 27.4603 | 3494.2456 | 6031.3844 | 71.2349 | 122.9579
1 | 6800 | 707 | 0.035 | 15 | 15 | 7 | 3.1623e-11 | 0 | CO2 | Porous | Wet | R245fa | MinimizeLCOE_Brownfield | IgnoreSilica | 156.5861 | 41.1648 | 7.2291 | 4 | 3350.0979 | 5759.46 | 68.2963 | 117.4144 | 176.266 | 21.8505 | 23052394697.353 | 10836145.8683 | 0 | 5187223.4993 | 0 | 0 | 0 | 3674623.6709 | 7682217.285 | 19987553.5362 | 13641915.9916 | 61009679.8512 | 3144235.0165 | 32719421.0761 | 32719421.0761 | 24290101.4924 | 12660959.158 | 0 | 96873335.9438 | 166543817.6703 | 31622.7766 | 28.9166 | 3350.0979 | 5759.46 | 68.2963 | 117.4144
1 | 6800 | 707 | 0.035 | 15 | 15 | 7 | 4.217e-11 | 0 | CO2 | Porous | Wet | R245fa | MinimizeLCOE_Brownfield | IgnoreSilica | 161.264 | 42.5261 | 7.5171 | 4 | 3242.6149 | 5559.6806 | 66.1051 | 113.3416 | 175.7777 | 21.6106 | 23105229453.7901 | 11022118.8668 | 0 | 5310828.351 | 0 | 0 | 0 | 3567463.0073 | 7761159.9878 | 20192946.2555 | 13782100.7429 | 61636617.2114 | 3144235.0165 | 32719421.0761 | 32719421.0761 | 24290101.4924 | 12660959.158 | 0 | 97500273.304 | 167170755.0304 | 42169.6503 | 30.0684 | 3242.6149 | 5559.6806 | 66.1051 | 113.3416
1 | 6800 | 707 | 0.035 | 15 | 15 | 7 | 5.6234e-11 | 0 | CO2 | Porous | Wet | R245fa | MinimizeLCOE_Brownfield | IgnoreSilica | 164.8593 | 43.5776 | 7.7418 | 4 | 3162.376 | 5412.1898 | 64.4693 | 110.3348 | 175.3808 | 21.4204 | 23125770865.4651 | 11160831.7057 | 0 | 5405339.7018 | 0 | 0 | 0 | 3472982.6137 | 7815270.0683 | 20333729.5853 | 13878188.2584 | 62066341.9332 | 3144235.0165 | 32719421.0761 | 32719421.0761 | 24290101.4924 | 12660959.158 | 0 | 97929998.0258 | 167600479.7522 | 56234.1325 | 30.9672 | 3162.376 | 5412.1898 | 64.4693 | 110.3348
1 | 6800 | 707 | 0.035 | 15 | 15 | 7 | 7.4989e-11 | 0 | CO2 | Porous | Wet | R245fa | MinimizeLCOE_Brownfield | IgnoreSilica | 167.5802 | 44.3775 | 7.9148 | 4 | 3102.4127 | 5303.0619 | 63.2469 | 108.1101 | 175.0675 | 21.2732 | 23137704201.7108 | 11263332.1016 | 0 | 5476592.9945 | 0 | 0 | 0 | 3392689.1868 | 7851719.5703 | 20428563.7128 | 13942914.499 | 62355812.065 | 3144235.0165 | 32719421.0761 | 32719421.0761 | 24290101.4924 | 12660959.158 | 0 | 98219468.1575 | 167889949.884 | 74989.4209 | 31.6591 | 3102.4127 | 5303.0619 | 63.2469 | 108.1101
1 | 6800 | 707 | 0.035 | 15 | 15 | 7 | 1e-10 | 0 | CO2 | Porous | Wet | R245fa | MinimizeLCOE_Brownfield | IgnoreSilica | 169.6607 | 44.9904 | 8.0476 | 4 | 3057.5632 | 5221.8853 | 62.3326 | 106.4552 | 174.8205 | 21.1586 | 23131744033.7532 | 11340255.7996 | 0 | 5530920.4628 | 0 | 0 | 0 | 3327572.3194 | 7877511.9469 | 20495670.1859 | 13988716.0458 | 62560646.7603 | 3144235.0165 | 32719421.0761 | 32719421.0761 | 24290101.4924 | 12660959.158 | 0 | 98424302.8529 | 168094784.5793 | 100000 | 32.1904 | 3057.5632 | 5221.8853 | 62.3326 | 106.4552
1 | 6800 | 707 | 0.035 | 15 | 15 | 7 | 1.3335e-10 | 0 | CO2 | Porous | Wet | R245fa | MinimizeLCOE_Brownfield | IgnoreSilica | 171.2271 | 45.4532 | 8.1486 | 4 | 3023.9956 | 5161.486 | 61.6482 | 105.2239 | 174.6302 | 21.0713 | 23126035267.3412 | 11397326.9595 | 0 | 5571734.1909 | 0 | 0 | 0 | 3275338.3316 | 7895315.798 | 20541992.1544 | 14020331.7411 | 62702039.1755 | 3144235.0165 | 32719421.0761 | 32719421.0761 | 24290101.4924 | 12660959.158 | 0 | 98565695.2681 | 168236176.9946 | 133352.1432 | 32.5945 | 3023.9956 | 5161.486 | 61.6482 | 105.2239
1 | 6800 | 707 | 0.035 | 15 | 15 | 7 | 1.7783e-10 | 0 | CO2 | Porous | Wet | R245fa | MinimizeLCOE_Brownfield | IgnoreSilica | 172.4233 | 45.8067 | 8.2256 | 4 | 2998.8593 | 5116.3499 | 61.1358 | 104.3037 | 174.4823 | 21.0039 | 23112298281.2023 | 11440420.8931 | 0 | 5602850.0262 | 0 | 0 | 0 | 3234678.6528 | 7908400.3331 | 20576035.4309 | 14043566.9768 | 62805952.313 | 3144235.0165 | 32719421.0761 | 32719421.0761 | 24290101.4924 | 12660959.158 | 0 | 98669608.4056 | 168340090.132 | 177827.941 | 32.9024 | 2998.8593 | 5116.3499 | 61.1358 | 104.3037
1 | 6800 | 707 | 0.035 | 15 | 15 | 7 | 2.3714e-10 | 0 | CO2 | Porous | Wet | R245fa | MinimizeLCOE_Brownfield | IgnoreSilica | 173.3077 | 46.0691 | 8.2834 | 4 | 2980.0295 | 5082.7378 | 60.7519 | 103.6185 | 174.3715 | 20.9537 | 23108253645.732 | 11472006.2763 | 0 | 5625829.6577 | 0 | 0 | 0 | 3202637.8535 | 7917184.7771 | 20598890.7522 | 14059166.2033 | 62875715.5202 | 3144235.0165 | 32719421.0761 | 32719421.0761 | 24290101.4924 | 12660959.158 | 0 | 98739371.6128 | 168409853.3392 | 237137.3706 | 33.1337 | 2980.0295 | 5082.7378 | 60.7519 | 103.6185
1 | 6800 | 707 | 0.035 | 15 | 15 | 7 | 3.1623e-10 | 0 | CO2 | Porous | Wet | R245fa | MinimizeLCOE_Brownfield | IgnoreSilica | 173.9728 | 46.2667 | 8.3271 | 4 | 2965.9202 | 5057.6101 | 60.4643 | 103.1062 | 174.2874 | 20.9158 | 23104467650.5906 | 11495604.7541 | 0 | 5643095.5816 | 0 | 0 | 0 | 3177973.0361 | 7923502.615 | 20615328.4704 | 14070385.2837 | 62925889.7411 | 3144235.0165 | 32719421.0761 | 32719421.0761 | 24290101.4924 | 12660959.158 | 0 | 98789545.8337 | 168460027.5601 | 316227.766 | 33.3082 | 2965.9202 | 5057.6101 | 60.4643 | 103.1062
1 | 6800 | 707 | 0.035 | 15 | 15 | 7 | 4.217e-10 | 0 | CO2 | Porous | Wet | R245fa | MinimizeLCOE_Brownfield | IgnoreSilica | 174.4766 | 46.4163 | 8.36 | 4 | 2955.3458 | 5038.7874 | 60.2487 | 102.7225 | 174.2232 | 20.8869 | 23099269050.3213 | 11513393.5775 | 0 | 5656166.1715 | 0 | 0 | 0 | 3159219.3477 | 7928223.8478 | 20627612.1495 | 14078769.1471 | 62963384.2412 | 3144235.0165 | 32719421.0761 | 32719421.0761 | 24290101.4924 | 12660959.158 | 0 | 98827040.3337 | 168497522.0602 | 421696.5034 | 33.4401 | 2955.3458 | 5038.7874 | 60.2487 | 102.7225
1 | 6800 | 707 | 0.035 | 15 | 15 | 7 | 5.6234e-10 | 0 | CO2 | Porous | Wet | R245fa | MinimizeLCOE_Brownfield | IgnoreSilica | 174.246 | 46.3767 | 8.371 | 4 | 2947.107 | 5027.8222 | 60.0808 | 102.499 | 174.2438 | 20.896 | 23089563331.1625 | 11504407.9419 | 0 | 5650183.8112 | 0 | 0 | 0 | 3126928.3875 | 7909792.8549 | 20579658.4867 | 14046039.7869 | 62817011.2691 | 3144235.0165 | 32719421.0761 | 32719421.0761 | 24290101.4924 | 12660959.158 | 0 | 98680667.3617 | 168351149.0881 | 562341.3252 | 33.4839 | 2947.107 | 5027.8222 | 60.0808 | 102.499
1 | 6800 | 707 | 0.035 | 15 | 15 | 7 | 7.4989e-10 | 0 | CO2 | Porous | Wet | R245fa | MinimizeLCOE_Brownfield | IgnoreSilica | 175.1519 | 46.6181 | 8.4041 | 4 | 2941.1394 | 5013.6597 | 59.9591 | 102.2102 | 174.1308 | 20.8442 | 23085896467.4072 | 11536427.0355 | 0 | 5673671.8464 | 0 | 0 | 0 | 3132629.5394 | 7933664.0843 | 20641766.5291 | 14088429.802 | 63006588.8367 | 3144235.0165 | 32719421.0761 | 32719421.0761 | 24290101.4924 | 12660959.158 | 0 | 98870244.9293 | 168540726.6558 | 749894.2093 | 33.6163 | 2941.1394 | 5013.6597 | 59.9591 | 102.2102
1 | 6800 | 707 | 0.035 | 15 | 15 | 7 | 1e-09 | 0 | CO2 | Porous | Wet | R245fa | MinimizeLCOE_Brownfield | IgnoreSilica | 175.3681 | 46.6823 | 8.4182 | 4 | 2936.6875 | 5005.7415 | 59.8683 | 102.0488 | 174.103 | 20.8317 | 23081901355.8424 | 11543998.4596 | 0 | 5679274.5529 | 0 | 0 | 0 | 3124535.1303 | 7935645.1757 | 20646920.9225 | 14091947.7814 | 63022322.0225 | 3144235.0165 | 32719421.0761 | 32719421.0761 | 24290101.4924 | 12660959.158 | 0 | 98885978.115 | 168556459.8415 | 1000000 | 33.6726 | 2936.6875 | 5005.7415 | 59.8683 | 102.0488
1 | 6800 | 707 | 0.035 | 15 | 15 | 7 | 1.3335e-09 | 0 | CO2 | Porous | Wet | R245fa | MinimizeLCOE_Brownfield | IgnoreSilica | 175.5339 | 46.7313 | 8.4288 | 4 | 2933.3496 | 4999.7882 | 59.8003 | 101.9274 | 174.0816 | 20.8222 | 23077168066.1317 | 11549794.3727 | 0 | 5683568.9485 | 0 | 0 | 0 | 3118519.6193 | 7937234.3468 | 20651055.6197 | 14094769.7972 | 63034942.7043 | 3144235.0165 | 32719421.0761 | 32719421.0761 | 24290101.4924 | 12660959.158 | 0 | 98898598.7969 | 168569080.5233 | 1333521.4322 | 33.7152 | 2933.3496 | 4999.7882 | 59.8003 | 101.9274
1 | 6800 | 707 | 0.035 | 15 | 15 | 7 | 1.7783e-09 | 0 | CO2 | Porous | Wet | R245fa | MinimizeLCOE_Brownfield | IgnoreSilica | 175.6434 | 46.7644 | 8.4365 | 4 | 2930.8469 | 4995.4106 | 59.7493 | 101.8382 | 174.0674 | 20.8159 | 23080745128.6423 | 11553613.1862 | 0 | 5686404.016 | 0 | 0 | 0 | 3113593.9845 | 7937908.3628 | 20652809.2711 | 14095966.7003 | 63040295.521 | 3144235.0165 | 32719421.0761 | 32719421.0761 | 24290101.4924 | 12660959.158 | 0 | 98903951.6136 | 168574433.34 | 1778279.41 | 33.7459 | 2930.8469 | 4995.4106 | 59.7493 | 101.8382
1 | 6800 | 707 | 0.035 | 15 | 15 | 7 | 2.3714e-09 | 0 | CO2 | Porous | Wet | R245fa | MinimizeLCOE_Brownfield | IgnoreSilica | 175.736 | 46.7918 | 8.4425 | 4 | 2928.9703 | 4992.07 | 59.711 | 101.7701 | 174.0554 | 20.8105 | 23078377175.8812 | 11556844.2524 | 0 | 5688802.4676 | 0 | 0 | 0 | 3110164.7761 | 7938766.4835 | 20655041.925 | 14097490.5325 | 63047110.437 | 3144235.0165 | 32719421.0761 | 32719421.0761 | 24290101.4924 | 12660959.158 | 0 | 98910766.5296 | 168581248.256 | 2371373.7057 | 33.7698 | 2928.9703 | 4992.07 | 59.711 | 101.7701
1 | 6800 | 707 | 0.035 | 15 | 15 | 7 | 3.1623e-09 | 0 | CO2 | Porous | Wet | R245fa | MinimizeLCOE_Brownfield | IgnoreSilica | 175.8091 | 46.8133 | 8.447 | 4 | 2927.5631 | 4989.5448 | 59.6823 | 101.7186 | 174.0459 | 20.8063 | 23074818308.9296 | 11559395.8474 | 0 | 5690697.0656 | 0 | 0 | 0 | 3107683.4003 | 7939532.7622 | 20657035.6251 | 14098851.2737 | 63053195.9742 | 3144235.0165 | 32719421.0761 | 32719421.0761 | 24290101.4924 | 12660959.158 | 0 | 98916852.0668 | 168587333.7932 | 3162277.6602 | 33.7881 | 2927.5631 | 4989.5448 | 59.6823 | 101.7186
1 | 6800 | 707 | 0.035 | 15 | 15 | 7 | 4.217e-09 | 0 | CO2 | Porous | Wet | R245fa | MinimizeLCOE_Brownfield | IgnoreSilica | 175.848 | 46.8254 | 8.4501 | 4 | 2926.508 | 4987.7416 | 59.6608 | 101.6819 | 174.0408 | 20.804 | 23079815063.021 | 11560748.0604 | 0 | 5691704.256 | 0 | 0 | 0 | 3105399.0251 | 7939562.0232 | 20657111.7562 | 14098903.2348 | 63053428.3558 | 3144235.0165 | 32719421.0761 | 32719421.0761 | 24290101.4924 | 12660959.158 | 0 | 98917084.4484 | 168587566.1748 | 4216965.0343 | 33.8004 | 2926.508 | 4987.7416 | 59.6608 | 101.6819
1 | 6800 | 707 | 0.035 | 15 | 15 | 7 | 5.6234e-09 | 0 | CO2 | Porous | Wet | R245fa | MinimizeLCOE_Brownfield | IgnoreSilica | 175.9017 | 46.8407 | 8.453 | 4 | 2925.7168 | 4986.2515 | 59.6447 | 101.6515 | 174.0339 | 20.8009 | 23071863704.1159 | 11562622.6024 | 0 | 5693095.0648 | 0 | 0 | 0 | 3104328.1821 | 7940417.8812 | 20659338.5233 | 14100423.0491 | 63060225.303 | 3144235.0165 | 32719421.0761 | 32719421.0761 | 24290101.4924 | 12660959.158 | 0 | 98923881.3956 | 168594363.122 | 5623413.2519 | 33.8118 | 2925.7168 | 4986.2515 | 59.6447 | 101.6515
1 | 6800 | 707 | 0.035 | 15 | 15 | 7 | 7.4989e-09 | 0 | CO2 | Porous | Wet | R245fa | MinimizeLCOE_Brownfield | IgnoreSilica | 175.9212 | 46.8469 | 8.4546 | 4 | 2925.1234 | 4985.2515 | 59.6326 | 101.6311 | 174.0314 | 20.7998 | 23075751996.1932 | 11563297.4262 | 0 | 5693598.6125 | 0 | 0 | 0 | 3102977.0163 | 7940350.4915 | 20659163.189 | 14100303.3798 | 63059690.1153 | 3144235.0165 | 32719421.0761 | 32719421.0761 | 24290101.4924 | 12660959.158 | 0 | 98923346.2079 | 168593827.9343 | 7498942.0933 | 33.8185 | 2925.1234 | 4985.2515 | 59.6326 | 101.6311
1 | 6800 | 707 | 0.035 | 15 | 15 | 7 | 1e-08 | 0 | CO2 | Porous | Wet | R245fa | MinimizeLCOE_Brownfield | IgnoreSilica | 175.9406 | 46.8528 | 8.456 | 4 | 2924.6785 | 4984.4743 | 59.6235 | 101.6152 | 174.0288 | 20.7987 | 23076393091.6431 | 11563973.9104 | 0 | 5694102.1491 | 0 | 0 | 0 | 3102090.7532 | 7940465.057 | 20659461.2649 | 14100506.8228 | 63060599.9574 | 3144235.0165 | 32719421.0761 | 32719421.0761 | 24290101.4924 | 12660959.158 | 0 | 98924256.05 | 168594737.7764 | 10000000 | 33.824 | 2924.6785 | 4984.4743 | 59.6235 | 101.6152
1 | 6900 | 707 | 0.035 | 15 | 15 | 7 | 1e-13 | 0 | CO2 | Porous | Wet | R245fa | MinimizeLCOE_Brownfield | IgnoreSilica | 2.6887 | 0.10691 | 0.011801 | 4 | 838793.2694 | 2344286.8292 | 17099.9353 | 47791.4579 | 108.3361 | 22.3661 | 196780942.1403 | 412637.6649 | 0 | 169268.424 | 0 | 0 | 0 | 406022.0962 | 385291.9922 | 1002450.7295 | 684193.2212 | 3059864.128 | 3144235.0165 | 33391464.6677 | 33391464.6677 | 24773143.2569 | 12902803.4336 | 0 | 39595563.8122 | 110662975.1704 | 100 | 0.047205 | 838793.2694 | 2344286.8292 | 17099.9353 | 47791.4579
1 | 6900 | 707 | 0.035 | 15 | 15 | 7 | 1.3335e-13 | 0 | CO2 | Porous | Wet | R245fa | MinimizeLCOE_Brownfield | IgnoreSilica | 3.8802 | 0.30112 | 0.034407 | 4 | 297143.8993 | 813524.4763 | 6057.6803 | 16584.7968 | 124.4279 | 23.3749 | 1006719070.78 | 600041.7707 | 0 | 263760.5646 | 0 | 0 | 0 | 543585.4859 | 548881.2503 | 1428076.4222 | 974691.5022 | 4359036.9958 | 3144235.0165 | 33391464.6677 | 33391464.6677 | 24773143.2569 | 12902803.4336 | 0 | 40894736.68 | 111962148.0382 | 133.3521 | 0.13763 | 297143.8993 | 813524.4763 | 6057.6803 | 16584.7968
1 | 6900 | 707 | 0.035 | 15 | 15 | 7 | 1.7783e-13 | 0 | CO2 | Porous | Wet | R245fa | MinimizeLCOE_Brownfield | IgnoreSilica | 5.4271 | 0.60067 | 0.071009 | 4 | 149203.4812 | 399409.8304 | 3041.7148 | 8142.5096 | 137.7693 | 24.0968 | 1805832742.9766 | 829371.7647 | 0 | 352199.4359 | 0 | 0 | 0 | 705049.0953 | 735781.9154 | 1914353.6143 | 1306585.6778 | 5843341.5033 | 3144235.0165 | 33391464.6677 | 33391464.6677 | 24773143.2569 | 12902803.4336 | 0 | 42379041.1876 | 113446452.5458 | 177.8279 | 0.28404 | 149203.4812 | 399409.8304 | 3041.7148 | 8142.5096
1 | 6900 | 707 | 0.035 | 15 | 15 | 7 | 2.3714e-13 | 0 | CO2 | Porous | Wet | R245fa | MinimizeLCOE_Brownfield | IgnoreSilica | 7.2707 | 1.005 | 0.12438 | 4 | 88351.8291 | 231190.8262 | 1801.1715 | 4713.1377 | 147.9038 | 24.5862 | 2824113371.9052 | 1083393.6945 | 0 | 445033.9524 | 0 | 0 | 0 | 868029.1209 | 934618.1394 | 2431684.6823 | 1659674.7618 | 7422434.3512 | 3144235.0165 | 33391464.6677 | 33391464.6677 | 24773143.2569 | 12902803.4336 | 0 | 43958134.0355 | 115025545.3937 | 237.1374 | 0.49754 | 88351.8291 | 231190.8262 | 1801.1715 | 4713.1377
1 | 6900 | 707 | 0.035 | 15 | 15 | 7 | 3.1623e-13 | 0 | CO2 | Porous | Wet | R245fa | MinimizeLCOE_Brownfield | IgnoreSilica | 9.583 | 1.5468 | 0.19858 | 4 | 57616.9537 | 147085.9658 | 1174.5995 | 2998.5464 | 156.0616 | 24.946 | 4195773744.8088 | 1378099.6005 | 0 | 555049.4804 | 0 | 0 | 0 | 1047183.9953 | 1162329.8997 | 3024143.9724 | 2064040.4011 | 9230847.3495 | 3144235.0165 | 33391464.6677 | 33391464.6677 | 24773143.2569 | 12902803.4336 | 0 | 45766547.0337 | 116833958.3919 | 316.2278 | 0.79432 | 57616.9537 | 147085.9658 | 1174.5995 | 2998.5464
1 | 6900 | 707 | 0.035 | 15 | 15 | 7 | 4.217e-13 | 0 | CO2 | Porous | Wet | R245fa | MinimizeLCOE_Brownfield | IgnoreSilica | 12.5159 | 2.262 | 0.29935 | 4 | 39977.3751 | 99328.2319 | 814.9929 | 2024.9404 | 162.6599 | 25.2139 | 5539465264.6265 | 1723454.3752 | 0 | 687228.3484 | 0 | 0 | 0 | 1248584.2316 | 1427114.1125 | 3713058.1793 | 2534238.5031 | 11333677.75 | 3144235.0165 | 33391464.6677 | 33391464.6677 | 24773143.2569 | 12902803.4336 | 0 | 47869377.4342 | 118936788.7925 | 421.6965 | 1.1974 | 39977.3751 | 99328.2319 | 814.9929 | 2024.9404
1 | 6900 | 707 | 0.035 | 15 | 15 | 7 | 5.6234e-13 | 0 | CO2 | Porous | Wet | R245fa | MinimizeLCOE_Brownfield | IgnoreSilica | 16.2501 | 3.1958 | 0.43422 | 4 | 28977.2332 | 69893.7866 | 590.7401 | 1424.8794 | 167.9725 | 25.4109 | 7060793876.3982 | 2129699.9122 | 0 | 846872.1397 | 0 | 0 | 0 | 1477201.7253 | 1736971.7731 | 4519244.2518 | 3084477.063 | 13794466.8653 | 3144235.0165 | 33391464.6677 | 33391464.6677 | 24773143.2569 | 12902803.4336 | 0 | 50330166.5495 | 121397577.9077 | 562.3413 | 1.7369 | 28977.2332 | 69893.7866 | 590.7401 | 1424.8794
1 | 6900 | 707 | 0.035 | 15 | 15 | 7 | 7.4989e-13 | 0 | CO2 | Porous | Wet | R245fa | MinimizeLCOE_Brownfield | IgnoreSilica | 20.9714 | 4.3974 | 0.61252 | 4 | 21709.4437 | 50715.7229 | 442.5764 | 1033.9086 | 172.1904 | 25.5482 | 8718632091.1208 | 2604627.5787 | 0 | 1038564.4992 | 0 | 0 | 0 | 1733815.0935 | 2097032.7968 | 5456049.1768 | 3723865.6738 | 16653954.8188 | 3144235.0165 | 33391464.6677 | 33391464.6677 | 24773143.2569 | 12902803.4336 | 0 | 53189654.5031 | 124257065.8613 | 749.8942 | 2.4501 | 21709.4437 | 50715.7229 | 442.5764 | 1033.9086
1 | 6900 | 707 | 0.035 | 15 | 15 | 7 | 1e-12 | 0 | CO2 | Porous | Wet | R245fa | MinimizeLCOE_Brownfield | IgnoreSilica | 26.9151 | 5.9293 | 0.84577 | 4 | 16701.5884 | 37708.2265 | 340.4845 | 768.7332 | 175.5057 | 25.6316 | 10464978858.9879 | 3158192.012 | 0 | 1268027.8412 | 0 | 0 | 0 | 2020565.0709 | 2514246.1204 | 6541552.6625 | 4464744.1076 | 19967327.8147 | 3144235.0165 | 33391464.6677 | 33391464.6677 | 24773143.2569 | 12902803.4336 | 0 | 56503027.4989 | 127570438.8572 | 1000 | 3.3831 | 16701.5884 | 37708.2265 | 340.4845 | 768.7332
1 | 6900 | 707 | 0.035 | 15 | 15 | 7 | 1.3335e-12 | 0 | CO2 | Porous | Wet | R245fa | MinimizeLCOE_Brownfield | IgnoreSilica | 34.3166 | 7.8565 | 1.1472 | 4 | 13141.0826 | 28628.6111 | 267.8987 | 583.633 | 178.0654 | 25.6607 | 12282492384.9981 | 3797235.5925 | 0 | 1540051.7684 | 0 | 0 | 0 | 2335512.5835 | 2992391.9783 | 7785590.1036 | 5313825.2236 | 23764607.2498 | 3144235.0165 | 33391464.6677 | 33391464.6677 | 24773143.2569 | 12902803.4336 | 0 | 60300306.9341 | 131367718.2923 | 1333.5214 | 4.5887 | 13141.0826 | 28628.6111 | 267.8987 | 583.633
1 | 6900 | 707 | 0.035 | 15 | 15 | 7 | 1.7783e-12 | 0 | CO2 | Porous | Wet | R245fa | MinimizeLCOE_Brownfield | IgnoreSilica | 43.4197 | 10.2477 | 1.5309 | 4 | 10549.4112 | 22155.058 | 215.064 | 451.6608 | 179.9935 | 25.6294 | 14129009946.6675 | 4526713.3433 | 0 | 1859011.6729 | 0 | 0 | 0 | 2675151.0892 | 3533741.6811 | 9194070.9841 | 6275142.3659 | 28063831.1365 | 3144235.0165 | 33391464.6677 | 33391464.6677 | 24773143.2569 | 12902803.4336 | 0 | 64599530.8208 | 135666942.179 | 1778.2794 | 6.1235 | 10549.4112 | 22155.058 | 215.064 | 451.6608
1 | 6900 | 707 | 0.035 | 15 | 15 | 7 | 2.3714e-12 | 0 | CO2 | Porous | Wet | R245fa | MinimizeLCOE_Brownfield | IgnoreSilica | 54.3601 | 13.1476 | 2.0088 | 4 | 8630.3131 | 17474.766 | 175.9406 | 356.2467 | 181.3745 | 25.5261 | 15950669880.1762 | 5341170.0876 | 0 | 2225135.3603 | 0 | 0 | 0 | 3027287.5475 | 4131501.2682 | 10749318.8124 | 7336630.9659 | 32811044.042 | 3144235.0165 | 33391464.6677 | 33391464.6677 | 24773143.2569 | 12902803.4336 | 0 | 69346743.7262 | 140414155.0844 | 2371.3737 | 8.0353 | 8630.3131 | 17474.766 | 175.9406 | 356.2467
1 | 6900 | 707 | 0.035 | 15 | 15 | 7 | 3.1623e-12 | 0 | CO2 | Porous | Wet | R245fa | MinimizeLCOE_Brownfield | IgnoreSilica | 67.0855 | 16.5541 | 2.5859 | 4 | 7193.1462 | 14063.7379 | 146.642 | 286.7083 | 182.2662 | 25.3364 | 17682798988.0682 | 6221855.5854 | 0 | 2632904.6459 | 0 | 0 | 0 | 3371594.6011 | 4768278.3847 | 12406082.2485 | 8467406.0541 | 37868121.5197 | 3144235.0165 | 33391464.6677 | 33391464.6677 | 24773143.2569 | 12902803.4336 | 0 | 74403821.2039 | 145471232.5621 | 3162.2777 | 10.3437 | 7193.1462 | 14063.7379 | 146.642 | 286.7083
1 | 6900 | 707 | 0.035 | 15 | 15 | 7 | 4.217e-12 | 0 | CO2 | Porous | Wet | R245fa | MinimizeLCOE_Brownfield | IgnoreSilica | 81.1929 | 20.3736 | 3.2525 | 4 | 6111.1467 | 11573.6178 | 124.584 | 235.9439 | 182.7019 | 25.0503 | 19247714224.6033 | 7129737.3816 | 0 | 3067231.9758 | 0 | 0 | 0 | 3676953.9629 | 5410830.0949 | 14077869.9931 | 9608435.5416 | 42971058.95 | 3144235.0165 | 33391464.6677 | 33391464.6677 | 24773143.2569 | 12902803.4336 | 0 | 79506758.6342 | 150574169.9924 | 4216.965 | 13.0101 | 6111.1467 | 11573.6178 | 124.584 | 235.9439
1 | 6900 | 707 | 0.035 | 15 | 15 | 7 | 5.6234e-12 | 0 | CO2 | Porous | Wet | R245fa | MinimizeLCOE_Brownfield | IgnoreSilica | 95.9017 | 24.4073 | 3.9796 | 4 | 5296.0436 | 9760.5772 | 107.967 | 198.9826 | 182.7134 | 24.6688 | 20580302076.9923 | 8009785.0151 | 0 | 3504237.4039 | 0 | 0 | 0 | 3908630.5207 | 6014834.6465 | 15649365.9379 | 10681013.8149 | 47767867.3391 | 3144235.0165 | 33391464.6677 | 33391464.6677 | 24773143.2569 | 12902803.4336 | 0 | 84303567.0233 | 155370978.3815 | 5623.4133 | 15.9182 | 5296.0436 | 9760.5772 | 107.967 | 198.9826
1 | 6900 | 707 | 0.035 | 15 | 15 | 7 | 7.4989e-12 | 0 | CO2 | Porous | Wet | R245fa | MinimizeLCOE_Brownfield | IgnoreSilica | 110.2332 | 28.3896 | 4.7215 | 4 | 4684.8864 | 8447.8147 | 95.5077 | 172.2201 | 182.3783 | 24.2234 | 21634493640.7154 | 8808168.6068 | 0 | 3917260.0894 | 0 | 0 | 0 | 4045556.188 | 6540684.1048 | 17017518.362 | 11614805.9571 | 51943993.3081 | 3144235.0165 | 33391464.6677 | 33391464.6677 | 24773143.2569 | 12902803.4336 | 0 | 88479692.9923 | 159547104.3506 | 7498.9421 | 18.8862 | 4684.8864 | 8447.8147 | 95.5077 | 172.2201
1 | 6900 | 707 | 0.035 | 15 | 15 | 7 | 1e-11 | 0 | CO2 | Porous | Wet | R245fa | MinimizeLCOE_Brownfield | IgnoreSilica | 123.3466 | 32.0815 | 5.4316 | 4 | 4228.091 | 7499.1234 | 86.1954 | 152.8798 | 181.8016 | 23.7494 | 22408659157.3915 | 9489706.4326 | 0 | 4285820.8575 | 0 | 0 | 0 | 4087087.1913 | 6966419.6478 | 18125194.9143 | 12370817.9645 | 55325047.008 | 3144235.0165 | 33391464.6677 | 33391464.6677 | 24773143.2569 | 12902803.4336 | 0 | 91860746.6922 | 162928158.0505 | 10000 | 21.7263 | 4228.091 | 7499.1234 | 86.1954 | 152.8798
1 | 6900 | 707 | 0.035 | 15 | 15 | 7 | 1.3335e-11 | 0 | CO2 | Porous | Wet | R245fa | MinimizeLCOE_Brownfield | IgnoreSilica | 134.7233 | 35.3237 | 6.0729 | 4 | 3887.69 | 6813.2731 | 79.2558 | 138.8978 | 181.1033 | 23.2863 | 22930350744.2494 | 10043678.7888 | 0 | 4599244.2891 | 0 | 0 | 0 | 4052005.6813 | 7291022.2161 | 18969744.212 | 12947240.214 | 57902935.4013 | 3144235.0165 | 33391464.6677 | 33391464.6677 | 24773143.2569 | 12902803.4336 | 0 | 94438635.0856 | 165506046.4438 | 13335.2143 | 24.2917 | 3887.69 | 6813.2731 | 79.2558 | 138.8978
1 | 6900 | 707 | 0.035 | 15 | 15 | 7 | 1.7783e-11 | 0 | CO2 | Porous | Wet | R245fa | MinimizeLCOE_Brownfield | IgnoreSilica | 144.1897 | 38.052 | 6.6257 | 4 | 3634.0013 | 6315.5077 | 74.084 | 128.7502 | 180.3801 | 22.8603 | 23253202720.9104 | 10477614.7763 | 0 | 4856011.1524 | 0 | 0 | 0 | 3965887.6066 | 7526810.2788 | 19583216.3844 | 13365947.5772 | 59775487.7757 | 3144235.0165 | 33391464.6677 | 33391464.6677 | 24773143.2569 | 12902803.4336 | 0 | 96311187.46 | 167378598.8182 | 17782.7941 | 26.5028 | 3634.0013 | 6315.5077 | 74.084 | 128.7502
1 | 6900 | 707 | 0.035 | 15 | 15 | 7 | 2.3714e-11 | 0 | CO2 | Porous | Wet | R245fa | MinimizeLCOE_Brownfield | IgnoreSilica | 151.7802 | 40.2605 | 7.0832 | 4 | 3445.5859 | 5953.8886 | 70.2429 | 121.3781 | 179.7138 | 22.4976 | 23449079652.1592 | 10808387.8638 | 0 | 5059462.6893 | 0 | 0 | 0 | 3855310.766 | 7692032.9144 | 20013091.7904 | 13659346.3749 | 61087632.3987 | 3144235.0165 | 33391464.6677 | 33391464.6677 | 24773143.2569 | 12902803.4336 | 0 | 97623332.083 | 168690743.4412 | 23713.7371 | 28.3329 | 3445.5859 | 5953.8886 | 70.2429 | 121.3781
1 | 6900 | 707 | 0.035 | 15 | 15 | 7 | 3.1623e-11 | 0 | CO2 | Porous | Wet | R245fa | MinimizeLCOE_Brownfield | IgnoreSilica | 157.7628 | 42.0148 | 7.4525 | 4 | 3305.2656 | 5689.2663 | 67.3823 | 115.9834 | 179.1311 | 22.1961 | 23550008687.827 | 11057836.8932 | 0 | 5218383.9063 | 0 | 0 | 0 | 3739819.0066 | 7806255.5244 | 20310275.5913 | 13862180.4255 | 61994751.3472 | 3144235.0165 | 33391464.6677 | 33391464.6677 | 24773143.2569 | 12902803.4336 | 0 | 98530451.0315 | 169597862.3897 | 31622.7766 | 29.8101 | 3305.2656 | 5689.2663 | 67.3823 | 115.9834
1 | 6900 | 707 | 0.035 | 15 | 15 | 7 | 4.217e-11 | 0 | CO2 | Porous | Wet | R245fa | MinimizeLCOE_Brownfield | IgnoreSilica | 162.4038 | 43.3844 | 7.7446 | 4 | 3200.6414 | 5494.7245 | 65.2494 | 112.0174 | 178.6435 | 21.9527 | 23594623155.7117 | 11244382.2432 | 0 | 5340836.593 | 0 | 0 | 0 | 3631268.3167 | 7884429.9896 | 20513669.514 | 14001000.9571 | 62615587.6135 | 3144235.0165 | 33391464.6677 | 33391464.6677 | 24773143.2569 | 12902803.4336 | 0 | 99151287.2977 | 170218698.656 | 42169.6503 | 30.9786 | 3200.6414 | 5494.7245 | 65.2494 | 112.0174
1 | 6900 | 707 | 0.035 | 15 | 15 | 7 | 5.6234e-11 | 0 | CO2 | Porous | Wet | R245fa | MinimizeLCOE_Brownfield | IgnoreSilica | 165.9406 | 44.4346 | 7.9717 | 4 | 3122.539 | 5351.2734 | 63.6572 | 109.0929 | 178.2504 | 21.7615 | 23620037597.7684 | 11382383.756 | 0 | 5433685.8804 | 0 | 0 | 0 | 3534978.8381 | 7936908.9051 | 20650208.8871 | 14094191.8848 | 63032358.1515 | 3144235.0165 | 33391464.6677 | 33391464.6677 | 24773143.2569 | 12902803.4336 | 0 | 99568057.8357 | 170635469.1939 | 56234.1325 | 31.8869 | 3122.539 | 5351.2734 | 63.6572 | 109.0929
1 | 6900 | 707 | 0.035 | 15 | 15 | 7 | 7.4989e-11 | 0 | CO2 | Porous | Wet | R245fa | MinimizeLCOE_Brownfield | IgnoreSilica | 168.6519 | 45.2422 | 8.1473 | 4 | 3064.1735 | 5244.8909 | 62.4673 | 106.9242 | 177.9366 | 21.6116 | 23619310571.3485 | 11485703.7445 | 0 | 5504593.3952 | 0 | 0 | 0 | 3454481.6375 | 7973463.7231 | 20745317.0253 | 14159105.1434 | 63322664.669 | 3144235.0165 | 33391464.6677 | 33391464.6677 | 24773143.2569 | 12902803.4336 | 0 | 99858364.3533 | 170925775.7115 | 74989.4209 | 32.589 | 3064.1735 | 5244.8909 | 62.4673 | 106.9242
1 | 6900 | 707 | 0.035 | 15 | 15 | 7 | 1e-10 | 0 | CO2 | Porous | Wet | R245fa | MinimizeLCOE_Brownfield | IgnoreSilica | 170.7083 | 45.8567 | 8.2816 | 4 | 3020.5196 | 5165.8536 | 61.5774 | 105.3129 | 177.691 | 21.496 | 23608895395.9169 | 11562624.508 | 0 | 5558224.8823 | 0 | 0 | 0 | 3388789.2258 | 7998759.0603 | 20811130.3037 | 14204024.0583 | 63523552.0383 | 3144235.0165 | 33391464.6677 | 33391464.6677 | 24773143.2569 | 12902803.4336 | 0 | 100059251.7226 | 171126663.0808 | 100000 | 33.1265 | 3020.5196 | 5165.8536 | 61.5774 | 105.3129
1 | 6900 | 707 | 0.035 | 15 | 15 | 7 | 1.3335e-10 | 0 | CO2 | Porous | Wet | R245fa | MinimizeLCOE_Brownfield | IgnoreSilica | 172.2601 | 46.3217 | 8.3839 | 4 | 2987.8474 | 5107.0195 | 60.9113 | 104.1135 | 177.5015 | 21.4076 | 23601844974.338 | 11619830.6994 | 0 | 5598607.8904 | 0 | 0 | 0 | 3336266.7922 | 8016335.099 | 20856859.5512 | 14235235.2093 | 63663135.2415 | 3144235.0165 | 33391464.6677 | 33391464.6677 | 24773143.2569 | 12902803.4336 | 0 | 100198834.9257 | 171266246.284 | 133352.1432 | 33.5355 | 2987.8474 | 5107.0195 | 60.9113 | 104.1135
1 | 6900 | 707 | 0.035 | 15 | 15 | 7 | 1.7783e-10 | 0 | CO2 | Porous | Wet | R245fa | MinimizeLCOE_Brownfield | IgnoreSilica | 173.4197 | 46.6702 | 8.4611 | 4 | 2963.3818 | 5063.1986 | 60.4125 | 103.2202 | 177.3573 | 21.3409 | 23597453611.4301 | 11662106.823 | 0 | 5628739.53 | 0 | 0 | 0 | 3294714.3624 | 8028368.679 | 20888168.458 | 14256604.1815 | 63758702.0341 | 3144235.0165 | 33391464.6677 | 33391464.6677 | 24773143.2569 | 12902803.4336 | 0 | 100294401.7183 | 171361813.0765 | 177827.941 | 33.8446 | 2963.3818 | 5063.1986 | 60.4125 | 103.2202
1 | 6900 | 707 | 0.035 | 15 | 15 | 7 | 2.3714e-10 | 0 | CO2 | Porous | Wet | R245fa | MinimizeLCOE_Brownfield | IgnoreSilica | 174.3017 | 46.9353 | 8.5198 | 4 | 2945.0546 | 5030.4184 | 60.0389 | 102.5519 | 177.2463 | 21.2898 | 23588431743.3389 | 11693990.7178 | 0 | 5651629.7887 | 0 | 0 | 0 | 3262713.2036 | 8037250.1469 | 20911276.2157 | 14272375.7009 | 63829235.7737 | 3144235.0165 | 33391464.6677 | 33391464.6677 | 24773143.2569 | 12902803.4336 | 0 | 100364935.4579 | 171432346.8161 | 237137.3706 | 34.0791 | 2945.0546 | 5030.4184 | 60.0389 | 102.5519
1 | 6900 | 707 | 0.035 | 15 | 15 | 7 | 3.1623e-10 | 0 | CO2 | Porous | Wet | R245fa | MinimizeLCOE_Brownfield | IgnoreSilica | 174.9667 | 47.1353 | 8.5641 | 4 | 2931.3219 | 5005.9029 | 59.759 | 102.0521 | 177.1618 | 21.2511 | 23580047171.2006 | 11717872.2069 | 0 | 5668871.4935 | 0 | 0 | 0 | 3238130.0674 | 8043700.7694 | 20928059.4122 | 14283830.5774 | 63880464.5268 | 3144235.0165 | 33391464.6677 | 33391464.6677 | 24773143.2569 | 12902803.4336 | 0 | 100416164.2111 | 171483575.5693 | 316227.766 | 34.2563 | 2931.3219 | 5005.9029 | 59.759 | 102.0521
1 | 6900 | 707 | 0.035 | 15 | 15 | 7 | 4.217e-10 | 0 | CO2 | Porous | Wet | R245fa | MinimizeLCOE_Brownfield | IgnoreSilica | 175.4607 | 47.2843 | 8.5973 | 4 | 2921.0298 | 4987.5932 | 59.5491 | 101.6788 | 177.0985 | 21.2222 | 23576027813.9591 | 11735527.5353 | 0 | 5681673.7567 | 0 | 0 | 0 | 3219181.0033 | 8048189.0951 | 20939737.1149 | 14291800.8495 | 63916109.3547 | 3144235.0165 | 33391464.6677 | 33391464.6677 | 24773143.2569 | 12902803.4336 | 0 | 100451809.0389 | 171519220.3971 | 421696.5034 | 34.3892 | 2921.0298 | 4987.5932 | 59.5491 | 101.6788
1 | 6900 | 707 | 0.035 | 15 | 15 | 7 | 5.6234e-10 | 0 | CO2 | Porous | Wet | R245fa | MinimizeLCOE_Brownfield | IgnoreSilica | 175.837 | 47.3976 | 8.6224 | 4 | 2913.3152 | 4973.8575 | 59.3919 | 101.3988 | 177.0501 | 21.2002 | 23570237937.2288 | 11748923.1266 | 0 | 5691417.6338 | 0 | 0 | 0 | 3204904.9415 | 8051645.8237 | 20948730.8136 | 14297939.2337 | 63943561.5729 | 3144235.0165 | 33391464.6677 | 33391464.6677 | 24773143.2569 | 12902803.4336 | 0 | 100479261.2571 | 171546672.6153 | 562341.3252 | 34.4897 | 2913.3152 | 4973.8575 | 59.3919 | 101.3988
1 | 6900 | 707 | 0.035 | 15 | 15 | 7 | 7.4989e-10 | 0 | CO2 | Porous | Wet | R245fa | MinimizeLCOE_Brownfield | IgnoreSilica | 175.846 | 47.4145 | 8.6351 | 4 | 2907.2091 | 4964.7155 | 59.2674 | 101.2124 | 177.0418 | 21.1956 | 23572089958.7085 | 11748471.5781 | 0 | 5691651.7279 | 0 | 0 | 0 | 3184895.8159 | 8043757.4576 | 20928206.903 | 14283931.243 | 63880914.7255 | 3144235.0165 | 33391464.6677 | 33391464.6677 | 24773143.2569 | 12902803.4336 | 0 | 100416614.4097 | 171484025.768 | 749894.2093 | 34.5406 | 2907.2091 | 4964.7155 | 59.2674 | 101.2124
1 | 6900 | 707 | 0.035 | 15 | 15 | 7 | 1e-09 | 0 | CO2 | Porous | Wet | R245fa | MinimizeLCOE_Brownfield | IgnoreSilica | 176.3427 | 47.5512 | 8.6561 | 4 | 2902.8704 | 4955.4049 | 59.1789 | 101.0226 | 176.979 | 21.1664 | 23556722747.6674 | 11766170.4735 | 0 | 5704510.6475 | 0 | 0 | 0 | 3184369.8995 | 8055469.898 | 20958680.2705 | 14304729.9424 | 63973931.1315 | 3144235.0165 | 33391464.6677 | 33391464.6677 | 24773143.2569 | 12902803.4336 | 0 | 100509630.8157 | 171577042.174 | 1000000 | 34.6242 | 2902.8704 | 4955.4049 | 59.1789 | 101.0226
1 | 6900 | 707 | 0.035 | 15 | 15 | 7 | 1.3335e-09 | 0 | CO2 | Porous | Wet | R245fa | MinimizeLCOE_Brownfield | IgnoreSilica | 176.4935 | 47.597 | 8.6665 | 4 | 2899.6217 | 4949.6792 | 59.1127 | 100.9059 | 176.9594 | 21.1576 | 23558113267.184 | 11771504.4302 | 0 | 5708412.3792 | 0 | 0 | 0 | 3177981.1553 | 8056580.2062 | 20961569.0648 | 14306701.6039 | 63982748.8397 | 3144235.0165 | 33391464.6677 | 33391464.6677 | 24773143.2569 | 12902803.4336 | 0 | 100518448.5239 | 171585859.8821 | 1333521.4322 | 34.6661 | 2899.6217 | 4949.6792 | 59.1127 | 100.9059
1 | 6900 | 707 | 0.035 | 15 | 15 | 7 | 1.7783e-09 | 0 | CO2 | Porous | Wet | R245fa | MinimizeLCOE_Brownfield | IgnoreSilica | 176.6056 | 47.6311 | 8.6743 | 4 | 2897.1858 | 4945.3938 | 59.0631 | 100.8185 | 176.9448 | 21.151 | 23559649947.9476 | 11775463.7481 | 0 | 5711311.6731 | 0 | 0 | 0 | 3173141.0828 | 8057367.4366 | 20963617.2766 | 14308099.5505 | 63989000.7677 | 3144235.0165 | 33391464.6677 | 33391464.6677 | 24773143.2569 | 12902803.4336 | 0 | 100524700.4519 | 171592111.8101 | 1778279.41 | 34.6974 | 2897.1858 | 4945.3938 | 59.0631 | 100.8185
1 | 6900 | 707 | 0.035 | 15 | 15 | 7 | 2.3714e-09 | 0 | CO2 | Porous | Wet | R245fa | MinimizeLCOE_Brownfield | IgnoreSilica | 176.6982 | 47.6589 | 8.6804 | 4 | 2895.3593 | 4942.1339 | 59.0258 | 100.7521 | 176.9327 | 21.1455 | 23556609583.2663 | 11778735.2853 | 0 | 5713707.5061 | 0 | 0 | 0 | 3169727.921 | 8058246.5779 | 20965904.6219 | 14309660.7107 | 63995982.623 | 3144235.0165 | 33391464.6677 | 33391464.6677 | 24773143.2569 | 12902803.4336 | 0 | 100531682.3072 | 171599093.6655 | 2371373.7057 | 34.7217 | 2895.3593 | 4942.1339 | 59.0258 | 100.7521
1 | 6900 | 707 | 0.035 | 15 | 15 | 7 | 3.1623e-09 | 0 | CO2 | Porous | Wet | R245fa | MinimizeLCOE_Brownfield | IgnoreSilica | 176.7714 | 47.6807 | 8.6851 | 4 | 2893.9898 | 4939.6696 | 58.9979 | 100.7018 | 176.9233 | 21.1412 | 23552507016.6499 | 11781318.8409 | 0 | 5715600.0366 | 0 | 0 | 0 | 3167260.0441 | 8059029.7795 | 20967942.3518 | 14311051.5033 | 64002202.5563 | 3144235.0165 | 33391464.6677 | 33391464.6677 | 24773143.2569 | 12902803.4336 | 0 | 100537902.2405 | 171605313.5987 | 3162277.6602 | 34.7402 | 2893.9898 | 4939.6696 | 58.9979 | 100.7018
1 | 6900 | 707 | 0.035 | 15 | 15 | 7 | 4.217e-09 | 0 | CO2 | Porous | Wet | R245fa | MinimizeLCOE_Brownfield | IgnoreSilica | 176.8102 | 47.6929 | 8.6882 | 4 | 2892.9628 | 4937.9107 | 58.977 | 100.666 | 176.9181 | 21.1389 | 23557251290.911 | 11782687.9929 | 0 | 5716606.1283 | 0 | 0 | 0 | 3164979.8114 | 8059066.8337 | 20968038.7594 | 14311117.3034 | 64002496.8292 | 3144235.0165 | 33391464.6677 | 33391464.6677 | 24773143.2569 | 12902803.4336 | 0 | 100538196.5134 | 171605607.8717 | 4216965.0343 | 34.7527 | 2892.9628 | 4937.9107 | 58.977 | 100.666
1 | 6900 | 707 | 0.035 | 15 | 15 | 7 | 5.6234e-09 | 0 | CO2 | Porous | Wet | R245fa | MinimizeLCOE_Brownfield | IgnoreSilica | 176.8567 | 47.7066 | 8.6909 | 4 | 2892.1927 | 4936.496 | 58.9613 | 100.6371 | 176.9121 | 21.1362 | 23550059287.7666 | 11784329.2119 | 0 | 5717808.3612 | 0 | 0 | 0 | 3163728.7873 | 8059687.8805 | 20969654.5959 | 14312220.145 | 64007428.9818 | 3144235.0165 | 33391464.6677 | 33391464.6677 | 24773143.2569 | 12902803.4336 | 0 | 100543128.666 | 171610540.0242 | 5623413.2519 | 34.7636 | 2892.1927 | 4936.496 | 58.9613 | 100.6371
1 | 6900 | 707 | 0.035 | 15 | 15 | 7 | 7.4989e-09 | 0 | CO2 | Porous | Wet | R245fa | MinimizeLCOE_Brownfield | IgnoreSilica | 176.8808 | 47.714 | 8.6927 | 4 | 2891.6152 | 4935.495 | 58.9495 | 100.6167 | 176.9089 | 21.1347 | 23553915941.5689 | 11785176.9228 | 0 | 5718431.1249 | 0 | 0 | 0 | 3162502.3766 | 8059783.0655 | 20969902.2476 | 14312389.1724 | 64008184.9098 | 3144235.0165 | 33391464.6677 | 33391464.6677 | 24773143.2569 | 12902803.4336 | 0 | 100543884.5941 | 171611295.9523 | 7498942.0933 | 34.7708 | 2891.6152 | 4935.495 | 58.9495 | 100.6167
1 | 6900 | 707 | 0.035 | 15 | 15 | 7 | 1e-08 | 0 | CO2 | Porous | Wet | R245fa | MinimizeLCOE_Brownfield | IgnoreSilica | 176.9003 | 47.72 | 8.6941 | 4 | 2891.1822 | 4934.7367 | 58.9407 | 100.6013 | 176.9064 | 21.1336 | 23554424978.3787 | 11785861.8965 | 0 | 5718934.114 | 0 | 0 | 0 | 3161619.0545 | 8059901.8753 | 20970211.3664 | 14312600.1523 | 64009128.459 | 3144235.0165 | 33391464.6677 | 33391464.6677 | 24773143.2569 | 12902803.4336 | 0 | 100544828.1432 | 171612239.5015 | 10000000 | 34.7764 | 2891.1822 | 4934.7367 | 58.9407 | 100.6013
1 | 7000 | 707 | 0.035 | 15 | 15 | 7 | 1e-13 | 0 | CO2 | Porous | Wet | R245fa | MinimizeLCOE_Brownfield | IgnoreSilica | 2.7398 | 0.1113 | 0.012517 | 4 | 806039.0599 | 2253621.259 | 16432.1965 | 45943.1176 | 109.8741 | 22.7763 | 376865182.8546 | 424413.2715 | 0 | 173496.5886 | 0 | 0 | 0 | 417013.7515 | 395820.2085 | 1029842.9886 | 702889.0009 | 3143475.8095 | 3144235.0165 | 34069368.3502 | 34069368.3502 | 25261752.1078 | 13146991.7455 | 0 | 40357079.1763 | 112835191.3798 | 100 | 0.050068 | 806039.0599 | 2253621.259 | 16432.1965 | 45943.1176
1 | 7000 | 707 | 0.035 | 15 | 15 | 7 | 1.3335e-13 | 0 | CO2 | Porous | Wet | R245fa | MinimizeLCOE_Brownfield | IgnoreSilica | 3.9728 | 0.31397 | 0.036258 | 4 | 287630.528 | 787367.1958 | 5863.7374 | 16051.5453 | 126.4742 | 23.8111 | 1010946962.3608 | 620261.3253 | 0 | 271704.9581 | 0 | 0 | 0 | 561644.8231 | 566908.3315 | 1474979.1898 | 1006703.6048 | 4502202.2326 | 3144235.0165 | 34069368.3502 | 34069368.3502 | 25261752.1078 | 13146991.7455 | 0 | 41715805.5993 | 114193917.8029 | 133.3521 | 0.14503 | 287630.528 | 787367.1958 | 5863.7374 | 16051.5453
1 | 7000 | 707 | 0.035 | 15 | 15 | 7 | 1.7783e-13 | 0 | CO2 | Porous | Wet | R245fa | MinimizeLCOE_Brownfield | IgnoreSilica | 5.5392 | 0.62199 | 0.074689 | 4 | 144658.6923 | 387259.3172 | 2949.0631 | 7894.805 | 139.9263 | 24.5343 | 1939789443.893 | 854732.7971 | 0 | 358005.2239 | 0 | 0 | 0 | 725715.4221 | 755996.8428 | 1966948.7087 | 1342482.9105 | 6003881.9051 | 3144235.0165 | 34069368.3502 | 34069368.3502 | 25261752.1078 | 13146991.7455 | 0 | 43217485.2718 | 115695597.4754 | 177.8279 | 0.29875 | 144658.6923 | 387259.3172 | 2949.0631 | 7894.805
1 | 7000 | 707 | 0.035 | 15 | 15 | 7 | 2.3714e-13 | 0 | CO2 | Porous | Wet | R245fa | MinimizeLCOE_Brownfield | IgnoreSilica | 7.4144 | 1.0388 | 0.1305 | 4 | 85886.4735 | 224731.152 | 1750.9119 | 4581.4485 | 150.2158 | 25.0282 | 3001486716.7156 | 1115592.8933 | 0 | 452057.8384 | 0 | 0 | 0 | 892552.0521 | 959479.0857 | 2496367.7647 | 1703822.2946 | 7619871.9288 | 3144235.0165 | 34069368.3502 | 34069368.3502 | 25261752.1078 | 13146991.7455 | 0 | 44833475.2955 | 117311587.4991 | 237.1374 | 0.52201 | 85886.4735 | 224731.152 | 1750.9119 | 4581.4485
1 | 7000 | 707 | 0.035 | 15 | 15 | 7 | 3.1623e-13 | 0 | CO2 | Porous | Wet | R245fa | MinimizeLCOE_Brownfield | IgnoreSilica | 9.7728 | 1.5982 | 0.20803 | 4 | 56109.4072 | 143208.5417 | 1143.8662 | 2919.4998 | 158.5239 | 25.3923 | 4292749758.7364 | 1419053.1892 | 0 | 563829.1814 | 0 | 0 | 0 | 1076898.3782 | 1193314.492 | 3104759.5258 | 2119062.1728 | 9476916.9393 | 3144235.0165 | 34069368.3502 | 34069368.3502 | 25261752.1078 | 13146991.7455 | 0 | 46690520.306 | 119168632.5096 | 316.2278 | 0.83213 | 56109.4072 | 143208.5417 | 1143.8662 | 2919.4998
1 | 7000 | 707 | 0.035 | 15 | 15 | 7 | 4.217e-13 | 0 | CO2 | Porous | Wet | R245fa | MinimizeLCOE_Brownfield | IgnoreSilica | 12.7741 | 2.3388 | 0.31333 | 4 | 38982.7771 | 96810.917 | 794.7166 | 1973.6215 | 165.2591 | 25.6637 | 5696432397.467 | 1775769.5254 | 0 | 698547.3879 | 0 | 0 | 0 | 1285442.9466 | 1466306.3453 | 3815028.3298 | 2603835.2261 | 11644929.761 | 3144235.0165 | 34069368.3502 | 34069368.3502 | 25261752.1078 | 13146991.7455 | 0 | 48858533.1278 | 121336645.3313 | 421.6965 | 1.2533 | 38982.7771 | 96810.917 | 794.7166 | 1973.6215
1 | 7000 | 707 | 0.035 | 15 | 15 | 7 | 5.6234e-13 | 0 | CO2 | Porous | Wet | R245fa | MinimizeLCOE_Brownfield | IgnoreSilica | 16.5667 | 3.2999 | 0.45403 | 4 | 28285.7557 | 68193.5363 | 576.6434 | 1390.2175 | 170.6415 | 25.8616 | 7306788224.6279 | 2192247.9374 | 0 | 860044.2561 | 0 | 0 | 0 | 1518623.7064 | 1782657.201 | 4638108.3637 | 3165604.2619 | 14157285.7266 | 3144235.0165 | 34069368.3502 | 34069368.3502 | 25261752.1078 | 13146991.7455 | 0 | 51370889.0934 | 123849001.2969 | 562.3413 | 1.8161 | 28285.7557 | 68193.5363 | 576.6434 | 1390.2175
1 | 7000 | 707 | 0.035 | 15 | 15 | 7 | 7.4989e-13 | 0 | CO2 | Porous | Wet | R245fa | MinimizeLCOE_Brownfield | IgnoreSilica | 21.3781 | 4.5399 | 0.64008 | 4 | 21209.8881 | 49518.288 | 432.3923 | 1009.4973 | 174.9328 | 25.9994 | 8995798883.0164 | 2680881.3998 | 0 | 1054647.6516 | 0 | 0 | 0 | 1782314.1858 | 2151958.8625 | 5598955.5328 | 3821402.1982 | 17090159.8308 | 3144235.0165 | 34069368.3502 | 34069368.3502 | 25261752.1078 | 13146991.7455 | 0 | 54303763.1975 | 126781875.401 | 749.8942 | 2.5603 | 21209.8881 | 49518.288 | 432.3923 | 1009.4973
1 | 7000 | 707 | 0.035 | 15 | 15 | 7 | 1e-12 | 0 | CO2 | Porous | Wet | R245fa | MinimizeLCOE_Brownfield | IgnoreSilica | 27.4144 | 6.1162 | 0.88316 | 4 | 16329.8237 | 36846.5778 | 332.9055 | 751.1673 | 178.2963 | 26.0819 | 10814568744.1134 | 3248524.6018 | 0 | 1286813.3405 | 0 | 0 | 0 | 2074915.1697 | 2577998.7137 | 6707423.8327 | 4577954.5896 | 20473630.248 | 3144235.0165 | 34069368.3502 | 34069368.3502 | 25261752.1078 | 13146991.7455 | 0 | 57687233.6148 | 130165345.8183 | 1000 | 3.5326 | 16329.8237 | 36846.5778 | 332.9055 | 751.1673
1 | 7000 | 707 | 0.035 | 15 | 15 | 7 | 1.3335e-12 | 0 | CO2 | Porous | Wet | R245fa | MinimizeLCOE_Brownfield | IgnoreSilica | 34.964 | 8.1065 | 1.1975 | 4 | 12857.7376 | 27989.2261 | 262.1224 | 570.5982 | 180.905 | 26.1088 | 12643168119.2997 | 3906692.071 | 0 | 1563252.7882 | 0 | 0 | 0 | 2399446.4378 | 3069062.6058 | 7985071.349 | 5449975.2725 | 24373500.5244 | 3144235.0165 | 34069368.3502 | 34069368.3502 | 25261752.1078 | 13146991.7455 | 0 | 61587103.8911 | 134065216.0946 | 1333.5214 | 4.7899 | 12857.7376 | 27989.2261 | 262.1224 | 570.5982
1 | 7000 | 707 | 0.035 | 15 | 15 | 7 | 1.7783e-12 | 0 | CO2 | Porous | Wet | R245fa | MinimizeLCOE_Brownfield | IgnoreSilica | 44.2091 | 10.567 | 1.5969 | 4 | 10329.1212 | 21675.9521 | 210.5731 | 441.8936 | 182.8613 | 26.0731 | 14538755605.4535 | 4654733.8138 | 0 | 1886000.9898 | 0 | 0 | 0 | 2746159.8606 | 3621888.919 | 9423412.0157 | 6431672.3325 | 28763867.9313 | 3144235.0165 | 34069368.3502 | 34069368.3502 | 25261752.1078 | 13146991.7455 | 0 | 65977471.298 | 138455583.5015 | 1778.2794 | 6.3875 | 10329.1212 | 21675.9521 | 210.5731 | 441.8936
1 | 7000 | 707 | 0.035 | 15 | 15 | 7 | 2.3714e-12 | 0 | CO2 | Porous | Wet | R245fa | MinimizeLCOE_Brownfield | IgnoreSilica | 55.3144 | 13.5494 | 2.0938 | 4 | 8456.1099 | 17109.8302 | 172.3892 | 348.807 | 184.2623 | 25.9627 | 16397686027.8609 | 5489534.2924 | 0 | 2256332.008 | 0 | 0 | 0 | 3105504.83 | 4232034.7409 | 11010886.286 | 7515156.1413 | 33609448.2986 | 3144235.0165 | 34069368.3502 | 34069368.3502 | 25261752.1078 | 13146991.7455 | 0 | 70823051.6654 | 143301163.8689 | 2371.3737 | 8.3754 | 8456.1099 | 17109.8302 | 172.3892 | 348.807
1 | 7000 | 707 | 0.035 | 15 | 15 | 7 | 3.1623e-12 | 0 | CO2 | Porous | Wet | R245fa | MinimizeLCOE_Brownfield | IgnoreSilica | 68.2038 | 17.0459 | 2.6927 | 4 | 7053.3308 | 13782.3389 | 143.7917 | 280.9716 | 185.1643 | 25.7629 | 18161073642.5048 | 6390258.8311 | 0 | 2667959.4487 | 0 | 0 | 0 | 3455380.3155 | 4880303.4521 | 12697548.4946 | 8666337.7561 | 38757788.2981 | 3144235.0165 | 34069368.3502 | 34069368.3502 | 25261752.1078 | 13146991.7455 | 0 | 75971391.6648 | 148449503.8684 | 3162.2777 | 10.771 | 7053.3308 | 13782.3389 | 143.7917 | 280.9716
1 | 7000 | 707 | 0.035 | 15 | 15 | 7 | 4.217e-12 | 0 | CO2 | Porous | Wet | R245fa | MinimizeLCOE_Brownfield | IgnoreSilica | 82.4575 | 20.957 | 3.3827 | 4 | 5997.4046 | 11353.8632 | 122.2652 | 231.4639 | 185.6011 | 25.4638 | 19744020149.4132 | 7316426.5437 | 0 | 3105392.8437 | 0 | 0 | 0 | 3764017.2372 | 5532476.2836 | 14394368.423 | 9824452.2234 | 43937133.5547 | 3144235.0165 | 34069368.3502 | 34069368.3502 | 25261752.1078 | 13146991.7455 | 0 | 81150736.9215 | 153628849.125 | 4216.965 | 13.531 | 5997.4046 | 11353.8632 | 122.2652 | 231.4639
1 | 7000 | 707 | 0.035 | 15 | 15 | 7 | 5.6234e-12 | 0 | CO2 | Porous | Wet | R245fa | MinimizeLCOE_Brownfield | IgnoreSilica | 97.2512 | 25.07 | 4.1324 | 4 | 5202.2493 | 9587.0024 | 106.0549 | 195.444 | 185.6067 | 25.0679 | 21094338049.3424 | 8210044.4635 | 0 | 3543630.83 | 0 | 0 | 0 | 3994914.0951 | 6141949.8615 | 15980093.6525 | 10906742.2759 | 48777375.1785 | 3144235.0165 | 34069368.3502 | 34069368.3502 | 25261752.1078 | 13146991.7455 | 0 | 85990978.5452 | 158469090.7488 | 5623.4133 | 16.5296 | 5202.2493 | 9587.0024 | 106.0549 | 195.444
1 | 7000 | 707 | 0.035 | 15 | 15 | 7 | 7.4989e-12 | 0 | CO2 | Porous | Wet | R245fa | MinimizeLCOE_Brownfield | IgnoreSilica | 111.6144 | 29.1167 | 4.8947 | 4 | 4606.3169 | 8308.1928 | 93.906 | 169.3737 | 185.2629 | 24.6083 | 22156093849.3903 | 9017869.5173 | 0 | 3956476.2566 | 0 | 0 | 0 | 4128656.6899 | 6670170.9609 | 17354416.6 | 11844745.9271 | 52972335.9519 | 3144235.0165 | 34069368.3502 | 34069368.3502 | 25261752.1078 | 13146991.7455 | 0 | 90185939.3186 | 162664051.5222 | 7498.9421 | 19.5788 | 4606.3169 | 8308.1928 | 93.906 | 169.3737
1 | 7000 | 707 | 0.035 | 15 | 15 | 7 | 1e-11 | 0 | CO2 | Porous | Wet | R245fa | MinimizeLCOE_Brownfield | IgnoreSilica | 124.7427 | 32.8636 | 5.6222 | 4 | 4161.086 | 7383.9146 | 84.8294 | 150.5311 | 184.6769 | 24.1206 | 22916442001.3795 | 9706729.175 | 0 | 4324586.1465 | 0 | 0 | 0 | 4167050.9963 | 7097362.864 | 18465882.3027 | 12603344.1075 | 56364955.592 | 3144235.0165 | 34069368.3502 | 34069368.3502 | 25261752.1078 | 13146991.7455 | 0 | 93578558.9588 | 166056671.1623 | 10000 | 22.489 | 4161.086 | 7383.9146 | 84.8294 | 150.5311
1 | 7000 | 707 | 0.035 | 15 | 15 | 7 | 1.3335e-11 | 0 | CO2 | Porous | Wet | R245fa | MinimizeLCOE_Brownfield | IgnoreSilica | 136.0649 | 36.1362 | 6.2766 | 4 | 3829.4086 | 6716.2599 | 78.0677 | 136.92 | 183.9738 | 23.6477 | 23439589048.3497 | 10263385.2078 | 0 | 4635848.5544 | 0 | 0 | 0 | 4126855.2724 | 7420174.7235 | 19305772.5434 | 13176586.4548 | 58928622.7564 | 3144235.0165 | 34069368.3502 | 34069368.3502 | 25261752.1078 | 13146991.7455 | 0 | 96142226.1231 | 168620338.3267 | 13335.2143 | 25.1063 | 3829.4086 | 6716.2599 | 78.0677 | 136.92
1 | 7000 | 707 | 0.035 | 15 | 15 | 7 | 1.7783e-11 | 0 | CO2 | Porous | Wet | R245fa | MinimizeLCOE_Brownfield | IgnoreSilica | 145.4756 | 38.8869 | 6.8393 | 4 | 3582.2779 | 6231.5899 | 73.0296 | 127.0394 | 183.2479 | 23.2137 | 23762731014.9004 | 10699046.711 | 0 | 4890624.8793 | 0 | 0 | 0 | 4036738.2211 | 7654299.8264 | 19914918.0356 | 13592340.7699 | 60787968.4433 | 3144235.0165 | 34069368.3502 | 34069368.3502 | 25261752.1078 | 13146991.7455 | 0 | 98001571.8101 | 170479684.0136 | 17782.7941 | 27.3573 | 3582.2779 | 6231.5899 | 73.0296 | 127.0394
1 | 7000 | 707 | 0.035 | 15 | 15 | 7 | 2.3714e-11 | 0 | CO2 | Porous | Wet | R245fa | MinimizeLCOE_Brownfield | IgnoreSilica | 152.9982 | 41.1071 | 7.3039 | 4 | 3398.7547 | 5879.5407 | 69.2882 | 119.8624 | 182.5821 | 22.8457 | 23949899296.6835 | 11030214.335 | 0 | 5091917.4972 | 0 | 0 | 0 | 3922621.7722 | 7817453.9057 | 20339411.4824 | 13882066.2699 | 62083685.2624 | 3144235.0165 | 34069368.3502 | 34069368.3502 | 25261752.1078 | 13146991.7455 | 0 | 99297288.6292 | 171775400.8327 | 23713.7371 | 29.2158 | 3398.7547 | 5879.5407 | 69.2882 | 119.8624
1 | 7000 | 707 | 0.035 | 15 | 15 | 7 | 3.1623e-11 | 0 | CO2 | Porous | Wet | R245fa | MinimizeLCOE_Brownfield | IgnoreSilica | 158.9297 | 42.871 | 7.6787 | 4 | 3262.0887 | 5621.8149 | 66.5021 | 114.6083 | 182.0002 | 22.54 | 24044028011.6912 | 11280138.6806 | 0 | 5249239.2365 | 0 | 0 | 0 | 3804842.0186 | 7930345.7749 | 20633132.9687 | 14082537.2196 | 62980235.8988 | 3144235.0165 | 34069368.3502 | 34069368.3502 | 25261752.1078 | 13146991.7455 | 0 | 100193839.2655 | 172671951.4691 | 31622.7766 | 30.7146 | 3262.0887 | 5621.8149 | 66.5021 | 114.6083
1 | 7000 | 707 | 0.035 | 15 | 15 | 7 | 4.217e-11 | 0 | CO2 | Porous | Wet | R245fa | MinimizeLCOE_Brownfield | IgnoreSilica | 163.5124 | 44.2431 | 7.9743 | 4 | 3160.1938 | 5432.4242 | 64.4248 | 110.7473 | 181.5155 | 22.2943 | 24089897956.5769 | 11466335.2428 | 0 | 5369981.3331 | 0 | 0 | 0 | 3694190.3531 | 8006897.7023 | 20832305.3809 | 14218476.4835 | 63588186.4958 | 3144235.0165 | 34069368.3502 | 34069368.3502 | 25261752.1078 | 13146991.7455 | 0 | 100801789.8625 | 173279902.066 | 42169.6503 | 31.8973 | 3160.1938 | 5432.4242 | 64.4248 | 110.7473
1 | 7000 | 707 | 0.035 | 15 | 15 | 7 | 5.6234e-11 | 0 | CO2 | Porous | Wet | R245fa | MinimizeLCOE_Brownfield | IgnoreSilica | 167.0271 | 45.3009 | 8.2046 | 4 | 3084.1312 | 5292.5909 | 62.8742 | 107.8966 | 181.1226 | 22.1002 | 24104252855.6412 | 11605000.7771 | 0 | 5462128.8741 | 0 | 0 | 0 | 3597190.7818 | 8059084.9689 | 20968085.9434 | 14311149.5075 | 64002640.8529 | 3144235.0165 | 34069368.3502 | 34069368.3502 | 25261752.1078 | 13146991.7455 | 0 | 101216244.2196 | 173694356.4231 | 56234.1325 | 32.8184 | 3084.1312 | 5292.5909 | 62.8742 | 107.8966
1 | 7000 | 707 | 0.035 | 15 | 15 | 7 | 7.4989e-11 | 0 | CO2 | Porous | Wet | R245fa | MinimizeLCOE_Brownfield | IgnoreSilica | 169.6996 | 46.1087 | 8.382 | 4 | 3027.291 | 5189.0157 | 61.7154 | 105.7851 | 180.8114 | 21.9493 | 24104811580.2757 | 11707992.7509 | 0 | 5531934.8488 | 0 | 0 | 0 | 3515601.9061 | 8094656.5073 | 21060635.7895 | 14374316.6792 | 64285138.4818 | 3144235.0165 | 34069368.3502 | 34069368.3502 | 25261752.1078 | 13146991.7455 | 0 | 101498741.8485 | 173976854.052 | 74989.4209 | 33.5279 | 3027.291 | 5189.0157 | 61.7154 | 105.7851
1 | 7000 | 707 | 0.035 | 15 | 15 | 7 | 1e-10 | 0 | CO2 | Porous | Wet | R245fa | MinimizeLCOE_Brownfield | IgnoreSilica | 171.7265 | 46.7233 | 8.5177 | 4 | 2984.7787 | 5112.0541 | 60.8488 | 104.2161 | 180.5682 | 21.8329 | 24097366534.8613 | 11784677.6352 | 0 | 5584729.343 | 0 | 0 | 0 | 3449161.2456 | 8119241.6073 | 21124601.1767 | 14417974.3702 | 64480385.378 | 3144235.0165 | 34069368.3502 | 34069368.3502 | 25261752.1078 | 13146991.7455 | 0 | 101693988.7448 | 174172100.9483 | 100000 | 34.0709 | 2984.7787 | 5112.0541 | 60.8488 | 104.2161
1 | 7000 | 707 | 0.035 | 15 | 15 | 7 | 1.3335e-10 | 0 | CO2 | Porous | Wet | R245fa | MinimizeLCOE_Brownfield | IgnoreSilica | 173.254 | 47.1877 | 8.6209 | 4 | 2952.9611 | 5054.7697 | 60.2001 | 103.0483 | 180.3806 | 21.7441 | 24089397231.7113 | 11841648.6865 | 0 | 5624434.7095 | 0 | 0 | 0 | 3396072.1483 | 8136240.6623 | 21168829.2308 | 14448160.926 | 64615386.3634 | 3144235.0165 | 34069368.3502 | 34069368.3502 | 25261752.1078 | 13146991.7455 | 0 | 101828989.7301 | 174307101.9337 | 133352.1432 | 34.4837 | 2952.9611 | 5054.7697 | 60.2001 | 103.0483
1 | 7000 | 707 | 0.035 | 15 | 15 | 7 | 1.7783e-10 | 0 | CO2 | Porous | Wet | R245fa | MinimizeLCOE_Brownfield | IgnoreSilica | 174.4138 | 47.5407 | 8.6994 | 4 | 2929.1358 | 5011.9935 | 59.7144 | 102.1763 | 180.2358 | 21.676 | 24076874316.9068 | 11884434.4797 | 0 | 5654536.3354 | 0 | 0 | 0 | 3354641.6221 | 8148508.8505 | 21200748.54 | 14469946.5103 | 64712816.3379 | 3144235.0165 | 34069368.3502 | 34069368.3502 | 25261752.1078 | 13146991.7455 | 0 | 101926419.7047 | 174404531.9082 | 177827.941 | 34.7974 | 2929.1358 | 5011.9935 | 59.7144 | 102.1763
1 | 7000 | 707 | 0.035 | 15 | 15 | 7 | 2.3714e-10 | 0 | CO2 | Porous | Wet | R245fa | MinimizeLCOE_Brownfield | IgnoreSilica | 175.2755 | 47.8038 | 8.7584 | 4 | 2911.2883 | 4980.1103 | 59.3506 | 101.5263 | 180.1267 | 21.6251 | 24071653036.9807 | 11915953.2528 | 0 | 5676875.0958 | 0 | 0 | 0 | 3322175.7969 | 8156851.6168 | 21222454.7065 | 14484761.415 | 64779071.8838 | 3144235.0165 | 34069368.3502 | 34069368.3502 | 25261752.1078 | 13146991.7455 | 0 | 101992675.2505 | 174470787.4541 | 237137.3706 | 35.0335 | 2911.2883 | 4980.1103 | 59.3506 | 101.5263
1 | 7000 | 707 | 0.035 | 15 | 15 | 7 | 3.1623e-10 | 0 | CO2 | Porous | Wet | R245fa | MinimizeLCOE_Brownfield | IgnoreSilica | 175.9406 | 48.0064 | 8.8033 | 4 | 2897.9152 | 4956.1769 | 59.0779 | 101.0384 | 180.0419 | 21.5855 | 24058437065.247 | 11940129.2815 | 0 | 5694102.1491 | 0 | 0 | 0 | 3297684.1669 | 8163447.083 | 21239614.7568 | 14496473.502 | 64831450.9394 | 3144235.0165 | 34069368.3502 | 34069368.3502 | 25261752.1078 | 13146991.7455 | 0 | 102045054.3062 | 174523166.5097 | 316227.766 | 35.2133 | 2897.9152 | 4956.1769 | 59.0779 | 101.0384
1 | 7000 | 707 | 0.035 | 15 | 15 | 7 | 4.217e-10 | 0 | CO2 | Porous | Wet | R245fa | MinimizeLCOE_Brownfield | IgnoreSilica | 176.4204 | 48.1535 | 8.8367 | 4 | 2887.8927 | 4938.3831 | 58.8736 | 100.6756 | 179.9801 | 21.5569 | 24058002528.6882 | 11957476.1921 | 0 | 5706519.2532 | 0 | 0 | 0 | 3278407.3478 | 8167537.0893 | 21250256.1142 | 14503736.447 | 64863932.4437 | 3144235.0165 | 34069368.3502 | 34069368.3502 | 25261752.1078 | 13146991.7455 | 0 | 102077535.8104 | 174555648.0139 | 421696.5034 | 35.3467 | 2887.8927 | 4938.3831 | 58.8736 | 100.6756
1 | 7000 | 707 | 0.035 | 15 | 15 | 7 | 5.6234e-10 | 0 | CO2 | Porous | Wet | R245fa | MinimizeLCOE_Brownfield | IgnoreSilica | 176.7908 | 48.2667 | 8.862 | 4 | 2880.3801 | 4925.0056 | 58.7204 | 100.4029 | 179.9323 | 21.5347 | 24052368687.5294 | 11970825.542 | 0 | 5716103.088 | 0 | 0 | 0 | 3264028.7339 | 8170873.3719 | 21258936.4372 | 14509660.9458 | 64890428.1189 | 3144235.0165 | 34069368.3502 | 34069368.3502 | 25261752.1078 | 13146991.7455 | 0 | 102104031.4856 | 174582143.6892 | 562341.3252 | 35.4481 | 2880.3801 | 4925.0056 | 58.7204 | 100.4029
1 | 7000 | 707 | 0.035 | 15 | 15 | 7 | 7.4989e-10 | 0 | CO2 | Porous | Wet | R245fa | MinimizeLCOE_Brownfield | IgnoreSilica | 175.405 | 47.9224 | 8.8407 | 4 | 2874.6326 | 4924.1976 | 58.6033 | 100.3864 | 180.0961 | 21.613 | 24044520178.9014 | 11919521.6809 | 0 | 5680229.6949 | 0 | 0 | 0 | 3206136.9145 | 8114296.4332 | 21111734.8481 | 14409192.8366 | 64441112.4081 | 3144235.0165 | 34069368.3502 | 34069368.3502 | 25261752.1078 | 13146991.7455 | 0 | 101654715.7749 | 174132827.9784 | 749894.2093 | 35.3627 | 2874.6326 | 4924.1976 | 58.6033 | 100.3864
1 | 7000 | 707 | 0.035 | 15 | 15 | 7 | 1e-09 | 0 | CO2 | Porous | Wet | R245fa | MinimizeLCOE_Brownfield | IgnoreSilica | 176.728 | 48.2749 | 8.8824 | 4 | 2870.2321 | 4910.1686 | 58.5136 | 100.1004 | 179.9318 | 21.5344 | 24047980440.9063 | 11967710.2215 | 0 | 5714478.6284 | 0 | 0 | 0 | 3228134.796 | 8155026.2219 | 21217705.4034 | 14481519.9181 | 64764575.1892 | 3144235.0165 | 34069368.3502 | 34069368.3502 | 25261752.1078 | 13146991.7455 | 0 | 101978178.556 | 174456290.7595 | 1000000 | 35.5296 | 2870.2321 | 4910.1686 | 58.5136 | 100.1004
1 | 7000 | 707 | 0.035 | 15 | 15 | 7 | 1.3335e-09 | 0 | CO2 | Porous | Wet | R245fa | MinimizeLCOE_Brownfield | IgnoreSilica | 177.4487 | 48.4688 | 8.9068 | 4 | 2867.046 | 4901.3966 | 58.4486 | 99.9216 | 179.841 | 21.4912 | 24034668291.3603 | 11993729.9313 | 0 | 5733113.6306 | 0 | 0 | 0 | 3237234.4092 | 8175990.4087 | 21272249.9173 | 14518747.6696 | 64931065.9668 | 3144235.0165 | 34069368.3502 | 34069368.3502 | 25261752.1078 | 13146991.7455 | 0 | 102144669.3335 | 174622781.5371 | 1333521.4322 | 35.6271 | 2867.046 | 4901.3966 | 58.4486 | 99.9216
1 | 7000 | 707 | 0.035 | 15 | 15 | 7 | 1.7783e-09 | 0 | CO2 | Porous | Wet | R245fa | MinimizeLCOE_Brownfield | IgnoreSilica | 177.5607 | 48.5034 | 8.9147 | 4 | 2864.6739 | 4897.2132 | 58.4003 | 99.8363 | 179.8264 | 21.4845 | 24035406446.3286 | 11997737.6275 | 0 | 5736009.7975 | 0 | 0 | 0 | 3232410.6964 | 8176801.6673 | 21274360.6458 | 14520188.2851 | 64937508.7196 | 3144235.0165 | 34069368.3502 | 34069368.3502 | 25261752.1078 | 13146991.7455 | 0 | 102151112.0864 | 174629224.2899 | 1778279.41 | 35.6589 | 2864.6739 | 4897.2132 | 58.4003 | 99.8363
1 | 7000 | 707 | 0.035 | 15 | 15 | 7 | 2.3714e-09 | 0 | CO2 | Porous | Wet | R245fa | MinimizeLCOE_Brownfield | IgnoreSilica | 177.6534 | 48.5315 | 8.9209 | 4 | 2862.8952 | 4894.0305 | 58.364 | 99.7714 | 179.8143 | 21.4789 | 24031676008.4019 | 12001049.1391 | 0 | 5738403.048 | 0 | 0 | 0 | 3229013.1308 | 8177701.474 | 21276701.7581 | 14521786.1424 | 64944654.6925 | 3144235.0165 | 34069368.3502 | 34069368.3502 | 25261752.1078 | 13146991.7455 | 0 | 102158258.0593 | 174636370.2628 | 2371373.7057 | 35.6835 | 2862.8952 | 4894.0305 | 58.364 | 99.7714
1 | 7000 | 707 | 0.035 | 15 | 15 | 7 | 3.1623e-09 | 0 | CO2 | Porous | Wet | R245fa | MinimizeLCOE_Brownfield | IgnoreSilica | 177.7117 | 48.5497 | 8.9252 | 4 | 2861.5615 | 4891.7054 | 58.3368 | 99.724 | 179.8066 | 21.4754 | 24034424223.3677 | 12003131.2699 | 0 | 5739910.6677 | 0 | 0 | 0 | 3226157.8969 | 8177987.9355 | 21277447.0721 | 14522294.8346 | 64946929.6768 | 3144235.0165 | 34069368.3502 | 34069368.3502 | 25261752.1078 | 13146991.7455 | 0 | 102160533.0435 | 174638645.247 | 3162277.6602 | 35.701 | 2861.5615 | 4891.7054 | 58.3368 | 99.724
1 | 7000 | 707 | 0.035 | 15 | 15 | 7 | 4.217e-09 | 0 | CO2 | Porous | Wet | R245fa | MinimizeLCOE_Brownfield | IgnoreSilica | 177.7628 | 48.5653 | 8.9287 | 4 | 2860.5615 | 4889.922 | 58.3164 | 99.6877 | 179.7999 | 21.4724 | 24032807995.4803 | 12004956.5894 | 0 | 5741231.3205 | 0 | 0 | 0 | 3224211.7956 | 8178455.8851 | 21278664.5811 | 14523125.8095 | 64950645.9812 | 3144235.0165 | 34069368.3502 | 34069368.3502 | 25261752.1078 | 13146991.7455 | 0 | 102164249.348 | 174642361.5515 | 4216965.0343 | 35.7148 | 2860.5615 | 4889.922 | 58.3164 | 99.6877
1 | 7000 | 707 | 0.035 | 15 | 15 | 7 | 5.6234e-09 | 0 | CO2 | Porous | Wet | R245fa | MinimizeLCOE_Brownfield | IgnoreSilica | 177.7971 | 48.5759 | 8.9312 | 4 | 2859.8116 | 4888.6071 | 58.3011 | 99.6609 | 179.7954 | 21.4703 | 24033626883.269 | 12006178.809 | 0 | 5742116.6508 | 0 | 0 | 0 | 3222640.4424 | 8178665.0019 | 21279208.66 | 14523497.1545 | 64952306.7187 | 3144235.0165 | 34069368.3502 | 34069368.3502 | 25261752.1078 | 13146991.7455 | 0 | 102165910.0854 | 174644022.289 | 5623413.2519 | 35.7247 | 2859.8116 | 4888.6071 | 58.3011 | 99.6609
1 | 7000 | 707 | 0.035 | 15 | 15 | 7 | 7.4989e-09 | 0 | CO2 | Porous | Wet | R245fa | MinimizeLCOE_Brownfield | IgnoreSilica | 177.8313 | 48.5861 | 8.9332 | 4 | 2859.2492 | 4887.5744 | 58.2897 | 99.6398 | 179.791 | 21.4682 | 24037362731.8226 | 12007403.0875 | 0 | 5743001.9471 | 0 | 0 | 0 | 3221692.1662 | 8179117.9083 | 21280387.0296 | 14524301.416 | 64955903.5547 | 3144235.0165 | 34069368.3502 | 34069368.3502 | 25261752.1078 | 13146991.7455 | 0 | 102169506.9214 | 174647619.125 | 7498942.0933 | 35.733 | 2859.2492 | 4887.5744 | 58.2897 | 99.6398
1 | 7000 | 707 | 0.035 | 15 | 15 | 7 | 1e-08 | 0 | CO2 | Porous | Wet | R245fa | MinimizeLCOE_Brownfield | IgnoreSilica | 177.8554 | 48.5933 | 8.9348 | 4 | 2858.8275 | 4886.809 | 58.2811 | 99.6242 | 179.7878 | 21.4668 | 24028013853.7682 | 12008262.8299 | 0 | 5743624.0268 | 0 | 0 | 0 | 3220936.6342 | 8179401.1615 | 21281123.9962 | 14524804.4108 | 64958153.0595 | 3144235.0165 | 34069368.3502 | 34069368.3502 | 25261752.1078 | 13146991.7455 | 0 | 102171756.4262 | 174649868.6297 | 10000000 | 35.739 | 2858.8275 | 4886.809 | 58.2811 | 99.6242

## Water (R245fa)
Time [year] | Depth [m] | Res Length [m] | Temp Gradient [C/m] | Temp Surface Air [C] | Temp Surface Rock [C] | dT Approach [C] | Transmissivity [m^3] | Config Number [-] | Fluid | Reservoir | Cooling Wet/Dry | orcFluid | Method | Silica? | mass flow [kg/s] | Reservoir Heat [MWth] | Electric Power I-P Pair [MWe] | N_IP_Multiplier | SpCC (Brownfield) [$/kWe] | SpCC (Greenfield) [$/kWe] | LCOE (Brownfield) [$/MWh] | LCOE (Greenfield) [$/MWh] | Temp Production [C] | dP Surface [Mpa] | dW/dmdot [MW/(kg/s)] | C_T_G_N | C_pump_orc_N | C_coolingTowers_N | C_heatExchanger_N | C_recuperator_N | C_pump_prod_N | C_pump_inj_N | C_plant_otherEquipment_N | C_plant_installation_N | C_plant_indirectContingency_N | C_surfacePlant_N | C_gatheringSystem_N | C_wells_production_N | C_wells_injection_N | C_wellfield_N | C_exploration_N | C_stimulation_N | CapitalCost_N (Brownfield) | CapitalCost_N (Greenfield) | Trans [mD-m] | Electric Power 5-spot [MW] | Sp CC (Brownfield) [$/kWe] | Sp CC (Greenfield) [$/kWe] | LCOE (Brownfield) [$/MWh] | LCOE (Greenfield) [$/MWh]
1 | 1000 | 707 | 0.035 | 15 | 15 | 7 | 1e-13 | 0 | Water | Porous | Wet | R245fa | MinimizeLCOE_Brownfield | IgnoreSilica | 0 | 0 | 0 | 0 | [5 empty] | 0 | 0 | 0 | 0 | 0 | 0 | 0 | 0 | 0 | 0 | 0 | 0 | 0 | 0 | 0 | 0 | 0 | 0 | 0 | 0 | 0 | 100 | 0
1 | 1000 | 707 | 0.035 | 15 | 15 | 7 | 1.3335e-13 | 0 | Water | Porous | Wet | R245fa | MinimizeLCOE_Brownfield | IgnoreSilica | 0 | 0 | 0 | 0 | [5 empty] | 0 | 0 | 0 | 0 | 0 | 0 | 0 | 0 | 0 | 0 | 0 | 0 | 0 | 0 | 0 | 0 | 0 | 0 | 0 | 0 | 0 | 133.3521 | 0
1 | 1000 | 707 | 0.035 | 15 | 15 | 7 | 1.7783e-13 | 0 | Water | Porous | Wet | R245fa | MinimizeLCOE_Brownfield | IgnoreSilica | 0 | 0 | 0 | 0 | [5 empty] | 0 | 0 | 0 | 0 | 0 | 0 | 0 | 0 | 0 | 0 | 0 | 0 | 0 | 0 | 0 | 0 | 0 | 0 | 0 | 0 | 0 | 177.8279 | 0
1 | 1000 | 707 | 0.035 | 15 | 15 | 7 | 2.3714e-13 | 0 | Water | Porous | Wet | R245fa | MinimizeLCOE_Brownfield | IgnoreSilica | 0 | 0 | 0 | 0 | [5 empty] | 0 | 0 | 0 | 0 | 0 | 0 | 0 | 0 | 0 | 0 | 0 | 0 | 0 | 0 | 0 | 0 | 0 | 0 | 0 | 0 | 0 | 237.1374 | 0
1 | 1000 | 707 | 0.035 | 15 | 15 | 7 | 3.1623e-13 | 0 | Water | Porous | Wet | R245fa | MinimizeLCOE_Brownfield | IgnoreSilica | 0 | 0 | 0 | 0 | [5 empty] | 0 | 0 | 0 | 0 | 0 | 0 | 0 | 0 | 0 | 0 | 0 | 0 | 0 | 0 | 0 | 0 | 0 | 0 | 0 | 0 | 0 | 316.2278 | 0
1 | 1000 | 707 | 0.035 | 15 | 15 | 7 | 4.217e-13 | 0 | Water | Porous | Wet | R245fa | MinimizeLCOE_Brownfield | IgnoreSilica | 0 | 0 | 0 | 0 | [5 empty] | 0 | 0 | 0 | 0 | 0 | 0 | 0 | 0 | 0 | 0 | 0 | 0 | 0 | 0 | 0 | 0 | 0 | 0 | 0 | 0 | 0 | 421.6965 | 0
1 | 1000 | 707 | 0.035 | 15 | 15 | 7 | 5.6234e-13 | 0 | Water | Porous | Wet | R245fa | MinimizeLCOE_Brownfield | IgnoreSilica | 0 | 0 | 0 | 0 | [5 empty] | 0 | 0 | 0 | 0 | 0 | 0 | 0 | 0 | 0 | 0 | 0 | 0 | 0 | 0 | 0 | 0 | 0 | 0 | 0 | 0 | 0 | 562.3413 | 0
1 | 1000 | 707 | 0.035 | 15 | 15 | 7 | 7.4989e-13 | 0 | Water | Porous | Wet | R245fa | MinimizeLCOE_Brownfield | IgnoreSilica | 0 | 0 | 0 | 0 | [5 empty] | 0 | 0 | 0 | 0 | 0 | 0 | 0 | 0 | 0 | 0 | 0 | 0 | 0 | 0 | 0 | 0 | 0 | 0 | 0 | 0 | 0 | 749.8942 | 0
1 | 1000 | 707 | 0.035 | 15 | 15 | 7 | 1e-12 | 0 | Water | Porous | Wet | R245fa | MinimizeLCOE_Brownfield | IgnoreSilica | 0 | 0 | 0 | 0 | [5 empty] | 0 | 0 | 0 | 0 | 0 | 0 | 0 | 0 | 0 | 0 | 0 | 0 | 0 | 0 | 0 | 0 | 0 | 0 | 0 | 0 | 0 | 1000 | 0
1 | 1000 | 707 | 0.035 | 15 | 15 | 7 | 1.3335e-12 | 0 | Water | Porous | Wet | R245fa | MinimizeLCOE_Brownfield | IgnoreSilica | 0 | 0 | 0 | 0 | [5 empty] | 0 | 0 | 0 | 0 | 0 | 0 | 0 | 0 | 0 | 0 | 0 | 0 | 0 | 0 | 0 | 0 | 0 | 0 | 0 | 0 | 0 | 1333.5214 | 0
1 | 1000 | 707 | 0.035 | 15 | 15 | 7 | 1.7783e-12 | 0 | Water | Porous | Wet | R245fa | MinimizeLCOE_Brownfield | IgnoreSilica | 0 | 0 | 0 | 0 | [5 empty] | 0 | 0 | 0 | 0 | 0 | 0 | 0 | 0 | 0 | 0 | 0 | 0 | 0 | 0 | 0 | 0 | 0 | 0 | 0 | 0 | 0 | 1778.2794 | 0
1 | 1000 | 707 | 0.035 | 15 | 15 | 7 | 2.3714e-12 | 0 | Water | Porous | Wet | R245fa | MinimizeLCOE_Brownfield | IgnoreSilica | 0 | 0 | 0 | 0 | [5 empty] | 0 | 0 | 0 | 0 | 0 | 0 | 0 | 0 | 0 | 0 | 0 | 0 | 0 | 0 | 0 | 0 | 0 | 0 | 0 | 0 | 0 | 2371.3737 | 0
1 | 1000 | 707 | 0.035 | 15 | 15 | 7 | 3.1623e-12 | 0 | Water | Porous | Wet | R245fa | MinimizeLCOE_Brownfield | IgnoreSilica | 0 | 0 | 0 | 0 | [5 empty] | 0 | 0 | 0 | 0 | 0 | 0 | 0 | 0 | 0 | 0 | 0 | 0 | 0 | 0 | 0 | 0 | 0 | 0 | 0 | 0 | 0 | 3162.2777 | 0
1 | 1000 | 707 | 0.035 | 15 | 15 | 7 | 4.217e-12 | 0 | Water | Porous | Wet | R245fa | MinimizeLCOE_Brownfield | IgnoreSilica | 0 | 0 | 0 | 0 | [5 empty] | 0 | 0 | 0 | 0 | 0 | 0 | 0 | 0 | 0 | 0 | 0 | 0 | 0 | 0 | 0 | 0 | 0 | 0 | 0 | 0 | 0 | 4216.965 | 0
1 | 1000 | 707 | 0.035 | 15 | 15 | 7 | 5.6234e-12 | 0 | Water | Porous | Wet | R245fa | MinimizeLCOE_Brownfield | IgnoreSilica | 0 | 0 | 0 | 0 | [5 empty] | 0 | 0 | 0 | 0 | 0 | 0 | 0 | 0 | 0 | 0 | 0 | 0 | 0 | 0 | 0 | 0 | 0 | 0 | 0 | 0 | 0 | 5623.4133 | 0
1 | 1000 | 707 | 0.035 | 15 | 15 | 7 | 7.4989e-12 | 0 | Water | Porous | Wet | R245fa | MinimizeLCOE_Brownfield | IgnoreSilica | 0 | 0 | 0 | 0 | [5 empty] | 0 | 0 | 0 | 0 | 0 | 0 | 0 | 0 | 0 | 0 | 0 | 0 | 0 | 0 | 0 | 0 | 0 | 0 | 0 | 0 | 0 | 7498.9421 | 0
1 | 1000 | 707 | 0.035 | 15 | 15 | 7 | 1e-11 | 0 | Water | Porous | Wet | R245fa | MinimizeLCOE_Brownfield | IgnoreSilica | 0 | 0 | 0 | 0 | [5 empty] | 0 | 0 | 0 | 0 | 0 | 0 | 0 | 0 | 0 | 0 | 0 | 0 | 0 | 0 | 0 | 0 | 0 | 0 | 0 | 0 | 0 | 10000 | 0
1 | 1000 | 707 | 0.035 | 15 | 15 | 7 | 1.3335e-11 | 0 | Water | Porous | Wet | R245fa | MinimizeLCOE_Brownfield | IgnoreSilica | 0 | 0 | 0 | 0 | [5 empty] | 0 | 0 | 0 | 0 | 0 | 0 | 0 | 0 | 0 | 0 | 0 | 0 | 0 | 0 | 0 | 0 | 0 | 0 | 0 | 0 | 0 | 13335.2143 | 0
1 | 1000 | 707 | 0.035 | 15 | 15 | 7 | 1.7783e-11 | 0 | Water | Porous | Wet | R245fa | MinimizeLCOE_Brownfield | IgnoreSilica | 0 | 0 | 0 | 0 | [5 empty] | 0 | 0 | 0 | 0 | 0 | 0 | 0 | 0 | 0 | 0 | 0 | 0 | 0 | 0 | 0 | 0 | 0 | 0 | 0 | 0 | 0 | 17782.7941 | 0
1 | 1000 | 707 | 0.035 | 15 | 15 | 7 | 2.3714e-11 | 0 | Water | Porous | Wet | R245fa | MinimizeLCOE_Brownfield | IgnoreSilica | 0.8806 | 0.01701 | 2.8835e-05 | 4 | 56570999.0587 | 114583318.5066 | 1153276.3338 | 2335935.9332 | 45.686 | -6.1927e-07 | 3446046.0441 | 11220.6821 | 261.6314 | 13862.3083 | 32292.8504 | 24077.0464 | 11072.7442 | 0 | 36187.0325 | 94151.2356 | 64260.1529 | 287385.6839 | 3144235.0165 | 3093179.1987 | 3093179.1987 | 1478867.319 | 2118992.7493 | 0 | 6524799.8991 | 13215839.1662 | 23713.7371 | 0.00011534 | 56570999.0587 | 114583318.5066 | 1153276.3338 | 2335935.9332
1 | 1000 | 707 | 0.035 | 15 | 15 | 7 | 3.1623e-11 | 0 | Water | Porous | Wet | R245fa | MinimizeLCOE_Brownfield | IgnoreSilica | 1.2438 | 0.027246 | 9.2008e-05 | 4 | 17872774.3698 | 36053386.38 | 364360.6802 | 734997.0472 | 46.778 | -6.6583e-07 | 1799842.8291 | 15794.9038 | 375.0046 | 20189.735 | 36824.6736 | 24077.0464 | 12620.2042 | 0 | 42853.8113 | 111496.8265 | 76098.8751 | 340331.0803 | 3144235.0165 | 3093179.1987 | 3093179.1987 | 1478867.319 | 2118992.7493 | 0 | 6577745.2955 | 13268784.5626 | 31622.7766 | 0.00036803 | 17872774.3698 | 36053386.38 | 364360.6802 | 734997.0472
1 | 1000 | 707 | 0.035 | 15 | 15 | 7 | 4.217e-11 | 0 | Water | Porous | Wet | R245fa | MinimizeLCOE_Brownfield | IgnoreSilica | 1.7263 | 0.040992 | 0.00018431 | 4 | 9010540.2335 | 18086527.2634 | 183692.0503 | 368718.3221 | 47.5482 | -6.9955e-07 | 841277.0461 | 21172.8994 | 509.5839 | 27975.4404 | 42847.0514 | 24077.0464 | 14300.4078 | 0 | 51044.1474 | 132806.401 | 90643.0976 | 405376.0754 | 3144235.0165 | 3093179.1987 | 3093179.1987 | 1478867.319 | 2118992.7493 | 0 | 6642790.2906 | 13333829.5577 | 42169.6503 | 0.00073722 | 9010540.2335 | 18086527.2634 | 183692.0503 | 368718.3221
1 | 1000 | 707 | 0.035 | 15 | 15 | 7 | 5.6234e-11 | 0 | Water | Porous | Wet | R245fa | MinimizeLCOE_Brownfield | IgnoreSilica | 2.3331 | 0.058375 | 0.000313 | 4 | 5366591.9263 | 10710914.5661 | 109405.2353 | 218356.481 | 48.0787 | -7.1138e-07 | 3715900.2108 | 27219.076 | 661.8601 | 37103.3615 | 50423.0164 | 24077.0464 | 15977.8785 | 0 | 60630.2732 | 157747.5338 | 107665.9332 | 481505.9792 | 3144235.0165 | 3093179.1987 | 3093179.1987 | 1478867.319 | 2118992.7493 | 0 | 6718920.1944 | 13409959.4614 | 56234.1325 | 0.001252 | 5366591.9263 | 10710914.5661 | 109405.2353 | 218356.481
1 | 1000 | 707 | 0.035 | 15 | 15 | 7 | 7.4989e-11 | 0 | Water | Porous | Wet | R245fa | MinimizeLCOE_Brownfield | IgnoreSilica | 3.1102 | 0.080709 | 0.00048847 | 4 | 3485724.5783 | 6910246.4052 | 71061.2103 | 140874.7198 | 48.4631 | -7.1177e-07 | 8677578.9158 | 34207.5366 | 838.6743 | 48066.0259 | 60130.0773 | 24077.0464 | 17749.9907 | 0 | 72177.0469 | 187789.8706 | 128170.4454 | 573206.7141 | 3144235.0165 | 3093179.1987 | 3093179.1987 | 1478867.319 | 2118992.7493 | 0 | 6810620.9293 | 13501660.1963 | 74989.4209 | 0.0019539 | 3485724.5783 | 6910246.4052 | 71061.2103 | 140874.7198
1 | 1000 | 707 | 0.035 | 15 | 15 | 7 | 1e-10 | 0 | Water | Porous | Wet | R245fa | MinimizeLCOE_Brownfield | IgnoreSilica | 4.1554 | 0.11079 | 0.00072517 | 4 | 2388222.6714 | 4694923.7306 | 48687.1495 | 95712.3706 | 48.7573 | -7.1446e-07 | 10405897.449 | 42721.5404 | 1054.8611 | 61916.4484 | 73185.3469 | 24077.0464 | 19853.2773 | 0 | 86895.323 | 226083.8057 | 154306.843 | 690094.4921 | 3144235.0165 | 3093179.1987 | 3093179.1987 | 1478867.319 | 2118992.7493 | 0 | 6927508.7073 | 13618547.9744 | 100000 | 0.0029007 | 2388222.6714 | 4694923.7306 | 48687.1495 | 95712.3706
1 | 1000 | 707 | 0.035 | 15 | 15 | 7 | 1.3335e-10 | 0 | Water | Porous | Wet | R245fa | MinimizeLCOE_Brownfield | IgnoreSilica | 5.4802 | 0.14896 | 0.0010409 | 4 | 1697636.7266 | 3304733.2264 | 34608.6209 | 67371.4568 | 48.9708 | -7.0683e-07 | 15721352.0947 | 52537.0886 | 1304.8129 | 78445.2075 | 89732.9328 | 24077.0464 | 22070.5739 | 0 | 104585.3883 | 272109.7268 | 185720.4799 | 830583.2572 | 3144235.0165 | 3093179.1987 | 3093179.1987 | 1478867.319 | 2118992.7493 | 0 | 7067997.4723 | 13759036.7394 | 133352.1432 | 0.0041634 | 1697636.7266 | 3304733.2264 | 34608.6209 | 67371.4568
1 | 1000 | 707 | 0.035 | 15 | 15 | 7 | 1.7783e-10 | 0 | Water | Porous | Wet | R245fa | MinimizeLCOE_Brownfield | IgnoreSilica | 7.1735 | 0.19771 | 0.0014574 | 4 | 1241799.2426 | 2389589.6459 | 25315.7572 | 48715.0171 | 49.1275 | -6.943e-07 | 20914869.8685 | 63993.1975 | 1597.1947 | 98374.1793 | 110867.7788 | 24077.0464 | 24489.753 | 0 | 126125.6684 | 328153.1172 | 223971.2453 | 1001649.1806 | 3144235.0165 | 3093179.1987 | 3093179.1987 | 1478867.319 | 2118992.7493 | 0 | 7239063.3958 | 13930102.6628 | 177827.941 | 0.0058295 | 1241799.2426 | 2389589.6459 | 25315.7572 | 48715.0171
1 | 1000 | 707 | 0.035 | 15 | 15 | 7 | 2.3714e-10 | 0 | Water | Porous | Wet | R245fa | MinimizeLCOE_Brownfield | IgnoreSilica | 9.2197 | 0.25633 | 0.0019913 | 4 | 933540.7583 | 1773591.9209 | 19031.4911 | 36157.0703 | 49.2273 | -6.6934e-07 | 25730327.2388 | 76643.0434 | 1920.4887 | 121081.1147 | 136316.4292 | 24077.0464 | 26844.3779 | 0 | 150884.1751 | 392569.6729 | 267936.8683 | 1198273.2164 | 3144235.0165 | 3093179.1987 | 3093179.1987 | 1478867.319 | 2118992.7493 | 0 | 7435687.4315 | 14126726.6986 | 237137.3706 | 0.007965 | 933540.7583 | 1773591.9209 | 19031.4911 | 36157.0703
1 | 1000 | 707 | 0.035 | 15 | 15 | 7 | 3.1623e-10 | 0 | Water | Porous | Wet | R245fa | MinimizeLCOE_Brownfield | IgnoreSilica | 13.7 | 0.38592 | 0.0027336 | 4 | 718623.6369 | 1330553.889 | 14650.1148 | 27125.1407 | 49.3783 | -7.7232e-07 | 32413167.728 | 101878.0706 | 2567.1947 | 167948.746 | 192405.0685 | 24077.0464 | 34246.7874 | 0 | 204017.9363 | 530812.8204 | 362290.657 | 1620244.3272 | 3144235.0165 | 3093179.1987 | 3093179.1987 | 1478867.319 | 2118992.7493 | 0 | 7857658.5424 | 14548697.8095 | 316227.766 | 0.010934 | 718623.6369 | 1330553.889 | 14650.1148 | 27125.1407
1 | 1000 | 707 | 0.035 | 15 | 15 | 7 | 4.217e-10 | 0 | Water | Porous | Wet | R245fa | MinimizeLCOE_Brownfield | IgnoreSilica | 15.5682 | 0.43981 | 0.0036301 | 4 | 552037.2031 | 1012839.5422 | 11254.0251 | 20648.104 | 49.4119 | -6.4914e-07 | 41318028.0144 | 111561.3291 | 2815.5796 | 186458.6804 | 215748.0417 | 24077.0464 | 33523.0958 | 0 | 223931.6714 | 582624.2744 | 397653.039 | 1778392.7577 | 3144235.0165 | 3093179.1987 | 3093179.1987 | 1478867.319 | 2118992.7493 | 0 | 8015806.9729 | 14706846.24 | 421696.5034 | 0.01452 | 552037.2031 | 1012839.5422 | 11254.0251 | 20648.104
1 | 1000 | 707 | 0.035 | 15 | 15 | 7 | 5.6234e-10 | 0 | Water | Porous | Wet | R245fa | MinimizeLCOE_Brownfield | IgnoreSilica | 19.5487 | 0.55462 | 0.0047507 | 4 | 439884.9027 | 791992.1279 | 8967.6487 | 16145.8308 | 49.4615 | -6.2319e-07 | 50310045.919 | 131059.7112 | 3316.0517 | 224464.4547 | 265476.1398 | 24077.0464 | 36616.927 | 0 | 267154.029 | 695079.9826 | 474406.3706 | 2121650.7131 | 3144235.0165 | 3093179.1987 | 3093179.1987 | 1478867.319 | 2118992.7493 | 0 | 8359064.9283 | 15050104.1953 | 562341.3252 | 0.019003 | 439884.9027 | 791992.1279 | 8967.6487 | 16145.8308
1 | 1000 | 707 | 0.035 | 15 | 15 | 7 | 7.4989e-10 | 0 | Water | Porous | Wet | R245fa | MinimizeLCOE_Brownfield | IgnoreSilica | 24.0117 | 0.68337 | 0.0060809 | 4 | 358986.431 | 634069.3327 | 7318.424 | 12926.361 | 49.4978 | -5.9227e-07 | 59831049.472 | 151510.3731 | 3841.3109 | 265252.8276 | 321236.9838 | 24077.0464 | 39463.0193 | 0 | 314098.8088 | 817220.6701 | 557769.8995 | 2494470.9395 | 3144235.0165 | 3093179.1987 | 3093179.1987 | 1478867.319 | 2118992.7493 | 0 | 8731885.1547 | 15422924.4218 | 749894.2093 | 0.024324 | 358986.431 | 634069.3327 | 7318.424 | 12926.361
1 | 1000 | 707 | 0.035 | 15 | 15 | 7 | 1e-09 | 0 | Water | Porous | Wet | R245fa | MinimizeLCOE_Brownfield | IgnoreSilica | 28.7056 | 0.8188 | 0.0075793 | 4 | 300588.3367 | 521288.4831 | 6127.8998 | 10627.1708 | 49.5242 | -5.5655e-07 | 70018647.388 | 171792.9923 | 4362.4834 | 306526.6208 | 379889.1523 | 24077.0464 | 41794.1539 | 0 | 362092.5551 | 942090.553 | 642996.1605 | 2875621.7176 | 3144235.0165 | 3093179.1987 | 3093179.1987 | 1478867.319 | 2118992.7493 | 0 | 9113035.9328 | 15804075.1999 | 1000000 | 0.030317 | 300588.3367 | 521288.4831 | 6127.8998 | 10627.1708
1 | 1000 | 707 | 0.035 | 15 | 15 | 7 | 1.3335e-09 | 0 | Water | Porous | Wet | R245fa | MinimizeLCOE_Brownfield | IgnoreSilica | 33.3855 | 0.95385 | 0.0091735 | 4 | 258461.5205 | 440808.1117 | 5269.0877 | 8986.4696 | 49.5435 | -5.1916e-07 | 79619139.3637 | 191028.4266 | 4856.8838 | 346341.7549 | 438374.6967 | 24077.0464 | 43537.5489 | 0 | 408804.3794 | 1063625.1378 | 725946.0118 | 3246591.8863 | 3144235.0165 | 3093179.1987 | 3093179.1987 | 1478867.319 | 2118992.7493 | 0 | 9484006.1015 | 16175045.3685 | 1333521.4322 | 0.036694 | 258461.5205 | 440808.1117 | 5269.0877 | 8986.4696
1 | 1000 | 707 | 0.035 | 15 | 15 | 7 | 1.7783e-09 | 0 | Water | Porous | Wet | R245fa | MinimizeLCOE_Brownfield | IgnoreSilica | 37.7239 | 1.0791 | 0.010765 | 4 | 228079.2236 | 383473.2057 | 4649.7035 | 7817.62 | 49.5574 | -4.8104e-07 | 88992334.4805 | 208139.8285 | 5296.7601 | 382259.1147 | 492600.945 | 24077.0464 | 44569.3545 | 0 | 451207.7892 | 1173950.112 | 801245.0737 | 3583346.0241 | 3144235.0165 | 3093179.1987 | 3093179.1987 | 1478867.319 | 2118992.7493 | 0 | 9820760.2393 | 16511799.5064 | 1778279.41 | 0.043059 | 228079.2236 | 383473.2057 | 4649.7035 | 7817.62
1 | 1000 | 707 | 0.035 | 15 | 15 | 7 | 2.3714e-09 | 0 | Water | Porous | Wet | R245fa | MinimizeLCOE_Brownfield | IgnoreSilica | 41.5755 | 1.1903 | 0.012267 | 4 | 206137.1981 | 342500.5271 | 4202.3856 | 6982.3365 | 49.5675 | -4.4543e-07 | 97160883.6734 | 222837.6465 | 5674.6208 | 413456.3699 | 540748.668 | 24077.0464 | 45047.1361 | 0 | 488218.1802 | 1270243.5576 | 866967.329 | 3877270.5546 | 3144235.0165 | 3093179.1987 | 3093179.1987 | 1478867.319 | 2118992.7493 | 0 | 10114684.7698 | 16805724.0369 | 2371373.7057 | 0.049068 | 206137.1981 | 342500.5271 | 4202.3856 | 6982.3365
1 | 1000 | 707 | 0.035 | 15 | 15 | 7 | 3.1623e-09 | 0 | Water | Porous | Wet | R245fa | MinimizeLCOE_Brownfield | IgnoreSilica | 44.8204 | 1.284 | 0.013613 | 4 | 190241.6396 | 313124.74 | 3878.3331 | 6383.4714 | 49.5748 | -4.1322e-07 | 104393386.3985 | 234903.2019 | 5984.8188 | 439290.9526 | 581315.1312 | 24077.0464 | 45068.1492 | 0 | 518949.327 | 1350199.6978 | 921539.0375 | 4121327.3624 | 3144235.0165 | 3093179.1987 | 3093179.1987 | 1478867.319 | 2118992.7493 | 0 | 10358741.5776 | 17049780.8446 | 3162277.6602 | 0.05445 | 190241.6396 | 313124.74 | 3878.3331 | 6383.4714
1 | 1000 | 707 | 0.035 | 15 | 15 | 7 | 4.217e-09 | 0 | Water | Porous | Wet | R245fa | MinimizeLCOE_Brownfield | IgnoreSilica | 47.4876 | 1.361 | 0.014771 | 4 | 178676.8821 | 291921.5203 | 3642.5699 | 5951.215 | 49.5801 | -3.8574e-07 | 110306527.0632 | 244624.3864 | 6234.7445 | 460246.19 | 614661.9008 | 24077.0464 | 44835.691 | 0 | 543925.184 | 1415181.7544 | 965890.6265 | 4319677.5239 | 3144235.0165 | 3093179.1987 | 3093179.1987 | 1478867.319 | 2118992.7493 | 0 | 10557091.7391 | 17248131.0061 | 4216965.0343 | 0.059085 | 178676.8821 | 291921.5203 | 3642.5699 | 5951.215
1 | 1000 | 707 | 0.035 | 15 | 15 | 7 | 5.6234e-09 | 0 | Water | Porous | Wet | R245fa | MinimizeLCOE_Brownfield | IgnoreSilica | 49.607 | 1.4222 | 0.015734 | 4 | 170222.8339 | 276537.4416 | 3470.2227 | 5637.5898 | 49.5839 | -3.6269e-07 | 115262948.8558 | 252231.6867 | 6430.3208 | 476729.0239 | 641160.4077 | 24077.0464 | 44447.5887 | 0 | 563579.6689 | 1466318.6925 | 1000792.6375 | 4475767.0731 | 3144235.0165 | 3093179.1987 | 3093179.1987 | 1478867.319 | 2118992.7493 | 0 | 10713181.2883 | 17404220.5553 | 5623413.2519 | 0.062936 | 170222.8339 | 276537.4416 | 3470.2227 | 5637.5898
1 | 1000 | 707 | 0.035 | 15 | 15 | 7 | 7.4989e-09 | 0 | Water | Porous | Wet | R245fa | MinimizeLCOE_Brownfield | IgnoreSilica | 51.2855 | 1.4706 | 0.016517 | 4 | 164013.959 | 265290.1846 | 3343.6464 | 5408.2992 | 49.5866 | -3.4425e-07 | 119053145.2927 | 258186.3004 | 6583.4049 | 489681.3019 | 662144.9073 | 24077.0464 | 44040.1592 | 0 | 579038.1169 | 1506538.403 | 1028243.4163 | 4598533.0564 | 3144235.0165 | 3093179.1987 | 3093179.1987 | 1478867.319 | 2118992.7493 | 0 | 10835947.2716 | 17526986.5387 | 7498942.0933 | 0.066067 | 164013.959 | 265290.1846 | 3343.6464 | 5408.2992
1 | 1000 | 707 | 0.035 | 15 | 15 | 7 | 1e-08 | 0 | Water | Porous | Wet | R245fa | MinimizeLCOE_Brownfield | IgnoreSilica | 52.5696 | 1.5077 | 0.017137 | 4 | 159434.8745 | 257043.3489 | 3250.2956 | 5240.1763 | 49.5886 | -3.2933e-07 | 122234586.9307 | 262701.9087 | 6699.4919 | 499532.4239 | 678198.6687 | 24077.0464 | 43619.9418 | 0 | 590783.4978 | 1537097.4749 | 1049100.6108 | 4691811.0649 | 3144235.0165 | 3093179.1987 | 3093179.1987 | 1478867.319 | 2118992.7493 | 0 | 10929225.2801 | 17620264.5472 | 10000000 | 0.06855 | 159434.8745 | 257043.3489 | 3250.2956 | 5240.1763
1 | 1100 | 707 | 0.035 | 15 | 15 | 7 | 1e-13 | 0 | Water | Porous | Wet | R245fa | MinimizeLCOE_Brownfield | IgnoreSilica | 0 | 0 | 0 | 0 | [5 empty] | 0 | 0 | 0 | 0 | 0 | 0 | 0 | 0 | 0 | 0 | 0 | 0 | 0 | 0 | 0 | 0 | 0 | 0 | 0 | 0 | 0 | 100 | 0
1 | 1100 | 707 | 0.035 | 15 | 15 | 7 | 1.3335e-13 | 0 | Water | Porous | Wet | R245fa | MinimizeLCOE_Brownfield | IgnoreSilica | 0 | 0 | 0 | 0 | [5 empty] | 0 | 0 | 0 | 0 | 0 | 0 | 0 | 0 | 0 | 0 | 0 | 0 | 0 | 0 | 0 | 0 | 0 | 0 | 0 | 0 | 0 | 133.3521 | 0
1 | 1100 | 707 | 0.035 | 15 | 15 | 7 | 1.7783e-13 | 0 | Water | Porous | Wet | R245fa | MinimizeLCOE_Brownfield | IgnoreSilica | 0 | 0 | 0 | 0 | [5 empty] | 0 | 0 | 0 | 0 | 0 | 0 | 0 | 0 | 0 | 0 | 0 | 0 | 0 | 0 | 0 | 0 | 0 | 0 | 0 | 0 | 0 | 177.8279 | 0
1 | 1100 | 707 | 0.035 | 15 | 15 | 7 | 2.3714e-13 | 0 | Water | Porous | Wet | R245fa | MinimizeLCOE_Brownfield | IgnoreSilica | 0 | 0 | 0 | 0 | [5 empty] | 0 | 0 | 0 | 0 | 0 | 0 | 0 | 0 | 0 | 0 | 0 | 0 | 0 | 0 | 0 | 0 | 0 | 0 | 0 | 0 | 0 | 237.1374 | 0
1 | 1100 | 707 | 0.035 | 15 | 15 | 7 | 3.1623e-13 | 0 | Water | Porous | Wet | R245fa | MinimizeLCOE_Brownfield | IgnoreSilica | 0 | 0 | 0 | 0 | [5 empty] | 0 | 0 | 0 | 0 | 0 | 0 | 0 | 0 | 0 | 0 | 0 | 0 | 0 | 0 | 0 | 0 | 0 | 0 | 0 | 0 | 0 | 316.2278 | 0
1 | 1100 | 707 | 0.035 | 15 | 15 | 7 | 4.217e-13 | 0 | Water | Porous | Wet | R245fa | MinimizeLCOE_Brownfield | IgnoreSilica | 0 | 0 | 0 | 0 | [5 empty] | 0 | 0 | 0 | 0 | 0 | 0 | 0 | 0 | 0 | 0 | 0 | 0 | 0 | 0 | 0 | 0 | 0 | 0 | 0 | 0 | 0 | 421.6965 | 0
1 | 1100 | 707 | 0.035 | 15 | 15 | 7 | 5.6234e-13 | 0 | Water | Porous | Wet | R245fa | MinimizeLCOE_Brownfield | IgnoreSilica | 0 | 0 | 0 | 0 | [5 empty] | 0 | 0 | 0 | 0 | 0 | 0 | 0 | 0 | 0 | 0 | 0 | 0 | 0 | 0 | 0 | 0 | 0 | 0 | 0 | 0 | 0 | 562.3413 | 0
1 | 1100 | 707 | 0.035 | 15 | 15 | 7 | 7.4989e-13 | 0 | Water | Porous | Wet | R245fa | MinimizeLCOE_Brownfield | IgnoreSilica | 0 | 0 | 0 | 0 | [5 empty] | 0 | 0 | 0 | 0 | 0 | 0 | 0 | 0 | 0 | 0 | 0 | 0 | 0 | 0 | 0 | 0 | 0 | 0 | 0 | 0 | 0 | 749.8942 | 0
1 | 1100 | 707 | 0.035 | 15 | 15 | 7 | 1e-12 | 0 | Water | Porous | Wet | R245fa | MinimizeLCOE_Brownfield | IgnoreSilica | 0 | 0 | 0 | 0 | [5 empty] | 0 | 0 | 0 | 0 | 0 | 0 | 0 | 0 | 0 | 0 | 0 | 0 | 0 | 0 | 0 | 0 | 0 | 0 | 0 | 0 | 0 | 1000 | 0
1 | 1100 | 707 | 0.035 | 15 | 15 | 7 | 1.3335e-12 | 0 | Water | Porous | Wet | R245fa | MinimizeLCOE_Brownfield | IgnoreSilica | 0 | 0 | 0 | 0 | [5 empty] | 0 | 0 | 0 | 0 | 0 | 0 | 0 | 0 | 0 | 0 | 0 | 0 | 0 | 0 | 0 | 0 | 0 | 0 | 0 | 0 | 0 | 1333.5214 | 0
1 | 1100 | 707 | 0.035 | 15 | 15 | 7 | 1.7783e-12 | 0 | Water | Porous | Wet | R245fa | MinimizeLCOE_Brownfield | IgnoreSilica | 0 | 0 | 0 | 0 | [5 empty] | 0 | 0 | 0 | 0 | 0 | 0 | 0 | 0 | 0 | 0 | 0 | 0 | 0 | 0 | 0 | 0 | 0 | 0 | 0 | 0 | 0 | 1778.2794 | 0
1 | 1100 | 707 | 0.035 | 15 | 15 | 7 | 2.3714e-12 | 0 | Water | Porous | Wet | R245fa | MinimizeLCOE_Brownfield | IgnoreSilica | 0 | 0 | 0 | 0 | [5 empty] | 0 | 0 | 0 | 0 | 0 | 0 | 0 | 0 | 0 | 0 | 0 | 0 | 0 | 0 | 0 | 0 | 0 | 0 | 0 | 0 | 0 | 2371.3737 | 0
1 | 1100 | 707 | 0.035 | 15 | 15 | 7 | 3.1623e-12 | 0 | Water | Porous | Wet | R245fa | MinimizeLCOE_Brownfield | IgnoreSilica | 0 | 0 | 0 | 0 | [5 empty] | 0 | 0 | 0 | 0 | 0 | 0 | 0 | 0 | 0 | 0 | 0 | 0 | 0 | 0 | 0 | 0 | 0 | 0 | 0 | 0 | 0 | 3162.2777 | 0
1 | 1100 | 707 | 0.035 | 15 | 15 | 7 | 4.217e-12 | 0 | Water | Porous | Wet | R245fa | MinimizeLCOE_Brownfield | IgnoreSilica | 0 | 0 | 0 | 0 | [5 empty] | 0 | 0 | 0 | 0 | 0 | 0 | 0 | 0 | 0 | 0 | 0 | 0 | 0 | 0 | 0 | 0 | 0 | 0 | 0 | 0 | 0 | 4216.965 | 0
1 | 1100 | 707 | 0.035 | 15 | 15 | 7 | 5.6234e-12 | 0 | Water | Porous | Wet | R245fa | MinimizeLCOE_Brownfield | IgnoreSilica | 0 | 0 | 0 | 0 | [5 empty] | 0 | 0 | 0 | 0 | 0 | 0 | 0 | 0 | 0 | 0 | 0 | 0 | 0 | 0 | 0 | 0 | 0 | 0 | 0 | 0 | 0 | 5623.4133 | 0
1 | 1100 | 707 | 0.035 | 15 | 15 | 7 | 7.4989e-12 | 0 | Water | Porous | Wet | R245fa | MinimizeLCOE_Brownfield | IgnoreSilica | 0 | 0 | 0 | 0 | [5 empty] | 0 | 0 | 0 | 0 | 0 | 0 | 0 | 0 | 0 | 0 | 0 | 0 | 0 | 0 | 0 | 0 | 0 | 0 | 0 | 0 | 0 | 7498.9421 | 0
1 | 1100 | 707 | 0.035 | 15 | 15 | 7 | 1e-11 | 0 | Water | Porous | Wet | R245fa | MinimizeLCOE_Brownfield | IgnoreSilica | 0 | 0 | 0 | 0 | [5 empty] | 0 | 0 | 0 | 0 | 0 | 0 | 0 | 0 | 0 | 0 | 0 | 0 | 0 | 0 | 0 | 0 | 0 | 0 | 0 | 0 | 0 | 10000 | 0
1 | 1100 | 707 | 0.035 | 15 | 15 | 7 | 1.3335e-11 | 0 | Water | Porous | Wet | R245fa | MinimizeLCOE_Brownfield | IgnoreSilica | 0.83707 | 0.021012 | 4.4947e-05 | 4 | 37900856.7046 | 77178300.9946 | 772660.2286 | 1573384.0572 | 48.1123 | -1.0412e-06 | 6690992.6787 | 13602.2699 | 323.9752 | 16382.8843 | 33551.5669 | 24077.0464 | 12803.065 | 0 | 39288.915 | 102221.6975 | 69768.409 | 312019.8292 | 3144235.0165 | 3357904.6176 | 3357904.6176 | 1478867.319 | 2224882.9169 | 0 | 6814159.4633 | 13875814.3168 | 13335.2143 | 0.00017979 | 37900856.7046 | 77178300.9946 | 772660.2286 | 1573384.0572
1 | 1100 | 707 | 0.035 | 15 | 15 | 7 | 1.7783e-11 | 0 | Water | Porous | Wet | R245fa | MinimizeLCOE_Brownfield | IgnoreSilica | 1.1927 | 0.033952 | 0.00014299 | 4 | 12026574.537 | 24373246.8397 | 245177.9891 | 496881.6041 | 49.5006 | -1.1244e-06 | 833591.0348 | 19341.1741 | 469.737 | 24022.8799 | 38839.8023 | 24077.0464 | 14787.9821 | 0 | 47400.0625 | 123325.2396 | 84172.0101 | 376435.9341 | 3144235.0165 | 3357904.6176 | 3357904.6176 | 1478867.319 | 2224882.9169 | 0 | 6878575.5683 | 13940230.4218 | 17782.7941 | 0.00057195 | 12026574.537 | 24373246.8397 | 245177.9891 | 496881.6041
1 | 1100 | 707 | 0.035 | 15 | 15 | 7 | 2.3714e-11 | 0 | Water | Porous | Wet | R245fa | MinimizeLCOE_Brownfield | IgnoreSilica | 1.6485 | 0.050741 | 0.00028647 | 4 | 6069451.2084 | 12232185.4991 | 123733.9724 | 249369.6467 | 50.447 | -1.1707e-06 | 866076.6905 | 25867.542 | 637.1282 | 33105.201 | 45624.2052 | 24077.0464 | 16826.5721 | 0 | 56993.701 | 148285.9189 | 101208.1866 | 452625.5013 | 3144235.0165 | 3357904.6176 | 3357904.6176 | 1478867.319 | 2224882.9169 | 0 | 6954765.1355 | 14016419.989 | 23713.7371 | 0.0011459 | 6069451.2084 | 12232185.4991 | 123733.9724 | 249369.6467
1 | 1100 | 707 | 0.035 | 15 | 15 | 7 | 3.1623e-11 | 0 | Water | Porous | Wet | R245fa | MinimizeLCOE_Brownfield | IgnoreSilica | 2.2282 | 0.072227 | 0.00048687 | 4 | 3617546.6408 | 7243617.6489 | 73748.5814 | 147670.9435 | 51.1116 | -1.1876e-06 | 8018165.4043 | 33304.8062 | 829.0782 | 43887.184 | 54257.8368 | 24077.0464 | 18932.9858 | 0 | 68362.6856 | 177865.6848 | 121396.9846 | 542914.2924 | 3144235.0165 | 3357904.6176 | 3357904.6176 | 1478867.319 | 2224882.9169 | 0 | 7045053.9265 | 14106708.7801 | 31622.7766 | 0.0019475 | 3617546.6408 | 7243617.6489 | 73748.5814 | 147670.9435
1 | 1100 | 707 | 0.035 | 15 | 15 | 7 | 4.217e-11 | 0 | Water | Porous | Wet | R245fa | MinimizeLCOE_Brownfield | IgnoreSilica | 2.9787 | 0.1001 | 0.00076054 | 4 | 2351886.7046 | 4673147.3634 | 47946.3916 | 95268.4299 | 51.5982 | -1.19e-06 | 14922646.4391 | 41988.6848 | 1054.2119 | 56956.2334 | 65427.3013 | 24077.0464 | 21226.6554 | 0 | 82184.7519 | 213827.8661 | 145941.9123 | 652684.6634 | 3144235.0165 | 3357904.6176 | 3357904.6176 | 1478867.319 | 2224882.9169 | 0 | 7154824.2975 | 14216479.1511 | 42169.6503 | 0.0030422 | 2351886.7046 | 4673147.3634 | 47946.3916 | 95268.4299
1 | 1100 | 707 | 0.035 | 15 | 15 | 7 | 5.6234e-11 | 0 | Water | Porous | Wet | R245fa | MinimizeLCOE_Brownfield | IgnoreSilica | 3.9682 | 0.1369 | 0.0011299 | 4 | 1613312.0595 | 3175723.1255 | 32889.5485 | 64741.4114 | 51.9641 | -1.1884e-06 | 19723634.1045 | 52368.1811 | 1324.175 | 73149.6898 | 80155.5929 | 24077.0464 | 23852.2192 | 0 | 99421.4927 | 258674.33 | 176550.5454 | 789573.2726 | 3144235.0165 | 3357904.6176 | 3357904.6176 | 1478867.319 | 2224882.9169 | 0 | 7291712.9067 | 14353367.7603 | 56234.1325 | 0.0045197 | 1613312.0595 | 3175723.1255 | 32889.5485 | 64741.4114
1 | 1100 | 707 | 0.035 | 15 | 15 | 7 | 7.4989e-11 | 0 | Water | Porous | Wet | R245fa | MinimizeLCOE_Brownfield | IgnoreSilica | 5.2561 | 0.1849 | 0.0016242 | 4 | 1148359.9998 | 2235274.1133 | 23410.8719 | 45569.0862 | 52.237 | -1.1798e-06 | 27276999.7097 | 64664.9855 | 1644.7684 | 93012.0434 | 99339.9165 | 24077.0464 | 26802.4621 | 0 | 120721.0767 | 314091.4782 | 214373.8878 | 958727.6649 | 3144235.0165 | 3357904.6176 | 3357904.6176 | 1478867.319 | 2224882.9169 | 0 | 7460867.299 | 14522522.1526 | 74989.4209 | 0.006497 | 1148359.9998 | 2235274.1133 | 23410.8719 | 45569.0862
1 | 1100 | 707 | 0.035 | 15 | 15 | 7 | 1e-10 | 0 | Water | Porous | Wet | R245fa | MinimizeLCOE_Brownfield | IgnoreSilica | 6.8808 | 0.24545 | 0.0022783 | 4 | 840940.9879 | 1615815.7419 | 17143.7195 | 32940.5895 | 52.4349 | -1.1569e-06 | 37891457.4769 | 78831.8091 | 2014.7997 | 116652.0437 | 123533.5029 | 24077.0464 | 29931.3407 | 0 | 146265.8115 | 380553.6383 | 259735.6778 | 1161595.67 | 3144235.0165 | 3357904.6176 | 3357904.6176 | 1478867.319 | 2224882.9169 | 0 | 7663735.3041 | 14725390.1577 | 100000 | 0.0091133 | 840940.9879 | 1615815.7419 | 17143.7195 | 32940.5895
1 | 1100 | 707 | 0.035 | 15 | 15 | 7 | 1.3335e-10 | 0 | Water | Porous | Wet | R245fa | MinimizeLCOE_Brownfield | IgnoreSilica | 8.8714 | 0.31936 | 0.0031242 | 4 | 632167.9757 | 1197243.3831 | 12887.5993 | 24407.4258 | 52.5656 | -1.1165e-06 | 48066655.3123 | 94703.26 | 2429.7783 | 143976.3058 | 153092.2743 | 24077.0464 | 33076.0651 | 0 | 176028.3447 | 457989.6445 | 312587.3431 | 1397960.0622 | 3144235.0165 | 3357904.6176 | 3357904.6176 | 1478867.319 | 2224882.9169 | 0 | 7900099.6963 | 14961754.5499 | 133352.1432 | 0.012497 | 632167.9757 | 1197243.3831 | 12887.5993 | 24407.4258
1 | 1100 | 707 | 0.035 | 15 | 15 | 7 | 1.7783e-10 | 0 | Water | Porous | Wet | R245fa | MinimizeLCOE_Brownfield | IgnoreSilica | 11.1003 | 0.40103 | 0.0041616 | 4 | 489599.2486 | 913814.1077 | 9981.1429 | 18629.3366 | 52.6172 | -1.0435e-06 | 58382453.172 | 110900.6119 | 2853.0912 | 172739.1593 | 185895.1775 | 24077.0464 | 35596.8138 | 0 | 207504.141 | 539883.21 | 368481.3843 | 1647930.6353 | 3144235.0165 | 3357904.6176 | 3357904.6176 | 1478867.319 | 2224882.9169 | 0 | 8150070.2694 | 15211725.123 | 177827.941 | 0.016646 | 489599.2486 | 913814.1077 | 9981.1429 | 18629.3366
1 | 1100 | 707 | 0.035 | 15 | 15 | 7 | 2.3714e-10 | 0 | Water | Porous | Wet | R245fa | MinimizeLCOE_Brownfield | IgnoreSilica | 15.0929 | 0.55196 | 0.0057444 | 4 | 374266.371 | 681592.8246 | 7629.9262 | 13895.1917 | 52.7944 | -1.0799e-06 | 75090441.1061 | 138691.2144 | 3582.721 | 223006.2121 | 245904.637 | 24077.0464 | 41996.4078 | 0 | 264130.7131 | 687213.9348 | 469037.6313 | 2097640.5178 | 3144235.0165 | 3357904.6176 | 3357904.6176 | 1478867.319 | 2224882.9169 | 0 | 8599780.1519 | 15661435.0055 | 237137.3706 | 0.022978 | 374266.371 | 681592.8246 | 7629.9262 | 13895.1917
1 | 1100 | 707 | 0.035 | 15 | 15 | 7 | 3.1623e-10 | 0 | Water | Porous | Wet | R245fa | MinimizeLCOE_Brownfield | IgnoreSilica | 19.1271 | 0.70255 | 0.0075884 | 4 | 297396.5307 | 530042.955 | 6062.8305 | 10805.6426 | 52.8583 | -1.0373e-06 | 91974905.6838 | 164055.5847 | 4248.0879 | 270465.3423 | 306019.1711 | 24077.0464 | 46345.2465 | 0 | 317932.0868 | 827194.0729 | 564576.9519 | 2524913.5905 | 3144235.0165 | 3357904.6176 | 3357904.6176 | 1478867.319 | 2224882.9169 | 0 | 9027053.2246 | 16088708.0782 | 316227.766 | 0.030354 | 297396.5307 | 530042.955 | 6062.8305 | 10805.6426
1 | 1100 | 707 | 0.035 | 15 | 15 | 7 | 4.217e-10 | 0 | Water | Porous | Wet | R245fa | MinimizeLCOE_Brownfield | IgnoreSilica | 23.8413 | 0.87855 | 0.0098478 | 4 | 241416.8459 | 420686.4448 | 4921.6089 | 8576.2622 | 52.906 | -9.8829e-07 | 109611055.2506 | 191685.6839 | 4973.1663 | 323419.2577 | 376270.8965 | 24077.0464 | 50619.2003 | 0 | 378707.6479 | 985319.6162 | 672500.8843 | 3007573.3994 | 3144235.0165 | 3357904.6176 | 3357904.6176 | 1478867.319 | 2224882.9169 | 0 | 9509713.0335 | 16571367.8871 | 421696.5034 | 0.039391 | 241416.8459 | 420686.4448 | 4921.6089 | 8576.2622
1 | 1100 | 707 | 0.035 | 15 | 15 | 7 | 5.6234e-10 | 0 | Water | Porous | Wet | R245fa | MinimizeLCOE_Brownfield | IgnoreSilica | 29.0734 | 1.0739 | 0.012502 | 4 | 200544.4319 | 341750.29 | 4088.3695 | 6967.0419 | 52.9412 | -9.3247e-07 | 127971561.4574 | 220457.7516 | 5728.3565 | 379767.9204 | 454249.6663 | 24077.0464 | 54475.2985 | 0 | 444114.8554 | 1155495.7534 | 788649.5948 | 3527016.2432 | 3144235.0165 | 3357904.6176 | 3357904.6176 | 1478867.319 | 2224882.9169 | 0 | 10029155.8773 | 17090810.7309 | 562341.3252 | 0.05001 | 200544.4319 | 341750.29 | 4088.3695 | 6967.0419
1 | 1100 | 707 | 0.035 | 15 | 15 | 7 | 7.4989e-10 | 0 | Water | Porous | Wet | R245fa | MinimizeLCOE_Brownfield | IgnoreSilica | 34.5233 | 1.2775 | 0.015458 | 4 | 170707.6272 | 284911.294 | 3480.1059 | 5808.3021 | 52.9671 | -8.7037e-07 | 146967975.8941 | 248796.3815 | 6472.2039 | 436325.3673 | 535484.0432 | 24077.0464 | 57544.3268 | 0 | 510392.7539 | 1327937.2498 | 906344.4594 | 4053373.8321 | 3144235.0165 | 3357904.6176 | 3357904.6176 | 1478867.319 | 2224882.9169 | 0 | 10555513.4663 | 17617168.3198 | 749894.2093 | 0.061834 | 170707.6272 | 284911.294 | 3480.1059 | 5808.3021
1 | 1100 | 707 | 0.035 | 15 | 15 | 7 | 1e-09 | 0 | Water | Porous | Wet | R245fa | MinimizeLCOE_Brownfield | IgnoreSilica | 39.8823 | 1.4777 | 0.018564 | 4 | 148956.7117 | 244055.1156 | 3036.684 | 4975.3936 | 52.9861 | -8.0612e-07 | 165146144.8434 | 275369.8281 | 7169.6816 | 490212.4992 | 615375.9444 | 24077.0464 | 59690.4449 | 0 | 574039.2234 | 1493532.3077 | 1019366.489 | 4558833.4647 | 3144235.0165 | 3357904.6176 | 3357904.6176 | 1478867.319 | 2224882.9169 | 0 | 11060973.0988 | 18122627.9524 | 1000000 | 0.074256 | 148956.7117 | 244055.1156 | 3036.684 | 4975.3936
1 | 1100 | 707 | 0.035 | 15 | 15 | 7 | 1.3335e-09 | 0 | Water | Porous | Wet | R245fa | MinimizeLCOE_Brownfield | IgnoreSilica | 44.8398 | 1.6629 | 0.021634 | 4 | 133116.542 | 214721.7424 | 2713.7608 | 4377.3932 | 52.9999 | -7.4302e-07 | 181886728.4188 | 299008.1593 | 7790.0522 | 538779.4685 | 689291.5496 | 24077.0464 | 60881.3264 | 0 | 631732.7649 | 1643639.0681 | 1121817.4374 | 5017016.8727 | 3144235.0165 | 3357904.6176 | 3357904.6176 | 1478867.319 | 2224882.9169 | 0 | 11519156.5069 | 18580811.3604 | 1333521.4322 | 0.086534 | 133116.542 | 214721.7424 | 2713.7608 | 4377.3932
1 | 1100 | 707 | 0.035 | 15 | 15 | 7 | 1.7783e-09 | 0 | Water | Porous | Wet | R245fa | MinimizeLCOE_Brownfield | IgnoreSilica | 49.166 | 1.8245 | 0.024495 | 4 | 121577.0049 | 193649.8829 | 2478.5117 | 3947.8148 | 53.0097 | -6.8368e-07 | 197079686.1082 | 318997.9564 | 8314.5995 | 580280.6188 | 753794.0051 | 24077.0464 | 61211.6524 | 0 | 681203.5927 | 1772352.0141 | 1209666.6678 | 5409898.1531 | 3144235.0165 | 3357904.6176 | 3357904.6176 | 1478867.319 | 2224882.9169 | 0 | 11912037.7873 | 18973692.6408 | 1778279.41 | 0.097979 | 121577.0049 | 193649.8829 | 2478.5117 | 3947.8148
1 | 1100 | 707 | 0.035 | 15 | 15 | 7 | 2.3714e-09 | 0 | Water | Porous | Wet | R245fa | MinimizeLCOE_Brownfield | IgnoreSilica | 52.8324 | 1.9615 | 0.027044 | 4 | 113154.7592 | 178435.261 | 2306.8128 | 3637.6441 | 53.0167 | -6.3171e-07 | 209584396.4997 | 335524.7741 | 8748.2085 | 614874.8933 | 808455.4834 | 24077.0464 | 61014.6717 | 0 | 722551.0802 | 1879929.6951 | 1283090.6456 | 5738266.4983 | 3144235.0165 | 3357904.6176 | 3357904.6176 | 1478867.319 | 2224882.9169 | 0 | 12240406.1324 | 19302060.9859 | 2371373.7057 | 0.10817 | 113154.7592 | 178435.261 | 2306.8128 | 3637.6441
1 | 1100 | 707 | 0.035 | 15 | 15 | 7 | 3.1623e-09 | 0 | Water | Porous | Wet | R245fa | MinimizeLCOE_Brownfield | IgnoreSilica | 55.8091 | 2.0727 | 0.029217 | 4 | 106988.9274 | 167412.1 | 2181.114 | 3412.9221 | 53.0216 | -5.8711e-07 | 220107767.9011 | 348686.4402 | 9093.4742 | 642601.2036 | 852828.6488 | 24077.0464 | 60447.3038 | 0 | 755716.3056 | 1966218.8085 | 1341984.7385 | 6001653.9696 | 3144235.0165 | 3357904.6176 | 3357904.6176 | 1478867.319 | 2224882.9169 | 0 | 12503793.6037 | 19565448.4573 | 3162277.6602 | 0.11687 | 106988.9274 | 167412.1 | 2181.114 | 3412.9221
1 | 1100 | 707 | 0.035 | 15 | 15 | 7 | 4.217e-09 | 0 | Water | Porous | Wet | R245fa | MinimizeLCOE_Brownfield | IgnoreSilica | 58.1649 | 2.1607 | 0.031013 | 4 | 102458.6759 | 159383.9082 | 2088.7587 | 3249.2566 | 53.0249 | -5.4996e-07 | 228827180.9727 | 358949.7866 | 9362.6715 | 664327.3443 | 887939.3045 | 24077.0464 | 59701.0933 | 0 | 781699.3262 | 2033821.2981 | 1388124.8268 | 6208002.6977 | 3144235.0165 | 3357904.6176 | 3357904.6176 | 1478867.319 | 2224882.9169 | 0 | 12710142.3319 | 19771797.1854 | 4216965.0343 | 0.12405 | 102458.6759 | 159383.9082 | 2088.7587 | 3249.2566
1 | 1100 | 707 | 0.035 | 15 | 15 | 7 | 5.6234e-09 | 0 | Water | Porous | Wet | R245fa | MinimizeLCOE_Brownfield | IgnoreSilica | 60.024 | 2.2301 | 0.032466 | 4 | 99118.025 | 153495.564 | 2020.655 | 3129.2147 | 53.0272 | -5.2029e-07 | 235460253.5868 | 366957.9638 | 9572.6923 | 681342.5649 | 915641.0604 | 24077.0464 | 58962.6282 | 0 | 802056.0428 | 2086785.2992 | 1424273.8458 | 6369669.1438 | 3144235.0165 | 3357904.6176 | 3357904.6176 | 1478867.319 | 2224882.9169 | 0 | 12871808.7779 | 19933463.6315 | 5623413.2519 | 0.12986 | 99118.025 | 153495.564 | 2020.655 | 3129.2147
1 | 1100 | 707 | 0.035 | 15 | 15 | 7 | 7.4989e-09 | 0 | Water | Porous | Wet | R245fa | MinimizeLCOE_Brownfield | IgnoreSilica | 61.4512 | 2.2833 | 0.033615 | 4 | 96646.3947 | 149164.9812 | 1970.2675 | 3040.9299 | 53.0288 | -4.9657e-07 | 240944798.5203 | 373053.6469 | 9732.54 | 694330.7787 | 936905.4392 | 24077.0464 | 58256.21 | 0 | 817578.7079 | 2127172.0894 | 1451838.66 | 6492945.1185 | 3144235.0165 | 3357904.6176 | 3357904.6176 | 1478867.319 | 2224882.9169 | 0 | 12995084.7527 | 20056739.6062 | 7498942.0933 | 0.13446 | 96646.3947 | 149164.9812 | 1970.2675 | 3040.9299
1 | 1100 | 707 | 0.035 | 15 | 15 | 7 | 1e-08 | 0 | Water | Porous | Wet | R245fa | MinimizeLCOE_Brownfield | IgnoreSilica | 62.565 | 2.3249 | 0.034518 | 4 | 94812.4833 | 145957.264 | 1932.8807 | 2975.5362 | 53.0299 | -4.784e-07 | 245083558.6046 | 377779.0106 | 9856.4433 | 704420.7526 | 953494.9787 | 24077.0464 | 57674.4936 | 0 | 829648.0628 | 2158574.0753 | 1473271.1607 | 6588796.024 | 3144235.0165 | 3357904.6176 | 3357904.6176 | 1478867.319 | 2224882.9169 | 0 | 13090935.6581 | 20152590.5117 | 10000000 | 0.13807 | 94812.4833 | 145957.264 | 1932.8807 | 2975.5362
1 | 1200 | 707 | 0.035 | 15 | 15 | 7 | 1e-13 | 0 | Water | Porous | Wet | R245fa | MinimizeLCOE_Brownfield | IgnoreSilica | 0 | 0 | 0 | 0 | [5 empty] | 0 | 0 | 0 | 0 | 0 | 0 | 0 | 0 | 0 | 0 | 0 | 0 | 0 | 0 | 0 | 0 | 0 | 0 | 0 | 0 | 0 | 100 | 0
1 | 1200 | 707 | 0.035 | 15 | 15 | 7 | 1.3335e-13 | 0 | Water | Porous | Wet | R245fa | MinimizeLCOE_Brownfield | IgnoreSilica | 0 | 0 | 0 | 0 | [5 empty] | 0 | 0 | 0 | 0 | 0 | 0 | 0 | 0 | 0 | 0 | 0 | 0 | 0 | 0 | 0 | 0 | 0 | 0 | 0 | 0 | 0 | 133.3521 | 0
1 | 1200 | 707 | 0.035 | 15 | 15 | 7 | 1.7783e-13 | 0 | Water | Porous | Wet | R245fa | MinimizeLCOE_Brownfield | IgnoreSilica | 0 | 0 | 0 | 0 | [5 empty] | 0 | 0 | 0 | 0 | 0 | 0 | 0 | 0 | 0 | 0 | 0 | 0 | 0 | 0 | 0 | 0 | 0 | 0 | 0 | 0 | 0 | 177.8279 | 0
1 | 1200 | 707 | 0.035 | 15 | 15 | 7 | 2.3714e-13 | 0 | Water | Porous | Wet | R245fa | MinimizeLCOE_Brownfield | IgnoreSilica | 0 | 0 | 0 | 0 | [5 empty] | 0 | 0 | 0 | 0 | 0 | 0 | 0 | 0 | 0 | 0 | 0 | 0 | 0 | 0 | 0 | 0 | 0 | 0 | 0 | 0 | 0 | 237.1374 | 0
1 | 1200 | 707 | 0.035 | 15 | 15 | 7 | 3.1623e-13 | 0 | Water | Porous | Wet | R245fa | MinimizeLCOE_Brownfield | IgnoreSilica | 0 | 0 | 0 | 0 | [5 empty] | 0 | 0 | 0 | 0 | 0 | 0 | 0 | 0 | 0 | 0 | 0 | 0 | 0 | 0 | 0 | 0 | 0 | 0 | 0 | 0 | 0 | 316.2278 | 0
1 | 1200 | 707 | 0.035 | 15 | 15 | 7 | 4.217e-13 | 0 | Water | Porous | Wet | R245fa | MinimizeLCOE_Brownfield | IgnoreSilica | 0 | 0 | 0 | 0 | [5 empty] | 0 | 0 | 0 | 0 | 0 | 0 | 0 | 0 | 0 | 0 | 0 | 0 | 0 | 0 | 0 | 0 | 0 | 0 | 0 | 0 | 0 | 421.6965 | 0
1 | 1200 | 707 | 0.035 | 15 | 15 | 7 | 5.6234e-13 | 0 | Water | Porous | Wet | R245fa | MinimizeLCOE_Brownfield | IgnoreSilica | 0 | 0 | 0 | 0 | [5 empty] | 0 | 0 | 0 | 0 | 0 | 0 | 0 | 0 | 0 | 0 | 0 | 0 | 0 | 0 | 0 | 0 | 0 | 0 | 0 | 0 | 0 | 562.3413 | 0
1 | 1200 | 707 | 0.035 | 15 | 15 | 7 | 7.4989e-13 | 0 | Water | Porous | Wet | R245fa | MinimizeLCOE_Brownfield | IgnoreSilica | 0 | 0 | 0 | 0 | [5 empty] | 0 | 0 | 0 | 0 | 0 | 0 | 0 | 0 | 0 | 0 | 0 | 0 | 0 | 0 | 0 | 0 | 0 | 0 | 0 | 0 | 0 | 749.8942 | 0
1 | 1200 | 707 | 0.035 | 15 | 15 | 7 | 1e-12 | 0 | Water | Porous | Wet | R245fa | MinimizeLCOE_Brownfield | IgnoreSilica | 0 | 0 | 0 | 0 | [5 empty] | 0 | 0 | 0 | 0 | 0 | 0 | 0 | 0 | 0 | 0 | 0 | 0 | 0 | 0 | 0 | 0 | 0 | 0 | 0 | 0 | 0 | 1000 | 0
1 | 1200 | 707 | 0.035 | 15 | 15 | 7 | 1.3335e-12 | 0 | Water | Porous | Wet | R245fa | MinimizeLCOE_Brownfield | IgnoreSilica | 0 | 0 | 0 | 0 | [5 empty] | 0 | 0 | 0 | 0 | 0 | 0 | 0 | 0 | 0 | 0 | 0 | 0 | 0 | 0 | 0 | 0 | 0 | 0 | 0 | 0 | 0 | 1333.5214 | 0
1 | 1200 | 707 | 0.035 | 15 | 15 | 7 | 1.7783e-12 | 0 | Water | Porous | Wet | R245fa | MinimizeLCOE_Brownfield | IgnoreSilica | 0 | 0 | 0 | 0 | [5 empty] | 0 | 0 | 0 | 0 | 0 | 0 | 0 | 0 | 0 | 0 | 0 | 0 | 0 | 0 | 0 | 0 | 0 | 0 | 0 | 0 | 0 | 1778.2794 | 0
1 | 1200 | 707 | 0.035 | 15 | 15 | 7 | 2.3714e-12 | 0 | Water | Porous | Wet | R245fa | MinimizeLCOE_Brownfield | IgnoreSilica | 0 | 0 | 0 | 0 | [5 empty] | 0 | 0 | 0 | 0 | 0 | 0 | 0 | 0 | 0 | 0 | 0 | 0 | 0 | 0 | 0 | 0 | 0 | 0 | 0 | 0 | 0 | 2371.3737 | 0
1 | 1200 | 707 | 0.035 | 15 | 15 | 7 | 3.1623e-12 | 0 | Water | Porous | Wet | R245fa | MinimizeLCOE_Brownfield | IgnoreSilica | 0 | 0 | 0 | 0 | [5 empty] | 0 | 0 | 0 | 0 | 0 | 0 | 0 | 0 | 0 | 0 | 0 | 0 | 0 | 0 | 0 | 0 | 0 | 0 | 0 | 0 | 0 | 3162.2777 | 0
1 | 1200 | 707 | 0.035 | 15 | 15 | 7 | 4.217e-12 | 0 | Water | Porous | Wet | R245fa | MinimizeLCOE_Brownfield | IgnoreSilica | 0 | 0 | 0 | 0 | [5 empty] | 0 | 0 | 0 | 0 | 0 | 0 | 0 | 0 | 0 | 0 | 0 | 0 | 0 | 0 | 0 | 0 | 0 | 0 | 0 | 0 | 0 | 4216.965 | 0
1 | 1200 | 707 | 0.035 | 15 | 15 | 7 | 5.6234e-12 | 0 | Water | Porous | Wet | R245fa | MinimizeLCOE_Brownfield | IgnoreSilica | 0 | 0 | 0 | 0 | [5 empty] | 0 | 0 | 0 | 0 | 0 | 0 | 0 | 0 | 0 | 0 | 0 | 0 | 0 | 0 | 0 | 0 | 0 | 0 | 0 | 0 | 0 | 5623.4133 | 0
1 | 1200 | 707 | 0.035 | 15 | 15 | 7 | 7.4989e-12 | 0 | Water | Porous | Wet | R245fa | MinimizeLCOE_Brownfield | IgnoreSilica | 0.67593 | 0.019118 | 2.2503e-05 | 4 | 78626185.8412 | 161286817.7402 | 1602901.1482 | 3288049.9362 | 49.4257 | -1.4555e-06 | 206513.0351 | 13082.258 | 313.6505 | 15174.7632 | 32405.8615 | 24077.0464 | 13291.4856 | 0 | 38354.5754 | 99790.7376 | 68109.2289 | 304599.6071 | 3144235.0165 | 3628490.1274 | 3628490.1274 | 1478867.319 | 2333117.1208 | 0 | 7077324.751 | 14517799.3183 | 7498.9421 | 9.0012e-05 | 78626185.8412 | 161286817.7402 | 1602901.1482 | 3288049.9362
1 | 1200 | 707 | 0.035 | 15 | 15 | 7 | 1e-11 | 0 | Water | Porous | Wet | R245fa | MinimizeLCOE_Brownfield | IgnoreSilica | 1.0075 | 0.03378 | 0.00013955 | 4 | 12812414.0519 | 26141830.8211 | 261198.3905 | 532936.5807 | 51.568 | -1.6533e-06 | 1093921.7407 | 20006.5354 | 492.4726 | 23886.1934 | 38041.628 | 24077.0464 | 15913.8476 | 0 | 47742.9121 | 124217.2639 | 84780.835 | 379158.7344 | 3144235.0165 | 3628490.1274 | 3628490.1274 | 1478867.319 | 2333117.1208 | 0 | 7151883.8783 | 14592358.4456 | 10000 | 0.0005582 | 12812414.0519 | 26141830.8211 | 261198.3905 | 532936.5807
1 | 1200 | 707 | 0.035 | 15 | 15 | 7 | 1.3335e-11 | 0 | Water | Porous | Wet | R245fa | MinimizeLCOE_Brownfield | IgnoreSilica | 1.4142 | 0.052127 | 0.00031777 | 4 | 5692354.6892 | 11546025.1891 | 116046.3498 | 235381.3406 | 52.9098 | -1.7483e-06 | 2331505.5426 | 27501.8099 | 688.619 | 33759.9456 | 44971.9636 | 24077.0464 | 18392.4408 | 0 | 58262.8119 | 151587.8851 | 103461.8464 | 462704.3687 | 3144235.0165 | 3628490.1274 | 3628490.1274 | 1478867.319 | 2333117.1208 | 0 | 7235429.5126 | 14675904.0799 | 13335.2143 | 0.0012711 | 5692354.6892 | 11546025.1891 | 116046.3498 | 235381.3406
1 | 1200 | 707 | 0.035 | 15 | 15 | 7 | 1.7783e-11 | 0 | Water | Porous | Wet | R245fa | MinimizeLCOE_Brownfield | IgnoreSilica | 1.9263 | 0.075425 | 0.00057104 | 4 | 3210334.5127 | 6467759.1803 | 65447.0113 | 131854.0192 | 53.8303 | -1.7863e-06 | 7166651.4187 | 35932.9595 | 910.9482 | 45336.5063 | 53704.5694 | 24077.0464 | 20904.0256 | 0 | 70537.7616 | 183524.7863 | 125259.4377 | 560188.0409 | 3144235.0165 | 3628490.1274 | 3628490.1274 | 1478867.319 | 2333117.1208 | 0 | 7332913.1848 | 14773387.7521 | 17782.7941 | 0.0022842 | 3210334.5127 | 6467759.1803 | 65447.0113 | 131854.0192
1 | 1200 | 707 | 0.035 | 15 | 15 | 7 | 2.3714e-11 | 0 | Water | Porous | Wet | R245fa | MinimizeLCOE_Brownfield | IgnoreSilica | 2.5961 | 0.10602 | 0.00092031 | 4 | 2024418.5377 | 4045608.1527 | 41270.5101 | 82475.1943 | 54.5045 | -1.8042e-06 | 15641997.5962 | 45857.7312 | 1173.9622 | 59500.6659 | 65128.0342 | 24077.0464 | 23694.3326 | 0 | 85578.3913 | 222657.4196 | 151968.264 | 679635.8473 | 3144235.0165 | 3628490.1274 | 3628490.1274 | 1478867.319 | 2333117.1208 | 0 | 7452360.9912 | 14892835.5585 | 23713.7371 | 0.0036812 | 2024418.5377 | 4045608.1527 | 41270.5101 | 82475.1943
1 | 1200 | 707 | 0.035 | 15 | 15 | 7 | 3.1623e-11 | 0 | Water | Porous | Wet | R245fa | MinimizeLCOE_Brownfield | IgnoreSilica | 3.4586 | 0.14553 | 0.0013939 | 4 | 1362559.9102 | 2697011.9184 | 27777.6268 | 54982.2359 | 54.998 | -1.7995e-06 | 26604124.42 | 57428.0765 | 1481.6247 | 76627.9588 | 79844.5962 | 24077.0464 | 26734.6029 | 0 | 103815.6231 | 270106.9558 | 184353.5474 | 824470.0316 | 3144235.0165 | 3628490.1274 | 3628490.1274 | 1478867.319 | 2333117.1208 | 0 | 7597195.1755 | 15037669.7428 | 31622.7766 | 0.0055757 | 1362559.9102 | 2697011.9184 | 27777.6268 | 54982.2359
1 | 1200 | 707 | 0.035 | 15 | 15 | 7 | 4.217e-11 | 0 | Water | Porous | Wet | R245fa | MinimizeLCOE_Brownfield | IgnoreSilica | 4.5723 | 0.19663 | 0.0020298 | 4 | 957537.3161 | 1873964.6108 | 19520.6934 | 38203.3033 | 55.365 | -1.7803e-06 | 40008471.7635 | 71021.6129 | 1843.9401 | 97458.1214 | 98854.9668 | 24077.0464 | 30102.3186 | 0 | 126109.6224 | 328111.3689 | 223942.7513 | 1001521.7487 | 3144235.0165 | 3628490.1274 | 3628490.1274 | 1478867.319 | 2333117.1208 | 0 | 7774246.8926 | 15214721.4599 | 42169.6503 | 0.008119 | 957537.3161 | 1873964.6108 | 19520.6934 | 38203.3033
1 | 1200 | 707 | 0.035 | 15 | 15 | 7 | 5.6234e-11 | 0 | Water | Porous | Wet | R245fa | MinimizeLCOE_Brownfield | IgnoreSilica | 6.0138 | 0.2628 | 0.0028771 | 4 | 694462.0215 | 1340997.4216 | 14157.5476 | 27338.0463 | 55.6402 | -1.7527e-06 | 56417595.4453 | 87083.6296 | 2272.8081 | 122889.8351 | 123459.8084 | 24077.0464 | 33888.1378 | 0 | 153531.7935 | 399458.2331 | 272638.4521 | 1219299.7443 | 3144235.0165 | 3628490.1274 | 3628490.1274 | 1478867.319 | 2333117.1208 | 0 | 7992024.8882 | 15432499.4554 | 56234.1325 | 0.011508 | 694462.0215 | 1340997.4216 | 14157.5476 | 27338.0463
1 | 1200 | 707 | 0.035 | 15 | 15 | 7 | 7.4989e-11 | 0 | Water | Porous | Wet | R245fa | MinimizeLCOE_Brownfield | IgnoreSilica | 7.836 | 0.34634 | 0.0039907 | 4 | 517075.4783 | 983193.0258 | 10541.283 | 20043.7197 | 55.8372 | -1.709e-06 | 71608533.0895 | 105651.7478 | 2769.1324 | 153232.3245 | 154527.9006 | 24077.0464 | 37963.3923 | 0 | 186506.4021 | 485251.4005 | 331194.0518 | 1481173.3983 | 3144235.0165 | 3628490.1274 | 3628490.1274 | 1478867.319 | 2333117.1208 | 0 | 8253898.5422 | 15694373.1095 | 74989.4209 | 0.015963 | 517075.4783 | 983193.0258 | 10541.283 | 20043.7197
1 | 1200 | 707 | 0.035 | 15 | 15 | 7 | 1e-10 | 0 | Water | Porous | Wet | R245fa | MinimizeLCOE_Brownfield | IgnoreSilica | 9.9554 | 0.44276 | 0.005398 | 4 | 395621.3907 | 740218.1686 | 8065.2772 | 15090.3486 | 55.9456 | -1.6216e-06 | 89208642.5254 | 125378.6952 | 3296.3501 | 186485.1291 | 190478.0332 | 24077.0464 | 41585.7586 | 0 | 222807.395 | 579699.1376 | 395656.573 | 1769464.1183 | 3144235.0165 | 3628490.1274 | 3628490.1274 | 1478867.319 | 2333117.1208 | 0 | 8542189.2622 | 15982663.8295 | 100000 | 0.021592 | 395621.3907 | 740218.1686 | 8065.2772 | 15090.3486
1 | 1200 | 707 | 0.035 | 15 | 15 | 7 | 1.3335e-10 | 0 | Water | Porous | Wet | R245fa | MinimizeLCOE_Brownfield | IgnoreSilica | 13.5272 | 0.60805 | 0.0074383 | 4 | 303209.5097 | 553281.5768 | 6181.336 | 11279.3933 | 56.1326 | -1.6677e-06 | 113337253.898 | 156573.7609 | 4132.6584 | 240321.6417 | 251734.7825 | 24077.0464 | 49211.3539 | 0 | 283159.9851 | 736724.1971 | 502829.4027 | 2248764.8286 | 3144235.0165 | 3628490.1274 | 3628490.1274 | 1478867.319 | 2333117.1208 | 0 | 9021489.9726 | 16461964.5398 | 133352.1432 | 0.029753 | 303209.5097 | 553281.5768 | 6181.336 | 11279.3933
1 | 1200 | 707 | 0.035 | 15 | 15 | 7 | 1.7783e-10 | 0 | Water | Porous | Wet | R245fa | MinimizeLCOE_Brownfield | IgnoreSilica | 17.0855 | 0.7717 | 0.0099082 | 4 | 238972.6715 | 426707.5293 | 4871.7811 | 8699.0101 | 56.2178 | -1.5826e-06 | 137124204.4802 | 184910.5231 | 4891.9829 | 290784.5288 | 312512.3463 | 24077.0464 | 54063.8062 | 0 | 339783.6911 | 884047.465 | 603380.5602 | 2698451.9499 | 3144235.0165 | 3628490.1274 | 3628490.1274 | 1478867.319 | 2333117.1208 | 0 | 9471177.0938 | 16911651.6611 | 177827.941 | 0.039633 | 238972.6715 | 426707.5293 | 4871.7811 | 8699.0101
1 | 1200 | 707 | 0.035 | 15 | 15 | 7 | 2.3714e-10 | 0 | Water | Porous | Wet | R245fa | MinimizeLCOE_Brownfield | IgnoreSilica | 21.6 | 0.97927 | 0.01304 | 4 | 192157.2781 | 334801.6573 | 3917.386 | 6825.3846 | 56.2844 | -1.5146e-06 | 164788982.4455 | 218343.8366 | 5787.9984 | 351814.1295 | 389607.7176 | 24077.0464 | 59812.5986 | 0 | 409282.8975 | 1064870.1439 | 726795.7541 | 3250392.1225 | 3144235.0165 | 3628490.1274 | 3628490.1274 | 1478867.319 | 2333117.1208 | 0 | 10023117.2664 | 17463591.8336 | 237137.3706 | 0.052161 | 192157.2781 | 334801.6573 | 3917.386 | 6825.3846
1 | 1200 | 707 | 0.035 | 15 | 15 | 7 | 3.1623e-10 | 0 | Water | Porous | Wet | R245fa | MinimizeLCOE_Brownfield | IgnoreSilica | 26.8419 | 1.2203 | 0.016867 | 4 | 157746.7699 | 268031.5407 | 3215.8813 | 5464.1855 | 56.3342 | -1.436e-06 | 194098821.4742 | 254582.2149 | 6759.2022 | 419522.1229 | 479132.3975 | 24077.0464 | 65363.4888 | 0 | 487280.2244 | 1267803.1889 | 865301.7272 | 3869821.6133 | 3144235.0165 | 3628490.1274 | 3628490.1274 | 1478867.319 | 2333117.1208 | 0 | 10642546.7572 | 18083021.3244 | 316227.766 | 0.067466 | 157746.7699 | 268031.5407 | 3215.8813 | 5464.1855
1 | 1200 | 707 | 0.035 | 15 | 15 | 7 | 4.217e-10 | 0 | Water | Porous | Wet | R245fa | MinimizeLCOE_Brownfield | IgnoreSilica | 32.6498 | 1.4875 | 0.021353 | 4 | 132392.6335 | 219504.625 | 2699.0029 | 4474.8987 | 56.3713 | -1.3479e-06 | 224722570.3433 | 292302.7516 | 7769.9929 | 491493.3139 | 578334.387 | 24077.0464 | 70317.6742 | 0 | 571075.1147 | 1485820.3049 | 1014102.8887 | 4535293.4743 | 3144235.0165 | 3628490.1274 | 3628490.1274 | 1478867.319 | 2333117.1208 | 0 | 11308018.6182 | 18748493.1855 | 421696.5034 | 0.085413 | 132392.6335 | 219504.625 | 2699.0029 | 4474.8987
1 | 1200 | 707 | 0.035 | 15 | 15 | 7 | 5.6234e-10 | 0 | Water | Porous | Wet | R245fa | MinimizeLCOE_Brownfield | IgnoreSilica | 38.725 | 1.767 | 0.026349 | 4 | 113716.9767 | 184312.9534 | 2318.2744 | 3757.4689 | 56.3988 | -1.2526e-06 | 255423713.8296 | 329647.2441 | 8770.4726 | 564068.1667 | 682116.7312 | 24077.0464 | 74261.0932 | 0 | 656346.8942 | 1707679.9833 | 1165526.6779 | 5212494.3097 | 3144235.0165 | 3628490.1274 | 3628490.1274 | 1478867.319 | 2333117.1208 | 0 | 11985219.4536 | 19425694.0208 | 562341.3252 | 0.1054 | 113716.9767 | 184312.9534 | 2318.2744 | 3757.4689
1 | 1200 | 707 | 0.035 | 15 | 15 | 7 | 7.4989e-10 | 0 | Water | Porous | Wet | R245fa | MinimizeLCOE_Brownfield | IgnoreSilica | 44.7085 | 2.0423 | 0.031595 | 4 | 99985.287 | 158858.2741 | 2038.3353 | 3238.5408 | 56.419 | -1.1548e-06 | 284678079.3086 | 364739.2331 | 9710.3315 | 633338.3089 | 784343.0868 | 24077.0464 | 76951.871 | 0 | 738332.3523 | 1920989.3279 | 1311114.6887 | 5863596.2466 | 3144235.0165 | 3628490.1274 | 3628490.1274 | 1478867.319 | 2333117.1208 | 0 | 12636321.3905 | 20076795.9578 | 749894.2093 | 0.12638 | 99985.287 | 158858.2741 | 2038.3353 | 3238.5408
1 | 1200 | 707 | 0.035 | 15 | 15 | 7 | 1e-09 | 0 | Water | Porous | Wet | R245fa | MinimizeLCOE_Brownfield | IgnoreSilica | 50.2332 | 2.2965 | 0.036774 | 4 | 89907.8031 | 140490.6824 | 1832.8922 | 2864.0926 | 56.4335 | -1.0586e-06 | 311840217.3453 | 395903.7031 | 10544.7303 | 695652.6236 | 878734.8955 | 24077.0464 | 78299.7374 | 0 | 812452.9671 | 2113835.9635 | 1442736.4801 | 6452238.1469 | 3144235.0165 | 3628490.1274 | 3628490.1274 | 1478867.319 | 2333117.1208 | 0 | 13224963.2909 | 20665437.8581 | 1000000 | 0.14709 | 89907.8031 | 140490.6824 | 1832.8922 | 2864.0926
1 | 1200 | 707 | 0.035 | 15 | 15 | 7 | 1.3335e-09 | 0 | Water | Porous | Wet | R245fa | MinimizeLCOE_Brownfield | IgnoreSilica | 55.0929 | 2.5201 | 0.041608 | 4 | 82518.3077 | 127224.4551 | 1682.2473 | 2593.6426 | 56.4435 | -9.6941e-07 | 335509298.6145 | 422465.7373 | 11255.6631 | 749317.8426 | 961751.5817 | 24077.0464 | 78559.6519 | 0 | 876496.734 | 2280464.7076 | 1556464.0218 | 6960852.9865 | 3144235.0165 | 3628490.1274 | 3628490.1274 | 1478867.319 | 2333117.1208 | 0 | 13733578.1304 | 21174052.6977 | 1333521.4322 | 0.16643 | 82518.3077 | 127224.4551 | 1682.2473 | 2593.6426
1 | 1200 | 707 | 0.035 | 15 | 15 | 7 | 1.7783e-09 | 0 | Water | Porous | Wet | R245fa | MinimizeLCOE_Brownfield | IgnoreSilica | 59.1808 | 2.708 | 0.0459 | 4 | 77096.1631 | 117621.4041 | 1571.7096 | 2397.8714 | 56.45 | -8.903e-07 | 355594736.8904 | 444255.8585 | 11838.6809 | 793705.335 | 1031564.5425 | 24077.0464 | 78027.268 | 0 | 929552.8052 | 2418505.7215 | 1650679.8503 | 7382207.1082 | 3144235.0165 | 3628490.1274 | 3628490.1274 | 1478867.319 | 2333117.1208 | 0 | 14154932.2521 | 21595406.8193 | 1778279.41 | 0.1836 | 77096.1631 | 117621.4041 | 1571.7096 | 2397.8714
1 | 1200 | 707 | 0.035 | 15 | 15 | 7 | 2.3714e-09 | 0 | Water | Porous | Wet | R245fa | MinimizeLCOE_Brownfield | IgnoreSilica | 62.5112 | 2.8611 | 0.049562 | 4 | 73109.749 | 110640.9744 | 1490.4411 | 2255.5659 | 56.4541 | -8.2283e-07 | 372154667.7906 | 461661.8654 | 12304.2513 | 829390.5137 | 1088417.4049 | 24077.0464 | 77036.6894 | 0 | 972226.2307 | 2529533.2213 | 1726458.4003 | 7721105.6233 | 3144235.0165 | 3628490.1274 | 3628490.1274 | 1478867.319 | 2333117.1208 | 0 | 14493830.7673 | 21934305.3345 | 2371373.7057 | 0.19825 | 73109.749 | 110640.9744 | 1490.4411 | 2255.5659
1 | 1200 | 707 | 0.035 | 15 | 15 | 7 | 3.1623e-09 | 0 | Water | Porous | Wet | R245fa | MinimizeLCOE_Brownfield | IgnoreSilica | 65.1707 | 2.9832 | 0.052592 | 4 | 70170.9725 | 105539.9616 | 1430.5302 | 2151.5749 | 56.4566 | -7.6728e-07 | 385344414.3458 | 475350.2752 | 12670.2827 | 857593.8048 | 1133796.8797 | 24077.0464 | 75875.7674 | 0 | 1005951.9819 | 2617280.7079 | 1786347.8629 | 7988944.6089 | 3144235.0165 | 3628490.1274 | 3628490.1274 | 1478867.319 | 2333117.1208 | 0 | 14761669.7529 | 22202144.3201 | 3162277.6602 | 0.21037 | 70170.9725 | 105539.9616 | 1430.5302 | 2151.5749
1 | 1200 | 707 | 0.035 | 15 | 15 | 7 | 4.217e-09 | 0 | Water | Porous | Wet | R245fa | MinimizeLCOE_Brownfield | IgnoreSilica | 67.2512 | 3.0787 | 0.055036 | 4 | 67998.2303 | 101796.4614 | 1386.2359 | 2075.2586 | 56.4581 | -7.2241e-07 | 395826801.8412 | 485933.4911 | 12953.2132 | 879482.6184 | 1169283.0026 | 24077.0464 | 74702.5454 | 0 | 1032108.4476 | 2685334.4662 | 1832795.9513 | 8196670.7821 | 3144235.0165 | 3628490.1274 | 3628490.1274 | 1478867.319 | 2333117.1208 | 0 | 14969395.926 | 22409870.4933 | 4216965.0343 | 0.22014 | 67998.2303 | 101796.4614 | 1386.2359 | 2075.2586
1 | 1200 | 707 | 0.035 | 15 | 15 | 7 | 5.6234e-09 | 0 | Water | Porous | Wet | R245fa | MinimizeLCOE_Brownfield | IgnoreSilica | 68.8519 | 3.1521 | 0.056969 | 4 | 66387.4433 | 99039.0162 | 1353.3978 | 2019.0443 | 56.4588 | -6.8666e-07 | 404191468.6989 | 494002.7463 | 13168.8934 | 896220.4293 | 1196573.5091 | 24077.0464 | 73608.038 | 0 | 1052083.7584 | 2737306.1273 | 1868267.6779 | 8355308.2261 | 3144235.0165 | 3628490.1274 | 3628490.1274 | 1478867.319 | 2333117.1208 | 0 | 15128033.37 | 22568507.9373 | 5623413.2519 | 0.22787 | 66387.4433 | 99039.0162 | 1353.3978 | 2019.0443
1 | 1200 | 707 | 0.035 | 15 | 15 | 7 | 7.4989e-09 | 0 | Water | Porous | Wet | R245fa | MinimizeLCOE_Brownfield | IgnoreSilica | 70.0823 | 3.2085 | 0.05848 | 4 | 65190.4069 | 96998.2024 | 1328.9946 | 1977.4396 | 56.4593 | -6.5879e-07 | 410620273.5008 | 500163.2361 | 13333.5291 | 909027.0766 | 1217544.3173 | 24077.0464 | 72668.0311 | 0 | 1067357.1622 | 2777044.3911 | 1895389.8595 | 8476604.6494 | 3144235.0165 | 3628490.1274 | 3628490.1274 | 1478867.319 | 2333117.1208 | 0 | 15249329.7933 | 22689804.3606 | 7498942.0933 | 0.23392 | 65190.4069 | 96998.2024 | 1328.9946 | 1977.4396
1 | 1200 | 707 | 0.035 | 15 | 15 | 7 | 1e-08 | 0 | Water | Porous | Wet | R245fa | MinimizeLCOE_Brownfield | IgnoreSilica | 71.0102 | 3.2511 | 0.059644 | 4 | 64299.0664 | 95485.8518 | 1310.8234 | 1946.6082 | 56.4595 | -6.3701e-07 | 415745345.0721 | 504785.5657 | 13457.043 | 918652.0907 | 1233356.1908 | 24077.0464 | 71866.112 | 0 | 1078815.679 | 2806857.1012 | 1915737.6467 | 8567604.4755 | 3144235.0165 | 3628490.1274 | 3628490.1274 | 1478867.319 | 2333117.1208 | 0 | 15340329.6194 | 22780804.1867 | 10000000 | 0.23858 | 64299.0664 | 95485.8518 | 1310.8234 | 1946.6082
1 | 1300 | 707 | 0.035 | 15 | 15 | 7 | 1e-13 | 0 | Water | Porous | Wet | R245fa | MinimizeLCOE_Brownfield | IgnoreSilica | 0 | 0 | 0 | 0 | [5 empty] | 0 | 0 | 0 | 0 | 0 | 0 | 0 | 0 | 0 | 0 | 0 | 0 | 0 | 0 | 0 | 0 | 0 | 0 | 0 | 0 | 0 | 100 | 0
1 | 1300 | 707 | 0.035 | 15 | 15 | 7 | 1.3335e-13 | 0 | Water | Porous | Wet | R245fa | MinimizeLCOE_Brownfield | IgnoreSilica | 0 | 0 | 0 | 0 | [5 empty] | 0 | 0 | 0 | 0 | 0 | 0 | 0 | 0 | 0 | 0 | 0 | 0 | 0 | 0 | 0 | 0 | 0 | 0 | 0 | 0 | 0 | 133.3521 | 0
1 | 1300 | 707 | 0.035 | 15 | 15 | 7 | 1.7783e-13 | 0 | Water | Porous | Wet | R245fa | MinimizeLCOE_Brownfield | IgnoreSilica | 0 | 0 | 0 | 0 | [5 empty] | 0 | 0 | 0 | 0 | 0 | 0 | 0 | 0 | 0 | 0 | 0 | 0 | 0 | 0 | 0 | 0 | 0 | 0 | 0 | 0 | 0 | 177.8279 | 0
1 | 1300 | 707 | 0.035 | 15 | 15 | 7 | 2.3714e-13 | 0 | Water | Porous | Wet | R245fa | MinimizeLCOE_Brownfield | IgnoreSilica | 0 | 0 | 0 | 0 | [5 empty] | 0 | 0 | 0 | 0 | 0 | 0 | 0 | 0 | 0 | 0 | 0 | 0 | 0 | 0 | 0 | 0 | 0 | 0 | 0 | 0 | 0 | 237.1374 | 0
1 | 1300 | 707 | 0.035 | 15 | 15 | 7 | 3.1623e-13 | 0 | Water | Porous | Wet | R245fa | MinimizeLCOE_Brownfield | IgnoreSilica | 0 | 0 | 0 | 0 | [5 empty] | 0 | 0 | 0 | 0 | 0 | 0 | 0 | 0 | 0 | 0 | 0 | 0 | 0 | 0 | 0 | 0 | 0 | 0 | 0 | 0 | 0 | 316.2278 | 0
1 | 1300 | 707 | 0.035 | 15 | 15 | 7 | 4.217e-13 | 0 | Water | Porous | Wet | R245fa | MinimizeLCOE_Brownfield | IgnoreSilica | 0 | 0 | 0 | 0 | [5 empty] | 0 | 0 | 0 | 0 | 0 | 0 | 0 | 0 | 0 | 0 | 0 | 0 | 0 | 0 | 0 | 0 | 0 | 0 | 0 | 0 | 0 | 421.6965 | 0
1 | 1300 | 707 | 0.035 | 15 | 15 | 7 | 5.6234e-13 | 0 | Water | Porous | Wet | R245fa | MinimizeLCOE_Brownfield | IgnoreSilica | 0 | 0 | 0 | 0 | [5 empty] | 0 | 0 | 0 | 0 | 0 | 0 | 0 | 0 | 0 | 0 | 0 | 0 | 0 | 0 | 0 | 0 | 0 | 0 | 0 | 0 | 0 | 562.3413 | 0
1 | 1300 | 707 | 0.035 | 15 | 15 | 7 | 7.4989e-13 | 0 | Water | Porous | Wet | R245fa | MinimizeLCOE_Brownfield | IgnoreSilica | 0 | 0 | 0 | 0 | [5 empty] | 0 | 0 | 0 | 0 | 0 | 0 | 0 | 0 | 0 | 0 | 0 | 0 | 0 | 0 | 0 | 0 | 0 | 0 | 0 | 0 | 0 | 749.8942 | 0
1 | 1300 | 707 | 0.035 | 15 | 15 | 7 | 1e-12 | 0 | Water | Porous | Wet | R245fa | MinimizeLCOE_Brownfield | IgnoreSilica | 0 | 0 | 0 | 0 | [5 empty] | 0 | 0 | 0 | 0 | 0 | 0 | 0 | 0 | 0 | 0 | 0 | 0 | 0 | 0 | 0 | 0 | 0 | 0 | 0 | 0 | 0 | 1000 | 0
1 | 1300 | 707 | 0.035 | 15 | 15 | 7 | 1.3335e-12 | 0 | Water | Porous | Wet | R245fa | MinimizeLCOE_Brownfield | IgnoreSilica | 0 | 0 | 0 | 0 | [5 empty] | 0 | 0 | 0 | 0 | 0 | 0 | 0 | 0 | 0 | 0 | 0 | 0 | 0 | 0 | 0 | 0 | 0 | 0 | 0 | 0 | 0 | 1333.5214 | 0
1 | 1300 | 707 | 0.035 | 15 | 15 | 7 | 1.7783e-12 | 0 | Water | Porous | Wet | R245fa | MinimizeLCOE_Brownfield | IgnoreSilica | 0 | 0 | 0 | 0 | [5 empty] | 0 | 0 | 0 | 0 | 0 | 0 | 0 | 0 | 0 | 0 | 0 | 0 | 0 | 0 | 0 | 0 | 0 | 0 | 0 | 0 | 0 | 1778.2794 | 0
1 | 1300 | 707 | 0.035 | 15 | 15 | 7 | 2.3714e-12 | 0 | Water | Porous | Wet | R245fa | MinimizeLCOE_Brownfield | IgnoreSilica | 0 | 0 | 0 | 0 | [5 empty] | 0 | 0 | 0 | 0 | 0 | 0 | 0 | 0 | 0 | 0 | 0 | 0 | 0 | 0 | 0 | 0 | 0 | 0 | 0 | 0 | 0 | 2371.3737 | 0
1 | 1300 | 707 | 0.035 | 15 | 15 | 7 | 3.1623e-12 | 0 | Water | Porous | Wet | R245fa | MinimizeLCOE_Brownfield | IgnoreSilica | 0 | 0 | 0 | 0 | [5 empty] | 0 | 0 | 0 | 0 | 0 | 0 | 0 | 0 | 0 | 0 | 0 | 0 | 0 | 0 | 0 | 0 | 0 | 0 | 0 | 0 | 0 | 3162.2777 | 0
1 | 1300 | 707 | 0.035 | 15 | 15 | 7 | 4.217e-12 | 0 | Water | Porous | Wet | R245fa | MinimizeLCOE_Brownfield | IgnoreSilica | 0 | 0 | 0 | 0 | [5 empty] | 0 | 0 | 0 | 0 | 0 | 0 | 0 | 0 | 0 | 0 | 0 | 0 | 0 | 0 | 0 | 0 | 0 | 0 | 0 | 0 | 0 | 4216.965 | 0
1 | 1300 | 707 | 0.035 | 15 | 15 | 7 | 5.6234e-12 | 0 | Water | Porous | Wet | R245fa | MinimizeLCOE_Brownfield | IgnoreSilica | 0.76854 | 0.027723 | 7.1156e-05 | 4 | 26005813.6039 | 53507017.8745 | 530163.6858 | 1090812.933 | 52.5951 | -2.1816e-06 | 5631587.5917 | 17803.6146 | 439.4001 | 20376.6482 | 35269.2008 | 24077.0464 | 15910.4053 | 0 | 44411.7629 | 115550.2971 | 78865.4521 | 352703.8273 | 3144235.0165 | 3904935.7281 | 3904935.7281 | 1478867.319 | 2443695.3611 | 0 | 7401874.5719 | 15229372.9801 | 5623.4133 | 0.00028462 | 26005813.6039 | 53507017.8745 | 530163.6858 | 1090812.933
1 | 1300 | 707 | 0.035 | 15 | 15 | 7 | 7.4989e-12 | 0 | Water | Porous | Wet | R245fa | MinimizeLCOE_Brownfield | IgnoreSilica | 1.1149 | 0.046069 | 0.00025564 | 4 | 7323721.1904 | 14978425.3512 | 149303.9625 | 305355.4606 | 54.697 | -2.393e-06 | 5339512.7751 | 26031.8021 | 657.8741 | 30539.7473 | 41842.5437 | 24077.0464 | 18871.393 | 0 | 55387.9585 | 144108.1065 | 98356.7438 | 439873.2153 | 3144235.0165 | 3904935.7281 | 3904935.7281 | 1478867.319 | 2443695.3611 | 0 | 7489043.9599 | 15316542.3681 | 7498.9421 | 0.0010226 | 7323721.1904 | 14978425.3512 | 149303.9625 | 305355.4606
1 | 1300 | 707 | 0.035 | 15 | 15 | 7 | 1e-11 | 0 | Water | Porous | Wet | R245fa | MinimizeLCOE_Brownfield | IgnoreSilica | 1.5411 | 0.069015 | 0.00052974 | 4 | 3580807.5266 | 7274818.4386 | 72999.6048 | 148307.0138 | 56.0672 | -2.4827e-06 | 10788502.1991 | 35038.9894 | 899.7457 | 42152.2852 | 49950.9766 | 24077.0464 | 21729.5182 | 0 | 67800.939 | 176404.1353 | 120399.4471 | 538453.0828 | 3144235.0165 | 3904935.7281 | 3904935.7281 | 1478867.319 | 2443695.3611 | 0 | 7587623.8274 | 15415122.2356 | 10000 | 0.002119 | 3580807.5266 | 7274818.4386 | 72999.6048 | 148307.0138
1 | 1300 | 707 | 0.035 | 15 | 15 | 7 | 1.3335e-11 | 0 | Water | Porous | Wet | R245fa | MinimizeLCOE_Brownfield | IgnoreSilica | 2.0967 | 0.099187 | 0.00091579 | 4 | 2104047.5219 | 4240860.1599 | 42893.8547 | 86455.6705 | 57.0551 | -2.5315e-06 | 18149016.6727 | 45577.7758 | 1184.6018 | 56297.8416 | 60539.8436 | 24077.0464 | 24867.1979 | 0 | 82892.2797 | 215668.7083 | 147198.325 | 658303.6201 | 3144235.0165 | 3904935.7281 | 3904935.7281 | 1478867.319 | 2443695.3611 | 0 | 7707474.3646 | 15534972.7728 | 13335.2143 | 0.0036632 | 2104047.5219 | 4240860.1599 | 42893.8547 | 86455.6705
1 | 1300 | 707 | 0.035 | 15 | 15 | 7 | 1.7783e-11 | 0 | Water | Porous | Wet | R245fa | MinimizeLCOE_Brownfield | IgnoreSilica | 2.8083 | 0.13799 | 0.0014452 | 4 | 1358141.1388 | 2712170.3258 | 27687.5441 | 55291.2606 | 57.7687 | -2.5375e-06 | 30675014.4501 | 57758.4508 | 1515.235 | 73274.6971 | 74108.6282 | 24077.0464 | 28236.7993 | 0 | 100998.6341 | 262777.7284 | 179351.1992 | 802098.4184 | 3144235.0165 | 3904935.7281 | 3904935.7281 | 1478867.319 | 2443695.3611 | 0 | 7851269.163 | 15678767.5712 | 17782.7941 | 0.0057809 | 1358141.1388 | 2712170.3258 | 27687.5441 | 55291.2606
1 | 1300 | 707 | 0.035 | 15 | 15 | 7 | 2.3714e-11 | 0 | Water | Porous | Wet | R245fa | MinimizeLCOE_Brownfield | IgnoreSilica | 3.7339 | 0.18855 | 0.0021613 | 4 | 928551.2713 | 1833950.7001 | 18929.7736 | 37387.5656 | 58.3002 | -2.5243e-06 | 49812244.6254 | 72130.6473 | 1906.4707 | 94026.97 | 91760.1509 | 24077.0464 | 32018.4487 | 0 | 123208.6963 | 320563.7541 | 218791.3491 | 978483.5334 | 3144235.0165 | 3904935.7281 | 3904935.7281 | 1478867.319 | 2443695.3611 | 0 | 8027654.278 | 15855152.6862 | 23713.7371 | 0.0086454 | 928551.2713 | 1833950.7001 | 18929.7736 | 37387.5656
1 | 1300 | 707 | 0.035 | 15 | 15 | 7 | 3.1623e-11 | 0 | Water | Porous | Wet | R245fa | MinimizeLCOE_Brownfield | IgnoreSilica | 4.9324 | 0.25411 | 0.0031212 | 4 | 660311.3231 | 1287267.3145 | 13461.3395 | 26242.6854 | 58.6978 | -2.4946e-06 | 70116996.5764 | 89082.2371 | 2368.8293 | 119340.8917 | 114621.0779 | 24077.0464 | 36260.207 | 0 | 150442.6129 | 391420.8186 | 267152.7516 | 1194766.4725 | 3144235.0165 | 3904935.7281 | 3904935.7281 | 1478867.319 | 2443695.3611 | 0 | 8243937.2171 | 16071435.6253 | 31622.7766 | 0.012485 | 660311.3231 | 1287267.3145 | 13461.3395 | 26242.6854
1 | 1300 | 707 | 0.035 | 15 | 15 | 7 | 4.217e-11 | 0 | Water | Porous | Wet | R245fa | MinimizeLCOE_Brownfield | IgnoreSilica | 6.4935 | 0.33953 | 0.0043992 | 4 | 483708.5002 | 928535.4423 | 9861.052 | 18929.4509 | 58.9966 | -2.458e-06 | 88448869.5093 | 109246.7746 | 2919.5311 | 150443.024 | 144393.7748 | 24077.0464 | 41117.4894 | 0 | 184157.0797 | 479138.9455 | 327022.1756 | 1462515.8409 | 3144235.0165 | 3904935.7281 | 3904935.7281 | 1478867.319 | 2443695.3611 | 0 | 8511686.5855 | 16339184.9937 | 42169.6503 | 0.017597 | 483708.5002 | 928535.4423 | 9861.052 | 18929.4509
1 | 1300 | 707 | 0.035 | 15 | 15 | 7 | 5.6234e-11 | 0 | Water | Porous | Wet | R245fa | MinimizeLCOE_Brownfield | IgnoreSilica | 8.389 | 0.44303 | 0.0060626 | 4 | 363707.1233 | 686486.5237 | 7414.6617 | 13994.9563 | 59.1974 | -2.3729e-06 | 115780532.0329 | 131649.6957 | 3531.5932 | 186098.0986 | 180487.6652 | 24077.0464 | 45900.2891 | 0 | 222980.3113 | 580149.0306 | 395963.6342 | 1770837.3642 | 3144235.0165 | 3904935.7281 | 3904935.7281 | 1478867.319 | 2443695.3611 | 0 | 8820008.1088 | 16647506.517 | 56234.1325 | 0.02425 | 363707.1233 | 686486.5237 | 7414.6617 | 13994.9563
1 | 1300 | 707 | 0.035 | 15 | 15 | 7 | 7.4989e-11 | 0 | Water | Porous | Wet | R245fa | MinimizeLCOE_Brownfield | IgnoreSilica | 10.5692 | 0.56079 | 0.0081348 | 4 | 281348.7742 | 521904.609 | 5735.6753 | 10639.7314 | 59.2929 | -2.2293e-06 | 140418446.9461 | 155162.781 | 4173.2249 | 224702.0118 | 221718.0577 | 24077.0464 | 50026.5951 | 0 | 265145.2896 | 689853.6547 | 470839.2944 | 2105697.9555 | 3144235.0165 | 3904935.7281 | 3904935.7281 | 1478867.319 | 2443695.3611 | 0 | 9154868.7 | 16982367.1082 | 74989.4209 | 0.032539 | 281348.7742 | 521904.609 | 5735.6753 | 10639.7314
1 | 1300 | 707 | 0.035 | 15 | 15 | 7 | 1e-10 | 0 | Water | Porous | Wet | R245fa | MinimizeLCOE_Brownfield | IgnoreSilica | 14.3017 | 0.7675 | 0.011239 | 4 | 216345.7542 | 390461.9787 | 4410.5008 | 7960.0956 | 59.5254 | -2.2787e-06 | 178297163.4132 | 193458.9143 | 5222.8723 | 288769.5953 | 293423.436 | 24077.0464 | 59291.632 | 0 | 337054.9635 | 876947.8756 | 598534.9445 | 2676781.2798 | 3144235.0165 | 3904935.7281 | 3904935.7281 | 1478867.319 | 2443695.3611 | 0 | 9725952.0243 | 17553450.4325 | 100000 | 0.044956 | 216345.7542 | 390461.9787 | 4410.5008 | 7960.0956
1 | 1300 | 707 | 0.035 | 15 | 15 | 7 | 1.3335e-10 | 0 | Water | Porous | Wet | R245fa | MinimizeLCOE_Brownfield | IgnoreSilica | 18.2723 | 0.98519 | 0.014976 | 4 | 171898.9575 | 302568.6694 | 3504.3928 | 6168.2716 | 59.6219 | -2.1895e-06 | 216629341.1159 | 230353.9191 | 6232.4732 | 352589.3332 | 369210.7855 | 24077.0464 | 66233.3283 | 0 | 408991.7854 | 1064112.7298 | 726278.8034 | 3248080.2043 | 3144235.0165 | 3904935.7281 | 3904935.7281 | 1478867.319 | 2443695.3611 | 0 | 10297250.9488 | 18124749.357 | 133352.1432 | 0.059903 | 171898.9575 | 302568.6694 | 3504.3928 | 6168.2716
1 | 1300 | 707 | 0.035 | 15 | 15 | 7 | 1.7783e-10 | 0 | Water | Porous | Wet | R245fa | MinimizeLCOE_Brownfield | IgnoreSilica | 23.0862 | 1.2491 | 0.01969 | 4 | 139213.8319 | 238595.5686 | 2838.0623 | 4864.0934 | 59.6949 | -2.0901e-06 | 258752538.0357 | 271924.4054 | 7369.8949 | 426301.211 | 461098.4465 | 24077.0464 | 73439.5751 | 0 | 493042.1259 | 1282794.4747 | 875533.5878 | 3915580.7677 | 3144235.0165 | 3904935.7281 | 3904935.7281 | 1478867.319 | 2443695.3611 | 0 | 10964751.5122 | 18792249.9204 | 177827.941 | 0.078762 | 139213.8319 | 238595.5686 | 2838.0623 | 4864.0934
1 | 1300 | 707 | 0.035 | 15 | 15 | 7 | 2.3714e-10 | 0 | Water | Porous | Wet | R245fa | MinimizeLCOE_Brownfield | IgnoreSilica | 28.6861 | 1.5562 | 0.025462 | 4 | 115023.4719 | 191878.4753 | 2344.9091 | 3911.7023 | 59.7496 | -1.9758e-06 | 302294125.8969 | 317087.2579 | 8605.2796 | 508242.261 | 568001.3305 | 24077.0464 | 80384.2842 | 0 | 587495.0092 | 1528541.5022 | 1043260.9836 | 4665694.9546 | 3144235.0165 | 3904935.7281 | 3904935.7281 | 1478867.319 | 2443695.3611 | 0 | 11714865.6991 | 19542364.1073 | 237137.3706 | 0.10185 | 115023.4719 | 191878.4753 | 2344.9091 | 3911.7023
1 | 1300 | 707 | 0.035 | 15 | 15 | 7 | 3.1623e-10 | 0 | Water | Porous | Wet | R245fa | MinimizeLCOE_Brownfield | IgnoreSilica | 34.9271 | 1.8986 | 0.032258 | 4 | 97067.9342 | 157730.5098 | 1978.8611 | 3215.5498 | 59.7906 | -1.849e-06 | 348209037.4124 | 364380.3912 | 9898.4392 | 595848.2662 | 687155.313 | 24077.0464 | 86605.1948 | 0 | 689506.2138 | 1793953.7311 | 1224410.2835 | 5475834.879 | 3144235.0165 | 3904935.7281 | 3904935.7281 | 1478867.319 | 2443695.3611 | 0 | 12525005.6236 | 20352504.0318 | 316227.766 | 0.12903 | 97067.9342 | 157730.5098 | 1978.8611 | 3215.5498
1 | 1300 | 707 | 0.035 | 15 | 15 | 7 | 4.217e-10 | 0 | Water | Porous | Wet | R245fa | MinimizeLCOE_Brownfield | IgnoreSilica | 41.5218 | 2.2604 | 0.039877 | 4 | 83740.3151 | 132812.9025 | 1707.1596 | 2707.5707 | 59.8212 | -1.7136e-06 | 393742942.215 | 411665.7299 | 11190.7947 | 685058.5917 | 813077.7656 | 24077.0464 | 91614.264 | 0 | 794306.835 | 2066623.4498 | 1410512.9694 | 6308127.4463 | 3144235.0165 | 3904935.7281 | 3904935.7281 | 1478867.319 | 2443695.3611 | 0 | 13357298.1909 | 21184796.5991 | 421696.5034 | 0.15951 | 83740.3151 | 132812.9025 | 1707.1596 | 2707.5707
1 | 1300 | 707 | 0.035 | 15 | 15 | 7 | 5.6234e-10 | 0 | Water | Porous | Wet | R245fa | MinimizeLCOE_Brownfield | IgnoreSilica | 48.0944 | 2.621 | 0.047945 | 4 | 73867.6813 | 114682.4109 | 1505.8926 | 2337.9561 | 59.8437 | -1.5753e-06 | 436622882.7657 | 456596.2366 | 12418.1773 | 771169.2548 | 938586.1124 | 24077.0464 | 95080.2402 | 0 | 896191.5564 | 2331706.5956 | 1591437.6632 | 7117262.8828 | 3144235.0165 | 3904935.7281 | 3904935.7281 | 1478867.319 | 2443695.3611 | 0 | 14166433.6274 | 21993932.0356 | 562341.3252 | 0.19178 | 73867.6813 | 114682.4109 | 1505.8926 | 2337.9561
1 | 1300 | 707 | 0.035 | 15 | 15 | 7 | 7.4989e-10 | 0 | Water | Porous | Wet | R245fa | MinimizeLCOE_Brownfield | IgnoreSilica | 54.2091 | 2.9564 | 0.055962 | 4 | 66574.1506 | 101541.7789 | 1357.2041 | 2070.0665 | 59.8594 | -1.4381e-06 | 476510666.5789 | 496757.9298 | 13514.711 | 849156.2729 | 1055340.3686 | 24077.0464 | 96768.7688 | 0 | 988889.888 | 2572888.6394 | 1756049.364 | 7853442.989 | 3144235.0165 | 3904935.7281 | 3904935.7281 | 1478867.319 | 2443695.3611 | 0 | 14902613.7335 | 22730112.1417 | 749894.2093 | 0.22385 | 66574.1506 | 101541.7789 | 1357.2041 | 2070.0665
1 | 1300 | 707 | 0.035 | 15 | 15 | 7 | 1e-09 | 0 | Water | Porous | Wet | R245fa | MinimizeLCOE_Brownfield | IgnoreSilica | 59.6265 | 3.2534 | 0.063494 | 4 | 61196.7672 | 92016.6826 | 1247.5789 | 1875.8845 | 59.8695 | -1.3104e-06 | 511161026.5937 | 531191.2272 | 14454.3333 | 916738.4291 | 1158740.8031 | 24077.0464 | 97001.4017 | 0 | 1069459.2639 | 2782513.6285 | 1899122.7264 | 8493298.8597 | 3144235.0165 | 3904935.7281 | 3904935.7281 | 1478867.319 | 2443695.3611 | 0 | 15542469.6043 | 23369968.0125 | 1000000 | 0.25398 | 61196.7672 | 92016.6826 | 1247.5789 | 1875.8845
1 | 1300 | 707 | 0.035 | 15 | 15 | 7 | 1.3335e-09 | 0 | Water | Porous | Wet | R245fa | MinimizeLCOE_Brownfield | IgnoreSilica | 64.1897 | 3.5034 | 0.070205 | 4 | 57234.103 | 85107.974 | 1166.7946 | 1735.0412 | 59.8752 | -1.1959e-06 | 540910580.4832 | 559439.8696 | 15224.7758 | 972659.0621 | 1245787.6958 | 24077.0464 | 96109.8784 | 0 | 1136186.3479 | 2956123.8134 | 2017615.2449 | 9023223.7343 | 3144235.0165 | 3904935.7281 | 3904935.7281 | 1478867.319 | 2443695.3611 | 0 | 16072394.4788 | 23899892.887 | 1333521.4322 | 0.28082 | 57234.103 | 85107.974 | 1166.7946 | 1735.0412
1 | 1300 | 707 | 0.035 | 15 | 15 | 7 | 1.7783e-09 | 0 | Water | Porous | Wet | R245fa | MinimizeLCOE_Brownfield | IgnoreSilica | 67.9286 | 3.708 | 0.075954 | 4 | 54311.1427 | 80075.1589 | 1107.2061 | 1632.4404 | 59.8781 | -1.0981e-06 | 565211035.5163 | 582106.4726 | 15842.6672 | 1017833.9559 | 1317059.5229 | 24077.0464 | 94615.1235 | 0 | 1190098.5675 | 3096392.3498 | 2113351.4033 | 9451377.109 | 3144235.0165 | 3904935.7281 | 3904935.7281 | 1478867.319 | 2443695.3611 | 0 | 16500547.8536 | 24328046.2618 | 1778279.41 | 0.30382 | 54311.1427 | 80075.1589 | 1107.2061 | 1632.4404
1 | 1300 | 707 | 0.035 | 15 | 15 | 7 | 2.3714e-09 | 0 | Water | Porous | Wet | R245fa | MinimizeLCOE_Brownfield | IgnoreSilica | 70.9176 | 3.8713 | 0.080722 | 4 | 52150.9708 | 76393.2249 | 1063.1681 | 1557.3792 | 59.8791 | -1.0172e-06 | 584668024.4959 | 599932.2959 | 16328.383 | 1053549.4076 | 1373995.6158 | 24077.0464 | 92878.0063 | 0 | 1232696.6945 | 3207223.9381 | 2188996.2396 | 9789677.6273 | 3144235.0165 | 3904935.7281 | 3904935.7281 | 1478867.319 | 2443695.3611 | 0 | 16838848.3719 | 24666346.78 | 2371373.7057 | 0.32289 | 52150.9708 | 76393.2249 | 1063.1681 | 1557.3792
1 | 1300 | 707 | 0.035 | 15 | 15 | 7 | 3.1623e-09 | 0 | Water | Porous | Wet | R245fa | MinimizeLCOE_Brownfield | IgnoreSilica | 73.254 | 3.9989 | 0.084571 | 4 | 50550.8616 | 73689.5798 | 1030.5477 | 1502.2618 | 59.8791 | -9.5158e-07 | 600265462.3626 | 613689.4512 | 16703.0945 | 1081225.7445 | 1418467.6046 | 24077.0464 | 91120.2016 | 0 | 1265660.4257 | 3292988.805 | 2247532.5236 | 10051464.8971 | 3144235.0165 | 3904935.7281 | 3904935.7281 | 1478867.319 | 2443695.3611 | 0 | 17100635.6416 | 24928134.0498 | 3162277.6602 | 0.33829 | 50550.8616 | 73689.5798 | 1030.5477 | 1502.2618
1 | 1300 | 707 | 0.035 | 15 | 15 | 7 | 4.217e-09 | 0 | Water | Porous | Wet | R245fa | MinimizeLCOE_Brownfield | IgnoreSilica | 75.0586 | 4.0973 | 0.087623 | 4 | 49362.9062 | 71695.9108 | 1006.3296 | 1461.6181 | 59.8786 | -8.9935e-07 | 612578035.3302 | 624212.9638 | 16989.6403 | 1102462.9162 | 1452798.5461 | 24077.0464 | 89501.7649 | 0 | 1290916.7223 | 3358700.508 | 2292382.1111 | 10252042.2192 | 3144235.0165 | 3904935.7281 | 3904935.7281 | 1478867.319 | 2443695.3611 | 0 | 17301212.9637 | 25128711.3719 | 4216965.0343 | 0.35049 | 49362.9062 | 71695.9108 | 1006.3296 | 1461.6181
1 | 1300 | 707 | 0.035 | 15 | 15 | 7 | 5.6234e-09 | 0 | Water | Porous | Wet | R245fa | MinimizeLCOE_Brownfield | IgnoreSilica | 76.4593 | 4.1736 | 0.090018 | 4 | 48479.1339 | 70217.7358 | 988.3127 | 1431.4835 | 59.8779 | -8.5892e-07 | 621777924.9122 | 632319.6118 | 17210.3218 | 1118861.8104 | 1479429.4687 | 24077.0464 | 88139.6352 | 0 | 1310414.7787 | 3409430.4512 | 2327006.3398 | 10406889.4639 | 3144235.0165 | 3904935.7281 | 3904935.7281 | 1478867.319 | 2443695.3611 | 0 | 17456060.2085 | 25283558.6167 | 5623413.2519 | 0.36007 | 48479.1339 | 70217.7358 | 988.3127 | 1431.4835
1 | 1300 | 707 | 0.035 | 15 | 15 | 7 | 7.4989e-09 | 0 | Water | Porous | Wet | R245fa | MinimizeLCOE_Brownfield | IgnoreSilica | 77.5265 | 4.2317 | 0.091872 | 4 | 47820.5161 | 69120.5452 | 974.8859 | 1409.1158 | 59.8772 | -8.2759e-07 | 628881619.3683 | 638461.4339 | 17377.4829 | 1131308.7472 | 1499712.7863 | 24077.0464 | 87001.9197 | 0 | 1325196.3724 | 3447889.1258 | 2353255.1754 | 10524280.09 | 3144235.0165 | 3904935.7281 | 3904935.7281 | 1478867.319 | 2443695.3611 | 0 | 17573450.8345 | 25400949.2427 | 7498942.0933 | 0.36749 | 47820.5161 | 69120.5452 | 974.8859 | 1409.1158
1 | 1300 | 707 | 0.035 | 15 | 15 | 7 | 1e-08 | 0 | Water | Porous | Wet | R245fa | MinimizeLCOE_Brownfield | IgnoreSilica | 78.3307 | 4.2755 | 0.093291 | 4 | 47328.9958 | 68304.9932 | 964.8656 | 1392.4897 | 59.8766 | -8.0336e-07 | 634449663.7918 | 643069.7428 | 17502.8873 | 1140660.7325 | 1514992.2975 | 24077.0464 | 86065.8028 | 0 | 1336283.7186 | 3476736.1264 | 2372943.8461 | 10612332.2004 | 3144235.0165 | 3904935.7281 | 3904935.7281 | 1478867.319 | 2443695.3611 | 0 | 17661502.945 | 25489001.3532 | 10000000 | 0.37316 | 47328.9958 | 68304.9932 | 964.8656 | 1392.4897
1 | 1400 | 707 | 0.035 | 15 | 15 | 7 | 1e-13 | 0 | Water | Porous | Wet | R245fa | MinimizeLCOE_Brownfield | IgnoreSilica | 0 | 0 | 0 | 0 | [5 empty] | 0 | 0 | 0 | 0 | 0 | 0 | 0 | 0 | 0 | 0 | 0 | 0 | 0 | 0 | 0 | 0 | 0 | 0 | 0 | 0 | 0 | 100 | 0
1 | 1400 | 707 | 0.035 | 15 | 15 | 7 | 1.3335e-13 | 0 | Water | Porous | Wet | R245fa | MinimizeLCOE_Brownfield | IgnoreSilica | 0 | 0 | 0 | 0 | [5 empty] | 0 | 0 | 0 | 0 | 0 | 0 | 0 | 0 | 0 | 0 | 0 | 0 | 0 | 0 | 0 | 0 | 0 | 0 | 0 | 0 | 0 | 133.3521 | 0
1 | 1400 | 707 | 0.035 | 15 | 15 | 7 | 1.7783e-13 | 0 | Water | Porous | Wet | R245fa | MinimizeLCOE_Brownfield | IgnoreSilica | 0 | 0 | 0 | 0 | [5 empty] | 0 | 0 | 0 | 0 | 0 | 0 | 0 | 0 | 0 | 0 | 0 | 0 | 0 | 0 | 0 | 0 | 0 | 0 | 0 | 0 | 0 | 177.8279 | 0
1 | 1400 | 707 | 0.035 | 15 | 15 | 7 | 2.3714e-13 | 0 | Water | Porous | Wet | R245fa | MinimizeLCOE_Brownfield | IgnoreSilica | 0 | 0 | 0 | 0 | [5 empty] | 0 | 0 | 0 | 0 | 0 | 0 | 0 | 0 | 0 | 0 | 0 | 0 | 0 | 0 | 0 | 0 | 0 | 0 | 0 | 0 | 0 | 237.1374 | 0
1 | 1400 | 707 | 0.035 | 15 | 15 | 7 | 3.1623e-13 | 0 | Water | Porous | Wet | R245fa | MinimizeLCOE_Brownfield | IgnoreSilica | 0 | 0 | 0 | 0 | [5 empty] | 0 | 0 | 0 | 0 | 0 | 0 | 0 | 0 | 0 | 0 | 0 | 0 | 0 | 0 | 0 | 0 | 0 | 0 | 0 | 0 | 0 | 316.2278 | 0
1 | 1400 | 707 | 0.035 | 15 | 15 | 7 | 4.217e-13 | 0 | Water | Porous | Wet | R245fa | MinimizeLCOE_Brownfield | IgnoreSilica | 0 | 0 | 0 | 0 | [5 empty] | 0 | 0 | 0 | 0 | 0 | 0 | 0 | 0 | 0 | 0 | 0 | 0 | 0 | 0 | 0 | 0 | 0 | 0 | 0 | 0 | 0 | 421.6965 | 0
1 | 1400 | 707 | 0.035 | 15 | 15 | 7 | 5.6234e-13 | 0 | Water | Porous | Wet | R245fa | MinimizeLCOE_Brownfield | IgnoreSilica | 0 | 0 | 0 | 0 | [5 empty] | 0 | 0 | 0 | 0 | 0 | 0 | 0 | 0 | 0 | 0 | 0 | 0 | 0 | 0 | 0 | 0 | 0 | 0 | 0 | 0 | 0 | 562.3413 | 0
1 | 1400 | 707 | 0.035 | 15 | 15 | 7 | 7.4989e-13 | 0 | Water | Porous | Wet | R245fa | MinimizeLCOE_Brownfield | IgnoreSilica | 0 | 0 | 0 | 0 | [5 empty] | 0 | 0 | 0 | 0 | 0 | 0 | 0 | 0 | 0 | 0 | 0 | 0 | 0 | 0 | 0 | 0 | 0 | 0 | 0 | 0 | 0 | 749.8942 | 0
1 | 1400 | 707 | 0.035 | 15 | 15 | 7 | 1e-12 | 0 | Water | Porous | Wet | R245fa | MinimizeLCOE_Brownfield | IgnoreSilica | 0 | 0 | 0 | 0 | [5 empty] | 0 | 0 | 0 | 0 | 0 | 0 | 0 | 0 | 0 | 0 | 0 | 0 | 0 | 0 | 0 | 0 | 0 | 0 | 0 | 0 | 0 | 1000 | 0
1 | 1400 | 707 | 0.035 | 15 | 15 | 7 | 1.3335e-12 | 0 | Water | Porous | Wet | R245fa | MinimizeLCOE_Brownfield | IgnoreSilica | 0 | 0 | 0 | 0 | [5 empty] | 0 | 0 | 0 | 0 | 0 | 0 | 0 | 0 | 0 | 0 | 0 | 0 | 0 | 0 | 0 | 0 | 0 | 0 | 0 | 0 | 0 | 1333.5214 | 0
1 | 1400 | 707 | 0.035 | 15 | 15 | 7 | 1.7783e-12 | 0 | Water | Porous | Wet | R245fa | MinimizeLCOE_Brownfield | IgnoreSilica | 0 | 0 | 0 | 0 | [5 empty] | 0 | 0 | 0 | 0 | 0 | 0 | 0 | 0 | 0 | 0 | 0 | 0 | 0 | 0 | 0 | 0 | 0 | 0 | 0 | 0 | 0 | 1778.2794 | 0
1 | 1400 | 707 | 0.035 | 15 | 15 | 7 | 2.3714e-12 | 0 | Water | Porous | Wet | R245fa | MinimizeLCOE_Brownfield | IgnoreSilica | 0 | 0 | 0 | 0 | [5 empty] | 0 | 0 | 0 | 0 | 0 | 0 | 0 | 0 | 0 | 0 | 0 | 0 | 0 | 0 | 0 | 0 | 0 | 0 | 0 | 0 | 0 | 2371.3737 | 0
1 | 1400 | 707 | 0.035 | 15 | 15 | 7 | 3.1623e-12 | 0 | Water | Porous | Wet | R245fa | MinimizeLCOE_Brownfield | IgnoreSilica | 0 | 0 | 0 | 0 | [5 empty] | 0 | 0 | 0 | 0 | 0 | 0 | 0 | 0 | 0 | 0 | 0 | 0 | 0 | 0 | 0 | 0 | 0 | 0 | 0 | 0 | 0 | 3162.2777 | 0
1 | 1400 | 707 | 0.035 | 15 | 15 | 7 | 4.217e-12 | 0 | Water | Porous | Wet | R245fa | MinimizeLCOE_Brownfield | IgnoreSilica | 0.8028 | 0.034288 | 0.00011443 | 4 | 16865969.3548 | 34830569.6006 | 343835.5982 | 710068.2731 | 55.2489 | -2.9765e-06 | 8009738.6364 | 21476.6091 | 541.6068 | 24102.1488 | 37148.1347 | 24077.0464 | 18051.5063 | 0 | 48904.8503 | 127240.3887 | 86844.1798 | 388386.4708 | 3144235.0165 | 4187241.4196 | 4187241.4196 | 1478867.319 | 2556617.6377 | 0 | 7719862.9069 | 15942589.2832 | 4216.965 | 0.00045772 | 16865969.3548 | 34830569.6006 | 343835.5982 | 710068.2731
1 | 1400 | 707 | 0.035 | 15 | 15 | 7 | 5.6234e-12 | 0 | Water | Porous | Wet | R245fa | MinimizeLCOE_Brownfield | IgnoreSilica | 1.1584 | 0.056232 | 0.00037006 | 4 | 5283153.7889 | 10838204.5225 | 107704.236 | 220951.4589 | 57.5377 | -3.2417e-06 | 224156.1068 | 31144.3106 | 804.4038 | 35739.4602 | 44556.2232 | 24077.0464 | 21489.7265 | 0 | 61546.3566 | 160130.9949 | 109292.6944 | 488781.2164 | 3144235.0165 | 4187241.4196 | 4187241.4196 | 1478867.319 | 2556617.6377 | 0 | 7820257.6525 | 16042984.0288 | 5623.4133 | 0.0014802 | 5283153.7889 | 10838204.5225 | 107704.236 | 220951.4589
1 | 1400 | 707 | 0.035 | 15 | 15 | 7 | 7.4989e-12 | 0 | Water | Porous | Wet | R245fa | MinimizeLCOE_Brownfield | IgnoreSilica | 1.5994 | 0.083866 | 0.00074816 | 4 | 2651433.4509 | 5399064.9858 | 54053.0572 | 110067.2425 | 59.0532 | -3.3572e-06 | 15208505.7605 | 41833.77 | 1098.261 | 49149.0367 | 53764.6611 | 24077.0464 | 24882.6498 | 0 | 75974.1157 | 197669.0647 | 134913.1983 | 603361.8037 | 3144235.0165 | 4187241.4196 | 4187241.4196 | 1478867.319 | 2556617.6377 | 0 | 7934838.2398 | 16157564.6161 | 7498.9421 | 0.0029927 | 2651433.4509 | 5399064.9858 | 54053.0572 | 110067.2425
1 | 1400 | 707 | 0.035 | 15 | 15 | 7 | 1e-11 | 0 | Water | Porous | Wet | R245fa | MinimizeLCOE_Brownfield | IgnoreSilica | 2.1699 | 0.11994 | 0.0012796 | 4 | 1577236.6897 | 3183703.5324 | 32154.1033 | 64904.1028 | 60.1429 | -3.4108e-06 | 29251730.4776 | 54268.8244 | 1442.2165 | 65382.2996 | 65704.3885 | 24077.0464 | 28574.4361 | 0 | 93385.1924 | 242969.1148 | 165831.4133 | 741634.9319 | 3144235.0165 | 4187241.4196 | 4187241.4196 | 1478867.319 | 2556617.6377 | 0 | 8073111.3679 | 16295837.7442 | 10000 | 0.0051185 | 1577236.6897 | 3183703.5324 | 32154.1033 | 64904.1028
1 | 1400 | 707 | 0.035 | 15 | 15 | 7 | 1.3335e-11 | 0 | Water | Porous | Wet | R245fa | MinimizeLCOE_Brownfield | IgnoreSilica | 2.9009 | 0.16633 | 0.0020078 | 4 | 1025902.1533 | 2049766.2442 | 20914.403 | 41787.2574 | 60.935 | -3.4109e-06 | 49162346.9536 | 68667.3024 | 1842.1162 | 84877.5461 | 81007.9717 | 24077.0464 | 32567.5562 | 0 | 114285.4202 | 297347.2201 | 202945.5876 | 907617.7667 | 3144235.0165 | 4187241.4196 | 4187241.4196 | 1478867.319 | 2556617.6377 | 0 | 8239094.2028 | 16461820.5791 | 13335.2143 | 0.0080311 | 1025902.1533 | 2049766.2442 | 20914.403 | 41787.2574
1 | 1400 | 707 | 0.035 | 15 | 15 | 7 | 1.7783e-11 | 0 | Water | Porous | Wet | R245fa | MinimizeLCOE_Brownfield | IgnoreSilica | 3.8607 | 0.22741 | 0.0029927 | 4 | 705440.3646 | 1392328.4854 | 14381.356 | 28384.4994 | 61.5315 | -3.3961e-06 | 72636684.4188 | 85833.5317 | 2320.0417 | 108955.2382 | 101114.3651 | 24077.0464 | 37159.7012 | 0 | 140189.3704 | 364743.985 | 248945.2645 | 1113338.5441 | 3144235.0165 | 4187241.4196 | 4187241.4196 | 1478867.319 | 2556617.6377 | 0 | 8444814.9802 | 16667541.3565 | 17782.7941 | 0.011971 | 705440.3646 | 1392328.4854 | 14381.356 | 28384.4994
1 | 1400 | 707 | 0.035 | 15 | 15 | 7 | 2.3714e-11 | 0 | Water | Porous | Wet | R245fa | MinimizeLCOE_Brownfield | IgnoreSilica | 5.0929 | 0.30592 | 0.0043118 | 4 | 504121.4887 | 980880.3805 | 10277.1984 | 19996.5733 | 61.9742 | -3.3502e-06 | 102134003.5367 | 105918.1557 | 2880.1085 | 138083.6648 | 126934.4108 | 24077.0464 | 42230.8662 | 0 | 171648.4584 | 446594.0789 | 304809.6354 | 1363176.425 | 3144235.0165 | 4187241.4196 | 4187241.4196 | 1478867.319 | 2556617.6377 | 0 | 8694652.8611 | 16917379.2374 | 23713.7371 | 0.017247 | 504121.4887 | 980880.3805 | 10277.1984 | 19996.5733
1 | 1400 | 707 | 0.035 | 15 | 15 | 7 | 3.1623e-11 | 0 | Water | Porous | Wet | R245fa | MinimizeLCOE_Brownfield | IgnoreSilica | 6.6787 | 0.40701 | 0.0060643 | 4 | 371027.083 | 710009.5927 | 7563.8889 | 14474.5059 | 62.3041 | -3.2856e-06 | 132877485.8953 | 129553.8051 | 3539.776 | 173474.739 | 160165.2722 | 24077.0464 | 47911.0757 | 0 | 210101.4686 | 546640.9235 | 373093.6626 | 1668557.769 | 3144235.0165 | 4187241.4196 | 4187241.4196 | 1478867.319 | 2556617.6377 | 0 | 9000034.2051 | 17222760.5814 | 31622.7766 | 0.024257 | 371027.083 | 710009.5927 | 7563.8889 | 14474.5059
1 | 1400 | 707 | 0.035 | 15 | 15 | 7 | 4.217e-11 | 0 | Water | Porous | Wet | R245fa | MinimizeLCOE_Brownfield | IgnoreSilica | 8.613 | 0.52994 | 0.0083397 | 4 | 280378.1882 | 526872.6141 | 5715.8886 | 10741.0109 | 62.5246 | -3.1647e-06 | 168962881.0949 | 155935.0332 | 4276.0489 | 214216.703 | 200610.6771 | 24077.0464 | 53581.1924 | 0 | 254551.7134 | 662291.3425 | 452027.45 | 2021567.2068 | 3144235.0165 | 4187241.4196 | 4187241.4196 | 1478867.319 | 2556617.6377 | 0 | 9353043.6428 | 17575770.0191 | 42169.6503 | 0.033359 | 280378.1882 | 526872.6141 | 5715.8886 | 10741.0109
1 | 1400 | 707 | 0.035 | 15 | 15 | 7 | 5.6234e-11 | 0 | Water | Porous | Wet | R245fa | MinimizeLCOE_Brownfield | IgnoreSilica | 10.801 | 0.66731 | 0.011151 | 4 | 218118.4089 | 402466.2958 | 4446.6388 | 8204.8198 | 62.6203 | -2.9562e-06 | 203052262.4936 | 183144.0488 | 5033.942 | 257574.1408 | 246016.5492 | 24077.0464 | 58247.7201 | 0 | 301896.4444 | 785472.6209 | 536101.2036 | 2397563.7163 | 3144235.0165 | 4187241.4196 | 4187241.4196 | 1478867.319 | 2556617.6377 | 0 | 9729040.1524 | 17951766.5287 | 56234.1325 | 0.044604 | 218118.4089 | 402466.2958 | 4446.6388 | 8204.8198
1 | 1400 | 707 | 0.035 | 15 | 15 | 7 | 7.4989e-11 | 0 | Water | Porous | Wet | R245fa | MinimizeLCOE_Brownfield | IgnoreSilica | 14.6696 | 0.9172 | 0.015455 | 4 | 168149.0917 | 301160.7395 | 3427.9467 | 6139.569 | 62.8988 | -3.0311e-06 | 260276240.5254 | 229171.1712 | 6322.8215 | 332138.8949 | 327719.4721 | 24077.0464 | 69650.8994 | 0 | 385741.3191 | 1003619.7859 | 684991.1262 | 3063432.5365 | 3144235.0165 | 4187241.4196 | 4187241.4196 | 1478867.319 | 2556617.6377 | 0 | 10394908.9726 | 18617635.3489 | 74989.4209 | 0.06182 | 168149.0917 | 301160.7395 | 3427.9467 | 6139.569
1 | 1400 | 707 | 0.035 | 15 | 15 | 7 | 1e-10 | 0 | Water | Porous | Wet | R245fa | MinimizeLCOE_Brownfield | IgnoreSilica | 18.7593 | 1.1784 | 0.020599 | 4 | 134169.274 | 233966.5906 | 2735.2221 | 4769.7254 | 63.008 | -2.9115e-06 | 312869398.7469 | 273123.4351 | 7550.6459 | 405822.6915 | 413475.9773 | 24077.0464 | 78080.3914 | 0 | 468830.7731 | 1219801.5013 | 832539.589 | 3723302.0509 | 3144235.0165 | 4187241.4196 | 4187241.4196 | 1478867.319 | 2556617.6377 | 0 | 11054778.487 | 19277504.8633 | 100000 | 0.082394 | 134169.274 | 233966.5906 | 2735.2221 | 4769.7254
1 | 1400 | 707 | 0.035 | 15 | 15 | 7 | 1.3335e-10 | 0 | Water | Porous | Wet | R245fa | MinimizeLCOE_Brownfield | IgnoreSilica | 23.7144 | 1.4948 | 0.027102 | 4 | 109072.7947 | 184922.1781 | 2223.5965 | 3769.8887 | 63.0905 | -2.7747e-06 | 370297470.0691 | 322613.039 | 8932.706 | 490855.5557 | 517379.656 | 24077.0464 | 86767.1024 | 0 | 565743.7911 | 1471949.2945 | 1004635.639 | 4492953.8301 | 3144235.0165 | 4187241.4196 | 4187241.4196 | 1478867.319 | 2556617.6377 | 0 | 11824430.2662 | 20047156.6425 | 133352.1432 | 0.10841 | 109072.7947 | 184922.1781 | 2223.5965 | 3769.8887
1 | 1400 | 707 | 0.035 | 15 | 15 | 7 | 1.7783e-10 | 0 | Water | Porous | Wet | R245fa | MinimizeLCOE_Brownfield | IgnoreSilica | 29.5339 | 1.8665 | 0.035112 | 4 | 90404.0603 | 148950.6934 | 1843.009 | 3036.5614 | 63.1528 | -2.6206e-06 | 431464847.8437 | 376880.8593 | 10447.4576 | 586258.1031 | 639417.8115 | 24077.0464 | 95274.4132 | 0 | 675618.7196 | 1757821.3198 | 1199749.1704 | 5365544.901 | 3144235.0165 | 4187241.4196 | 4187241.4196 | 1478867.319 | 2556617.6377 | 0 | 12697021.3371 | 20919747.7134 | 177827.941 | 0.14045 | 90404.0603 | 148950.6934 | 1843.009 | 3036.5614
1 | 1400 | 707 | 0.035 | 15 | 15 | 7 | 2.3714e-10 | 0 | Water | Porous | Wet | R245fa | MinimizeLCOE_Brownfield | IgnoreSilica | 36.0844 | 2.285 | 0.044622 | 4 | 76464.112 | 122532.9076 | 1558.8243 | 2497.9991 | 63.1997 | -2.4499e-06 | 495167731.8392 | 434237.9163 | 12047.4892 | 689217.1592 | 776802.0344 | 24077.0464 | 102989.1906 | 0 | 795354.6261 | 2069349.5874 | 1412373.6143 | 6316448.664 | 3144235.0165 | 4187241.4196 | 4187241.4196 | 1478867.319 | 2556617.6377 | 0 | 13647925.1001 | 21870651.4764 | 237137.3706 | 0.17849 | 76464.112 | 122532.9076 | 1558.8243 | 2497.9991
1 | 1400 | 707 | 0.035 | 15 | 15 | 7 | 3.1623e-10 | 0 | Water | Porous | Wet | R245fa | MinimizeLCOE_Brownfield | IgnoreSilica | 43.1102 | 2.7339 | 0.055408 | 4 | 66048.4005 | 103148.9515 | 1346.486 | 2102.8309 | 63.2349 | -2.2682e-06 | 558201981.505 | 492383.8029 | 13668.4697 | 795548.1027 | 924173.7959 | 24077.0464 | 109356.3806 | 0 | 920090.9633 | 2393887.9499 | 1633877.7153 | 7307064.2267 | 3144235.0165 | 4187241.4196 | 4187241.4196 | 1478867.319 | 2556617.6377 | 0 | 14638540.6628 | 22861267.0391 | 316227.766 | 0.22163 | 66048.4005 | 103148.9515 | 1346.486 | 2102.8309
1 | 1400 | 707 | 0.035 | 15 | 15 | 7 | 4.217e-10 | 0 | Water | Porous | Wet | R245fa | MinimizeLCOE_Brownfield | IgnoreSilica | 50.1944 | 3.1866 | 0.066966 | 4 | 58280.934 | 88978.1383 | 1188.1357 | 1813.9397 | 63.2606 | -2.0799e-06 | 618645043.465 | 548197.5261 | 15223.3626 | 899270.7818 | 1072769.5766 | 24077.0464 | 113792.5068 | 0 | 1042599.0121 | 2712628.7631 | 1851424.8697 | 8279983.4453 | 3144235.0165 | 4187241.4196 | 4187241.4196 | 1478867.319 | 2556617.6377 | 0 | 15611459.8813 | 23834186.2576 | 421696.5034 | 0.26787 | 58280.934 | 88978.1383 | 1188.1357 | 1813.9397
1 | 1400 | 707 | 0.035 | 15 | 15 | 7 | 5.6234e-10 | 0 | Water | Porous | Wet | R245fa | MinimizeLCOE_Brownfield | IgnoreSilica | 56.9151 | 3.6159 | 0.078622 | 4 | 52507.6497 | 78653.8843 | 1070.4395 | 1603.4658 | 63.2779 | -1.8938e-06 | 673672809.7016 | 598978.586 | 16637.0218 | 994935.5602 | 1213710.2448 | 24077.0464 | 116109.9229 | 0 | 1156134.8691 | 3008025.7734 | 2053039.3991 | 9181648.4238 | 3144235.0165 | 4187241.4196 | 4187241.4196 | 1478867.319 | 2556617.6377 | 0 | 16513124.8599 | 24735851.2362 | 562341.3252 | 0.31449 | 52507.6497 | 78653.8843 | 1070.4395 | 1603.4658
1 | 1400 | 707 | 0.035 | 15 | 15 | 7 | 7.4989e-10 | 0 | Water | Porous | Wet | R245fa | MinimizeLCOE_Brownfield | IgnoreSilica | 62.901 | 3.9979 | 0.089672 | 4 | 48229.8385 | 71154.4055 | 983.2305 | 1450.5788 | 63.2881 | -1.7167e-06 | 722592933.751 | 642660.7268 | 17852.1326 | 1078160.4416 | 1339168.0088 | 24077.0464 | 116385.1606 | 0 | 1255138.3715 | 3265612.5785 | 2228847.6864 | 9967902.1533 | 3144235.0165 | 4187241.4196 | 4187241.4196 | 1478867.319 | 2556617.6377 | 0 | 17299378.5893 | 25522104.9656 | 749894.2093 | 0.35869 | 48229.8385 | 71154.4055 | 983.2305 | 1450.5788
1 | 1400 | 707 | 0.035 | 15 | 15 | 7 | 1e-09 | 0 | Water | Porous | Wet | R245fa | MinimizeLCOE_Brownfield | IgnoreSilica | 68.0166 | 4.3239 | 0.099628 | 4 | 45065.4011 | 65698.8815 | 918.7192 | 1339.3606 | 63.2928 | -1.5576e-06 | 763891370.2621 | 678947.2622 | 18860.7473 | 1147931.7088 | 1446292.2371 | 24077.0464 | 115223.5826 | 0 | 1338219.7079 | 3481773.1733 | 2376381.734 | 10627707.1994 | 3144235.0165 | 4187241.4196 | 4187241.4196 | 1478867.319 | 2556617.6377 | 0 | 17959183.6355 | 26181910.0118 | 1000000 | 0.39851 | 45065.4011 | 65698.8815 | 918.7192 | 1339.3606
1 | 1400 | 707 | 0.035 | 15 | 15 | 7 | 1.3335e-09 | 0 | Water | Porous | Wet | R245fa | MinimizeLCOE_Brownfield | IgnoreSilica | 72.2212 | 4.5914 | 0.10821 | 4 | 42724.6289 | 61721.8046 | 870.9993 | 1258.2825 | 63.2938 | -1.4201e-06 | 798224610.0177 | 708099.5212 | 19670.471 | 1204398.3787 | 1534248.7192 | 24077.0464 | 113158.7413 | 0 | 1405424.6223 | 3656626.575 | 2495722.7736 | 11161426.8486 | 3144235.0165 | 4187241.4196 | 4187241.4196 | 1478867.319 | 2556617.6377 | 0 | 18492903.2847 | 26715629.661 | 1333521.4322 | 0.43284 | 42724.6289 | 61721.8046 | 870.9993 | 1258.2825
1 | 1400 | 707 | 0.035 | 15 | 15 | 7 | 1.7783e-09 | 0 | Water | Porous | Wet | R245fa | MinimizeLCOE_Brownfield | IgnoreSilica | 75.5922 | 4.8054 | 0.11536 | 4 | 40991.1363 | 58810.6974 | 835.6598 | 1198.9356 | 63.2927 | -1.3055e-06 | 825828807.2479 | 731054.8787 | 20307.6573 | 1249120.0433 | 1604693.0945 | 24077.0464 | 110715.5221 | 0 | 1458587.6145 | 3794945.7754 | 2590128.47 | 11583630.1021 | 3144235.0165 | 4187241.4196 | 4187241.4196 | 1478867.319 | 2556617.6377 | 0 | 18915106.5382 | 27137832.9145 | 1778279.41 | 0.46144 | 40991.1363 | 58810.6974 | 835.6598 | 1198.9356
1 | 1400 | 707 | 0.035 | 15 | 15 | 7 | 2.3714e-09 | 0 | Water | Porous | Wet | R245fa | MinimizeLCOE_Brownfield | IgnoreSilica | 78.2575 | 4.9744 | 0.12118 | 4 | 39705.1364 | 56669.4653 | 809.4429 | 1155.2837 | 63.2905 | -1.2127e-06 | 847400753.8781 | 748950.0246 | 20804.1068 | 1284141.3812 | 1660333.9297 | 24077.0464 | 108286.8455 | 0 | 1500171.4004 | 3903138.2563 | 2663972.0614 | 11913875.0524 | 3144235.0165 | 4187241.4196 | 4187241.4196 | 1478867.319 | 2556617.6377 | 0 | 19245351.4885 | 27468077.8648 | 2371373.7057 | 0.48471 | 39705.1364 | 56669.4653 | 809.4429 | 1155.2837
1 | 1400 | 707 | 0.035 | 15 | 15 | 7 | 3.1623e-09 | 0 | Water | Porous | Wet | R245fa | MinimizeLCOE_Brownfield | IgnoreSilica | 80.3038 | 5.104 | 0.12579 | 4 | 38749.3137 | 55092.1239 | 789.9572 | 1123.1275 | 63.2881 | -1.1381e-06 | 864924832.1731 | 762540.53 | 21180.9628 | 1310831.2055 | 1703016.0153 | 24077.0464 | 105983.8048 | 0 | 1531775.5302 | 3985365.7193 | 2720093.9945 | 12164864.8088 | 3144235.0165 | 4187241.4196 | 4187241.4196 | 1478867.319 | 2556617.6377 | 0 | 19496341.2449 | 27719067.6212 | 3162277.6602 | 0.50314 | 38749.3137 | 55092.1239 | 789.9572 | 1123.1275
1 | 1400 | 707 | 0.035 | 15 | 15 | 7 | 4.217e-09 | 0 | Water | Porous | Wet | R245fa | MinimizeLCOE_Brownfield | IgnoreSilica | 81.8922 | 5.2044 | 0.12941 | 4 | 38037.6433 | 53922.573 | 775.4488 | 1099.2846 | 63.2858 | -1.0801e-06 | 878123892.571 | 773002.7566 | 21470.9661 | 1331432.3254 | 1736124.5225 | 24077.0464 | 104024.8613 | 0 | 1556151.6665 | 4048787.4256 | 2763380.6123 | 12358452.1826 | 3144235.0165 | 4187241.4196 | 4187241.4196 | 1478867.319 | 2556617.6377 | 0 | 19689928.6186 | 27912654.9949 | 4216965.0343 | 0.51764 | 38037.6433 | 53922.573 | 775.4488 | 1099.2846
1 | 1400 | 707 | 0.035 | 15 | 15 | 7 | 5.6234e-09 | 0 | Water | Porous | Wet | R245fa | MinimizeLCOE_Brownfield | IgnoreSilica | 83.1102 | 5.2814 | 0.13223 | 4 | 37506.9507 | 53053.685 | 764.6299 | 1081.5711 | 63.2837 | -1.0353e-06 | 888159519.4471 | 780973.9541 | 21691.8552 | 1347160.4847 | 1761496.9903 | 24077.0464 | 102399.8686 | 0 | 1574742.0778 | 4097155.8623 | 2796393.0642 | 12506091.2036 | 3144235.0165 | 4187241.4196 | 4187241.4196 | 1478867.319 | 2556617.6377 | 0 | 19837567.6397 | 28060294.016 | 5623413.2519 | 0.5289 | 37506.9507 | 53053.685 | 764.6299 | 1081.5711
1 | 1400 | 707 | 0.035 | 15 | 15 | 7 | 7.4989e-09 | 0 | Water | Porous | Wet | R245fa | MinimizeLCOE_Brownfield | IgnoreSilica | 84.0387 | 5.34 | 0.13439 | 4 | 37110.7147 | 52406.7965 | 756.5521 | 1068.3834 | 63.282 | -1.0009e-06 | 896156188.849 | 787020.8628 | 21859.3818 | 1359110.37 | 1780829.438 | 24077.0464 | 101086.0084 | 0 | 1588853.4119 | 4133870.659 | 2821451.6673 | 12618158.8455 | 3144235.0165 | 4187241.4196 | 4187241.4196 | 1478867.319 | 2556617.6377 | 0 | 19949635.2816 | 28172361.6579 | 7498942.0933 | 0.53757 | 37110.7147 | 52406.7965 | 756.5521 | 1068.3834
1 | 1400 | 707 | 0.035 | 15 | 15 | 7 | 1e-08 | 0 | Water | Porous | Wet | R245fa | MinimizeLCOE_Brownfield | IgnoreSilica | 84.7233 | 5.3832 | 0.13603 | 4 | 36814.5704 | 51926.3979 | 750.5148 | 1058.5899 | 63.2806 | -9.7404e-07 | 902049517.9693 | 791462.9651 | 21982.4263 | 1367899.0836 | 1795078.0245 | 24077.0464 | 99991.1837 | 0 | 1599191.3845 | 4160767.9433 | 2839809.6165 | 12700259.6739 | 3144235.0165 | 4187241.4196 | 4187241.4196 | 1478867.319 | 2556617.6377 | 0 | 20031736.11 | 28254462.4863 | 10000000 | 0.54413 | 36814.5704 | 51926.3979 | 750.5148 | 1058.5899
1 | 1500 | 707 | 0.035 | 15 | 15 | 7 | 1e-13 | 0 | Water | Porous | Wet | R245fa | MinimizeLCOE_Brownfield | IgnoreSilica | 0 | 0 | 0 | 0 | [5 empty] | 0 | 0 | 0 | 0 | 0 | 0 | 0 | 0 | 0 | 0 | 0 | 0 | 0 | 0 | 0 | 0 | 0 | 0 | 0 | 0 | 0 | 100 | 0
1 | 1500 | 707 | 0.035 | 15 | 15 | 7 | 1.3335e-13 | 0 | Water | Porous | Wet | R245fa | MinimizeLCOE_Brownfield | IgnoreSilica | 0 | 0 | 0 | 0 | [5 empty] | 0 | 0 | 0 | 0 | 0 | 0 | 0 | 0 | 0 | 0 | 0 | 0 | 0 | 0 | 0 | 0 | 0 | 0 | 0 | 0 | 0 | 133.3521 | 0
1 | 1500 | 707 | 0.035 | 15 | 15 | 7 | 1.7783e-13 | 0 | Water | Porous | Wet | R245fa | MinimizeLCOE_Brownfield | IgnoreSilica | 0 | 0 | 0 | 0 | [5 empty] | 0 | 0 | 0 | 0 | 0 | 0 | 0 | 0 | 0 | 0 | 0 | 0 | 0 | 0 | 0 | 0 | 0 | 0 | 0 | 0 | 0 | 177.8279 | 0
1 | 1500 | 707 | 0.035 | 15 | 15 | 7 | 2.3714e-13 | 0 | Water | Porous | Wet | R245fa | MinimizeLCOE_Brownfield | IgnoreSilica | 0 | 0 | 0 | 0 | [5 empty] | 0 | 0 | 0 | 0 | 0 | 0 | 0 | 0 | 0 | 0 | 0 | 0 | 0 | 0 | 0 | 0 | 0 | 0 | 0 | 0 | 0 | 237.1374 | 0
1 | 1500 | 707 | 0.035 | 15 | 15 | 7 | 3.1623e-13 | 0 | Water | Porous | Wet | R245fa | MinimizeLCOE_Brownfield | IgnoreSilica | 0 | 0 | 0 | 0 | [5 empty] | 0 | 0 | 0 | 0 | 0 | 0 | 0 | 0 | 0 | 0 | 0 | 0 | 0 | 0 | 0 | 0 | 0 | 0 | 0 | 0 | 0 | 316.2278 | 0
1 | 1500 | 707 | 0.035 | 15 | 15 | 7 | 4.217e-13 | 0 | Water | Porous | Wet | R245fa | MinimizeLCOE_Brownfield | IgnoreSilica | 0 | 0 | 0 | 0 | [5 empty] | 0 | 0 | 0 | 0 | 0 | 0 | 0 | 0 | 0 | 0 | 0 | 0 | 0 | 0 | 0 | 0 | 0 | 0 | 0 | 0 | 0 | 421.6965 | 0
1 | 1500 | 707 | 0.035 | 15 | 15 | 7 | 5.6234e-13 | 0 | Water | Porous | Wet | R245fa | MinimizeLCOE_Brownfield | IgnoreSilica | 0 | 0 | 0 | 0 | [5 empty] | 0 | 0 | 0 | 0 | 0 | 0 | 0 | 0 | 0 | 0 | 0 | 0 | 0 | 0 | 0 | 0 | 0 | 0 | 0 | 0 | 0 | 562.3413 | 0
1 | 1500 | 707 | 0.035 | 15 | 15 | 7 | 7.4989e-13 | 0 | Water | Porous | Wet | R245fa | MinimizeLCOE_Brownfield | IgnoreSilica | 0 | 0 | 0 | 0 | [5 empty] | 0 | 0 | 0 | 0 | 0 | 0 | 0 | 0 | 0 | 0 | 0 | 0 | 0 | 0 | 0 | 0 | 0 | 0 | 0 | 0 | 0 | 749.8942 | 0
1 | 1500 | 707 | 0.035 | 15 | 15 | 7 | 1e-12 | 0 | Water | Porous | Wet | R245fa | MinimizeLCOE_Brownfield | IgnoreSilica | 0 | 0 | 0 | 0 | [5 empty] | 0 | 0 | 0 | 0 | 0 | 0 | 0 | 0 | 0 | 0 | 0 | 0 | 0 | 0 | 0 | 0 | 0 | 0 | 0 | 0 | 0 | 1000 | 0
1 | 1500 | 707 | 0.035 | 15 | 15 | 7 | 1.3335e-12 | 0 | Water | Porous | Wet | R245fa | MinimizeLCOE_Brownfield | IgnoreSilica | 0 | 0 | 0 | 0 | [5 empty] | 0 | 0 | 0 | 0 | 0 | 0 | 0 | 0 | 0 | 0 | 0 | 0 | 0 | 0 | 0 | 0 | 0 | 0 | 0 | 0 | 0 | 1333.5214 | 0
1 | 1500 | 707 | 0.035 | 15 | 15 | 7 | 1.7783e-12 | 0 | Water | Porous | Wet | R245fa | MinimizeLCOE_Brownfield | IgnoreSilica | 0 | 0 | 0 | 0 | [5 empty] | 0 | 0 | 0 | 0 | 0 | 0 | 0 | 0 | 0 | 0 | 0 | 0 | 0 | 0 | 0 | 0 | 0 | 0 | 0 | 0 | 0 | 1778.2794 | 0
1 | 1500 | 707 | 0.035 | 15 | 15 | 7 | 2.3714e-12 | 0 | Water | Porous | Wet | R245fa | MinimizeLCOE_Brownfield | IgnoreSilica | 0 | 0 | 0 | 0 | [5 empty] | 0 | 0 | 0 | 0 | 0 | 0 | 0 | 0 | 0 | 0 | 0 | 0 | 0 | 0 | 0 | 0 | 0 | 0 | 0 | 0 | 0 | 2371.3737 | 0
1 | 1500 | 707 | 0.035 | 15 | 15 | 7 | 3.1623e-12 | 0 | Water | Porous | Wet | R245fa | MinimizeLCOE_Brownfield | IgnoreSilica | 0.8028 | 0.039009 | 0.00013615 | 4 | 14752190.4626 | 30591347.2058 | 300743.3564 | 623645.9906 | 57.5568 | -3.8809e-06 | 26758599.348 | 24279.3311 | 622.9795 | 26673.7841 | 38278.4734 | 24077.0464 | 19910.7898 | 0 | 52198.5377 | 135809.8876 | 92693.0389 | 414543.8684 | 3144235.0165 | 4475407.202 | 4475407.202 | 1478867.319 | 2671883.9507 | 0 | 8034186.0869 | 16660344.5585 | 3162.2777 | 0.00054461 | 14752190.4626 | 30591347.2058 | 300743.3564 | 623645.9906
1 | 1500 | 707 | 0.035 | 15 | 15 | 7 | 4.217e-12 | 0 | Water | Porous | Wet | R245fa | MinimizeLCOE_Brownfield | IgnoreSilica | 1.1584 | 0.064034 | 0.00045919 | 4 | 4435138.6307 | 9131515.3412 | 90416.3 | 186158.2915 | 60.1431 | -4.2246e-06 | 10148333.8082 | 35317.5752 | 929.4672 | 39573.5818 | 46300.363 | 24077.0464 | 23850.1293 | 0 | 66318.7835 | 172547.8708 | 117767.4673 | 526682.2845 | 3144235.0165 | 4475407.202 | 4475407.202 | 1478867.319 | 2671883.9507 | 0 | 8146324.5029 | 16772482.9745 | 4216.965 | 0.0018368 | 4435138.6307 | 9131515.3412 | 90416.3 | 186158.2915
1 | 1500 | 707 | 0.035 | 15 | 15 | 7 | 5.6234e-12 | 0 | Water | Porous | Wet | R245fa | MinimizeLCOE_Brownfield | IgnoreSilica | 1.5994 | 0.095605 | 0.00094028 | 4 | 2199985.3561 | 4493496.2185 | 44849.6772 | 91605.9983 | 61.863 | -4.3739e-06 | 13254965.5985 | 47549.9839 | 1273.1551 | 54460.1661 | 56282.3412 | 24077.0464 | 27756.2234 | 0 | 82445.5773 | 214506.4801 | 146405.0804 | 654756.0539 | 3144235.0165 | 4475407.202 | 4475407.202 | 1478867.319 | 2671883.9507 | 0 | 8274398.2723 | 16900556.7439 | 5623.4133 | 0.0037611 | 2199985.3561 | 4493496.2185 | 44849.6772 | 91605.9983
1 | 1500 | 707 | 0.035 | 15 | 15 | 7 | 7.4989e-12 | 0 | Water | Porous | Wet | R245fa | MinimizeLCOE_Brownfield | IgnoreSilica | 2.1505 | 0.13544 | 0.0016176 | 4 | 1301835.8302 | 2635012.6913 | 26539.6843 | 53718.2978 | 63.0713 | -4.3982e-06 | 54479105.9344 | 61331.2148 | 1662.7991 | 71894.0776 | 68788.2719 | 24077.0464 | 31743.5625 | 0 | 101203.8191 | 263311.5776 | 179715.5623 | 803727.9312 | 3144235.0165 | 4475407.202 | 4475407.202 | 1478867.319 | 2671883.9507 | 0 | 8423370.1496 | 17049528.6213 | 7498.9421 | 0.0064704 | 1301835.8302 | 2635012.6913 | 26539.6843 | 53718.2978
1 | 1500 | 707 | 0.035 | 15 | 15 | 7 | 1e-11 | 0 | Water | Porous | Wet | R245fa | MinimizeLCOE_Brownfield | IgnoreSilica | 2.8861 | 0.18885 | 0.0025486 | 4 | 844632.58 | 1690810.5797 | 17218.9776 | 34469.4607 | 63.9926 | -4.4169e-06 | 77172683.4138 | 77980.2259 | 2135.4175 | 93731.3177 | 85497.1005 | 24077.0464 | 36462.8829 | 0 | 124754.7564 | 324586.2855 | 221536.8094 | 990761.8422 | 3144235.0165 | 4475407.202 | 4475407.202 | 1478867.319 | 2671883.9507 | 0 | 8610404.0606 | 17236562.5323 | 10000 | 0.010194 | 844632.58 | 1690810.5797 | 17218.9776 | 34469.4607
1 | 1500 | 707 | 0.035 | 15 | 15 | 7 | 1.3335e-11 | 0 | Water | Porous | Wet | R245fa | MinimizeLCOE_Brownfield | IgnoreSilica | 3.8413 | 0.25841 | 0.0038085 | 4 | 580227.8022 | 1146473.2165 | 11828.7286 | 23372.4072 | 64.6773 | -4.3976e-06 | 104888617.1956 | 97602.3247 | 2693.7309 | 120392.7511 | 107208.2924 | 24077.0464 | 41769.3157 | 0 | 153559.9499 | 399531.4901 | 272688.4516 | 1219523.3529 | 3144235.0165 | 4475407.202 | 4475407.202 | 1478867.319 | 2671883.9507 | 0 | 8839165.5713 | 17465324.043 | 13335.2143 | 0.015234 | 580227.8022 | 1146473.2165 | 11828.7286 | 23372.4072
1 | 1500 | 707 | 0.035 | 15 | 15 | 7 | 1.7783e-11 | 0 | Water | Porous | Wet | R245fa | MinimizeLCOE_Brownfield | IgnoreSilica | 5.0781 | 0.34861 | 0.005498 | 4 | 414662.1978 | 806901.8599 | 8453.4498 | 16449.7858 | 65.1892 | -4.3483e-06 | 138752506.9472 | 120753.0796 | 3353.374 | 152916.8355 | 135331.2557 | 24077.0464 | 47750.2719 | 0 | 188830.9266 | 491299.3365 | 335321.8923 | 1499634.0185 | 3144235.0165 | 4475407.202 | 4475407.202 | 1478867.319 | 2671883.9507 | 0 | 9119276.2369 | 17745434.7086 | 17782.7941 | 0.021992 | 414662.1978 | 806901.8599 | 8453.4498 | 16449.7858
1 | 1500 | 707 | 0.035 | 15 | 15 | 7 | 2.3714e-11 | 0 | Water | Porous | Wet | R245fa | MinimizeLCOE_Brownfield | IgnoreSilica | 6.6593 | 0.46397 | 0.0077426 | 4 | 305414.2834 | 583943.6644 | 6226.2833 | 11904.4814 | 65.5678 | -4.2639e-06 | 179209506.9247 | 147807.6566 | 4124.7881 | 192153.4516 | 171281.4609 | 24077.0464 | 54356.3995 | 0 | 231582.3132 | 602529.6749 | 411238.8839 | 1839151.6752 | 3144235.0165 | 4475407.202 | 4475407.202 | 1478867.319 | 2671883.9507 | 0 | 9458793.8937 | 18084952.3653 | 23713.7371 | 0.03097 | 305414.2834 | 583943.6644 | 6226.2833 | 11904.4814
1 | 1500 | 707 | 0.035 | 15 | 15 | 7 | 3.1623e-11 | 0 | Water | Porous | Wet | R245fa | MinimizeLCOE_Brownfield | IgnoreSilica | 8.5741 | 0.60324 | 0.010655 | 4 | 231072.4535 | 433477.1462 | 4710.7245 | 8837.0179 | 65.8205 | -4.0989e-06 | 230581977.0459 | 177800.8775 | 4979.7105 | 237009.0413 | 214727.2239 | 24077.0464 | 60846.5585 | 0 | 280581.7787 | 730016.2329 | 498251.0793 | 2228289.5491 | 3144235.0165 | 4475407.202 | 4475407.202 | 1478867.319 | 2671883.9507 | 0 | 9847931.7675 | 18474090.2392 | 31622.7766 | 0.042618 | 231072.4535 | 433477.1462 | 4710.7245 | 8837.0179
1 | 1500 | 707 | 0.035 | 15 | 15 | 7 | 4.217e-11 | 0 | Water | Porous | Wet | R245fa | MinimizeLCOE_Brownfield | IgnoreSilica | 10.7519 | 0.75974 | 0.014255 | 4 | 180012.1679 | 331293.1267 | 3669.7915 | 6753.8585 | 65.9333 | -3.8284e-06 | 276776259.4223 | 208912.3799 | 5864.3634 | 285017.2437 | 263777.1179 | 24077.0464 | 66267.1508 | 0 | 333026.9678 | 866467.857 | 591382.1165 | 2644792.2434 | 3144235.0165 | 4475407.202 | 4475407.202 | 1478867.319 | 2671883.9507 | 0 | 10264434.4619 | 18890592.9335 | 42169.6503 | 0.057021 | 180012.1679 | 331293.1267 | 3669.7915 | 6753.8585
1 | 1500 | 707 | 0.035 | 15 | 15 | 7 | 5.6234e-11 | 0 | Water | Porous | Wet | R245fa | MinimizeLCOE_Brownfield | IgnoreSilica | 14.6159 | 1.0453 | 0.019784 | 4 | 139059.9217 | 248065.29 | 2834.9246 | 5057.1465 | 66.2502 | -3.9249e-06 | 349159955.384 | 261717.0707 | 7374.4139 | 367807.7008 | 352289.4121 | 24077.0464 | 79602.0773 | 0 | 426218.4112 | 1108932.8766 | 756869.4746 | 3384888.4836 | 3144235.0165 | 4475407.202 | 4475407.202 | 1478867.319 | 2671883.9507 | 0 | 11004530.7021 | 19630689.1737 | 56234.1325 | 0.079135 | 139059.9217 | 248065.29 | 2834.9246 | 5057.1465
1 | 1500 | 707 | 0.035 | 15 | 15 | 7 | 7.4989e-11 | 0 | Water | Porous | Wet | R245fa | MinimizeLCOE_Brownfield | IgnoreSilica | 18.6861 | 1.3427 | 0.026394 | 4 | 111145.6525 | 192852.5841 | 2265.8545 | 3931.5608 | 66.3756 | -3.764e-06 | 420791331.7562 | 311967.9029 | 8807.2914 | 449342.6707 | 444885.2767 | 24077.0464 | 89351.8487 | 0 | 518088.4944 | 1347959.9878 | 920010.3895 | 4114490.9085 | 3144235.0165 | 4475407.202 | 4475407.202 | 1478867.319 | 2671883.9507 | 0 | 11734133.127 | 20360291.5986 | 74989.4209 | 0.10557 | 111145.6525 | 192852.5841 | 2265.8545 | 3931.5608
1 | 1500 | 707 | 0.035 | 15 | 15 | 7 | 1e-10 | 0 | Water | Porous | Wet | R245fa | MinimizeLCOE_Brownfield | IgnoreSilica | 23.6561 | 1.7059 | 0.03479 | 4 | 90479.8044 | 152466.8718 | 1844.5532 | 3108.2434 | 66.4709 | -3.5853e-06 | 497149161.549 | 368987.6919 | 10432.2866 | 544162.9837 | 557955.2848 | 24077.0464 | 99543.2474 | 0 | 626011.8309 | 1628754.3714 | 1111658.326 | 4971583.0691 | 3144235.0165 | 4475407.202 | 4475407.202 | 1478867.319 | 2671883.9507 | 0 | 12591225.2876 | 21217383.7592 | 100000 | 0.13916 | 90479.8044 | 152466.8718 | 1844.5532 | 3108.2434
1 | 1500 | 707 | 0.035 | 15 | 15 | 7 | 1.3335e-10 | 0 | Water | Porous | Wet | R245fa | MinimizeLCOE_Brownfield | IgnoreSilica | 29.5487 | 2.1367 | 0.045206 | 4 | 75052.8455 | 122757.7664 | 1530.0538 | 2502.5831 | 66.5433 | -3.3857e-06 | 578008689.2771 | 432074.5454 | 12228.9585 | 651512.3536 | 692027.9017 | 24077.0464 | 109670.8398 | 0 | 749420.7417 | 1949839.0427 | 1330805.2118 | 5951656.6417 | 3144235.0165 | 4475407.202 | 4475407.202 | 1478867.319 | 2671883.9507 | 0 | 13571298.8601 | 22197457.3317 | 133352.1432 | 0.18082 | 75052.8455 | 122757.7664 | 1530.0538 | 2502.5831
1 | 1500 | 707 | 0.035 | 15 | 15 | 7 | 1.7783e-10 | 0 | Water | Porous | Wet | R245fa | MinimizeLCOE_Brownfield | IgnoreSilica | 36.287 | 2.6293 | 0.057716 | 4 | 63479.6058 | 100844.0804 | 1294.1176 | 2055.843 | 66.5981 | -3.1669e-06 | 661376069.3474 | 499737.8201 | 14154.4743 | 769108.3091 | 845359.3784 | 24077.0464 | 119121.3335 | 0 | 885907.7611 | 2304950.2697 | 1573175.921 | 7035592.3136 | 3144235.0165 | 4475407.202 | 4475407.202 | 1478867.319 | 2671883.9507 | 0 | 14655234.532 | 23281393.0036 | 177827.941 | 0.23087 | 63479.6058 | 100844.0804 | 1294.1176 | 2055.843
1 | 1500 | 707 | 0.035 | 15 | 15 | 7 | 2.3714e-10 | 0 | Water | Porous | Wet | R245fa | MinimizeLCOE_Brownfield | IgnoreSilica | 43.6218 | 3.1656 | 0.072101 | 4 | 54783.2412 | 84693.4107 | 1116.8305 | 1726.5897 | 66.6394 | -2.9315e-06 | 745528474.1998 | 569241.1935 | 16130.7224 | 892219.0995 | 1012282.1994 | 24077.0464 | 127087.8238 | 0 | 1030004.8531 | 2679861.3447 | 1829060.4334 | 8179964.716 | 3144235.0165 | 4475407.202 | 4475407.202 | 1478867.319 | 2671883.9507 | 0 | 15799606.9345 | 24425765.4061 | 237137.3706 | 0.2884 | 54783.2412 | 84693.4107 | 1116.8305 | 1726.5897
1 | 1500 | 707 | 0.035 | 15 | 15 | 7 | 3.1623e-10 | 0 | Water | Porous | Wet | R245fa | MinimizeLCOE_Brownfield | IgnoreSilica | 51.1734 | 3.7178 | 0.087787 | 4 | 48258.0508 | 72823.6096 | 983.8056 | 1484.6078 | 66.6695 | -2.687e-06 | 826023371.6229 | 637227.9443 | 18062.1735 | 1014668.3631 | 1184137.2905 | 24077.0464 | 132913.719 | 0 | 1174323.7494 | 3055349.5089 | 2085338.821 | 9326098.6161 | 3144235.0165 | 4475407.202 | 4475407.202 | 1478867.319 | 2671883.9507 | 0 | 16945740.8346 | 25571899.3062 | 316227.766 | 0.35115 | 48258.0508 | 72823.6096 | 983.8056 | 1484.6078
1 | 1500 | 707 | 0.035 | 15 | 15 | 7 | 4.217e-10 | 0 | Water | Porous | Wet | R245fa | MinimizeLCOE_Brownfield | IgnoreSilica | 58.4498 | 4.2496 | 0.10387 | 4 | 43379.6949 | 64142.5067 | 884.3538 | 1307.6318 | 66.6893 | -2.4405e-06 | 900620570.2313 | 699906.9394 | 19841.1873 | 1129185.631 | 1349675.3534 | 24077.0464 | 136086.5479 | 0 | 1309921.3551 | 3408146.6642 | 2326130.1287 | 10402970.8535 | 3144235.0165 | 4475407.202 | 4475407.202 | 1478867.319 | 2671883.9507 | 0 | 18022613.0719 | 26648771.5435 | 421696.5034 | 0.41546 | 43379.6949 | 64142.5067 | 884.3538 | 1307.6318
1 | 1500 | 707 | 0.035 | 15 | 15 | 7 | 5.6234e-10 | 0 | Water | Porous | Wet | R245fa | MinimizeLCOE_Brownfield | IgnoreSilica | 65.0586 | 4.732 | 0.11937 | 4 | 39747.2443 | 57813.0678 | 810.3013 | 1178.5976 | 66.7 | -2.2041e-06 | 966500267.1074 | 754750.8558 | 21396.2747 | 1230602.5488 | 1499911.9478 | 24077.0464 | 136725.9401 | 0 | 1430311.1993 | 3721376.3433 | 2539915.821 | 11359067.9771 | 3144235.0165 | 4475407.202 | 4475407.202 | 1478867.319 | 2671883.9507 | 0 | 18978710.1956 | 27604868.6672 | 562341.3252 | 0.47748 | 39747.2443 | 57813.0678 | 810.3013 | 1178.5976
1 | 1500 | 707 | 0.035 | 15 | 15 | 7 | 7.4989e-10 | 0 | Water | Porous | Wet | R245fa | MinimizeLCOE_Brownfield | IgnoreSilica | 70.7667 | 5.1478 | 0.13352 | 4 | 37050.1355 | 53201.446 | 755.3171 | 1084.5834 | 66.7035 | -1.9884e-06 | 1022579148.9262 | 800676.1069 | 22697.1447 | 1316377.7787 | 1629521.3818 | 24077.0464 | 135372.051 | 0 | 1532201.3887 | 3986473.7156 | 2720850.2247 | 12168246.8383 | 3144235.0165 | 4475407.202 | 4475407.202 | 1478867.319 | 2671883.9507 | 0 | 19787889.0568 | 28414047.5284 | 749894.2093 | 0.53408 | 37050.1355 | 53201.446 | 755.3171 | 1084.5834
1 | 1500 | 707 | 0.035 | 15 | 15 | 7 | 1e-09 | 0 | Water | Porous | Wet | R245fa | MinimizeLCOE_Brownfield | IgnoreSilica | 75.5191 | 5.4933 | 0.14586 | 4 | 35049.6523 | 49834.323 | 714.5346 | 1015.9401 | 66.7021 | -1.8005e-06 | 1068646683.6513 | 837960.6647 | 23752.2144 | 1386581.2709 | 1737283.2707 | 24077.0464 | 132782.5154 | 0 | 1615550.4231 | 4203330.806 | 2868859.6449 | 12830177.8563 | 3144235.0165 | 4475407.202 | 4475407.202 | 1478867.319 | 2671883.9507 | 0 | 20449820.0748 | 29075978.5464 | 1000000 | 0.58345 | 35049.6523 | 49834.323 | 714.5346 | 1015.9401
1 | 1500 | 707 | 0.035 | 15 | 15 | 7 | 1.3335e-09 | 0 | Water | Porous | Wet | R245fa | MinimizeLCOE_Brownfield | IgnoreSilica | 79.3318 | 5.7697 | 0.15621 | 4 | 33565.3266 | 47370.9864 | 684.2746 | 965.7216 | 66.6981 | -1.6412e-06 | 1106714311.3398 | 867276.9567 | 24581.0532 | 1442139.0677 | 1823615.8622 | 24077.0464 | 129517.5637 | 0 | 1681370.9445 | 4374582.3009 | 2985742.309 | 13352903.1042 | 3144235.0165 | 4475407.202 | 4475407.202 | 1478867.319 | 2671883.9507 | 0 | 20972545.3227 | 29598703.7943 | 1333521.4322 | 0.62483 | 33565.3266 | 47370.9864 | 684.2746 | 965.7216
1 | 1500 | 707 | 0.035 | 15 | 15 | 7 | 1.7783e-09 | 0 | Water | Porous | Wet | R245fa | MinimizeLCOE_Brownfield | IgnoreSilica | 82.3649 | 5.9892 | 0.16468 | 4 | 32462.6765 | 45558.3159 | 661.7956 | 928.7679 | 66.693 | -1.5119e-06 | 1136440599.7762 | 890232.2951 | 25229.5477 | 1485863.7347 | 1892205.7088 | 24077.0464 | 126223.3189 | 0 | 1733094.3441 | 4509155.9768 | 3077591.608 | 13763673.5804 | 3144235.0165 | 4475407.202 | 4475407.202 | 1478867.319 | 2671883.9507 | 0 | 21383315.7989 | 30009474.2705 | 1778279.41 | 0.6587 | 32462.6765 | 45558.3159 | 661.7956 | 928.7679
1 | 1500 | 707 | 0.035 | 15 | 15 | 7 | 2.3714e-09 | 0 | Water | Porous | Wet | R245fa | MinimizeLCOE_Brownfield | IgnoreSilica | 84.7233 | 6.1595 | 0.17144 | 4 | 31642.3304 | 44221.1661 | 645.0717 | 901.5083 | 66.6879 | -1.4081e-06 | 1159953368.4966 | 907861.9018 | 25727.2645 | 1519577.4131 | 1945476.253 | 24077.0464 | 123128.0917 | 0 | 1772880.7085 | 4612671.9356 | 3148243.377 | 14079643.9914 | 3144235.0165 | 4475407.202 | 4475407.202 | 1478867.319 | 2671883.9507 | 0 | 21699286.2099 | 30325444.6815 | 2371373.7057 | 0.68577 | 31642.3304 | 44221.1661 | 645.0717 | 901.5083
1 | 1500 | 707 | 0.035 | 15 | 15 | 7 | 3.1623e-09 | 0 | Water | Porous | Wet | R245fa | MinimizeLCOE_Brownfield | IgnoreSilica | 86.5519 | 6.2914 | 0.17678 | 4 | 31031.0965 | 43230.3143 | 632.6109 | 881.3084 | 66.6832 | -1.3269e-06 | 1177917096.9066 | 921401.2523 | 26109.3035 | 1545548.4452 | 1986739.9109 | 24077.0464 | 120439.9279 | 0 | 1803483.1956 | 4692293.3298 | 3202586.6146 | 14322679.0262 | 3144235.0165 | 4475407.202 | 4475407.202 | 1478867.319 | 2671883.9507 | 0 | 21942321.2447 | 30568479.7163 | 3162277.6602 | 0.70711 | 31031.0965 | 43230.3143 | 632.6109 | 881.3084
1 | 1500 | 707 | 0.035 | 15 | 15 | 7 | 4.217e-09 | 0 | Water | Porous | Wet | R245fa | MinimizeLCOE_Brownfield | IgnoreSilica | 87.946 | 6.3917 | 0.18092 | 4 | 30575.0598 | 42495.0622 | 623.3139 | 866.3193 | 66.6792 | -1.2635e-06 | 1191867649.3765 | 931648.6508 | 26398.3322 | 1565251.0163 | 2018175.4328 | 24077.0464 | 118159.5299 | 0 | 1826646.9033 | 4752560.5455 | 3243720.2277 | 14506637.6849 | 3144235.0165 | 4475407.202 | 4475407.202 | 1478867.319 | 2671883.9507 | 0 | 22126279.9033 | 30752438.3749 | 4216965.0343 | 0.72367 | 30575.0598 | 42495.0622 | 623.3139 | 866.3193
1 | 1500 | 707 | 0.035 | 15 | 15 | 7 | 5.6234e-09 | 0 | Water | Porous | Wet | R245fa | MinimizeLCOE_Brownfield | IgnoreSilica | 89.0151 | 6.4686 | 0.18412 | 4 | 30234.431 | 41947.3021 | 616.3698 | 855.1525 | 66.6759 | -1.215e-06 | 1202419818.3103 | 939463.0489 | 26618.6652 | 1580302.5511 | 2042266.4146 | 24077.0464 | 116319.4144 | 0 | 1844328.3848 | 4798564.1336 | 3275118.6218 | 14647058.2809 | 3144235.0165 | 4475407.202 | 4475407.202 | 1478867.319 | 2671883.9507 | 0 | 22266700.4993 | 30892858.971 | 5623413.2519 | 0.73647 | 30234.431 | 41947.3021 | 616.3698 | 855.1525
1 | 1500 | 707 | 0.035 | 15 | 15 | 7 | 7.4989e-09 | 0 | Water | Porous | Wet | R245fa | MinimizeLCOE_Brownfield | IgnoreSilica | 89.8117 | 6.5259 | 0.18655 | 4 | 29979.7717 | 41539.9966 | 611.1782 | 846.849 | 66.6733 | -1.1773e-06 | 1210842047.6335 | 945261.4638 | 26782.1145 | 1591486.1392 | 2060209.1611 | 24077.0464 | 114807.4841 | 0 | 1857423.1296 | 4832633.9733 | 3298371.9875 | 14751052.4995 | 3144235.0165 | 4475407.202 | 4475407.202 | 1478867.319 | 2671883.9507 | 0 | 22370694.7179 | 30996853.1895 | 7498942.0933 | 0.74619 | 29979.7717 | 41539.9966 | 611.1782 | 846.849
1 | 1500 | 707 | 0.035 | 15 | 15 | 7 | 1e-08 | 0 | Water | Porous | Wet | R245fa | MinimizeLCOE_Brownfield | IgnoreSilica | 90.4112 | 6.569 | 0.1884 | 4 | 29789.248 | 41236.1099 | 607.2941 | 840.6539 | 66.6712 | -1.1486e-06 | 1217316868.7708 | 949611.6315 | 26904.7161 | 1599884.9221 | 2073707.9093 | 24077.0464 | 113611.3737 | 0 | 1867241.0637 | 4858178.2238 | 3315806.4633 | 14829023.35 | 3144235.0165 | 4475407.202 | 4475407.202 | 1478867.319 | 2671883.9507 | 0 | 22448665.5684 | 31074824.0401 | 10000000 | 0.75358 | 29789.248 | 41236.1099 | 607.2941 | 840.6539
1 | 1600 | 707 | 0.035 | 15 | 15 | 7 | 1e-13 | 0 | Water | Porous | Wet | R245fa | MinimizeLCOE_Brownfield | IgnoreSilica | 0 | 0 | 0 | 0 | [5 empty] | 0 | 0 | 0 | 0 | 0 | 0 | 0 | 0 | 0 | 0 | 0 | 0 | 0 | 0 | 0 | 0 | 0 | 0 | 0 | 0 | 0 | 100 | 0
1 | 1600 | 707 | 0.035 | 15 | 15 | 7 | 1.3335e-13 | 0 | Water | Porous | Wet | R245fa | MinimizeLCOE_Brownfield | IgnoreSilica | 0 | 0 | 0 | 0 | [5 empty] | 0 | 0 | 0 | 0 | 0 | 0 | 0 | 0 | 0 | 0 | 0 | 0 | 0 | 0 | 0 | 0 | 0 | 0 | 0 | 0 | 0 | 133.3521 | 0
1 | 1600 | 707 | 0.035 | 15 | 15 | 7 | 1.7783e-13 | 0 | Water | Porous | Wet | R245fa | MinimizeLCOE_Brownfield | IgnoreSilica | 0 | 0 | 0 | 0 | [5 empty] | 0 | 0 | 0 | 0 | 0 | 0 | 0 | 0 | 0 | 0 | 0 | 0 | 0 | 0 | 0 | 0 | 0 | 0 | 0 | 0 | 0 | 177.8279 | 0
1 | 1600 | 707 | 0.035 | 15 | 15 | 7 | 2.3714e-13 | 0 | Water | Porous | Wet | R245fa | MinimizeLCOE_Brownfield | IgnoreSilica | 0 | 0 | 0 | 0 | [5 empty] | 0 | 0 | 0 | 0 | 0 | 0 | 0 | 0 | 0 | 0 | 0 | 0 | 0 | 0 | 0 | 0 | 0 | 0 | 0 | 0 | 0 | 237.1374 | 0
1 | 1600 | 707 | 0.035 | 15 | 15 | 7 | 3.1623e-13 | 0 | Water | Porous | Wet | R245fa | MinimizeLCOE_Brownfield | IgnoreSilica | 0 | 0 | 0 | 0 | [5 empty] | 0 | 0 | 0 | 0 | 0 | 0 | 0 | 0 | 0 | 0 | 0 | 0 | 0 | 0 | 0 | 0 | 0 | 0 | 0 | 0 | 0 | 316.2278 | 0
1 | 1600 | 707 | 0.035 | 15 | 15 | 7 | 4.217e-13 | 0 | Water | Porous | Wet | R245fa | MinimizeLCOE_Brownfield | IgnoreSilica | 0 | 0 | 0 | 0 | [5 empty] | 0 | 0 | 0 | 0 | 0 | 0 | 0 | 0 | 0 | 0 | 0 | 0 | 0 | 0 | 0 | 0 | 0 | 0 | 0 | 0 | 0 | 421.6965 | 0
1 | 1600 | 707 | 0.035 | 15 | 15 | 7 | 5.6234e-13 | 0 | Water | Porous | Wet | R245fa | MinimizeLCOE_Brownfield | IgnoreSilica | 0 | 0 | 0 | 0 | [5 empty] | 0 | 0 | 0 | 0 | 0 | 0 | 0 | 0 | 0 | 0 | 0 | 0 | 0 | 0 | 0 | 0 | 0 | 0 | 0 | 0 | 0 | 562.3413 | 0
1 | 1600 | 707 | 0.035 | 15 | 15 | 7 | 7.4989e-13 | 0 | Water | Porous | Wet | R245fa | MinimizeLCOE_Brownfield | IgnoreSilica | 0 | 0 | 0 | 0 | [5 empty] | 0 | 0 | 0 | 0 | 0 | 0 | 0 | 0 | 0 | 0 | 0 | 0 | 0 | 0 | 0 | 0 | 0 | 0 | 0 | 0 | 0 | 749.8942 | 0
1 | 1600 | 707 | 0.035 | 15 | 15 | 7 | 1e-12 | 0 | Water | Porous | Wet | R245fa | MinimizeLCOE_Brownfield | IgnoreSilica | 0 | 0 | 0 | 0 | [5 empty] | 0 | 0 | 0 | 0 | 0 | 0 | 0 | 0 | 0 | 0 | 0 | 0 | 0 | 0 | 0 | 0 | 0 | 0 | 0 | 0 | 0 | 1000 | 0
1 | 1600 | 707 | 0.035 | 15 | 15 | 7 | 1.3335e-12 | 0 | Water | Porous | Wet | R245fa | MinimizeLCOE_Brownfield | IgnoreSilica | 0 | 0 | 0 | 0 | [5 empty] | 0 | 0 | 0 | 0 | 0 | 0 | 0 | 0 | 0 | 0 | 0 | 0 | 0 | 0 | 0 | 0 | 0 | 0 | 0 | 0 | 0 | 1333.5214 | 0
1 | 1600 | 707 | 0.035 | 15 | 15 | 7 | 1.7783e-12 | 0 | Water | Porous | Wet | R245fa | MinimizeLCOE_Brownfield | IgnoreSilica | 0 | 0 | 0 | 0 | [5 empty] | 0 | 0 | 0 | 0 | 0 | 0 | 0 | 0 | 0 | 0 | 0 | 0 | 0 | 0 | 0 | 0 | 0 | 0 | 0 | 0 | 0 | 1778.2794 | 0
1 | 1600 | 707 | 0.035 | 15 | 15 | 7 | 2.3714e-12 | 0 | Water | Porous | Wet | R245fa | MinimizeLCOE_Brownfield | IgnoreSilica | 0.74909 | 0.039484 | 0.00012393 | 4 | 16811091.7721 | 35043179.1592 | 342716.8445 | 714402.6066 | 59.1585 | -4.6909e-06 | 8594401.2968 | 25051.2114 | 649.5593 | 26899.5891 | 38026.765 | 24077.0464 | 20811.8437 | 0 | 52851.2458 | 137508.1003 | 93852.104 | 419727.465 | 3144235.0165 | 4769433.0752 | 4769433.0752 | 1478867.319 | 2789494.2999 | 0 | 8333395.5567 | 17371190.2509 | 2371.3737 | 0.00049571 | 16811091.7721 | 35043179.1592 | 342716.8445 | 714402.6066
1 | 1600 | 707 | 0.035 | 15 | 15 | 7 | 3.1623e-12 | 0 | Water | Porous | Wet | R245fa | MinimizeLCOE_Brownfield | IgnoreSilica | 1.1001 | 0.067136 | 0.00050219 | 4 | 4210313.6997 | 8709507.7601 | 85832.9396 | 177555.0962 | 62.3367 | -5.2153e-06 | 11606232.133 | 37565.6131 | 1003.2055 | 41030.0769 | 46512.194 | 24077.0464 | 25398.2926 | 0 | 68478.7071 | 178167.5491 | 121603.0132 | 543835.698 | 3144235.0165 | 4769433.0752 | 4769433.0752 | 1478867.319 | 2789494.2999 | 0 | 8457503.7897 | 17495298.4839 | 3162.2777 | 0.0020088 | 4210313.6997 | 8709507.7601 | 85832.9396 | 177555.0962
1 | 1600 | 707 | 0.035 | 15 | 15 | 7 | 4.217e-12 | 0 | Water | Porous | Wet | R245fa | MinimizeLCOE_Brownfield | IgnoreSilica | 1.5411 | 0.10267 | 0.0010759 | 4 | 1998552.7352 | 4098608.264 | 40743.2007 | 83555.6732 | 64.4344 | -5.4904e-06 | 21226863.1428 | 51596.3699 | 1405.3245 | 57540.6414 | 57231.9527 | 24077.0464 | 30054.7393 | 0 | 86543.3689 | 225168.0934 | 153681.8505 | 687299.3869 | 3144235.0165 | 4769433.0752 | 4769433.0752 | 1478867.319 | 2789494.2999 | 0 | 8600967.4786 | 17638762.1727 | 4216.965 | 0.0043036 | 1998552.7352 | 4098608.264 | 40743.2007 | 83555.6732
1 | 1600 | 707 | 0.035 | 15 | 15 | 7 | 5.6234e-12 | 0 | Water | Porous | Wet | R245fa | MinimizeLCOE_Brownfield | IgnoreSilica | 2.0967 | 0.14792 | 0.001891 | 4 | 1159282.0947 | 2354140.816 | 23633.5335 | 47992.3447 | 65.8915 | -5.5953e-06 | 48199632.6818 | 67480.4343 | 1863.9956 | 76979.6186 | 70776.2067 | 24077.0464 | 34882.9066 | 0 | 107663.4811 | 280118.2931 | 191186.4909 | 855028.4731 | 3144235.0165 | 4769433.0752 | 4769433.0752 | 1478867.319 | 2789494.2999 | 0 | 8768696.5648 | 17806491.259 | 5623.4133 | 0.0075639 | 1159282.0947 | 2354140.816 | 23633.5335 | 47992.3447
1 | 1600 | 707 | 0.035 | 15 | 15 | 7 | 7.4989e-12 | 0 | Water | Porous | Wet | R245fa | MinimizeLCOE_Brownfield | IgnoreSilica | 2.8083 | 0.20617 | 0.0030142 | 4 | 743934.0375 | 1493524.8884 | 15166.1016 | 30447.525 | 66.9505 | -5.6064e-06 | 82397517.5383 | 85869.6328 | 2397.331 | 100318.3003 | 88139.6573 | 24077.0464 | 40120.2515 | 0 | 132959.6655 | 345933.7759 | 236106.9103 | 1055922.5711 | 3144235.0165 | 4769433.0752 | 4769433.0752 | 1478867.319 | 2789494.2999 | 0 | 8969590.6628 | 18007385.3569 | 7498.9421 | 0.012057 | 743934.0375 | 1493524.8884 | 15166.1016 | 30447.525
1 | 1600 | 707 | 0.035 | 15 | 15 | 7 | 1e-11 | 0 | Water | Porous | Wet | R245fa | MinimizeLCOE_Brownfield | IgnoreSilica | 3.7339 | 0.2822 | 0.0045377 | 4 | 507726.5457 | 1005651.7989 | 10350.6924 | 20501.5722 | 67.7429 | -5.5752e-06 | 127938920.6129 | 107597.7404 | 3028.9419 | 128880.6624 | 110748.5572 | 24077.0464 | 46048.8198 | 0 | 163948.8896 | 426561.3801 | 291136.9069 | 1302028.9446 | 3144235.0165 | 4769433.0752 | 4769433.0752 | 1478867.319 | 2789494.2999 | 0 | 9215697.0363 | 18253491.7305 | 10000 | 0.018151 | 507726.5457 | 1005651.7989 | 10350.6924 | 20501.5722
1 | 1600 | 707 | 0.035 | 15 | 15 | 7 | 1.3335e-11 | 0 | Water | Porous | Wet | R245fa | MinimizeLCOE_Brownfield | IgnoreSilica | 4.9324 | 0.38085 | 0.0065833 | 4 | 361404.6341 | 704615.7535 | 7367.7223 | 14364.5452 | 68.3374 | -5.5076e-06 | 174793176.4142 | 133245.6445 | 3775.4589 | 163736.9911 | 140042.6702 | 24077.0464 | 52747.6387 | 0 | 201873.9254 | 525234.5439 | 358483.3687 | 1603217.2878 | 3144235.0165 | 4769433.0752 | 4769433.0752 | 1478867.319 | 2789494.2999 | 0 | 9516885.3795 | 18554680.0736 | 13335.2143 | 0.026333 | 361404.6341 | 704615.7535 | 7367.7223 | 14364.5452
1 | 1600 | 707 | 0.035 | 15 | 15 | 7 | 1.7783e-11 | 0 | Water | Porous | Wet | R245fa | MinimizeLCOE_Brownfield | IgnoreSilica | 6.4593 | 0.50661 | 0.0093026 | 4 | 265524.5294 | 508407.1876 | 5413.0767 | 10364.5682 | 68.7781 | -5.3915e-06 | 232644724.0513 | 163126.391 | 4645.6527 | 205651.2016 | 177362.5666 | 24077.0464 | 60100.5949 | 0 | 247635.7467 | 644297.4158 | 439746.2253 | 1966642.8408 | 3144235.0165 | 4769433.0752 | 4769433.0752 | 1478867.319 | 2789494.2999 | 0 | 9880310.9325 | 18918105.6267 | 17782.7941 | 0.037211 | 265524.5294 | 508407.1876 | 5413.0767 | 10364.5682
1 | 1600 | 707 | 0.035 | 15 | 15 | 7 | 2.3714e-11 | 0 | Water | Porous | Wet | R245fa | MinimizeLCOE_Brownfield | IgnoreSilica | 8.3501 | 0.66196 | 0.01285 | 4 | 200512.336 | 376339.9222 | 4087.7152 | 7672.1984 | 69.0832 | -5.2055e-06 | 291821192.9456 | 197009.4697 | 5631.9663 | 254658.7794 | 223502.8485 | 24077.0464 | 67726.5595 | 0 | 301316.6012 | 783963.9877 | 535071.5305 | 2392958.789 | 3144235.0165 | 4769433.0752 | 4769433.0752 | 1478867.319 | 2789494.2999 | 0 | 10306626.8807 | 19344421.5748 | 23713.7371 | 0.051401 | 200512.336 | 376339.9222 | 4087.7152 | 7672.1984
1 | 1600 | 707 | 0.035 | 15 | 15 | 7 | 3.1623e-11 | 0 | Water | Porous | Wet | R245fa | MinimizeLCOE_Brownfield | IgnoreSilica | 10.489 | 0.83578 | 0.017255 | 4 | 155889.8206 | 286831.0498 | 3178.0248 | 5847.4389 | 69.2304 | -4.8698e-06 | 355634045.6535 | 231983.8757 | 6647.448 | 306847.1741 | 275350.4386 | 24077.0464 | 74012.122 | 0 | 358378.0608 | 932426.2008 | 636400.0415 | 2846122.4078 | 3144235.0165 | 4769433.0752 | 4769433.0752 | 1478867.319 | 2789494.2999 | 0 | 10759790.4995 | 19797585.1937 | 31622.7766 | 0.069022 | 155889.8206 | 286831.0498 | 3178.0248 | 5847.4389
1 | 1600 | 707 | 0.035 | 15 | 15 | 7 | 4.217e-11 | 0 | Water | Porous | Wet | R245fa | MinimizeLCOE_Brownfield | IgnoreSilica | 14.1897 | 1.1442 | 0.023922 | 4 | 120621.7237 | 215071.3791 | 2459.037 | 4384.521 | 69.575 | -4.9605e-06 | 448615817.2631 | 289678.4335 | 8331.5665 | 394397.2006 | 366417.7536 | 24077.0464 | 88621.7317 | 0 | 456894.2556 | 1188745.1311 | 811342.9782 | 3628506.0972 | 3144235.0165 | 4769433.0752 | 4769433.0752 | 1478867.319 | 2789494.2999 | 0 | 11542174.1888 | 20579968.883 | 42169.6503 | 0.095689 | 120621.7237 | 215071.3791 | 2459.037 | 4384.521
1 | 1600 | 707 | 0.035 | 15 | 15 | 7 | 5.6234e-11 | 0 | Water | Porous | Wet | R245fa | MinimizeLCOE_Brownfield | IgnoreSilica | 18.1797 | 1.4734 | 0.031989 | 4 | 96379.1754 | 167010.8871 | 1964.8199 | 3404.7428 | 69.7228 | -4.7625e-06 | 538021985.8401 | 345986.7304 | 9970.2182 | 482768.7502 | 464006.0196 | 24077.0464 | 99837.371 | 0 | 556391.9929 | 1447617.8339 | 988028.9172 | 4418684.8798 | 3144235.0165 | 4769433.0752 | 4769433.0752 | 1478867.319 | 2789494.2999 | 0 | 12332352.9715 | 21370147.6657 | 56234.1325 | 0.12796 | 96379.1754 | 167010.8871 | 1964.8199 | 3404.7428
1 | 1600 | 707 | 0.035 | 15 | 15 | 7 | 7.4989e-11 | 0 | Water | Porous | Wet | R245fa | MinimizeLCOE_Brownfield | IgnoreSilica | 23.0519 | 1.8754 | 0.04227 | 4 | 78419.8197 | 131872.541 | 1598.6941 | 2688.4001 | 69.8346 | -4.5347e-06 | 634332273.4113 | 409847.1019 | 11827.299 | 585499.2961 | 583175.9982 | 24077.0464 | 111478.9455 | 0 | 673103.218 | 1751276.5007 | 1195282.1968 | 5345567.6025 | 3144235.0165 | 4769433.0752 | 4769433.0752 | 1478867.319 | 2789494.2999 | 0 | 13259235.6942 | 22297030.3884 | 74989.4209 | 0.16908 | 78419.8197 | 131872.541 | 1598.6941 | 2688.4001
1 | 1600 | 707 | 0.035 | 15 | 15 | 7 | 1e-10 | 0 | Water | Porous | Wet | R245fa | MinimizeLCOE_Brownfield | IgnoreSilica | 28.8908 | 2.3573 | 0.055124 | 4 | 64986.7391 | 105974.8451 | 1324.8426 | 2160.4406 | 69.9198 | -4.2844e-06 | 737824835.4207 | 481211.3869 | 13900.8411 | 702991.604 | 726002.6601 | 24077.0464 | 123257.0389 | 0 | 807861.8252 | 2101890.7539 | 1434583.6291 | 6415776.7857 | 3144235.0165 | 4769433.0752 | 4769433.0752 | 1478867.319 | 2789494.2999 | 0 | 14329444.8774 | 23367239.5716 | 100000 | 0.2205 | 64986.7391 | 105974.8451 | 1324.8426 | 2160.4406
1 | 1600 | 707 | 0.035 | 15 | 15 | 7 | 1.3335e-10 | 0 | Water | Porous | Wet | R245fa | MinimizeLCOE_Brownfield | IgnoreSilica | 35.6823 | 2.9179 | 0.07076 | 4 | 54875.7802 | 86806.8823 | 1118.717 | 1769.6757 | 69.9849 | -4.0144e-06 | 843353220.4777 | 558962.3222 | 16157.8426 | 833781.2097 | 892147.2472 | 24077.0464 | 134601.7211 | 0 | 959293.6818 | 2495885.3818 | 1703493.0584 | 7618399.511 | 3144235.0165 | 4769433.0752 | 4769433.0752 | 1478867.319 | 2789494.2999 | 0 | 15532067.6027 | 24569862.2969 | 133352.1432 | 0.28304 | 54875.7802 | 86806.8823 | 1118.717 | 1769.6757
1 | 1600 | 707 | 0.035 | 15 | 15 | 7 | 1.7783e-10 | 0 | Water | Porous | Wet | R245fa | MinimizeLCOE_Brownfield | IgnoreSilica | 43.2003 | 3.5385 | 0.089015 | 4 | 47242.8403 | 72625.6317 | 963.1092 | 1480.5717 | 70.034 | -3.7207e-06 | 951385623.9178 | 640030.8863 | 18508.8521 | 972840.0259 | 1076082.6893 | 24077.0464 | 144432.2574 | 0 | 1121628.9853 | 2918248.5421 | 1991764.594 | 8907613.8788 | 3144235.0165 | 4769433.0752 | 4769433.0752 | 1478867.319 | 2789494.2999 | 0 | 16821281.9705 | 25859076.6646 | 177827.941 | 0.35606 | 47242.8403 | 72625.6317 | 963.1092 | 1480.5717
1 | 1600 | 707 | 0.035 | 15 | 15 | 7 | 2.3714e-10 | 0 | Water | Porous | Wet | R245fa | MinimizeLCOE_Brownfield | IgnoreSilica | 51.1151 | 4.1919 | 0.10932 | 4 | 41483.6004 | 62152.1568 | 845.6993 | 1267.0558 | 70.07 | -3.4133e-06 | 1055559763.1274 | 720935.2469 | 20852.697 | 1114045.029 | 1269723.1515 | 24077.0464 | 151993.9081 | 0 | 1287634.5608 | 3350160.997 | 2286553.7194 | 10225976.356 | 3144235.0165 | 4769433.0752 | 4769433.0752 | 1478867.319 | 2789494.2999 | 0 | 18139644.4477 | 27177439.1419 | 237137.3706 | 0.43727 | 41483.6004 | 62152.1568 | 845.6993 | 1267.0558
1 | 1600 | 707 | 0.035 | 15 | 15 | 7 | 3.1623e-10 | 0 | Water | Porous | Wet | R245fa | MinimizeLCOE_Brownfield | IgnoreSilica | 58.9297 | 4.8367 | 0.13059 | 4 | 37153.0163 | 54455.1529 | 757.4145 | 1110.1419 | 70.0936 | -3.0988e-06 | 1152452926.0132 | 797160.7752 | 23058.5484 | 1249111.5719 | 1460843.7708 | 24077.0464 | 156539.2859 | 0 | 1447208.4895 | 3765339.6263 | 2569921.665 | 11493260.7794 | 3144235.0165 | 4769433.0752 | 4769433.0752 | 1478867.319 | 2789494.2999 | 0 | 19406928.8711 | 28444723.5652 | 316227.766 | 0.52235 | 37153.0163 | 54455.1529 | 757.4145 | 1110.1419
1 | 1600 | 707 | 0.035 | 15 | 15 | 7 | 4.217e-10 | 0 | Water | Porous | Wet | R245fa | MinimizeLCOE_Brownfield | IgnoreSilica | 66.1723 | 5.4333 | 0.15152 | 4 | 33912.1468 | 48824.4716 | 691.345 | 995.3529 | 70.1057 | -2.7917e-06 | 1238508191.752 | 865019.4144 | 25019.8788 | 1370921.2911 | 1637816.769 | 24077.0464 | 157921.7074 | 0 | 1591502.6818 | 4140763.5159 | 2826156.1838 | 12639198.4886 | 3144235.0165 | 4769433.0752 | 4769433.0752 | 1478867.319 | 2789494.2999 | 0 | 20552866.5803 | 29590661.2744 | 421696.5034 | 0.60606 | 33912.1468 | 48824.4716 | 691.345 | 995.3529
1 | 1600 | 707 | 0.035 | 15 | 15 | 7 | 5.6234e-10 | 0 | Water | Porous | Wet | R245fa | MinimizeLCOE_Brownfield | IgnoreSilica | 72.5112 | 5.9543 | 0.17092 | 4 | 31496.3471 | 44715.6985 | 642.0956 | 911.59 | 70.1081 | -2.5052e-06 | 1313317688.6446 | 922431.0356 | 26677.1108 | 1475106.9524 | 1792489.7763 | 24077.0464 | 156574.235 | 0 | 1714968.901 | 4461997.2919 | 3045404.8366 | 13619727.186 | 3144235.0165 | 4769433.0752 | 4769433.0752 | 1478867.319 | 2789494.2999 | 0 | 21533395.2777 | 30571189.9718 | 562341.3252 | 0.68368 | 31496.3471 | 44715.6985 | 642.0956 | 911.59
1 | 1600 | 707 | 0.035 | 15 | 15 | 7 | 7.4989e-10 | 0 | Water | Porous | Wet | R245fa | MinimizeLCOE_Brownfield | IgnoreSilica | 77.8554 | 6.3923 | 0.18808 | 4 | 29699.4654 | 41712.4843 | 605.4638 | 850.3654 | 70.104 | -2.2523e-06 | 1374878952.7727 | 969497.4842 | 28033.9753 | 1561290.2189 | 1922668.4773 | 24077.0464 | 153473.3227 | 0 | 1817025.8047 | 4727528.4205 | 3226635.288 | 14430230.038 | 3144235.0165 | 4769433.0752 | 4769433.0752 | 1478867.319 | 2789494.2999 | 0 | 22343898.1297 | 31381692.8239 | 749894.2093 | 0.75233 | 29699.4654 | 41712.4843 | 605.4638 | 850.3654
1 | 1600 | 707 | 0.035 | 15 | 15 | 7 | 1e-09 | 0 | Water | Porous | Wet | R245fa | MinimizeLCOE_Brownfield | IgnoreSilica | 82.2166 | 6.7486 | 0.20267 | 4 | 28363.6058 | 39511.9122 | 578.2305 | 805.5038 | 70.0964 | -2.0374e-06 | 1424508857.4189 | 1007043.7471 | 29115.0895 | 1630544.21 | 2028711.6827 | 24077.0464 | 149453.3386 | 0 | 1898888.5946 | 4940518.6074 | 3372005.4671 | 15080357.7833 | 3144235.0165 | 4769433.0752 | 4769433.0752 | 1478867.319 | 2789494.2999 | 0 | 22994025.875 | 32031820.5692 | 1000000 | 0.81069 | 28363.6058 | 39511.9122 | 578.2305 | 805.5038
1 | 1600 | 707 | 0.035 | 15 | 15 | 7 | 1.3335e-09 | 0 | Water | Porous | Wet | R245fa | MinimizeLCOE_Brownfield | IgnoreSilica | 85.6823 | 7.0309 | 0.21468 | 4 | 27369.9091 | 37894.6705 | 557.9726 | 772.5341 | 70.0875 | -1.8598e-06 | 1464706123.7564 | 1036346.4802 | 29957.9493 | 1684907.5768 | 2112839.8648 | 24077.0464 | 145151.6505 | 0 | 1962979.4215 | 5107269.7924 | 3485816.5772 | 15589346.3591 | 3144235.0165 | 4769433.0752 | 4769433.0752 | 1478867.319 | 2789494.2999 | 0 | 23503014.4508 | 32540809.1449 | 1333521.4322 | 0.85872 | 27369.9091 | 37894.6705 | 557.9726 | 772.5341
1 | 1600 | 707 | 0.035 | 15 | 15 | 7 | 1.7783e-09 | 0 | Water | Porous | Wet | R245fa | MinimizeLCOE_Brownfield | IgnoreSilica | 88.4085 | 7.2525 | 0.22436 | 4 | 26629.9249 | 36700.594 | 542.887 | 748.1912 | 70.0787 | -1.7173e-06 | 1495796118.8391 | 1059072.106 | 30611.0448 | 1727261.4682 | 2178919.2988 | 24077.0464 | 141089.9314 | 0 | 2012802.0493 | 5236898.0498 | 3574290.5265 | 15985021.5212 | 3144235.0165 | 4769433.0752 | 4769433.0752 | 1478867.319 | 2789494.2999 | 0 | 23898689.6128 | 32936484.307 | 1778279.41 | 0.89744 | 26629.9249 | 36700.594 | 542.887 | 748.1912
1 | 1600 | 707 | 0.035 | 15 | 15 | 7 | 2.3714e-09 | 0 | Water | Porous | Wet | R245fa | MinimizeLCOE_Brownfield | IgnoreSilica | 90.5085 | 7.4228 | 0.232 | 4 | 26078.1961 | 35817.3123 | 531.6393 | 730.1844 | 70.0708 | -1.6042e-06 | 1520373626.8181 | 1076385.873 | 31108.2507 | 1759643.6145 | 2229756.457 | 24077.0464 | 137434.6469 | 0 | 2050778.2965 | 5335704.4551 | 3641727.9283 | 16286616.5684 | 3144235.0165 | 4769433.0752 | 4769433.0752 | 1478867.319 | 2789494.2999 | 0 | 24200284.6601 | 33238079.3543 | 2371373.7057 | 0.92799 | 26078.1961 | 35817.3123 | 531.6393 | 730.1844
1 | 1600 | 707 | 0.035 | 15 | 15 | 7 | 3.1623e-09 | 0 | Water | Porous | Wet | R245fa | MinimizeLCOE_Brownfield | IgnoreSilica | 92.124 | 7.5536 | 0.23796 | 4 | 25666.3525 | 35161.3415 | 523.2433 | 716.8115 | 70.0641 | -1.5161e-06 | 1539043028.6765 | 1089592.7178 | 31487.2963 | 1784411.7666 | 2268824.3037 | 24077.0464 | 134338.1215 | 0 | 2079765.1883 | 5411122.4015 | 3693202.2265 | 16516821.0685 | 3144235.0165 | 4769433.0752 | 4769433.0752 | 1478867.319 | 2789494.2999 | 0 | 24430489.1602 | 33468283.8543 | 3162277.6602 | 0.95185 | 25666.3525 | 35161.3415 | 523.2433 | 716.8115
1 | 1600 | 707 | 0.035 | 15 | 15 | 7 | 4.217e-09 | 0 | Water | Porous | Wet | R245fa | MinimizeLCOE_Brownfield | IgnoreSilica | 93.3466 | 7.6524 | 0.24256 | 4 | 25358.6197 | 34673.8182 | 516.9698 | 706.8727 | 70.0587 | -1.4477e-06 | 1553989046.5993 | 1099523.7175 | 31772.1931 | 1803075.0552 | 2298367.8954 | 24077.0464 | 131757.8155 | 0 | 2101543.7519 | 5467785.7567 | 3731876.1307 | 16689779.3623 | 3144235.0165 | 4769433.0752 | 4769433.0752 | 1478867.319 | 2789494.2999 | 0 | 24603447.454 | 33641242.1481 | 4216965.0343 | 0.97022 | 25358.6197 | 34673.8182 | 516.9698 | 706.8727
1 | 1600 | 707 | 0.035 | 15 | 15 | 7 | 5.6234e-09 | 0 | Water | Porous | Wet | R245fa | MinimizeLCOE_Brownfield | IgnoreSilica | 94.2823 | 7.728 | 0.24609 | 4 | 25128.4903 | 34309.9587 | 512.2783 | 699.4549 | 70.0543 | -1.3956e-06 | 1565001188.3378 | 1107087.0249 | 31989.0897 | 1817311.1736 | 2320964.1057 | 24077.0464 | 129707.7104 | 0 | 2118143.0987 | 5510973.852 | 3761352.8932 | 16821605.9946 | 3144235.0165 | 4769433.0752 | 4769433.0752 | 1478867.319 | 2789494.2999 | 0 | 24735274.0863 | 33773068.7804 | 5623413.2519 | 0.98435 | 25128.4903 | 34309.9587 | 512.2783 | 699.4549
1 | 1600 | 707 | 0.035 | 15 | 15 | 7 | 7.4989e-09 | 0 | Water | Porous | Wet | R245fa | MinimizeLCOE_Brownfield | IgnoreSilica | 95.0003 | 7.7859 | 0.2488 | 4 | 24956.2823 | 34037.7755 | 508.7676 | 693.9061 | 70.0509 | -1.3562e-06 | 1573019173.6163 | 1112868.818 | 32154.8513 | 1828207.1679 | 2338294.2127 | 24077.0464 | 128118.8337 | 0 | 2130851.1627 | 5544037.6277 | 3783919.5995 | 16922529.3199 | 3144235.0165 | 4769433.0752 | 4769433.0752 | 1478867.319 | 2789494.2999 | 0 | 24836197.4115 | 33873992.1057 | 7498942.0933 | 0.99519 | 24956.2823 | 34037.7755 | 508.7676 | 693.9061
1 | 1600 | 707 | 0.035 | 15 | 15 | 7 | 1e-08 | 0 | Water | Porous | Wet | R245fa | MinimizeLCOE_Brownfield | IgnoreSilica | 95.5339 | 7.8289 | 0.25084 | 4 | 24827.3518 | 33834.8586 | 506.1391 | 689.7694 | 70.0482 | -1.326e-06 | 1579394542.4721 | 1117153.6002 | 32277.6684 | 1836289.372 | 2351168.8492 | 24077.0464 | 126852.0501 | 0 | 2140249.2487 | 5568489.5196 | 3800608.5181 | 16997165.8728 | 3144235.0165 | 4769433.0752 | 4769433.0752 | 1478867.319 | 2789494.2999 | 0 | 24910833.9645 | 33948628.6587 | 10000000 | 1.0034 | 24827.3518 | 33834.8586 | 506.1391 | 689.7694
1 | 1700 | 707 | 0.035 | 15 | 15 | 7 | 1e-13 | 0 | Water | Porous | Wet | R245fa | MinimizeLCOE_Brownfield | IgnoreSilica | 0 | 0 | 0 | 0 | [5 empty] | 0 | 0 | 0 | 0 | 0 | 0 | 0 | 0 | 0 | 0 | 0 | 0 | 0 | 0 | 0 | 0 | 0 | 0 | 0 | 0 | 0 | 100 | 0
1 | 1700 | 707 | 0.035 | 15 | 15 | 7 | 1.3335e-13 | 0 | Water | Porous | Wet | R245fa | MinimizeLCOE_Brownfield | IgnoreSilica | 0 | 0 | 0 | 0 | [5 empty] | 0 | 0 | 0 | 0 | 0 | 0 | 0 | 0 | 0 | 0 | 0 | 0 | 0 | 0 | 0 | 0 | 0 | 0 | 0 | 0 | 0 | 133.3521 | 0
1 | 1700 | 707 | 0.035 | 15 | 15 | 7 | 1.7783e-13 | 0 | Water | Porous | Wet | R245fa | MinimizeLCOE_Brownfield | IgnoreSilica | 0 | 0 | 0 | 0 | [5 empty] | 0 | 0 | 0 | 0 | 0 | 0 | 0 | 0 | 0 | 0 | 0 | 0 | 0 | 0 | 0 | 0 | 0 | 0 | 0 | 0 | 0 | 177.8279 | 0
1 | 1700 | 707 | 0.035 | 15 | 15 | 7 | 2.3714e-13 | 0 | Water | Porous | Wet | R245fa | MinimizeLCOE_Brownfield | IgnoreSilica | 0 | 0 | 0 | 0 | [5 empty] | 0 | 0 | 0 | 0 | 0 | 0 | 0 | 0 | 0 | 0 | 0 | 0 | 0 | 0 | 0 | 0 | 0 | 0 | 0 | 0 | 0 | 237.1374 | 0
1 | 1700 | 707 | 0.035 | 15 | 15 | 7 | 3.1623e-13 | 0 | Water | Porous | Wet | R245fa | MinimizeLCOE_Brownfield | IgnoreSilica | 0 | 0 | 0 | 0 | [5 empty] | 0 | 0 | 0 | 0 | 0 | 0 | 0 | 0 | 0 | 0 | 0 | 0 | 0 | 0 | 0 | 0 | 0 | 0 | 0 | 0 | 0 | 316.2278 | 0
1 | 1700 | 707 | 0.035 | 15 | 15 | 7 | 4.217e-13 | 0 | Water | Porous | Wet | R245fa | MinimizeLCOE_Brownfield | IgnoreSilica | 0 | 0 | 0 | 0 | [5 empty] | 0 | 0 | 0 | 0 | 0 | 0 | 0 | 0 | 0 | 0 | 0 | 0 | 0 | 0 | 0 | 0 | 0 | 0 | 0 | 0 | 0 | 421.6965 | 0
1 | 1700 | 707 | 0.035 | 15 | 15 | 7 | 5.6234e-13 | 0 | Water | Porous | Wet | R245fa | MinimizeLCOE_Brownfield | IgnoreSilica | 0 | 0 | 0 | 0 | [5 empty] | 0 | 0 | 0 | 0 | 0 | 0 | 0 | 0 | 0 | 0 | 0 | 0 | 0 | 0 | 0 | 0 | 0 | 0 | 0 | 0 | 0 | 562.3413 | 0
1 | 1700 | 707 | 0.035 | 15 | 15 | 7 | 7.4989e-13 | 0 | Water | Porous | Wet | R245fa | MinimizeLCOE_Brownfield | IgnoreSilica | 0 | 0 | 0 | 0 | [5 empty] | 0 | 0 | 0 | 0 | 0 | 0 | 0 | 0 | 0 | 0 | 0 | 0 | 0 | 0 | 0 | 0 | 0 | 0 | 0 | 0 | 0 | 749.8942 | 0
1 | 1700 | 707 | 0.035 | 15 | 15 | 7 | 1e-12 | 0 | Water | Porous | Wet | R245fa | MinimizeLCOE_Brownfield | IgnoreSilica | 0 | 0 | 0 | 0 | [5 empty] | 0 | 0 | 0 | 0 | 0 | 0 | 0 | 0 | 0 | 0 | 0 | 0 | 0 | 0 | 0 | 0 | 0 | 0 | 0 | 0 | 0 | 1000 | 0
1 | 1700 | 707 | 0.035 | 15 | 15 | 7 | 1.3335e-12 | 0 | Water | Porous | Wet | R245fa | MinimizeLCOE_Brownfield | IgnoreSilica | 0 | 0 | 0 | 0 | [5 empty] | 0 | 0 | 0 | 0 | 0 | 0 | 0 | 0 | 0 | 0 | 0 | 0 | 0 | 0 | 0 | 0 | 0 | 0 | 0 | 0 | 0 | 1333.5214 | 0
1 | 1700 | 707 | 0.035 | 15 | 15 | 7 | 1.7783e-12 | 0 | Water | Porous | Wet | R245fa | MinimizeLCOE_Brownfield | IgnoreSilica | 0.67593 | 0.037378 | 7.2034e-05 | 4 | 29937089.8184 | 62760722.847 | 610308.0689 | 1279462.2254 | 60.1518 | -5.4716e-06 | 8391482.16 | 24467.1098 | 637.7615 | 25725.9258 | 37047.4128 | 24077.0464 | 21184.3344 | 0 | 51924.4404 | 135096.7426 | 92206.3028 | 412367.0764 | 3144235.0165 | 5069319.0393 | 5069319.0393 | 1478867.319 | 2909448.6856 | 0 | 8625921.1322 | 18083556.1761 | 1778.2794 | 0.00028813 | 29937089.8184 | 62760722.847 | 610308.0689 | 1279462.2254
1 | 1700 | 707 | 0.035 | 15 | 15 | 7 | 2.3714e-12 | 0 | Water | Porous | Wet | R245fa | MinimizeLCOE_Brownfield | IgnoreSilica | 1.0269 | 0.067874 | 0.00048535 | 4 | 4514746.0052 | 9386338.9791 | 92039.204 | 191353.2161 | 64.2389 | -6.3384e-06 | 1933503.9047 | 38773.2867 | 1048.0679 | 41329.8479 | 46064.5986 | 24077.0464 | 26704.7882 | 0 | 69419.0779 | 180614.2008 | 123272.9033 | 551303.8177 | 3144235.0165 | 5069319.0393 | 5069319.0393 | 1478867.319 | 2909448.6856 | 0 | 8764857.8735 | 18222492.9174 | 2371.3737 | 0.0019414 | 4514746.0052 | 9386338.9791 | 92039.204 | 191353.2161
1 | 1700 | 707 | 0.035 | 15 | 15 | 7 | 3.1623e-12 | 0 | Water | Porous | Wet | R245fa | MinimizeLCOE_Brownfield | IgnoreSilica | 1.4485 | 0.10557 | 0.0011322 | 4 | 1968994.8252 | 4057263.9833 | 40140.6228 | 82712.8142 | 66.7562 | -6.7298e-06 | 22957745.8304 | 54091.4667 | 1495.3329 | 58736.6973 | 56976.4342 | 24077.0464 | 31887.3643 | 0 | 88633.0933 | 230605.1276 | 157392.738 | 703895.3006 | 3144235.0165 | 5069319.0393 | 5069319.0393 | 1478867.319 | 2909448.6856 | 0 | 8917449.3564 | 18375084.4003 | 3162.2777 | 0.0045289 | 1968994.8252 | 4057263.9833 | 40140.6228 | 82712.8142
1 | 1700 | 707 | 0.035 | 15 | 15 | 7 | 4.217e-12 | 0 | Water | Porous | Wet | R245fa | MinimizeLCOE_Brownfield | IgnoreSilica | 1.9847 | 0.15419 | 0.0020641 | 4 | 1101883.3551 | 2247398.0603 | 22463.3826 | 45816.2493 | 68.5099 | -6.9153e-06 | 48789919.1441 | 71590.7281 | 2010.8914 | 79419.8823 | 70910.0947 | 24077.0464 | 37357.2192 | 0 | 111292.6862 | 289560.7402 | 197631.1551 | 883850.4435 | 3144235.0165 | 5069319.0393 | 5069319.0393 | 1478867.319 | 2909448.6856 | 0 | 9097404.4993 | 18555039.5432 | 4216.965 | 0.0082562 | 1101883.3551 | 2247398.0603 | 22463.3826 | 45816.2493
1 | 1700 | 707 | 0.035 | 15 | 15 | 7 | 5.6234e-12 | 0 | Water | Porous | Wet | R245fa | MinimizeLCOE_Brownfield | IgnoreSilica | 2.6498 | 0.21492 | 0.0033549 | 4 | 693414.9893 | 1398172.6302 | 14136.2025 | 28503.6402 | 69.7453 | -6.9058e-06 | 116737363.1249 | 91221.6101 | 2592.0569 | 103490.3116 | 88228.559 | 24077.0464 | 42917.5786 | 0 | 137485.5934 | 357709.3119 | 244143.9555 | 1091866.0234 | 3144235.0165 | 5069319.0393 | 5069319.0393 | 1478867.319 | 2909448.6856 | 0 | 9305420.0792 | 18763055.1231 | 5623.4133 | 0.01342 | 693414.9893 | 1398172.6302 | 14136.2025 | 28503.6402
1 | 1700 | 707 | 0.035 | 15 | 15 | 7 | 7.4989e-12 | 0 | Water | Porous | Wet | R245fa | MinimizeLCOE_Brownfield | IgnoreSilica | 3.5318 | 0.29574 | 0.0051139 | 4 | 467613.972 | 929962.9195 | 9532.9433 | 18958.552 | 70.6911 | -6.8868e-06 | 164235934.6694 | 114867.2536 | 3294.0003 | 133504.005 | 111215.3194 | 24077.0464 | 49487.2106 | 0 | 170213.4858 | 442860.5744 | 302261.4419 | 1351780.3373 | 3144235.0165 | 5069319.0393 | 5069319.0393 | 1478867.319 | 2909448.6856 | 0 | 9565334.3931 | 19022969.437 | 7498.9421 | 0.020456 | 467613.972 | 929962.9195 | 9532.9433 | 18958.552
1 | 1700 | 707 | 0.035 | 15 | 15 | 7 | 1e-11 | 0 | Water | Porous | Wet | R245fa | MinimizeLCOE_Brownfield | IgnoreSilica | 4.687 | 0.40183 | 0.007484 | 4 | 330260.2504 | 646186.7842 | 6732.8019 | 13173.3916 | 71.4056 | -6.8384e-06 | 207950332.7375 | 143060.2361 | 4132.0938 | 170516.2235 | 141342.194 | 24077.0464 | 57085.5664 | 0 | 210683.2105 | 548154.4966 | 374126.7074 | 1673177.7746 | 3144235.0165 | 5069319.0393 | 5069319.0393 | 1478867.319 | 2909448.6856 | 0 | 9886731.8304 | 19344366.8743 | 10000 | 0.029936 | 330260.2504 | 646186.7842 | 6732.8019 | 13173.3916
1 | 1700 | 707 | 0.035 | 15 | 15 | 7 | 1.3335e-11 | 0 | Water | Porous | Wet | R245fa | MinimizeLCOE_Brownfield | IgnoreSilica | 6.1381 | 0.53523 | 0.010637 | 4 | 241325.5506 | 463603.3695 | 4919.7478 | 9451.1818 | 71.9276 | -6.694e-06 | 285405614.9177 | 175427.2931 | 5094.7578 | 214385.4095 | 179194.8821 | 24077.0464 | 65162.3059 | 0 | 258703.261 | 673092.8178 | 459399.6788 | 2054537.4524 | 3144235.0165 | 5069319.0393 | 5069319.0393 | 1478867.319 | 2909448.6856 | 0 | 10268091.5082 | 19725726.5521 | 13335.2143 | 0.042549 | 241325.5506 | 463603.3695 | 4919.7478 | 9451.1818
1 | 1700 | 707 | 0.035 | 15 | 15 | 7 | 1.7783e-11 | 0 | Water | Porous | Wet | R245fa | MinimizeLCOE_Brownfield | IgnoreSilica | 7.9675 | 0.70315 | 0.014777 | 4 | 181422.2597 | 341424.94 | 3698.5382 | 6960.4092 | 72.3025 | -6.4918e-06 | 355760680.7556 | 212799.1675 | 6205.8003 | 266612.7707 | 226862.3116 | 24077.0464 | 73895.0424 | 0 | 316076.3341 | 822365.7853 | 561281.5464 | 2510175.8046 | 3144235.0165 | 5069319.0393 | 5069319.0393 | 1478867.319 | 2909448.6856 | 0 | 10723729.8604 | 20181364.9043 | 17782.7941 | 0.059109 | 181422.2597 | 341424.94 | 3698.5382 | 6960.4092
1 | 1700 | 707 | 0.035 | 15 | 15 | 7 | 2.3714e-11 | 0 | Water | Porous | Wet | R245fa | MinimizeLCOE_Brownfield | IgnoreSilica | 10.0675 | 0.89423 | 0.019973 | 4 | 140382.3088 | 258761.9757 | 2861.8832 | 5275.2129 | 72.5049 | -6.1123e-06 | 434444345.0368 | 251982.1107 | 7367.8197 | 323097.8811 | 281288.1554 | 24077.0464 | 81408.4704 | 0 | 377996.3786 | 983469.0394 | 671237.8277 | 3001924.7293 | 3144235.0165 | 5069319.0393 | 5069319.0393 | 1478867.319 | 2909448.6856 | 0 | 11215478.7851 | 20673113.829 | 23713.7371 | 0.079892 | 140382.3088 | 258761.9757 | 2861.8832 | 5275.2129
1 | 1700 | 707 | 0.035 | 15 | 15 | 7 | 3.1623e-11 | 0 | Water | Porous | Wet | R245fa | MinimizeLCOE_Brownfield | IgnoreSilica | 13.6218 | 1.2242 | 0.027684 | 4 | 108727.3226 | 194133.1349 | 2216.5535 | 3957.6665 | 72.8749 | -6.2233e-06 | 547944637.137 | 314696.3281 | 9235.8412 | 415268.9034 | 374508.9548 | 24077.0464 | 97710.4526 | 0 | 481844.0353 | 1253659.3401 | 855648.2597 | 3826649.1616 | 3144235.0165 | 5069319.0393 | 5069319.0393 | 1478867.319 | 2909448.6856 | 0 | 12040203.2174 | 21497838.2613 | 31622.7766 | 0.11074 | 108727.3226 | 194133.1349 | 2216.5535 | 3957.6665
1 | 1700 | 707 | 0.035 | 15 | 15 | 7 | 4.217e-11 | 0 | Water | Porous | Wet | R245fa | MinimizeLCOE_Brownfield | IgnoreSilica | 17.3218 | 1.5651 | 0.03704 | 4 | 86684.7695 | 150518.5976 | 1767.1863 | 3068.5252 | 73.0455 | -5.917e-06 | 658984255.3032 | 374076.3376 | 10999.6244 | 505385.9914 | 471106.5054 | 24077.0464 | 109124.5286 | 0 | 582960.3132 | 1516743.1533 | 1035208.3681 | 4629681.8685 | 3144235.0165 | 5069319.0393 | 5069319.0393 | 1478867.319 | 2909448.6856 | 0 | 12843235.9243 | 22300870.9682 | 42169.6503 | 0.14816 | 86684.7695 | 150518.5976 | 1767.1863 | 3068.5252
1 | 1700 | 707 | 0.035 | 15 | 15 | 7 | 5.6234e-11 | 0 | Water | Porous | Wet | R245fa | MinimizeLCOE_Brownfield | IgnoreSilica | 22.036 | 1.9994 | 0.049112 | 4 | 70390.261 | 118533.0998 | 1435.0007 | 2416.4576 | 73.1791 | -5.6444e-06 | 777376382.3712 | 444356.8511 | 13085.2432 | 614706.2077 | 594175.0608 | 24077.0464 | 122358.8786 | 0 | 706976.1222 | 1839406.8493 | 1255432.9707 | 5614575.23 | 3144235.0165 | 5069319.0393 | 5069319.0393 | 1478867.319 | 2909448.6856 | 0 | 13828129.2858 | 23285764.3297 | 56234.1325 | 0.19645 | 70390.261 | 118533.0998 | 1435.0007 | 2416.4576
1 | 1700 | 707 | 0.035 | 15 | 15 | 7 | 7.4989e-11 | 0 | Water | Porous | Wet | R245fa | MinimizeLCOE_Brownfield | IgnoreSilica | 27.7239 | 2.5234 | 0.064313 | 4 | 58196.6901 | 94960.5401 | 1186.4182 | 1935.8991 | 73.2807 | -5.34e-06 | 904672034.5208 | 523342.571 | 15426.8677 | 740487.4078 | 742676.603 | 24077.0464 | 135844.2893 | 0 | 850923.3662 | 2213928.0504 | 1511051.3861 | 6757757.5878 | 3144235.0165 | 5069319.0393 | 5069319.0393 | 1478867.319 | 2909448.6856 | 0 | 14971311.6436 | 24428946.6875 | 74989.4209 | 0.25725 | 58196.6901 | 94960.5401 | 1186.4182 | 1935.8991
1 | 1700 | 707 | 0.035 | 15 | 15 | 7 | 1e-10 | 0 | Water | Porous | Wet | R245fa | MinimizeLCOE_Brownfield | IgnoreSilica | 34.4138 | 3.14 | 0.083001 | 4 | 49000.7688 | 77487.4144 | 998.947 | 1579.6858 | 73.3584 | -5.0088e-06 | 1036781552.8029 | 610243.0301 | 18000.3589 | 881936.4386 | 917354.0988 | 24077.0464 | 149021.8473 | 0 | 1014246.7998 | 2638862.1225 | 1801077.6218 | 8054819.3643 | 3144235.0165 | 5069319.0393 | 5069319.0393 | 1478867.319 | 2909448.6856 | 0 | 16268373.4201 | 25726008.464 | 100000 | 0.332 | 49000.7688 | 77487.4144 | 998.947 | 1579.6858
1 | 1700 | 707 | 0.035 | 15 | 15 | 7 | 1.3335e-10 | 0 | Water | Porous | Wet | R245fa | MinimizeLCOE_Brownfield | IgnoreSilica | 41.9971 | 3.839 | 0.10521 | 4 | 42034.4592 | 64506.6853 | 856.9293 | 1315.056 | 73.4175 | -4.654e-06 | 1170160110.6182 | 702848.3625 | 20739.7046 | 1035733.8096 | 1115379.5724 | 24077.0464 | 161035.4389 | 0 | 1193327.4344 | 3104793.1993 | 2119085.1557 | 9477019.7239 | 3144235.0165 | 5069319.0393 | 5069319.0393 | 1478867.319 | 2909448.6856 | 0 | 17690573.7797 | 27148208.8236 | 133352.1432 | 0.42086 | 42034.4592 | 64506.6853 | 856.9293 | 1315.056
1 | 1700 | 707 | 0.035 | 15 | 15 | 7 | 1.7783e-10 | 0 | Water | Porous | Wet | R245fa | MinimizeLCOE_Brownfield | IgnoreSilica | 50.1601 | 4.5914 | 0.13043 | 4 | 36752.707 | 54880.0205 | 749.2536 | 1118.8034 | 73.4613 | -4.2776e-06 | 1301388180.0028 | 797109.3178 | 23524.7583 | 1195140.7401 | 1328545.7154 | 24077.0464 | 170731.8261 | 0 | 1380260.4676 | 3591154.6064 | 2451036.8097 | 10961581.2878 | 3144235.0165 | 5069319.0393 | 5069319.0393 | 1478867.319 | 2909448.6856 | 0 | 19175135.3436 | 28632770.3875 | 177827.941 | 0.52173 | 36752.707 | 54880.0205 | 749.2536 | 1118.8034
1 | 1700 | 707 | 0.035 | 15 | 15 | 7 | 2.3714e-10 | 0 | Water | Porous | Wet | R245fa | MinimizeLCOE_Brownfield | IgnoreSilica | 58.4427 | 5.3544 | 0.15751 | 4 | 32759.2185 | 47770.6037 | 667.841 | 973.8684 | 73.4906 | -3.8895e-06 | 1424106411.9855 | 888113.3363 | 26210.1664 | 1351523.3124 | 1544761.2041 | 24077.0464 | 177179.6944 | 0 | 1564627.2564 | 4070839.172 | 2778431.3823 | 12425762.5707 | 3144235.0165 | 5069319.0393 | 5069319.0393 | 1478867.319 | 2909448.6856 | 0 | 20639316.6265 | 30096951.6704 | 237137.3706 | 0.63003 | 32759.2185 | 47770.6037 | 667.841 | 973.8684
1 | 1700 | 707 | 0.035 | 15 | 15 | 7 | 3.1623e-10 | 0 | Water | Porous | Wet | R245fa | MinimizeLCOE_Brownfield | IgnoreSilica | 66.287 | 6.0759 | 0.18475 | 4 | 29754.8883 | 42552.4372 | 606.5936 | 867.489 | 73.5053 | -3.5009e-06 | 1535355768.8198 | 970639.8821 | 28641.9382 | 1495327.9543 | 1749336.3042 | 24077.0464 | 179750.0264 | 0 | 1734631.5291 | 4513155.4168 | 3080321.308 | 13775881.4054 | 3144235.0165 | 5069319.0393 | 5069319.0393 | 1478867.319 | 2909448.6856 | 0 | 21989435.4612 | 31447070.5051 | 316227.766 | 0.73902 | 29754.8883 | 42552.4372 | 606.5936 | 867.489
1 | 1700 | 707 | 0.035 | 15 | 15 | 7 | 4.217e-10 | 0 | Water | Porous | Wet | R245fa | MinimizeLCOE_Brownfield | IgnoreSilica | 73.3077 | 6.7199 | 0.21058 | 4 | 27505.7822 | 38733.9441 | 560.7426 | 789.6438 | 73.5076 | -3.1309e-06 | 1631651939.145 | 1041808.8495 | 30735.7711 | 1620827.3121 | 1932142.5328 | 24077.0464 | 178861.7087 | 0 | 1883096.756 | 4899431.4829 | 3343962.6603 | 14954944.1198 | 3144235.0165 | 5069319.0393 | 5069319.0393 | 1478867.319 | 2909448.6856 | 0 | 23168498.1756 | 32626133.2195 | 421696.5034 | 0.84231 | 27505.7822 | 38733.9441 | 560.7426 | 789.6438
1 | 1700 | 707 | 0.035 | 15 | 15 | 7 | 5.6234e-10 | 0 | Water | Porous | Wet | R245fa | MinimizeLCOE_Brownfield | IgnoreSilica | 79.3124 | 7.2687 | 0.23381 | 4 | 25827.668 | 35940.2748 | 526.5319 | 732.6911 | 73.5008 | -2.7975e-06 | 1711986450.6757 | 1100808.2007 | 32468.785 | 1725912.8218 | 2088176.7844 | 24077.0464 | 175474.7909 | 0 | 2007298.1874 | 5222578.13 | 3564516.887 | 15941311.6335 | 3144235.0165 | 5069319.0393 | 5069319.0393 | 1478867.319 | 2909448.6856 | 0 | 24154865.6893 | 33612500.7332 | 562341.3252 | 0.93523 | 25827.668 | 35940.2748 | 526.5319 | 732.6911
1 | 1700 | 707 | 0.035 | 15 | 15 | 7 | 7.4989e-10 | 0 | Water | Porous | Wet | R245fa | MinimizeLCOE_Brownfield | IgnoreSilica | 84.2675 | 7.72 | 0.25382 | 4 | 24577.4352 | 33892.6984 | 501.0443 | 690.9485 | 73.489 | -2.5099e-06 | 1777421538.3187 | 1148261.2234 | 33860.5076 | 1811131.6644 | 2216657.1735 | 24077.0464 | 170644.3366 | 0 | 2107806.4612 | 5484080.0414 | 3742997.3148 | 16739515.7692 | 3144235.0165 | 5069319.0393 | 5069319.0393 | 1478867.319 | 2909448.6856 | 0 | 24953069.825 | 34410704.8689 | 749894.2093 | 1.0153 | 24577.4352 | 33892.6984 | 501.0443 | 690.9485
1 | 1700 | 707 | 0.035 | 15 | 15 | 7 | 1e-09 | 0 | Water | Porous | Wet | R245fa | MinimizeLCOE_Brownfield | IgnoreSilica | 88.2381 | 8.0804 | 0.27047 | 4 | 23646.0841 | 32388.0775 | 482.0574 | 660.2748 | 73.4753 | -2.2696e-06 | 1830288152.8484 | 1185508.2927 | 34951.4039 | 1878467.248 | 2319393.9343 | 24077.0464 | 165234.0722 | 0 | 2186976.479 | 5690064.1878 | 3883585.7273 | 17368258.3916 | 3144235.0165 | 5069319.0393 | 5069319.0393 | 1478867.319 | 2909448.6856 | 0 | 25581812.4473 | 35039447.4912 | 1000000 | 1.0819 | 23646.0841 | 32388.0775 | 482.0574 | 660.2748
1 | 1700 | 707 | 0.035 | 15 | 15 | 7 | 1.3335e-09 | 0 | Water | Porous | Wet | R245fa | MinimizeLCOE_Brownfield | IgnoreSilica | 91.3735 | 8.364 | 0.28398 | 4 | 22951.8369 | 31277.8331 | 467.9042 | 637.6409 | 73.4619 | -2.0749e-06 | 1871819059.521 | 1214443.3552 | 35797.8601 | 1931051.9337 | 2400367.8892 | 24077.0464 | 159954.5404 | 0 | 2248620.1237 | 5850448.3065 | 3993051.1839 | 17857812.2391 | 3144235.0165 | 5069319.0393 | 5069319.0393 | 1478867.319 | 2909448.6856 | 0 | 26071366.2948 | 35529001.3388 | 1333521.4322 | 1.1359 | 22951.8369 | 31277.8331 | 467.9042 | 637.6409
1 | 1700 | 707 | 0.035 | 15 | 15 | 7 | 1.7783e-09 | 0 | Water | Porous | Wet | R245fa | MinimizeLCOE_Brownfield | IgnoreSilica | 93.8265 | 8.5853 | 0.29476 | 4 | 22433.8462 | 30455.3963 | 457.3443 | 620.8744 | 73.4497 | -1.9208e-06 | 1903640496.8442 | 1236792.6801 | 36451.0209 | 1971836.0533 | 2463617.887 | 24077.0464 | 155211.5986 | 0 | 2296314.6516 | 5974539.6847 | 4077746.0993 | 18236586.7219 | 3144235.0165 | 5069319.0393 | 5069319.0393 | 1478867.319 | 2909448.6856 | 0 | 26450140.7777 | 35907775.8216 | 1778279.41 | 1.179 | 22433.8462 | 30455.3963 | 457.3443 | 620.8744
1 | 1700 | 707 | 0.035 | 15 | 15 | 7 | 2.3714e-09 | 0 | Water | Porous | Wet | R245fa | MinimizeLCOE_Brownfield | IgnoreSilica | 95.6971 | 8.7536 | 0.30317 | 4 | 22046.9895 | 29845.9511 | 449.4577 | 608.4501 | 73.4395 | -1.799e-06 | 1929020601.7923 | 1253667.4702 | 36943.8001 | 2002728.4047 | 2511787.0657 | 24077.0464 | 151049.6273 | 0 | 2332298.8316 | 6068163.1396 | 4141646.031 | 18522361.4166 | 3144235.0165 | 5069319.0393 | 5069319.0393 | 1478867.319 | 2909448.6856 | 0 | 26735915.4724 | 36193550.5163 | 2371373.7057 | 1.2127 | 22046.9895 | 29845.9511 | 449.4577 | 608.4501
1 | 1700 | 707 | 0.035 | 15 | 15 | 7 | 3.1623e-09 | 0 | Water | Porous | Wet | R245fa | MinimizeLCOE_Brownfield | IgnoreSilica | 97.1392 | 8.8832 | 0.30971 | 4 | 21757.817 | 29391.9969 | 443.5625 | 599.1956 | 73.431 | -1.7053e-06 | 1948034640.8594 | 1266578.475 | 37320.5944 | 2026422.2251 | 2548883.5594 | 24077.0464 | 147629.2799 | 0 | 2359855.3602 | 6139859.5744 | 4190580.321 | 18741206.4357 | 3144235.0165 | 5069319.0393 | 5069319.0393 | 1478867.319 | 2909448.6856 | 0 | 26954760.4915 | 36412395.5354 | 3162277.6602 | 1.2389 | 21757.817 | 29391.9969 | 443.5625 | 599.1956
1 | 1700 | 707 | 0.035 | 15 | 15 | 7 | 4.217e-09 | 0 | Water | Porous | Wet | R245fa | MinimizeLCOE_Brownfield | IgnoreSilica | 98.2381 | 8.9818 | 0.31475 | 4 | 21541.5051 | 29053.5846 | 439.1527 | 592.2966 | 73.4242 | -1.6333e-06 | 1962485511.8312 | 1276359.4338 | 37605.9024 | 2044405.6321 | 2577127.376 | 24077.0464 | 144862.235 | 0 | 2380730.674 | 6194172.8588 | 4227650.2537 | 18906991.4122 | 3144235.0165 | 5069319.0393 | 5069319.0393 | 1478867.319 | 2909448.6856 | 0 | 27120545.468 | 36578180.5119 | 4216965.0343 | 1.259 | 21541.5051 | 29053.5846 | 439.1527 | 592.2966
1 | 1700 | 707 | 0.035 | 15 | 15 | 7 | 5.6234e-09 | 0 | Water | Porous | Wet | R245fa | MinimizeLCOE_Brownfield | IgnoreSilica | 99.054 | 9.0549 | 0.31856 | 4 | 21379.601 | 28801.7792 | 435.8521 | 587.1632 | 73.419 | -1.5776e-06 | 1974163208.6446 | 1283589.7623 | 37816.7306 | 2057718.2459 | 2598084.3424 | 24077.0464 | 142603.6808 | 0 | 2396117.0252 | 6234204.9884 | 4254973.0047 | 19029184.8266 | 3144235.0165 | 5069319.0393 | 5069319.0393 | 1478867.319 | 2909448.6856 | 0 | 27242738.8824 | 36700373.9263 | 5623413.2519 | 1.2742 | 21379.601 | 28801.7792 | 435.8521 | 587.1632
1 | 1700 | 707 | 0.035 | 15 | 15 | 7 | 7.4989e-09 | 0 | Water | Porous | Wet | R245fa | MinimizeLCOE_Brownfield | IgnoreSilica | 99.6802 | 9.111 | 0.32148 | 4 | 21258.3643 | 28613.177 | 433.3805 | 583.3183 | 73.4149 | -1.5356e-06 | 1982625298.4756 | 1289120.88 | 37977.9657 | 2067913.1182 | 2614161.4193 | 24077.0464 | 140868.3898 | 0 | 2407906.3396 | 6264878.366 | 4275908.2152 | 19122811.7402 | 3144235.0165 | 5069319.0393 | 5069319.0393 | 1478867.319 | 2909448.6856 | 0 | 27336365.796 | 36794000.8399 | 7498942.0933 | 1.2859 | 21258.3643 | 28613.177 | 433.3805 | 583.3183
1 | 1700 | 707 | 0.035 | 15 | 15 | 7 | 1e-08 | 0 | Water | Porous | Wet | R245fa | MinimizeLCOE_Brownfield | IgnoreSilica | 100.1601 | 9.154 | 0.3237 | 4 | 21167.5481 | 28471.7846 | 431.5291 | 580.4358 | 73.4117 | -1.5042e-06 | 1988717596.2013 | 1293348.8368 | 38101.1858 | 2075712.4115 | 2626477.1933 | 24077.0464 | 139549.4527 | 0 | 2416933.7894 | 6288365.9386 | 4291938.9661 | 19194504.8206 | 3144235.0165 | 5069319.0393 | 5069319.0393 | 1478867.319 | 2909448.6856 | 0 | 27408058.8764 | 36865693.9203 | 10000000 | 1.2948 | 21167.5481 | 28471.7846 | 431.5291 | 580.4358
1 | 1800 | 707 | 0.035 | 15 | 15 | 7 | 1e-13 | 0 | Water | Porous | Wet | R245fa | MinimizeLCOE_Brownfield | IgnoreSilica | 0 | 0 | 0 | 0 | [5 empty] | 0 | 0 | 0 | 0 | 0 | 0 | 0 | 0 | 0 | 0 | 0 | 0 | 0 | 0 | 0 | 0 | 0 | 0 | 0 | 0 | 0 | 100 | 0
1 | 1800 | 707 | 0.035 | 15 | 15 | 7 | 1.3335e-13 | 0 | Water | Porous | Wet | R245fa | MinimizeLCOE_Brownfield | IgnoreSilica | 0 | 0 | 0 | 0 | [5 empty] | 0 | 0 | 0 | 0 | 0 | 0 | 0 | 0 | 0 | 0 | 0 | 0 | 0 | 0 | 0 | 0 | 0 | 0 | 0 | 0 | 0 | 133.3521 | 0
1 | 1800 | 707 | 0.035 | 15 | 15 | 7 | 1.7783e-13 | 0 | Water | Porous | Wet | R245fa | MinimizeLCOE_Brownfield | IgnoreSilica | 0 | 0 | 0 | 0 | [5 empty] | 0 | 0 | 0 | 0 | 0 | 0 | 0 | 0 | 0 | 0 | 0 | 0 | 0 | 0 | 0 | 0 | 0 | 0 | 0 | 0 | 0 | 177.8279 | 0
1 | 1800 | 707 | 0.035 | 15 | 15 | 7 | 2.3714e-13 | 0 | Water | Porous | Wet | R245fa | MinimizeLCOE_Brownfield | IgnoreSilica | 0 | 0 | 0 | 0 | [5 empty] | 0 | 0 | 0 | 0 | 0 | 0 | 0 | 0 | 0 | 0 | 0 | 0 | 0 | 0 | 0 | 0 | 0 | 0 | 0 | 0 | 0 | 237.1374 | 0
1 | 1800 | 707 | 0.035 | 15 | 15 | 7 | 3.1623e-13 | 0 | Water | Porous | Wet | R245fa | MinimizeLCOE_Brownfield | IgnoreSilica | 0 | 0 | 0 | 0 | [5 empty] | 0 | 0 | 0 | 0 | 0 | 0 | 0 | 0 | 0 | 0 | 0 | 0 | 0 | 0 | 0 | 0 | 0 | 0 | 0 | 0 | 0 | 316.2278 | 0
1 | 1800 | 707 | 0.035 | 15 | 15 | 7 | 4.217e-13 | 0 | Water | Porous | Wet | R245fa | MinimizeLCOE_Brownfield | IgnoreSilica | 0 | 0 | 0 | 0 | [5 empty] | 0 | 0 | 0 | 0 | 0 | 0 | 0 | 0 | 0 | 0 | 0 | 0 | 0 | 0 | 0 | 0 | 0 | 0 | 0 | 0 | 0 | 421.6965 | 0
1 | 1800 | 707 | 0.035 | 15 | 15 | 7 | 5.6234e-13 | 0 | Water | Porous | Wet | R245fa | MinimizeLCOE_Brownfield | IgnoreSilica | 0 | 0 | 0 | 0 | [5 empty] | 0 | 0 | 0 | 0 | 0 | 0 | 0 | 0 | 0 | 0 | 0 | 0 | 0 | 0 | 0 | 0 | 0 | 0 | 0 | 0 | 0 | 562.3413 | 0
1 | 1800 | 707 | 0.035 | 15 | 15 | 7 | 7.4989e-13 | 0 | Water | Porous | Wet | R245fa | MinimizeLCOE_Brownfield | IgnoreSilica | 0 | 0 | 0 | 0 | [5 empty] | 0 | 0 | 0 | 0 | 0 | 0 | 0 | 0 | 0 | 0 | 0 | 0 | 0 | 0 | 0 | 0 | 0 | 0 | 0 | 0 | 0 | 749.8942 | 0
1 | 1800 | 707 | 0.035 | 15 | 15 | 7 | 1e-12 | 0 | Water | Porous | Wet | R245fa | MinimizeLCOE_Brownfield | IgnoreSilica | 0 | 0 | 0 | 0 | [5 empty] | 0 | 0 | 0 | 0 | 0 | 0 | 0 | 0 | 0 | 0 | 0 | 0 | 0 | 0 | 0 | 0 | 0 | 0 | 0 | 0 | 0 | 1000 | 0
1 | 1800 | 707 | 0.035 | 15 | 15 | 7 | 1.3335e-12 | 0 | Water | Porous | Wet | R245fa | MinimizeLCOE_Brownfield | IgnoreSilica | 0 | 0 | 0 | 0 | [5 empty] | 0 | 0 | 0 | 0 | 0 | 0 | 0 | 0 | 0 | 0 | 0 | 0 | 0 | 0 | 0 | 0 | 0 | 0 | 0 | 0 | 0 | 1333.5214 | 0
1 | 1800 | 707 | 0.035 | 15 | 15 | 7 | 1.7783e-12 | 0 | Water | Porous | Wet | R245fa | MinimizeLCOE_Brownfield | IgnoreSilica | 0.92968 | 0.064949 | 0.00040245 | 4 | 5629318.6613 | 11770218.7334 | 114761.2751 | 239951.8293 | 65.6381 | -7.4607e-06 | 26915497.7375 | 38271.5973 | 1042.8452 | 39856.0906 | 44661.4851 | 24077.0464 | 27352.9078 | 0 | 68352.1692 | 177838.3232 | 121378.3098 | 542830.7745 | 3144235.0165 | 5375065.0943 | 5375065.0943 | 1478867.319 | 3031747.1076 | 0 | 9062130.8852 | 18947810.4061 | 1778.2794 | 0.0016098 | 5629318.6613 | 11770218.7334 | 114761.2751 | 239951.8293
1 | 1800 | 707 | 0.035 | 15 | 15 | 7 | 2.3714e-12 | 0 | Water | Porous | Wet | R245fa | MinimizeLCOE_Brownfield | IgnoreSilica | 1.3364 | 0.10487 | 0.0010952 | 4 | 2105964.3232 | 4362500.7803 | 42932.9313 | 88935.4791 | 68.7926 | -8.1056e-06 | 885098.8204 | 55118.4712 | 1542.9157 | 58332.5097 | 55801.3283 | 24077.0464 | 33309.4584 | 0 | 88990.8746 | 231536.0012 | 158028.0784 | 706736.6839 | 3144235.0165 | 5375065.0943 | 5375065.0943 | 1478867.319 | 3031747.1076 | 0 | 9226036.7946 | 19111716.3155 | 2371.3737 | 0.0043809 | 2105964.3232 | 4362500.7803 | 42932.9313 | 88935.4791
1 | 1800 | 707 | 0.035 | 15 | 15 | 7 | 3.1623e-12 | 0 | Water | Porous | Wet | R245fa | MinimizeLCOE_Brownfield | IgnoreSilica | 1.8337 | 0.15454 | 0.0021139 | 4 | 1112993.987 | 2282148.2898 | 22689.8879 | 46524.6797 | 70.8849 | -8.3487e-06 | 86330950.4196 | 73611.8464 | 2098.206 | 79421.2884 | 69492.5112 | 24077.0464 | 39141.4948 | 0 | 112258.5333 | 292073.6764 | 199346.2856 | 891520.8885 | 3144235.0165 | 5375065.0943 | 5375065.0943 | 1478867.319 | 3031747.1076 | 0 | 9410820.9992 | 19296500.5201 | 3162.2777 | 0.0084554 | 1112993.987 | 2282148.2898 | 22689.8879 | 46524.6797
1 | 1800 | 707 | 0.035 | 15 | 15 | 7 | 4.217e-12 | 0 | Water | Porous | Wet | R245fa | MinimizeLCOE_Brownfield | IgnoreSilica | 2.4646 | 0.21811 | 0.003541 | 4 | 679851.6825 | 1377802.1612 | 13859.6961 | 28088.3607 | 72.389 | -8.4028e-06 | 125106160.5018 | 94817.7193 | 2738.7797 | 104507.8222 | 86906.9331 | 24077.0464 | 45343.5414 | 0 | 139772.8184 | 363660.2021 | 248205.5604 | 1110030.4229 | 3144235.0165 | 5375065.0943 | 5375065.0943 | 1478867.319 | 3031747.1076 | 0 | 9629330.5337 | 19515010.0545 | 4216.965 | 0.014164 | 679851.6825 | 1377802.1612 | 13859.6961 | 28088.3607
1 | 1800 | 707 | 0.035 | 15 | 15 | 7 | 5.6234e-12 | 0 | Water | Porous | Wet | R245fa | MinimizeLCOE_Brownfield | IgnoreSilica | 3.2929 | 0.302 | 0.0054957 | 4 | 450300.5412 | 899997.3551 | 9179.9856 | 18347.6634 | 73.5236 | -8.4043e-06 | 181937891.6144 | 120081.5625 | 3504.3452 | 135470.4762 | 109809.5987 | 24077.0464 | 52500.3596 | 0 | 173722.9216 | 451991.4064 | 308493.4224 | 1379651.139 | 3144235.0165 | 5375065.0943 | 5375065.0943 | 1478867.319 | 3031747.1076 | 0 | 9898951.2498 | 19784630.7706 | 5623.4133 | 0.021983 | 450300.5412 | 899997.3551 | 9179.9856 | 18347.6634
1 | 1800 | 707 | 0.035 | 15 | 15 | 7 | 7.4989e-12 | 0 | Water | Porous | Wet | R245fa | MinimizeLCOE_Brownfield | IgnoreSilica | 4.3555 | 0.40991 | 0.0081329 | 4 | 314296.7326 | 618176.2677 | 6407.364 | 12602.3594 | 74.3663 | -8.3154e-06 | 257153767.5078 | 149588.5368 | 4399.9327 | 172870.7157 | 139216.1388 | 24077.0464 | 60421.609 | 0 | 214723.8519 | 558667.4168 | 381301.9915 | 1705267.2396 | 3144235.0165 | 5375065.0943 | 5375065.0943 | 1478867.319 | 3031747.1076 | 0 | 10224567.3503 | 20110246.8712 | 7498.9421 | 0.032532 | 314296.7326 | 618176.2677 | 6407.364 | 12602.3594
1 | 1800 | 707 | 0.035 | 15 | 15 | 7 | 1e-11 | 0 | Water | Porous | Wet | R245fa | MinimizeLCOE_Brownfield | IgnoreSilica | 5.736 | 0.55029 | 0.011663 | 4 | 227748.6353 | 439655.4533 | 4642.964 | 8962.9711 | 75.0043 | -8.1912e-06 | 331646072.9205 | 184603.0527 | 5463.3866 | 218692.7968 | 177432.386 | 24077.0464 | 69500.376 | 0 | 265109.9273 | 689761.6493 | 470776.4988 | 2105417.1198 | 3144235.0165 | 5375065.0943 | 5375065.0943 | 1478867.319 | 3031747.1076 | 0 | 10624717.2305 | 20510396.7514 | 10000 | 0.046651 | 227748.6353 | 439655.4533 | 4642.964 | 8962.9711
1 | 1800 | 707 | 0.035 | 15 | 15 | 7 | 1.3335e-11 | 0 | Water | Porous | Wet | R245fa | MinimizeLCOE_Brownfield | IgnoreSilica | 7.4681 | 0.7264 | 0.016317 | 4 | 170062.3169 | 321523.6102 | 3466.9504 | 6554.6937 | 75.4656 | -7.9703e-06 | 419889490.9743 | 224826.2769 | 6684.4716 | 272996.3897 | 225368.9655 | 24077.0464 | 79186.1734 | 0 | 324924.3361 | 845386.4715 | 576993.6377 | 2580443.7687 | 3144235.0165 | 5375065.0943 | 5375065.0943 | 1478867.319 | 3031747.1076 | 0 | 11099743.8795 | 20985423.4003 | 13335.2143 | 0.065269 | 170062.3169 | 321523.6102 | 3466.9504 | 6554.6937
1 | 1800 | 707 | 0.035 | 15 | 15 | 7 | 1.7783e-11 | 0 | Water | Porous | Wet | R245fa | MinimizeLCOE_Brownfield | IgnoreSilica | 9.5 | 0.93169 | 0.022237 | 4 | 130688.8962 | 241830.2848 | 2664.2699 | 4930.0375 | 75.7439 | -7.5598e-06 | 521227823.3871 | 267984.4367 | 7991.9046 | 333075.1091 | 281380.6578 | 24077.0464 | 88014.2334 | 0 | 390984.1213 | 1017260.4818 | 694301.1815 | 3105069.1727 | 3144235.0165 | 5375065.0943 | 5375065.0943 | 1478867.319 | 3031747.1076 | 0 | 11624369.2834 | 21510048.8043 | 17782.7941 | 0.088947 | 130688.8962 | 241830.2848 | 2664.2699 | 4930.0375
1 | 1800 | 707 | 0.035 | 15 | 15 | 7 | 2.3714e-11 | 0 | Water | Porous | Wet | R245fa | MinimizeLCOE_Brownfield | IgnoreSilica | 13.254 | 1.3158 | 0.031003 | 4 | 101438.6419 | 181154.3593 | 2067.9639 | 3693.0766 | 76.1598 | -7.9656e-06 | 645825128.6136 | 342121.9582 | 10243.6518 | 438876.9409 | 385639.8392 | 24077.0464 | 109968.2898 | 0 | 511261.8133 | 1330198.3639 | 907887.7162 | 4060275.6197 | 3144235.0165 | 5375065.0943 | 5375065.0943 | 1478867.319 | 3031747.1076 | 0 | 12579575.7304 | 22465255.2513 | 23713.7371 | 0.12401 | 101438.6419 | 181154.3593 | 2067.9639 | 3693.0766
1 | 1800 | 707 | 0.035 | 15 | 15 | 7 | 3.1623e-11 | 0 | Water | Porous | Wet | R245fa | MinimizeLCOE_Brownfield | IgnoreSilica | 16.2501 | 1.6217 | 0.041309 | 4 | 80371.9423 | 140198.9309 | 1638.4908 | 2858.1448 | 76.3404 | -7.2598e-06 | 779970070.9794 | 396468.7718 | 11891.8391 | 518695.6554 | 468741.2013 | 24077.0464 | 117352.5986 | 0 | 599518.5739 | 1559824.3511 | 1064612.1708 | 4761182.2084 | 3144235.0165 | 5375065.0943 | 5375065.0943 | 1478867.319 | 3031747.1076 | 0 | 13280482.3191 | 23166161.84 | 31622.7766 | 0.16524 | 80371.9423 | 140198.9309 | 1638.4908 | 2858.1448
1 | 1800 | 707 | 0.035 | 15 | 15 | 7 | 4.217e-11 | 0 | Water | Porous | Wet | R245fa | MinimizeLCOE_Brownfield | IgnoreSilica | 20.7324 | 2.0787 | 0.054977 | 4 | 65049.8952 | 110003.4859 | 1326.1301 | 2242.5699 | 76.5011 | -6.9373e-06 | 920501729.32 | 472180.5766 | 14184.7336 | 632570.1085 | 592944.6083 | 24077.0464 | 132062.0131 | 0 | 728527.4437 | 1895478.967 | 1293703.3432 | 5785728.8403 | 3144235.0165 | 5375065.0943 | 5375065.0943 | 1478867.319 | 3031747.1076 | 0 | 14305028.9511 | 24190708.4719 | 42169.6503 | 0.21991 | 65049.8952 | 110003.4859 | 1326.1301 | 2242.5699
1 | 1800 | 707 | 0.035 | 15 | 15 | 7 | 5.6234e-11 | 0 | Water | Porous | Wet | R245fa | MinimizeLCOE_Brownfield | IgnoreSilica | 26.1723 | 2.6333 | 0.072297 | 4 | 53596.0301 | 87780.1895 | 1092.6276 | 1789.5179 | 76.6232 | -6.5717e-06 | 1074122178.5472 | 557681.713 | 16771.1804 | 764267.8198 | 743695.1838 | 24077.0464 | 147141.3798 | 0 | 878917.3861 | 2286762.7478 | 1560762.5636 | 6980077.0207 | 3144235.0165 | 5375065.0943 | 5375065.0943 | 1478867.319 | 3031747.1076 | 0 | 15499377.1314 | 25385056.6523 | 56234.1325 | 0.28919 | 53596.0301 | 87780.1895 | 1092.6276 | 1789.5179
1 | 1800 | 707 | 0.035 | 15 | 15 | 7 | 7.4989e-11 | 0 | Water | Porous | Wet | R245fa | MinimizeLCOE_Brownfield | IgnoreSilica | 32.6498 | 3.2939 | 0.093816 | 4 | 44953.5205 | 71296.8623 | 916.4383 | 1453.483 | 76.7167 | -6.1742e-06 | 1235703818.4133 | 652790.5661 | 19644.7892 | 914069.1934 | 923214.3053 | 24077.0464 | 162169.8137 | 0 | 1051426.6285 | 2735596.4101 | 1867100.7608 | 8350089.5135 | 3144235.0165 | 5375065.0943 | 5375065.0943 | 1478867.319 | 3031747.1076 | 0 | 16869389.6243 | 26755069.1451 | 74989.4209 | 0.37526 | 44953.5205 | 71296.8623 | 916.4383 | 1453.483
1 | 1800 | 707 | 0.035 | 15 | 15 | 7 | 1e-10 | 0 | Water | Porous | Wet | R245fa | MinimizeLCOE_Brownfield | IgnoreSilica | 40.1406 | 4.0579 | 0.11982 | 4 | 38392.1206 | 59019.0134 | 782.6753 | 1203.1824 | 76.7884 | -5.7513e-06 | 1397979421.4917 | 755997.6168 | 22759.1481 | 1080024.2609 | 1130840.728 | 24077.0464 | 176408.8681 | 0 | 1244141.9906 | 3237002.251 | 2209320.55 | 9880572.4599 | 3144235.0165 | 5375065.0943 | 5375065.0943 | 1478867.319 | 3031747.1076 | 0 | 18399872.5707 | 28285552.0915 | 100000 | 0.47926 | 38392.1206 | 59019.0134 | 782.6753 | 1203.1824
1 | 1800 | 707 | 0.035 | 15 | 15 | 7 | 1.3335e-10 | 0 | Water | Porous | Wet | R245fa | MinimizeLCOE_Brownfield | IgnoreSilica | 48.4233 | 4.9028 | 0.15 | 4 | 33398.008 | 49874.3273 | 680.8636 | 1016.7556 | 76.8422 | -5.3036e-06 | 1557962194.7559 | 863635.3938 | 26002.9756 | 1256402.0188 | 1360423.9157 | 24077.0464 | 188649.5676 | 0 | 1450484.4579 | 3773863.0243 | 2575739.0592 | 11519277.4591 | 3144235.0165 | 5375065.0943 | 5375065.0943 | 1478867.319 | 3031747.1076 | 0 | 20038577.5699 | 29924257.0907 | 133352.1432 | 0.59999 | 33398.008 | 49874.3273 | 680.8636 | 1016.7556
1 | 1800 | 707 | 0.035 | 15 | 15 | 7 | 1.7783e-10 | 0 | Water | Porous | Wet | R245fa | MinimizeLCOE_Brownfield | IgnoreSilica | 57.042 | 5.7816 | 0.1832 | 4 | 29602.4231 | 43092.4708 | 603.4854 | 878.4983 | 76.8792 | -4.8327e-06 | 1711188637.295 | 969899.1283 | 29200.8946 | 1433497.033 | 1599255.4114 | 24077.0464 | 197430.3473 | 0 | 1658810.3458 | 4315884.2509 | 2945679.6838 | 13173734.1414 | 3144235.0165 | 5375065.0943 | 5375065.0943 | 1478867.319 | 3031747.1076 | 0 | 21693034.2522 | 31578713.773 | 177827.941 | 0.73281 | 29602.4231 | 43092.4708 | 603.4854 | 878.4983
1 | 1800 | 707 | 0.035 | 15 | 15 | 7 | 2.3714e-10 | 0 | Water | Porous | Wet | R245fa | MinimizeLCOE_Brownfield | IgnoreSilica | 65.4607 | 6.6386 | 0.21757 | 4 | 26731.3874 | 38090.4653 | 544.9555 | 776.5257 | 76.899 | -4.3543e-06 | 1851028138.3435 | 1068970.139 | 32177.5717 | 1601090.3886 | 1832335.3281 | 24077.0464 | 201931.5936 | 0 | 1856627.0062 | 4830562.6237 | 3296958.2488 | 14744729.946 | 3144235.0165 | 5375065.0943 | 5375065.0943 | 1478867.319 | 3031747.1076 | 0 | 23264030.0568 | 33149709.5776 | 237137.3706 | 0.87029 | 26731.3874 | 38090.4653 | 544.9555 | 776.5257
1 | 1800 | 707 | 0.035 | 15 | 15 | 7 | 3.1623e-10 | 0 | Water | Porous | Wet | R245fa | MinimizeLCOE_Brownfield | IgnoreSilica | 73.1614 | 7.4203 | 0.25092 | 4 | 24572.0645 | 34421.3085 | 500.9348 | 701.7249 | 76.9025 | -3.8877e-06 | 1973993002.4537 | 1155980.5197 | 34787.111 | 1750210.4643 | 2045173.0471 | 24077.0464 | 202023.1905 | 0 | 2032778.0378 | 5288871.4742 | 3609763.4566 | 16143664.3475 | 3144235.0165 | 5375065.0943 | 5375065.0943 | 1478867.319 | 3031747.1076 | 0 | 24662964.4582 | 34548643.9791 | 316227.766 | 1.0037 | 24572.0645 | 34421.3085 | 500.9348 | 701.7249
1 | 1800 | 707 | 0.035 | 15 | 15 | 7 | 4.217e-10 | 0 | Water | Porous | Wet | R245fa | MinimizeLCOE_Brownfield | IgnoreSilica | 79.8823 | 8.0999 | 0.28157 | 4 | 22955.3362 | 31732.4853 | 467.9756 | 646.9096 | 76.8936 | -3.4589e-06 | 2076876963.8803 | 1229328.8896 | 36982.6333 | 1877324.4984 | 2230508.0376 | 24077.0464 | 198748.2432 | 0 | 2182818.0459 | 5679244.798 | 3876201.2714 | 17335233.4639 | 3144235.0165 | 5375065.0943 | 5375065.0943 | 1478867.319 | 3031747.1076 | 0 | 25854533.5746 | 35740213.0955 | 421696.5034 | 1.1263 | 22955.3362 | 31732.4853 | 467.9756 | 646.9096
1 | 1800 | 707 | 0.035 | 15 | 15 | 7 | 5.6234e-10 | 0 | Water | Porous | Wet | R245fa | MinimizeLCOE_Brownfield | IgnoreSilica | 85.4996 | 8.6654 | 0.30841 | 4 | 21747.8397 | 29761.3573 | 443.3591 | 606.7255 | 76.8773 | -3.0802e-06 | 2161496115.4042 | 1288884.2861 | 38761.894 | 1981500.0445 | 2385019.9944 | 24077.0464 | 193248.4959 | 0 | 2305481.7869 | 5998390.6901 | 4094024.9006 | 18309389.1387 | 3144235.0165 | 5375065.0943 | 5375065.0943 | 1478867.319 | 3031747.1076 | 0 | 26828689.2494 | 36714368.7703 | 562341.3252 | 1.2336 | 21747.8397 | 29761.3573 | 443.3591 | 606.7255
1 | 1800 | 707 | 0.035 | 15 | 15 | 7 | 7.4989e-10 | 0 | Water | Porous | Wet | R245fa | MinimizeLCOE_Brownfield | IgnoreSilica | 90.048 | 9.1214 | 0.33101 | 4 | 20846.8389 | 28313.0991 | 424.991 | 577.2008 | 76.8581 | -2.7592e-06 | 2230450037.0388 | 1335980.1371 | 40166.4398 | 2064510.585 | 2509812.8751 | 24077.0464 | 186683.8216 | 0 | 2402880.0529 | 6251800.9993 | 4266982.6437 | 19082894.6008 | 3144235.0165 | 5375065.0943 | 5375065.0943 | 1478867.319 | 3031747.1076 | 0 | 27602194.7116 | 37487874.2324 | 749894.2093 | 1.324 | 20846.8389 | 28313.0991 | 424.991 | 577.2008
1 | 1800 | 707 | 0.035 | 15 | 15 | 7 | 1e-09 | 0 | Water | Porous | Wet | R245fa | MinimizeLCOE_Brownfield | IgnoreSilica | 93.6903 | 9.4851 | 0.3496 | 4 | 20174.4684 | 27243.7454 | 411.2838 | 555.4006 | 76.8388 | -2.4978e-06 | 2284498081.5939 | 1372985.735 | 41268.3619 | 2130136.6811 | 2609515.5267 | 24077.0464 | 180128.0697 | 0 | 2479663.4541 | 6451575.6586 | 4403332.9536 | 19692683.4871 | 3144235.0165 | 5375065.0943 | 5375065.0943 | 1478867.319 | 3031747.1076 | 0 | 28211983.5978 | 38097663.1187 | 1000000 | 1.3984 | 20174.4684 | 27243.7454 | 411.2838 | 555.4006
1 | 1800 | 707 | 0.035 | 15 | 15 | 7 | 1.3335e-09 | 0 | Water | Porous | Wet | R245fa | MinimizeLCOE_Brownfield | IgnoreSilica | 96.5324 | 9.7679 | 0.36448 | 4 | 19672.412 | 26453.001 | 401.0487 | 539.2802 | 76.8212 | -2.2878e-06 | 2325936943.644 | 1401431.3023 | 42114.2919 | 2180827.6008 | 2687157.867 | 24077.0464 | 173984.8501 | 0 | 2538741.2538 | 6605283.9749 | 4508242.0379 | 20161860.225 | 3144235.0165 | 5375065.0943 | 5375065.0943 | 1478867.319 | 3031747.1076 | 0 | 28681160.3357 | 38566839.8566 | 1333521.4322 | 1.4579 | 19672.412 | 26453.001 | 401.0487 | 539.2802
1 | 1800 | 707 | 0.035 | 15 | 15 | 7 | 1.7783e-09 | 0 | Water | Porous | Wet | R245fa | MinimizeLCOE_Brownfield | IgnoreSilica | 98.723 | 9.9853 | 0.3762 | 4 | 19297.2456 | 25866.6578 | 393.4005 | 527.3268 | 76.8062 | -2.1219e-06 | 2358882109.4212 | 1423102.4472 | 42758.0811 | 2219592.2289 | 2746903.31 | 24077.0464 | 168557.8058 | 0 | 2583746.4586 | 6722378.2859 | 4588161.3112 | 20519276.9751 | 3144235.0165 | 5375065.0943 | 5375065.0943 | 1478867.319 | 3031747.1076 | 0 | 29038577.0858 | 38924256.6067 | 1778279.41 | 1.5048 | 19297.2456 | 25866.6578 | 393.4005 | 527.3268
1 | 1800 | 707 | 0.035 | 15 | 15 | 7 | 2.3714e-09 | 0 | Water | Porous | Wet | R245fa | MinimizeLCOE_Brownfield | IgnoreSilica | 100.3964 | 10.151 | 0.38531 | 4 | 19016.6942 | 25430.8673 | 387.681 | 518.4426 | 76.7939 | -1.9924e-06 | 2384728383.8426 | 1439509.9002 | 43245.0927 | 2249026.6616 | 2792483.2236 | 24077.0464 | 163956.791 | 0 | 2617796.499 | 6810969.5065 | 4648626.6396 | 20789691.3606 | 3144235.0165 | 5375065.0943 | 5375065.0943 | 1478867.319 | 3031747.1076 | 0 | 29308991.4713 | 39194670.9922 | 2371373.7057 | 1.5412 | 19016.6942 | 25430.8673 | 387.681 | 518.4426
1 | 1800 | 707 | 0.035 | 15 | 15 | 7 | 3.1623e-09 | 0 | Water | Porous | Wet | R245fa | MinimizeLCOE_Brownfield | IgnoreSilica | 101.6876 | 10.2786 | 0.39236 | 4 | 18806.7637 | 25105.5486 | 383.4013 | 511.8106 | 76.784 | -1.8934e-06 | 2403729473.8908 | 1452082.6971 | 43618.0368 | 2271632.2609 | 2827614.3416 | 24077.0464 | 160249.0879 | 0 | 2643916.6535 | 6878928.7906 | 4695010.2474 | 20997129.1622 | 3144235.0165 | 5375065.0943 | 5375065.0943 | 1478867.319 | 3031747.1076 | 0 | 29516429.2729 | 39402108.7938 | 3162277.6602 | 1.5695 | 18806.7637 | 25105.5486 | 383.4013 | 511.8106
1 | 1800 | 707 | 0.035 | 15 | 15 | 7 | 4.217e-09 | 0 | Water | Porous | Wet | R245fa | MinimizeLCOE_Brownfield | IgnoreSilica | 102.6692 | 10.3754 | 0.39777 | 4 | 18649.5967 | 24862.7284 | 380.1973 | 506.8603 | 76.7761 | -1.8177e-06 | 2418135448.2119 | 1461591.4774 | 43899.9483 | 2288758.1718 | 2854302.3637 | 24077.0464 | 157283.2048 | 0 | 2663665.7628 | 6930311.922 | 4730080.2904 | 21153970.1876 | 3144235.0165 | 5375065.0943 | 5375065.0943 | 1478867.319 | 3031747.1076 | 0 | 29673270.2984 | 39558949.8192 | 4216965.0343 | 1.5911 | 18649.5967 | 24862.7284 | 380.1973 | 506.8603
1 | 1800 | 707 | 0.035 | 15 | 15 | 7 | 5.6234e-09 | 0 | Water | Porous | Wet | R245fa | MinimizeLCOE_Brownfield | IgnoreSilica | 103.4003 | 10.4475 | 0.40187 | 4 | 18531.8843 | 24681.753 | 377.7975 | 503.1709 | 76.77 | -1.7595e-06 | 2429612222.2667 | 1468644.531 | 44108.9715 | 2301477.6104 | 2874164.2507 | 24077.0464 | 154901.169 | 0 | 2678275.6958 | 6968323.9706 | 4756024.2947 | 21269997.5401 | 3144235.0165 | 5375065.0943 | 5375065.0943 | 1478867.319 | 3031747.1076 | 0 | 29789297.6508 | 39674977.1717 | 5623413.2519 | 1.6075 | 18531.8843 | 24681.753 | 377.7975 | 503.1709
1 | 1800 | 707 | 0.035 | 15 | 15 | 7 | 7.4989e-09 | 0 | Water | Porous | Wet | R245fa | MinimizeLCOE_Brownfield | IgnoreSilica | 103.9534 | 10.502 | 0.40497 | 4 | 18443.6948 | 24546.3725 | 375.9997 | 500.411 | 76.7654 | -1.7153e-06 | 2438242612.2789 | 1473964.4705 | 44266.5853 | 2311080.8877 | 2889183.111 | 24077.0464 | 153051.757 | 0 | 2689293.3045 | 6996989.5285 | 4775589.127 | 21357495.8178 | 3144235.0165 | 5375065.0943 | 5375065.0943 | 1478867.319 | 3031747.1076 | 0 | 29876795.9285 | 39762475.4494 | 7498942.0933 | 1.6199 | 18443.6948 | 24546.3725 | 375.9997 | 500.411
1 | 1800 | 707 | 0.035 | 15 | 15 | 7 | 1e-08 | 0 | Water | Porous | Wet | R245fa | MinimizeLCOE_Brownfield | IgnoreSilica | 104.3749 | 10.5435 | 0.40734 | 4 | 18377.6082 | 24444.8904 | 374.6524 | 498.3422 | 76.7617 | -1.6822e-06 | 2444541670.7059 | 1478010.2463 | 44386.4221 | 2318389.5069 | 2900626.5434 | 24077.0464 | 151643.0886 | 0 | 2697681.813 | 7018814.7067 | 4790485.2595 | 21424114.633 | 3144235.0165 | 5375065.0943 | 5375065.0943 | 1478867.319 | 3031747.1076 | 0 | 29943414.7437 | 39829094.2646 | 10000000 | 1.6293 | 18377.6082 | 24444.8904 | 374.6524 | 498.3422
1 | 1900 | 707 | 0.035 | 15 | 15 | 7 | 1e-13 | 0 | Water | Porous | Wet | R245fa | MinimizeLCOE_Brownfield | IgnoreSilica | 0 | 0 | 0 | 0 | [5 empty] | 0 | 0 | 0 | 0 | 0 | 0 | 0 | 0 | 0 | 0 | 0 | 0 | 0 | 0 | 0 | 0 | 0 | 0 | 0 | 0 | 0 | 100 | 0
1 | 1900 | 707 | 0.035 | 15 | 15 | 7 | 1.3335e-13 | 0 | Water | Porous | Wet | R245fa | MinimizeLCOE_Brownfield | IgnoreSilica | 0 | 0 | 0 | 0 | [5 empty] | 0 | 0 | 0 | 0 | 0 | 0 | 0 | 0 | 0 | 0 | 0 | 0 | 0 | 0 | 0 | 0 | 0 | 0 | 0 | 0 | 0 | 133.3521 | 0
1 | 1900 | 707 | 0.035 | 15 | 15 | 7 | 1.7783e-13 | 0 | Water | Porous | Wet | R245fa | MinimizeLCOE_Brownfield | IgnoreSilica | 0 | 0 | 0 | 0 | [5 empty] | 0 | 0 | 0 | 0 | 0 | 0 | 0 | 0 | 0 | 0 | 0 | 0 | 0 | 0 | 0 | 0 | 0 | 0 | 0 | 0 | 0 | 177.8279 | 0
1 | 1900 | 707 | 0.035 | 15 | 15 | 7 | 2.3714e-13 | 0 | Water | Porous | Wet | R245fa | MinimizeLCOE_Brownfield | IgnoreSilica | 0 | 0 | 0 | 0 | [5 empty] | 0 | 0 | 0 | 0 | 0 | 0 | 0 | 0 | 0 | 0 | 0 | 0 | 0 | 0 | 0 | 0 | 0 | 0 | 0 | 0 | 0 | 237.1374 | 0
1 | 1900 | 707 | 0.035 | 15 | 15 | 7 | 3.1623e-13 | 0 | Water | Porous | Wet | R245fa | MinimizeLCOE_Brownfield | IgnoreSilica | 0 | 0 | 0 | 0 | [5 empty] | 0 | 0 | 0 | 0 | 0 | 0 | 0 | 0 | 0 | 0 | 0 | 0 | 0 | 0 | 0 | 0 | 0 | 0 | 0 | 0 | 0 | 316.2278 | 0
1 | 1900 | 707 | 0.035 | 15 | 15 | 7 | 4.217e-13 | 0 | Water | Porous | Wet | R245fa | MinimizeLCOE_Brownfield | IgnoreSilica | 0 | 0 | 0 | 0 | [5 empty] | 0 | 0 | 0 | 0 | 0 | 0 | 0 | 0 | 0 | 0 | 0 | 0 | 0 | 0 | 0 | 0 | 0 | 0 | 0 | 0 | 0 | 421.6965 | 0
1 | 1900 | 707 | 0.035 | 15 | 15 | 7 | 5.6234e-13 | 0 | Water | Porous | Wet | R245fa | MinimizeLCOE_Brownfield | IgnoreSilica | 0 | 0 | 0 | 0 | [5 empty] | 0 | 0 | 0 | 0 | 0 | 0 | 0 | 0 | 0 | 0 | 0 | 0 | 0 | 0 | 0 | 0 | 0 | 0 | 0 | 0 | 0 | 562.3413 | 0
1 | 1900 | 707 | 0.035 | 15 | 15 | 7 | 7.4989e-13 | 0 | Water | Porous | Wet | R245fa | MinimizeLCOE_Brownfield | IgnoreSilica | 0 | 0 | 0 | 0 | [5 empty] | 0 | 0 | 0 | 0 | 0 | 0 | 0 | 0 | 0 | 0 | 0 | 0 | 0 | 0 | 0 | 0 | 0 | 0 | 0 | 0 | 0 | 749.8942 | 0
1 | 1900 | 707 | 0.035 | 15 | 15 | 7 | 1e-12 | 0 | Water | Porous | Wet | R245fa | MinimizeLCOE_Brownfield | IgnoreSilica | 0 | 0 | 0 | 0 | [5 empty] | 0 | 0 | 0 | 0 | 0 | 0 | 0 | 0 | 0 | 0 | 0 | 0 | 0 | 0 | 0 | 0 | 0 | 0 | 0 | 0 | 0 | 1000 | 0
1 | 1900 | 707 | 0.035 | 15 | 15 | 7 | 1.3335e-12 | 0 | Water | Porous | Wet | R245fa | MinimizeLCOE_Brownfield | IgnoreSilica | 0.8028 | 0.057223 | 0.00025779 | 4 | 9060373.9054 | 19070251.6417 | 184707.9771 | 388772.8741 | 66.1618 | -8.3307e-06 | 6577834.11 | 35318.9103 | 963.5223 | 36001.2272 | 42068.5394 | 24077.0464 | 26852.0126 | 0 | 64459.6907 | 167710.8926 | 114466.1303 | 511917.9717 | 3144235.0165 | 5686671.2401 | 5686671.2401 | 1478867.319 | 3156389.5659 | 0 | 9342824.2283 | 19664752.3533 | 1333.5214 | 0.0010312 | 9060373.9054 | 19070251.6417 | 184707.9771 | 388772.8741
1 | 1900 | 707 | 0.035 | 15 | 15 | 7 | 1.7783e-12 | 0 | Water | Porous | Wet | R245fa | MinimizeLCOE_Brownfield | IgnoreSilica | 1.1927 | 0.098665 | 0.00096041 | 4 | 2477625.8888 | 5164483.6794 | 50509.755 | 105284.9853 | 70.3276 | -9.4267e-06 | 9192121.8103 | 53766.6819 | 1518.1235 | 55490.4544 | 53292.4627 | 24077.0464 | 33738.6372 | 0 | 86534.5284 | 225145.0921 | 153666.1516 | 687229.1782 | 3144235.0165 | 5686671.2401 | 5686671.2401 | 1478867.319 | 3156389.5659 | 0 | 9518135.4347 | 19840063.5598 | 1778.2794 | 0.0038416 | 2477625.8888 | 5164483.6794 | 50509.755 | 105284.9853
1 | 1900 | 707 | 0.035 | 15 | 15 | 7 | 2.3714e-12 | 0 | Water | Porous | Wet | R245fa | MinimizeLCOE_Brownfield | IgnoreSilica | 1.6531 | 0.14883 | 0.0020285 | 4 | 1196433.2669 | 2468540.7233 | 24390.9104 | 50324.5416 | 72.9305 | -9.8341e-06 | 78347747.0512 | 73298.3668 | 2114.7505 | 76944.722 | 66649.3215 | 24077.0464 | 40069.4312 | 0 | 110429.919 | 287315.9968 | 196099.0716 | 876998.6257 | 3144235.0165 | 5686671.2401 | 5686671.2401 | 1478867.319 | 3156389.5659 | 0 | 9707904.8823 | 20029833.0073 | 2371.3737 | 0.008114 | 1196433.2669 | 2468540.7233 | 24390.9104 | 50324.5416
1 | 1900 | 707 | 0.035 | 15 | 15 | 7 | 3.1623e-12 | 0 | Water | Porous | Wet | R245fa | MinimizeLCOE_Brownfield | IgnoreSilica | 2.2625 | 0.21603 | 0.0035522 | 4 | 699719.5921 | 1426169.812 | 14264.7303 | 29074.4007 | 74.8464 | -1.0108e-05 | 104361515.9207 | 96595.0989 | 2832.1089 | 103522.1787 | 84399.1819 | 24077.0464 | 47348.3164 | 0 | 139921.8331 | 364047.9079 | 248470.1776 | 1111213.8498 | 3144235.0165 | 5686671.2401 | 5686671.2401 | 1478867.319 | 3156389.5659 | 0 | 9942120.1063 | 20264048.2313 | 3162.2777 | 0.014209 | 699719.5921 | 1426169.812 | 14264.7303 | 29074.4007
1 | 1900 | 707 | 0.035 | 15 | 15 | 7 | 4.217e-12 | 0 | Water | Porous | Wet | R245fa | MinimizeLCOE_Brownfield | IgnoreSilica | 3.0176 | 0.2999 | 0.0056508 | 4 | 451825.7035 | 908484.7303 | 9211.0781 | 18520.69 | 76.1964 | -1.0095e-05 | 195956870.161 | 122740.11 | 3640.4532 | 134448.9259 | 106448.4622 | 24077.0464 | 54773.6568 | 0 | 173990.1753 | 452686.7458 | 308968.0058 | 1381773.5814 | 3144235.0165 | 5686671.2401 | 5686671.2401 | 1478867.319 | 3156389.5659 | 0 | 10212679.838 | 20534607.963 | 4216.965 | 0.022603 | 451825.7035 | 908484.7303 | 9211.0781 | 18520.69
1 | 1900 | 707 | 0.035 | 15 | 15 | 7 | 5.6234e-12 | 0 | Water | Porous | Wet | R245fa | MinimizeLCOE_Brownfield | IgnoreSilica | 4.0117 | 0.41065 | 0.008501 | 4 | 310204.8331 | 613756.0364 | 6323.9451 | 12512.247 | 77.2255 | -1.0048e-05 | 269990095.035 | 154048.8848 | 4610.5419 | 172752.5758 | 135502.854 | 24077.0464 | 63457.7889 | 0 | 216235.3798 | 562600.1023 | 383986.1301 | 1717271.304 | 3144235.0165 | 5686671.2401 | 5686671.2401 | 1478867.319 | 3156389.5659 | 0 | 10548177.5605 | 20870105.6855 | 5623.4133 | 0.034004 | 310204.8331 | 613756.0364 | 6323.9451 | 12512.247
1 | 1900 | 707 | 0.035 | 15 | 15 | 7 | 7.4989e-12 | 0 | Water | Porous | Wet | R245fa | MinimizeLCOE_Brownfield | IgnoreSilica | 5.2755 | 0.55176 | 0.01232 | 4 | 222211.18 | 431670.7202 | 4530.0755 | 8800.1915 | 77.988 | -9.8833e-06 | 374475400.6286 | 190387.0628 | 5737.2674 | 218677.9879 | 172471.0935 | 24077.0464 | 72935.8346 | 0 | 266871.6541 | 694345.3011 | 473904.9354 | 2119408.1833 | 3144235.0165 | 5686671.2401 | 5686671.2401 | 1478867.319 | 3156389.5659 | 0 | 10950314.4398 | 21272242.5648 | 7498.9421 | 0.049279 | 222211.18 | 431670.7202 | 4530.0755 | 8800.1915
1 | 1900 | 707 | 0.035 | 15 | 15 | 7 | 1e-11 | 0 | Water | Porous | Wet | R245fa | MinimizeLCOE_Brownfield | IgnoreSilica | 6.9003 | 0.73324 | 0.017392 | 4 | 164436.3239 | 312804.1865 | 3352.2569 | 6376.9364 | 78.5593 | -9.6666e-06 | 474290907.7713 | 233150.6324 | 7063.0149 | 274423.3814 | 219993.9626 | 24077.0464 | 83619.5356 | 0 | 328507.7536 | 854709.7886 | 583356.9932 | 2608902.1087 | 3144235.0165 | 5686671.2401 | 5686671.2401 | 1478867.319 | 3156389.5659 | 0 | 11439808.3653 | 21761736.4903 | 10000 | 0.06957 | 164436.3239 | 312804.1865 | 3352.2569 | 6376.9364
1 | 1900 | 707 | 0.035 | 15 | 15 | 7 | 1.3335e-11 | 0 | Water | Porous | Wet | R245fa | MinimizeLCOE_Brownfield | IgnoreSilica | 8.8325 | 0.94825 | 0.023924 | 4 | 125271.9025 | 233131.8324 | 2553.8372 | 4752.7077 | 78.9321 | -9.2324e-06 | 601202863.9311 | 279725.1962 | 8504.5254 | 337009.1188 | 276372.4241 | 24077.0464 | 93700.1297 | 0 | 397561.4918 | 1034373.4506 | 705981.1343 | 3157304.5171 | 3144235.0165 | 5686671.2401 | 5686671.2401 | 1478867.319 | 3156389.5659 | 0 | 11988210.7737 | 22310138.8987 | 13335.2143 | 0.095698 | 125271.9025 | 233131.8324 | 2553.8372 | 4752.7077
1 | 1900 | 707 | 0.035 | 15 | 15 | 7 | 1.7783e-11 | 0 | Water | Porous | Wet | R245fa | MinimizeLCOE_Brownfield | IgnoreSilica | 10.9908 | 1.185 | 0.031896 | 4 | 98454.8257 | 179358.1671 | 2007.1348 | 3656.4588 | 79.0894 | -8.5451e-06 | 713853785.4863 | 327129.7624 | 9964.8369 | 402756.2214 | 338818.5648 | 24077.0464 | 101643.4619 | 0 | 469712.0586 | 1222094.4252 | 834104.5567 | 3730300.9342 | 3144235.0165 | 5686671.2401 | 5686671.2401 | 1478867.319 | 3156389.5659 | 0 | 12561207.1908 | 22883135.3158 | 17782.7941 | 0.12758 | 98454.8257 | 179358.1671 | 2007.1348 | 3656.4588
1 | 1900 | 707 | 0.035 | 15 | 15 | 7 | 2.3714e-11 | 0 | Water | Porous | Wet | R245fa | MinimizeLCOE_Brownfield | IgnoreSilica | 15.0346 | 1.6437 | 0.044612 | 4 | 76478.7736 | 134321.8913 | 1559.1232 | 2738.3334 | 79.6016 | -8.8085e-06 | 895228846.6719 | 412848.7244 | 12628.3098 | 523052.1049 | 458143.0781 | 24077.0464 | 124337.444 | 0 | 606483.816 | 1577946.4822 | 1076980.8977 | 4816497.9036 | 3144235.0165 | 5686671.2401 | 5686671.2401 | 1478867.319 | 3156389.5659 | 0 | 13647404.1601 | 23969332.2851 | 23713.7371 | 0.17845 | 76478.7736 | 134321.8913 | 1559.1232 | 2738.3334
1 | 1900 | 707 | 0.035 | 15 | 15 | 7 | 3.1623e-11 | 0 | Water | Porous | Wet | R245fa | MinimizeLCOE_Brownfield | IgnoreSilica | 19.2197 | 2.1122 | 0.059598 | 4 | 61625.2952 | 104923.6491 | 1256.315 | 2139.0105 | 79.7958 | -8.426e-06 | 1063779049.4637 | 492705.4382 | 15096.6457 | 639177.4895 | 580679.6974 | 24077.0464 | 140261.0323 | 0 | 737878.9663 | 1919809.7105 | 1310309.5756 | 5859995.6019 | 3144235.0165 | 5686671.2401 | 5686671.2401 | 1478867.319 | 3156389.5659 | 0 | 14690901.8584 | 25012829.9835 | 31622.7766 | 0.23839 | 61625.2952 | 104923.6491 | 1256.315 | 2139.0105
1 | 1900 | 707 | 0.035 | 15 | 15 | 7 | 4.217e-11 | 0 | Water | Porous | Wet | R245fa | MinimizeLCOE_Brownfield | IgnoreSilica | 24.3601 | 2.6878 | 0.078736 | 4 | 50550.3431 | 83324.0153 | 1030.5371 | 1698.6728 | 79.944 | -8.002e-06 | 1243352865.8584 | 583873.3739 | 17911.1004 | 774995.6308 | 731193.6279 | 24077.0464 | 156979.8877 | 0 | 892721.9602 | 2322679.4179 | 1585276.429 | 7089708.4742 | 3144235.0165 | 5686671.2401 | 5686671.2401 | 1478867.319 | 3156389.5659 | 0 | 15920614.7308 | 26242542.8558 | 42169.6503 | 0.31495 | 50550.3431 | 83324.0153 | 1030.5371 | 1698.6728
1 | 1900 | 707 | 0.035 | 15 | 15 | 7 | 5.6234e-11 | 0 | Water | Porous | Wet | R245fa | MinimizeLCOE_Brownfield | IgnoreSilica | 30.5452 | 3.3805 | 0.10274 | 4 | 42201.8402 | 67317.684 | 860.3416 | 1372.362 | 80.0574 | -7.5372e-06 | 1432621116.9287 | 686201.5568 | 21065.8225 | 930958.9704 | 912319.3003 | 24077.0464 | 173909.5429 | 0 | 1071927.5733 | 2788935.6632 | 1903505.897 | 8512901.3729 | 3144235.0165 | 5686671.2401 | 5686671.2401 | 1478867.319 | 3156389.5659 | 0 | 17343807.6295 | 27665735.7545 | 56234.1325 | 0.41097 | 42201.8402 | 67317.684 | 860.3416 | 1372.362
1 | 1900 | 707 | 0.035 | 15 | 15 | 7 | 7.4989e-11 | 0 | Water | Porous | Wet | R245fa | MinimizeLCOE_Brownfield | IgnoreSilica | 37.8165 | 4.1951 | 0.13217 | 4 | 35858.8069 | 55383.0033 | 731.0303 | 1129.0574 | 80.1446 | -7.0416e-06 | 1626540370.744 | 798873.7371 | 24534.5868 | 1106387.4773 | 1125282.6519 | 24077.0464 | 190418.5425 | 0 | 1275133.8764 | 3317636.7804 | 2264355.2733 | 10126699.9721 | 3144235.0165 | 5686671.2401 | 5686671.2401 | 1478867.319 | 3156389.5659 | 0 | 18957606.2287 | 29279534.3537 | 74989.4209 | 0.52867 | 35858.8069 | 55383.0033 | 731.0303 | 1129.0574
1 | 1900 | 707 | 0.035 | 15 | 15 | 7 | 1e-10 | 0 | Water | Porous | Wet | R245fa | MinimizeLCOE_Brownfield | IgnoreSilica | 46.0332 | 5.1156 | 0.16701 | 4 | 31017.9437 | 46469.4521 | 632.3427 | 947.3426 | 80.2108 | -6.5134e-06 | 1820332659.7892 | 918686.6348 | 28217.9483 | 1296627.4345 | 1365952.2758 | 24077.0464 | 205234.2807 | 0 | 1497130.2919 | 3895225.916 | 2658571.7266 | 11889723.5549 | 3144235.0165 | 5686671.2401 | 5686671.2401 | 1478867.319 | 3156389.5659 | 0 | 20720629.8115 | 31042557.9365 | 100000 | 0.66802 | 31017.9437 | 46469.4521 | 632.3427 | 947.3426
1 | 1900 | 707 | 0.035 | 15 | 15 | 7 | 1.3335e-10 | 0 | Water | Porous | Wet | R245fa | MinimizeLCOE_Brownfield | IgnoreSilica | 54.8398 | 6.102 | 0.20635 | 4 | 27322.293 | 39827.9455 | 557.0019 | 811.9465 | 80.2581 | -5.9544e-06 | 2008510906.6323 | 1040183.9648 | 31947.4586 | 1492998.0634 | 1623855.0159 | 24077.0464 | 216797.076 | 0 | 1727644.8637 | 4494977.5468 | 3067914.5382 | 13720395.5737 | 3144235.0165 | 5686671.2401 | 5686671.2401 | 1478867.319 | 3156389.5659 | 0 | 22551301.8302 | 32873229.9552 | 133352.1432 | 0.82538 | 27322.293 | 39827.9455 | 557.0019 | 811.9465
1 | 1900 | 707 | 0.035 | 15 | 15 | 7 | 1.7783e-10 | 0 | Water | Porous | Wet | R245fa | MinimizeLCOE_Brownfield | IgnoreSilica | 63.7339 | 7.0969 | 0.24831 | 4 | 24511.5677 | 34903.7308 | 499.7015 | 711.5598 | 80.2856 | -5.3797e-06 | 2180702144.1986 | 1156925.0967 | 35524.7796 | 1684710.6071 | 1884115.0022 | 24077.0464 | 223924.3848 | 0 | 1953617.9975 | 5082913.2874 | 3469192.7621 | 15515000.9639 | 3144235.0165 | 5686671.2401 | 5686671.2401 | 1478867.319 | 3156389.5659 | 0 | 24345907.2204 | 34667835.3454 | 177827.941 | 0.99324 | 24511.5677 | 34903.7308 | 499.7015 | 711.5598
1 | 1900 | 707 | 0.035 | 15 | 15 | 7 | 2.3714e-10 | 0 | Water | Porous | Wet | R245fa | MinimizeLCOE_Brownfield | IgnoreSilica | 72.0897 | 8.0289 | 0.29017 | 4 | 22386.6666 | 31279.6267 | 456.3825 | 637.6775 | 80.2929 | -4.8034e-06 | 2335113005.5383 | 1261862.0194 | 38733.8735 | 1859488.03 | 2128217.6514 | 24077.0464 | 225743.5662 | 0 | 2159867.6529 | 5619532.583 | 3835446.4577 | 17152968.8804 | 3144235.0165 | 5686671.2401 | 5686671.2401 | 1478867.319 | 3156389.5659 | 0 | 25983875.137 | 36305803.262 | 237137.3706 | 1.1607 | 22386.6666 | 31279.6267 | 456.3825 | 637.6775
1 | 1900 | 707 | 0.035 | 15 | 15 | 7 | 3.1623e-10 | 0 | Water | Porous | Wet | R245fa | MinimizeLCOE_Brownfield | IgnoreSilica | 79.5487 | 8.8574 | 0.32959 | 4 | 20789.2071 | 28618.6144 | 423.8161 | 583.4292 | 80.2835 | -4.2605e-06 | 2465690099.0218 | 1352006.0572 | 41484.3796 | 2011484.5949 | 2345585.3211 | 24077.0464 | 223134.9332 | 0 | 2339131.2096 | 6085939.5856 | 4153778.8207 | 18576621.9482 | 3144235.0165 | 5686671.2401 | 5686671.2401 | 1478867.319 | 3156389.5659 | 0 | 27407528.2048 | 37729456.3298 | 316227.766 | 1.3184 | 20789.2071 | 28618.6144 | 423.8161 | 583.4292
1 | 1900 | 707 | 0.035 | 15 | 15 | 7 | 4.217e-10 | 0 | Water | Porous | Wet | R245fa | MinimizeLCOE_Brownfield | IgnoreSilica | 85.9017 | 9.5595 | 0.36481 | 4 | 19592.7525 | 26666.2154 | 399.4248 | 543.6269 | 80.263 | -3.773e-06 | 2573628956.0591 | 1426314.6463 | 43746.4689 | 2138101.9689 | 2530183.4749 | 24077.0464 | 217342.9975 | 0 | 2488108.9751 | 6473549.1719 | 4418330.328 | 19759755.0779 | 3144235.0165 | 5686671.2401 | 5686671.2401 | 1478867.319 | 3156389.5659 | 0 | 28590661.3345 | 38912589.4595 | 421696.5034 | 1.4592 | 19592.7525 | 26666.2154 | 399.4248 | 543.6269
1 | 1900 | 707 | 0.035 | 15 | 15 | 7 | 5.6234e-10 | 0 | Water | Porous | Wet | R245fa | MinimizeLCOE_Brownfield | IgnoreSilica | 91.1151 | 10.1328 | 0.39496 | 4 | 18698.2783 | 25231.8064 | 381.1897 | 514.3845 | 80.2375 | -3.3524e-06 | 2661558573.1492 | 1485663.729 | 45549.2075 | 2240114.4104 | 2681211.6251 | 24077.0464 | 209752.6065 | 0 | 2607683.7637 | 6784658.2435 | 4630668.662 | 20709379.2939 | 3144235.0165 | 5686671.2401 | 5686671.2401 | 1478867.319 | 3156389.5659 | 0 | 29540285.5505 | 39862213.6755 | 562341.3252 | 1.5798 | 18698.2783 | 25231.8064 | 381.1897 | 514.3845
1 | 1900 | 707 | 0.035 | 15 | 15 | 7 | 7.4989e-10 | 0 | Water | Porous | Wet | R245fa | MinimizeLCOE_Brownfield | IgnoreSilica | 95.3144 | 10.5923 | 0.42001 | 4 | 18029.8493 | 24173.6445 | 367.5629 | 492.8124 | 80.2114 | -3.0029e-06 | 2731026429.4403 | 1532435.3072 | 46967.1498 | 2321077.3645 | 2802528.3512 | 24077.0464 | 201722.4036 | 0 | 2702234.9728 | 7030661.0947 | 4798570.6628 | 21460274.353 | 3144235.0165 | 5686671.2401 | 5686671.2401 | 1478867.319 | 3156389.5659 | 0 | 30291180.6096 | 40613108.7346 | 749894.2093 | 1.6801 | 18029.8493 | 24173.6445 | 367.5629 | 492.8124
1 | 1900 | 707 | 0.035 | 15 | 15 | 7 | 1e-09 | 0 | Water | Porous | Wet | R245fa | MinimizeLCOE_Brownfield | IgnoreSilica | 98.6324 | 10.9539 | 0.44031 | 4 | 17530.2785 | 23390.8492 | 357.3784 | 476.8541 | 80.187 | -2.7208e-06 | 2785177567.5652 | 1568747.9776 | 48066.1717 | 2384293.6049 | 2898146.9761 | 24077.0464 | 194035.2783 | 0 | 2775773.1514 | 7221992.3506 | 4929158.1764 | 22044290.7333 | 3144235.0165 | 5686671.2401 | 5686671.2401 | 1478867.319 | 3156389.5659 | 0 | 30875196.9899 | 41197125.1149 | 1000000 | 1.7612 | 17530.2785 | 23390.8492 | 357.3784 | 476.8541
1 | 1900 | 707 | 0.035 | 15 | 15 | 7 | 1.3335e-09 | 0 | Water | Porous | Wet | R245fa | MinimizeLCOE_Brownfield | IgnoreSilica | 101.2077 | 11.2336 | 0.45642 | 4 | 17156.723 | 22810.5247 | 349.763 | 465.0234 | 80.1659 | -2.4965e-06 | 2827570980.4559 | 1596546.3351 | 48906.3385 | 2432904.2292 | 2972207.2882 | 24077.0464 | 187102.6795 | 0 | 2832080.1276 | 7368491.5526 | 5029146.892 | 22491462.4892 | 3144235.0165 | 5686671.2401 | 5686671.2401 | 1478867.319 | 3156389.5659 | 0 | 31322368.7458 | 41644296.8708 | 1333521.4322 | 1.8257 | 17156.723 | 22810.5247 | 349.763 | 465.0234
1 | 1900 | 707 | 0.035 | 15 | 15 | 7 | 1.7783e-09 | 0 | Water | Porous | Wet | R245fa | MinimizeLCOE_Brownfield | IgnoreSilica | 103.1808 | 11.4472 | 0.46899 | 4 | 16877.2376 | 22379.4443 | 344.0653 | 456.2352 | 80.1485 | -2.3205e-06 | 2860816098.2104 | 1617619.092 | 49542.5255 | 2469881.7972 | 3028855.3363 | 24077.0464 | 181116.4947 | 0 | 2874725.9939 | 7479447.3487 | 5104876.5027 | 22830142.1373 | 3144235.0165 | 5686671.2401 | 5686671.2401 | 1478867.319 | 3156389.5659 | 0 | 31661048.3938 | 41982976.5188 | 1778279.41 | 1.876 | 16877.2376 | 22379.4443 | 344.0653 | 456.2352
1 | 1900 | 707 | 0.035 | 15 | 15 | 7 | 2.3714e-09 | 0 | Water | Porous | Wet | R245fa | MinimizeLCOE_Brownfield | IgnoreSilica | 104.7085 | 11.6123 | 0.47878 | 4 | 16668.0244 | 22057.7065 | 339.8002 | 449.6762 | 80.1342 | -2.1854e-06 | 2885324978.5743 | 1633800.7451 | 50030.6193 | 2498352.8123 | 3072655.2868 | 24077.0464 | 176231.8197 | 0 | 2907507.8486 | 7564739.0101 | 5163089.8142 | 23090485.0025 | 3144235.0165 | 5686671.2401 | 5686671.2401 | 1478867.319 | 3156389.5659 | 0 | 31921391.2591 | 42243319.3841 | 2371373.7057 | 1.9151 | 16668.0244 | 22057.7065 | 339.8002 | 449.6762
1 | 1900 | 707 | 0.035 | 15 | 15 | 7 | 3.1623e-09 | 0 | Water | Porous | Wet | R245fa | MinimizeLCOE_Brownfield | IgnoreSilica | 105.848 | 11.7351 | 0.48624 | 4 | 16511.3469 | 21818.3902 | 336.6061 | 444.7974 | 80.1231 | -2.0804e-06 | 2905202575.7761 | 1645795.777 | 50392.1822 | 2519500.8475 | 3105293.0604 | 24077.0464 | 172188.1018 | 0 | 2931726.336 | 7627750.5465 | 5206096.4826 | 23282820.3805 | 3144235.0165 | 5686671.2401 | 5686671.2401 | 1478867.319 | 3156389.5659 | 0 | 32113726.6371 | 42435654.7621 | 3162277.6602 | 1.9449 | 16511.3469 | 21818.3902 | 336.6061 | 444.7974
1 | 1900 | 707 | 0.035 | 15 | 15 | 7 | 4.217e-09 | 0 | Water | Porous | Wet | R245fa | MinimizeLCOE_Brownfield | IgnoreSilica | 106.7176 | 11.8288 | 0.49195 | 4 | 16393.973 | 21639.4248 | 334.2133 | 441.1489 | 80.1143 | -2.0006e-06 | 2919996355.2193 | 1654906.0901 | 50666.6474 | 2535587.7862 | 3130179.2451 | 24077.0464 | 169003.8208 | 0 | 2950124.048 | 7675617.6194 | 5238766.7434 | 23428929.0468 | 3144235.0165 | 5686671.2401 | 5686671.2401 | 1478867.319 | 3156389.5659 | 0 | 32259835.3034 | 42581763.4284 | 4216965.0343 | 1.9678 | 16393.973 | 21639.4248 | 334.2133 | 441.1489
1 | 1900 | 707 | 0.035 | 15 | 15 | 7 | 5.6234e-09 | 0 | Water | Porous | Wet | R245fa | MinimizeLCOE_Brownfield | IgnoreSilica | 107.3755 | 11.8995 | 0.49629 | 4 | 16306.0204 | 21505.5887 | 332.4203 | 438.4205 | 80.1076 | -1.94e-06 | 2931170030.5886 | 1661773.4682 | 50873.4563 | 2547728.4541 | 3148994.5368 | 24077.0464 | 166513.9971 | 0 | 2963984.7739 | 7711680.3849 | 5263380.3219 | 23539006.4396 | 3144235.0165 | 5686671.2401 | 5686671.2401 | 1478867.319 | 3156389.5659 | 0 | 32369912.6962 | 42691840.8212 | 5623413.2519 | 1.9852 | 16306.0204 | 21505.5887 | 332.4203 | 438.4205
1 | 1900 | 707 | 0.035 | 15 | 15 | 7 | 7.4989e-09 | 0 | Water | Porous | Wet | R245fa | MinimizeLCOE_Brownfield | IgnoreSilica | 107.8702 | 11.9527 | 0.49957 | 4 | 16240.1016 | 21405.4907 | 331.0764 | 436.3799 | 80.1024 | -1.894e-06 | 2939692495.5296 | 1666923.5278 | 51028.501 | 2556841.2242 | 3163136.4543 | 24077.0464 | 164579.5503 | 0 | 2974368.6585 | 7738697.1226 | 5281819.8005 | 23621471.8855 | 3144235.0165 | 5686671.2401 | 5686671.2401 | 1478867.319 | 3156389.5659 | 0 | 32452378.142 | 42774306.267 | 7498942.0933 | 1.9983 | 16240.1016 | 21405.4907 | 331.0764 | 436.3799
1 | 1900 | 707 | 0.035 | 15 | 15 | 7 | 1e-08 | 0 | Water | Porous | Wet | R245fa | MinimizeLCOE_Brownfield | IgnoreSilica | 108.2575 | 11.9943 | 0.5021 | 4 | 16190.6895 | 21330.1074 | 330.0691 | 434.8431 | 80.0984 | -1.8601e-06 | 2945361564.0092 | 1670946.8213 | 51149.595 | 2563965.1073 | 3174203.3389 | 24077.0464 | 163151.4356 | 0 | 2982522.4043 | 7759911.4966 | 5296299.0466 | 23686226.2919 | 3144235.0165 | 5686671.2401 | 5686671.2401 | 1478867.319 | 3156389.5659 | 0 | 32517132.5485 | 42839060.6735 | 10000000 | 2.0084 | 16190.6895 | 21330.1074 | 330.0691 | 434.8431
1 | 2000 | 707 | 0.035 | 15 | 15 | 7 | 1e-13 | 0 | Water | Porous | Wet | R245fa | MinimizeLCOE_Brownfield | IgnoreSilica | 0 | 0 | 0 | 0 | [5 empty] | 0 | 0 | 0 | 0 | 0 | 0 | 0 | 0 | 0 | 0 | 0 | 0 | 0 | 0 | 0 | 0 | 0 | 0 | 0 | 0 | 0 | 100 | 0
1 | 2000 | 707 | 0.035 | 15 | 15 | 7 | 1.3335e-13 | 0 | Water | Porous | Wet | R245fa | MinimizeLCOE_Brownfield | IgnoreSilica | 0 | 0 | 0 | 0 | [5 empty] | 0 | 0 | 0 | 0 | 0 | 0 | 0 | 0 | 0 | 0 | 0 | 0 | 0 | 0 | 0 | 0 | 0 | 0 | 0 | 0 | 0 | 133.3521 | 0
1 | 2000 | 707 | 0.035 | 15 | 15 | 7 | 1.7783e-13 | 0 | Water | Porous | Wet | R245fa | MinimizeLCOE_Brownfield | IgnoreSilica | 0 | 0 | 0 | 0 | [5 empty] | 0 | 0 | 0 | 0 | 0 | 0 | 0 | 0 | 0 | 0 | 0 | 0 | 0 | 0 | 0 | 0 | 0 | 0 | 0 | 0 | 0 | 177.8279 | 0
1 | 2000 | 707 | 0.035 | 15 | 15 | 7 | 2.3714e-13 | 0 | Water | Porous | Wet | R245fa | MinimizeLCOE_Brownfield | IgnoreSilica | 0 | 0 | 0 | 0 | [5 empty] | 0 | 0 | 0 | 0 | 0 | 0 | 0 | 0 | 0 | 0 | 0 | 0 | 0 | 0 | 0 | 0 | 0 | 0 | 0 | 0 | 0 | 237.1374 | 0
1 | 2000 | 707 | 0.035 | 15 | 15 | 7 | 3.1623e-13 | 0 | Water | Porous | Wet | R245fa | MinimizeLCOE_Brownfield | IgnoreSilica | 0 | 0 | 0 | 0 | [5 empty] | 0 | 0 | 0 | 0 | 0 | 0 | 0 | 0 | 0 | 0 | 0 | 0 | 0 | 0 | 0 | 0 | 0 | 0 | 0 | 0 | 0 | 316.2278 | 0
1 | 2000 | 707 | 0.035 | 15 | 15 | 7 | 4.217e-13 | 0 | Water | Porous | Wet | R245fa | MinimizeLCOE_Brownfield | IgnoreSilica | 0 | 0 | 0 | 0 | [5 empty] | 0 | 0 | 0 | 0 | 0 | 0 | 0 | 0 | 0 | 0 | 0 | 0 | 0 | 0 | 0 | 0 | 0 | 0 | 0 | 0 | 0 | 421.6965 | 0
1 | 2000 | 707 | 0.035 | 15 | 15 | 7 | 5.6234e-13 | 0 | Water | Porous | Wet | R245fa | MinimizeLCOE_Brownfield | IgnoreSilica | 0 | 0 | 0 | 0 | [5 empty] | 0 | 0 | 0 | 0 | 0 | 0 | 0 | 0 | 0 | 0 | 0 | 0 | 0 | 0 | 0 | 0 | 0 | 0 | 0 | 0 | 0 | 562.3413 | 0
1 | 2000 | 707 | 0.035 | 15 | 15 | 7 | 7.4989e-13 | 0 | Water | Porous | Wet | R245fa | MinimizeLCOE_Brownfield | IgnoreSilica | 0 | 0 | 0 | 0 | [5 empty] | 0 | 0 | 0 | 0 | 0 | 0 | 0 | 0 | 0 | 0 | 0 | 0 | 0 | 0 | 0 | 0 | 0 | 0 | 0 | 0 | 0 | 749.8942 | 0
1 | 2000 | 707 | 0.035 | 15 | 15 | 7 | 1e-12 | 0 | Water | Porous | Wet | R245fa | MinimizeLCOE_Brownfield | IgnoreSilica | 0.67593 | 0.047481 | 6.9689e-05 | 4 | 34504529.0979 | 73127312.1817 | 703421.4965 | 1490799.1708 | 65.7797 | -9.023e-06 | 47904661.2989 | 30951.7897 | 839.6594 | 31017.2487 | 39092.5351 | 24077.0464 | 25773.9703 | 0 | 59183.3773 | 153983.0076 | 105096.5667 | 470015.2011 | 3144235.0165 | 6004137.4768 | 6004137.4768 | 1478867.319 | 3283376.0606 | 0 | 9618387.6944 | 20384768.5508 | 1000 | 0.00027876 | 34504529.0979 | 73127312.1817 | 703421.4965 | 1490799.1708
1 | 2000 | 707 | 0.035 | 15 | 15 | 7 | 1.3335e-12 | 0 | Water | Porous | Wet | R245fa | MinimizeLCOE_Brownfield | IgnoreSilica | 1.0464 | 0.089542 | 0.00073637 | 4 | 3328380.153 | 6983615.8428 | 67853.5314 | 142370.455 | 71.349 | -1.0766e-05 | 20508771.8397 | 50864.4076 | 1443.2678 | 51306.6071 | 50227.7379 | 24077.0464 | 33644.41 | 0 | 82509.756 | 214673.4599 | 146519.0475 | 655265.7402 | 3144235.0165 | 6004137.4768 | 6004137.4768 | 1478867.319 | 3283376.0606 | 0 | 9803638.2335 | 20570019.0898 | 1333.5214 | 0.0029455 | 3328380.153 | 6983615.8428 | 67853.5314 | 142370.455
1 | 2000 | 707 | 0.035 | 15 | 15 | 7 | 1.7783e-12 | 0 | Water | Porous | Wet | R245fa | MinimizeLCOE_Brownfield | IgnoreSilica | 1.4679 | 0.13918 | 0.0018103 | 4 | 1380471.4651 | 2867327.092 | 28142.778 | 58454.3411 | 74.6109 | -1.1412e-05 | 82104602.2095 | 71203.7343 | 2073.8762 | 72835.3093 | 63051.4769 | 24077.0464 | 40445.0276 | 0 | 106737.7236 | 277709.6619 | 189542.5506 | 847676.4068 | 3144235.0165 | 6004137.4768 | 6004137.4768 | 1478867.319 | 3283376.0606 | 0 | 9996048.9001 | 20762429.7564 | 1778.2794 | 0.007241 | 1380471.4651 | 2867327.092 | 28142.778 | 58454.3411
1 | 2000 | 707 | 0.035 | 15 | 15 | 7 | 2.3714e-12 | 0 | Water | Porous | Wet | R245fa | MinimizeLCOE_Brownfield | IgnoreSilica | 2.0236 | 0.20572 | 0.0033785 | 4 | 757152.2337 | 1553843.8912 | 15435.5724 | 31677.2095 | 76.9843 | -1.1841e-05 | 121189524.805 | 95364.0977 | 2831.2273 | 99390.9946 | 80055.707 | 24077.0464 | 48164.4686 | 0 | 136454.5812 | 355026.8296 | 242313.1063 | 1083678.0587 | 3144235.0165 | 6004137.4768 | 6004137.4768 | 1478867.319 | 3283376.0606 | 0 | 10232050.5519 | 20998431.4083 | 2371.3737 | 0.013514 | 757152.2337 | 1553843.8912 | 15435.5724 | 31677.2095
1 | 2000 | 707 | 0.035 | 15 | 15 | 7 | 3.1623e-12 | 0 | Water | Porous | Wet | R245fa | MinimizeLCOE_Brownfield | IgnoreSilica | 2.7204 | 0.28991 | 0.0055664 | 4 | 471919.2012 | 955466.7989 | 9620.7112 | 19478.4831 | 78.6637 | -1.194e-05 | 210299770.0059 | 122756.0252 | 3694.8579 | 130616.6584 | 101446.4766 | 24077.0464 | 56216.2259 | 0 | 171134.8432 | 445257.7575 | 303897.5687 | 1359097.4598 | 3144235.0165 | 6004137.4768 | 6004137.4768 | 1478867.319 | 3283376.0606 | 0 | 10507469.9531 | 21273850.8095 | 3162.2777 | 0.022265 | 471919.2012 | 955466.7989 | 9620.7112 | 19478.4831
1 | 2000 | 707 | 0.035 | 15 | 15 | 7 | 4.217e-12 | 0 | Water | Porous | Wet | R245fa | MinimizeLCOE_Brownfield | IgnoreSilica | 3.6218 | 0.39932 | 0.0085541 | 4 | 316858.9812 | 631512.7601 | 6459.5989 | 12874.2418 | 79.9163 | -1.191e-05 | 305094429.3461 | 154950.3077 | 4712.8771 | 168596.2198 | 129163.885 | 24077.0464 | 65262.4081 | 0 | 213237.4702 | 554800.1564 | 378662.5067 | 1693462.8772 | 3144235.0165 | 6004137.4768 | 6004137.4768 | 1478867.319 | 3283376.0606 | 0 | 10841835.3705 | 21608216.2269 | 4216.965 | 0.034217 | 316858.9812 | 631512.7601 | 6459.5989 | 12874.2418
1 | 2000 | 707 | 0.035 | 15 | 15 | 7 | 5.6234e-12 | 0 | Water | Porous | Wet | R245fa | MinimizeLCOE_Brownfield | IgnoreSilica | 4.7887 | 0.54142 | 0.012581 | 4 | 223541.2138 | 437476.1835 | 4557.19 | 8918.5437 | 80.8585 | -1.179e-05 | 407283855.1668 | 192946.8994 | 5915.5019 | 214939.8165 | 165091.6219 | 24077.0464 | 75516.419 | 0 | 264610.049 | 688461.0686 | 469888.8258 | 2101447.2486 | 3144235.0165 | 6004137.4768 | 6004137.4768 | 1478867.319 | 3283376.0606 | 0 | 11249819.7419 | 22016200.5983 | 5623.4133 | 0.050325 | 223541.2138 | 437476.1835 | 4557.19 | 8918.5437
1 | 2000 | 707 | 0.035 | 15 | 15 | 7 | 7.4989e-12 | 0 | Water | Porous | Wet | R245fa | MinimizeLCOE_Brownfield | IgnoreSilica | 6.287 | 0.72405 | 0.017955 | 4 | 163530.595 | 313439.4256 | 3333.7924 | 6389.8866 | 81.564 | -1.1582e-05 | 536647382.5183 | 237548.5547 | 7327.4327 | 271070.6602 | 211233.8556 | 24077.0464 | 87006.7129 | 0 | 326923.0623 | 850586.747 | 580542.9326 | 2596317.0042 | 3144235.0165 | 6004137.4768 | 6004137.4768 | 1478867.319 | 3283376.0606 | 0 | 11744689.4974 | 22511070.3538 | 7498.9421 | 0.07182 | 163530.595 | 313439.4256 | 3333.7924 | 6389.8866
1 | 2000 | 707 | 0.035 | 15 | 15 | 7 | 1e-11 | 0 | Water | Porous | Wet | R245fa | MinimizeLCOE_Brownfield | IgnoreSilica | 8.1138 | 0.94634 | 0.024966 | 4 | 123303.6741 | 231113.1059 | 2513.7122 | 4711.5533 | 82.054 | -1.1164e-05 | 664774841.6481 | 287366.4398 | 8902.6524 | 335698.9055 | 267423.0895 | 24077.0464 | 98514.6015 | 0 | 398573.2667 | 1037005.8813 | 707777.8223 | 3165339.7054 | 3144235.0165 | 6004137.4768 | 6004137.4768 | 1478867.319 | 3283376.0606 | 0 | 12313712.1987 | 23080093.055 | 10000 | 0.099865 | 123303.6741 | 231113.1059 | 2513.7122 | 4711.5533
1 | 2000 | 707 | 0.035 | 15 | 15 | 7 | 1.3335e-11 | 0 | Water | Porous | Wet | R245fa | MinimizeLCOE_Brownfield | IgnoreSilica | 10.2092 | 1.1988 | 0.033714 | 4 | 95848.2606 | 175683.8782 | 1953.9964 | 3581.5535 | 82.3183 | -1.0463e-05 | 811819163.0861 | 339563.1953 | 10546.7773 | 405545.7882 | 331494.8826 | 24077.0464 | 108376.3954 | 0 | 475645.5932 | 1237532.2653 | 844641.1998 | 3777423.1435 | 3144235.0165 | 6004137.4768 | 6004137.4768 | 1478867.319 | 3283376.0606 | 0 | 12925795.6368 | 23692176.4931 | 13335.2143 | 0.13486 | 95848.2606 | 175683.8782 | 1953.9964 | 3581.5535
1 | 2000 | 707 | 0.035 | 15 | 15 | 7 | 1.7783e-11 | 0 | Water | Porous | Wet | R245fa | MinimizeLCOE_Brownfield | IgnoreSilica | 13.7876 | 1.6401 | 0.046884 | 4 | 74473.1222 | 131883.1612 | 1518.2353 | 2688.6166 | 82.8243 | -1.0626e-05 | 1007258458.612 | 424327.3439 | 13232.2749 | 520916.1964 | 442422.3529 | 24077.0464 | 130574.0273 | 0 | 606664.2043 | 1578415.8156 | 1077301.2274 | 4817930.489 | 3144235.0165 | 6004137.4768 | 6004137.4768 | 1478867.319 | 3283376.0606 | 0 | 13966302.9823 | 24732683.8386 | 17782.7941 | 0.18753 | 74473.1222 | 131883.1612 | 1518.2353 | 2688.6166
1 | 2000 | 707 | 0.035 | 15 | 15 | 7 | 2.3714e-11 | 0 | Water | Porous | Wet | R245fa | MinimizeLCOE_Brownfield | IgnoreSilica | 17.5996 | 2.106 | 0.062841 | 4 | 59674.3136 | 102506.3458 | 1216.5416 | 2089.7305 | 83.0577 | -1.0138e-05 | 1200636907.3337 | 506265.5238 | 15817.2861 | 636155.8258 | 559956.0766 | 24077.0464 | 146992.9495 | 0 | 736813.2362 | 1917036.8994 | 1308417.075 | 5851531.9188 | 3144235.0165 | 6004137.4768 | 6004137.4768 | 1478867.319 | 3283376.0606 | 0 | 14999904.412 | 25766285.2684 | 23713.7371 | 0.25136 | 59674.3136 | 102506.3458 | 1216.5416 | 2089.7305
1 | 2000 | 707 | 0.035 | 15 | 15 | 7 | 3.1623e-11 | 0 | Water | Porous | Wet | R245fa | MinimizeLCOE_Brownfield | IgnoreSilica | 22.3844 | 2.6908 | 0.083407 | 4 | 48690.9656 | 80961.5001 | 992.6312 | 1650.5097 | 83.2385 | -9.6508e-06 | 1407439887.0952 | 601793.4153 | 18826.8975 | 773831.3982 | 707481.7832 | 24077.0464 | 165160.4688 | 0 | 893556.6937 | 2324851.2233 | 1586758.7308 | 7096337.6574 | 3144235.0165 | 6004137.4768 | 6004137.4768 | 1478867.319 | 3283376.0606 | 0 | 16244710.1507 | 27011091.007 | 31622.7766 | 0.33363 | 48690.9656 | 80961.5001 | 992.6312 | 1650.5097
1 | 2000 | 707 | 0.035 | 15 | 15 | 7 | 4.217e-11 | 0 | Water | Porous | Wet | R245fa | MinimizeLCOE_Brownfield | IgnoreSilica | 28.2038 | 3.4022 | 0.10944 | 4 | 40431.5582 | 65026.5831 | 824.252 | 1325.6549 | 83.3769 | -9.1167e-06 | 1626902887.2517 | 710019.5457 | 22231.6518 | 933479.9888 | 886926.0919 | 24077.0464 | 183902.383 | 0 | 1076648.3159 | 2801218.0671 | 1911888.8901 | 8550391.9805 | 3144235.0165 | 6004137.4768 | 6004137.4768 | 1478867.319 | 3283376.0606 | 0 | 17698764.4738 | 28465145.3301 | 42169.6503 | 0.43775 | 40431.5582 | 65026.5831 | 824.252 | 1325.6549
1 | 2000 | 707 | 0.035 | 15 | 15 | 7 | 5.6234e-11 | 0 | Water | Porous | Wet | R245fa | MinimizeLCOE_Brownfield | IgnoreSilica | 35.1272 | 4.2487 | 0.14172 | 4 | 34160.498 | 53153.378 | 696.408 | 1083.6035 | 83.4832 | -8.54e-06 | 1854172063.4867 | 830401.1236 | 26013.1349 | 1114983.564 | 1100431.2978 | 24077.0464 | 202495.2404 | 0 | 1286376.5487 | 3346887.9077 | 2284319.7687 | 10215985.632 | 3144235.0165 | 6004137.4768 | 6004137.4768 | 1478867.319 | 3283376.0606 | 0 | 19364358.1253 | 30130738.9817 | 56234.1325 | 0.56686 | 34160.498 | 53153.378 | 696.408 | 1083.6035
1 | 2000 | 707 | 0.035 | 15 | 15 | 7 | 7.4989e-11 | 0 | Water | Porous | Wet | R245fa | MinimizeLCOE_Brownfield | IgnoreSilica | 43.1251 | 5.2268 | 0.18065 | 4 | 29368.5268 | 44267.9398 | 598.7171 | 902.4618 | 83.5648 | -7.9276e-06 | 2084374456.5624 | 960981.176 | 30108.6939 | 1315901.3519 | 1347097.5693 | 24077.0464 | 219949.9836 | 0 | 1520265.1702 | 3955418.1237 | 2699654.1451 | 12073453.2602 | 3144235.0165 | 6004137.4768 | 6004137.4768 | 1478867.319 | 3283376.0606 | 0 | 21221825.7535 | 31988206.6099 | 74989.4209 | 0.7226 | 29368.5268 | 44267.9398 | 598.7171 | 902.4618
1 | 2000 | 707 | 0.035 | 15 | 15 | 7 | 1e-10 | 0 | Water | Porous | Wet | R245fa | MinimizeLCOE_Brownfield | IgnoreSilica | 51.9823 | 6.3098 | 0.22582 | 4 | 25697.6979 | 37616.8761 | 523.8823 | 766.8709 | 83.6252 | -7.2839e-06 | 2307162190.1021 | 1097422.9143 | 34381.2503 | 1529785.3439 | 1620250.0192 | 24077.0464 | 234847.9079 | 0 | 1770898.148 | 4607513.7198 | 3144722.7887 | 14063899.1384 | 3144235.0165 | 6004137.4768 | 6004137.4768 | 1478867.319 | 3283376.0606 | 0 | 23212271.6317 | 33978652.4881 | 100000 | 0.90328 | 25697.6979 | 37616.8761 | 523.8823 | 766.8709
1 | 2000 | 707 | 0.035 | 15 | 15 | 7 | 1.3335e-10 | 0 | Water | Porous | Wet | R245fa | MinimizeLCOE_Brownfield | IgnoreSilica | 61.1929 | 7.4349 | 0.2754 | 4 | 22891.5762 | 32664.809 | 466.6757 | 665.9163 | 83.6634 | -6.6061e-06 | 2517589861.6992 | 1231990.207 | 38587.4862 | 1744326.4047 | 1904134.6711 | 24077.0464 | 245166.9718 | 0 | 2023430.287 | 5264550.5442 | 3593163.9221 | 16069427.5404 | 3144235.0165 | 6004137.4768 | 6004137.4768 | 1478867.319 | 3283376.0606 | 0 | 25217800.0337 | 35984180.8901 | 133352.1432 | 1.1016 | 22891.5762 | 32664.809 | 466.6757 | 665.9163
1 | 2000 | 707 | 0.035 | 15 | 15 | 7 | 1.7783e-10 | 0 | Water | Porous | Wet | R245fa | MinimizeLCOE_Brownfield | IgnoreSilica | 70.1406 | 8.5252 | 0.32646 | 4 | 20758.4731 | 29003.1752 | 423.1896 | 591.269 | 83.6779 | -5.9123e-06 | 2708105676.8572 | 1356639.3926 | 42475.2769 | 1946095.5302 | 2179502.0742 | 24077.0464 | 249628.9599 | 0 | 2261383.1293 | 5883655.0289 | 4015715.4542 | 17959171.8926 | 3144235.0165 | 6004137.4768 | 6004137.4768 | 1478867.319 | 3283376.0606 | 0 | 27107544.3858 | 37873925.2422 | 177827.941 | 1.3059 | 20758.4731 | 29003.1752 | 423.1896 | 591.269
1 | 2000 | 707 | 0.035 | 15 | 15 | 7 | 2.3714e-10 | 0 | Water | Porous | Wet | R245fa | MinimizeLCOE_Brownfield | IgnoreSilica | 78.3307 | 9.5189 | 0.37587 | 4 | 19147.324 | 26308.2465 | 390.3441 | 536.3292 | 83.6706 | -5.2387e-06 | 2872144856.1374 | 1466023.0662 | 45878.3629 | 2125556.3409 | 2430922.4477 | 24077.0464 | 248467.574 | 0 | 2472960.6868 | 6434136.4331 | 4391430.3239 | 19639452.2817 | 3144235.0165 | 6004137.4768 | 6004137.4768 | 1478867.319 | 3283376.0606 | 0 | 28787824.775 | 39554205.6314 | 237137.3706 | 1.5035 | 19147.324 | 26308.2465 | 390.3441 | 536.3292
1 | 2000 | 707 | 0.035 | 15 | 15 | 7 | 3.1623e-10 | 0 | Water | Porous | Wet | R245fa | MinimizeLCOE_Brownfield | IgnoreSilica | 85.4607 | 10.3793 | 0.42109 | 4 | 17936.4447 | 24328.3713 | 365.6587 | 495.9668 | 83.6474 | -4.6193e-06 | 3008599479.8019 | 1557832.0275 | 48726.962 | 2277959.8861 | 2649106.3034 | 24077.0464 | 242925.6242 | 0 | 2652244.8614 | 6900597.079 | 4709799.2995 | 21063269.0895 | 3144235.0165 | 6004137.4768 | 6004137.4768 | 1478867.319 | 3283376.0606 | 0 | 30211641.5828 | 40978022.4391 | 316227.766 | 1.6844 | 17936.4447 | 24328.3713 | 365.6587 | 495.9668
1 | 2000 | 707 | 0.035 | 15 | 15 | 7 | 4.217e-10 | 0 | Water | Porous | Wet | R245fa | MinimizeLCOE_Brownfield | IgnoreSilica | 91.4124 | 11.0933 | 0.46055 | 4 | 17029.0636 | 22873.3455 | 347.1605 | 466.3041 | 83.6157 | -4.0747e-06 | 3120503859.8105 | 1632138.8912 | 51026.3752 | 2402541.9394 | 2830602.4888 | 24077.0464 | 234582.3199 | 0 | 2798237.9337 | 7280441.1059 | 4969050.6529 | 22222698.7532 | 3144235.0165 | 6004137.4768 | 6004137.4768 | 1478867.319 | 3283376.0606 | 0 | 31371071.2464 | 42137452.1028 | 421696.5034 | 1.8422 | 17029.0636 | 22873.3455 | 347.1605 | 466.3041
1 | 2000 | 707 | 0.035 | 15 | 15 | 7 | 5.6234e-10 | 0 | Water | Porous | Wet | R245fa | MinimizeLCOE_Brownfield | IgnoreSilica | 96.265 | 11.6722 | 0.49383 | 4 | 16349.9986 | 21800.4431 | 333.3168 | 444.4315 | 83.5815 | -3.6166e-06 | 3208678468.6927 | 1691203.4843 | 52849.6344 | 2502386.8403 | 2978090.4017 | 24077.0464 | 225153.602 | 0 | 2914766.7935 | 7583625.2959 | 5175980.0924 | 23148133.1909 | 3144235.0165 | 6004137.4768 | 6004137.4768 | 1478867.319 | 3283376.0606 | 0 | 32296505.6842 | 43062886.5405 | 562341.3252 | 1.9753 | 16349.9986 | 21800.4431 | 333.3168 | 444.4315
1 | 2000 | 707 | 0.035 | 15 | 15 | 7 | 7.4989e-10 | 0 | Water | Porous | Wet | R245fa | MinimizeLCOE_Brownfield | IgnoreSilica | 100.1166 | 12.1293 | 0.52104 | 4 | 15841.9187 | 21007.6866 | 322.9589 | 428.2701 | 83.5491 | -3.24e-06 | 3278545107.527 | 1737135.7297 | 54264.4995 | 2580549.2155 | 3094806.8792 | 24077.0464 | 215674.536 | 0 | 3005538.0834 | 7819793.5725 | 5337169.7939 | 23869009.356 | 3144235.0165 | 6004137.4768 | 6004137.4768 | 1478867.319 | 3283376.0606 | 0 | 33017381.8493 | 43783762.7056 | 749894.2093 | 2.0842 | 15841.9187 | 21007.6866 | 322.9589 | 428.2701
1 | 2000 | 707 | 0.035 | 15 | 15 | 7 | 1e-09 | 0 | Water | Porous | Wet | R245fa | MinimizeLCOE_Brownfield | IgnoreSilica | 103.1445 | 12.4872 | 0.54288 | 4 | 15461.6765 | 20419.6303 | 315.2072 | 416.2818 | 83.5203 | -2.9388e-06 | 3332927341.2745 | 1772666.3262 | 55357.0168 | 2641330.2744 | 3186332.0862 | 24077.0464 | 206976.9224 | 0 | 3075828.4722 | 8002674.7455 | 5461989.9523 | 24427232.8423 | 3144235.0165 | 6004137.4768 | 6004137.4768 | 1478867.319 | 3283376.0606 | 0 | 33575605.3356 | 44341986.1919 | 1000000 | 2.1715 | 15461.6765 | 20419.6303 | 315.2072 | 416.2818
1 | 2000 | 707 | 0.035 | 15 | 15 | 7 | 1.3335e-09 | 0 | Water | Porous | Wet | R245fa | MinimizeLCOE_Brownfield | IgnoreSilica | 105.4756 | 12.7617 | 0.56005 | 4 | 15177.0191 | 19983.0141 | 309.4041 | 407.3808 | 83.4962 | -2.7009e-06 | 3375253253.089 | 1799673.667 | 56186.2395 | 2687723.1013 | 3256643.1885 | 24077.0464 | 199307.4089 | 0 | 3129208.1541 | 8141557.7282 | 5556780.4418 | 24851156.9756 | 3144235.0165 | 6004137.4768 | 6004137.4768 | 1478867.319 | 3283376.0606 | 0 | 33999529.4689 | 44765910.3252 | 1333521.4322 | 2.2402 | 15177.0191 | 19983.0141 | 309.4041 | 407.3808
1 | 2000 | 707 | 0.035 | 15 | 15 | 7 | 1.7783e-09 | 0 | Water | Porous | Wet | R245fa | MinimizeLCOE_Brownfield | IgnoreSilica | 107.2707 | 12.9724 | 0.57343 | 4 | 14963.8354 | 19657.7053 | 305.058 | 400.7489 | 83.4765 | -2.5163e-06 | 3407900323.5506 | 1820268.5921 | 56817.8398 | 2723214.7367 | 3310697.8559 | 24077.0464 | 192879.6727 | 0 | 3169902.7399 | 8247436.6928 | 5629045.0107 | 25174340.1869 | 3144235.0165 | 6004137.4768 | 6004137.4768 | 1478867.319 | 3283376.0606 | 0 | 34322712.6802 | 45089093.5365 | 1778279.41 | 2.2937 | 14963.8354 | 19657.7053 | 305.058 | 400.7489
1 | 2000 | 707 | 0.035 | 15 | 15 | 7 | 2.3714e-09 | 0 | Water | Porous | Wet | R245fa | MinimizeLCOE_Brownfield | IgnoreSilica | 108.6324 | 13.1319 | 0.58372 | 4 | 14804.125 | 19415.2646 | 301.8021 | 395.8064 | 83.4608 | -2.3736e-06 | 3433087381.4403 | 1835773.7198 | 57292.9116 | 2750001.1701 | 3351646.7816 | 24077.0464 | 187587.4406 | 0 | 3200487.8374 | 8327012.8425 | 5683357.368 | 25417237.118 | 3144235.0165 | 6004137.4768 | 6004137.4768 | 1478867.319 | 3283376.0606 | 0 | 34565609.6112 | 45331990.4676 | 2371373.7057 | 2.3349 | 14804.125 | 19415.2646 | 301.8021 | 395.8064
1 | 2000 | 707 | 0.035 | 15 | 15 | 7 | 3.1623e-09 | 0 | Water | Porous | Wet | R245fa | MinimizeLCOE_Brownfield | IgnoreSilica | 109.6607 | 13.2522 | 0.59157 | 4 | 14684.4433 | 19234.3414 | 299.3622 | 392.1181 | 83.4486 | -2.264e-06 | 3452587295.8155 | 1847415.7894 | 57649.3685 | 2770151.6725 | 3382537.8989 | 24077.0464 | 183325.2346 | 0 | 3223411.234 | 8386654.8184 | 5724064.2421 | 25599287.3048 | 3144235.0165 | 6004137.4768 | 6004137.4768 | 1478867.319 | 3283376.0606 | 0 | 34747659.7981 | 45514040.6545 | 3162277.6602 | 2.3663 | 14684.4433 | 19234.3414 | 299.3622 | 392.1181
1 | 2000 | 707 | 0.035 | 15 | 15 | 7 | 4.217e-09 | 0 | Water | Porous | Wet | R245fa | MinimizeLCOE_Brownfield | IgnoreSilica | 110.4501 | 13.3444 | 0.59759 | 4 | 14594.7397 | 19098.7867 | 297.5335 | 389.3546 | 83.439 | -2.1814e-06 | 3466734483.9571 | 1856313.8525 | 57921.6604 | 2785574.865 | 3406232.3451 | 24077.0464 | 180014.1202 | 0 | 3240952.217 | 8432292.8578 | 5755213.1417 | 25738592.1061 | 3144235.0165 | 6004137.4768 | 6004137.4768 | 1478867.319 | 3283376.0606 | 0 | 34886964.5994 | 45653345.4557 | 4216965.0343 | 2.3904 | 14594.7397 | 19098.7867 | 297.5335 | 389.3546
1 | 2000 | 707 | 0.035 | 15 | 15 | 7 | 5.6234e-09 | 0 | Water | Porous | Wet | R245fa | MinimizeLCOE_Brownfield | IgnoreSilica | 111.0445 | 13.4137 | 0.60216 | 4 | 14527.4957 | 18997.4119 | 296.1626 | 387.2879 | 83.4317 | -2.1185e-06 | 3477532615.2821 | 1862991.5106 | 58125.9194 | 2797162.0563 | 3424062.3721 | 24077.0464 | 177428.2581 | 0 | 3254100.3935 | 8466501.7162 | 5778561.3905 | 25843010.6632 | 3144235.0165 | 6004137.4768 | 6004137.4768 | 1478867.319 | 3283376.0606 | 0 | 34991383.1565 | 45757764.0129 | 5623413.2519 | 2.4086 | 14527.4957 | 18997.4119 | 296.1626 | 387.2879
1 | 2000 | 707 | 0.035 | 15 | 15 | 7 | 7.4989e-09 | 0 | Water | Porous | Wet | R245fa | MinimizeLCOE_Brownfield | IgnoreSilica | 111.4829 | 13.4648 | 0.60558 | 4 | 14477.0826 | 18921.7682 | 295.1349 | 385.7458 | 83.4262 | -2.0705e-06 | 3486240740.648 | 1867904.5305 | 58276.1535 | 2805694.1846 | 3437207.1521 | 24077.0464 | 175392.3709 | 0 | 3263735.0608 | 8491569.1441 | 5795670.4251 | 25919526.0679 | 3144235.0165 | 6004137.4768 | 6004137.4768 | 1478867.319 | 3283376.0606 | 0 | 35067898.5611 | 45834279.4175 | 7498942.0933 | 2.4223 | 14477.0826 | 18921.7682 | 295.1349 | 385.7458
1 | 2000 | 707 | 0.035 | 15 | 15 | 7 | 1e-08 | 0 | Water | Porous | Wet | R245fa | MinimizeLCOE_Brownfield | IgnoreSilica | 111.8191 | 13.5039 | 0.60818 | 4 | 14439.285 | 18864.9579 | 294.3644 | 384.5877 | 83.4219 | -2.0345e-06 | 3492446158.0988 | 1871664.914 | 58391.1138 | 2812228.6246 | 3447283.3311 | 24077.0464 | 173859.1509 | 0 | 3271126.6305 | 8510800.4923 | 5808796.2154 | 25978227.5191 | 3144235.0165 | 6004137.4768 | 6004137.4768 | 1478867.319 | 3283376.0606 | 0 | 35126600.0123 | 45892980.8687 | 10000000 | 2.4327 | 14439.285 | 18864.9579 | 294.3644 | 384.5877
1 | 2100 | 707 | 0.035 | 15 | 15 | 7 | 1e-13 | 0 | Water | Porous | Wet | R245fa | MinimizeLCOE_Brownfield | IgnoreSilica | 0 | 0 | 0 | 0 | [5 empty] | 0 | 0 | 0 | 0 | 0 | 0 | 0 | 0 | 0 | 0 | 0 | 0 | 0 | 0 | 0 | 0 | 0 | 0 | 0 | 0 | 0 | 100 | 0
1 | 2100 | 707 | 0.035 | 15 | 15 | 7 | 1.3335e-13 | 0 | Water | Porous | Wet | R245fa | MinimizeLCOE_Brownfield | IgnoreSilica | 0 | 0 | 0 | 0 | [5 empty] | 0 | 0 | 0 | 0 | 0 | 0 | 0 | 0 | 0 | 0 | 0 | 0 | 0 | 0 | 0 | 0 | 0 | 0 | 0 | 0 | 0 | 133.3521 | 0
1 | 2100 | 707 | 0.035 | 15 | 15 | 7 | 1.7783e-13 | 0 | Water | Porous | Wet | R245fa | MinimizeLCOE_Brownfield | IgnoreSilica | 0 | 0 | 0 | 0 | [5 empty] | 0 | 0 | 0 | 0 | 0 | 0 | 0 | 0 | 0 | 0 | 0 | 0 | 0 | 0 | 0 | 0 | 0 | 0 | 0 | 0 | 0 | 177.8279 | 0
1 | 2100 | 707 | 0.035 | 15 | 15 | 7 | 2.3714e-13 | 0 | Water | Porous | Wet | R245fa | MinimizeLCOE_Brownfield | IgnoreSilica | 0 | 0 | 0 | 0 | [5 empty] | 0 | 0 | 0 | 0 | 0 | 0 | 0 | 0 | 0 | 0 | 0 | 0 | 0 | 0 | 0 | 0 | 0 | 0 | 0 | 0 | 0 | 237.1374 | 0
1 | 2100 | 707 | 0.035 | 15 | 15 | 7 | 3.1623e-13 | 0 | Water | Porous | Wet | R245fa | MinimizeLCOE_Brownfield | IgnoreSilica | 0 | 0 | 0 | 0 | [5 empty] | 0 | 0 | 0 | 0 | 0 | 0 | 0 | 0 | 0 | 0 | 0 | 0 | 0 | 0 | 0 | 0 | 0 | 0 | 0 | 0 | 0 | 316.2278 | 0
1 | 2100 | 707 | 0.035 | 15 | 15 | 7 | 4.217e-13 | 0 | Water | Porous | Wet | R245fa | MinimizeLCOE_Brownfield | IgnoreSilica | 0 | 0 | 0 | 0 | [5 empty] | 0 | 0 | 0 | 0 | 0 | 0 | 0 | 0 | 0 | 0 | 0 | 0 | 0 | 0 | 0 | 0 | 0 | 0 | 0 | 0 | 0 | 421.6965 | 0
1 | 2100 | 707 | 0.035 | 15 | 15 | 7 | 5.6234e-13 | 0 | Water | Porous | Wet | R245fa | MinimizeLCOE_Brownfield | IgnoreSilica | 0 | 0 | 0 | 0 | [5 empty] | 0 | 0 | 0 | 0 | 0 | 0 | 0 | 0 | 0 | 0 | 0 | 0 | 0 | 0 | 0 | 0 | 0 | 0 | 0 | 0 | 0 | 562.3413 | 0
1 | 2100 | 707 | 0.035 | 15 | 15 | 7 | 7.4989e-13 | 0 | Water | Porous | Wet | R245fa | MinimizeLCOE_Brownfield | IgnoreSilica | 0 | 0 | 0 | 0 | [5 empty] | 0 | 0 | 0 | 0 | 0 | 0 | 0 | 0 | 0 | 0 | 0 | 0 | 0 | 0 | 0 | 0 | 0 | 0 | 0 | 0 | 0 | 749.8942 | 0
1 | 2100 | 707 | 0.035 | 15 | 15 | 7 | 1e-12 | 0 | Water | Porous | Wet | R245fa | MinimizeLCOE_Brownfield | IgnoreSilica | 0.8806 | 0.07546 | 0.00044327 | 4 | 5680340.8807 | 12007804.909 | 115801.4321 | 244795.3448 | 71.3909 | -1.1718e-05 | 15914775.4875 | 45258.853 | 1281.2522 | 44741.4024 | 46102.6492 | 24077.0464 | 32240.7737 | 0 | 75543.771 | 196549.396 | 134149.0014 | 599944.1453 | 3144235.0165 | 6327463.8043 | 6327463.8043 | 1478867.319 | 3412706.5916 | 0 | 10071642.9661 | 21290680.6811 | 1000 | 0.0017731 | 5680340.8807 | 12007804.909 | 115801.4321 | 244795.3448
1 | 2100 | 707 | 0.035 | 15 | 15 | 7 | 1.3335e-12 | 0 | Water | Porous | Wet | R245fa | MinimizeLCOE_Brownfield | IgnoreSilica | 1.2827 | 0.12606 | 0.0014725 | 4 | 1744608.3722 | 3649335.2945 | 35566.2014 | 74396.6361 | 75.8137 | -1.3018e-05 | 55699074.5214 | 67314.357 | 1972.5867 | 67228.8926 | 58860.5514 | 24077.0464 | 40203.7492 | 0 | 101266.3015 | 263474.144 | 179826.5171 | 804224.146 | 3144235.0165 | 6327463.8043 | 6327463.8043 | 1478867.319 | 3412706.5916 | 0 | 10275922.9668 | 21494960.6817 | 1333.5214 | 0.0058901 | 1744608.3722 | 3649335.2945 | 35566.2014 | 74396.6361
1 | 2100 | 707 | 0.035 | 15 | 15 | 7 | 1.7783e-12 | 0 | Water | Porous | Wet | R245fa | MinimizeLCOE_Brownfield | IgnoreSilica | 1.78 | 0.19019 | 0.0030309 | 4 | 866813.3733 | 1792196.2772 | 17671.1631 | 36536.3452 | 78.7588 | -1.3639e-05 | 137868831.4227 | 91869.0515 | 2754.785 | 93221.641 | 74780.327 | 24077.0464 | 48194.228 | 0 | 130609.8608 | 339820.066 | 231934.1776 | 1037261.1833 | 3144235.0165 | 6327463.8043 | 6327463.8043 | 1478867.319 | 3412706.5916 | 0 | 10508960.0041 | 21727997.719 | 1778.2794 | 0.012124 | 866813.3733 | 1792196.2772 | 17671.1631 | 36536.3452
1 | 2100 | 707 | 0.035 | 15 | 15 | 7 | 2.3714e-12 | 0 | Water | Porous | Wet | R245fa | MinimizeLCOE_Brownfield | IgnoreSilica | 2.4257 | 0.27451 | 0.0052489 | 4 | 513955.1364 | 1048310.0274 | 10477.6706 | 21371.2179 | 80.8947 | -1.3982e-05 | 197667466.994 | 120649.2795 | 3679.1701 | 124833.6898 | 95547.3833 | 24077.0464 | 57086.2896 | 0 | 166090.4149 | 432133.1897 | 294939.7814 | 1319036.2445 | 3144235.0165 | 6327463.8043 | 6327463.8043 | 1478867.319 | 3412706.5916 | 0 | 10790735.0654 | 22009772.7803 | 2371.3737 | 0.020995 | 513955.1364 | 1048310.0274 | 10477.6706 | 21371.2179
1 | 2100 | 707 | 0.035 | 15 | 15 | 7 | 3.1623e-12 | 0 | Water | Porous | Wet | R245fa | MinimizeLCOE_Brownfield | IgnoreSilica | 3.2493 | 0.38281 | 0.0083061 | 4 | 334892.0569 | 672567.997 | 6827.2276 | 13711.2083 | 82.4453 | -1.4054e-05 | 322022207.3582 | 153917.5648 | 4752.1118 | 162694.9374 | 122108.7616 | 24077.0464 | 66744.3475 | 0 | 208374.9601 | 542148.9026 | 370027.7661 | 1654846.3983 | 3144235.0165 | 6327463.8043 | 6327463.8043 | 1478867.319 | 3412706.5916 | 0 | 11126545.2191 | 22345582.9341 | 3162.2777 | 0.033224 | 334892.0569 | 672567.997 | 6827.2276 | 13711.2083
1 | 2100 | 707 | 0.035 | 15 | 15 | 7 | 4.217e-12 | 0 | Water | Porous | Wet | R245fa | MinimizeLCOE_Brownfield | IgnoreSilica | 4.3017 | 0.52174 | 0.012446 | 4 | 231589.965 | 456942.0555 | 4721.2747 | 9315.3819 | 83.5931 | -1.394e-05 | 418272216.6311 | 192622.1862 | 6002.4221 | 208253.5721 | 156104.1059 | 24077.0464 | 77364.2263 | 0 | 259125.188 | 674190.5853 | 460148.9277 | 2057888.2599 | 3144235.0165 | 6327463.8043 | 6327463.8043 | 1478867.319 | 3412706.5916 | 0 | 11529587.0807 | 22748624.7957 | 4216.965 | 0.049784 | 231589.965 | 456942.0555 | 4721.2747 | 9315.3819
1 | 2100 | 707 | 0.035 | 15 | 15 | 7 | 5.6234e-12 | 0 | Water | Porous | Wet | R245fa | MinimizeLCOE_Brownfield | IgnoreSilica | 5.6434 | 0.69917 | 0.017987 | 4 | 166982.715 | 322915.5134 | 3404.1685 | 6583.0695 | 84.4511 | -1.3687e-05 | 572201237.1242 | 237724.6851 | 7460.1429 | 263041.8628 | 199469.3366 | 24077.0464 | 89069.3687 | 0 | 320128.5526 | 832908.8264 | 568477.3886 | 2542357.21 | 3144235.0165 | 6327463.8043 | 6327463.8043 | 1478867.319 | 3412706.5916 | 0 | 12014056.0308 | 23233093.7457 | 5623.4133 | 0.071948 | 166982.715 | 322915.5134 | 3404.1685 | 6583.0695
1 | 2100 | 707 | 0.035 | 15 | 15 | 7 | 7.4989e-12 | 0 | Water | Porous | Wet | R245fa | MinimizeLCOE_Brownfield | IgnoreSilica | 7.3561 | 0.92564 | 0.02532 | 4 | 124398.2317 | 235171.1118 | 2536.0262 | 4794.2812 | 85.0882 | -1.3345e-05 | 713834561.814 | 290462.5885 | 9163.4945 | 329087.666 | 254810.3974 | 24077.0464 | 102102.9018 | 0 | 393784.5968 | 1024546.7447 | 699274.2056 | 3127309.6416 | 3144235.0165 | 6327463.8043 | 6327463.8043 | 1478867.319 | 3412706.5916 | 0 | 12599008.4624 | 23818046.1773 | 7498.9421 | 0.10128 | 124398.2317 | 235171.1118 | 2536.0262 | 4794.2812
1 | 2100 | 707 | 0.035 | 15 | 15 | 7 | 1e-11 | 0 | Water | Porous | Wet | R245fa | MinimizeLCOE_Brownfield | IgnoreSilica | 9.3512 | 1.188 | 0.034647 | 4 | 95525.9688 | 176478.2537 | 1947.4261 | 3597.7479 | 85.4812 | -1.2653e-05 | 886795579.6894 | 346683.8698 | 10974.0646 | 401688.9917 | 319056.7817 | 24077.0464 | 113784.0762 | 0 | 474343.2838 | 1234143.9233 | 842328.5868 | 3767080.6243 | 3144235.0165 | 6327463.8043 | 6327463.8043 | 1478867.319 | 3412706.5916 | 0 | 13238779.4451 | 24457817.1601 | 10000 | 0.13859 | 95525.9688 | 176478.2537 | 1947.4261 | 3597.7479
1 | 2100 | 707 | 0.035 | 15 | 15 | 7 | 1.3335e-11 | 0 | Water | Porous | Wet | R245fa | MinimizeLCOE_Brownfield | IgnoreSilica | 13.1931 | 1.699 | 0.048578 | 4 | 74385.5232 | 132122.3139 | 1516.4495 | 2693.4921 | 86.0451 | -1.3496e-05 | 1112280093.0171 | 446973.0883 | 14211.0109 | 534590.7175 | 443612.638 | 24077.0464 | 145190.447 | 0 | 627375.4297 | 1632302.1758 | 1114079.7754 | 4982412.329 | 3144235.0165 | 6327463.8043 | 6327463.8043 | 1478867.319 | 3412706.5916 | 0 | 14454111.1498 | 25673148.8647 | 13335.2143 | 0.19431 | 74385.5232 | 132122.3139 | 1516.4495 | 2693.4921
1 | 2100 | 707 | 0.035 | 15 | 15 | 7 | 1.7783e-11 | 0 | Water | Porous | Wet | R245fa | MinimizeLCOE_Brownfield | IgnoreSilica | 15.9601 | 2.067 | 0.06468 | 4 | 58935.9724 | 102299.4424 | 1201.4895 | 2085.5125 | 86.2811 | -1.2113e-05 | 1320469020.0782 | 513534.8543 | 16356.1987 | 625247.9829 | 533297.3369 | 24077.0464 | 152452.1571 | 0 | 727336.5748 | 1892380.5703 | 1291588.6238 | 5776271.3451 | 3144235.0165 | 6327463.8043 | 6327463.8043 | 1478867.319 | 3412706.5916 | 0 | 15247970.1659 | 26467007.8809 | 17782.7941 | 0.25872 | 58935.9724 | 102299.4424 | 1201.4895 | 2085.5125
1 | 2100 | 707 | 0.035 | 15 | 15 | 7 | 2.3714e-11 | 0 | Water | Porous | Wet | R245fa | MinimizeLCOE_Brownfield | IgnoreSilica | 20.3381 | 2.6477 | 0.086229 | 4 | 47791.4359 | 80318.3876 | 974.2931 | 1637.399 | 86.5013 | -1.1543e-05 | 1562977598.201 | 611702.2582 | 19513.1806 | 762112.7456 | 674995.8239 | 24077.0464 | 171633.9081 | 0 | 882973.6355 | 2297316.2768 | 1567965.564 | 7012290.4392 | 3144235.0165 | 6327463.8043 | 6327463.8043 | 1478867.319 | 3412706.5916 | 0 | 16483989.26 | 27703026.975 | 23713.7371 | 0.34492 | 47791.4359 | 80318.3876 | 974.2931 | 1637.399
1 | 2100 | 707 | 0.035 | 15 | 15 | 7 | 3.1623e-11 | 0 | Water | Porous | Wet | R245fa | MinimizeLCOE_Brownfield | IgnoreSilica | 25.736 | 3.364 | 0.11374 | 4 | 39444.1821 | 64102.7149 | 804.123 | 1306.8205 | 86.671 | -1.0936e-05 | 1813138455.6401 | 724315.2623 | 23129.1323 | 922881.3899 | 849720.0774 | 24077.0464 | 191995.5468 | 0 | 1067086.1975 | 2776339.3963 | 1894908.6861 | 8474452.7349 | 3144235.0165 | 6327463.8043 | 6327463.8043 | 1478867.319 | 3412706.5916 | 0 | 17946151.5557 | 29165189.2707 | 31622.7766 | 0.45498 | 39444.1821 | 64102.7149 | 804.123 | 1306.8205
1 | 2100 | 707 | 0.035 | 15 | 15 | 7 | 4.217e-11 | 0 | Water | Porous | Wet | R245fa | MinimizeLCOE_Brownfield | IgnoreSilica | 32.2406 | 4.2272 | 0.14825 | 4 | 33120.4881 | 52040.0632 | 675.2059 | 1060.9071 | 86.8014 | -1.0279e-05 | 2074617971.7685 | 850977.9732 | 27189.6653 | 1107809.2926 | 1060289.5882 | 24077.0464 | 212654.4471 | 0 | 1280369.225 | 3331258.0836 | 2273652.0925 | 10168277.4139 | 3144235.0165 | 6327463.8043 | 6327463.8043 | 1478867.319 | 3412706.5916 | 0 | 19639976.2347 | 30859013.9496 | 42169.6503 | 0.59299 | 33120.4881 | 52040.0632 | 675.2059 | 1060.9071
1 | 2100 | 707 | 0.035 | 15 | 15 | 7 | 5.6234e-11 | 0 | Water | Porous | Wet | R245fa | MinimizeLCOE_Brownfield | IgnoreSilica | 39.8971 | 5.2434 | 0.19054 | 4 | 28289.6754 | 43009.4831 | 576.7233 | 876.8065 | 86.9019 | -9.5811e-06 | 2340289776.2931 | 990671.9577 | 31660.5899 | 1316091.5097 | 1308170.691 | 24077.0464 | 232761.755 | 0 | 1522339.0844 | 3960814.0228 | 2703336.9572 | 12089923.6141 | 3144235.0165 | 6327463.8043 | 6327463.8043 | 1478867.319 | 3412706.5916 | 0 | 21561622.4349 | 32780660.1498 | 56234.1325 | 0.76217 | 28289.6754 | 43009.4831 | 576.7233 | 876.8065
1 | 2100 | 707 | 0.035 | 15 | 15 | 7 | 7.4989e-11 | 0 | Water | Porous | Wet | R245fa | MinimizeLCOE_Brownfield | IgnoreSilica | 48.5935 | 6.3978 | 0.24073 | 4 | 24581.7097 | 36232.7235 | 501.1314 | 738.6531 | 86.978 | -8.8443e-06 | 2602710559.0854 | 1139994.3402 | 36431.6025 | 1543101.3581 | 1589731.5427 | 24077.0464 | 250923.2168 | 0 | 1787861.0516 | 4651647.7155 | 3174845.1477 | 14198613.0215 | 3144235.0165 | 6327463.8043 | 6327463.8043 | 1478867.319 | 3412706.5916 | 0 | 23670311.8423 | 34889349.5572 | 74989.4209 | 0.96292 | 24581.7097 | 36232.7235 | 501.1314 | 738.6531
1 | 2100 | 707 | 0.035 | 15 | 15 | 7 | 1e-10 | 0 | Water | Porous | Wet | R245fa | MinimizeLCOE_Brownfield | IgnoreSilica | 57.9286 | 7.6362 | 0.29745 | 4 | 21735.0677 | 31164.4393 | 443.0988 | 635.3292 | 87.0301 | -8.0598e-06 | 2856315646.4253 | 1291578.9743 | 41265.8954 | 1777689.3935 | 1891861.5163 | 24077.0464 | 264866.1713 | 0 | 2063622.2089 | 5369121.6804 | 3664535.8713 | 16388618.7578 | 3144235.0165 | 6327463.8043 | 6327463.8043 | 1478867.319 | 3412706.5916 | 0 | 25860317.5786 | 37079355.2936 | 100000 | 1.1898 | 21735.0677 | 31164.4393 | 443.0988 | 635.3292
1 | 2100 | 707 | 0.035 | 15 | 15 | 7 | 1.3335e-10 | 0 | Water | Porous | Wet | R245fa | MinimizeLCOE_Brownfield | IgnoreSilica | 67.3561 | 8.8843 | 0.35793 | 4 | 19559.1793 | 27395.3104 | 398.7403 | 558.4905 | 87.0557 | -7.2465e-06 | 3086901404.7345 | 1437069.7401 | 45895.5021 | 2006524.0757 | 2196608.61 | 24077.0464 | 272964.5174 | 0 | 2333424.4017 | 6071091.6422 | 4143644.7942 | 18531300.3298 | 3144235.0165 | 6327463.8043 | 6327463.8043 | 1478867.319 | 3412706.5916 | 0 | 28002999.1506 | 39222036.8656 | 133352.1432 | 1.4317 | 19559.1793 | 27395.3104 | 398.7403 | 558.4905
1 | 2100 | 707 | 0.035 | 15 | 15 | 7 | 1.7783e-10 | 0 | Water | Porous | Wet | R245fa | MinimizeLCOE_Brownfield | IgnoreSilica | 76.2307 | 10.0546 | 0.41825 | 4 | 17907.0467 | 24613.0631 | 365.0594 | 501.7706 | 87.0543 | -6.4298e-06 | 3290510704.2092 | 1567890.1003 | 50047.0638 | 2215316.4323 | 2482805.7897 | 24077.0464 | 274255.4551 | 0 | 2579612.8361 | 6711623.4483 | 4580820.9135 | 20486449.0855 | 3144235.0165 | 6327463.8043 | 6327463.8043 | 1478867.319 | 3412706.5916 | 0 | 29958147.9063 | 41177185.6212 | 177827.941 | 1.673 | 17907.0467 | 24613.0631 | 365.0594 | 501.7706
1 | 2100 | 707 | 0.035 | 15 | 15 | 7 | 2.3714e-10 | 0 | Water | Porous | Wet | R245fa | MinimizeLCOE_Brownfield | IgnoreSilica | 84.1554 | 11.0937 | 0.47499 | 4 | 16660.2498 | 22565.1864 | 339.6417 | 460.0218 | 87.031 | -5.6576e-06 | 3461498892.4067 | 1680074.1942 | 53596.3794 | 2396702.8464 | 2737523.9278 | 24077.0464 | 269793.6386 | 0 | 2793089.5328 | 7267046.0228 | 4959908.2335 | 22181811.8218 | 3144235.0165 | 6327463.8043 | 6327463.8043 | 1478867.319 | 3412706.5916 | 0 | 31653510.6426 | 42872548.3576 | 237137.3706 | 1.8999 | 16660.2498 | 22565.1864 | 339.6417 | 460.0218
1 | 2100 | 707 | 0.035 | 15 | 15 | 7 | 3.1623e-10 | 0 | Water | Porous | Wet | R245fa | MinimizeLCOE_Brownfield | IgnoreSilica | 90.8982 | 11.9722 | 0.52561 | 4 | 15723.2477 | 21059.4908 | 320.5397 | 429.3262 | 86.9942 | -4.9621e-06 | 3602940017.4393 | 1772258.5446 | 56503.7803 | 2547435.4392 | 2953425.2871 | 24077.0464 | 261179.0526 | 0 | 2969802.8686 | 7726817.8736 | 5273711.969 | 23585211.8613 | 3144235.0165 | 6327463.8043 | 6327463.8043 | 1478867.319 | 3412706.5916 | 0 | 33056910.6821 | 44275948.3971 | 316227.766 | 2.1024 | 15723.2477 | 21059.4908 | 320.5397 | 429.3262
1 | 2100 | 707 | 0.035 | 15 | 15 | 7 | 4.217e-10 | 0 | Water | Porous | Wet | R245fa | MinimizeLCOE_Brownfield | IgnoreSilica | 96.4741 | 12.6939 | 0.56905 | 4 | 15020.6562 | 19949.5382 | 306.2164 | 406.6983 | 86.9518 | -4.3657e-06 | 3715573781.0833 | 1846297.1482 | 58831.8554 | 2669651.0943 | 3131278.2457 | 24077.0464 | 250504.2149 | 0 | 3112449.4459 | 8097955.0071 | 5527020.6887 | 24718064.7466 | 3144235.0165 | 6327463.8043 | 6327463.8043 | 1478867.319 | 3412706.5916 | 0 | 34189763.5674 | 45408801.2824 | 421696.5034 | 2.2762 | 15020.6562 | 19949.5382 | 306.2164 | 406.6983
1 | 2100 | 707 | 0.035 | 15 | 15 | 7 | 5.6234e-10 | 0 | Water | Porous | Wet | R245fa | MinimizeLCOE_Brownfield | IgnoreSilica | 100.9714 | 13.2725 | 0.60514 | 4 | 14494.3149 | 19129.197 | 295.4862 | 389.9746 | 86.9097 | -3.8713e-06 | 3803858483.9703 | 1904600.0851 | 60660.187 | 2766646.5207 | 3274213.3851 | 24077.0464 | 239305.1673 | 0 | 3225105.9327 | 8391064.0768 | 5727073.6515 | 25612746.0526 | 3144235.0165 | 6327463.8043 | 6327463.8043 | 1478867.319 | 3412706.5916 | 0 | 35084444.8734 | 46303482.5884 | 562341.3252 | 2.4206 | 14494.3149 | 19129.197 | 295.4862 | 389.9746
1 | 2100 | 707 | 0.035 | 15 | 15 | 7 | 7.4989e-10 | 0 | Water | Porous | Wet | R245fa | MinimizeLCOE_Brownfield | IgnoreSilica | 104.5038 | 13.7246 | 0.63429 | 4 | 14100.0856 | 18521.9888 | 287.4493 | 377.5958 | 86.8717 | -3.4696e-06 | 3874107747.8157 | 1949523.812 | 62065.6977 | 2841855.2902 | 3386132.6871 | 24077.0464 | 228498.826 | 0 | 3311939.8102 | 8616988.0138 | 5881271.3808 | 26302352.5642 | 3144235.0165 | 6327463.8043 | 6327463.8043 | 1478867.319 | 3412706.5916 | 0 | 35774051.385 | 46993089.1 | 749894.2093 | 2.5372 | 14100.0856 | 18521.9888 | 287.4493 | 377.5958
1 | 2100 | 707 | 0.035 | 15 | 15 | 7 | 1e-09 | 0 | Water | Porous | Wet | R245fa | MinimizeLCOE_Brownfield | IgnoreSilica | 107.2707 | 14.0772 | 0.6575 | 4 | 13804.7178 | 18070.5036 | 281.4278 | 368.3917 | 86.8391 | -3.1509e-06 | 3927090743.4979 | 1984189.8553 | 63148.2636 | 2900176.3273 | 3473574.1119 | 24077.0464 | 218889.9533 | 0 | 3378981.6676 | 8791417.1745 | 6000322.8672 | 26834777.2671 | 3144235.0165 | 6327463.8043 | 6327463.8043 | 1478867.319 | 3412706.5916 | 0 | 36306476.0879 | 47525513.8028 | 1000000 | 2.63 | 13804.7178 | 18070.5036 | 281.4278 | 368.3917
1 | 2100 | 707 | 0.035 | 15 | 15 | 7 | 1.3335e-09 | 0 | Water | Porous | Wet | R245fa | MinimizeLCOE_Brownfield | IgnoreSilica | 109.3829 | 14.3453 | 0.67559 | 4 | 13583.3805 | 17734.9368 | 276.9156 | 361.5507 | 86.8125 | -2.8999e-06 | 3969678468.0562 | 2010345.1082 | 63963.8051 | 2944349.3639 | 3540185.9615 | 24077.0464 | 210549.636 | 0 | 3429453.6592 | 8922734.9436 | 6089949.9429 | 27235609.4667 | 3144235.0165 | 6327463.8043 | 6327463.8043 | 1478867.319 | 3412706.5916 | 0 | 36707308.2876 | 47926346.0025 | 1333521.4322 | 2.7024 | 13583.3805 | 17734.9368 | 276.9156 | 361.5507
1 | 2100 | 707 | 0.035 | 15 | 15 | 7 | 1.7783e-09 | 0 | Water | Porous | Wet | R245fa | MinimizeLCOE_Brownfield | IgnoreSilica | 111.0102 | 14.5514 | 0.68965 | 4 | 13417.4856 | 17484.4398 | 273.5336 | 356.444 | 86.791 | -2.7065e-06 | 4001585643.3386 | 2030314.268 | 64585.7022 | 2978176.0244 | 3591420.1015 | 24077.0464 | 203682.9362 | 0 | 3467979.8707 | 9022972.2431 | 6158363.9595 | 27541572.1521 | 3144235.0165 | 6327463.8043 | 6327463.8043 | 1478867.319 | 3412706.5916 | 0 | 37013270.9729 | 48232308.6878 | 1778279.41 | 2.7586 | 13417.4856 | 17484.4398 | 273.5336 | 356.444
1 | 2100 | 707 | 0.035 | 15 | 15 | 7 | 2.3714e-09 | 0 | Water | Porous | Wet | R245fa | MinimizeLCOE_Brownfield | IgnoreSilica | 112.2406 | 14.7068 | 0.70041 | 4 | 13293.1227 | 17297.5832 | 270.9983 | 352.6346 | 86.7741 | -2.5575e-06 | 4026452018.5562 | 2045307.8478 | 65052.2019 | 3003632.8436 | 3630105.9494 | 24077.0464 | 198084.5558 | 0 | 3496841.5735 | 9098064.4733 | 6209615.9496 | 27770782.4412 | 3144235.0165 | 6327463.8043 | 6327463.8043 | 1478867.319 | 3412706.5916 | 0 | 37242481.262 | 48461518.9769 | 2371373.7057 | 2.8016 | 13293.1227 | 17297.5832 | 270.9983 | 352.6346
1 | 2100 | 707 | 0.035 | 15 | 15 | 7 | 3.1623e-09 | 0 | Water | Porous | Wet | R245fa | MinimizeLCOE_Brownfield | IgnoreSilica | 113.1808 | 14.8253 | 0.70866 | 4 | 13199.8818 | 17157.7396 | 269.0974 | 349.7837 | 86.7608 | -2.4443e-06 | 4044867937.1701 | 2056704.2312 | 65406.5203 | 3023016.1918 | 3659636.517 | 24077.0464 | 193668.7682 | 0 | 3518778.6172 | 9155140.1611 | 6248571.2793 | 27944999.3322 | 3144235.0165 | 6327463.8043 | 6327463.8043 | 1478867.319 | 3412706.5916 | 0 | 37416698.1531 | 48635735.868 | 3162277.6602 | 2.8346 | 13199.8818 | 17157.7396 | 269.0974 | 349.7837
1 | 2100 | 707 | 0.035 | 15 | 15 | 7 | 4.217e-09 | 0 | Water | Porous | Wet | R245fa | MinimizeLCOE_Brownfield | IgnoreSilica | 113.8802 | 14.9134 | 0.71488 | 4 | 13129.9686 | 17053.3778 | 267.6722 | 347.6562 | 86.7508 | -2.3576e-06 | 4059554176.3728 | 2065147.9555 | 65668.8919 | 3037396.6723 | 3681586.8152 | 24077.0464 | 190156.0417 | 0 | 3534973.035 | 9197274.7144 | 6277328.9776 | 28073610.15 | 3144235.0165 | 6327463.8043 | 6327463.8043 | 1478867.319 | 3412706.5916 | 0 | 37545308.9708 | 48764346.6858 | 4216965.0343 | 2.8595 | 13129.9686 | 17053.3778 | 267.6722 | 347.6562
1 | 2100 | 707 | 0.035 | 15 | 15 | 7 | 5.6234e-09 | 0 | Water | Porous | Wet | R245fa | MinimizeLCOE_Brownfield | IgnoreSilica | 114.4138 | 14.9805 | 0.71962 | 4 | 13077.544 | 16975.1234 | 266.6034 | 346.0609 | 86.743 | -2.2923e-06 | 4070264570.1985 | 2071570.8363 | 65868.3847 | 3048346.4553 | 3698324.342 | 24077.0464 | 187460.1407 | 0 | 3547302.4101 | 9229353.2193 | 6299223.2164 | 28171526.0511 | 3144235.0165 | 6327463.8043 | 6327463.8043 | 1478867.319 | 3412706.5916 | 0 | 37643224.8719 | 48862262.5868 | 5623413.2519 | 2.8785 | 13077.544 | 16975.1234 | 266.6034 | 346.0609
1 | 2100 | 707 | 0.035 | 15 | 15 | 7 | 7.4989e-09 | 0 | Water | Porous | Wet | R245fa | MinimizeLCOE_Brownfield | IgnoreSilica | 114.8204 | 15.0316 | 0.72321 | 4 | 13038.232 | 16916.4183 | 265.802 | 344.8641 | 86.737 | -2.2432e-06 | 4078046102.0686 | 2076453.1661 | 66019.9786 | 3056676.2872 | 3711070.9036 | 24077.0464 | 185407.5065 | 0 | 3556684.9064 | 9253764.5502 | 6315884.4513 | 28246038.7962 | 3144235.0165 | 6327463.8043 | 6327463.8043 | 1478867.319 | 3412706.5916 | 0 | 37717737.617 | 48936775.332 | 7498942.0933 | 2.8929 | 13038.232 | 16916.4183 | 265.802 | 344.8641
1 | 2100 | 707 | 0.035 | 15 | 15 | 7 | 1e-08 | 0 | Water | Porous | Wet | R245fa | MinimizeLCOE_Brownfield | IgnoreSilica | 115.1272 | 15.0702 | 0.72593 | 4 | 13008.7524 | 16872.4207 | 265.201 | 343.9671 | 86.7324 | -2.2063e-06 | 4083550495.0713 | 2080131.1476 | 66134.1494 | 3062955.0187 | 3720686.7066 | 24077.0464 | 183842.4335 | 0 | 3563752.3359 | 9272152.5518 | 6328434.6403 | 28302166.0302 | 3144235.0165 | 6327463.8043 | 6327463.8043 | 1478867.319 | 3412706.5916 | 0 | 37773864.851 | 48992902.566 | 10000000 | 2.9037 | 13008.7524 | 16872.4207 | 265.201 | 343.9671
1 | 2200 | 707 | 0.035 | 15 | 15 | 7 | 1e-13 | 0 | Water | Porous | Wet | R245fa | MinimizeLCOE_Brownfield | IgnoreSilica | 0 | 0 | 0 | 0 | [5 empty] | 0 | 0 | 0 | 0 | 0 | 0 | 0 | 0 | 0 | 0 | 0 | 0 | 0 | 0 | 0 | 0 | 0 | 0 | 0 | 0 | 0 | 100 | 0
1 | 2200 | 707 | 0.035 | 15 | 15 | 7 | 1.3335e-13 | 0 | Water | Porous | Wet | R245fa | MinimizeLCOE_Brownfield | IgnoreSilica | 0 | 0 | 0 | 0 | [5 empty] | 0 | 0 | 0 | 0 | 0 | 0 | 0 | 0 | 0 | 0 | 0 | 0 | 0 | 0 | 0 | 0 | 0 | 0 | 0 | 0 | 0 | 133.3521 | 0
1 | 2200 | 707 | 0.035 | 15 | 15 | 7 | 1.7783e-13 | 0 | Water | Porous | Wet | R245fa | MinimizeLCOE_Brownfield | IgnoreSilica | 0 | 0 | 0 | 0 | [5 empty] | 0 | 0 | 0 | 0 | 0 | 0 | 0 | 0 | 0 | 0 | 0 | 0 | 0 | 0 | 0 | 0 | 0 | 0 | 0 | 0 | 0 | 177.8279 | 0
1 | 2200 | 707 | 0.035 | 15 | 15 | 7 | 2.3714e-13 | 0 | Water | Porous | Wet | R245fa | MinimizeLCOE_Brownfield | IgnoreSilica | 0 | 0 | 0 | 0 | [5 empty] | 0 | 0 | 0 | 0 | 0 | 0 | 0 | 0 | 0 | 0 | 0 | 0 | 0 | 0 | 0 | 0 | 0 | 0 | 0 | 0 | 0 | 237.1374 | 0
1 | 2200 | 707 | 0.035 | 15 | 15 | 7 | 3.1623e-13 | 0 | Water | Porous | Wet | R245fa | MinimizeLCOE_Brownfield | IgnoreSilica | 0 | 0 | 0 | 0 | [5 empty] | 0 | 0 | 0 | 0 | 0 | 0 | 0 | 0 | 0 | 0 | 0 | 0 | 0 | 0 | 0 | 0 | 0 | 0 | 0 | 0 | 0 | 316.2278 | 0
1 | 2200 | 707 | 0.035 | 15 | 15 | 7 | 4.217e-13 | 0 | Water | Porous | Wet | R245fa | MinimizeLCOE_Brownfield | IgnoreSilica | 0 | 0 | 0 | 0 | [5 empty] | 0 | 0 | 0 | 0 | 0 | 0 | 0 | 0 | 0 | 0 | 0 | 0 | 0 | 0 | 0 | 0 | 0 | 0 | 0 | 0 | 0 | 421.6965 | 0
1 | 2200 | 707 | 0.035 | 15 | 15 | 7 | 5.6234e-13 | 0 | Water | Porous | Wet | R245fa | MinimizeLCOE_Brownfield | IgnoreSilica | 0 | 0 | 0 | 0 | [5 empty] | 0 | 0 | 0 | 0 | 0 | 0 | 0 | 0 | 0 | 0 | 0 | 0 | 0 | 0 | 0 | 0 | 0 | 0 | 0 | 0 | 0 | 562.3413 | 0
1 | 2200 | 707 | 0.035 | 15 | 15 | 7 | 7.4989e-13 | 0 | Water | Porous | Wet | R245fa | MinimizeLCOE_Brownfield | IgnoreSilica | 0.71019 | 0.058223 | 0.00011845 | 4 | 21796832.8144 | 46448666.3653 | 444357.9193 | 946918.8903 | 70.0599 | -1.2093e-05 | 51092130.2203 | 37361.2978 | 1044.6322 | 36395.7251 | 41380.5928 | 24077.0464 | 29675.2343 | 0 | 66274.4662 | 172432.5662 | 117688.7696 | 526330.3305 | 3144235.0165 | 6656650.2227 | 6656650.2227 | 1478867.319 | 3544381.159 | 0 | 10327215.5697 | 22007114.2704 | 749.8942 | 0.00047379 | 21796832.8144 | 46448666.3653 | 444357.9193 | 946918.8903
1 | 2200 | 707 | 0.035 | 15 | 15 | 7 | 1e-12 | 0 | Water | Porous | Wet | R245fa | MinimizeLCOE_Brownfield | IgnoreSilica | 1.1001 | 0.10988 | 0.0010413 | 4 | 2532322.7076 | 5336467.7482 | 51624.8236 | 108791.1132 | 76.3713 | -1.4535e-05 | 9111279.3274 | 61589.3535 | 1807.7208 | 60209.904 | 54195.2305 | 24077.0464 | 39241.4358 | 0 | 94037.0695 | 244665.1651 | 166989.0025 | 746811.928 | 3144235.0165 | 6656650.2227 | 6656650.2227 | 1478867.319 | 3544381.159 | 0 | 10547697.1672 | 22227595.8679 | 1000 | 0.0041652 | 2532322.7076 | 5336467.7482 | 51624.8236 | 108791.1132
1 | 2200 | 707 | 0.035 | 15 | 15 | 7 | 1.3335e-12 | 0 | Water | Porous | Wet | R245fa | MinimizeLCOE_Brownfield | IgnoreSilica | 1.5559 | 0.17266 | 0.0025338 | 4 | 1063999.6125 | 2216429.1511 | 21691.0713 | 45184.9062 | 80.1573 | -1.5612e-05 | 61061555.3556 | 87058.7731 | 2630.1215 | 86190.9739 | 69393.4718 | 24077.0464 | 47954.666 | 0 | 123748.9705 | 321969.4368 | 219750.7565 | 982774.2164 | 3144235.0165 | 6656650.2227 | 6656650.2227 | 1478867.319 | 3544381.159 | 0 | 10783659.4556 | 22463558.1563 | 1333.5214 | 0.010135 | 1063999.6125 | 2216429.1511 | 21691.0713 | 45184.9062
1 | 2200 | 707 | 0.035 | 15 | 15 | 7 | 1.7783e-12 | 0 | Water | Porous | Wet | R245fa | MinimizeLCOE_Brownfield | IgnoreSilica | 2.1356 | 0.25398 | 0.0047149 | 4 | 586543.7268 | 1205847.2768 | 11957.4872 | 24582.8278 | 82.8134 | -1.6168e-05 | 164663024.2619 | 116289.2578 | 3585.1569 | 117140.364 | 88866.3742 | 24077.0464 | 57232.2189 | 0 | 158804.2631 | 413176.1174 | 282001.1901 | 1261171.9889 | 3144235.0165 | 6656650.2227 | 6656650.2227 | 1478867.319 | 3544381.159 | 0 | 11062057.2281 | 22741955.9288 | 1778.2794 | 0.01886 | 586543.7268 | 1205847.2768 | 11957.4872 | 24582.8278
1 | 2200 | 707 | 0.035 | 15 | 15 | 7 | 2.3714e-12 | 0 | Water | Porous | Wet | R245fa | MinimizeLCOE_Brownfield | IgnoreSilica | 2.8667 | 0.35748 | 0.0077616 | 4 | 366842.8221 | 743053.0351 | 7478.5871 | 15148.1412 | 84.7169 | -1.631e-05 | 296944392.253 | 149677.4724 | 4682.6476 | 153770.2968 | 113514.7485 | 24077.0464 | 67051.9257 | 0 | 199981.9135 | 520311.9171 | 355123.5748 | 1588191.5427 | 3144235.0165 | 6656650.2227 | 6656650.2227 | 1478867.319 | 3544381.159 | 0 | 11389076.7819 | 23068975.4826 | 2371.3737 | 0.031046 | 366842.8221 | 743053.0351 | 7478.5871 | 15148.1412
1 | 2200 | 707 | 0.035 | 15 | 15 | 7 | 3.1623e-12 | 0 | Water | Porous | Wet | R245fa | MinimizeLCOE_Brownfield | IgnoreSilica | 3.807 | 0.49134 | 0.011921 | 4 | 247122.5752 | 492067.0323 | 5037.928 | 10031.452 | 86.1355 | -1.6248e-05 | 442490577.7363 | 188752.8484 | 5970.5034 | 198122.8955 | 145294.2715 | 24077.0464 | 77986.567 | 0 | 249679.6115 | 649615.1327 | 443375.6763 | 1982874.5525 | 3144235.0165 | 6656650.2227 | 6656650.2227 | 1478867.319 | 3544381.159 | 0 | 11783759.7917 | 23463658.4925 | 3162.2777 | 0.047684 | 247122.5752 | 492067.0323 | 5037.928 | 10031.452
1 | 2200 | 707 | 0.035 | 15 | 15 | 7 | 4.217e-12 | 0 | Water | Porous | Wet | R245fa | MinimizeLCOE_Brownfield | IgnoreSilica | 5.0197 | 0.66444 | 0.017524 | 4 | 174946.1685 | 341571.3124 | 3566.5143 | 6963.3932 | 87.2049 | -1.6054e-05 | 599214089.6483 | 234746.9427 | 7487.9721 | 252034.8824 | 186323.8214 | 24077.0464 | 90321.1057 | 0 | 310046.7905 | 806678.1496 | 550574.4127 | 2462291.1234 | 3144235.0165 | 6656650.2227 | 6656650.2227 | 1478867.319 | 3544381.159 | 0 | 12263176.3626 | 23943075.0634 | 4216.965 | 0.070097 | 174946.1685 | 341571.3124 | 3566.5143 | 6963.3932
1 | 2200 | 707 | 0.035 | 15 | 15 | 7 | 5.6234e-12 | 0 | Water | Porous | Wet | R245fa | MinimizeLCOE_Brownfield | IgnoreSilica | 6.5667 | 0.88556 | 0.024984 | 4 | 128489.5021 | 245363.8876 | 2619.4323 | 5002.0747 | 88.0042 | -1.5721e-05 | 770233292.3616 | 288451.8442 | 9259.1646 | 316975.1215 | 238691.7329 | 24077.0464 | 103987.4252 | 0 | 382762.5106 | 995869.5371 | 679701.4221 | 3039775.8046 | 3144235.0165 | 6656650.2227 | 6656650.2227 | 1478867.319 | 3544381.159 | 0 | 12840661.0438 | 24520559.7445 | 5623.4133 | 0.099935 | 128489.5021 | 245363.8876 | 2619.4323 | 5002.0747
1 | 2200 | 707 | 0.035 | 15 | 15 | 7 | 7.4989e-12 | 0 | Water | Porous | Wet | R245fa | MinimizeLCOE_Brownfield | IgnoreSilica | 8.4498 | 1.1541 | 0.034672 | 4 | 97360.749 | 181577.1603 | 1984.8306 | 3701.696 | 88.5539 | -1.5115e-05 | 958437068.7908 | 348343.5611 | 11230.7468 | 391616.8087 | 302330.9044 | 24077.0464 | 117650.1356 | 0 | 466147.1892 | 1212819.3663 | 827774.1384 | 3701989.8969 | 3144235.0165 | 6656650.2227 | 6656650.2227 | 1478867.319 | 3544381.159 | 0 | 13502875.1361 | 25182773.8369 | 7498.9421 | 0.13869 | 97360.749 | 181577.1603 | 1984.8306 | 3701.696
1 | 2200 | 707 | 0.035 | 15 | 15 | 7 | 1e-11 | 0 | Water | Porous | Wet | R245fa | MinimizeLCOE_Brownfield | IgnoreSilica | 10.5498 | 1.4499 | 0.046586 | 4 | 76160.7508 | 138840.3378 | 1552.6399 | 2830.4481 | 88.8269 | -1.4047e-05 | 1151928177.1157 | 409277.9561 | 13226.2673 | 469969.815 | 372783.8197 | 24077.0464 | 128415.7113 | 0 | 552922.7402 | 1438591.5498 | 981868.2929 | 4391133.1986 | 3144235.0165 | 6656650.2227 | 6656650.2227 | 1478867.319 | 3544381.159 | 0 | 14192018.4379 | 25871917.1386 | 10000 | 0.18634 | 76160.7508 | 138840.3378 | 1552.6399 | 2830.4481
1 | 2200 | 707 | 0.035 | 15 | 15 | 7 | 1.3335e-11 | 0 | Water | Porous | Wet | R245fa | MinimizeLCOE_Brownfield | IgnoreSilica | 14.3212 | 1.9965 | 0.065099 | 4 | 59279.5089 | 104133.5665 | 1208.493 | 2122.9036 | 89.4549 | -1.4352e-05 | 1432042586.2266 | 514203.2748 | 16690.6805 | 606758.9758 | 501487.3172 | 24077.0464 | 156255.7819 | 0 | 709594.4999 | 1846219.3308 | 1260082.6293 | 5635369.5365 | 3144235.0165 | 6656650.2227 | 6656650.2227 | 1478867.319 | 3544381.159 | 0 | 15436254.7757 | 27116153.4765 | 13335.2143 | 0.2604 | 59279.5089 | 104133.5665 | 1208.493 | 2122.9036
1 | 2200 | 707 | 0.035 | 15 | 15 | 7 | 1.7783e-11 | 0 | Water | Porous | Wet | R245fa | MinimizeLCOE_Brownfield | IgnoreSilica | 18.3159 | 2.569 | 0.087261 | 4 | 47729.6639 | 81192.2889 | 973.0338 | 1655.2146 | 89.7265 | -1.3723e-05 | 1697779811.8297 | 614627.6849 | 19987.6136 | 742225.7029 | 636890.2359 | 24077.0464 | 176677.8254 | 0 | 863649.5825 | 2247039.0548 | 1533650.3269 | 6858825.0731 | 3144235.0165 | 6656650.2227 | 6656650.2227 | 1478867.319 | 3544381.159 | 0 | 16659710.3124 | 28339609.0131 | 17782.7941 | 0.34904 | 47729.6639 | 81192.2889 | 973.0338 | 1655.2146
1 | 2200 | 707 | 0.035 | 15 | 15 | 7 | 2.3714e-11 | 0 | Water | Porous | Wet | R245fa | MinimizeLCOE_Brownfield | IgnoreSilica | 23.254 | 3.277 | 0.1157 | 4 | 39127.2124 | 64364.8092 | 797.6611 | 1312.1637 | 89.9347 | -1.3032e-05 | 1983068247.5904 | 729977.7914 | 23768.341 | 901634.519 | 804286.9837 | 24077.0464 | 198339.1775 | 0 | 1046012.7049 | 2721510.4916 | 1857486.8319 | 8307093.8873 | 3144235.0165 | 6656650.2227 | 6656650.2227 | 1478867.319 | 3544381.159 | 0 | 18107979.1265 | 29787877.8272 | 23713.7371 | 0.4628 | 39127.2124 | 64364.8092 | 797.6611 | 1312.1637
1 | 2200 | 707 | 0.035 | 15 | 15 | 7 | 3.1623e-11 | 0 | Water | Porous | Wet | R245fa | MinimizeLCOE_Brownfield | IgnoreSilica | 29.2781 | 4.1407 | 0.15171 | 4 | 32634.4948 | 51881.4297 | 665.2983 | 1057.6731 | 90.095 | -1.229e-05 | 2279824607.6542 | 861127.3547 | 28059.6066 | 1087082.1751 | 1008515.1725 | 24077.0464 | 220832.8812 | 0 | 1259580.7522 | 3277170.7417 | 2236736.3703 | 10003182.1006 | 3144235.0165 | 6656650.2227 | 6656650.2227 | 1478867.319 | 3544381.159 | 0 | 19804067.3398 | 31483966.0406 | 31622.7766 | 0.60684 | 32634.4948 | 51881.4297 | 665.2983 | 1057.6731
1 | 2200 | 707 | 0.035 | 15 | 15 | 7 | 4.217e-11 | 0 | Water | Porous | Wet | R245fa | MinimizeLCOE_Brownfield | IgnoreSilica | 36.4741 | 5.1726 | 0.19645 | 4 | 27683.7627 | 42547.6673 | 564.3709 | 867.3917 | 90.2187 | -1.1498e-05 | 2584536385.3744 | 1007635.4567 | 32845.0429 | 1298777.8007 | 1252496.194 | 24077.0464 | 243304.2579 | 0 | 1505062.9614 | 3915865.0947 | 2672658.3901 | 11952722.2448 | 3144235.0165 | 6656650.2227 | 6656650.2227 | 1478867.319 | 3544381.159 | 0 | 21753607.484 | 33433506.1847 | 42169.6503 | 0.78579 | 27683.7627 | 42547.6673 | 564.3709 | 867.3917
1 | 2200 | 707 | 0.035 | 15 | 15 | 7 | 5.6234e-11 | 0 | Water | Porous | Wet | R245fa | MinimizeLCOE_Brownfield | IgnoreSilica | 44.8204 | 6.3697 | 0.25055 | 4 | 23882.3693 | 35536.7823 | 486.8744 | 724.4654 | 90.3136 | -1.0659e-05 | 2890942516.6675 | 1167187.3852 | 38047.2681 | 1534022.8134 | 1535502.486 | 24077.0464 | 264466.9347 | 0 | 1779688.5342 | 4630384.5016 | 3160332.5672 | 14133709.5368 | 3144235.0165 | 6656650.2227 | 6656650.2227 | 1478867.319 | 3544381.159 | 0 | 23934594.776 | 35614493.4767 | 56234.1325 | 1.0022 | 23882.3693 | 35536.7823 | 486.8744 | 724.4654
1 | 2200 | 707 | 0.035 | 15 | 15 | 7 | 7.4989e-11 | 0 | Water | Porous | Wet | R245fa | MinimizeLCOE_Brownfield | IgnoreSilica | 54.0971 | 7.6999 | 0.31349 | 4 | 20955.31 | 30269.6067 | 427.2023 | 617.0869 | 90.3827 | -9.7718e-06 | 3188367685.2843 | 1334441.5281 | 43490.3367 | 1785265.5324 | 1850009.6477 | 24077.0464 | 282447.3169 | 0 | 2074695.2492 | 5397931.4599 | 3684199.1378 | 16476557.2552 | 3144235.0165 | 6656650.2227 | 6656650.2227 | 1478867.319 | 3544381.159 | 0 | 26277442.4944 | 37957341.1952 | 74989.4209 | 1.254 | 20955.31 | 30269.6067 | 427.2023 | 617.0869
1 | 2200 | 707 | 0.035 | 15 | 15 | 7 | 1e-10 | 0 | Water | Porous | Wet | R245fa | MinimizeLCOE_Brownfield | IgnoreSilica | 63.805 | 9.0899 | 0.38288 | 4 | 18706.5416 | 26332.8737 | 381.3582 | 536.8312 | 90.4234 | -8.8364e-06 | 3465204751.2274 | 1500274.2559 | 48875.1477 | 2038681.1827 | 2178847.9226 | 24077.0464 | 294830.402 | 0 | 2373378.5234 | 6175044.0709 | 4214594.4628 | 18848603.0144 | 3144235.0165 | 6656650.2227 | 6656650.2227 | 1478867.319 | 3544381.159 | 0 | 28649488.2536 | 40329386.9544 | 100000 | 1.5315 | 18706.5416 | 26332.8737 | 381.3582 | 536.8312
1 | 2200 | 707 | 0.035 | 15 | 15 | 7 | 1.3335e-10 | 0 | Water | Porous | Wet | R245fa | MinimizeLCOE_Brownfield | IgnoreSilica | 73.2734 | 10.4409 | 0.45453 | 4 | 16989.4013 | 23413.596 | 346.3519 | 477.3178 | 90.4327 | -7.8717e-06 | 3714033979.1684 | 1654233.5994 | 53860.567 | 2277674.7843 | 2498914.5061 | 24077.0464 | 299765.4144 | 0 | 2655325.1079 | 6908611.2486 | 4715269.1349 | 21087731.4091 | 3144235.0165 | 6656650.2227 | 6656650.2227 | 1478867.319 | 3544381.159 | 0 | 30888616.6483 | 42568515.349 | 133352.1432 | 1.8181 | 16989.4013 | 23413.596 | 346.3519 | 477.3178
1 | 2200 | 707 | 0.035 | 15 | 15 | 7 | 1.7783e-10 | 0 | Water | Porous | Wet | R245fa | MinimizeLCOE_Brownfield | IgnoreSilica | 81.9628 | 11.6741 | 0.52398 | 4 | 15687.2769 | 21259.9213 | 319.8064 | 433.4123 | 90.4134 | -6.9286e-06 | 3927050772.0914 | 1789398.0652 | 58222.9652 | 2490491.0296 | 2791690.6541 | 24077.0464 | 297438.559 | 0 | 2906014.1446 | 7560852.6987 | 5160437.3269 | 23078622.4896 | 3144235.0165 | 6656650.2227 | 6656650.2227 | 1478867.319 | 3544381.159 | 0 | 32879507.7288 | 44559406.4295 | 177827.941 | 2.0959 | 15687.2769 | 21259.9213 | 319.8064 | 433.4123
1 | 2200 | 707 | 0.035 | 15 | 15 | 7 | 2.3714e-10 | 0 | Water | Porous | Wet | R245fa | MinimizeLCOE_Brownfield | IgnoreSilica | 89.5487 | 12.7434 | 0.58766 | 4 | 14705.2194 | 19674.0659 | 299.7858 | 401.0824 | 90.3738 | -6.0574e-06 | 4103371639.3061 | 1902889.7934 | 61872.7728 | 2671439.9995 | 3046247.0316 | 24077.0464 | 289454.9799 | 0 | 3118432.8332 | 8113522.5535 | 5537645.859 | 24765582.8694 | 3144235.0165 | 6656650.2227 | 6656650.2227 | 1478867.319 | 3544381.159 | 0 | 34566468.1086 | 46246366.8093 | 237137.3706 | 2.3506 | 14705.2194 | 19674.0659 | 299.7858 | 401.0824
1 | 2200 | 707 | 0.035 | 15 | 15 | 7 | 3.1623e-10 | 0 | Water | Porous | Wet | R245fa | MinimizeLCOE_Brownfield | IgnoreSilica | 95.9406 | 13.6378 | 0.64348 | 4 | 13967.0388 | 18504.8174 | 284.737 | 377.2457 | 90.3236 | -5.2939e-06 | 4244198503.7336 | 1995383.545 | 64836.6866 | 2820513.9658 | 3259806.4475 | 24077.0464 | 278092.649 | 0 | 3292657.0327 | 8566818.1823 | 5847029.44 | 26149214.9953 | 3144235.0165 | 6656650.2227 | 6656650.2227 | 1478867.319 | 3544381.159 | 0 | 35950100.2346 | 47629998.9353 | 316227.766 | 2.5739 | 13967.0388 | 18504.8174 | 284.737 | 377.2457
1 | 2200 | 707 | 0.035 | 15 | 15 | 7 | 4.217e-10 | 0 | Water | Porous | Wet | R245fa | MinimizeLCOE_Brownfield | IgnoreSilica | 101.1345 | 14.3594 | 0.6905 | 4 | 13413.1206 | 17641.9093 | 273.4446 | 359.6542 | 90.2715 | -4.6466e-06 | 4357407814.8676 | 2068482.9852 | 67171.3617 | 2939402.5522 | 3432609.7756 | 24077.0464 | 265115.5091 | 0 | 3430775.0998 | 8926173.061 | 6092296.5286 | 27246103.9197 | 3144235.0165 | 6656650.2227 | 6656650.2227 | 1478867.319 | 3544381.159 | 0 | 37046989.1589 | 48726887.8596 | 421696.5034 | 2.762 | 13413.1206 | 17641.9093 | 273.4446 | 359.6542
1 | 2200 | 707 | 0.035 | 15 | 15 | 7 | 5.6234e-10 | 0 | Water | Porous | Wet | R245fa | MinimizeLCOE_Brownfield | IgnoreSilica | 105.2903 | 14.9332 | 0.7291 | 4 | 12997.755 | 17002.6571 | 264.9768 | 346.6222 | 90.2225 | -4.117e-06 | 4444912089.7497 | 2125667.0922 | 68992.4121 | 3033098.3757 | 3570355.6015 | 24077.0464 | 252227.7733 | 0 | 3539023.1375 | 9207812.2502 | 6284521.0624 | 28105774.7514 | 3144235.0165 | 6656650.2227 | 6656650.2227 | 1478867.319 | 3544381.159 | 0 | 37906659.9906 | 49586558.6913 | 562341.3252 | 2.9164 | 12997.755 | 17002.6571 | 264.9768 | 346.6222
1 | 2200 | 707 | 0.035 | 15 | 15 | 7 | 7.4989e-10 | 0 | Water | Porous | Wet | R245fa | MinimizeLCOE_Brownfield | IgnoreSilica | 108.5398 | 15.3794 | 0.76 | 4 | 12686.3344 | 16528.3932 | 258.6281 | 336.9537 | 90.1797 | -3.6915e-06 | 4514362525.9285 | 2169581.1056 | 70387.4327 | 3105480.3828 | 3677713.5727 | 24077.0464 | 240247.7994 | 0 | 3622120.0624 | 9424013.4034 | 6432082.792 | 28765703.5974 | 3144235.0165 | 6656650.2227 | 6656650.2227 | 1478867.319 | 3544381.159 | 0 | 38566588.8366 | 50246487.5373 | 749894.2093 | 3.04 | 12686.3344 | 16528.3932 | 258.6281 | 336.9537
1 | 2200 | 707 | 0.035 | 15 | 15 | 7 | 1e-09 | 0 | Water | Porous | Wet | R245fa | MinimizeLCOE_Brownfield | IgnoreSilica | 111.0614 | 15.7241 | 0.78438 | 4 | 12452.8266 | 16175.4654 | 253.8677 | 329.7587 | 90.1438 | -3.3563e-06 | 4566848268.8764 | 2203180.2943 | 71452.6455 | 3161120.2188 | 3760802.5239 | 24077.0464 | 229758.0531 | 0 | 3685652.4049 | 9589311.5264 | 6544902.1574 | 29270256.8706 | 3144235.0165 | 6656650.2227 | 6656650.2227 | 1478867.319 | 3544381.159 | 0 | 39071142.1099 | 50751040.8106 | 1000000 | 3.1375 | 12452.8266 | 16175.4654 | 253.8677 | 329.7587
1 | 2200 | 707 | 0.035 | 15 | 15 | 7 | 1.3335e-09 | 0 | Water | Porous | Wet | R245fa | MinimizeLCOE_Brownfield | IgnoreSilica | 112.9982 | 15.9879 | 0.80337 | 4 | 12277.6813 | 15912.3453 | 250.2971 | 324.3947 | 90.1148 | -3.0943e-06 | 4607794648.7476 | 2228714.6701 | 72260.9483 | 3203554.1628 | 3824496.4675 | 24077.0464 | 220903.3763 | 0 | 3733862.6019 | 9714744.5695 | 6630512.7867 | 29653126.6296 | 3144235.0165 | 6656650.2227 | 6656650.2227 | 1478867.319 | 3544381.159 | 0 | 39454011.8688 | 51133910.5695 | 1333521.4322 | 3.2135 | 12277.6813 | 15912.3453 | 250.2971 | 324.3947
1 | 2200 | 707 | 0.035 | 15 | 15 | 7 | 1.7783e-09 | 0 | Water | Porous | Wet | R245fa | MinimizeLCOE_Brownfield | IgnoreSilica | 114.4797 | 16.1892 | 0.81803 | 4 | 12146.3217 | 15715.857 | 247.6192 | 320.389 | 90.0916 | -2.8927e-06 | 4638535538.6408 | 2248082.2771 | 72873.2653 | 3235830.6504 | 3873136.3308 | 24077.0464 | 213652.4419 | 0 | 3770384.2846 | 9809766.4965 | 6695367.2044 | 29943169.9974 | 3144235.0165 | 6656650.2227 | 6656650.2227 | 1478867.319 | 3544381.159 | 0 | 39744055.2366 | 51423953.9373 | 1778279.41 | 3.2721 | 12146.3217 | 15715.857 | 247.6192 | 320.389
1 | 2200 | 707 | 0.035 | 15 | 15 | 7 | 2.3714e-09 | 0 | Water | Porous | Wet | R245fa | MinimizeLCOE_Brownfield | IgnoreSilica | 115.5922 | 16.34 | 0.82919 | 4 | 12047.7963 | 15569.2685 | 245.6106 | 317.4006 | 90.0738 | -2.7374e-06 | 4663464028.063 | 2262532.4845 | 73329.6698 | 3259963.9617 | 3909613.6244 | 24077.0464 | 207765.6422 | 0 | 3797540.1473 | 9880420.4807 | 6743590.0004 | 30158833.0576 | 3144235.0165 | 6656650.2227 | 6656650.2227 | 1478867.319 | 3544381.159 | 0 | 39959718.2968 | 51639616.9975 | 2371373.7057 | 3.3168 | 12047.7963 | 15569.2685 | 245.6106 | 317.4006
1 | 2200 | 707 | 0.035 | 15 | 15 | 7 | 3.1623e-09 | 0 | Water | Porous | Wet | R245fa | MinimizeLCOE_Brownfield | IgnoreSilica | 116.4398 | 16.4547 | 0.83772 | 4 | 11973.8966 | 15459.5133 | 244.1041 | 315.1631 | 90.0598 | -2.6196e-06 | 4681747345.2909 | 2273487.5786 | 73675.4226 | 3278289.9547 | 3937375.7141 | 24077.0464 | 203141.6654 | 0 | 3818118.4789 | 9933961.0784 | 6780132.5585 | 30322259.4977 | 3144235.0165 | 6656650.2227 | 6656650.2227 | 1478867.319 | 3544381.159 | 0 | 40123144.7369 | 51803043.4376 | 3162277.6602 | 3.3509 | 11973.8966 | 15459.5133 | 244.1041 | 315.1631
1 | 2200 | 707 | 0.035 | 15 | 15 | 7 | 4.217e-09 | 0 | Water | Porous | Wet | R245fa | MinimizeLCOE_Brownfield | IgnoreSilica | 117.0855 | 16.542 | 0.84422 | 4 | 11918.4682 | 15377.255 | 242.9741 | 313.4861 | 90.0491 | -2.5306e-06 | 4695185504.9036 | 2281802.0475 | 73937.683 | 3292216.002 | 3958508.4871 | 24077.0464 | 199560.8018 | 0 | 3833739.8064 | 9974604.5681 | 6807872.5754 | 30446319.0177 | 3144235.0165 | 6656650.2227 | 6656650.2227 | 1478867.319 | 3544381.159 | 0 | 40247204.2569 | 51927102.9576 | 4216965.0343 | 3.3769 | 11918.4682 | 15377.255 | 242.9741 | 313.4861
1 | 2200 | 707 | 0.035 | 15 | 15 | 7 | 5.6234e-09 | 0 | Water | Porous | Wet | R245fa | MinimizeLCOE_Brownfield | IgnoreSilica | 117.5607 | 16.6061 | 0.84908 | 4 | 11876.8948 | 15315.8756 | 242.1266 | 312.2348 | 90.041 | -2.4625e-06 | 4706155090.0767 | 2287905.0872 | 74130.105 | 3302447.6656 | 3974054.9471 | 24077.0464 | 196738.5783 | 0 | 3845147.8376 | 10004285.9251 | 6828130.7114 | 30536917.9037 | 3144235.0165 | 6656650.2227 | 6656650.2227 | 1478867.319 | 3544381.159 | 0 | 40337803.1429 | 52017701.8436 | 5623413.2519 | 3.3963 | 11876.8948 | 15315.8756 | 242.1266 | 312.2348
1 | 2200 | 707 | 0.035 | 15 | 15 | 7 | 7.4989e-09 | 0 | Water | Porous | Wet | R245fa | MinimizeLCOE_Brownfield | IgnoreSilica | 117.924 | 16.6551 | 0.85278 | 4 | 11845.7142 | 15269.7915 | 241.4909 | 311.2954 | 90.0348 | -2.4115e-06 | 4713705778.614 | 2292559.345 | 74276.8001 | 3310255.9702 | 3985930.6325 | 24077.0464 | 194599.9161 | 0 | 3853862.887 | 10026960.6961 | 6843606.7085 | 30606130.002 | 3144235.0165 | 6656650.2227 | 6656650.2227 | 1478867.319 | 3544381.159 | 0 | 40407015.2412 | 52086913.9419 | 7498942.0933 | 3.4111 | 11845.7142 | 15269.7915 | 241.4909 | 311.2954
1 | 2200 | 707 | 0.035 | 15 | 15 | 7 | 1e-08 | 0 | Water | Porous | Wet | R245fa | MinimizeLCOE_Brownfield | IgnoreSilica | 118.2038 | 16.6929 | 0.85559 | 4 | 11822.329 | 15235.1339 | 241.0142 | 310.5888 | 90.03 | -2.3735e-06 | 4719492876.9964 | 2296139.739 | 74389.6197 | 3316265.9487 | 3995077.9644 | 24077.0464 | 193000.2431 | 0 | 3860590.7188 | 10044465.1344 | 6855553.8473 | 30659560.2617 | 3144235.0165 | 6656650.2227 | 6656650.2227 | 1478867.319 | 3544381.159 | 0 | 40460445.5009 | 52140344.2016 | 10000000 | 3.4224 | 11822.329 | 15235.1339 | 241.0142 | 310.5888
1 | 2300 | 707 | 0.035 | 15 | 15 | 7 | 1e-13 | 0 | Water | Porous | Wet | R245fa | MinimizeLCOE_Brownfield | IgnoreSilica | 0 | 0 | 0 | 0 | [5 empty] | 0 | 0 | 0 | 0 | 0 | 0 | 0 | 0 | 0 | 0 | 0 | 0 | 0 | 0 | 0 | 0 | 0 | 0 | 0 | 0 | 0 | 100 | 0
1 | 2300 | 707 | 0.035 | 15 | 15 | 7 | 1.3335e-13 | 0 | Water | Porous | Wet | R245fa | MinimizeLCOE_Brownfield | IgnoreSilica | 0 | 0 | 0 | 0 | [5 empty] | 0 | 0 | 0 | 0 | 0 | 0 | 0 | 0 | 0 | 0 | 0 | 0 | 0 | 0 | 0 | 0 | 0 | 0 | 0 | 0 | 0 | 133.3521 | 0
1 | 2300 | 707 | 0.035 | 15 | 15 | 7 | 1.7783e-13 | 0 | Water | Porous | Wet | R245fa | MinimizeLCOE_Brownfield | IgnoreSilica | 0 | 0 | 0 | 0 | [5 empty] | 0 | 0 | 0 | 0 | 0 | 0 | 0 | 0 | 0 | 0 | 0 | 0 | 0 | 0 | 0 | 0 | 0 | 0 | 0 | 0 | 0 | 177.8279 | 0
1 | 2300 | 707 | 0.035 | 15 | 15 | 7 | 2.3714e-13 | 0 | Water | Porous | Wet | R245fa | MinimizeLCOE_Brownfield | IgnoreSilica | 0 | 0 | 0 | 0 | [5 empty] | 0 | 0 | 0 | 0 | 0 | 0 | 0 | 0 | 0 | 0 | 0 | 0 | 0 | 0 | 0 | 0 | 0 | 0 | 0 | 0 | 0 | 237.1374 | 0
1 | 2300 | 707 | 0.035 | 15 | 15 | 7 | 3.1623e-13 | 0 | Water | Porous | Wet | R245fa | MinimizeLCOE_Brownfield | IgnoreSilica | 0 | 0 | 0 | 0 | [5 empty] | 0 | 0 | 0 | 0 | 0 | 0 | 0 | 0 | 0 | 0 | 0 | 0 | 0 | 0 | 0 | 0 | 0 | 0 | 0 | 0 | 0 | 316.2278 | 0
1 | 2300 | 707 | 0.035 | 15 | 15 | 7 | 4.217e-13 | 0 | Water | Porous | Wet | R245fa | MinimizeLCOE_Brownfield | IgnoreSilica | 0 | 0 | 0 | 0 | [5 empty] | 0 | 0 | 0 | 0 | 0 | 0 | 0 | 0 | 0 | 0 | 0 | 0 | 0 | 0 | 0 | 0 | 0 | 0 | 0 | 0 | 0 | 421.6965 | 0
1 | 2300 | 707 | 0.035 | 15 | 15 | 7 | 5.6234e-13 | 0 | Water | Porous | Wet | R245fa | MinimizeLCOE_Brownfield | IgnoreSilica | 0 | 0 | 0 | 0 | [5 empty] | 0 | 0 | 0 | 0 | 0 | 0 | 0 | 0 | 0 | 0 | 0 | 0 | 0 | 0 | 0 | 0 | 0 | 0 | 0 | 0 | 0 | 562.3413 | 0
1 | 2300 | 707 | 0.035 | 15 | 15 | 7 | 7.4989e-13 | 0 | Water | Porous | Wet | R245fa | MinimizeLCOE_Brownfield | IgnoreSilica | 0.89541 | 0.087415 | 0.0005565 | 4 | 4849321.1148 | 10307125.4804 | 98859.9701 | 210124.6943 | 75.5895 | -1.524e-05 | 14508464.7906 | 52246.8123 | 1521.2773 | 50170.0572 | 48263.851 | 24077.0464 | 36348.1905 | 0 | 82924.6215 | 215752.8551 | 147255.7569 | 658560.4682 | 3144235.0165 | 6991696.732 | 6991696.732 | 1478867.319 | 3678399.7627 | 0 | 10794492.2167 | 22943456.0304 | 749.8942 | 0.002226 | 4849321.1148 | 10307125.4804 | 98859.9701 | 210124.6943
1 | 2300 | 707 | 0.035 | 15 | 15 | 7 | 1e-12 | 0 | Water | Porous | Wet | R245fa | MinimizeLCOE_Brownfield | IgnoreSilica | 1.317 | 0.14867 | 0.0019155 | 4 | 1440448.356 | 3026041.8566 | 29365.4881 | 61689.9563 | 80.801 | -1.7226e-05 | 94621979.2439 | 78996.1469 | 2391.6977 | 76435.0562 | 62823.5598 | 24077.0464 | 46152.437 | 0 | 113441.6182 | 295151.8204 | 201447.1822 | 900916.5648 | 3144235.0165 | 6991696.732 | 6991696.732 | 1478867.319 | 3678399.7627 | 0 | 11036848.3133 | 23185812.127 | 1000 | 0.0076621 | 1440448.356 | 3026041.8566 | 29365.4881 | 61689.9563
1 | 2300 | 707 | 0.035 | 15 | 15 | 7 | 1.3335e-12 | 0 | Water | Porous | Wet | R245fa | MinimizeLCOE_Brownfield | IgnoreSilica | 1.8384 | 0.2266 | 0.0039923 | 4 | 708439.9659 | 1469206.2768 | 14442.5069 | 29951.7572 | 84.2438 | -1.824e-05 | 180358700.4207 | 108808.2112 | 3379.9538 | 106815.938 | 81040.6222 | 24077.0464 | 56025.6428 | 0 | 148257.4916 | 385735.5814 | 263272.4604 | 1177412.9478 | 3144235.0165 | 6991696.732 | 6991696.732 | 1478867.319 | 3678399.7627 | 0 | 11313344.6963 | 23462308.51 | 1333.5214 | 0.015969 | 708439.9659 | 1469206.2768 | 14442.5069 | 29951.7572
1 | 2300 | 707 | 0.035 | 15 | 15 | 7 | 1.7783e-12 | 0 | Water | Porous | Wet | R245fa | MinimizeLCOE_Brownfield | IgnoreSilica | 2.5035 | 0.3274 | 0.0069587 | 4 | 418222.6357 | 854689.3443 | 8526.0341 | 17423.9983 | 86.6935 | -1.8737e-05 | 275793587.8086 | 143167.476 | 4529.6159 | 143128.3268 | 104417.0903 | 24077.0464 | 66663.2312 | 0 | 189533.2868 | 493126.7336 | 336569.1284 | 1505211.9355 | 3144235.0165 | 6991696.732 | 6991696.732 | 1478867.319 | 3678399.7627 | 0 | 11641143.684 | 23790107.4977 | 1778.2794 | 0.027835 | 418222.6357 | 854689.3443 | 8526.0341 | 17423.9983
1 | 2300 | 707 | 0.035 | 15 | 15 | 7 | 2.3714e-12 | 0 | Water | Porous | Wet | R245fa | MinimizeLCOE_Brownfield | IgnoreSilica | 3.3466 | 0.45618 | 0.011054 | 4 | 272063.606 | 546836.9445 | 5546.3846 | 11148.0108 | 88.4691 | -1.8829e-05 | 422817407.5287 | 182689.1277 | 5857.7725 | 186386.5384 | 134152.7909 | 24077.0464 | 78095.232 | 0 | 238390.8181 | 620244.008 | 423329.2802 | 1893222.6142 | 3144235.0165 | 6991696.732 | 6991696.732 | 1478867.319 | 3678399.7627 | 0 | 12029154.3627 | 24178118.1764 | 2371.3737 | 0.044214 | 272063.606 | 546836.9445 | 5546.3846 | 11148.0108
1 | 2300 | 707 | 0.035 | 15 | 15 | 7 | 3.1623e-12 | 0 | Water | Porous | Wet | R245fa | MinimizeLCOE_Brownfield | IgnoreSilica | 4.4332 | 0.62283 | 0.016609 | 4 | 188136.7623 | 371004.5785 | 3835.4224 | 7563.4302 | 89.7989 | -1.8719e-05 | 586498952.8921 | 229096.5384 | 7420.2045 | 238887.89 | 172549.1928 | 24077.0464 | 90928.46 | 0 | 297554.1395 | 774174.8342 | 528390.2321 | 2363078.5379 | 3144235.0165 | 6991696.732 | 6991696.732 | 1478867.319 | 3678399.7627 | 0 | 12499010.2864 | 24647974.1001 | 3162.2777 | 0.066436 | 188136.7623 | 371004.5785 | 3835.4224 | 7563.4302
1 | 2300 | 707 | 0.035 | 15 | 15 | 7 | 4.217e-12 | 0 | Water | Porous | Wet | R245fa | MinimizeLCOE_Brownfield | IgnoreSilica | 5.8091 | 0.83429 | 0.02404 | 4 | 135808.3224 | 262150.5511 | 2768.6363 | 5344.2936 | 90.7875 | -1.8377e-05 | 796708277.7477 | 282828.2217 | 9229.7926 | 301608.5863 | 221209.0551 | 24077.0464 | 104878.2351 | 0 | 368094.0655 | 957705.252 | 653653.5134 | 2923283.7681 | 3144235.0165 | 6991696.732 | 6991696.732 | 1478867.319 | 3678399.7627 | 0 | 13059215.5166 | 25208179.3304 | 4216.965 | 0.096159 | 135808.3224 | 262150.5511 | 2768.6363 | 5344.2936
1 | 2300 | 707 | 0.035 | 15 | 15 | 7 | 5.6234e-12 | 0 | Water | Porous | Wet | R245fa | MinimizeLCOE_Brownfield | IgnoreSilica | 7.5413 | 1.1005 | 0.033839 | 4 | 101400.1967 | 191155.6882 | 2067.1802 | 3896.9673 | 91.5128 | -1.7851e-05 | 1006829137.6594 | 344831.0283 | 11315.5429 | 376209.0003 | 282452.5262 | 24077.0464 | 119952.8996 | 0 | 451946.837 | 1175872.9628 | 802557.4589 | 3589215.3023 | 3144235.0165 | 6991696.732 | 6991696.732 | 1478867.319 | 3678399.7627 | 0 | 13725147.0508 | 25874110.8645 | 5623.4133 | 0.13536 | 101400.1967 | 191155.6882 | 2067.1802 | 3896.9673
1 | 2300 | 707 | 0.035 | 15 | 15 | 7 | 7.4989e-12 | 0 | Water | Porous | Wet | R245fa | MinimizeLCOE_Brownfield | IgnoreSilica | 9.5681 | 1.4098 | 0.046254 | 4 | 78132.9583 | 143797.269 | 1592.846 | 2931.5018 | 91.9571 | -1.6899e-05 | 1219436802.1557 | 411188.8993 | 13539.6129 | 458527.1232 | 353812.0001 | 24077.0464 | 133618.2023 | 0 | 543957.5248 | 1415265.8985 | 965948.0566 | 4319934.3641 | 3144235.0165 | 6991696.732 | 6991696.732 | 1478867.319 | 3678399.7627 | 0 | 14455866.1126 | 26604829.9263 | 7498.9421 | 0.18502 | 78132.9583 | 143797.269 | 1592.846 | 2931.5018
1 | 2300 | 707 | 0.035 | 15 | 15 | 7 | 1e-11 | 0 | Water | Porous | Wet | R245fa | MinimizeLCOE_Brownfield | IgnoreSilica | 13.2929 | 1.9868 | 0.064881 | 4 | 60817.3357 | 107629.9627 | 1239.8436 | 2194.1824 | 92.616 | -1.7722e-05 | 1513805974.6804 | 525033.0877 | 17368.2909 | 603060.6287 | 486135.5654 | 24077.0464 | 167740.5452 | 0 | 711131.9141 | 1850219.3672 | 1262812.7363 | 5647579.1818 | 3144235.0165 | 6991696.732 | 6991696.732 | 1478867.319 | 3678399.7627 | 0 | 15783510.9303 | 27932474.744 | 10000 | 0.25952 | 60817.3357 | 107629.9627 | 1239.8436 | 2194.1824
1 | 2300 | 707 | 0.035 | 15 | 15 | 7 | 1.3335e-11 | 0 | Water | Porous | Wet | R245fa | MinimizeLCOE_Brownfield | IgnoreSilica | 16.3427 | 2.4579 | 0.086564 | 4 | 48450.9366 | 83537.7567 | 987.7379 | 1703.0302 | 92.9045 | -1.6201e-05 | 1815558187.8045 | 610547.0599 | 20235.7806 | 714821.6935 | 594284.9673 | 24077.0464 | 180002.3591 | 0 | 836147.8737 | 2175485.2498 | 1484813.3847 | 6640415.4151 | 3144235.0165 | 6991696.732 | 6991696.732 | 1478867.319 | 3678399.7627 | 0 | 16776347.1636 | 28925310.9773 | 13335.2143 | 0.34625 | 48450.9366 | 83537.7567 | 987.7379 | 1703.0302
1 | 2300 | 707 | 0.035 | 15 | 15 | 7 | 1.7783e-11 | 0 | Water | Porous | Wet | R245fa | MinimizeLCOE_Brownfield | IgnoreSilica | 20.823 | 3.149 | 0.11541 | 4 | 39420.4708 | 65737.0691 | 803.6396 | 1340.1391 | 93.1615 | -1.5434e-05 | 2132033245.1729 | 727563.8052 | 24151.3862 | 871371.0316 | 753020.3907 | 24077.0464 | 202892.8608 | 0 | 1015199.8431 | 2641341.7457 | 1802770.0156 | 8062388.1254 | 3144235.0165 | 6991696.732 | 6991696.732 | 1478867.319 | 3678399.7627 | 0 | 18198319.8739 | 30347283.6876 | 17782.7941 | 0.46165 | 39420.4708 | 65737.0691 | 803.6396 | 1340.1391
1 | 2300 | 707 | 0.035 | 15 | 15 | 7 | 2.3714e-11 | 0 | Water | Porous | Wet | R245fa | MinimizeLCOE_Brownfield | IgnoreSilica | 26.3233 | 3.9976 | 0.1522 | 4 | 32640.7774 | 52596.8229 | 665.4264 | 1072.2574 | 93.3588 | -1.4597e-05 | 2468319838.5149 | 861264.3419 | 28617.294 | 1054482.1464 | 947910.2481 | 24077.0464 | 226859.7546 | 0 | 1225852.2242 | 3189416.0305 | 2176841.9768 | 9735321.0628 | 3144235.0165 | 6991696.732 | 6991696.732 | 1478867.319 | 3678399.7627 | 0 | 19871252.8113 | 32020216.625 | 23713.7371 | 0.60879 | 32640.7774 | 52596.8229 | 665.4264 | 1072.2574
1 | 2300 | 707 | 0.035 | 15 | 15 | 7 | 3.1623e-11 | 0 | Water | Porous | Wet | R245fa | MinimizeLCOE_Brownfield | IgnoreSilica | 32.9936 | 5.0268 | 0.19845 | 4 | 27489.016 | 42793.8624 | 560.4008 | 872.4108 | 93.5115 | -1.3712e-05 | 2809981604.5512 | 1012632.6877 | 33663.9751 | 1266454.3042 | 1184280.2547 | 24077.0464 | 251526.7683 | 0 | 1471327.6642 | 3828092.7714 | 2612751.9759 | 11684807.4477 | 3144235.0165 | 6991696.732 | 6991696.732 | 1478867.319 | 3678399.7627 | 0 | 21820739.1962 | 33969703.0099 | 31622.7766 | 0.7938 | 27489.016 | 42793.8624 | 560.4008 | 872.4108
1 | 2300 | 707 | 0.035 | 15 | 15 | 7 | 4.217e-11 | 0 | Water | Porous | Wet | R245fa | MinimizeLCOE_Brownfield | IgnoreSilica | 40.8593 | 6.2407 | 0.25526 | 4 | 23538.5849 | 35437.0285 | 479.8659 | 722.4318 | 93.629 | -1.2765e-05 | 3162386037.4261 | 1179869.3889 | 39229.2566 | 1505596.156 | 1463043.7963 | 24077.0464 | 275467.8617 | 0 | 1750040.5673 | 4553246.5735 | 3107684.3463 | 13898254.993 | 3144235.0165 | 6991696.732 | 6991696.732 | 1478867.319 | 3678399.7627 | 0 | 24034186.7415 | 36183150.5552 | 42169.6503 | 1.0211 | 23538.5849 | 35437.0285 | 479.8659 | 722.4318
1 | 2300 | 707 | 0.035 | 15 | 15 | 7 | 5.6234e-11 | 0 | Water | Porous | Wet | R245fa | MinimizeLCOE_Brownfield | IgnoreSilica | 49.8628 | 7.6302 | 0.32304 | 4 | 20492.8924 | 29895.0487 | 417.7753 | 609.451 | 93.718 | -1.1771e-05 | 3506573038.6083 | 1359954.8426 | 45210.5455 | 1768170.536 | 1782129.5243 | 24077.0464 | 297354.5222 | 0 | 2057989.8366 | 5354467.4032 | 3654534.026 | 16343888.2829 | 3144235.0165 | 6991696.732 | 6991696.732 | 1478867.319 | 3678399.7627 | 0 | 26479820.0314 | 38628783.8451 | 56234.1325 | 1.2921 | 20492.8924 | 29895.0487 | 417.7753 | 609.451
1 | 2300 | 707 | 0.035 | 15 | 15 | 7 | 7.4989e-11 | 0 | Water | Porous | Wet | R245fa | MinimizeLCOE_Brownfield | IgnoreSilica | 59.6265 | 9.1358 | 0.40018 | 4 | 18143.5067 | 25733.18 | 369.8799 | 524.6057 | 93.7775 | -1.0716e-05 | 3834583653.8264 | 1544459.7524 | 51325.2556 | 2042079.9689 | 2127976.7365 | 24077.0464 | 314455.3544 | 0 | 2380705.9045 | 6194108.4136 | 4227606.2685 | 18906794.7007 | 3144235.0165 | 6991696.732 | 6991696.732 | 1478867.319 | 3678399.7627 | 0 | 29042726.4493 | 41191690.263 | 74989.4209 | 1.6007 | 18143.5067 | 25733.18 | 369.8799 | 524.6057
1 | 2300 | 707 | 0.035 | 15 | 15 | 7 | 1e-10 | 0 | Water | Porous | Wet | R245fa | MinimizeLCOE_Brownfield | IgnoreSilica | 69.5144 | 10.6565 | 0.48276 | 4 | 16339.3761 | 22630.8486 | 333.1003 | 461.3605 | 93.8027 | -9.6016e-06 | 4135546302.6848 | 1721764.7157 | 57185.3538 | 2309717.7862 | 2477662.008 | 24077.0464 | 324022.7214 | 0 | 2696627.5563 | 7016071.7471 | 4788613.1333 | 21415742.0682 | 3144235.0165 | 6991696.732 | 6991696.732 | 1478867.319 | 3678399.7627 | 0 | 31551673.8167 | 43700637.6304 | 100000 | 1.931 | 16339.3761 | 22630.8486 | 333.1003 | 461.3605
1 | 2300 | 707 | 0.035 | 15 | 15 | 7 | 1.3335e-10 | 0 | Water | Porous | Wet | R245fa | MinimizeLCOE_Brownfield | IgnoreSilica | 78.9102 | 12.0943 | 0.56566 | 4 | 14963.7596 | 20333.1248 | 305.0565 | 414.5183 | 93.7929 | -8.4795e-06 | 4396704614.7635 | 1882352.2206 | 62474.8928 | 2555856.9982 | 2808947.1813 | 24077.0464 | 325249.3039 | 0 | 2986993.4808 | 7771544.3205 | 5304238.688 | 23721734.1324 | 3144235.0165 | 6991696.732 | 6991696.732 | 1478867.319 | 3678399.7627 | 0 | 33857665.8809 | 46006629.6946 | 133352.1432 | 2.2626 | 14963.7596 | 20333.1248 | 305.0565 | 414.5183
1 | 2300 | 707 | 0.035 | 15 | 15 | 7 | 1.7783e-10 | 0 | Water | Porous | Wet | R245fa | MinimizeLCOE_Brownfield | IgnoreSilica | 87.3561 | 13.378 | 0.64405 | 4 | 13921.7901 | 18637.6689 | 283.8145 | 379.9541 | 93.7545 | -7.4115e-06 | 4613987152.7958 | 2020613.5133 | 67011.2049 | 2770728.5526 | 3105498.0551 | 24077.0464 | 319153.4141 | 0 | 3239761.8967 | 8429195.8886 | 5753099.3966 | 25729138.9683 | 3144235.0165 | 6991696.732 | 6991696.732 | 1478867.319 | 3678399.7627 | 0 | 35865070.7168 | 48014034.5305 | 177827.941 | 2.5762 | 13921.7901 | 18637.6689 | 283.8145 | 379.9541
1 | 2300 | 707 | 0.035 | 15 | 15 | 7 | 2.3714e-10 | 0 | Water | Porous | Wet | R245fa | MinimizeLCOE_Brownfield | IgnoreSilica | 94.577 | 14.4667 | 0.71424 | 4 | 13136.1825 | 17388.563 | 267.7988 | 354.4894 | 93.6988 | -6.4436e-06 | 4792959192.6824 | 2134459.3595 | 70731.1569 | 2949822.1706 | 3357831.8835 | 24077.0464 | 307647.2446 | 0 | 3449381.856 | 8974584.0238 | 6125338.0055 | 27393872.7467 | 3144235.0165 | 6991696.732 | 6991696.732 | 1478867.319 | 3678399.7627 | 0 | 37529804.4952 | 49678768.3089 | 237137.3706 | 2.857 | 13136.1825 | 17388.563 | 267.7988 | 354.4894
1 | 2300 | 707 | 0.035 | 15 | 15 | 7 | 3.1623e-10 | 0 | Water | Porous | Wet | R245fa | MinimizeLCOE_Brownfield | IgnoreSilica | 100.5887 | 15.366 | 0.77476 | 4 | 12545.4461 | 16465.6607 | 255.7559 | 335.6748 | 93.6363 | -5.6116e-06 | 4933591334.0848 | 2226264.4276 | 73719.0661 | 3095753.1572 | 3566900.3278 | 24077.0464 | 293477.2812 | 0 | 3619274.6095 | 9416610.1186 | 6427029.8979 | 28743105.9323 | 3144235.0165 | 6991696.732 | 6991696.732 | 1478867.319 | 3678399.7627 | 0 | 38879037.6808 | 51028001.4945 | 316227.766 | 3.0991 | 12545.4461 | 16465.6607 | 255.7559 | 335.6748
1 | 2300 | 707 | 0.035 | 15 | 15 | 7 | 4.217e-10 | 0 | Water | Porous | Wet | R245fa | MinimizeLCOE_Brownfield | IgnoreSilica | 105.4413 | 16.0864 | 0.82512 | 4 | 12101.8298 | 15782.7795 | 246.7122 | 321.7533 | 93.5752 | -4.918e-06 | 5044478647.002 | 2298434.728 | 76059.509 | 3211473.1471 | 3734902.1953 | 24077.0464 | 278457.578 | 0 | 3753127.6395 | 9764868.2456 | 6664723.2256 | 29806123.3144 | 3144235.0165 | 6991696.732 | 6991696.732 | 1478867.319 | 3678399.7627 | 0 | 39942055.0629 | 52091018.8766 | 421696.5034 | 3.3005 | 12101.8298 | 15782.7795 | 246.7122 | 321.7533
1 | 2300 | 707 | 0.035 | 15 | 15 | 7 | 5.6234e-10 | 0 | Water | Porous | Wet | R245fa | MinimizeLCOE_Brownfield | IgnoreSilica | 109.2781 | 16.6523 | 0.86595 | 4 | 11768.8765 | 15276.2879 | 239.9245 | 311.4278 | 93.5201 | -4.3547e-06 | 5131404260.2765 | 2354291.1695 | 77865.2907 | 3301669.006 | 3867215.462 | 24077.0464 | 263990.1624 | 0 | 3856752.1734 | 10034478.0266 | 6848737.4411 | 30629075.778 | 3144235.0165 | 6991696.732 | 6991696.732 | 1478867.319 | 3678399.7627 | 0 | 40765007.5265 | 52913971.3402 | 562341.3252 | 3.4638 | 11768.8765 | 15276.2879 | 239.9245 | 311.4278
1 | 2300 | 707 | 0.035 | 15 | 15 | 7 | 7.4989e-10 | 0 | Water | Porous | Wet | R245fa | MinimizeLCOE_Brownfield | IgnoreSilica | 112.2749 | 17.0919 | 0.89844 | 4 | 11519.0236 | 14899.5984 | 234.8309 | 303.7485 | 93.473 | -3.9069e-06 | 5198481686.7291 | 2397185.1771 | 79248.4302 | 3371324.3582 | 3970222.1575 | 24077.0464 | 250961.6383 | 0 | 3936277.335 | 10241386.1841 | 6989956.5101 | 31260638.8367 | 3144235.0165 | 6991696.732 | 6991696.732 | 1478867.319 | 3678399.7627 | 0 | 41396570.5852 | 53545534.3989 | 749894.2093 | 3.5938 | 11519.0236 | 14899.5984 | 234.8309 | 303.7485
1 | 2300 | 707 | 0.035 | 15 | 15 | 7 | 1e-09 | 0 | Water | Porous | Wet | R245fa | MinimizeLCOE_Brownfield | IgnoreSilica | 114.577 | 17.4281 | 0.92384 | 4 | 11331.5364 | 14619.1528 | 231.0087 | 298.0312 | 93.4344 | -3.5551e-06 | 5251035556.3117 | 2429700.7035 | 80294.7164 | 3424360.0496 | 4049137.297 | 24077.0464 | 239671.5505 | 0 | 3996424.1317 | 10397875.8114 | 7096763.8962 | 31738305.2026 | 3144235.0165 | 6991696.732 | 6991696.732 | 1478867.319 | 3678399.7627 | 0 | 41874236.9511 | 54023200.7648 | 1000000 | 3.6954 | 11331.5364 | 14619.1528 | 231.0087 | 298.0312
1 | 2300 | 707 | 0.035 | 15 | 15 | 7 | 1.3335e-09 | 0 | Water | Porous | Wet | R245fa | MinimizeLCOE_Brownfield | IgnoreSilica | 116.3427 | 17.685 | 0.94355 | 4 | 11190.8373 | 14409.7996 | 228.1404 | 293.7633 | 93.4034 | -3.2823e-06 | 5290252795.8849 | 2454390.3585 | 81087.8961 | 3464767.1293 | 4109542.9593 | 24077.0464 | 230275.9873 | 0 | 4042015.137 | 10516494.2552 | 7177723.4215 | 32100374.1906 | 3144235.0165 | 6991696.732 | 6991696.732 | 1478867.319 | 3678399.7627 | 0 | 42236305.9391 | 54385269.7528 | 1333521.4322 | 3.7742 | 11190.8373 | 14409.7996 | 228.1404 | 293.7633
1 | 2300 | 707 | 0.035 | 15 | 15 | 7 | 1.7783e-09 | 0 | Water | Porous | Wet | R245fa | MinimizeLCOE_Brownfield | IgnoreSilica | 117.6922 | 17.8809 | 0.95872 | 4 | 11085.2361 | 14253.2542 | 225.9875 | 290.5719 | 93.3791 | -3.0724e-06 | 5320556708.6285 | 2473118.2277 | 81688.8301 | 3495493.9892 | 4155638.1755 | 24077.0464 | 222662.9029 | 0 | 4076544.877 | 10606333.5557 | 7239040.5901 | 32374598.1946 | 3144235.0165 | 6991696.732 | 6991696.732 | 1478867.319 | 3678399.7627 | 0 | 42510529.9431 | 54659493.7568 | 1778279.41 | 3.8349 | 11085.2361 | 14253.2542 | 225.9875 | 290.5719
1 | 2300 | 707 | 0.035 | 15 | 15 | 7 | 2.3714e-09 | 0 | Water | Porous | Wet | R245fa | MinimizeLCOE_Brownfield | IgnoreSilica | 118.7056 | 18.0277 | 0.97025 | 4 | 11005.9961 | 14136.35 | 224.3721 | 288.1886 | 93.3603 | -2.9114e-06 | 5344414968.3723 | 2487096.8423 | 82136.9238 | 3518474.8477 | 4190206.38 | 24077.0464 | 216537.1283 | 0 | 4102226.3757 | 10673151.5472 | 7284645.2423 | 32578552.3336 | 3144235.0165 | 6991696.732 | 6991696.732 | 1478867.319 | 3678399.7627 | 0 | 42714484.0821 | 54863447.8958 | 2371373.7057 | 3.881 | 11005.9961 | 14136.35 | 224.3721 | 288.1886
1 | 2300 | 707 | 0.035 | 15 | 15 | 7 | 3.1623e-09 | 0 | Water | Porous | Wet | R245fa | MinimizeLCOE_Brownfield | IgnoreSilica | 119.4755 | 18.139 | 0.97904 | 4 | 10946.5416 | 14048.791 | 223.1601 | 286.4036 | 93.3458 | -2.7893e-06 | 5362212276.9911 | 2497669.8602 | 82475.5894 | 3535883.4239 | 4216445.964 | 24077.0464 | 211741.33 | 0 | 4121634.3534 | 10723647.1241 | 7319109.5111 | 32732684.2024 | 3144235.0165 | 6991696.732 | 6991696.732 | 1478867.319 | 3678399.7627 | 0 | 42868615.9509 | 55017579.7646 | 3162277.6602 | 3.9162 | 10946.5416 | 14048.791 | 223.1601 | 286.4036
1 | 2300 | 707 | 0.035 | 15 | 15 | 7 | 4.217e-09 | 0 | Water | Porous | Wet | R245fa | MinimizeLCOE_Brownfield | IgnoreSilica | 120.048 | 18.2217 | 0.98566 | 4 | 10901.936 | 13983.3675 | 222.2507 | 285.0699 | 93.3349 | -2.6962e-06 | 5376340206.6369 | 2505504.803 | 82726.4058 | 3548798.5745 | 4235942.4362 | 24077.0464 | 207971.3 | 0 | 4135958.0207 | 10760914.3681 | 7344545.1709 | 32846438.1254 | 3144235.0165 | 6991696.732 | 6991696.732 | 1478867.319 | 3678399.7627 | 0 | 42982369.8739 | 55131333.6876 | 4216965.0343 | 3.9426 | 10901.936 | 13983.3675 | 222.2507 | 285.0699
1 | 2300 | 707 | 0.035 | 15 | 15 | 7 | 5.6234e-09 | 0 | Water | Porous | Wet | R245fa | MinimizeLCOE_Brownfield | IgnoreSilica | 120.489 | 18.2853 | 0.99071 | 4 | 10868.4736 | 13934.1956 | 221.5685 | 284.0674 | 93.3263 | -2.6266e-06 | 5386235043.4111 | 2511524.3789 | 82919.0219 | 3558729.9496 | 4250951.9541 | 24077.0464 | 205115.8148 | 0 | 4146994.0846 | 10789627.9427 | 7364142.7756 | 32934082.9686 | 3144235.0165 | 6991696.732 | 6991696.732 | 1478867.319 | 3678399.7627 | 0 | 43070014.7171 | 55218978.5308 | 5623413.2519 | 3.9628 | 10868.4736 | 13934.1956 | 221.5685 | 284.0674
1 | 2300 | 707 | 0.035 | 15 | 15 | 7 | 7.4989e-09 | 0 | Water | Porous | Wet | R245fa | MinimizeLCOE_Brownfield | IgnoreSilica | 120.823 | 18.3335 | 0.99453 | 4 | 10843.3725 | 13897.3159 | 221.0568 | 283.3156 | 93.3198 | -2.5742e-06 | 5393363863.4581 | 2516073.9871 | 83064.5519 | 3566241.1264 | 4262313.7636 | 24077.0464 | 202940.4272 | 0 | 4155337.252 | 10811335.1528 | 7378958.3925 | 33000341.6997 | 3144235.0165 | 6991696.732 | 6991696.732 | 1478867.319 | 3678399.7627 | 0 | 43136273.4482 | 55285237.2619 | 7498942.0933 | 3.9781 | 10843.3725 | 13897.3159 | 221.0568 | 283.3156
1 | 2300 | 707 | 0.035 | 15 | 15 | 7 | 1e-08 | 0 | Water | Porous | Wet | R245fa | MinimizeLCOE_Brownfield | IgnoreSilica | 121.0614 | 18.3678 | 0.99734 | 4 | 10824.5446 | 13869.8864 | 220.673 | 282.7564 | 93.3152 | -2.5338e-06 | 5400015123.6131 | 2519316.4074 | 83168.2427 | 3571596.8128 | 4270420.289 | 24077.0464 | 201219.4421 | 0 | 4161221.3138 | 10826644.2746 | 7389407.1827 | 33047071.0115 | 3144235.0165 | 6991696.732 | 6991696.732 | 1478867.319 | 3678399.7627 | 0 | 43183002.76 | 55331966.5737 | 10000000 | 3.9894 | 10824.5446 | 13869.8864 | 220.673 | 282.7564
1 | 2400 | 707 | 0.035 | 15 | 15 | 7 | 1e-13 | 0 | Water | Porous | Wet | R245fa | MinimizeLCOE_Brownfield | IgnoreSilica | 0 | 0 | 0 | 0 | [5 empty] | 0 | 0 | 0 | 0 | 0 | 0 | 0 | 0 | 0 | 0 | 0 | 0 | 0 | 0 | 0 | 0 | 0 | 0 | 0 | 0 | 0 | 100 | 0
1 | 2400 | 707 | 0.035 | 15 | 15 | 7 | 1.3335e-13 | 0 | Water | Porous | Wet | R245fa | MinimizeLCOE_Brownfield | IgnoreSilica | 0 | 0 | 0 | 0 | [5 empty] | 0 | 0 | 0 | 0 | 0 | 0 | 0 | 0 | 0 | 0 | 0 | 0 | 0 | 0 | 0 | 0 | 0 | 0 | 0 | 0 | 0 | 133.3521 | 0
1 | 2400 | 707 | 0.035 | 15 | 15 | 7 | 1.7783e-13 | 0 | Water | Porous | Wet | R245fa | MinimizeLCOE_Brownfield | IgnoreSilica | 0 | 0 | 0 | 0 | [5 empty] | 0 | 0 | 0 | 0 | 0 | 0 | 0 | 0 | 0 | 0 | 0 | 0 | 0 | 0 | 0 | 0 | 0 | 0 | 0 | 0 | 0 | 177.8279 | 0
1 | 2400 | 707 | 0.035 | 15 | 15 | 7 | 2.3714e-13 | 0 | Water | Porous | Wet | R245fa | MinimizeLCOE_Brownfield | IgnoreSilica | 0 | 0 | 0 | 0 | [5 empty] | 0 | 0 | 0 | 0 | 0 | 0 | 0 | 0 | 0 | 0 | 0 | 0 | 0 | 0 | 0 | 0 | 0 | 0 | 0 | 0 | 0 | 237.1374 | 0
1 | 2400 | 707 | 0.035 | 15 | 15 | 7 | 3.1623e-13 | 0 | Water | Porous | Wet | R245fa | MinimizeLCOE_Brownfield | IgnoreSilica | 0 | 0 | 0 | 0 | [5 empty] | 0 | 0 | 0 | 0 | 0 | 0 | 0 | 0 | 0 | 0 | 0 | 0 | 0 | 0 | 0 | 0 | 0 | 0 | 0 | 0 | 0 | 316.2278 | 0
1 | 2400 | 707 | 0.035 | 15 | 15 | 7 | 4.217e-13 | 0 | Water | Porous | Wet | R245fa | MinimizeLCOE_Brownfield | IgnoreSilica | 0 | 0 | 0 | 0 | [5 empty] | 0 | 0 | 0 | 0 | 0 | 0 | 0 | 0 | 0 | 0 | 0 | 0 | 0 | 0 | 0 | 0 | 0 | 0 | 0 | 0 | 0 | 421.6965 | 0
1 | 2400 | 707 | 0.035 | 15 | 15 | 7 | 5.6234e-13 | 0 | Water | Porous | Wet | R245fa | MinimizeLCOE_Brownfield | IgnoreSilica | 0.69538 | 0.06276 | 8.153e-05 | 4 | 33821606.7037 | 72538269.941 | 689499.1998 | 1478790.748 | 73.0108 | -1.5007e-05 | 49448662.0873 | 40578.714 | 1157.0142 | 38561.838 | 42011.329 | 24077.0464 | 32167.2703 | 0 | 69635.7526 | 181177.9441 | 123657.6697 | 553024.5784 | 3144235.0165 | 7332603.3321 | 7332603.3321 | 1478867.319 | 3814762.4027 | 0 | 11029862.927 | 23656095.9809 | 562.3413 | 0.00032612 | 33821606.7037 | 72538269.941 | 689499.1998 | 1478790.748
1 | 2400 | 707 | 0.035 | 15 | 15 | 7 | 7.4989e-13 | 0 | Water | Porous | Wet | R245fa | MinimizeLCOE_Brownfield | IgnoreSilica | 1.1001 | 0.12377 | 0.0012293 | 4 | 2295648.1437 | 4863394.7529 | 46799.8925 | 99146.8803 | 80.6753 | -1.8678e-05 | 16183783.148 | 69565.0547 | 2099.7635 | 66016.7993 | 56379.167 | 24077.0464 | 43842.8266 | 0 | 102172.4565 | 265831.7732 | 181435.6475 | 811420.5348 | 3144235.0165 | 7332603.3321 | 7332603.3321 | 1478867.319 | 3814762.4027 | 0 | 11288258.8834 | 23914491.9373 | 749.8942 | 0.0049172 | 2295648.1437 | 4863394.7529 | 46799.8925 | 99146.8803
1 | 2400 | 707 | 0.035 | 15 | 15 | 7 | 1e-12 | 0 | Water | Porous | Wet | R245fa | MinimizeLCOE_Brownfield | IgnoreSilica | 1.58 | 0.19958 | 0.0031335 | 4 | 923028.6238 | 1930380.6691 | 18817.187 | 39353.421 | 85.2459 | -2.0532e-05 | 66360107.2947 | 100526.6548 | 3137.7291 | 96427.8274 | 73748.1507 | 24077.0464 | 54807.3516 | 0 | 137562.6564 | 357909.814 | 244280.8024 | 1092478.0327 | 3144235.0165 | 7332603.3321 | 7332603.3321 | 1478867.319 | 3814762.4027 | 0 | 11569316.3814 | 24195549.4353 | 1000 | 0.012534 | 923028.6238 | 1930380.6691 | 18817.187 | 39353.421
1 | 2400 | 707 | 0.035 | 15 | 15 | 7 | 1.3335e-12 | 0 | Water | Porous | Wet | R245fa | MinimizeLCOE_Brownfield | IgnoreSilica | 2.1551 | 0.29235 | 0.0059385 | 4 | 500122.8613 | 1031661.3111 | 10195.681 | 21031.8113 | 88.2598 | -2.1192e-05 | 256612183.4298 | 134058.1918 | 4277.6383 | 130585.4742 | 94758.783 | 24077.0464 | 65271.5604 | 0 | 176681.1906 | 459688.2157 | 313746.6529 | 1403144.7532 | 3144235.0165 | 7332603.3321 | 7332603.3321 | 1478867.319 | 3814762.4027 | 0 | 11879983.1018 | 24506216.1557 | 1333.5214 | 0.023754 | 500122.8613 | 1031661.3111 | 10195.681 | 21031.8113
1 | 2400 | 707 | 0.035 | 15 | 15 | 7 | 1.7783e-12 | 0 | Water | Porous | Wet | R245fa | MinimizeLCOE_Brownfield | IgnoreSilica | 2.9056 | 0.4147 | 0.009882 | 4 | 310133.468 | 629558.3997 | 6322.4902 | 12834.3995 | 90.5062 | -2.1544e-05 | 402848523.7271 | 173749.9171 | 5636.4545 | 172450.5228 | 122310.0386 | 24077.0464 | 77163.7114 | 0 | 224401.1994 | 583845.8899 | 398486.8167 | 1782121.5969 | 3144235.0165 | 7332603.3321 | 7332603.3321 | 1478867.319 | 3814762.4027 | 0 | 12258959.9456 | 24885192.9995 | 1778.2794 | 0.039528 | 310133.468 | 629558.3997 | 6322.4902 | 12834.3995
1 | 2400 | 707 | 0.035 | 15 | 15 | 7 | 2.3714e-12 | 0 | Water | Porous | Wet | R245fa | MinimizeLCOE_Brownfield | IgnoreSilica | 3.8607 | 0.57137 | 0.015277 | 4 | 207998.7847 | 414618.5106 | 4240.3366 | 8452.5592 | 92.159 | -2.152e-05 | 594076517.4413 | 219704.7035 | 7214.6497 | 222588.9357 | 157477.4521 | 24077.0464 | 90113.8712 | 0 | 281258.8969 | 731777.9556 | 499453.4912 | 2233667.0023 | 3144235.0165 | 7332603.3321 | 7332603.3321 | 1478867.319 | 3814762.4027 | 0 | 12710505.351 | 25336738.4049 | 2371.3737 | 0.061109 | 207998.7847 | 414618.5106 | 4240.3366 | 8452.5592
1 | 2400 | 707 | 0.035 | 15 | 15 | 7 | 3.1623e-12 | 0 | Water | Porous | Wet | R245fa | MinimizeLCOE_Brownfield | IgnoreSilica | 5.0929 | 0.77421 | 0.022555 | 4 | 146958.7719 | 286905.4098 | 2995.9533 | 5848.9548 | 93.4061 | -2.1307e-05 | 796692824.4007 | 273827.5706 | 9075.0139 | 283578.9401 | 202924.5001 | 24077.0464 | 104745.5526 | 0 | 350309.1632 | 911432.5844 | 622071.4669 | 2782041.8382 | 3144235.0165 | 7332603.3321 | 7332603.3321 | 1478867.319 | 3814762.4027 | 0 | 13258880.1869 | 25885113.2408 | 3162.2777 | 0.090222 | 146958.7719 | 286905.4098 | 2995.9533 | 5848.9548
1 | 2400 | 707 | 0.035 | 15 | 15 | 7 | 4.217e-12 | 0 | Water | Porous | Wet | R245fa | MinimizeLCOE_Brownfield | IgnoreSilica | 6.6593 | 1.0324 | 0.032246 | 4 | 107890.3539 | 205779.7287 | 2199.4908 | 4195.0981 | 94.3356 | -2.0879e-05 | 1020703902.4554 | 336806.2668 | 11239.0195 | 356760.6692 | 260728.7044 | 24077.0464 | 120845.6847 | 0 | 433078.3825 | 1126781.1147 | 769051.2638 | 3439368.1521 | 3144235.0165 | 7332603.3321 | 7332603.3321 | 1478867.319 | 3814762.4027 | 0 | 13916206.5008 | 26542439.5547 | 4216.965 | 0.12898 | 107890.3539 | 205779.7287 | 2199.4908 | 4195.0981
1 | 2400 | 707 | 0.035 | 15 | 15 | 7 | 5.6234e-12 | 0 | Water | Porous | Wet | R245fa | MinimizeLCOE_Brownfield | IgnoreSilica | 8.5398 | 1.3415 | 0.044786 | 4 | 81822.5883 | 152304.0004 | 1668.0641 | 3104.9231 | 94.9673 | -2.0014e-05 | 1285495110.963 | 406092.5225 | 13614.1947 | 439730.7987 | 330001.3499 | 24077.0464 | 136416.8353 | 0 | 526473.7715 | 1369776.7589 | 934900.784 | 4181084.062 | 3144235.0165 | 7332603.3321 | 7332603.3321 | 1478867.319 | 3814762.4027 | 0 | 14657922.4106 | 27284155.4645 | 5623.4133 | 0.17914 | 81822.5883 | 152304.0004 | 1668.0641 | 3104.9231
1 | 2400 | 707 | 0.035 | 15 | 15 | 7 | 7.4989e-12 | 0 | Water | Porous | Wet | R245fa | MinimizeLCOE_Brownfield | IgnoreSilica | 10.6398 | 1.6823 | 0.060152 | 4 | 64127.8455 | 116603.9819 | 1307.3329 | 2377.1299 | 95.2819 | -1.8566e-05 | 1531776938.7305 | 476661.8458 | 16018.4704 | 526926.5907 | 406749.9111 | 24077.0464 | 148692.9513 | 0 | 623659.4581 | 1622633.9798 | 1107481.033 | 4952901.2866 | 3144235.0165 | 7332603.3321 | 7332603.3321 | 1478867.319 | 3814762.4027 | 0 | 15429739.6352 | 28055972.6891 | 7498.9421 | 0.24061 | 64127.8455 | 116603.9819 | 1307.3329 | 2377.1299
1 | 2400 | 707 | 0.035 | 15 | 15 | 7 | 1e-11 | 0 | Water | Porous | Wet | R245fa | MinimizeLCOE_Brownfield | IgnoreSilica | 14.4675 | 2.3229 | 0.084317 | 4 | 49959.3667 | 87396.2465 | 1018.4893 | 1781.6907 | 96.0248 | -1.9015e-05 | 1910147910.9465 | 600378.988 | 20273.96 | 681739.7154 | 549307.3908 | 24077.0464 | 181793.9347 | 0 | 802452.7037 | 2087817.3294 | 1424978.2277 | 6372819.2961 | 3144235.0165 | 7332603.3321 | 7332603.3321 | 1478867.319 | 3814762.4027 | 0 | 16849657.6448 | 29475890.6987 | 10000 | 0.33727 | 49959.3667 | 87396.2465 | 1018.4893 | 1781.6907
1 | 2400 | 707 | 0.035 | 15 | 15 | 7 | 1.3335e-11 | 0 | Water | Porous | Wet | R245fa | MinimizeLCOE_Brownfield | IgnoreSilica | 18.4887 | 2.9879 | 0.11307 | 4 | 40308.4157 | 68226.1494 | 821.7416 | 1390.8823 | 96.3425 | -1.8167e-05 | 2260202924.6249 | 717677.0096 | 24281.7636 | 833663.7262 | 697966.3585 | 24077.0464 | 205608.2801 | 0 | 976276.9319 | 2540072.3149 | 1733651.5482 | 7753274.9794 | 3144235.0165 | 7332603.3321 | 7332603.3321 | 1478867.319 | 3814762.4027 | 0 | 18230113.3281 | 30856346.382 | 13335.2143 | 0.45227 | 40308.4157 | 68226.1494 | 821.7416 | 1390.8823
1 | 2400 | 707 | 0.035 | 15 | 15 | 7 | 1.7783e-11 | 0 | Water | Porous | Wet | R245fa | MinimizeLCOE_Brownfield | IgnoreSilica | 23.4586 | 3.81 | 0.14996 | 4 | 33113.4147 | 54162.9252 | 675.0617 | 1104.1845 | 96.5863 | -1.7234e-05 | 2634441478.6638 | 852423.5961 | 28877.0366 | 1012423.2267 | 881721.3588 | 24077.0464 | 230822.6138 | 0 | 1181834.5025 | 3074890.948 | 2098676.2547 | 9385746.5835 | 3144235.0165 | 7332603.3321 | 7332603.3321 | 1478867.319 | 3814762.4027 | 0 | 19862584.9321 | 32488817.986 | 17782.7941 | 0.59983 | 33113.4147 | 54162.9252 | 675.0617 | 1104.1845
1 | 2400 | 707 | 0.035 | 15 | 15 | 7 | 2.3714e-11 | 0 | Water | Porous | Wet | R245fa | MinimizeLCOE_Brownfield | IgnoreSilica | 29.5487 | 4.8175 | 0.19678 | 4 | 27673.4371 | 43714.866 | 564.1604 | 891.1867 | 96.775 | -1.6247e-05 | 3018004001.1939 | 1006328.6615 | 34115.4487 | 1221310.7789 | 1106914.7976 | 24077.0464 | 257250.175 | 0 | 1423498.7942 | 3703651.8627 | 2527818.4988 | 11304966.0639 | 3144235.0165 | 7332603.3321 | 7332603.3321 | 1478867.319 | 3814762.4027 | 0 | 21781804.4125 | 34408037.4664 | 23713.7371 | 0.7871 | 27673.4371 | 43714.866 | 564.1604 | 891.1867
1 | 2400 | 707 | 0.035 | 15 | 15 | 7 | 3.1623e-11 | 0 | Water | Porous | Wet | R245fa | MinimizeLCOE_Brownfield | IgnoreSilica | 36.8567 | 6.0268 | 0.25512 | 4 | 23514.6359 | 35887.5712 | 479.3777 | 731.6167 | 96.9208 | -1.5197e-05 | 3410071505.4279 | 1179017.103 | 39981.5653 | 1460808.6521 | 1377177.8591 | 24077.0464 | 283832.9232 | 0 | 1702309.1082 | 4429059.1078 | 3022923.8492 | 13519187.2143 | 3144235.0165 | 7332603.3321 | 7332603.3321 | 1478867.319 | 3814762.4027 | 0 | 23996025.5629 | 36622258.6168 | 31622.7766 | 1.0205 | 23514.6359 | 35887.5712 | 479.3777 | 731.6167
1 | 2400 | 707 | 0.035 | 15 | 15 | 7 | 4.217e-11 | 0 | Water | Porous | Wet | R245fa | MinimizeLCOE_Brownfield | IgnoreSilica | 45.3876 | 7.4386 | 0.32603 | 4 | 20310.2259 | 29992.1682 | 414.0514 | 611.4309 | 97.0328 | -1.4085e-05 | 3806560648.853 | 1368210.0195 | 46395.5316 | 1728555.5497 | 1692685.3736 | 24077.0464 | 309092.2733 | 0 | 2015916.1597 | 5245000.3263 | 3579820.4967 | 16009752.7768 | 3144235.0165 | 7332603.3321 | 7332603.3321 | 1478867.319 | 3814762.4027 | 0 | 26486591.1254 | 39112824.1793 | 42169.6503 | 1.3041 | 20310.2259 | 29992.1682 | 414.0514 | 611.4309
1 | 2400 | 707 | 0.035 | 15 | 15 | 7 | 5.6234e-11 | 0 | Water | Porous | Wet | R245fa | MinimizeLCOE_Brownfield | IgnoreSilica | 54.966 | 9.0232 | 0.40917 | 4 | 17832.4269 | 25546.8881 | 363.5381 | 520.8079 | 97.114 | -1.291e-05 | 4188392816.0782 | 1568384.9518 | 53167.353 | 2017223.2167 | 2046856.3425 | 24077.0464 | 330944.5511 | 0 | 2355854.85 | 6129451.0674 | 4183476.3011 | 18709435.6799 | 3144235.0165 | 7332603.3321 | 7332603.3321 | 1478867.319 | 3814762.4027 | 0 | 29186274.0286 | 41812507.0825 | 56234.1325 | 1.6367 | 17832.4269 | 25546.8881 | 363.5381 | 520.8079
1 | 2400 | 707 | 0.035 | 15 | 15 | 7 | 7.4989e-11 | 0 | Water | Porous | Wet | R245fa | MinimizeLCOE_Brownfield | IgnoreSilica | 65.0781 | 10.6932 | 0.50155 | 4 | 15920.1439 | 22213.729 | 324.5537 | 452.8569 | 97.1601 | -1.1659e-05 | 4544344568.5853 | 1768327.7528 | 59913.7114 | 2310652.9904 | 2420349.9855 | 24077.0464 | 346127.7999 | 0 | 2702485.2217 | 7031312.1909 | 4799015.0493 | 21462261.7482 | 3144235.0165 | 7332603.3321 | 7332603.3321 | 1478867.319 | 3814762.4027 | 0 | 31939100.0968 | 44565333.1507 | 74989.4209 | 2.0062 | 15920.1439 | 22213.729 | 324.5537 | 452.8569
1 | 2400 | 707 | 0.035 | 15 | 15 | 7 | 1e-10 | 0 | Water | Porous | Wet | R245fa | MinimizeLCOE_Brownfield | IgnoreSilica | 75.0346 | 12.3306 | 0.59772 | 4 | 14453.5014 | 19734.4566 | 294.6542 | 402.3136 | 97.1661 | -1.0356e-05 | 4861608311.435 | 1955345.4136 | 66202.802 | 2589623.5167 | 2787169.729 | 24077.0464 | 352221.2177 | 0 | 3032109.4929 | 7888926.9293 | 5384354.7305 | 24080030.8779 | 3144235.0165 | 7332603.3321 | 7332603.3321 | 1478867.319 | 3814762.4027 | 0 | 34556869.2265 | 47183102.2804 | 100000 | 2.3909 | 14453.5014 | 19734.4566 | 294.6542 | 402.3136
1 | 2400 | 707 | 0.035 | 15 | 15 | 7 | 1.3335e-10 | 0 | Water | Porous | Wet | R245fa | MinimizeLCOE_Brownfield | IgnoreSilica | 84.2675 | 13.8392 | 0.69175 | 4 | 13336.9068 | 17900.0836 | 271.8909 | 364.9174 | 97.1351 | -9.0714e-06 | 5130928119.0722 | 2120818.9267 | 71744.5967 | 2840190.6088 | 3125972.9947 | 24077.0464 | 349321.5307 | 0 | 3327529.0246 | 8657547.9519 | 5908954.372 | 26426157.0525 | 3144235.0165 | 7332603.3321 | 7332603.3321 | 1478867.319 | 3814762.4027 | 0 | 36902995.4012 | 49529228.455 | 133352.1432 | 2.767 | 13336.9068 | 17900.0836 | 271.8909 | 364.9174
1 | 2400 | 707 | 0.035 | 15 | 15 | 7 | 1.7783e-10 | 0 | Water | Porous | Wet | R245fa | MinimizeLCOE_Brownfield | IgnoreSilica | 92.3797 | 15.1539 | 0.77846 | 4 | 12491.8492 | 16546.7238 | 254.6632 | 337.3273 | 97.0775 | -7.8734e-06 | 5352490016.999 | 2260242.0118 | 76392.7393 | 3054183.837 | 3422165.3436 | 24077.0464 | 339064.5846 | 0 | 3578688.9694 | 9311014.6084 | 6354958.7925 | 28420787.9329 | 3144235.0165 | 7332603.3321 | 7332603.3321 | 1478867.319 | 3814762.4027 | 0 | 38897626.2816 | 51523859.3354 | 177827.941 | 3.1138 | 12491.8492 | 16546.7238 | 254.6632 | 337.3273
1 | 2400 | 707 | 0.035 | 15 | 15 | 7 | 2.3714e-10 | 0 | Water | Porous | Wet | R245fa | MinimizeLCOE_Brownfield | IgnoreSilica | 99.2586 | 16.2589 | 0.85491 | 4 | 11854.7437 | 15547.0156 | 241.675 | 316.9469 | 97.0062 | -6.8161e-06 | 5529153187.9905 | 2374249.4632 | 80176.0994 | 3231249.0705 | 3671978.2269 | 24077.0464 | 324318.4112 | 0 | 3785358.8439 | 9848727.2279 | 6721958.7041 | 30062093.0934 | 3144235.0165 | 7332603.3321 | 7332603.3321 | 1478867.319 | 3814762.4027 | 0 | 40538931.4421 | 53165164.496 | 237137.3706 | 3.4196 | 11854.7437 | 15547.0156 | 241.675 | 316.9469
1 | 2400 | 707 | 0.035 | 15 | 15 | 7 | 3.1623e-10 | 0 | Water | Porous | Wet | R245fa | MinimizeLCOE_Brownfield | IgnoreSilica | 104.8935 | 17.1563 | 0.91968 | 4 | 11375.4161 | 14807.6563 | 231.9032 | 301.8741 | 96.9325 | -5.9174e-06 | 5668785038.4396 | 2464818.2851 | 83168.8225 | 3373322.5925 | 3875536.6185 | 24077.0464 | 307428.4816 | 0 | 3950057.2202 | 10277238.6188 | 7014426.5334 | 31370074.219 | 3144235.0165 | 7332603.3321 | 7332603.3321 | 1478867.319 | 3814762.4027 | 0 | 41846912.5676 | 54473145.6215 | 316227.766 | 3.6787 | 11375.4161 | 14807.6563 | 231.9032 | 301.8741
1 | 2400 | 707 | 0.035 | 15 | 15 | 7 | 4.217e-10 | 0 | Water | Porous | Wet | R245fa | MinimizeLCOE_Brownfield | IgnoreSilica | 109.4218 | 17.8718 | 0.97305 | 4 | 11015.187 | 14259.1603 | 224.5595 | 290.6923 | 96.8633 | -5.1791e-06 | 5776562485.2959 | 2535789.3232 | 85504.998 | 3485580.9172 | 4038347.4434 | 24077.0464 | 290486.0653 | 0 | 4079316.4595 | 10613544.6446 | 7243962.3065 | 32396609.2041 | 3144235.0165 | 7332603.3321 | 7332603.3321 | 1478867.319 | 3814762.4027 | 0 | 42873447.5527 | 55499680.6066 | 421696.5034 | 3.8922 | 11015.187 | 14259.1603 | 224.5595 | 290.6923
1 | 2400 | 707 | 0.035 | 15 | 15 | 7 | 5.6234e-10 | 0 | Water | Porous | Wet | R245fa | MinimizeLCOE_Brownfield | IgnoreSilica | 112.9593 | 18.4271 | 1.0158 | 4 | 10744.5955 | 13852.008 | 219.0431 | 282.3919 | 96.8031 | -4.5826e-06 | 5862511424.3142 | 2590120.3489 | 87287.6049 | 3572097.5054 | 4165021.0528 | 24077.0464 | 274524.8297 | 0 | 4178120.0714 | 10870611.3754 | 7419415.6324 | 33181275.4673 | 3144235.0165 | 7332603.3321 | 7332603.3321 | 1478867.319 | 3814762.4027 | 0 | 43658113.8159 | 56284346.8698 | 562341.3252 | 4.0633 | 10744.5955 | 13852.008 | 219.0431 | 282.3919
1 | 2400 | 707 | 0.035 | 15 | 15 | 7 | 7.4989e-10 | 0 | Water | Porous | Wet | R245fa | MinimizeLCOE_Brownfield | IgnoreSilica | 115.7313 | 18.8598 | 1.0497 | 4 | 10541.3813 | 13548.3569 | 214.9003 | 276.2016 | 96.7522 | -4.1139e-06 | 5926286765.7586 | 2632019.1559 | 88658.6198 | 3639173.6115 | 4263953.5609 | 24077.0464 | 260562.6352 | 0 | 4254293.4056 | 11068798.7657 | 7554682.5987 | 33786219.3997 | 3144235.0165 | 7332603.3321 | 7332603.3321 | 1478867.319 | 3814762.4027 | 0 | 44263057.7483 | 56889290.8022 | 749894.2093 | 4.199 | 10541.3813 | 13548.3569 | 214.9003 | 276.2016
1 | 2400 | 707 | 0.035 | 15 | 15 | 7 | 1e-09 | 0 | Water | Porous | Wet | R245fa | MinimizeLCOE_Brownfield | IgnoreSilica | 117.8554 | 19.1899 | 1.0761 | 4 | 10388.7872 | 13321.9832 | 211.7895 | 271.5866 | 96.711 | -3.7475e-06 | 5976751391.4473 | 2663724.0315 | 89693.8183 | 3690143.3777 | 4339555.7355 | 24077.0464 | 248641.8131 | 0 | 4311775.9708 | 11218356.609 | 7656758.8998 | 34242727.3021 | 3144235.0165 | 7332603.3321 | 7332603.3321 | 1478867.319 | 3814762.4027 | 0 | 44719565.6507 | 57345798.7046 | 1000000 | 4.3046 | 10388.7872 | 13321.9832 | 211.7895 | 271.5866
1 | 2400 | 707 | 0.035 | 15 | 15 | 7 | 1.3335e-09 | 0 | Water | Porous | Wet | R245fa | MinimizeLCOE_Brownfield | IgnoreSilica | 119.4755 | 19.4407 | 1.0965 | 4 | 10274.2176 | 13152.9258 | 209.4538 | 268.1402 | 96.6783 | -3.4644e-06 | 6015275558.2583 | 2687673.8769 | 90474.4697 | 3728770.8371 | 4397097.1499 | 24077.0464 | 238787.2472 | 0 | 4355083.4446 | 11331033.7724 | 7733663.3791 | 34586661.2233 | 3144235.0165 | 7332603.3321 | 7332603.3321 | 1478867.319 | 3814762.4027 | 0 | 45063499.572 | 57689732.6259 | 1333521.4322 | 4.3861 | 10274.2176 | 13152.9258 | 209.4538 | 268.1402
1 | 2400 | 707 | 0.035 | 15 | 15 | 7 | 1.7783e-09 | 0 | Water | Porous | Wet | R245fa | MinimizeLCOE_Brownfield | IgnoreSilica | 120.6935 | 19.6289 | 1.112 | 4 | 10188.199 | 13026.7049 | 207.7002 | 265.567 | 96.6531 | -3.2458e-06 | 6044726147.6626 | 2705551.2004 | 91056.4523 | 3757673.3473 | 4440289.2394 | 24077.0464 | 230762.8423 | 0 | 4387269.9499 | 11414776.4568 | 7790819.482 | 34842276.0166 | 3144235.0165 | 7332603.3321 | 7332603.3321 | 1478867.319 | 3814762.4027 | 0 | 45319114.3653 | 57945347.4191 | 1778279.41 | 4.4482 | 10188.199 | 13026.7049 | 207.7002 | 265.567
1 | 2400 | 707 | 0.035 | 15 | 15 | 7 | 2.3714e-09 | 0 | Water | Porous | Wet | R245fa | MinimizeLCOE_Brownfield | IgnoreSilica | 121.6144 | 19.7708 | 1.1239 | 4 | 10123.6165 | 12932.2449 | 206.3836 | 263.6413 | 96.6337 | -3.0787e-06 | 6068163820.7411 | 2718998.8384 | 91493.8485 | 3779451.3589 | 4472910.1989 | 24077.0464 | 224393.1029 | 0 | 4411416.5136 | 11477600.8625 | 7833698.4298 | 35034040.1998 | 3144235.0165 | 7332603.3321 | 7332603.3321 | 1478867.319 | 3814762.4027 | 0 | 45510878.5485 | 58137111.6024 | 2371373.7057 | 4.4955 | 10123.6165 | 12932.2449 | 206.3836 | 263.6413
1 | 2400 | 707 | 0.035 | 15 | 15 | 7 | 3.1623e-09 | 0 | Water | Porous | Wet | R245fa | MinimizeLCOE_Brownfield | IgnoreSilica | 122.3138 | 19.8785 | 1.1329 | 4 | 10075.1459 | 12861.4564 | 205.3955 | 262.1982 | 96.6188 | -2.9522e-06 | 6085594881.3437 | 2729168.7704 | 91824.3787 | 3795944.6581 | 4497660.6172 | 24077.0464 | 219427.8876 | 0 | 4429660.3097 | 11525067.4777 | 7866095.37 | 35178926.5157 | 3144235.0165 | 7332603.3321 | 7332603.3321 | 1478867.319 | 3814762.4027 | 0 | 45655764.8643 | 58281997.9182 | 3162277.6602 | 4.5315 | 10075.1459 | 12861.4564 | 205.3955 | 262.1982
1 | 2400 | 707 | 0.035 | 15 | 15 | 7 | 4.217e-09 | 0 | Water | Porous | Wet | R245fa | MinimizeLCOE_Brownfield | IgnoreSilica | 122.8324 | 19.9582 | 1.1396 | 4 | 10038.773 | 12808.5582 | 204.654 | 261.1198 | 96.6076 | -2.8558e-06 | 6099526824.7677 | 2736686.2877 | 92068.5607 | 3808149.3911 | 4516000.6554 | 24077.0464 | 215534.8866 | 0 | 4443081.5629 | 11559986.8253 | 7889928.5422 | 35285513.7584 | 3144235.0165 | 7332603.3321 | 7332603.3321 | 1478867.319 | 3814762.4027 | 0 | 45762352.107 | 58388585.1609 | 4216965.0343 | 4.5586 | 10038.773 | 12808.5582 | 204.654 | 261.1198
1 | 2400 | 707 | 0.035 | 15 | 15 | 7 | 5.6234e-09 | 0 | Water | Porous | Wet | R245fa | MinimizeLCOE_Brownfield | IgnoreSilica | 123.2345 | 20.02 | 1.1448 | 4 | 10011.482 | 12768.7488 | 204.0976 | 260.3082 | 96.5988 | -2.784e-06 | 6109025570.0177 | 2742500.8189 | 92257.3419 | 3817597.0312 | 4530212.41 | 24077.0464 | 212604.4724 | 0 | 4453507.1571 | 11587112.0828 | 7908442.0878 | 35368310.4484 | 3144235.0165 | 7332603.3321 | 7332603.3321 | 1478867.319 | 3814762.4027 | 0 | 45845148.797 | 58471381.8509 | 5623413.2519 | 4.5793 | 10011.482 | 12768.7488 | 204.0976 | 260.3082
1 | 2400 | 707 | 0.035 | 15 | 15 | 7 | 7.4989e-09 | 0 | Water | Porous | Wet | R245fa | MinimizeLCOE_Brownfield | IgnoreSilica | 123.5318 | 20.0656 | 1.1487 | 4 | 9991.0077 | 12738.9891 | 203.6802 | 259.7015 | 96.5923 | -2.7294e-06 | 6116630586.5971 | 2746791.7086 | 92396.6075 | 3824573.3039 | 4540714.8346 | 24077.0464 | 210337.6306 | 0 | 4461167.5413 | 11607042.8312 | 7922045.2332 | 35429146.7373 | 3144235.0165 | 7332603.3321 | 7332603.3321 | 1478867.319 | 3814762.4027 | 0 | 45905985.0859 | 58532218.1398 | 7498942.0933 | 4.5947 | 9991.0077 | 12738.9891 | 203.6802 | 259.7015
1 | 2400 | 707 | 0.035 | 15 | 15 | 7 | 1e-08 | 0 | Water | Porous | Wet | R245fa | MinimizeLCOE_Brownfield | IgnoreSilica | 123.7487 | 20.0989 | 1.1516 | 4 | 9975.6489 | 12716.7771 | 203.3671 | 259.2487 | 96.5875 | -2.6878e-06 | 6122921209.6946 | 2749918.0161 | 92498.0502 | 3829658.4513 | 4548374.6806 | 24077.0464 | 208578.9073 | 0 | 4466711.0092 | 11621465.7976 | 7931889.2041 | 35473171.1627 | 3144235.0165 | 7332603.3321 | 7332603.3321 | 1478867.319 | 3814762.4027 | 0 | 45950009.5113 | 58576242.5652 | 10000000 | 4.6062 | 9975.6489 | 12716.7771 | 203.3671 | 259.2487
1 | 2500 | 707 | 0.035 | 15 | 15 | 7 | 1e-13 | 0 | Water | Porous | Wet | R245fa | MinimizeLCOE_Brownfield | IgnoreSilica | 0 | 0 | 0 | 0 | [5 empty] | 0 | 0 | 0 | 0 | 0 | 0 | 0 | 0 | 0 | 0 | 0 | 0 | 0 | 0 | 0 | 0 | 0 | 0 | 0 | 0 | 0 | 100 | 0
1 | 2500 | 707 | 0.035 | 15 | 15 | 7 | 1.3335e-13 | 0 | Water | Porous | Wet | R245fa | MinimizeLCOE_Brownfield | IgnoreSilica | 0 | 0 | 0 | 0 | [5 empty] | 0 | 0 | 0 | 0 | 0 | 0 | 0 | 0 | 0 | 0 | 0 | 0 | 0 | 0 | 0 | 0 | 0 | 0 | 0 | 0 | 0 | 133.3521 | 0
1 | 2500 | 707 | 0.035 | 15 | 15 | 7 | 1.7783e-13 | 0 | Water | Porous | Wet | R245fa | MinimizeLCOE_Brownfield | IgnoreSilica | 0 | 0 | 0 | 0 | [5 empty] | 0 | 0 | 0 | 0 | 0 | 0 | 0 | 0 | 0 | 0 | 0 | 0 | 0 | 0 | 0 | 0 | 0 | 0 | 0 | 0 | 0 | 177.8279 | 0
1 | 2500 | 707 | 0.035 | 15 | 15 | 7 | 2.3714e-13 | 0 | Water | Porous | Wet | R245fa | MinimizeLCOE_Brownfield | IgnoreSilica | 0 | 0 | 0 | 0 | [5 empty] | 0 | 0 | 0 | 0 | 0 | 0 | 0 | 0 | 0 | 0 | 0 | 0 | 0 | 0 | 0 | 0 | 0 | 0 | 0 | 0 | 0 | 237.1374 | 0
1 | 2500 | 707 | 0.035 | 15 | 15 | 7 | 3.1623e-13 | 0 | Water | Porous | Wet | R245fa | MinimizeLCOE_Brownfield | IgnoreSilica | 0 | 0 | 0 | 0 | [5 empty] | 0 | 0 | 0 | 0 | 0 | 0 | 0 | 0 | 0 | 0 | 0 | 0 | 0 | 0 | 0 | 0 | 0 | 0 | 0 | 0 | 0 | 316.2278 | 0
1 | 2500 | 707 | 0.035 | 15 | 15 | 7 | 4.217e-13 | 0 | Water | Porous | Wet | R245fa | MinimizeLCOE_Brownfield | IgnoreSilica | 0 | 0 | 0 | 0 | [5 empty] | 0 | 0 | 0 | 0 | 0 | 0 | 0 | 0 | 0 | 0 | 0 | 0 | 0 | 0 | 0 | 0 | 0 | 0 | 0 | 0 | 0 | 421.6965 | 0
1 | 2500 | 707 | 0.035 | 15 | 15 | 7 | 5.6234e-13 | 0 | Water | Porous | Wet | R245fa | MinimizeLCOE_Brownfield | IgnoreSilica | 0.8806 | 0.094915 | 0.00053721 | 4 | 5362054.2222 | 11463863.3836 | 109312.728 | 233706.3611 | 79.0767 | -1.9174e-05 | 49389182.2119 | 57138.6118 | 1701.7807 | 53447.1405 | 49289.4099 | 24077.0464 | 39868.1085 | 0 | 87953.6182 | 228837.2727 | 156186.1407 | 698499.1294 | 3144235.0165 | 7679370.0231 | 7679370.0231 | 1478867.319 | 3953469.0791 | 0 | 11522104.169 | 24633810.5903 | 562.3413 | 0.0021488 | 5362054.2222 | 11463863.3836 | 109312.728 | 233706.3611
1 | 2500 | 707 | 0.035 | 15 | 15 | 7 | 7.4989e-13 | 0 | Water | Porous | Wet | R245fa | MinimizeLCOE_Brownfield | IgnoreSilica | 1.3021 | 0.16433 | 0.0021851 | 4 | 1349455.8325 | 2849605.0759 | 27510.4824 | 58093.0538 | 85.2072 | -2.1988e-05 | 116071210.4865 | 87900.7609 | 2737.1221 | 82545.6401 | 64990.9215 | 24077.0464 | 51252.2483 | 0 | 122266.4583 | 318112.2443 | 217118.1433 | 971000.5853 | 3144235.0165 | 7679370.0231 | 7679370.0231 | 1478867.319 | 3953469.0791 | 0 | 11794605.625 | 24906312.0462 | 749.8942 | 0.0087403 | 1349455.8325 | 2849605.0759 | 27510.4824 | 58093.0538
1 | 2500 | 707 | 0.035 | 15 | 15 | 7 | 1e-12 | 0 | Water | Porous | Wet | R245fa | MinimizeLCOE_Brownfield | IgnoreSilica | 1.8337 | 0.25486 | 0.0047594 | 4 | 636236.4193 | 1324961.1858 | 12970.54 | 27011.1259 | 89.3208 | -2.3642e-05 | 179240089.199 | 122951.8843 | 3943.6157 | 116920.4654 | 85095.6429 | 24077.0464 | 63136.8413 | 0 | 162288.9434 | 422242.5407 | 288189.2103 | 1288846.1903 | 3144235.0165 | 7679370.0231 | 7679370.0231 | 1478867.319 | 3953469.0791 | 0 | 12112451.23 | 25224157.6513 | 1000 | 0.019038 | 636236.4193 | 1324961.1858 | 12970.54 | 27011.1259
1 | 2500 | 707 | 0.035 | 15 | 15 | 7 | 1.3335e-12 | 0 | Water | Porous | Wet | R245fa | MinimizeLCOE_Brownfield | IgnoreSilica | 2.5035 | 0.37081 | 0.0084711 | 4 | 368425.4446 | 755379.0508 | 7510.851 | 15399.4237 | 92.1974 | -2.4446e-05 | 330986595.044 | 162869.2242 | 5333.4022 | 157499.6874 | 110623.2604 | 24077.0464 | 75648.0912 | 0 | 209059.7776 | 543930.6572 | 371243.8502 | 1660284.9966 | 3144235.0165 | 7679370.0231 | 7679370.0231 | 1478867.319 | 3953469.0791 | 0 | 12483890.0363 | 25595596.4575 | 1333.5214 | 0.033884 | 368425.4446 | 755379.0508 | 7510.851 | 15399.4237
1 | 2500 | 707 | 0.035 | 15 | 15 | 7 | 1.7783e-12 | 0 | Water | Porous | Wet | R245fa | MinimizeLCOE_Brownfield | IgnoreSilica | 3.3419 | 0.51729 | 0.013616 | 4 | 237174.8813 | 477917.4516 | 4835.1308 | 9742.9937 | 94.2615 | -2.4596e-05 | 537112483.958 | 208256.4745 | 6921.9298 | 205265.6295 | 142727.9387 | 24077.0464 | 88766.7286 | 0 | 263646.1415 | 685953.1789 | 468177.1395 | 2093792.2073 | 3144235.0165 | 7679370.0231 | 7679370.0231 | 1478867.319 | 3953469.0791 | 0 | 12917397.2469 | 26029103.6682 | 1778.2794 | 0.054464 | 237174.8813 | 477917.4516 | 4835.1308 | 9742.9937
1 | 2500 | 707 | 0.035 | 15 | 15 | 7 | 2.3714e-12 | 0 | Water | Porous | Wet | R245fa | MinimizeLCOE_Brownfield | IgnoreSilica | 4.4332 | 0.7089 | 0.02062 | 4 | 163042.437 | 322010.1761 | 3323.8406 | 6564.613 | 95.8262 | -2.454e-05 | 755134461.3566 | 262100.5753 | 8810.4324 | 263828.9981 | 184621.2632 | 24077.0464 | 103823.1634 | 0 | 330431.9767 | 859716.2225 | 586773.9872 | 2624183.6651 | 3144235.0165 | 7679370.0231 | 7679370.0231 | 1478867.319 | 3953469.0791 | 0 | 13447788.7047 | 26559495.126 | 2371.3737 | 0.08248 | 163042.437 | 322010.1761 | 3323.8406 | 6564.613
1 | 2500 | 707 | 0.035 | 15 | 15 | 7 | 3.1623e-12 | 0 | Water | Porous | Wet | R245fa | MinimizeLCOE_Brownfield | IgnoreSilica | 5.8091 | 0.95115 | 0.029999 | 4 | 117311.5241 | 226581.1879 | 2391.5541 | 4619.164 | 96.985 | -2.4131e-05 | 1027662105.8828 | 324181.7051 | 10988.4006 | 333504.7198 | 237514.9653 | 24077.0464 | 120043.198 | 0 | 409620.9137 | 1065749.5927 | 727395.996 | 3253076.5375 | 3144235.0165 | 7679370.0231 | 7679370.0231 | 1478867.319 | 3953469.0791 | 0 | 14076681.5771 | 27188387.9984 | 3162.2777 | 0.11999 | 117311.5241 | 226581.1879 | 2391.5541 | 4619.164
1 | 2500 | 707 | 0.035 | 15 | 15 | 7 | 4.217e-12 | 0 | Water | Porous | Wet | R245fa | MinimizeLCOE_Brownfield | IgnoreSilica | 7.5413 | 1.2561 | 0.042376 | 4 | 87452.0194 | 164805.5213 | 1782.8277 | 3359.7835 | 97.8373 | -2.3468e-05 | 1297215457.1576 | 395816.8307 | 13498.5858 | 416351.7051 | 304088.5554 | 24077.0464 | 137581.6115 | 0 | 503651.5906 | 1310398.1256 | 894373.6467 | 3999837.6978 | 3144235.0165 | 7679370.0231 | 7679370.0231 | 1478867.319 | 3953469.0791 | 0 | 14823442.7374 | 27935149.1587 | 4216.965 | 0.1695 | 87452.0194 | 164805.5213 | 1782.8277 | 3359.7835
1 | 2500 | 707 | 0.035 | 15 | 15 | 7 | 5.6234e-12 | 0 | Water | Porous | Wet | R245fa | MinimizeLCOE_Brownfield | IgnoreSilica | 9.5487 | 1.607 | 0.058026 | 4 | 67354.364 | 123845.1779 | 1373.1098 | 2524.7515 | 98.3604 | -2.2185e-05 | 1588427766.1916 | 471760.8874 | 16149.021 | 506883.8002 | 380900.6299 | 24077.0464 | 153077.7709 | 0 | 605611.1708 | 1575676.0384 | 1075431.2731 | 4809567.638 | 3144235.0165 | 7679370.0231 | 7679370.0231 | 1478867.319 | 3953469.0791 | 0 | 15633172.6777 | 28744879.099 | 5623.4133 | 0.2321 | 67354.364 | 123845.1779 | 1373.1098 | 2524.7515
1 | 2500 | 707 | 0.035 | 15 | 15 | 7 | 7.4989e-12 | 0 | Water | Porous | Wet | R245fa | MinimizeLCOE_Brownfield | IgnoreSilica | 13.2929 | 2.2715 | 0.081638 | 4 | 52454.0445 | 92606.0064 | 1069.3466 | 1887.8987 | 99.1329 | -2.333e-05 | 1961070428.7826 | 604009.039 | 20781.6618 | 668189.6592 | 525508.9176 | 24077.0464 | 193228.2105 | 0 | 793959.8684 | 2065720.7141 | 1409896.8337 | 6305371.9507 | 3144235.0165 | 7679370.0231 | 7679370.0231 | 1478867.319 | 3953469.0791 | 0 | 17128976.9904 | 30240683.4117 | 7498.9421 | 0.32655 | 52454.0445 | 92606.0064 | 1069.3466 | 1887.8987
1 | 2500 | 707 | 0.035 | 15 | 15 | 7 | 1e-11 | 0 | Water | Porous | Wet | R245fa | MinimizeLCOE_Brownfield | IgnoreSilica | 16.287 | 2.8014 | 0.10892 | 4 | 41811.5737 | 71906.6467 | 852.3855 | 1465.9143 | 99.4668 | -2.1256e-05 | 2362448435.2258 | 701075.8363 | 24170.481 | 790056.5945 | 640957.8608 | 24077.0464 | 206519.2418 | 0 | 930874.2537 | 2421943.8596 | 1653026.4501 | 7392701.6242 | 3144235.0165 | 7679370.0231 | 7679370.0231 | 1478867.319 | 3953469.0791 | 0 | 18216306.6639 | 31328013.0852 | 10000 | 0.43568 | 41811.5737 | 71906.6467 | 852.3855 | 1465.9143
1 | 2500 | 707 | 0.035 | 15 | 15 | 7 | 1.3335e-11 | 0 | Water | Porous | Wet | R245fa | MinimizeLCOE_Brownfield | IgnoreSilica | 20.7519 | 3.5907 | 0.14536 | 4 | 34053.1037 | 56603.0329 | 694.2186 | 1153.9294 | 99.7701 | -2.0249e-05 | 2768643856.4176 | 835965.7732 | 28868.222 | 963393.0273 | 812970.1654 | 24077.0464 | 232986.2381 | 0 | 1130321.5842 | 2940864.9013 | 2007200.7239 | 8976647.6818 | 3144235.0165 | 7679370.0231 | 7679370.0231 | 1478867.319 | 3953469.0791 | 0 | 19800252.7214 | 32911959.1427 | 13335.2143 | 0.58145 | 34053.1037 | 56603.0329 | 694.2186 | 1153.9294
1 | 2500 | 707 | 0.035 | 15 | 15 | 7 | 1.7783e-11 | 0 | Water | Porous | Wet | R245fa | MinimizeLCOE_Brownfield | IgnoreSilica | 26.2501 | 4.5628 | 0.19192 | 4 | 28225.9491 | 45305.9861 | 575.4242 | 923.6238 | 100.0035 | -1.9155e-05 | 3194431857.8521 | 990554.6388 | 34241.0331 | 1166747.2723 | 1024820.5795 | 24077.0464 | 260855.47 | 0 | 1365505.4556 | 3552765.0917 | 2424835.1771 | 10844401.7644 | 3144235.0165 | 7679370.0231 | 7679370.0231 | 1478867.319 | 3953469.0791 | 0 | 21668006.804 | 34779713.2253 | 17782.7941 | 0.76766 | 28225.9491 | 45305.9861 | 575.4242 | 923.6238
1 | 2500 | 707 | 0.035 | 15 | 15 | 7 | 2.3714e-11 | 0 | Water | Porous | Wet | R245fa | MinimizeLCOE_Brownfield | IgnoreSilica | 32.923 | 5.7427 | 0.25054 | 4 | 23791.7638 | 36874.9644 | 485.0273 | 751.746 | 100.1839 | -1.7986e-05 | 3634016433.4685 | 1165675.8734 | 40315.1952 | 1402266.6692 | 1281943.0939 | 24077.0464 | 289445.2639 | 0 | 1639452.0254 | 4265517.8722 | 2911303.5954 | 13019996.6349 | 3144235.0165 | 7679370.0231 | 7679370.0231 | 1478867.319 | 3953469.0791 | 0 | 23843601.6745 | 36955308.0958 | 23713.7371 | 1.0022 | 23791.7638 | 36874.9644 | 485.0273 | 751.746
1 | 2500 | 707 | 0.035 | 15 | 15 | 7 | 3.1623e-11 | 0 | Water | Porous | Wet | R245fa | MinimizeLCOE_Brownfield | IgnoreSilica | 40.8593 | 7.1462 | 0.32297 | 4 | 20383.7345 | 30533.1309 | 415.55 | 622.4592 | 100.3235 | -1.675e-05 | 4080714922.9952 | 1360744.7376 | 47067.1281 | 1670165.1718 | 1587784.1235 | 24077.0464 | 317676.0195 | 0 | 1952930.5485 | 5081124.686 | 3467972.0049 | 15509541.4663 | 3144235.0165 | 7679370.0231 | 7679370.0231 | 1478867.319 | 3953469.0791 | 0 | 26333146.506 | 39444852.9273 | 31622.7766 | 1.2919 | 20383.7345 | 30533.1309 | 415.55 | 622.4592
1 | 2500 | 707 | 0.035 | 15 | 15 | 7 | 4.217e-11 | 0 | Water | Porous | Wet | R245fa | MinimizeLCOE_Brownfield | IgnoreSilica | 50.0286 | 8.7678 | 0.41001 | 4 | 17747.5573 | 25742.3131 | 361.808 | 524.7919 | 100.4293 | -1.5454e-05 | 4517898642.0143 | 1572604.6131 | 54384.4791 | 1966888.0225 | 1941136.6849 | 24077.0464 | 343903.5143 | 0 | 2302167.8005 | 5989768.3774 | 4088139.995 | 18283070.5333 | 3144235.0165 | 7679370.0231 | 7679370.0231 | 1478867.319 | 3953469.0791 | 0 | 29106675.5729 | 42218381.9942 | 42169.6503 | 1.64 | 17747.5573 | 25742.3131 | 361.808 | 524.7919
1 | 2500 | 707 | 0.035 | 15 | 15 | 7 | 5.6234e-11 | 0 | Water | Porous | Wet | R245fa | MinimizeLCOE_Brownfield | IgnoreSilica | 60.0823 | 10.5441 | 0.51003 | 4 | 15705.6835 | 22132.6088 | 320.1816 | 451.2032 | 100.4999 | -1.4069e-05 | 4935266068.4158 | 1791808.6865 | 61936.8412 | 2279574.6844 | 2328340.5458 | 24077.0464 | 364812.894 | 0 | 2671714.7723 | 6951253.7936 | 4744373.5481 | 21217892.8124 | 3144235.0165 | 7679370.0231 | 7679370.0231 | 1478867.319 | 3953469.0791 | 0 | 32041497.852 | 45153204.2733 | 56234.1325 | 2.0401 | 15705.6835 | 22132.6088 | 320.1816 | 451.2032
1 | 2500 | 707 | 0.035 | 15 | 15 | 7 | 7.4989e-11 | 0 | Water | Porous | Wet | R245fa | MinimizeLCOE_Brownfield | IgnoreSilica | 70.4159 | 12.3644 | 0.61838 | 4 | 14130.7133 | 19431.5123 | 288.0737 | 396.1377 | 100.5283 | -1.2599e-05 | 5314015412.8705 | 2005209.2888 | 69265.9342 | 2589255.0867 | 2725573.7439 | 24077.0464 | 377131.8691 | 0 | 3038300.0579 | 7905033.5097 | 5395347.8026 | 24129194.3394 | 3144235.0165 | 7679370.0231 | 7679370.0231 | 1478867.319 | 3953469.0791 | 0 | 34952799.379 | 48064505.8003 | 74989.4209 | 2.4735 | 14130.7133 | 19431.5123 | 288.0737 | 396.1377
1 | 2500 | 707 | 0.035 | 15 | 15 | 7 | 1e-10 | 0 | Water | Porous | Wet | R245fa | MinimizeLCOE_Brownfield | IgnoreSilica | 80.3233 | 14.0996 | 0.72817 | 4 | 12924.7301 | 17426.3101 | 263.4881 | 355.2589 | 100.5121 | -1.1093e-05 | 5644054544.6862 | 2199742.5879 | 75919.7328 | 2876125.5837 | 3105069.9952 | 24077.0464 | 379035.8344 | 0 | 3377388.6043 | 8787272.3508 | 5997493.9398 | 26822125.6754 | 3144235.0165 | 7679370.0231 | 7679370.0231 | 1478867.319 | 3953469.0791 | 0 | 37645730.715 | 50757437.1363 | 100000 | 2.9127 | 12924.7301 | 17426.3101 | 263.4881 | 355.2589
1 | 2500 | 707 | 0.035 | 15 | 15 | 7 | 1.3335e-10 | 0 | Water | Porous | Wet | R245fa | MinimizeLCOE_Brownfield | IgnoreSilica | 89.3124 | 15.6615 | 0.8329 | 4 | 12007.8156 | 15943.3771 | 244.7956 | 325.0273 | 100.4588 | -9.6428e-06 | 5917624659.3877 | 2368310.0939 | 81657.5506 | 3128405.0324 | 3447675.298 | 24077.0464 | 371642.1999 | 0 | 3674489.2163 | 9560267.1993 | 6525078.8074 | 29181602.4441 | 3144235.0165 | 7679370.0231 | 7679370.0231 | 1478867.319 | 3953469.0791 | 0 | 40005207.4838 | 53116913.905 | 133352.1432 | 3.3316 | 12007.8156 | 15943.3771 | 244.7956 | 325.0273
1 | 2500 | 707 | 0.035 | 15 | 15 | 7 | 1.7783e-10 | 0 | Water | Porous | Wet | R245fa | MinimizeLCOE_Brownfield | IgnoreSilica | 97.0808 | 16.9987 | 0.92753 | 4 | 11314.2611 | 14848.2901 | 230.6565 | 302.7025 | 100.3825 | -8.319e-06 | 6139873480.4305 | 2508166.8642 | 86393.5269 | 3340502.5968 | 3742051.0012 | 24077.0464 | 357324.3885 | 0 | 3922821.0154 | 10206375.6008 | 6966061.0676 | 31153773.1078 | 3144235.0165 | 7679370.0231 | 7679370.0231 | 1478867.319 | 3953469.0791 | 0 | 41977378.1474 | 55089084.5687 | 177827.941 | 3.7101 | 11314.2611 | 14848.2901 | 230.6565 | 302.7025
1 | 2500 | 707 | 0.035 | 15 | 15 | 7 | 2.3714e-10 | 0 | Water | Porous | Wet | R245fa | MinimizeLCOE_Brownfield | IgnoreSilica | 103.5977 | 18.1097 | 1.0097 | 4 | 10791.3031 | 14037.8167 | 219.9953 | 286.1799 | 100.2967 | -7.1726e-06 | 6314489388.193 | 2621441.2335 | 90209.8907 | 3514273.8383 | 3987543.492 | 24077.0464 | 339331.4698 | 0 | 4124982.0186 | 10732357.0622 | 7325054.2229 | 32759270.2745 | 3144235.0165 | 7679370.0231 | 7679370.0231 | 1478867.319 | 3953469.0791 | 0 | 43582875.3141 | 56694581.7354 | 237137.3706 | 4.0387 | 10791.3031 | 14037.8167 | 219.9953 | 286.1799
1 | 2500 | 707 | 0.035 | 15 | 15 | 7 | 3.1623e-10 | 0 | Water | Porous | Wet | R245fa | MinimizeLCOE_Brownfield | IgnoreSilica | 108.8714 | 19.0008 | 1.0783 | 4 | 10397.6568 | 13437.6079 | 211.9703 | 273.9438 | 100.213 | -6.2093e-06 | 6450503455.4969 | 2710449.1862 | 93194.6976 | 3652150.8522 | 4185105.2911 | 24077.0464 | 319866.8777 | 0 | 4284089.141 | 11146321.1573 | 7607593.2238 | 34022847.4732 | 3144235.0165 | 7679370.0231 | 7679370.0231 | 1478867.319 | 3953469.0791 | 0 | 44846452.5129 | 57958158.9341 | 316227.766 | 4.3131 | 10397.6568 | 13437.6079 | 211.9703 | 273.9438
1 | 2500 | 707 | 0.035 | 15 | 15 | 7 | 4.217e-10 | 0 | Water | Porous | Wet | R245fa | MinimizeLCOE_Brownfield | IgnoreSilica | 113.0862 | 19.7073 | 1.1343 | 4 | 10101.6087 | 12991.4281 | 205.935 | 264.8478 | 100.1368 | -5.4268e-06 | 6554875999.877 | 2779898.8948 | 95514.1393 | 3760593.9159 | 4342233.8608 | 24077.0464 | 301075.2744 | 0 | 4408323.3213 | 11469553.0107 | 7828205.6055 | 35009475.0692 | 3144235.0165 | 7679370.0231 | 7679370.0231 | 1478867.319 | 3953469.0791 | 0 | 45833080.1088 | 58944786.5301 | 421696.5034 | 4.5372 | 10101.6087 | 12991.4281 | 205.935 | 264.8478
1 | 2500 | 707 | 0.035 | 15 | 15 | 7 | 5.6234e-10 | 0 | Water | Porous | Wet | R245fa | MinimizeLCOE_Brownfield | IgnoreSilica | 116.3692 | 20.254 | 1.1789 | 4 | 9879.0629 | 12659.5784 | 201.3981 | 258.0826 | 100.0719 | -4.8005e-06 | 6637937899.1326 | 2832965.3537 | 97280.3372 | 3843990.215 | 4464124.4798 | 24077.0464 | 283848.616 | 0 | 4503051.5588 | 11716016.4531 | 7996421.9693 | 35761776.0294 | 3144235.0165 | 7679370.0231 | 7679370.0231 | 1478867.319 | 3953469.0791 | 0 | 46585381.069 | 59697087.4903 | 562341.3252 | 4.7156 | 9879.0629 | 12659.5784 | 201.3981 | 258.0826
1 | 2500 | 707 | 0.035 | 15 | 15 | 7 | 7.4989e-10 | 0 | Water | Porous | Wet | R245fa | MinimizeLCOE_Brownfield | IgnoreSilica | 118.9102 | 20.6748 | 1.2139 | 4 | 9711.8171 | 12412.0919 | 197.9885 | 253.0373 | 100.0184 | -4.3086e-06 | 6701432211.8675 | 2873421.1785 | 98623.0501 | 3907892.2869 | 4558148.117 | 24077.0464 | 268876.7 | 0 | 4575104.9678 | 11903484.6431 | 8124372.8611 | 36334000.851 | 3144235.0165 | 7679370.0231 | 7679370.0231 | 1478867.319 | 3953469.0791 | 0 | 47157605.8906 | 60269312.3119 | 749894.2093 | 4.8557 | 9711.8171 | 12412.0919 | 197.9885 | 253.0373
1 | 2500 | 707 | 0.035 | 15 | 15 | 7 | 1e-09 | 0 | Water | Porous | Wet | R245fa | MinimizeLCOE_Brownfield | IgnoreSilica | 120.8787 | 20.9993 | 1.2412 | 4 | 9586.1461 | 12226.976 | 195.4266 | 249.2634 | 99.9749 | -3.9286e-06 | 6748226689.5624 | 2904392.4906 | 99648.7901 | 3957001.6429 | 4630783.5 | 24077.0464 | 256407.561 | 0 | 4630201.3021 | 12046834.0031 | 8222211.7448 | 36771558.081 | 3144235.0165 | 7679370.0231 | 7679370.0231 | 1478867.319 | 3953469.0791 | 0 | 47595163.1206 | 60706869.5419 | 1000000 | 4.965 | 9586.1461 | 12226.976 | 195.4266 | 249.2634
1 | 2500 | 707 | 0.035 | 15 | 15 | 7 | 1.3335e-09 | 0 | Water | Porous | Wet | R245fa | MinimizeLCOE_Brownfield | IgnoreSilica | 122.3675 | 21.2438 | 1.2622 | 4 | 9491.7386 | 12088.7444 | 193.5019 | 246.4454 | 99.9408 | -3.6349e-06 | 6785141531.4098 | 2927602.3591 | 100416.1939 | 3993913.7471 | 4685596.1614 | 24077.0464 | 246128.1933 | 0 | 4671316.1434 | 12153806.3865 | 8295222.5946 | 37098078.8257 | 3144235.0165 | 7679370.0231 | 7679370.0231 | 1478867.319 | 3953469.0791 | 0 | 47921683.8653 | 61033390.2866 | 1333521.4322 | 5.0488 | 9491.7386 | 12088.7444 | 193.5019 | 246.4454
1 | 2500 | 707 | 0.035 | 15 | 15 | 7 | 1.7783e-09 | 0 | Water | Porous | Wet | R245fa | MinimizeLCOE_Brownfield | IgnoreSilica | 123.4929 | 21.4282 | 1.2782 | 4 | 9420.8379 | 11985.3724 | 192.0565 | 244.338 | 99.9145 | -3.4099e-06 | 6813675096.9342 | 2945025.6557 | 100991.4892 | 4021688.1833 | 4726961.9743 | 24077.0464 | 237857.0438 | 0 | 4702074.5431 | 12233833.4331 | 8349842.6982 | 37342352.067 | 3144235.0165 | 7679370.0231 | 7679370.0231 | 1478867.319 | 3953469.0791 | 0 | 48165957.1067 | 61277663.528 | 1778279.41 | 5.1127 | 9420.8379 | 11985.3724 | 192.0565 | 244.338
1 | 2500 | 707 | 0.035 | 15 | 15 | 7 | 2.3714e-09 | 0 | Water | Porous | Wet | R245fa | MinimizeLCOE_Brownfield | IgnoreSilica | 124.3212 | 21.5636 | 1.2902 | 4 | 9367.6002 | 11908.2808 | 190.9712 | 242.7664 | 99.8947 | -3.2364e-06 | 6836121514.6029 | 2957783.811 | 101412.3271 | 4042061.035 | 4757370.5019 | 24077.0464 | 231198.0831 | 0 | 4724422.0937 | 12291977.1757 | 8389526.9973 | 37519829.0711 | 3144235.0165 | 7679370.0231 | 7679370.0231 | 1478867.319 | 3953469.0791 | 0 | 48343434.1107 | 61455140.532 | 2371373.7057 | 5.1607 | 9367.6002 | 11908.2808 | 190.9712 | 242.7664
1 | 2500 | 707 | 0.035 | 15 | 15 | 7 | 3.1623e-09 | 0 | Water | Porous | Wet | R245fa | MinimizeLCOE_Brownfield | IgnoreSilica | 124.9667 | 21.669 | 1.2994 | 4 | 9327.6218 | 11850.2371 | 190.1562 | 241.5831 | 99.8792 | -3.1063e-06 | 6852329066.7243 | 2967694.6527 | 101739.0678 | 4057903.8165 | 4781052.7436 | 24077.0464 | 226122.6875 | 0 | 4741850.1056 | 12337321.2877 | 8420475.2854 | 37658236.6932 | 3144235.0165 | 7679370.0231 | 7679370.0231 | 1478867.319 | 3953469.0791 | 0 | 48481841.7328 | 61593548.1541 | 3162277.6602 | 5.1977 | 9327.6218 | 11850.2371 | 190.1562 | 241.5831
1 | 2500 | 707 | 0.035 | 15 | 15 | 7 | 4.217e-09 | 0 | Water | Porous | Wet | R245fa | MinimizeLCOE_Brownfield | IgnoreSilica | 125.4413 | 21.7464 | 1.3063 | 4 | 9297.6159 | 11806.8995 | 189.5445 | 240.6996 | 99.8677 | -3.0069e-06 | 6865697183.3308 | 2974960.1095 | 101978.4535 | 4069529.5794 | 4798453.0548 | 24077.0464 | 222134.3879 | 0 | 4754541.7263 | 12370342.2811 | 8443012.792 | 37759029.4308 | 3144235.0165 | 7679370.0231 | 7679370.0231 | 1478867.319 | 3953469.0791 | 0 | 48582634.4704 | 61694340.8917 | 4216965.0343 | 5.2253 | 9297.6159 | 11806.8995 | 189.5445 | 240.6996
1 | 2500 | 707 | 0.035 | 15 | 15 | 7 | 5.6234e-09 | 0 | Water | Porous | Wet | R245fa | MinimizeLCOE_Brownfield | IgnoreSilica | 125.8091 | 21.8063 | 1.3116 | 4 | 9275.099 | 11774.2781 | 189.0854 | 240.0346 | 99.8588 | -2.9329e-06 | 6874762214.5272 | 2980578.327 | 102163.4806 | 4078526.441 | 4811931.4377 | 24077.0464 | 219134.212 | 0 | 4764400.2684 | 12395992.1855 | 8460519.3788 | 37837322.7773 | 3144235.0165 | 7679370.0231 | 7679370.0231 | 1478867.319 | 3953469.0791 | 0 | 48660927.8169 | 61772634.2382 | 5623413.2519 | 5.2464 | 9275.099 | 11774.2781 | 189.0854 | 240.0346
1 | 2500 | 707 | 0.035 | 15 | 15 | 7 | 7.4989e-09 | 0 | Water | Porous | Wet | R245fa | MinimizeLCOE_Brownfield | IgnoreSilica | 126.0797 | 21.8504 | 1.3155 | 4 | 9258.2045 | 11749.9035 | 188.741 | 239.5377 | 99.8521 | -2.8766e-06 | 6883570858.733 | 2984704.3175 | 102299.3172 | 4085137.4956 | 4821842.65 | 24077.0464 | 216811.5425 | 0 | 4771600.224 | 12414724.993 | 8473304.9048 | 37894502.491 | 3144235.0165 | 7679370.0231 | 7679370.0231 | 1478867.319 | 3953469.0791 | 0 | 48718107.5306 | 61829813.9519 | 7498942.0933 | 5.2622 | 9258.2045 | 11749.9035 | 188.741 | 239.5377
1 | 2500 | 707 | 0.035 | 15 | 15 | 7 | 1e-08 | 0 | Water | Porous | Wet | R245fa | MinimizeLCOE_Brownfield | IgnoreSilica | 126.2696 | 21.8813 | 1.3184 | 4 | 9245.53 | 11731.8051 | 188.4826 | 239.1687 | 99.8474 | -2.8331e-06 | 6889007158.7361 | 2987595.6334 | 102394.4831 | 4089772.115 | 4828794.3391 | 24077.0464 | 214972.146 | 0 | 4776566.2475 | 12427645.5676 | 8482123.4624 | 37933941.0404 | 3144235.0165 | 7679370.0231 | 7679370.0231 | 1478867.319 | 3953469.0791 | 0 | 48757546.08 | 61869252.5013 | 10000000 | 5.2736 | 9245.53 | 11731.8051 | 188.4826 | 239.1687
1 | 2600 | 707 | 0.035 | 15 | 15 | 7 | 1e-13 | 0 | Water | Porous | Wet | R245fa | MinimizeLCOE_Brownfield | IgnoreSilica | 0 | 0 | 0 | 0 | [5 empty] | 0 | 0 | 0 | 0 | 0 | 0 | 0 | 0 | 0 | 0 | 0 | 0 | 0 | 0 | 0 | 0 | 0 | 0 | 0 | 0 | 0 | 100 | 0
1 | 2600 | 707 | 0.035 | 15 | 15 | 7 | 1.3335e-13 | 0 | Water | Porous | Wet | R245fa | MinimizeLCOE_Brownfield | IgnoreSilica | 0 | 0 | 0 | 0 | [5 empty] | 0 | 0 | 0 | 0 | 0 | 0 | 0 | 0 | 0 | 0 | 0 | 0 | 0 | 0 | 0 | 0 | 0 | 0 | 0 | 0 | 0 | 133.3521 | 0
1 | 2600 | 707 | 0.035 | 15 | 15 | 7 | 1.7783e-13 | 0 | Water | Porous | Wet | R245fa | MinimizeLCOE_Brownfield | IgnoreSilica | 0 | 0 | 0 | 0 | [5 empty] | 0 | 0 | 0 | 0 | 0 | 0 | 0 | 0 | 0 | 0 | 0 | 0 | 0 | 0 | 0 | 0 | 0 | 0 | 0 | 0 | 0 | 177.8279 | 0
1 | 2600 | 707 | 0.035 | 15 | 15 | 7 | 2.3714e-13 | 0 | Water | Porous | Wet | R245fa | MinimizeLCOE_Brownfield | IgnoreSilica | 0 | 0 | 0 | 0 | [5 empty] | 0 | 0 | 0 | 0 | 0 | 0 | 0 | 0 | 0 | 0 | 0 | 0 | 0 | 0 | 0 | 0 | 0 | 0 | 0 | 0 | 0 | 237.1374 | 0
1 | 2600 | 707 | 0.035 | 15 | 15 | 7 | 3.1623e-13 | 0 | Water | Porous | Wet | R245fa | MinimizeLCOE_Brownfield | IgnoreSilica | 0 | 0 | 0 | 0 | [5 empty] | 0 | 0 | 0 | 0 | 0 | 0 | 0 | 0 | 0 | 0 | 0 | 0 | 0 | 0 | 0 | 0 | 0 | 0 | 0 | 0 | 0 | 316.2278 | 0
1 | 2600 | 707 | 0.035 | 15 | 15 | 7 | 4.217e-13 | 0 | Water | Porous | Wet | R245fa | MinimizeLCOE_Brownfield | IgnoreSilica | 0 | 0 | 0 | 0 | [5 empty] | 0 | 0 | 0 | 0 | 0 | 0 | 0 | 0 | 0 | 0 | 0 | 0 | 0 | 0 | 0 | 0 | 0 | 0 | 0 | 0 | 0 | 421.6965 | 0
1 | 2600 | 707 | 0.035 | 15 | 15 | 7 | 5.6234e-13 | 0 | Water | Porous | Wet | R245fa | MinimizeLCOE_Brownfield | IgnoreSilica | 1.0658 | 0.1315 | 0.0012279 | 4 | 2448898.0226 | 5218910.3071 | 49924.0986 | 106394.5457 | 84.2814 | -2.3253e-05 | 27791082.3375 | 74820.3742 | 2310.5021 | 69110.9255 | 57120.5548 | 24077.0464 | 47625.2788 | 0 | 107275.2259 | 279108.1327 | 190497.0357 | 851945.0762 | 3144235.0165 | 8031996.805 | 8031996.805 | 1478867.319 | 4094519.7919 | 0 | 12028176.8977 | 25633560.8136 | 562.3413 | 0.0049117 | 2448898.0226 | 5218910.3071 | 49924.0986 | 106394.5457
1 | 2600 | 707 | 0.035 | 15 | 15 | 7 | 7.4989e-13 | 0 | Water | Porous | Wet | R245fa | MinimizeLCOE_Brownfield | IgnoreSilica | 1.5411 | 0.21617 | 0.0034875 | 4 | 884654.7062 | 1859941.1807 | 18034.8828 | 37917.4167 | 89.729 | -2.5956e-05 | 87988733.0198 | 110090.7251 | 3534.2024 | 102459.7184 | 75640.3647 | 24077.0464 | 60281.4969 | 0 | 146672.586 | 381611.982 | 260458.0191 | 1164826.1408 | 3144235.0165 | 8031996.805 | 8031996.805 | 1478867.319 | 4094519.7919 | 0 | 12341057.9623 | 25946441.8782 | 749.8942 | 0.01395 | 884654.7062 | 1859941.1807 | 18034.8828 | 37917.4167
1 | 2600 | 707 | 0.035 | 15 | 15 | 7 | 1e-12 | 0 | Water | Porous | Wet | R245fa | MinimizeLCOE_Brownfield | IgnoreSilica | 2.1162 | 0.32126 | 0.0068794 | 4 | 461184.5139 | 955611.3936 | 9401.8701 | 19481.4308 | 93.3422 | -2.7131e-05 | 315344216.0032 | 148730.7934 | 4898.6214 | 140311.3819 | 98330.2245 | 24077.0464 | 72603.1159 | 0 | 190690.9615 | 496138.7659 | 338624.9023 | 1514405.8132 | 3144235.0165 | 8031996.805 | 8031996.805 | 1478867.319 | 4094519.7919 | 0 | 12690637.6347 | 26296021.5506 | 1000 | 0.027517 | 461184.5139 | 955611.3936 | 9401.8701 | 19481.4308
1 | 2600 | 707 | 0.035 | 15 | 15 | 7 | 1.3335e-12 | 0 | Water | Porous | Wet | R245fa | MinimizeLCOE_Brownfield | IgnoreSilica | 2.8667 | 0.46023 | 0.011693 | 4 | 280447.0144 | 571341.9571 | 5717.2917 | 11647.5786 | 96.0202 | -2.783e-05 | 478768082.0646 | 194472.2468 | 6527.9136 | 186713.7401 | 128143.5504 | 24077.0464 | 86586.4676 | 0 | 244343.1763 | 635730.8231 | 433899.3497 | 1940494.314 | 3144235.0165 | 8031996.805 | 8031996.805 | 1478867.319 | 4094519.7919 | 0 | 13116726.1355 | 26722110.0514 | 1333.5214 | 0.046771 | 280447.0144 | 571341.9571 | 5717.2917 | 11647.5786
1 | 2600 | 707 | 0.035 | 15 | 15 | 7 | 1.7783e-12 | 0 | Water | Porous | Wet | R245fa | MinimizeLCOE_Brownfield | IgnoreSilica | 3.807 | 0.63565 | 0.018302 | 4 | 185978.2847 | 371821.6834 | 3791.4189 | 7580.0879 | 97.959 | -2.7859e-05 | 745918021.0581 | 246618.8386 | 8392.871 | 241424.1651 | 165645.5377 | 24077.0464 | 101322.0826 | 0 | 307117.4112 | 799056.5054 | 545372.4839 | 2439026.9418 | 3144235.0165 | 8031996.805 | 8031996.805 | 1478867.319 | 4094519.7919 | 0 | 13615258.7633 | 27220642.6792 | 1778.2794 | 0.073209 | 185978.2847 | 371821.6834 | 3791.4189 | 7580.0879
1 | 2600 | 707 | 0.035 | 15 | 15 | 7 | 2.3714e-12 | 0 | Water | Porous | Wet | R245fa | MinimizeLCOE_Brownfield | IgnoreSilica | 5.025 | 0.86373 | 0.027247 | 4 | 130500.5218 | 255335.5787 | 2660.4297 | 5205.3611 | 99.4315 | -2.7658e-05 | 1004988080.966 | 308295.4933 | 10601.9637 | 308223.3554 | 214321.3662 | 24077.0464 | 118130.7632 | 0 | 383623.4954 | 998109.643 | 681230.3405 | 3046613.4671 | 3144235.0165 | 8031996.805 | 8031996.805 | 1478867.319 | 4094519.7919 | 0 | 14222845.2886 | 27828229.2045 | 2371.3737 | 0.10899 | 130500.5218 | 255335.5787 | 2660.4297 | 5205.3611
1 | 2600 | 707 | 0.035 | 15 | 15 | 7 | 3.1623e-12 | 0 | Water | Porous | Wet | R245fa | MinimizeLCOE_Brownfield | IgnoreSilica | 6.5667 | 1.153 | 0.039167 | 4 | 95407.6501 | 182250.113 | 1945.014 | 3715.4151 | 100.5274 | -2.7128e-05 | 1303727001.8534 | 379774.7278 | 13160.8157 | 388069.7713 | 276004.5335 | 24077.0464 | 136455.5839 | 0 | 474841.5666 | 1235440.3529 | 843213.4266 | 3771037.8246 | 3144235.0165 | 8031996.805 | 8031996.805 | 1478867.319 | 4094519.7919 | 0 | 14947269.6461 | 28552653.562 | 3162.2777 | 0.15667 | 95407.6501 | 182250.113 | 1945.014 | 3715.4151
1 | 2600 | 707 | 0.035 | 15 | 15 | 7 | 4.217e-12 | 0 | Water | Porous | Wet | R245fa | MinimizeLCOE_Brownfield | IgnoreSilica | 8.4427 | 1.5042 | 0.054654 | 4 | 72163.2141 | 134397.745 | 1471.1447 | 2739.8798 | 101.2884 | -2.611e-05 | 1618028104.2084 | 459477.4705 | 16007.3523 | 479803.7244 | 350944.8039 | 24077.0464 | 154782.1652 | 0 | 579186.0994 | 1506923.4233 | 1028506.2006 | 4599708.2859 | 3144235.0165 | 8031996.805 | 8031996.805 | 1478867.319 | 4094519.7919 | 0 | 15775940.1074 | 29381324.0233 | 4216.965 | 0.21861 | 72163.2141 | 134397.745 | 1471.1447 | 2739.8798
1 | 2600 | 707 | 0.035 | 15 | 15 | 7 | 5.6234e-12 | 0 | Water | Porous | Wet | R245fa | MinimizeLCOE_Brownfield | IgnoreSilica | 10.5085 | 1.8863 | 0.073617 | 4 | 56453.5136 | 102656.7525 | 1150.8812 | 2092.7968 | 101.6793 | -2.4214e-05 | 1957247497.9583 | 539550.4458 | 18848.3084 | 574880.1575 | 432821.9995 | 24077.0464 | 168648.5959 | 0 | 685942.3558 | 1784681.3037 | 1218081.6613 | 5447531.8742 | 3144235.0165 | 8031996.805 | 8031996.805 | 1478867.319 | 4094519.7919 | 0 | 16623763.6957 | 30229147.6116 | 5623.4133 | 0.29447 | 56453.5136 | 102656.7525 | 1150.8812 | 2092.7968
1 | 2600 | 707 | 0.035 | 15 | 15 | 7 | 7.4989e-12 | 0 | Water | Porous | Wet | R245fa | MinimizeLCOE_Brownfield | IgnoreSilica | 14.248 | 2.5987 | 0.10327 | 4 | 43993.6382 | 76931.001 | 896.8698 | 1568.3425 | 102.5212 | -2.4735e-05 | 2441245124.4089 | 678813.1676 | 23838.066 | 742405.628 | 583860.5048 | 24077.0464 | 205829.3733 | 0 | 880941.2766 | 2292028.4958 | 1564356.5448 | 6996150.1033 | 3144235.0165 | 8031996.805 | 8031996.805 | 1478867.319 | 4094519.7919 | 0 | 18172381.9248 | 31777765.8407 | 7498.9421 | 0.41307 | 43993.6382 | 76931.001 | 896.8698 | 1568.3425
1 | 2600 | 707 | 0.035 | 15 | 15 | 7 | 1e-11 | 0 | Water | Porous | Wet | R245fa | MinimizeLCOE_Brownfield | IgnoreSilica | 18.2233 | 3.3474 | 0.13874 | 4 | 35491.1585 | 60007.8801 | 723.5353 | 1223.3418 | 102.8992 | -2.3661e-05 | 2871219595.419 | 812550.3416 | 28595.3997 | 908867.5864 | 743262.1376 | 24077.0464 | 233258.3698 | 0 | 1072738.2438 | 2791044.8615 | 1904945.4682 | 8519339.455 | 3144235.0165 | 8031996.805 | 8031996.805 | 1478867.319 | 4094519.7919 | 0 | 19695571.2765 | 33300955.1924 | 10000 | 0.55494 | 35491.1585 | 60007.8801 | 723.5353 | 1223.3418
1 | 2600 | 707 | 0.035 | 15 | 15 | 7 | 1.3335e-11 | 0 | Water | Porous | Wet | R245fa | MinimizeLCOE_Brownfield | IgnoreSilica | 23.1251 | 4.2709 | 0.18425 | 4 | 29158.6679 | 47618.9341 | 594.4389 | 970.7764 | 103.1883 | -2.2447e-05 | 3344998637.8773 | 965800.0542 | 34035.4587 | 1104236.1392 | 939838.7944 | 24077.0464 | 262050.2287 | 0 | 1298714.7114 | 3378989.2759 | 2306229.6121 | 10313971.3209 | 3144235.0165 | 8031996.805 | 8031996.805 | 1478867.319 | 4094519.7919 | 0 | 21490203.1424 | 35095587.0583 | 13335.2143 | 0.73701 | 29158.6679 | 47618.9341 | 594.4389 | 970.7764
1 | 2600 | 707 | 0.035 | 15 | 15 | 7 | 1.7783e-11 | 0 | Water | Porous | Wet | R245fa | MinimizeLCOE_Brownfield | IgnoreSilica | 29.164 | 5.4089 | 0.2422 | 4 | 24370.537 | 38414.254 | 496.8264 | 783.1265 | 103.4127 | -2.1176e-05 | 3823834860.8905 | 1141745.7404 | 40267.7351 | 1333710.2612 | 1182044.2262 | 24077.0464 | 292566.6551 | 0 | 1565620.5491 | 4073423.5159 | 2780195.2501 | 12433650.9795 | 3144235.0165 | 8031996.805 | 8031996.805 | 1478867.319 | 4094519.7919 | 0 | 23609882.801 | 37215266.7169 | 17782.7941 | 0.96879 | 24370.537 | 38414.254 | 496.8264 | 783.1265
1 | 2600 | 707 | 0.035 | 15 | 15 | 7 | 2.3714e-11 | 0 | Water | Porous | Wet | R245fa | MinimizeLCOE_Brownfield | IgnoreSilica | 36.4398 | 6.7801 | 0.31467 | 4 | 20706.1608 | 31515.3621 | 422.1231 | 642.4833 | 103.5862 | -1.9818e-05 | 4318878382.7386 | 1339875.5217 | 47270.4461 | 1597775.9203 | 1473894.4457 | 24077.0464 | 323400.3266 | 0 | 1874454.5456 | 4876946.2242 | 3328616.0093 | 14886310.4859 | 3144235.0165 | 8031996.805 | 8031996.805 | 1478867.319 | 4094519.7919 | 0 | 26062542.3074 | 39667926.2233 | 23713.7371 | 1.2587 | 20706.1608 | 31515.3621 | 422.1231 | 642.4833
1 | 2600 | 707 | 0.035 | 15 | 15 | 7 | 3.1623e-11 | 0 | Water | Porous | Wet | R245fa | MinimizeLCOE_Brownfield | IgnoreSilica | 45.1124 | 8.4149 | 0.40438 | 4 | 17852.5081 | 26263.8089 | 363.9475 | 535.4233 | 103.7213 | -1.8375e-05 | 4821334385.0325 | 1561300.8623 | 55079.1962 | 1898995.8032 | 1821803.3679 | 24077.0464 | 353620.5075 | 0 | 2228801.9456 | 5798885.4723 | 3957858.49 | 17700422.6915 | 3144235.0165 | 8031996.805 | 8031996.805 | 1478867.319 | 4094519.7919 | 0 | 28876654.513 | 42482038.4289 | 31622.7766 | 1.6175 | 17852.5081 | 26263.8089 | 363.9475 | 535.4233
1 | 2600 | 707 | 0.035 | 15 | 15 | 7 | 4.217e-11 | 0 | Water | Porous | Wet | R245fa | MinimizeLCOE_Brownfield | IgnoreSilica | 54.8546 | 10.2506 | 0.50951 | 4 | 15664.395 | 22340.1728 | 319.3399 | 455.4346 | 103.8186 | -1.6861e-05 | 5301642797.6745 | 1795386.7455 | 63314.809 | 2223603.2254 | 2212537.8369 | 24077.0464 | 379968.2037 | 0 | 2612566.2681 | 6797361.5185 | 4639338.9082 | 20748154.5615 | 3144235.0165 | 8031996.805 | 8031996.805 | 1478867.319 | 4094519.7919 | 0 | 31924386.383 | 45529770.2989 | 42169.6503 | 2.038 | 15664.395 | 22340.1728 | 319.3399 | 455.4346
1 | 2600 | 707 | 0.035 | 15 | 15 | 7 | 5.6234e-11 | 0 | Water | Porous | Wet | R245fa | MinimizeLCOE_Brownfield | IgnoreSilica | 65.295 | 12.2142 | 0.62776 | 4 | 13968.2401 | 19386.433 | 284.7615 | 395.2187 | 103.8742 | -1.5241e-05 | 5748042677.7375 | 2032383.5186 | 71628.5344 | 2558189.1891 | 2630767.6412 | 24077.0464 | 399079.1768 | 0 | 3009288.7915 | 7829552.1455 | 5343830.2205 | 23898796.2638 | 3144235.0165 | 8031996.805 | 8031996.805 | 1478867.319 | 4094519.7919 | 0 | 35075028.0853 | 48680412.0012 | 56234.1325 | 2.5111 | 13968.2401 | 19386.433 | 284.7615 | 395.2187
1 | 2600 | 707 | 0.035 | 15 | 15 | 7 | 7.4989e-11 | 0 | Water | Porous | Wet | R245fa | MinimizeLCOE_Brownfield | IgnoreSilica | 75.7313 | 14.1682 | 0.75251 | 4 | 12661.3773 | 17181.3767 | 258.1193 | 350.2656 | 103.8808 | -1.3534e-05 | 6144010850.2364 | 2256957.2865 | 79475.9974 | 2880646.2874 | 3047640.4698 | 24077.0464 | 407628.2803 | 0 | 3391605.8935 | 8824262.8207 | 6022740.6956 | 26935034.7776 | 3144235.0165 | 8031996.805 | 8031996.805 | 1478867.319 | 4094519.7919 | 0 | 38111266.5991 | 51716650.515 | 74989.4209 | 3.01 | 12661.3773 | 17181.3767 | 258.1193 | 350.2656
1 | 2600 | 707 | 0.035 | 15 | 15 | 7 | 1e-10 | 0 | Water | Porous | Wet | R245fa | MinimizeLCOE_Brownfield | IgnoreSilica | 85.4996 | 15.9837 | 0.8757 | 4 | 11662.246 | 15546.4051 | 237.7507 | 316.9345 | 103.8404 | -1.182e-05 | 6482661870.0398 | 2456978.0881 | 86431.4901 | 3172432.3151 | 3436016.3713 | 24077.0464 | 404855.1808 | 0 | 3736508.2918 | 9721628.1119 | 6635210.9459 | 29674137.8413 | 3144235.0165 | 8031996.805 | 8031996.805 | 1478867.319 | 4094519.7919 | 0 | 40850369.6628 | 54455753.5787 | 100000 | 3.5028 | 11662.246 | 15546.4051 | 237.7507 | 316.9345
1 | 2600 | 707 | 0.035 | 15 | 15 | 7 | 1.3335e-10 | 0 | Water | Porous | Wet | R245fa | MinimizeLCOE_Brownfield | IgnoreSilica | 94.2091 | 17.5873 | 0.99069 | 4 | 10903.393 | 14336.6922 | 222.2804 | 292.2729 | 103.7651 | -1.0209e-05 | 6756383776.8321 | 2627471.8618 | 92327.4664 | 3424776.8143 | 3780248.9615 | 24077.0464 | 392980.8124 | 0 | 4033334.3555 | 10493908.6423 | 7162308.2766 | 32031434.2372 | 3144235.0165 | 8031996.805 | 8031996.805 | 1478867.319 | 4094519.7919 | 0 | 43207666.0587 | 56813049.9746 | 133352.1432 | 3.9628 | 10903.393 | 14336.6922 | 222.2804 | 292.2729
1 | 2600 | 707 | 0.035 | 15 | 15 | 7 | 1.7783e-10 | 0 | Water | Porous | Wet | R245fa | MinimizeLCOE_Brownfield | IgnoreSilica | 101.6487 | 18.9431 | 1.0929 | 4 | 10329.6003 | 13441.9347 | 210.5829 | 274.032 | 103.6714 | -8.7711e-06 | 6973439059.6887 | 2767448.7905 | 97140.5105 | 3634642.4316 | 4072396.5525 | 24077.0464 | 374981.0934 | 0 | 4278567.7057 | 11131955.5153 | 7597788.378 | 33978998.0239 | 3144235.0165 | 8031996.805 | 8031996.805 | 1478867.319 | 4094519.7919 | 0 | 45155229.8454 | 58760613.7613 | 177827.941 | 4.3714 | 10329.6003 | 13441.9347 | 210.5829 | 274.032
1 | 2600 | 707 | 0.035 | 15 | 15 | 7 | 2.3714e-10 | 0 | Water | Porous | Wet | R245fa | MinimizeLCOE_Brownfield | IgnoreSilica | 107.6339 | 20.021 | 1.1787 | 4 | 9897.6569 | 12783.2238 | 201.7771 | 260.6033 | 103.5706 | -7.5147e-06 | 7142251254.8059 | 2876041.5783 | 100850.7168 | 3799430.7781 | 4305685.0697 | 24077.0464 | 352777.0687 | 0 | 4468956.2806 | 11627307.5332 | 7935876.3087 | 35491002.3804 | 3144235.0165 | 8031996.805 | 8031996.805 | 1478867.319 | 4094519.7919 | 0 | 46667234.2019 | 60272618.1178 | 237137.3706 | 4.715 | 9897.6569 | 12783.2238 | 201.7771 | 260.6033
1 | 2600 | 707 | 0.035 | 15 | 15 | 7 | 3.1623e-10 | 0 | Water | Porous | Wet | R245fa | MinimizeLCOE_Brownfield | IgnoreSilica | 112.587 | 20.906 | 1.251 | 4 | 9570.7865 | 12289.7841 | 195.1134 | 250.5439 | 103.4775 | -6.4913e-06 | 7274133928.0043 | 2963625.0771 | 103830.5589 | 3933464.3061 | 4497805.1384 | 24077.0464 | 331020.1738 | 0 | 4622990.6973 | 12028073.4885 | 8209407.3081 | 36714293.7945 | 3144235.0165 | 8031996.805 | 8031996.805 | 1478867.319 | 4094519.7919 | 0 | 47890525.616 | 61495909.5319 | 316227.766 | 5.0038 | 9570.7865 | 12289.7841 | 195.1134 | 250.5439
1 | 2600 | 707 | 0.035 | 15 | 15 | 7 | 4.217e-10 | 0 | Water | Porous | Wet | R245fa | MinimizeLCOE_Brownfield | IgnoreSilica | 116.5083 | 21.6011 | 1.3093 | 4 | 9324.7865 | 11922.5932 | 190.0984 | 243.0582 | 103.3954 | -5.6653e-06 | 7375373315.3756 | 3031389.8377 | 106126.227 | 4037966.8324 | 4649141.3534 | 24077.0464 | 310484.2409 | 0 | 4742082.3597 | 12337925.5651 | 8420887.7172 | 37660081.1796 | 3144235.0165 | 8031996.805 | 8031996.805 | 1478867.319 | 4094519.7919 | 0 | 48836313.0011 | 62441696.917 | 421696.5034 | 5.2373 | 9324.7865 | 11922.5932 | 190.0984 | 243.0582
1 | 2600 | 707 | 0.035 | 15 | 15 | 7 | 5.6234e-10 | 0 | Water | Porous | Wet | R245fa | MinimizeLCOE_Brownfield | IgnoreSilica | 119.5487 | 22.1364 | 1.3555 | 4 | 9139.7361 | 11649.1048 | 186.3259 | 237.4828 | 103.3266 | -5.0086e-06 | 7455706785.1402 | 3082978.3383 | 107867.6595 | 4118013.5597 | 4765987.1962 | 24077.0464 | 292025.2544 | 0 | 4832470.1313 | 12573096.0056 | 8581396.3751 | 38377911.5665 | 3144235.0165 | 8031996.805 | 8031996.805 | 1478867.319 | 4094519.7919 | 0 | 49554143.388 | 63159527.3039 | 562341.3252 | 5.4218 | 9139.7361 | 11649.1048 | 186.3259 | 237.4828
1 | 2600 | 707 | 0.035 | 15 | 15 | 7 | 7.4989e-10 | 0 | Water | Porous | Wet | R245fa | MinimizeLCOE_Brownfield | IgnoreSilica | 121.9117 | 22.5501 | 1.3917 | 4 | 9000.5829 | 11444.6675 | 183.4891 | 233.315 | 103.2701 | -4.4973e-06 | 7515057285.7522 | 3122502.5167 | 109197.9878 | 4179638.764 | 4856494.9258 | 24077.0464 | 276299.7336 | 0 | 4901602.2799 | 12752963.6755 | 8704159.7557 | 38926936.6853 | 3144235.0165 | 8031996.805 | 8031996.805 | 1478867.319 | 4094519.7919 | 0 | 50103168.5068 | 63708552.4227 | 749894.2093 | 5.5667 | 9000.5829 | 11444.6675 | 183.4891 | 233.315
1 | 2600 | 707 | 0.035 | 15 | 15 | 7 | 1e-09 | 0 | Water | Porous | Wet | R245fa | MinimizeLCOE_Brownfield | IgnoreSilica | 123.7 | 22.8619 | 1.4195 | 4 | 8895.9764 | 11292.1079 | 181.3565 | 230.2049 | 103.2256 | -4.0995e-06 | 7563102119.4932 | 3152082.5301 | 110191.3172 | 4225933.8405 | 4924806.3363 | 24077.0464 | 263088.6058 | 0 | 4953070.0738 | 12886872.3175 | 8795555.1555 | 39335677.223 | 3144235.0165 | 8031996.805 | 8031996.805 | 1478867.319 | 4094519.7919 | 0 | 50511909.0445 | 64117292.9604 | 1000000 | 5.6781 | 8895.9764 | 11292.1079 | 181.3565 | 230.2049
1 | 2600 | 707 | 0.035 | 15 | 15 | 7 | 1.3335e-09 | 0 | Water | Porous | Wet | R245fa | MinimizeLCOE_Brownfield | IgnoreSilica | 125.0586 | 23.098 | 1.4409 | 4 | 8817.3647 | 11177.9852 | 179.7539 | 227.8783 | 103.1908 | -3.794e-06 | 7599050696.8581 | 3174365.1164 | 110938.2518 | 4260908.9315 | 4976596.907 | 24077.0464 | 252341.3696 | 0 | 4991698.7728 | 12987376.2686 | 8864151.1672 | 39642453.8313 | 3144235.0165 | 8031996.805 | 8031996.805 | 1478867.319 | 4094519.7919 | 0 | 50818685.6528 | 64424069.5687 | 1333521.4322 | 5.7635 | 8817.3647 | 11177.9852 | 179.7539 | 227.8783
1 | 2600 | 707 | 0.035 | 15 | 15 | 7 | 1.7783e-09 | 0 | Water | Porous | Wet | R245fa | MinimizeLCOE_Brownfield | IgnoreSilica | 126.0844 | 23.2757 | 1.4571 | 4 | 8758.3066 | 11092.5873 | 178.5499 | 226.1374 | 103.1639 | -3.5604e-06 | 7627208413.1147 | 3191078.8572 | 111497.7381 | 4287201.1658 | 5015634.0644 | 24077.0464 | 243744.0586 | 0 | 5020560.8429 | 13062469.4545 | 8915403.8096 | 39871667.0375 | 3144235.0165 | 8031996.805 | 8031996.805 | 1478867.319 | 4094519.7919 | 0 | 51047898.859 | 64653282.7749 | 1778279.41 | 5.8285 | 8758.3066 | 11092.5873 | 178.5499 | 226.1374
1 | 2600 | 707 | 0.035 | 15 | 15 | 7 | 2.3714e-09 | 0 | Water | Porous | Wet | R245fa | MinimizeLCOE_Brownfield | IgnoreSilica | 126.8567 | 23.4093 | 1.4695 | 4 | 8713.9518 | 11028.6504 | 177.6457 | 224.834 | 103.1434 | -3.3827e-06 | 7648371813.4637 | 3203602.6028 | 111916.5218 | 4306935.262 | 5044992.996 | 24077.0464 | 236966.7366 | 0 | 5042111.5546 | 13118539.9858 | 8953673.0993 | 40042815.8054 | 3144235.0165 | 8031996.805 | 8031996.805 | 1478867.319 | 4094519.7919 | 0 | 51219047.6269 | 64824431.5428 | 2371373.7057 | 5.8778 | 8713.9518 | 11028.6504 | 177.6457 | 224.834
1 | 2600 | 707 | 0.035 | 15 | 15 | 7 | 3.1623e-09 | 0 | Water | Porous | Wet | R245fa | MinimizeLCOE_Brownfield | IgnoreSilica | 127.4487 | 23.5116 | 1.4789 | 4 | 8680.6489 | 10980.6272 | 176.9668 | 223.8549 | 103.1274 | -3.2491e-06 | 7664244413.3818 | 3213165.2247 | 112236.0296 | 4322022.6464 | 5067473.0208 | 24077.0464 | 231751.1757 | 0 | 5058582.806 | 13161394.8033 | 8982922.3928 | 40173625.1458 | 3144235.0165 | 8031996.805 | 8031996.805 | 1478867.319 | 4094519.7919 | 0 | 51349856.9673 | 64955240.8832 | 3162277.6602 | 5.9154 | 8680.6489 | 10980.6272 | 176.9668 | 223.8549
1 | 2600 | 707 | 0.035 | 15 | 15 | 7 | 4.217e-09 | 0 | Water | Porous | Wet | R245fa | MinimizeLCOE_Brownfield | IgnoreSilica | 127.8749 | 23.5851 | 1.4858 | 4 | 8655.6459 | 10944.8597 | 176.457 | 223.1258 | 103.1159 | -3.1461e-06 | 7676156145.1667 | 3220033.2228 | 112465.3942 | 4332867.4359 | 5083648.6651 | 24077.0464 | 227615.7862 | 0 | 5070275.9447 | 13191817.9515 | 9003686.8167 | 40266488.2634 | 3144235.0165 | 8031996.805 | 8031996.805 | 1478867.319 | 4094519.7919 | 0 | 51442720.0849 | 65048104.0008 | 4216965.0343 | 5.9433 | 8655.6459 | 10944.8597 | 176.457 | 223.1258
1 | 2600 | 707 | 0.035 | 15 | 15 | 7 | 5.6234e-09 | 0 | Water | Porous | Wet | R245fa | MinimizeLCOE_Brownfield | IgnoreSilica | 128.2038 | 23.6418 | 1.4911 | 4 | 8636.8755 | 10917.939 | 176.0744 | 222.577 | 103.107 | -3.069e-06 | 7685648968.2785 | 3225326.8847 | 112642.1456 | 4341229.9884 | 5096130.4931 | 24077.0464 | 224499.3183 | 0 | 5079323.2918 | 13215357.2929 | 9019752.9008 | 40338339.3621 | 3144235.0165 | 8031996.805 | 8031996.805 | 1478867.319 | 4094519.7919 | 0 | 51514571.1836 | 65119955.0995 | 5623413.2519 | 5.9645 | 8636.8755 | 10917.939 | 176.0744 | 222.577
1 | 2600 | 707 | 0.035 | 15 | 15 | 7 | 7.4989e-09 | 0 | Water | Porous | Wet | R245fa | MinimizeLCOE_Brownfield | IgnoreSilica | 128.4427 | 23.683 | 1.4951 | 4 | 8622.7907 | 10897.8533 | 175.7873 | 222.1675 | 103.1005 | -3.0102e-06 | 7693662872.0472 | 3229166.1564 | 112770.2934 | 4347298.1775 | 5105193.446 | 24077.0464 | 222076.1218 | 0 | 5085826.6841 | 13232277.7856 | 9031301.4848 | 40389987.196 | 3144235.0165 | 8031996.805 | 8031996.805 | 1478867.319 | 4094519.7919 | 0 | 51566219.0175 | 65171602.9334 | 7498942.0933 | 5.9802 | 8622.7907 | 10897.8533 | 175.7873 | 222.1675
1 | 2600 | 707 | 0.035 | 15 | 15 | 7 | 1e-08 | 0 | Water | Porous | Wet | R245fa | MinimizeLCOE_Brownfield | IgnoreSilica | 128.6324 | 23.7157 | 1.4981 | 4 | 8612.2233 | 10882.6743 | 175.5718 | 221.858 | 103.0953 | -2.967e-06 | 7698628778.763 | 3232210.2605 | 112871.8726 | 4352111.5572 | 5112385.7841 | 24077.0464 | 220296.4024 | 0 | 5091041.64 | 13245846.0311 | 9040562.0911 | 40431402.6853 | 3144235.0165 | 8031996.805 | 8031996.805 | 1478867.319 | 4094519.7919 | 0 | 51607634.5068 | 65213018.4227 | 10000000 | 5.9924 | 8612.2233 | 10882.6743 | 175.5718 | 221.858
1 | 2700 | 707 | 0.035 | 15 | 15 | 7 | 1e-13 | 0 | Water | Porous | Wet | R245fa | MinimizeLCOE_Brownfield | IgnoreSilica | 0 | 0 | 0 | 0 | [5 empty] | 0 | 0 | 0 | 0 | 0 | 0 | 0 | 0 | 0 | 0 | 0 | 0 | 0 | 0 | 0 | 0 | 0 | 0 | 0 | 0 | 0 | 100 | 0
1 | 2700 | 707 | 0.035 | 15 | 15 | 7 | 1.3335e-13 | 0 | Water | Porous | Wet | R245fa | MinimizeLCOE_Brownfield | IgnoreSilica | 0 | 0 | 0 | 0 | [5 empty] | 0 | 0 | 0 | 0 | 0 | 0 | 0 | 0 | 0 | 0 | 0 | 0 | 0 | 0 | 0 | 0 | 0 | 0 | 0 | 0 | 0 | 133.3521 | 0
1 | 2700 | 707 | 0.035 | 15 | 15 | 7 | 1.7783e-13 | 0 | Water | Porous | Wet | R245fa | MinimizeLCOE_Brownfield | IgnoreSilica | 0 | 0 | 0 | 0 | [5 empty] | 0 | 0 | 0 | 0 | 0 | 0 | 0 | 0 | 0 | 0 | 0 | 0 | 0 | 0 | 0 | 0 | 0 | 0 | 0 | 0 | 0 | 177.8279 | 0
1 | 2700 | 707 | 0.035 | 15 | 15 | 7 | 2.3714e-13 | 0 | Water | Porous | Wet | R245fa | MinimizeLCOE_Brownfield | IgnoreSilica | 0 | 0 | 0 | 0 | [5 empty] | 0 | 0 | 0 | 0 | 0 | 0 | 0 | 0 | 0 | 0 | 0 | 0 | 0 | 0 | 0 | 0 | 0 | 0 | 0 | 0 | 0 | 237.1374 | 0
1 | 2700 | 707 | 0.035 | 15 | 15 | 7 | 3.1623e-13 | 0 | Water | Porous | Wet | R245fa | MinimizeLCOE_Brownfield | IgnoreSilica | 0 | 0 | 0 | 0 | [5 empty] | 0 | 0 | 0 | 0 | 0 | 0 | 0 | 0 | 0 | 0 | 0 | 0 | 0 | 0 | 0 | 0 | 0 | 0 | 0 | 0 | 0 | 316.2278 | 0
1 | 2700 | 707 | 0.035 | 15 | 15 | 7 | 4.217e-13 | 0 | Water | Porous | Wet | R245fa | MinimizeLCOE_Brownfield | IgnoreSilica | 0.8028 | 0.090466 | 0.00034892 | 4 | 8756037.1777 | 18863782.263 | 178503.6613 | 384563.7166 | 80.7334 | -2.2068e-05 | 22288678.7546 | 56122.984 | 1687.5064 | 51371.0915 | 47671.4589 | 24077.0464 | 40551.0985 | 0 | 86377.6624 | 224736.959 | 153387.5924 | 685983.3992 | 3144235.0165 | 8390483.6777 | 8390483.6777 | 1478867.319 | 4237914.541 | 0 | 12220702.0934 | 26327967.6312 | 421.6965 | 0.0013957 | 8756037.1777 | 18863782.263 | 178503.6613 | 384563.7166
1 | 2700 | 707 | 0.035 | 15 | 15 | 7 | 5.6234e-13 | 0 | Water | Porous | Wet | R245fa | MinimizeLCOE_Brownfield | IgnoreSilica | 1.251 | 0.17246 | 0.0021985 | 4 | 1426904.0984 | 3031103.409 | 29089.3701 | 61793.1429 | 88.9591 | -2.7269e-05 | 69454041.8936 | 93650.2166 | 2985.1796 | 85565.7536 | 65502.7202 | 24077.0464 | 55418.5525 | 0 | 127607.7929 | 332009.3011 | 226603.1701 | 1013419.733 | 3144235.0165 | 8390483.6777 | 8390483.6777 | 1478867.319 | 4237914.541 | 0 | 12548138.4272 | 26655403.9649 | 562.3413 | 0.008794 | 1426904.0984 | 3031103.409 | 29089.3701 | 61793.1429
1 | 2700 | 707 | 0.035 | 15 | 15 | 7 | 7.4989e-13 | 0 | Water | Porous | Wet | R245fa | MinimizeLCOE_Brownfield | IgnoreSilica | 1.7652 | 0.27075 | 0.0051938 | 4 | 620589.9641 | 1299637.6461 | 12651.5658 | 26494.8713 | 93.8282 | -2.9595e-05 | 270774931.3186 | 132613.0629 | 4374.2077 | 122324.3913 | 86401.9196 | 24077.0464 | 68689.2743 | 0 | 171007.1618 | 444925.5567 | 303670.8347 | 1358083.4554 | 3144235.0165 | 8390483.6777 | 8390483.6777 | 1478867.319 | 4237914.541 | 0 | 12892802.1496 | 27000067.6873 | 749.8942 | 0.020775 | 620589.9641 | 1299637.6461 | 12651.5658 | 26494.8713
1 | 2700 | 707 | 0.035 | 15 | 15 | 7 | 1e-12 | 0 | Water | Porous | Wet | R245fa | MinimizeLCOE_Brownfield | IgnoreSilica | 2.4257 | 0.39969 | 0.0095856 | 4 | 346991.7004 | 714919.6624 | 7073.8952 | 14574.6043 | 97.299 | -3.0984e-05 | 418832709.9018 | 177946.5743 | 6013.7071 | 166641.7819 | 113547.9076 | 24077.0464 | 83182.0957 | 0 | 222849.5541 | 579808.827 | 395731.4383 | 1769798.9323 | 3144235.0165 | 8390483.6777 | 8390483.6777 | 1478867.319 | 4237914.541 | 0 | 13304517.6265 | 27411783.1642 | 1000 | 0.038342 | 346991.7004 | 714919.6624 | 7073.8952 | 14574.6043
1 | 2700 | 707 | 0.035 | 15 | 15 | 7 | 1.3335e-12 | 0 | Water | Porous | Wet | R245fa | MinimizeLCOE_Brownfield | IgnoreSilica | 3.254 | 0.56314 | 0.015727 | 4 | 219133.5023 | 443387.1966 | 4467.3328 | 9039.0477 | 99.7796 | -3.1456e-05 | 665166261.4248 | 229554.2659 | 7893.6787 | 218852.1759 | 147792.8398 | 24077.0464 | 98424.6013 | 0 | 283371.8971 | 737275.5488 | 503205.7115 | 2250447.7655 | 3144235.0165 | 8390483.6777 | 8390483.6777 | 1478867.319 | 4237914.541 | 0 | 13785166.4597 | 27892431.9974 | 1333.5214 | 0.062908 | 219133.5023 | 443387.1966 | 4467.3328 | 9039.0477
1 | 2700 | 707 | 0.035 | 15 | 15 | 7 | 1.7783e-12 | 0 | Water | Porous | Wet | R245fa | MinimizeLCOE_Brownfield | IgnoreSilica | 4.3166 | 0.77411 | 0.024116 | 4 | 148898.9968 | 295143.8084 | 3035.5074 | 6016.9057 | 101.6308 | -3.1468e-05 | 927064839.1994 | 289891.9912 | 10098.2118 | 281935.7112 | 191879.9985 | 24077.0464 | 115370.7862 | 0 | 356168.9607 | 926678.5754 | 632477.169 | 2828578.4505 | 3144235.0165 | 8390483.6777 | 8390483.6777 | 1478867.319 | 4237914.541 | 0 | 14363297.1447 | 28470562.6824 | 1778.2794 | 0.096463 | 148898.9968 | 295143.8084 | 3035.5074 | 6016.9057
1 | 2700 | 707 | 0.035 | 15 | 15 | 7 | 2.3714e-12 | 0 | Water | Porous | Wet | R245fa | MinimizeLCOE_Brownfield | IgnoreSilica | 5.6707 | 1.044 | 0.035394 | 4 | 106346.7406 | 205990.1138 | 2168.0222 | 4199.3871 | 103.0171 | -3.1096e-05 | 1260217888.6089 | 360200.2636 | 12668.2362 | 357802.9492 | 248185.6003 | 24077.0464 | 134071.0338 | 0 | 443432.0005 | 1153719.1048 | 787436.9956 | 3521593.2302 | 3144235.0165 | 8390483.6777 | 8390483.6777 | 1478867.319 | 4237914.541 | 0 | 15056311.9244 | 29163577.4622 | 2371.3737 | 0.14158 | 106346.7406 | 205990.1138 | 2168.0222 | 4199.3871
1 | 2700 | 707 | 0.035 | 15 | 15 | 7 | 3.1623e-12 | 0 | Water | Porous | Wet | R245fa | MinimizeLCOE_Brownfield | IgnoreSilica | 7.3561 | 1.38 | 0.050421 | 4 | 78673.3231 | 148620.2487 | 1603.8621 | 3029.8248 | 104.0305 | -3.017e-05 | 1641411859.9294 | 440417.7646 | 15597.2409 | 446997.5726 | 318284.2966 | 24077.0464 | 153456.5763 | 0 | 545543.8939 | 1419393.3056 | 968765.0967 | 4332532.7935 | 3144235.0165 | 8390483.6777 | 8390483.6777 | 1478867.319 | 4237914.541 | 0 | 15867251.4877 | 29974517.0254 | 3162.2777 | 0.20169 | 78673.3231 | 148620.2487 | 1603.8621 | 3029.8248
1 | 2700 | 707 | 0.035 | 15 | 15 | 7 | 4.217e-12 | 0 | Water | Porous | Wet | R245fa | MinimizeLCOE_Brownfield | IgnoreSilica | 9.3318 | 1.7716 | 0.069339 | 4 | 60421.9092 | 111285.507 | 1231.7823 | 2268.7056 | 104.679 | -2.864e-05 | 2013004724.7297 | 526517.9103 | 18728.7249 | 545632.6732 | 400136.5438 | 24077.0464 | 171430.5594 | 0 | 657744.1486 | 1711315.3528 | 1168007.8923 | 5223590.8516 | 3144235.0165 | 8390483.6777 | 8390483.6777 | 1478867.319 | 4237914.541 | 0 | 16758309.5458 | 30865575.0835 | 4216.965 | 0.27735 | 60421.9092 | 111285.507 | 1231.7823 | 2268.7056
1 | 2700 | 707 | 0.035 | 15 | 15 | 7 | 5.6234e-12 | 0 | Water | Porous | Wet | R245fa | MinimizeLCOE_Brownfield | IgnoreSilica | 13.7 | 2.6495 | 0.098873 | 4 | 47331.1078 | 83001.2342 | 964.9087 | 1692.0924 | 105.6911 | -3.202e-05 | 2347684615.0268 | 702161.8828 | 25135.1172 | 752371.8903 | 582730.3363 | 24077.0464 | 233119.6674 | 0 | 904642.4167 | 2353694.0006 | 1606444.519 | 7184376.8765 | 3144235.0165 | 8390483.6777 | 8390483.6777 | 1478867.319 | 4237914.541 | 0 | 18719095.5708 | 32826361.1085 | 5623.4133 | 0.39549 | 47331.1078 | 83001.2342 | 964.9087 | 1692.0924
1 | 2700 | 707 | 0.035 | 15 | 15 | 7 | 7.4989e-12 | 0 | Water | Porous | Wet | R245fa | MinimizeLCOE_Brownfield | IgnoreSilica | 15.8823 | 3.0866 | 0.13047 | 4 | 37474.2275 | 64506.3058 | 763.9628 | 1315.0483 | 105.9593 | -2.7464e-05 | 2942392047.6588 | 782737.1591 | 28062.3601 | 849970.8259 | 673748.8492 | 24077.0464 | 231441.8147 | 0 | 1010114.8416 | 2628111.6149 | 1793740.1794 | 8022004.6914 | 3144235.0165 | 8390483.6777 | 8390483.6777 | 1478867.319 | 4237914.541 | 0 | 19556723.3856 | 33663988.9234 | 7498.9421 | 0.52187 | 37474.2275 | 64506.3058 | 763.9628 | 1315.0483
1 | 2700 | 707 | 0.035 | 15 | 15 | 7 | 1e-11 | 0 | Water | Porous | Wet | R245fa | MinimizeLCOE_Brownfield | IgnoreSilica | 20.2332 | 3.9578 | 0.17437 | 4 | 30502.9016 | 50729.1973 | 621.8429 | 1034.1833 | 106.3198 | -2.6177e-05 | 3449545424.863 | 933936.1543 | 33545.629 | 1036755.0256 | 855185.4603 | 24077.0464 | 261282.5511 | 0 | 1226464.928 | 3191010.16 | 2177930.0029 | 9740186.9576 | 3144235.0165 | 8390483.6777 | 8390483.6777 | 1478867.319 | 4237914.541 | 0 | 21274905.6518 | 35382171.1895 | 10000 | 0.69747 | 30502.9016 | 50729.1973 | 621.8429 | 1034.1833
1 | 2700 | 707 | 0.035 | 15 | 15 | 7 | 1.3335e-11 | 0 | Water | Porous | Wet | R245fa | MinimizeLCOE_Brownfield | IgnoreSilica | 25.6117 | 5.0349 | 0.23058 | 4 | 25270.0054 | 40565.3899 | 515.1632 | 826.9803 | 106.5983 | -2.4786e-05 | 3977936917.6369 | 1107854.8286 | 39838.6822 | 1256690.4628 | 1079499.8251 | 24077.0464 | 292940.835 | 0 | 1482351.6552 | 3856774.9348 | 2632328.1418 | 11772356.412 | 3144235.0165 | 8390483.6777 | 8390483.6777 | 1478867.319 | 4237914.541 | 0 | 23307075.1062 | 37414340.6439 | 13335.2143 | 0.92232 | 25270.0054 | 40565.3899 | 515.1632 | 826.9803
1 | 2700 | 707 | 0.035 | 15 | 15 | 7 | 1.7783e-11 | 0 | Water | Porous | Wet | R245fa | MinimizeLCOE_Brownfield | IgnoreSilica | 32.1675 | 6.3481 | 0.30162 | 4 | 21286.9343 | 32979.8149 | 433.9629 | 672.3381 | 106.8137 | -2.3296e-05 | 4524228394.873 | 1305667.4007 | 46979.9554 | 1512474.668 | 1352953.0844 | 24077.0464 | 325640.6557 | 0 | 1781439.1961 | 4634939.3649 | 3163441.355 | 14147612.7267 | 3144235.0165 | 8390483.6777 | 8390483.6777 | 1478867.319 | 4237914.541 | 0 | 25682331.4209 | 39789596.9586 | 17782.7941 | 1.2065 | 21286.9343 | 32979.8149 | 433.9629 | 672.3381
1 | 2700 | 707 | 0.035 | 15 | 15 | 7 | 2.3714e-11 | 0 | Water | Porous | Wet | R245fa | MinimizeLCOE_Brownfield | IgnoreSilica | 40.024 | 7.9222 | 0.3899 | 4 | 18221.581 | 27266.9961 | 371.4716 | 555.8746 | 106.9809 | -2.1724e-05 | 5076376446.7509 | 1527561.613 | 54972.289 | 1805508.2504 | 1680702.8395 | 24077.0464 | 358372.5294 | 0 | 2125965.8814 | 5531327.1277 | 3775244.4221 | 16883731.9988 | 3144235.0165 | 8390483.6777 | 8390483.6777 | 1478867.319 | 4237914.541 | 0 | 28418450.693 | 42525716.2307 | 23713.7371 | 1.5596 | 18221.581 | 27266.9961 | 371.4716 | 555.8746
1 | 2700 | 707 | 0.035 | 15 | 15 | 7 | 3.1623e-11 | 0 | Water | Porous | Wet | R245fa | MinimizeLCOE_Brownfield | IgnoreSilica | 49.2003 | 9.7608 | 0.49697 | 4 | 15844.5536 | 22941.2511 | 323.0127 | 467.6884 | 107.1086 | -2.0075e-05 | 5621675445.8845 | 1770970.864 | 63719.0709 | 2133395.4498 | 2063515.582 | 24077.0464 | 389415.7459 | 0 | 2513586.566 | 6539836.6373 | 4463572.8851 | 19962089.8474 | 3144235.0165 | 8390483.6777 | 8390483.6777 | 1478867.319 | 4237914.541 | 0 | 31496808.5416 | 45604074.0793 | 31622.7766 | 1.9879 | 15844.5536 | 22941.2511 | 323.0127 | 467.6884
1 | 2700 | 707 | 0.035 | 15 | 15 | 7 | 4.217e-11 | 0 | Water | Porous | Wet | R245fa | MinimizeLCOE_Brownfield | IgnoreSilica | 59.4218 | 11.8068 | 0.62163 | 4 | 13996.4936 | 19670.0199 | 285.3375 | 401 | 107.1955 | -1.8311e-05 | 6141939396.12 | 2026489.8837 | 72876.3975 | 2484083.0965 | 2489679.0896 | 24077.0464 | 415149.0849 | 0 | 2929818.2934 | 7622786.2112 | 5202708.2217 | 23267667.3249 | 3144235.0165 | 8390483.6777 | 8390483.6777 | 1478867.319 | 4237914.541 | 0 | 34802386.0191 | 48909651.5568 | 42169.6503 | 2.4865 | 13996.4936 | 19670.0199 | 285.3375 | 401
1 | 2700 | 707 | 0.035 | 15 | 15 | 7 | 5.6234e-11 | 0 | Water | Porous | Wet | R245fa | MinimizeLCOE_Brownfield | IgnoreSilica | 70.1017 | 13.9381 | 0.7587 | 4 | 12564.4898 | 17213.0079 | 256.1441 | 350.9104 | 107.2325 | -1.6415e-05 | 6616094143.7973 | 2278894.484 | 81890.2255 | 2836681.2891 | 2934062.6916 | 24077.0464 | 431305.0434 | 0 | 3348895.2042 | 8713138.3685 | 5946895.9736 | 26595840.3263 | 3144235.0165 | 8390483.6777 | 8390483.6777 | 1478867.319 | 4237914.541 | 0 | 38130559.0205 | 52237824.5582 | 56234.1325 | 3.0348 | 12564.4898 | 17213.0079 | 256.1441 | 350.9104
1 | 2700 | 707 | 0.035 | 15 | 15 | 7 | 7.4989e-11 | 0 | Water | Porous | Wet | R245fa | MinimizeLCOE_Brownfield | IgnoreSilica | 80.5233 | 16.005 | 0.8998 | 4 | 11462.9603 | 15382.5089 | 233.688 | 313.5932 | 107.2142 | -1.4446e-05 | 7026530480.7686 | 2512478.6853 | 90192.6695 | 3168525.7317 | 3365969.1064 | 24077.0464 | 435273.1391 | 0 | 3742641.3875 | 9737585.1691 | 6646101.9653 | 29722844.9002 | 3144235.0165 | 8390483.6777 | 8390483.6777 | 1478867.319 | 4237914.541 | 0 | 41257563.5944 | 55364829.1322 | 74989.4209 | 3.5992 | 11462.9603 | 15382.5089 | 233.688 | 313.5932
1 | 2700 | 707 | 0.035 | 15 | 15 | 7 | 1e-10 | 0 | Water | Porous | Wet | R245fa | MinimizeLCOE_Brownfield | IgnoreSilica | 90.1017 | 17.8876 | 1.0362 | 4 | 10622.1165 | 14025.8423 | 216.5462 | 285.9358 | 107.1479 | -1.2513e-05 | 7366299327.6621 | 2716860.3978 | 97415.3203 | 3463502.4121 | 3760641.8519 | 24077.0464 | 427531.3079 | 0 | 4091111.0512 | 10644231.7529 | 7264906.8885 | 32490278.0289 | 3144235.0165 | 8390483.6777 | 8390483.6777 | 1478867.319 | 4237914.541 | 0 | 44024996.7231 | 58132262.2609 | 100000 | 4.1447 | 10622.1165 | 14025.8423 | 216.5462 | 285.9358
1 | 2700 | 707 | 0.035 | 15 | 15 | 7 | 1.3335e-10 | 0 | Water | Porous | Wet | R245fa | MinimizeLCOE_Brownfield | IgnoreSilica | 98.4887 | 19.5186 | 1.1609 | 4 | 9984.015 | 13022.0388 | 203.5376 | 265.4719 | 107.05 | -1.0728e-05 | 7638887039.6326 | 2888052.4861 | 103426.8157 | 3714160.6484 | 4103854.3766 | 24077.0464 | 410815.97 | 0 | 4385311.0638 | 11409679.8371 | 7787340.9343 | 34826719.1783 | 3144235.0165 | 8390483.6777 | 8390483.6777 | 1478867.319 | 4237914.541 | 0 | 46361437.8726 | 60468703.4103 | 133352.1432 | 4.6436 | 9984.015 | 13022.0388 | 203.5376 | 265.4719
1 | 2700 | 707 | 0.035 | 15 | 15 | 7 | 1.7783e-10 | 0 | Water | Porous | Wet | R245fa | MinimizeLCOE_Brownfield | IgnoreSilica | 105.5682 | 20.88 | 1.27 | 4 | 9501.5843 | 12278.6076 | 193.7026 | 250.316 | 106.9386 | -9.1608e-06 | 7851483308.0693 | 3027062.2896 | 108277.2647 | 3920301.188 | 4391501.5141 | 24077.0464 | 388734.9721 | 0 | 4625382.1672 | 12034295.6028 | 8213654.029 | 36733286.074 | 3144235.0165 | 8390483.6777 | 8390483.6777 | 1478867.319 | 4237914.541 | 0 | 48268004.7682 | 62375270.3059 | 177827.941 | 5.08 | 9501.5843 | 12278.6076 | 193.7026 | 250.316
1 | 2700 | 707 | 0.035 | 15 | 15 | 7 | 2.3714e-10 | 0 | Water | Porous | Wet | R245fa | MinimizeLCOE_Brownfield | IgnoreSilica | 111.3586 | 21.9818 | 1.3619 | 4 | 9137.6437 | 11727.1832 | 186.2832 | 239.0745 | 106.828 | -7.8366e-06 | 8018022720.4074 | 3137087.535 | 112093.6079 | 4085243.7552 | 4625188.1922 | 24077.0464 | 364423.4424 | 0 | 4815764.2958 | 12529630.8485 | 8551730.5123 | 38245239.2356 | 3144235.0165 | 8390483.6777 | 8390483.6777 | 1478867.319 | 4237914.541 | 0 | 49779957.9298 | 63887223.4675 | 237137.3706 | 5.4478 | 9137.6437 | 11727.1832 | 186.2832 | 239.0745
1 | 2700 | 707 | 0.035 | 15 | 15 | 7 | 3.1623e-10 | 0 | Water | Porous | Wet | R245fa | MinimizeLCOE_Brownfield | IgnoreSilica | 116.0092 | 22.8583 | 1.4374 | 4 | 8863.4288 | 11316.9902 | 180.693 | 230.7122 | 106.7267 | -6.7539e-06 | 8143519564.2993 | 3223087.8727 | 115060.9233 | 4215343.7717 | 4811744.4619 | 24077.0464 | 340487.4793 | 0 | 4964622.6066 | 12916929.6381 | 8816069.8944 | 39427423.6943 | 3144235.0165 | 8390483.6777 | 8390483.6777 | 1478867.319 | 4237914.541 | 0 | 50962142.3885 | 65069407.9263 | 316227.766 | 5.7497 | 8863.4288 | 11316.9902 | 180.693 | 230.7122
1 | 2700 | 707 | 0.035 | 15 | 15 | 7 | 4.217e-10 | 0 | Water | Porous | Wet | R245fa | MinimizeLCOE_Brownfield | IgnoreSilica | 119.6413 | 23.5374 | 1.4977 | 4 | 8656.9663 | 11011.7589 | 176.484 | 224.4896 | 106.64 | -5.8828e-06 | 8243844261.1253 | 3288801.9458 | 117318.1485 | 4315489.8253 | 4956705.289 | 24077.0464 | 318199.6112 | 0 | 5078030.8278 | 13211994.5666 | 9017457.771 | 40328075.0315 | 3144235.0165 | 8390483.6777 | 8390483.6777 | 1478867.319 | 4237914.541 | 0 | 51862793.7258 | 65970059.2635 | 421696.5034 | 5.9909 | 8656.9663 | 11011.7589 | 176.484 | 224.4896
1 | 2700 | 707 | 0.035 | 15 | 15 | 7 | 5.6234e-10 | 0 | Water | Porous | Wet | R245fa | MinimizeLCOE_Brownfield | IgnoreSilica | 122.4723 | 24.0633 | 1.5453 | 4 | 8501.5903 | 10783.8302 | 173.3164 | 219.843 | 106.5679 | -5.198e-06 | 8318552001.4215 | 3339144.0727 | 119041.0011 | 4392660.3954 | 5069222.919 | 24077.0464 | 298674.7056 | 0 | 5164699.8547 | 13437489.5963 | 9171362.7623 | 41016372.3534 | 3144235.0165 | 8390483.6777 | 8390483.6777 | 1478867.319 | 4237914.541 | 0 | 52551091.0477 | 66658356.5854 | 562341.3252 | 6.1813 | 8501.5903 | 10783.8302 | 173.3164 | 219.843
1 | 2700 | 707 | 0.035 | 15 | 15 | 7 | 7.4989e-10 | 0 | Water | Porous | Wet | R245fa | MinimizeLCOE_Brownfield | IgnoreSilica | 124.6307 | 24.462 | 1.5822 | 4 | 8384.7062 | 10613.7239 | 170.9336 | 216.3751 | 106.5102 | -4.6628e-06 | 8378789556.3053 | 3377008.9717 | 120333.0143 | 4450971.9456 | 5154717.6811 | 24077.0464 | 281990.8661 | 0 | 5229548.8148 | 13606213.2881 | 9286520.1489 | 41531381.7769 | 3144235.0165 | 8390483.6777 | 8390483.6777 | 1478867.319 | 4237914.541 | 0 | 53066100.4712 | 67173366.0089 | 749894.2093 | 6.3289 | 8384.7062 | 10613.7239 | 170.9336 | 216.3751
1 | 2700 | 707 | 0.035 | 15 | 15 | 7 | 1e-09 | 0 | Water | Porous | Wet | R245fa | MinimizeLCOE_Brownfield | IgnoreSilica | 126.287 | 24.7667 | 1.6107 | 4 | 8296.8109 | 10486.3725 | 169.1417 | 213.7789 | 106.4644 | -4.2512e-06 | 8423208655.9097 | 3405765.4092 | 121311.9467 | 4495414.4643 | 5220154.2819 | 24077.0464 | 268277.9066 | 0 | 5278650.4115 | 13733965.5706 | 9373713.7067 | 41921330.7439 | 3144235.0165 | 8390483.6777 | 8390483.6777 | 1478867.319 | 4237914.541 | 0 | 53456049.4381 | 67563314.9759 | 1000000 | 6.443 | 8296.8109 | 10486.3725 | 169.1417 | 213.7789
1 | 2700 | 707 | 0.035 | 15 | 15 | 7 | 1.3335e-09 | 0 | Water | Porous | Wet | R245fa | MinimizeLCOE_Brownfield | IgnoreSilica | 127.5265 | 24.994 | 1.6324 | 4 | 8230.7395 | 10391.2437 | 167.7948 | 211.8396 | 106.4292 | -3.9339e-06 | 8459597655.2656 | 3427113.8293 | 122037.3754 | 4528498.3821 | 5269022.8902 | 24077.0464 | 257084.4015 | 0 | 5314855.2307 | 13828163.0835 | 9438005.4448 | 42208857.6838 | 3144235.0165 | 8390483.6777 | 8390483.6777 | 1478867.319 | 4237914.541 | 0 | 53743576.378 | 67850841.9157 | 1333521.4322 | 6.5296 | 8230.7395 | 10391.2437 | 167.7948 | 211.8396
1 | 2700 | 707 | 0.035 | 15 | 15 | 7 | 1.7783e-09 | 0 | Water | Porous | Wet | R245fa | MinimizeLCOE_Brownfield | IgnoreSilica | 128.4692 | 25.1665 | 1.6489 | 4 | 8181.0913 | 10319.9343 | 166.7826 | 210.3858 | 106.402 | -3.6928e-06 | 8486550658.9547 | 3443254.2115 | 122585.0719 | 4553563.2274 | 5306135.601 | 24077.0464 | 248224.6209 | 0 | 5342157.5138 | 13899198.0238 | 9486488.2512 | 42425683.5678 | 3144235.0165 | 8390483.6777 | 8390483.6777 | 1478867.319 | 4237914.541 | 0 | 53960402.2621 | 68067667.7998 | 1778279.41 | 6.5957 | 8181.0913 | 10319.9343 | 166.7826 | 210.3858
1 | 2700 | 707 | 0.035 | 15 | 15 | 7 | 2.3714e-09 | 0 | Water | Porous | Wet | R245fa | MinimizeLCOE_Brownfield | IgnoreSilica | 129.166 | 25.2937 | 1.6613 | 4 | 8143.7971 | 10266.6627 | 166.0223 | 209.2998 | 106.3815 | -3.5082e-06 | 8508681361.8932 | 3455128.7744 | 122987.5867 | 4572032.608 | 5333532.1087 | 24077.0464 | 241188.3891 | 0 | 5362089.1402 | 13951056.027 | 9521882.404 | 42583974.0844 | 3144235.0165 | 8390483.6777 | 8390483.6777 | 1478867.319 | 4237914.541 | 0 | 54118692.7787 | 68225958.3164 | 2371373.7057 | 6.6454 | 8143.7971 | 10266.6627 | 166.0223 | 209.2998
1 | 2700 | 707 | 0.035 | 15 | 15 | 7 | 3.1623e-09 | 0 | Water | Porous | Wet | R245fa | MinimizeLCOE_Brownfield | IgnoreSilica | 129.6996 | 25.391 | 1.6708 | 4 | 8115.7917 | 10226.6408 | 165.4514 | 208.4839 | 106.3658 | -3.3695e-06 | 8524449239.5847 | 3464191.5699 | 123294.5458 | 4586145.2369 | 5354494.3196 | 24077.0464 | 235783.4175 | 0 | 5377314.5931 | 13990669.5323 | 9548919.4353 | 42704889.6969 | 3144235.0165 | 8390483.6777 | 8390483.6777 | 1478867.319 | 4237914.541 | 0 | 54239608.3911 | 68346873.9288 | 3162277.6602 | 6.6832 | 8115.7917 | 10226.6408 | 165.4514 | 208.4839
1 | 2700 | 707 | 0.035 | 15 | 15 | 7 | 4.217e-09 | 0 | Water | Porous | Wet | R245fa | MinimizeLCOE_Brownfield | IgnoreSilica | 130.0823 | 25.4607 | 1.6778 | 4 | 8094.7672 | 10196.8409 | 165.0228 | 207.8764 | 106.3543 | -3.2629e-06 | 8538495383.0029 | 3470673.6974 | 123513.9618 | 4596248.3087 | 5369516.1637 | 24077.0464 | 231508.0448 | 0 | 5388059.5169 | 14018625.62 | 9568000.0396 | 42790222.3995 | 3144235.0165 | 8390483.6777 | 8390483.6777 | 1478867.319 | 4237914.541 | 0 | 54324941.0937 | 68432206.6314 | 4216965.0343 | 6.7111 | 8094.7672 | 10196.8409 | 165.0228 | 207.8764
1 | 2700 | 707 | 0.035 | 15 | 15 | 7 | 5.6234e-09 | 0 | Water | Porous | Wet | R245fa | MinimizeLCOE_Brownfield | IgnoreSilica | 130.3964 | 25.5179 | 1.6833 | 4 | 8078.9873 | 10174.2167 | 164.7011 | 207.4152 | 106.3449 | -3.1853e-06 | 8546091890.6047 | 3475984.9225 | 123693.6657 | 4604531.7537 | 5381841.7209 | 24077.0464 | 228400.4657 | 0 | 5397026.5342 | 14041955.9595 | 9583923.4757 | 42861435.5442 | 3144235.0165 | 8390483.6777 | 8390483.6777 | 1478867.319 | 4237914.541 | 0 | 54396154.2384 | 68503419.7762 | 5623413.2519 | 6.733 | 8078.9873 | 10174.2167 | 164.7011 | 207.4152
1 | 2700 | 707 | 0.035 | 15 | 15 | 7 | 7.4989e-09 | 0 | Water | Porous | Wet | R245fa | MinimizeLCOE_Brownfield | IgnoreSilica | 130.6157 | 25.5578 | 1.6872 | 4 | 8067.1459 | 10157.4311 | 164.4597 | 207.073 | 106.3383 | -3.1251e-06 | 8555377328.13 | 3479687.2892 | 123818.8872 | 4610309.1208 | 5390443.436 | 24077.0464 | 225932.0971 | 0 | 5403164.4719 | 14057925.6146 | 9594823.0934 | 42910181.0567 | 3144235.0165 | 8390483.6777 | 8390483.6777 | 1478867.319 | 4237914.541 | 0 | 54444899.7509 | 68552165.2886 | 7498942.0933 | 6.749 | 8067.1459 | 10157.4311 | 164.4597 | 207.073
1 | 2700 | 707 | 0.035 | 15 | 15 | 7 | 1e-08 | 0 | Water | Porous | Wet | R245fa | MinimizeLCOE_Brownfield | IgnoreSilica | 130.7667 | 25.5852 | 1.6901 | 4 | 8058.2613 | 10144.9899 | 164.2786 | 206.8193 | 106.3338 | -3.0784e-06 | 8558779256.805 | 3482232.9253 | 123904.9634 | 4614282.9489 | 5396362.3756 | 24077.0464 | 223976.3627 | 0 | 5407286.2827 | 14068649.7206 | 9602142.5161 | 42942915.1417 | 3144235.0165 | 8390483.6777 | 8390483.6777 | 1478867.319 | 4237914.541 | 0 | 54477633.8359 | 68584899.3736 | 10000000 | 6.7605 | 8058.2613 | 10144.9899 | 164.2786 | 206.8193
1 | 2800 | 707 | 0.035 | 15 | 15 | 7 | 1e-13 | 0 | Water | Porous | Wet | R245fa | MinimizeLCOE_Brownfield | IgnoreSilica | 0 | 0 | 0 | 0 | [5 empty] | 0 | 0 | 0 | 0 | 0 | 0 | 0 | 0 | 0 | 0 | 0 | 0 | 0 | 0 | 0 | 0 | 0 | 0 | 0 | 0 | 0 | 100 | 0
1 | 2800 | 707 | 0.035 | 15 | 15 | 7 | 1.3335e-13 | 0 | Water | Porous | Wet | R245fa | MinimizeLCOE_Brownfield | IgnoreSilica | 0 | 0 | 0 | 0 | [5 empty] | 0 | 0 | 0 | 0 | 0 | 0 | 0 | 0 | 0 | 0 | 0 | 0 | 0 | 0 | 0 | 0 | 0 | 0 | 0 | 0 | 0 | 133.3521 | 0
1 | 2800 | 707 | 0.035 | 15 | 15 | 7 | 1.7783e-13 | 0 | Water | Porous | Wet | R245fa | MinimizeLCOE_Brownfield | IgnoreSilica | 0 | 0 | 0 | 0 | [5 empty] | 0 | 0 | 0 | 0 | 0 | 0 | 0 | 0 | 0 | 0 | 0 | 0 | 0 | 0 | 0 | 0 | 0 | 0 | 0 | 0 | 0 | 177.8279 | 0
1 | 2800 | 707 | 0.035 | 15 | 15 | 7 | 2.3714e-13 | 0 | Water | Porous | Wet | R245fa | MinimizeLCOE_Brownfield | IgnoreSilica | 0 | 0 | 0 | 0 | [5 empty] | 0 | 0 | 0 | 0 | 0 | 0 | 0 | 0 | 0 | 0 | 0 | 0 | 0 | 0 | 0 | 0 | 0 | 0 | 0 | 0 | 0 | 237.1374 | 0
1 | 2800 | 707 | 0.035 | 15 | 15 | 7 | 3.1623e-13 | 0 | Water | Porous | Wet | R245fa | MinimizeLCOE_Brownfield | IgnoreSilica | 0 | 0 | 0 | 0 | [5 empty] | 0 | 0 | 0 | 0 | 0 | 0 | 0 | 0 | 0 | 0 | 0 | 0 | 0 | 0 | 0 | 0 | 0 | 0 | 0 | 0 | 0 | 316.2278 | 0
1 | 2800 | 707 | 0.035 | 15 | 15 | 7 | 4.217e-13 | 0 | Water | Porous | Wet | R245fa | MinimizeLCOE_Brownfield | IgnoreSilica | 0.98802 | 0.12927 | 0.00099464 | 4 | 3205051.3255 | 6879086.162 | 65339.3064 | 140239.4761 | 86.712 | -2.7523e-05 | 57550922.2742 | 75442.1659 | 2364.0981 | 68053.5849 | 55792.3493 | 24077.0464 | 49485.1357 | 0 | 107333.6083 | 279260.0316 | 190600.7098 | 852408.7299 | 3144235.0165 | 8754830.6413 | 8754830.6413 | 1478867.319 | 4383653.3264 | 0 | 12751474.3877 | 27368825.6745 | 421.6965 | 0.0039786 | 3205051.3255 | 6879086.162 | 65339.3064 | 140239.4761
1 | 2800 | 707 | 0.035 | 15 | 15 | 7 | 5.6234e-13 | 0 | Water | Porous | Wet | R245fa | MinimizeLCOE_Brownfield | IgnoreSilica | 1.4485 | 0.22026 | 0.0035026 | 4 | 934428.0254 | 1977758.079 | 19049.5792 | 40319.2736 | 93.4211 | -3.1554e-05 | 176374693.1533 | 114657.8824 | 3765.2359 | 103737.4187 | 74952.8014 | 24077.0464 | 63840.1429 | 0 | 150161.9058 | 390690.4764 | 266654.278 | 1192537.1879 | 3144235.0165 | 8754830.6413 | 8754830.6413 | 1478867.319 | 4383653.3264 | 0 | 13091602.8457 | 27708954.1324 | 562.3413 | 0.01401 | 934428.0254 | 1977758.079 | 19049.5792 | 40319.2736
1 | 2800 | 707 | 0.035 | 15 | 15 | 7 | 7.4989e-13 | 0 | Water | Porous | Wet | R245fa | MinimizeLCOE_Brownfield | IgnoreSilica | 2.0236 | 0.33778 | 0.0073884 | 4 | 456294.6747 | 950898.0075 | 9302.1841 | 19385.3421 | 97.9452 | -3.3869e-05 | 359876591.6046 | 159081.918 | 5390.4192 | 145584.8746 | 99313.2579 | 24077.0464 | 78658.9517 | 0 | 199721.5224 | 519634.4328 | 354661.1778 | 1586123.6007 | 3144235.0165 | 8754830.6413 | 8754830.6413 | 1478867.319 | 4383653.3264 | 0 | 13485189.2585 | 28102540.5453 | 749.8942 | 0.029554 | 456294.6747 | 950898.0075 | 9302.1841 | 19385.3421
1 | 2800 | 707 | 0.035 | 15 | 15 | 7 | 1e-12 | 0 | Water | Porous | Wet | R245fa | MinimizeLCOE_Brownfield | IgnoreSilica | 2.7593 | 0.49065 | 0.01298 | 4 | 268754.9724 | 550294.4827 | 5478.9336 | 11218.4974 | 101.1852 | -3.5166e-05 | 536667172.3033 | 210582.215 | 7297.3726 | 195819.7199 | 130772.3004 | 24077.0464 | 94787.5987 | 0 | 258701.1387 | 673087.2959 | 459395.91 | 2054520.5975 | 3144235.0165 | 8754830.6413 | 8754830.6413 | 1478867.319 | 4383653.3264 | 0 | 13953586.2554 | 28570937.5421 | 1000 | 0.051919 | 268754.9724 | 550294.4827 | 5478.9336 | 11218.4974
1 | 2800 | 707 | 0.035 | 15 | 15 | 7 | 1.3335e-12 | 0 | Water | Porous | Wet | R245fa | MinimizeLCOE_Brownfield | IgnoreSilica | 3.783 | 0.70548 | 0.020877 | 4 | 174419.1153 | 349461.8891 | 3555.7696 | 7124.2533 | 103.7088 | -3.6483e-05 | 798413192.509 | 275439.2028 | 9712.3507 | 261381.7828 | 174805.4029 | 24077.0464 | 115413.1713 | 0 | 335723.2932 | 873483.1426 | 596170.1931 | 2666205.5858 | 3144235.0165 | 8754830.6413 | 8754830.6413 | 1478867.319 | 4383653.3264 | 0 | 14565271.2436 | 29182622.5303 | 1333.5214 | 0.083507 | 174419.1153 | 349461.8891 | 3555.7696 | 7124.2533
1 | 2800 | 707 | 0.035 | 15 | 15 | 7 | 1.7783e-12 | 0 | Water | Porous | Wet | R245fa | MinimizeLCOE_Brownfield | IgnoreSilica | 4.8398 | 0.92832 | 0.031248 | 4 | 121172.6386 | 238119.8101 | 2470.2681 | 4854.3944 | 105.2407 | -3.5142e-05 | 1206491311.2336 | 336651.7677 | 11996.5393 | 325231.7436 | 220397.0331 | 24077.0464 | 129810.3609 | 0 | 408784.1514 | 1063572.5089 | 725910.0915 | 3246431.2428 | 3144235.0165 | 8754830.6413 | 8754830.6413 | 1478867.319 | 4383653.3264 | 0 | 15145496.9006 | 29762848.1873 | 1778.2794 | 0.12499 | 121172.6386 | 238119.8101 | 2470.2681 | 4854.3944
1 | 2800 | 707 | 0.035 | 15 | 15 | 7 | 2.3714e-12 | 0 | Water | Porous | Wet | R245fa | MinimizeLCOE_Brownfield | IgnoreSilica | 6.324 | 1.2421 | 0.045214 | 4 | 88051.8728 | 168874.3261 | 1795.0565 | 3442.7316 | 106.5495 | -3.4597e-05 | 1571753247.9921 | 415751.4608 | 14947.3318 | 410184.2632 | 284531.695 | 24077.0464 | 150298.687 | 0 | 506918.2888 | 1318897.4043 | 900174.5791 | 4025780.7564 | 3144235.0165 | 8754830.6413 | 8754830.6413 | 1478867.319 | 4383653.3264 | 0 | 15924846.4142 | 30542197.701 | 2371.3737 | 0.18086 | 88051.8728 | 168874.3261 | 1795.0565 | 3442.7316
1 | 2800 | 707 | 0.035 | 15 | 15 | 7 | 3.1623e-12 | 0 | Water | Porous | Wet | R245fa | MinimizeLCOE_Brownfield | IgnoreSilica | 8.1332 | 1.6241 | 0.063436 | 4 | 66278.3794 | 123885.5185 | 1351.1744 | 2525.5739 | 107.4763 | -3.3408e-05 | 2002786767.4172 | 504191.3394 | 18239.8406 | 508012.3186 | 362643.8969 | 24077.0464 | 170869.4233 | 0 | 619333.2074 | 1611377.963 | 1099798.5703 | 4918543.6059 | 3144235.0165 | 8754830.6413 | 8754830.6413 | 1478867.319 | 4383653.3264 | 0 | 16817609.2637 | 31434960.5505 | 3162.2777 | 0.25374 | 66278.3794 | 123885.5185 | 1351.1744 | 2525.5739
1 | 2800 | 707 | 0.035 | 15 | 15 | 7 | 4.217e-12 | 0 | Water | Porous | Wet | R245fa | MinimizeLCOE_Brownfield | IgnoreSilica | 10.1944 | 2.0548 | 0.086059 | 4 | 51607.6673 | 94070.5962 | 1052.0921 | 1917.7563 | 108.0033 | -3.1288e-05 | 2385988859.546 | 596196.4424 | 21643.0619 | 612973.8371 | 451020.0425 | 24077.0464 | 188106.7691 | 0 | 738666.7077 | 1921859.2521 | 1311708.4298 | 5866251.589 | 3144235.0165 | 8754830.6413 | 8754830.6413 | 1478867.319 | 4383653.3264 | 0 | 17765317.2468 | 32382668.5335 | 4216.965 | 0.34424 | 51607.6673 | 94070.5962 | 1052.0921 | 1917.7563
1 | 2800 | 707 | 0.035 | 15 | 15 | 7 | 5.6234e-12 | 0 | Water | Porous | Wet | R245fa | MinimizeLCOE_Brownfield | IgnoreSilica | 13.7681 | 2.821 | 0.12061 | 4 | 40233.1739 | 70531.9872 | 820.2077 | 1437.89 | 108.9342 | -3.1892e-05 | 2979107705.2937 | 748470.543 | 27325.2683 | 789358.1528 | 606874.5477 | 24077.0464 | 228951.2132 | 0 | 945772.1408 | 2460705.1058 | 1679481.7972 | 7511015.815 | 3144235.0165 | 8754830.6413 | 8754830.6413 | 1478867.319 | 4383653.3264 | 0 | 19410081.4728 | 34027432.7596 | 5623.4133 | 0.48244 | 40233.1739 | 70531.9872 | 820.2077 | 1437.89
1 | 2800 | 707 | 0.035 | 15 | 15 | 7 | 7.4989e-12 | 0 | Water | Porous | Wet | R245fa | MinimizeLCOE_Brownfield | IgnoreSilica | 17.5996 | 3.6347 | 0.16279 | 4 | 32311.8163 | 54759.3949 | 658.7201 | 1116.3443 | 109.3863 | -3.0396e-05 | 3525564504.3201 | 896423.3939 | 32808.0174 | 966467.265 | 772914.4881 | 24077.0464 | 258844.7332 | 0 | 1151098.6282 | 2994922.5078 | 2044096.1511 | 9141652.2311 | 3144235.0165 | 8754830.6413 | 8754830.6413 | 1478867.319 | 4383653.3264 | 0 | 21040717.8889 | 35658069.1757 | 7498.9421 | 0.65118 | 32311.8163 | 54759.3949 | 658.7201 | 1116.3443
1 | 2800 | 707 | 0.035 | 15 | 15 | 7 | 1e-11 | 0 | Water | Porous | Wet | R245fa | MinimizeLCOE_Brownfield | IgnoreSilica | 22.3649 | 4.6467 | 0.21675 | 4 | 26504.8019 | 43364.5827 | 540.3362 | 884.0457 | 109.7332 | -2.8888e-05 | 4099528325.92 | 1067353.2702 | 39127.0732 | 1176070.1212 | 979440.8049 | 24077.0464 | 291447.5453 | 0 | 1395231.1859 | 3630105.3444 | 2477621.4887 | 11080473.8802 | 3144235.0165 | 8754830.6413 | 8754830.6413 | 1478867.319 | 4383653.3264 | 0 | 22979539.538 | 37596890.8247 | 10000 | 0.867 | 26504.8019 | 43364.5827 | 540.3362 | 884.0457
1 | 2800 | 707 | 0.035 | 15 | 15 | 7 | 1.3335e-11 | 0 | Water | Porous | Wet | R245fa | MinimizeLCOE_Brownfield | IgnoreSilica | 28.2381 | 5.8944 | 0.28556 | 4 | 22120.9629 | 34918.0073 | 450.9657 | 711.8508 | 110.0018 | -2.7279e-05 | 4690354334.7974 | 1263593.8107 | 46364.5608 | 1422290.5992 | 1234022.5071 | 24077.0464 | 325887.8022 | 0 | 1683332.1673 | 4379685.0004 | 2989225.0063 | 13368478.5005 | 3144235.0165 | 8754830.6413 | 8754830.6413 | 1478867.319 | 4383653.3264 | 0 | 25267544.1583 | 39884895.445 | 13335.2143 | 1.1422 | 22120.9629 | 34918.0073 | 450.9657 | 711.8508
1 | 2800 | 707 | 0.035 | 15 | 15 | 7 | 1.7783e-11 | 0 | Water | Porous | Wet | R245fa | MinimizeLCOE_Brownfield | IgnoreSilica | 35.3487 | 7.4052 | 0.37199 | 4 | 18767.209 | 28590.8959 | 382.5949 | 582.8641 | 110.2097 | -2.5555e-05 | 5300719056.8841 | 1485543.8141 | 54531.01 | 1706886.6018 | 1542276.2685 | 24077.0464 | 360939.6759 | 0 | 2017959.2225 | 5250315.9567 | 3583448.5236 | 16025978.1195 | 3144235.0165 | 8754830.6413 | 8754830.6413 | 1478867.319 | 4383653.3264 | 0 | 27925043.7773 | 42542395.0641 | 17782.7941 | 1.488 | 18767.209 | 28590.8959 | 382.5949 | 582.8641
1 | 2800 | 707 | 0.035 | 15 | 15 | 7 | 2.3714e-11 | 0 | Water | Porous | Wet | R245fa | MinimizeLCOE_Brownfield | IgnoreSilica | 43.8218 | 9.2058 | 0.47868 | 4 | 16175.2982 | 23809.5067 | 329.7553 | 485.389 | 110.371 | -2.3754e-05 | 5908503889.6623 | 1733403.4516 | 63628.9598 | 2031313.914 | 1909639.3482 | 24077.0464 | 395669.3206 | 0 | 2401515.4958 | 6248250.7016 | 4264559.4925 | 19072057.7305 | 3144235.0165 | 8754830.6413 | 8754830.6413 | 1478867.319 | 4383653.3264 | 0 | 30971123.3883 | 45588474.6751 | 23713.7371 | 1.9147 | 16175.2982 | 23809.5067 | 329.7553 | 485.389
1 | 2800 | 707 | 0.035 | 15 | 15 | 7 | 3.1623e-11 | 0 | Water | Porous | Wet | R245fa | MinimizeLCOE_Brownfield | IgnoreSilica | 53.5855 | 11.2801 | 0.60651 | 4 | 14159.8262 | 20184.977 | 288.6672 | 411.4981 | 110.4906 | -2.1852e-05 | 6498687119.5898 | 2001942.0428 | 73460.866 | 2389697.4091 | 2332880.5411 | 24077.0464 | 427416.5994 | 0 | 2827295.0569 | 7356041.78 | 5020649.6664 | 22453461.0081 | 3144235.0165 | 8754830.6413 | 8754830.6413 | 1478867.319 | 4383653.3264 | 0 | 34352526.6659 | 48969877.9526 | 31622.7766 | 2.4261 | 14159.8262 | 20184.977 | 288.6672 | 411.4981
1 | 2800 | 707 | 0.035 | 15 | 15 | 7 | 4.217e-11 | 0 | Water | Porous | Wet | R245fa | MinimizeLCOE_Brownfield | IgnoreSilica | 64.2091 | 13.533 | 0.75239 | 4 | 12592.0063 | 17448.9501 | 256.7051 | 355.7204 | 110.5623 | -1.9792e-05 | 7054858959.9452 | 2277546.8776 | 83519.8098 | 2764328.2247 | 2792862.0825 | 24077.0464 | 451411.8533 | 0 | 3273560.8988 | 8517133.9589 | 5813118.9366 | 25997559.6885 | 3144235.0165 | 8754830.6413 | 8754830.6413 | 1478867.319 | 4383653.3264 | 0 | 37896625.3463 | 52513976.633 | 42169.6503 | 3.0096 | 12592.0063 | 17448.9501 | 256.7051 | 355.7204
1 | 2800 | 707 | 0.035 | 15 | 15 | 7 | 5.6234e-11 | 0 | Water | Porous | Wet | R245fa | MinimizeLCOE_Brownfield | IgnoreSilica | 75.0197 | 15.8152 | 0.90887 | 4 | 11378.8802 | 15399.6355 | 231.9739 | 313.9424 | 110.5757 | -1.7589e-05 | 7550261764.3295 | 2542848.7398 | 93161.2568 | 3131332.0637 | 3259524.3035 | 24077.0464 | 463471.8459 | 0 | 3710621.9498 | 9654277.1603 | 6589242.5374 | 29468556.9035 | 3144235.0165 | 8754830.6413 | 8754830.6413 | 1478867.319 | 4383653.3264 | 0 | 41367622.5614 | 55984973.8481 | 56234.1325 | 3.6355 | 11378.8802 | 15399.6355 | 231.9739 | 313.9424
1 | 2800 | 707 | 0.035 | 15 | 15 | 7 | 7.4989e-11 | 0 | Water | Porous | Wet | R245fa | MinimizeLCOE_Brownfield | IgnoreSilica | 85.3487 | 17.9785 | 1.0662 | 4 | 10447.5526 | 13874.9312 | 212.9875 | 282.8592 | 110.53 | -1.5349e-05 | 7965614835.6419 | 2783358.7253 | 101852.6428 | 3469654.9091 | 3703081.829 | 24077.0464 | 462307.1165 | 0 | 4112289.5849 | 10699333.9534 | 7302515.2725 | 32658471.0798 | 3144235.0165 | 8754830.6413 | 8754830.6413 | 1478867.319 | 4383653.3264 | 0 | 44557536.7376 | 59174888.0244 | 74989.4209 | 4.2649 | 10447.5526 | 13874.9312 | 212.9875 | 282.8592
1 | 2800 | 707 | 0.035 | 15 | 15 | 7 | 1e-10 | 0 | Water | Porous | Wet | R245fa | MinimizeLCOE_Brownfield | IgnoreSilica | 94.6501 | 19.9064 | 1.2149 | 4 | 9737.5898 | 12745.5383 | 198.5139 | 259.835 | 110.4381 | -1.3194e-05 | 8305231529.6355 | 2989680.6346 | 109259.1837 | 3764463.1252 | 4099773.6299 | 24077.0464 | 449162.9103 | 0 | 4460202.4467 | 11604531.8531 | 7920331.439 | 35421482.269 | 3144235.0165 | 8754830.6413 | 8754830.6413 | 1478867.319 | 4383653.3264 | 0 | 47320547.9268 | 61937899.2136 | 100000 | 4.8596 | 9737.5898 | 12745.5383 | 198.5139 | 259.835
1 | 2800 | 707 | 0.035 | 15 | 15 | 7 | 1.3335e-10 | 0 | Water | Porous | Wet | R245fa | MinimizeLCOE_Brownfield | IgnoreSilica | 102.7035 | 21.556 | 1.3487 | 4 | 9199.0506 | 11908.5997 | 187.5351 | 242.7729 | 110.3193 | -1.1246e-05 | 8570775704.6998 | 3160716.1549 | 115355.7546 | 4012343.9047 | 4440600.2642 | 24077.0464 | 427876.3237 | 0 | 4750578.0849 | 12360029.6994 | 8435974.2431 | 37727551.4759 | 3144235.0165 | 8754830.6413 | 8754830.6413 | 1478867.319 | 4383653.3264 | 0 | 49626617.1338 | 64243968.4205 | 133352.1432 | 5.3948 | 9199.0506 | 11908.5997 | 187.5351 | 242.7729
1 | 2800 | 707 | 0.035 | 15 | 15 | 7 | 1.7783e-10 | 0 | Water | Porous | Wet | R245fa | MinimizeLCOE_Brownfield | IgnoreSilica | 109.4218 | 22.9159 | 1.464 | 4 | 8791.7922 | 11287.8857 | 179.2326 | 230.1188 | 110.1925 | -9.5599e-06 | 8777182106.7186 | 3298108.2825 | 120219.2551 | 4213963.6235 | 4722740.1876 | 24077.0464 | 402044.361 | 0 | 4984649.5749 | 12969035.7017 | 8851633.3534 | 39586471.3861 | 3144235.0165 | 8754830.6413 | 8754830.6413 | 1478867.319 | 4383653.3264 | 0 | 51485537.044 | 66102888.3307 | 177827.941 | 5.8561 | 8791.7922 | 11287.8857 | 179.2326 | 230.1188
1 | 2800 | 707 | 0.035 | 15 | 15 | 7 | 2.3714e-10 | 0 | Water | Porous | Wet | R245fa | MinimizeLCOE_Brownfield | IgnoreSilica | 114.8935 | 24.0114 | 1.5603 | 4 | 8484.3625 | 10826.3779 | 172.9652 | 220.7104 | 110.0709 | -8.1547e-06 | 8934223483.7163 | 3406499.0171 | 124031.7295 | 4374723.2789 | 4950894.8768 | 24077.0464 | 375020.2951 | 0 | 5169546.0351 | 13450098.3636 | 9179968.505 | 41054859.1476 | 3144235.0165 | 8754830.6413 | 8754830.6413 | 1478867.319 | 4383653.3264 | 0 | 52953924.8054 | 67571276.0921 | 237137.3706 | 6.2414 | 8484.3625 | 10826.3779 | 172.9652 | 220.7104
1 | 2800 | 707 | 0.035 | 15 | 15 | 7 | 3.1623e-10 | 0 | Water | Porous | Wet | R245fa | MinimizeLCOE_Brownfield | IgnoreSilica | 119.2586 | 24.8769 | 1.6387 | 4 | 8252.53 | 10482.5355 | 168.239 | 213.7007 | 109.9622 | -7.0143e-06 | 9053167938.0203 | 3490728.7414 | 126977.9577 | 4500750.3524 | 5131765.5026 | 24077.0464 | 349069.2673 | 0 | 5313113.8584 | 13823632.39 | 9434913.1534 | 42195028.2696 | 3144235.0165 | 8754830.6413 | 8754830.6413 | 1478867.319 | 4383653.3264 | 0 | 54094093.9274 | 68711445.2141 | 316227.766 | 6.5548 | 8252.53 | 10482.5355 | 168.239 | 213.7007
1 | 2800 | 707 | 0.035 | 15 | 15 | 7 | 4.217e-10 | 0 | Water | Porous | Wet | R245fa | MinimizeLCOE_Brownfield | IgnoreSilica | 122.6498 | 25.5437 | 1.7009 | 4 | 8077.8206 | 10226.3114 | 164.6773 | 208.4772 | 109.8707 | -6.1022e-06 | 9147622920.2547 | 3554798.8644 | 129208.7182 | 4597290.9416 | 5271532.6987 | 24077.0464 | 325325.0432 | 0 | 5421870.9918 | 14106596.1421 | 9628041.7286 | 43058742.175 | 3144235.0165 | 8754830.6413 | 8754830.6413 | 1478867.319 | 4383653.3264 | 0 | 54957807.8328 | 69575159.1195 | 421696.5034 | 6.8035 | 8077.8206 | 10226.3114 | 164.6773 | 208.4772
1 | 2800 | 707 | 0.035 | 15 | 15 | 7 | 5.6234e-10 | 0 | Water | Porous | Wet | R245fa | MinimizeLCOE_Brownfield | IgnoreSilica | 125.2755 | 26.0566 | 1.7497 | 4 | 7946.2394 | 10034.8302 | 161.9948 | 204.5736 | 109.7957 | -5.387e-06 | 9219725880.6397 | 3603591.2016 | 130901.0486 | 4671226.9858 | 5379291.4063 | 24077.0464 | 304712.1069 | 0 | 5504381.9203 | 14321272.6526 | 9774562.8581 | 43714017.2266 | 3144235.0165 | 8754830.6413 | 8754830.6413 | 1478867.319 | 4383653.3264 | 0 | 55613082.8844 | 70230434.1711 | 562341.3252 | 6.9987 | 7946.2394 | 10034.8302 | 161.9948 | 204.5736
1 | 2800 | 707 | 0.035 | 15 | 15 | 7 | 7.4989e-10 | 0 | Water | Porous | Wet | R245fa | MinimizeLCOE_Brownfield | IgnoreSilica | 127.2829 | 26.4466 | 1.7874 | 4 | 7847.1884 | 9891.6556 | 159.9756 | 201.6548 | 109.7358 | -4.8315e-06 | 9275651040.994 | 3640414.427 | 132174.3316 | 4727272.9963 | 5461394.8513 | 24077.0464 | 287334.4212 | 0 | 5566340.5488 | 14482476.2945 | 9884587.6561 | 44206072.5732 | 3144235.0165 | 8754830.6413 | 8754830.6413 | 1478867.319 | 4383653.3264 | 0 | 56105138.231 | 70722489.5178 | 749894.2093 | 7.1497 | 7847.1884 | 9891.6556 | 159.9756 | 201.6548
1 | 2800 | 707 | 0.035 | 15 | 15 | 7 | 1e-09 | 0 | Water | Porous | Wet | R245fa | MinimizeLCOE_Brownfield | IgnoreSilica | 128.8176 | 26.7436 | 1.8165 | 4 | 7772.6612 | 9784.4077 | 158.4562 | 199.4684 | 109.6887 | -4.4048e-06 | 9317784398.4207 | 3668288.0819 | 133135.8374 | 4769842.7504 | 5523999.6763 | 24077.0464 | 273115.9793 | 0 | 5613059.1549 | 14604028.5244 | 9967549.5507 | 44577096.6017 | 3144235.0165 | 8754830.6413 | 8754830.6413 | 1478867.319 | 4383653.3264 | 0 | 56476162.2595 | 71093513.5462 | 1000000 | 7.266 | 7772.6612 | 9784.4077 | 158.4562 | 199.4684
1 | 2800 | 707 | 0.035 | 15 | 15 | 7 | 1.3335e-09 | 0 | Water | Porous | Wet | R245fa | MinimizeLCOE_Brownfield | IgnoreSilica | 129.9554 | 26.963 | 1.8385 | 4 | 7716.6128 | 9704.3327 | 157.3136 | 197.8359 | 109.6529 | -4.0755e-06 | 9353174975.4508 | 3688795.8164 | 133841.9336 | 4801245.1047 | 5570317.0052 | 24077.0464 | 261513.034 | 0 | 5647118.0767 | 14692642.8524 | 10028030.6504 | 44847581.5197 | 3144235.0165 | 8754830.6413 | 8754830.6413 | 1478867.319 | 4383653.3264 | 0 | 56746647.1775 | 71363998.4643 | 1333521.4322 | 7.3538 | 7716.6128 | 9704.3327 | 157.3136 | 197.8359
1 | 2800 | 707 | 0.035 | 15 | 15 | 7 | 1.7783e-09 | 0 | Water | Porous | Wet | R245fa | MinimizeLCOE_Brownfield | IgnoreSilica | 130.823 | 27.13 | 1.8552 | 4 | 7674.4808 | 9644.245 | 156.4547 | 196.611 | 109.6252 | -3.8259e-06 | 9378910174.13 | 3704344.211 | 134376.5177 | 4825100.5103 | 5605580.1474 | 24077.0464 | 252379.3317 | 0 | 5672884.5281 | 14759681.8736 | 10073786.1598 | 45052210.326 | 3144235.0165 | 8754830.6413 | 8754830.6413 | 1478867.319 | 4383653.3264 | 0 | 56951275.9838 | 71568627.2705 | 1778279.41 | 7.4209 | 7674.4808 | 9644.245 | 156.4547 | 196.611
1 | 2800 | 707 | 0.035 | 15 | 15 | 7 | 2.3714e-09 | 0 | Water | Porous | Wet | R245fa | MinimizeLCOE_Brownfield | IgnoreSilica | 131.4707 | 27.2544 | 1.8678 | 4 | 7642.8233 | 9599.2673 | 155.8093 | 195.694 | 109.6043 | -3.6359e-06 | 9399701205.6809 | 3715901.4785 | 134773.4459 | 4842859.1754 | 5631874.6513 | 24077.0464 | 245195.3046 | 0 | 5691925.6298 | 14809222.9143 | 10107598.9381 | 45203428.5843 | 3144235.0165 | 8754830.6413 | 8754830.6413 | 1478867.319 | 4383653.3264 | 0 | 57102494.2421 | 71719845.5289 | 2371373.7057 | 7.4714 | 7642.8233 | 9599.2673 | 155.8093 | 195.694
1 | 2800 | 707 | 0.035 | 15 | 15 | 7 | 3.1623e-09 | 0 | Water | Porous | Wet | R245fa | MinimizeLCOE_Brownfield | IgnoreSilica | 131.9628 | 27.3487 | 1.8774 | 4 | 7619.0453 | 9565.5023 | 155.3245 | 195.0057 | 109.5882 | -3.4929e-06 | 9414704383.4049 | 3724653.854 | 135073.7945 | 4856323.1343 | 5651834.9768 | 24077.0464 | 239660.6195 | 0 | 5706333.1359 | 14846708.2898 | 10133183.4771 | 45317848.3284 | 3144235.0165 | 8754830.6413 | 8754830.6413 | 1478867.319 | 4383653.3264 | 0 | 57216913.9862 | 71834265.2729 | 3162277.6602 | 7.5097 | 7619.0453 | 9565.5023 | 155.3245 | 195.0057
1 | 2800 | 707 | 0.035 | 15 | 15 | 7 | 4.217e-09 | 0 | Water | Porous | Wet | R245fa | MinimizeLCOE_Brownfield | IgnoreSilica | 132.3138 | 27.416 | 1.8845 | 4 | 7601.1914 | 9540.3707 | 154.9606 | 194.4934 | 109.5767 | -3.3827e-06 | 9428403091.0204 | 3730880.8773 | 135287.3468 | 4865910.5573 | 5666061.572 | 24077.0464 | 235284.7967 | 0 | 5716425.8566 | 14872967.4788 | 10151105.9132 | 45398001.445 | 3144235.0165 | 8754830.6413 | 8754830.6413 | 1478867.319 | 4383653.3264 | 0 | 57297067.1029 | 71914418.3896 | 4216965.0343 | 7.5379 | 7601.1914 | 9540.3707 | 154.9606 | 194.4934
1 | 2800 | 707 | 0.035 | 15 | 15 | 7 | 5.6234e-09 | 0 | Water | Porous | Wet | R245fa | MinimizeLCOE_Brownfield | IgnoreSilica | 132.589 | 27.4687 | 1.8899 | 4 | 7587.7893 | 9521.414 | 154.6873 | 194.1069 | 109.5676 | -3.3011e-06 | 9437315555.3226 | 3735755.1214 | 135454.4322 | 4873419.7704 | 5677211.8807 | 24077.0464 | 232015.3271 | 0 | 5724394.0955 | 14893699.2017 | 10165255.7401 | 45461282.6155 | 3144235.0165 | 8754830.6413 | 8754830.6413 | 1478867.319 | 4383653.3264 | 0 | 57360348.2733 | 71977699.56 | 5623413.2519 | 7.5596 | 7587.7893 | 9521.414 | 154.6873 | 194.1069
1 | 2800 | 707 | 0.035 | 15 | 15 | 7 | 7.4989e-09 | 0 | Water | Porous | Wet | R245fa | MinimizeLCOE_Brownfield | IgnoreSilica | 132.7935 | 27.5078 | 1.8939 | 4 | 7577.7313 | 9507.2202 | 154.4823 | 193.8175 | 109.5608 | -3.2394e-06 | 9444303304.7407 | 3739371.6075 | 135578.3584 | 4878994.0016 | 5685493.3174 | 24077.0464 | 229514.213 | 0 | 5730281.1322 | 14909016.0638 | 10175709.8132 | 45508035.5535 | 3144235.0165 | 8754830.6413 | 8754830.6413 | 1478867.319 | 4383653.3264 | 0 | 57407101.2113 | 72024452.498 | 7498942.0933 | 7.5758 | 7577.7313 | 9507.2202 | 154.4823 | 193.8175
1 | 2800 | 707 | 0.035 | 15 | 15 | 7 | 1e-08 | 0 | Water | Porous | Wet | R245fa | MinimizeLCOE_Brownfield | IgnoreSilica | 132.9593 | 27.5395 | 1.8971 | 4 | 7570.1843 | 9496.4588 | 154.3284 | 193.5982 | 109.5553 | -3.1945e-06 | 9448051303.0934 | 3742300.3577 | 135678.6933 | 4883509.7547 | 5692204.8262 | 24077.0464 | 227696.2803 | 0 | 5735132.1138 | 14921637.3228 | 10184324.0818 | 45546560.477 | 3144235.0165 | 8754830.6413 | 8754830.6413 | 1478867.319 | 4383653.3264 | 0 | 57445626.1348 | 72062977.4215 | 10000000 | 7.5884 | 7570.1843 | 9496.4588 | 154.3284 | 193.5982
1 | 2900 | 707 | 0.035 | 15 | 15 | 7 | 1e-13 | 0 | Water | Porous | Wet | R245fa | MinimizeLCOE_Brownfield | IgnoreSilica | 0 | 0 | 0 | 0 | [5 empty] | 0 | 0 | 0 | 0 | 0 | 0 | 0 | 0 | 0 | 0 | 0 | 0 | 0 | 0 | 0 | 0 | 0 | 0 | 0 | 0 | 0 | 100 | 0
1 | 2900 | 707 | 0.035 | 15 | 15 | 7 | 1.3335e-13 | 0 | Water | Porous | Wet | R245fa | MinimizeLCOE_Brownfield | IgnoreSilica | 0 | 0 | 0 | 0 | [5 empty] | 0 | 0 | 0 | 0 | 0 | 0 | 0 | 0 | 0 | 0 | 0 | 0 | 0 | 0 | 0 | 0 | 0 | 0 | 0 | 0 | 0 | 133.3521 | 0
1 | 2900 | 707 | 0.035 | 15 | 15 | 7 | 1.7783e-13 | 0 | Water | Porous | Wet | R245fa | MinimizeLCOE_Brownfield | IgnoreSilica | 0 | 0 | 0 | 0 | [5 empty] | 0 | 0 | 0 | 0 | 0 | 0 | 0 | 0 | 0 | 0 | 0 | 0 | 0 | 0 | 0 | 0 | 0 | 0 | 0 | 0 | 0 | 177.8279 | 0
1 | 2900 | 707 | 0.035 | 15 | 15 | 7 | 2.3714e-13 | 0 | Water | Porous | Wet | R245fa | MinimizeLCOE_Brownfield | IgnoreSilica | 0 | 0 | 0 | 0 | [5 empty] | 0 | 0 | 0 | 0 | 0 | 0 | 0 | 0 | 0 | 0 | 0 | 0 | 0 | 0 | 0 | 0 | 0 | 0 | 0 | 0 | 0 | 237.1374 | 0
1 | 2900 | 707 | 0.035 | 15 | 15 | 7 | 3.1623e-13 | 0 | Water | Porous | Wet | R245fa | MinimizeLCOE_Brownfield | IgnoreSilica | 0 | 0 | 0 | 0 | [5 empty] | 0 | 0 | 0 | 0 | 0 | 0 | 0 | 0 | 0 | 0 | 0 | 0 | 0 | 0 | 0 | 0 | 0 | 0 | 0 | 0 | 0 | 316.2278 | 0
1 | 2900 | 707 | 0.035 | 15 | 15 | 7 | 4.217e-13 | 0 | Water | Porous | Wet | R245fa | MinimizeLCOE_Brownfield | IgnoreSilica | 1.1584 | 0.1697 | 0.0019076 | 4 | 1740915.3921 | 3724518.4561 | 35490.915 | 75929.3465 | 91.6912 | -3.2426e-05 | 27199889.1341 | 94574.2178 | 3064.8443 | 84307.599 | 63859.5381 | 24077.0464 | 57687.5352 | 0 | 127752.6045 | 332386.0712 | 226860.3235 | 1014569.7799 | 3144235.0165 | 9125037.6958 | 9125037.6958 | 1478867.319 | 4531736.1482 | 0 | 13283842.4922 | 28419483.6551 | 421.6965 | 0.0076304 | 1740915.3921 | 3724518.4561 | 35490.915 | 75929.3465
1 | 2900 | 707 | 0.035 | 15 | 15 | 7 | 5.6234e-13 | 0 | Water | Porous | Wet | R245fa | MinimizeLCOE_Brownfield | IgnoreSilica | 1.6726 | 0.27861 | 0.0052048 | 4 | 656650.181 | 1383650.0672 | 13386.7021 | 28207.5781 | 97.8421 | -3.6493e-05 | 187471022.5024 | 139147.4821 | 4704.4136 | 124809.3915 | 86184.7016 | 24077.0464 | 73650.699 | 0 | 176503.7564 | 459226.5682 | 313431.569 | 1401735.6279 | 3144235.0165 | 9125037.6958 | 9125037.6958 | 1478867.319 | 4531736.1482 | 0 | 13671008.3401 | 28806649.5031 | 562.3413 | 0.020819 | 656650.181 | 1383650.0672 | 13386.7021 | 28207.5781
1 | 2900 | 707 | 0.035 | 15 | 15 | 7 | 7.4989e-13 | 0 | Water | Porous | Wet | R245fa | MinimizeLCOE_Brownfield | IgnoreSilica | 2.2988 | 0.41482 | 0.010151 | 4 | 347415.2323 | 720159.8131 | 7082.5294 | 14681.4319 | 101.9577 | -3.8451e-05 | 472695509.2845 | 188397.0058 | 6552.1007 | 171119.7731 | 113789.9318 | 24077.0464 | 89443.5956 | 0 | 231417.9868 | 602102.1313 | 410947.0766 | 1837846.648 | 3144235.0165 | 9125037.6958 | 9125037.6958 | 1478867.319 | 4531736.1482 | 0 | 14107119.3603 | 29242760.5232 | 749.8942 | 0.040606 | 347415.2323 | 720159.8131 | 7082.5294 | 14681.4319
1 | 2900 | 707 | 0.035 | 15 | 15 | 7 | 1e-12 | 0 | Water | Porous | Wet | R245fa | MinimizeLCOE_Brownfield | IgnoreSilica | 3.0862 | 0.58852 | 0.017189 | 4 | 212608.9545 | 432750.7364 | 4334.3211 | 8822.2091 | 104.9229 | -3.9188e-05 | 752712626.151 | 244725.9359 | 8685.5908 | 225911.8539 | 148799.22 | 24077.0464 | 106038.5513 | 0 | 295712.8973 | 769384.2997 | 525120.5938 | 2348455.989 | 3144235.0165 | 9125037.6958 | 9125037.6958 | 1478867.319 | 4531736.1482 | 0 | 14617728.7013 | 29753369.8643 | 1000 | 0.068754 | 212608.9545 | 432750.7364 | 4334.3211 | 8822.2091
1 | 2900 | 707 | 0.035 | 15 | 15 | 7 | 1.3335e-12 | 0 | Water | Porous | Wet | R245fa | MinimizeLCOE_Brownfield | IgnoreSilica | 4.0971 | 0.81332 | 0.02674 | 4 | 142420.4994 | 283929.0408 | 2903.4345 | 5788.2775 | 107.144 | -3.949e-05 | 1107089423.1368 | 310681.6805 | 11194.469 | 292203.1072 | 193977.1004 | 24077.0464 | 124814.6369 | 0 | 373209.7357 | 971015.1765 | 662737.8103 | 2963910.7628 | 3144235.0165 | 9125037.6958 | 9125037.6958 | 1478867.319 | 4531736.1482 | 0 | 15233183.4751 | 30368824.638 | 1333.5214 | 0.10696 | 142420.4994 | 283929.0408 | 2903.4345 | 5788.2775
1 | 2900 | 707 | 0.035 | 15 | 15 | 7 | 1.7783e-12 | 0 | Water | Porous | Wet | R245fa | MinimizeLCOE_Brownfield | IgnoreSilica | 5.464 | 1.1187 | 0.039741 | 4 | 100768.521 | 195982.1015 | 2054.3026 | 3995.3602 | 108.8887 | -3.9886e-05 | 496137416.8763 | 392027.5257 | 14293.1469 | 376633.2448 | 255244.7092 | 24077.0464 | 148284.0258 | 0 | 472118.2825 | 1228354.9262 | 838377.4773 | 3749410.3846 | 3144235.0165 | 9125037.6958 | 9125037.6958 | 1478867.319 | 4531736.1482 | 0 | 16018683.0968 | 31154324.2598 | 1778.2794 | 0.15897 | 100768.521 | 195982.1015 | 2054.3026 | 3995.3602
1 | 2900 | 707 | 0.035 | 15 | 15 | 7 | 2.3714e-12 | 0 | Water | Porous | Wet | R245fa | MinimizeLCOE_Brownfield | IgnoreSilica | 7.0519 | 1.4739 | 0.057083 | 4 | 73874.5445 | 140162.1226 | 1506.0325 | 2857.3945 | 110.0772 | -3.8554e-05 | 1930915072.0941 | 478580.4334 | 17587.5375 | 469238.3004 | 326494.0338 | 24077.0464 | 168797.1666 | 0 | 579062.062 | 1506600.7035 | 1028285.9377 | 4598723.2213 | 3144235.0165 | 9125037.6958 | 9125037.6958 | 1478867.319 | 4531736.1482 | 0 | 16867995.9335 | 32003637.0965 | 2371.3737 | 0.22833 | 73874.5445 | 140162.1226 | 1506.0325 | 2857.3945
1 | 2900 | 707 | 0.035 | 15 | 15 | 7 | 3.1623e-12 | 0 | Water | Porous | Wet | R245fa | MinimizeLCOE_Brownfield | IgnoreSilica | 8.9808 | 1.9037 | 0.079216 | 4 | 56298.3197 | 104065.1891 | 1147.7174 | 2121.5096 | 110.8949 | -3.6789e-05 | 2398414931.1911 | 575032.4205 | 21245.3528 | 575508.7106 | 412804.958 | 24077.0464 | 189597.2572 | 0 | 701323.6407 | 1824700.2519 | 1245395.4158 | 5569685.0539 | 3144235.0165 | 9125037.6958 | 9125037.6958 | 1478867.319 | 4531736.1482 | 0 | 17838957.7661 | 32974598.9291 | 3162.2777 | 0.31686 | 56298.3197 | 104065.1891 | 1147.7174 | 2121.5096
1 | 2900 | 707 | 0.035 | 15 | 15 | 7 | 4.217e-12 | 0 | Water | Porous | Wet | R245fa | MinimizeLCOE_Brownfield | IgnoreSilica | 13.7 | 2.9665 | 0.1138 | 4 | 44378.917 | 77628.2488 | 904.7243 | 1582.5569 | 112.1469 | -4.2866e-05 | 2850370491.8172 | 790207.5909 | 29419.9443 | 819992.4552 | 625512.5637 | 24077.0464 | 272007.2699 | 0 | 998874.5795 | 2598866.7585 | 1773779.964 | 7932738.1725 | 3144235.0165 | 9125037.6958 | 9125037.6958 | 1478867.319 | 4531736.1482 | 0 | 20202010.8847 | 35337652.0477 | 4216.965 | 0.45522 | 44378.917 | 77628.2488 | 904.7243 | 1582.5569
1 | 2900 | 707 | 0.035 | 15 | 15 | 7 | 5.6234e-12 | 0 | Water | Porous | Wet | R245fa | MinimizeLCOE_Brownfield | IgnoreSilica | 15.2218 | 3.3085 | 0.14997 | 4 | 34669.3049 | 59900.1458 | 706.7807 | 1221.1455 | 112.3715 | -3.5132e-05 | 3544726485.2742 | 854149.0271 | 31840.7117 | 894654.6278 | 694008.8469 | 24077.0464 | 254798.1369 | 0 | 1073876.0748 | 2794005.2644 | 1906966.004 | 8528375.7401 | 3144235.0165 | 9125037.6958 | 9125037.6958 | 1478867.319 | 4531736.1482 | 0 | 20797648.4524 | 35933289.6153 | 5623.4133 | 0.59989 | 34669.3049 | 59900.1458 | 706.7807 | 1221.1455
1 | 2900 | 707 | 0.035 | 15 | 15 | 7 | 7.4989e-12 | 0 | Water | Porous | Wet | R245fa | MinimizeLCOE_Brownfield | IgnoreSilica | 19.4024 | 4.248 | 0.20105 | 4 | 28139.5451 | 46960.3092 | 573.6627 | 957.3494 | 112.8037 | -3.3509e-05 | 4168374142.7284 | 1020458.15 | 38124.7384 | 1092355.7783 | 882156.7203 | 24077.0464 | 287895.447 | 0 | 1304576.4733 | 3394240.3782 | 2316638.8028 | 10360523.5347 | 3144235.0165 | 9125037.6958 | 9125037.6958 | 1478867.319 | 4531736.1482 | 0 | 22629796.2469 | 37765437.4099 | 7498.9421 | 0.8042 | 28139.5451 | 46960.3092 | 573.6627 | 957.3494
1 | 2900 | 707 | 0.035 | 15 | 15 | 7 | 1e-11 | 0 | Water | Porous | Wet | R245fa | MinimizeLCOE_Brownfield | IgnoreSilica | 24.5964 | 5.4155 | 0.26666 | 4 | 23256.7577 | 37447.0388 | 474.1205 | 763.4085 | 113.1385 | -3.1774e-05 | 4808791902.139 | 1212650.6277 | 45368.7574 | 1326268.6998 | 1115967.4522 | 24077.0464 | 323400.5222 | 0 | 1578615.9112 | 4107234.7823 | 2803272.1341 | 12536855.9332 | 3144235.0165 | 9125037.6958 | 9125037.6958 | 1478867.319 | 4531736.1482 | 0 | 24806128.6455 | 39941769.8085 | 10000 | 1.0666 | 23256.7577 | 37447.0388 | 474.1205 | 763.4085
1 | 2900 | 707 | 0.035 | 15 | 15 | 7 | 1.3335e-11 | 0 | Water | Porous | Wet | R245fa | MinimizeLCOE_Brownfield | IgnoreSilica | 30.9519 | 6.8444 | 0.34986 | 4 | 19548.7404 | 30364.3811 | 398.5275 | 619.019 | 113.3975 | -2.9907e-05 | 5473020241.1169 | 1431963.6595 | 53614.2778 | 1599249.4206 | 1402110.477 | 24077.0464 | 360286.8029 | 0 | 1899807.6568 | 4942909.8188 | 3373637.518 | 15087656.6777 | 3144235.0165 | 9125037.6958 | 9125037.6958 | 1478867.319 | 4531736.1482 | 0 | 27356929.39 | 42492570.5529 | 13335.2143 | 1.3994 | 19548.7404 | 30364.3811 | 398.5275 | 619.019
1 | 2900 | 707 | 0.035 | 15 | 15 | 7 | 1.7783e-11 | 0 | Water | Porous | Wet | R245fa | MinimizeLCOE_Brownfield | IgnoreSilica | 38.6324 | 8.5716 | 0.45392 | 4 | 16697.584 | 25033.743 | 340.4028 | 510.3467 | 113.599 | -2.7946e-05 | 6143252316.9749 | 1679846.8991 | 62910.8187 | 1914431.8772 | 1747961.8197 | 24077.0464 | 397832.0031 | 0 | 2272553.581 | 5912718.2529 | 4035551.7018 | 18047883.9998 | 3144235.0165 | 9125037.6958 | 9125037.6958 | 1478867.319 | 4531736.1482 | 0 | 30317156.7121 | 45452797.8751 | 17782.7941 | 1.8157 | 16697.584 | 25033.743 | 340.4028 | 510.3467
1 | 2900 | 707 | 0.035 | 15 | 15 | 7 | 2.3714e-11 | 0 | Water | Porous | Wet | R245fa | MinimizeLCOE_Brownfield | IgnoreSilica | 47.6922 | 10.6092 | 0.58123 | 4 | 14485.2141 | 20995.4069 | 295.3007 | 428.0198 | 113.7538 | -2.5884e-05 | 6808370736.4329 | 1954178.3456 | 73173.364 | 2270335.4192 | 2155944.2038 | 24077.0464 | 434095.8841 | 0 | 2695603.6626 | 7013407.7857 | 4786794.9249 | 21407610.6362 | 3144235.0165 | 9125037.6958 | 9125037.6958 | 1478867.319 | 4531736.1482 | 0 | 33676883.3484 | 48812524.5114 | 23713.7371 | 2.3249 | 14485.2141 | 20995.4069 | 295.3007 | 428.0198
1 | 2900 | 707 | 0.035 | 15 | 15 | 7 | 3.1623e-11 | 0 | Water | Porous | Wet | R245fa | MinimizeLCOE_Brownfield | IgnoreSilica | 57.948 | 12.914 | 0.73152 | 4 | 12761.0658 | 17933.7635 | 260.1516 | 365.604 | 113.8625 | -2.3676e-05 | 7447969955.6139 | 2246467.7754 | 84076.7213 | 2656816.5959 | 2617551.775 | 24077.0464 | 465411.6386 | 0 | 3156816.6055 | 8213389.2553 | 5605806.935 | 25070414.3484 | 3144235.0165 | 9125037.6958 | 9125037.6958 | 1478867.319 | 4531736.1482 | 0 | 37339687.0606 | 52475328.2236 | 31622.7766 | 2.9261 | 12761.0658 | 17933.7635 | 260.1516 | 365.604
1 | 2900 | 707 | 0.035 | 15 | 15 | 7 | 4.217e-11 | 0 | Water | Porous | Wet | R245fa | MinimizeLCOE_Brownfield | IgnoreSilica | 68.8862 | 15.365 | 0.89974 | 4 | 11419.9894 | 15625.5545 | 232.8119 | 318.5481 | 113.9148 | -2.1291e-05 | 8030428110.6399 | 2540688.0866 | 95010.9796 | 3052979.4242 | 3108902.2521 | 24077.0464 | 486833.9317 | 0 | 3630311.771 | 9445326.5489 | 6446629.4516 | 28830759.4921 | 3144235.0165 | 9125037.6958 | 9125037.6958 | 1478867.319 | 4531736.1482 | 0 | 41100032.2043 | 56235673.3673 | 42169.6503 | 3.599 | 11419.9894 | 15625.5545 | 232.8119 | 318.5481
1 | 2900 | 707 | 0.035 | 15 | 15 | 7 | 5.6234e-11 | 0 | Water | Porous | Wet | R245fa | MinimizeLCOE_Brownfield | IgnoreSilica | 79.7534 | 17.7849 | 1.076 | 4 | 10383.9509 | 13900.7468 | 211.6909 | 283.3855 | 113.9011 | -1.8763e-05 | 8538361912.8762 | 2817267.5436 | 105236.4582 | 3431959.3346 | 3595001.6316 | 24077.0464 | 494227.5799 | 0 | 4082430.1418 | 10621645.8073 | 7249491.5165 | 32421337.0599 | 3144235.0165 | 9125037.6958 | 9125037.6958 | 1478867.319 | 4531736.1482 | 0 | 44690609.7722 | 59826250.9351 | 56234.1325 | 4.3038 | 10383.9509 | 13900.7468 | 211.6909 | 283.3855
1 | 2900 | 707 | 0.035 | 15 | 15 | 7 | 7.4989e-11 | 0 | Water | Porous | Wet | R245fa | MinimizeLCOE_Brownfield | IgnoreSilica | 89.8971 | 20.022 | 1.249 | 4 | 9589.888 | 12619.5379 | 195.5028 | 257.2663 | 113.8266 | -1.6233e-05 | 8958573554.3866 | 3062306.1609 | 114236.2558 | 3773367.7529 | 4045811 | 24077.0464 | 487253.6407 | 0 | 4487750.2241 | 11676205.5189 | 7969250.1887 | 35640257.7882 | 3144235.0165 | 9125037.6958 | 9125037.6958 | 1478867.319 | 4531736.1482 | 0 | 47909530.5004 | 63045171.6634 | 74989.4209 | 4.9958 | 9589.888 | 12619.5379 | 195.5028 | 257.2663
1 | 2900 | 707 | 0.035 | 15 | 15 | 7 | 1e-10 | 0 | Water | Porous | Wet | R245fa | MinimizeLCOE_Brownfield | IgnoreSilica | 98.9297 | 21.9905 | 1.4097 | 4 | 8985.147 | 11669.346 | 183.1744 | 237.8954 | 113.7089 | -1.386e-05 | 9290036719.4814 | 3270280.6916 | 121817.5641 | 4067669.5492 | 4444050.98 | 24077.0464 | 468927.8955 | 0 | 4834761.2535 | 12579057.0356 | 8585464.9006 | 38396106.9164 | 3144235.0165 | 9125037.6958 | 9125037.6958 | 1478867.319 | 4531736.1482 | 0 | 50665379.6287 | 65801020.7917 | 100000 | 5.6388 | 8985.147 | 11669.346 | 183.1744 | 237.8954
1 | 2900 | 707 | 0.035 | 15 | 15 | 7 | 1.3335e-10 | 0 | Water | Porous | Wet | R245fa | MinimizeLCOE_Brownfield | IgnoreSilica | 106.6445 | 23.6505 | 1.552 | 4 | 8526.5345 | 10964.6249 | 173.8249 | 223.5287 | 113.5701 | -1.1747e-05 | 9546971526.9536 | 3440477.6955 | 127973.6628 | 4311909.8316 | 4781300.6442 | 24077.0464 | 443108.8848 | 0 | 5120250.6285 | 13321841.8274 | 9092430.7837 | 40663371.0049 | 3144235.0165 | 9125037.6958 | 9125037.6958 | 1478867.319 | 4531736.1482 | 0 | 52932643.7172 | 68068284.8801 | 133352.1432 | 6.208 | 8526.5345 | 10964.6249 | 173.8249 | 223.5287
1 | 2900 | 707 | 0.035 | 15 | 15 | 7 | 1.7783e-10 | 0 | Water | Porous | Wet | R245fa | MinimizeLCOE_Brownfield | IgnoreSilica | 113.0176 | 25.0049 | 1.6731 | 4 | 8179.634 | 10441.2342 | 166.7529 | 212.8587 | 113.4291 | -9.9424e-06 | 9745064585.477 | 3575992.4141 | 132838.8353 | 4508768.1032 | 5057611.0849 | 24077.0464 | 413667.9081 | 0 | 5348052.6029 | 13914535.8362 | 9496956.6233 | 42472500.4544 | 3144235.0165 | 9125037.6958 | 9125037.6958 | 1478867.319 | 4531736.1482 | 0 | 54741773.1667 | 69877414.3296 | 177827.941 | 6.6924 | 8179.634 | 10441.2342 | 166.7529 | 212.8587
1 | 2900 | 707 | 0.035 | 15 | 15 | 7 | 2.3714e-10 | 0 | Water | Porous | Wet | R245fa | MinimizeLCOE_Brownfield | IgnoreSilica | 118.1797 | 26.0896 | 1.7734 | 4 | 7917.6363 | 10051.3966 | 161.4117 | 204.9113 | 113.2978 | -8.4545e-06 | 9892824099.6978 | 3682418.4838 | 136633.9279 | 4664977.1099 | 5279748.6026 | 24077.0464 | 383985.2654 | 0 | 5527017.7701 | 14380166.4904 | 9814759.1126 | 43893783.8091 | 3144235.0165 | 9125037.6958 | 9125037.6958 | 1478867.319 | 4531736.1482 | 0 | 56163056.5214 | 71298697.6843 | 237137.3706 | 7.0934 | 7917.6363 | 10051.3966 | 161.4117 | 204.9113
1 | 2900 | 707 | 0.035 | 15 | 15 | 7 | 3.1623e-10 | 0 | Water | Porous | Wet | R245fa | MinimizeLCOE_Brownfield | IgnoreSilica | 122.2601 | 26.9386 | 1.8542 | 4 | 7719.9532 | 9760.7313 | 157.3817 | 198.9857 | 113.1832 | -7.2536e-06 | 10007299437.6117 | 3764443.0115 | 139541.7712 | 4786403.0499 | 5454208.3043 | 24077.0464 | 355987.2566 | 0 | 5664617.5715 | 14738172.9483 | 10059105.8764 | 44986556.8359 | 3144235.0165 | 9125037.6958 | 9125037.6958 | 1478867.319 | 4531736.1482 | 0 | 57255829.5482 | 72391470.7112 | 316227.766 | 7.4166 | 7719.9532 | 9760.7313 | 157.3817 | 198.9857
1 | 2900 | 707 | 0.035 | 15 | 15 | 7 | 4.217e-10 | 0 | Water | Porous | Wet | R245fa | MinimizeLCOE_Brownfield | IgnoreSilica | 125.4265 | 27.5921 | 1.918 | 4 | 7570.901 | 9543.7727 | 154.3431 | 194.5627 | 113.0879 | -6.3002e-06 | 10096381474.1026 | 3826822.6817 | 141742.3997 | 4879384.4922 | 5588870.026 | 24077.0464 | 330851.2509 | 0 | 5768781.6798 | 15009186.5909 | 10244078.2563 | 45813794.4238 | 3144235.0165 | 9125037.6958 | 9125037.6958 | 1478867.319 | 4531736.1482 | 0 | 58083067.1361 | 73218708.299 | 421696.5034 | 7.6719 | 7570.901 | 9543.7727 | 154.3431 | 194.5627
1 | 2900 | 707 | 0.035 | 15 | 15 | 7 | 5.6234e-10 | 0 | Water | Porous | Wet | R245fa | MinimizeLCOE_Brownfield | IgnoreSilica | 127.8554 | 28.0902 | 1.9677 | 4 | 7458.5821 | 9381.6241 | 152.0533 | 191.2571 | 113.0109 | -5.5535e-06 | 10166264245.4358 | 3873923.9579 | 143397.4886 | 4949973.4993 | 5691728.1439 | 24077.0464 | 309154.1979 | 0 | 5846979.1902 | 15212640.4727 | 10382939.7111 | 46434813.7079 | 3144235.0165 | 9125037.6958 | 9125037.6958 | 1478867.319 | 4531736.1482 | 0 | 58704086.4202 | 73839727.5832 | 562341.3252 | 7.8707 | 7458.5821 | 9381.6241 | 152.0533 | 191.2571
1 | 2900 | 707 | 0.035 | 15 | 15 | 7 | 7.4989e-10 | 0 | Water | Porous | Wet | R245fa | MinimizeLCOE_Brownfield | IgnoreSilica | 129.7191 | 28.4704 | 2.0061 | 4 | 7373.9958 | 9260.1747 | 150.3289 | 188.7812 | 112.9497 | -4.9769e-06 | 10219048585.9534 | 3909623.8718 | 144647.8947 | 5003706.977 | 5770388.0695 | 24077.0464 | 291085.6086 | 0 | 5905976.4925 | 15366139.3512 | 10487705.8498 | 46903351.1614 | 3144235.0165 | 9125037.6958 | 9125037.6958 | 1478867.319 | 4531736.1482 | 0 | 59172623.8736 | 74308265.0366 | 749894.2093 | 8.0245 | 7373.9958 | 9260.1747 | 150.3289 | 188.7812
1 | 2900 | 707 | 0.035 | 15 | 15 | 7 | 1e-09 | 0 | Water | Porous | Wet | R245fa | MinimizeLCOE_Brownfield | IgnoreSilica | 131.1151 | 28.7541 | 2.0354 | 4 | 7310.3274 | 9169.3898 | 149.0309 | 186.9304 | 112.9026 | -4.5317e-06 | 10262287401.9087 | 3936114.2108 | 145573.426 | 5043709.9431 | 5829154.742 | 24077.0464 | 276204.2975 | 0 | 5949385.1297 | 15479079.7207 | 10564789.9726 | 47248088.4887 | 3144235.0165 | 9125037.6958 | 9125037.6958 | 1478867.319 | 4531736.1482 | 0 | 59517361.201 | 74653002.3639 | 1000000 | 8.1415 | 7310.3274 | 9169.3898 | 149.0309 | 186.9304
1 | 2900 | 707 | 0.035 | 15 | 15 | 7 | 1.3335e-09 | 0 | Water | Porous | Wet | R245fa | MinimizeLCOE_Brownfield | IgnoreSilica | 132.1823 | 28.9703 | 2.0578 | 4 | 7262.4295 | 9101.2505 | 148.0544 | 185.5413 | 112.8658 | -4.1933e-06 | 10293925293.3133 | 3956221.3753 | 146274.6088 | 5074149.2892 | 5873991.0276 | 24077.0464 | 264357.4284 | 0 | 5982237.6025 | 15564555.1161 | 10623128.6863 | 47508992.1806 | 3144235.0165 | 9125037.6958 | 9125037.6958 | 1478867.319 | 4531736.1482 | 0 | 59778264.8929 | 74913906.0558 | 1333521.4322 | 8.2312 | 7262.4295 | 9101.2505 | 148.0544 | 185.5413
1 | 2900 | 707 | 0.035 | 15 | 15 | 7 | 1.7783e-09 | 0 | Water | Porous | Wet | R245fa | MinimizeLCOE_Brownfield | IgnoreSilica | 132.9593 | 29.1273 | 2.0745 | 4 | 7226.4146 | 9050.4274 | 147.3202 | 184.5052 | 112.8387 | -3.9326e-06 | 10321886287.9504 | 3970781.2337 | 146781.6034 | 5096232.6049 | 5906584.1637 | 24077.0464 | 254814.6731 | 0 | 6005715.8168 | 15625640.6137 | 10664820.7937 | 47695448.5495 | 3144235.0165 | 9125037.6958 | 9125037.6958 | 1478867.319 | 4531736.1482 | 0 | 59964721.2618 | 75100362.4247 | 1778279.41 | 8.298 | 7226.4146 | 9050.4274 | 147.3202 | 184.5052
1 | 2900 | 707 | 0.035 | 15 | 15 | 7 | 2.3714e-09 | 0 | Water | Porous | Wet | R245fa | MinimizeLCOE_Brownfield | IgnoreSilica | 133.5707 | 29.2506 | 2.0874 | 4 | 7199.3476 | 9012.0823 | 146.7684 | 183.7235 | 112.8171 | -3.7384e-06 | 10339623307.3247 | 3982191.8834 | 147178.5087 | 5113563.7797 | 5932201.6366 | 24077.0464 | 247544.8921 | 0 | 6024235.5213 | 15673825.0857 | 10697707.6859 | 47842526.0398 | 3144235.0165 | 9125037.6958 | 9125037.6958 | 1478867.319 | 4531736.1482 | 0 | 60111798.752 | 75247439.915 | 2371373.7057 | 8.3496 | 7199.3476 | 9012.0823 | 146.7684 | 183.7235
1 | 2900 | 707 | 0.035 | 15 | 15 | 7 | 3.1623e-09 | 0 | Water | Porous | Wet | R245fa | MinimizeLCOE_Brownfield | IgnoreSilica | 134.0117 | 29.3395 | 2.0969 | 4 | 7179.0141 | 8983.4978 | 146.3539 | 183.1408 | 112.8014 | -3.5893e-06 | 10355622283.9728 | 3990396.4198 | 147463.6478 | 5126039.0569 | 5950662.6146 | 24077.0464 | 241796.2434 | 0 | 6037369.6612 | 15707997.4238 | 10721031.0088 | 47946833.1227 | 3144235.0165 | 9125037.6958 | 9125037.6958 | 1478867.319 | 4531736.1482 | 0 | 60216105.8349 | 75351746.9979 | 3162277.6602 | 8.3878 | 7179.0141 | 8983.4978 | 146.3539 | 183.1408
1 | 2900 | 707 | 0.035 | 15 | 15 | 7 | 4.217e-09 | 0 | Water | Porous | Wet | R245fa | MinimizeLCOE_Brownfield | IgnoreSilica | 134.3406 | 29.4057 | 2.1041 | 4 | 7163.7445 | 8962.0831 | 146.0426 | 182.7042 | 112.7896 | -3.4766e-06 | 10368053548.042 | 3996502.21 | 147675.7151 | 5135330.5448 | 5964423.6357 | 24077.0464 | 237367.0406 | 0 | 6047096.7151 | 15733305.2227 | 10738304.1016 | 48024082.232 | 3144235.0165 | 9125037.6958 | 9125037.6958 | 1478867.319 | 4531736.1482 | 0 | 60293354.9443 | 75428996.1072 | 4216965.0343 | 8.4165 | 7163.7445 | 8962.0831 | 146.0426 | 182.7042
1 | 2900 | 707 | 0.035 | 15 | 15 | 7 | 5.6234e-09 | 0 | Water | Porous | Wet | R245fa | MinimizeLCOE_Brownfield | IgnoreSilica | 134.5964 | 29.4571 | 2.1096 | 4 | 7152.2812 | 8945.946 | 145.8089 | 182.3752 | 112.7804 | -3.3929e-06 | 10376267996.5835 | 4001241.9382 | 147840.2609 | 5142547.492 | 5975118.843 | 24077.0464 | 234043.8927 | 0 | 6054699.0945 | 15753085.0543 | 10751804.2431 | 48084457.865 | 3144235.0165 | 9125037.6958 | 9125037.6958 | 1478867.319 | 4531736.1482 | 0 | 60353730.5773 | 75489371.7403 | 5623413.2519 | 8.4384 | 7152.2812 | 8945.946 | 145.8089 | 182.3752
1 | 2900 | 707 | 0.035 | 15 | 15 | 7 | 7.4989e-09 | 0 | Water | Porous | Wet | R245fa | MinimizeLCOE_Brownfield | IgnoreSilica | 134.7692 | 29.4919 | 2.1135 | 4 | 7143.6775 | 8934.0132 | 145.6335 | 182.1319 | 112.7742 | -3.3275e-06 | 10385030273.1786 | 4004440.1006 | 147951.2448 | 5147419.577 | 5982342.5646 | 24077.0464 | 231389.9241 | 0 | 6059671.9784 | 15766023.4783 | 10760634.9833 | 48123950.8976 | 3144235.0165 | 9125037.6958 | 9125037.6958 | 1478867.319 | 4531736.1482 | 0 | 60393223.6099 | 75528864.7728 | 7498942.0933 | 8.4541 | 7143.6775 | 8934.0132 | 145.6335 | 182.1319
1 | 2900 | 707 | 0.035 | 15 | 15 | 7 | 1e-08 | 0 | Water | Porous | Wet | R245fa | MinimizeLCOE_Brownfield | IgnoreSilica | 134.913 | 29.5207 | 2.1166 | 4 | 7137.2214 | 8924.9407 | 145.5019 | 181.947 | 112.769 | -3.2801e-06 | 10389747341.4721 | 4007097.4438 | 148043.4419 | 5151468.9209 | 5988348.3383 | 24077.0464 | 229472.8083 | 0 | 6063918.1198 | 15777071.0671 | 10768175.1897 | 48157672.3762 | 3144235.0165 | 9125037.6958 | 9125037.6958 | 1478867.319 | 4531736.1482 | 0 | 60426945.0885 | 75562586.2515 | 10000000 | 8.4665 | 7137.2214 | 8924.9407 | 145.5019 | 181.947
1 | 3000 | 707 | 0.035 | 15 | 15 | 7 | 1e-13 | 0 | Water | Porous | Wet | R245fa | MinimizeLCOE_Brownfield | IgnoreSilica | 0 | 0 | 0 | 0 | [5 empty] | 0 | 0 | 0 | 0 | 0 | 0 | 0 | 0 | 0 | 0 | 0 | 0 | 0 | 0 | 0 | 0 | 0 | 0 | 0 | 0 | 0 | 100 | 0
1 | 3000 | 707 | 0.035 | 15 | 15 | 7 | 1.3335e-13 | 0 | Water | Porous | Wet | R245fa | MinimizeLCOE_Brownfield | IgnoreSilica | 0 | 0 | 0 | 0 | [5 empty] | 0 | 0 | 0 | 0 | 0 | 0 | 0 | 0 | 0 | 0 | 0 | 0 | 0 | 0 | 0 | 0 | 0 | 0 | 0 | 0 | 0 | 133.3521 | 0
1 | 3000 | 707 | 0.035 | 15 | 15 | 7 | 1.7783e-13 | 0 | Water | Porous | Wet | R245fa | MinimizeLCOE_Brownfield | IgnoreSilica | 0 | 0 | 0 | 0 | [5 empty] | 0 | 0 | 0 | 0 | 0 | 0 | 0 | 0 | 0 | 0 | 0 | 0 | 0 | 0 | 0 | 0 | 0 | 0 | 0 | 0 | 0 | 177.8279 | 0
1 | 3000 | 707 | 0.035 | 15 | 15 | 7 | 2.3714e-13 | 0 | Water | Porous | Wet | R245fa | MinimizeLCOE_Brownfield | IgnoreSilica | 0 | 0 | 0 | 0 | [5 empty] | 0 | 0 | 0 | 0 | 0 | 0 | 0 | 0 | 0 | 0 | 0 | 0 | 0 | 0 | 0 | 0 | 0 | 0 | 0 | 0 | 0 | 237.1374 | 0
1 | 3000 | 707 | 0.035 | 15 | 15 | 7 | 3.1623e-13 | 0 | Water | Porous | Wet | R245fa | MinimizeLCOE_Brownfield | IgnoreSilica | 0.86115 | 0.11376 | 0.00053505 | 4 | 6280394.2695 | 13598436.9624 | 128034.332 | 277222.5307 | 87.1223 | -3.012e-05 | 21894575.1363 | 69326.8211 | 2174.4338 | 61422.7777 | 51878.7857 | 24077.0464 | 48125.7669 | 0 | 100232.1963 | 260783.6144 | 177990.1754 | 796011.6179 | 3144235.0165 | 9501104.8411 | 9501104.8411 | 1478867.319 | 4682163.0063 | 0 | 13441351.4754 | 29103486.6418 | 316.2278 | 0.0021402 | 6280394.2695 | 13598436.9624 | 128034.332 | 277222.5307
1 | 3000 | 707 | 0.035 | 15 | 15 | 7 | 4.217e-13 | 0 | Water | Porous | Wet | R245fa | MinimizeLCOE_Brownfield | IgnoreSilica | 1.3436 | 0.21768 | 0.0031365 | 4 | 1103352.7309 | 2351714.4854 | 22493.3378 | 47942.8807 | 96.4625 | -3.7799e-05 | 63619409.6528 | 116221.564 | 3887.5062 | 102543.6121 | 73124.7183 | 24077.0464 | 66775.2408 | 0 | 150785.5783 | 392313.1442 | 267761.7822 | 1197490.1925 | 3144235.0165 | 9501104.8411 | 9501104.8411 | 1478867.319 | 4682163.0063 | 0 | 13842830.0501 | 29504965.2165 | 421.6965 | 0.012546 | 1103352.7309 | 2351714.4854 | 22493.3378 | 47942.8807
1 | 3000 | 707 | 0.035 | 15 | 15 | 7 | 5.6234e-13 | 0 | Water | Porous | Wet | R245fa | MinimizeLCOE_Brownfield | IgnoreSilica | 1.8921 | 0.34148 | 0.0073645 | 4 | 484156.7857 | 1015830.0141 | 9870.1909 | 20709.0688 | 101.9656 | -4.1302e-05 | 360329324.2922 | 164653.4167 | 5718.389 | 146452.875 | 97923.6984 | 24077.0464 | 83265.0273 | 0 | 203615.2766 | 529765.1824 | 361575.6226 | 1617046.5344 | 3144235.0165 | 9501104.8411 | 9501104.8411 | 1478867.319 | 4682163.0063 | 0 | 14262386.392 | 29924521.5584 | 562.3413 | 0.029458 | 484156.7857 | 1015830.0141 | 9870.1909 | 20709.0688
1 | 3000 | 707 | 0.035 | 15 | 15 | 7 | 7.4989e-13 | 0 | Water | Porous | Wet | R245fa | MinimizeLCOE_Brownfield | IgnoreSilica | 2.5766 | 0.49952 | 0.013575 | 4 | 271611.2665 | 560038.1401 | 5537.163 | 11417.135 | 105.8244 | -4.3069e-05 | 616586522.0347 | 219621.2801 | 7829.9689 | 198017.28 | 129309.7564 | 24077.0464 | 100351.38 | 0 | 264890.6176 | 689191.0504 | 470387.0534 | 2103675.4331 | 3144235.0165 | 9501104.8411 | 9501104.8411 | 1478867.319 | 4682163.0063 | 0 | 14749015.2906 | 30411150.457 | 749.8942 | 0.054302 | 271611.2665 | 560038.1401 | 5537.163 | 11417.135
1 | 3000 | 707 | 0.035 | 15 | 15 | 7 | 1e-12 | 0 | Water | Porous | Wet | R245fa | MinimizeLCOE_Brownfield | IgnoreSilica | 3.364 | 0.68337 | 0.022065 | 4 | 172987.6769 | 350439.786 | 3526.5878 | 7144.189 | 108.4453 | -4.2772e-05 | 85358524.56 | 277434.3718 | 10068.5994 | 253990.7317 | 165678.2702 | 24077.0464 | 115552.5453 | 0 | 330252.6103 | 859249.5478 | 586455.4722 | 2622759.1949 | 3144235.0165 | 9501104.8411 | 9501104.8411 | 1478867.319 | 4682163.0063 | 0 | 15268099.0525 | 30930234.2189 | 1000 | 0.088261 | 172987.6769 | 350439.786 | 3526.5878 | 7144.189
1 | 3000 | 707 | 0.035 | 15 | 15 | 7 | 1.3335e-12 | 0 | Water | Porous | Wet | R245fa | MinimizeLCOE_Brownfield | IgnoreSilica | 4.5964 | 0.97321 | 0.03415 | 4 | 117456.7346 | 232112.935 | 2394.5144 | 4731.9361 | 110.8288 | -4.4319e-05 | 1367382505.8733 | 359881.7294 | 13272.351 | 336481.0589 | 222880.7675 | 24077.0464 | 140944.1325 | 0 | 428039.4634 | 1113670.8808 | 760103.2598 | 3399350.6896 | 3144235.0165 | 9501104.8411 | 9501104.8411 | 1478867.319 | 4682163.0063 | 0 | 16044690.5472 | 31706825.7136 | 1333.5214 | 0.1366 | 117456.7346 | 232112.935 | 2394.5144 | 4731.9361
1 | 3000 | 707 | 0.035 | 15 | 15 | 7 | 1.7783e-12 | 0 | Water | Porous | Wet | R245fa | MinimizeLCOE_Brownfield | IgnoreSilica | 6.0191 | 1.3091 | 0.050098 | 4 | 84218.8262 | 162376.2889 | 1716.9147 | 3310.2603 | 112.4064 | -4.3786e-05 | 1837885128.9352 | 446601.4242 | 16645.1548 | 426089.4723 | 289088.8532 | 24077.0464 | 163690.4906 | 0 | 532815.0522 | 1386275.4703 | 946161.4936 | 4231444.4575 | 3144235.0165 | 9501104.8411 | 9501104.8411 | 1478867.319 | 4682163.0063 | 0 | 16876784.315 | 32538919.4814 | 1778.2794 | 0.20039 | 84218.8262 | 162376.2889 | 1716.9147 | 3310.2603
1 | 3000 | 707 | 0.035 | 15 | 15 | 7 | 2.3714e-12 | 0 | Water | Porous | Wet | R245fa | MinimizeLCOE_Brownfield | IgnoreSilica | 7.7661 | 1.7215 | 0.071035 | 4 | 62775.4045 | 117896.6361 | 1279.7615 | 2403.4824 | 113.5442 | -4.2474e-05 | 2363666826.2054 | 544292.3607 | 20438.1069 | 530075.0866 | 370407.1102 | 24077.0464 | 186921.239 | 0 | 653722.2704 | 1700851.2506 | 1160865.9275 | 5191650.3981 | 3144235.0165 | 9501104.8411 | 9501104.8411 | 1478867.319 | 4682163.0063 | 0 | 17836990.2557 | 33499125.4221 | 2371.3737 | 0.28414 | 62775.4045 | 117896.6361 | 1279.7615 | 2403.4824
1 | 3000 | 707 | 0.035 | 15 | 15 | 7 | 3.1623e-12 | 0 | Water | Porous | Wet | R245fa | MinimizeLCOE_Brownfield | IgnoreSilica | 9.7922 | 2.1961 | 0.097339 | 4 | 48481.4388 | 88707.1563 | 988.3597 | 1808.4154 | 114.2441 | -4.0091e-05 | 2834454191.5529 | 647901.6581 | 24437.309 | 643768.4079 | 464211.4723 | 24077.0464 | 207454.8911 | 0 | 784621.8061 | 2041424.9913 | 1393314.5037 | 6231212.0858 | 3144235.0165 | 9501104.8411 | 9501104.8411 | 1478867.319 | 4682163.0063 | 0 | 18876551.9434 | 34538687.1098 | 3162.2777 | 0.38936 | 48481.4388 | 88707.1563 | 988.3597 | 1808.4154
1 | 3000 | 707 | 0.035 | 15 | 15 | 7 | 4.217e-12 | 0 | Water | Porous | Wet | R245fa | MinimizeLCOE_Brownfield | IgnoreSilica | 13.4346 | 3.0662 | 0.13735 | 4 | 37742.1163 | 66248.7893 | 769.4241 | 1350.5712 | 115.305 | -4.1587e-05 | 3567679897.9248 | 823440.9333 | 31256.8113 | 840193.0405 | 635140.0035 | 24077.0464 | 258184.6171 | 0 | 1018794.0563 | 2650693.1511 | 1809152.5419 | 8090932.2014 | 3144235.0165 | 9501104.8411 | 9501104.8411 | 1478867.319 | 4682163.0063 | 0 | 20736272.059 | 36398407.2254 | 4216.965 | 0.54942 | 37742.1163 | 66248.7893 | 769.4241 | 1350.5712
1 | 3000 | 707 | 0.035 | 15 | 15 | 7 | 5.6234e-12 | 0 | Water | Porous | Wet | R245fa | MinimizeLCOE_Brownfield | IgnoreSilica | 16.7371 | 3.8508 | 0.18414 | 4 | 30244.0625 | 51507.6685 | 616.5661 | 1050.0535 | 115.7947 | -3.8689e-05 | 4185156448.2318 | 968794.4503 | 36872.4153 | 1007839.1486 | 789533.312 | 24077.0464 | 282583.9682 | 0 | 1212783.1329 | 3155412.9358 | 2153634.1659 | 9631530.5755 | 3144235.0165 | 9501104.8411 | 9501104.8411 | 1478867.319 | 4682163.0063 | 0 | 22276870.4331 | 37939005.5995 | 5623.4133 | 0.73657 | 30244.0625 | 51507.6685 | 616.5661 | 1050.0535
1 | 3000 | 707 | 0.035 | 15 | 15 | 7 | 7.4989e-12 | 0 | Water | Porous | Wet | R245fa | MinimizeLCOE_Brownfield | IgnoreSilica | 21.3003 | 4.9341 | 0.24597 | 4 | 24733.6604 | 40652.4203 | 504.2291 | 828.7546 | 116.2131 | -3.6852e-05 | 4871170362.8968 | 1155770.4154 | 44076.2535 | 1228572.5549 | 1002779.1001 | 24077.0464 | 318904.3678 | 0 | 1471930.0978 | 3829660.1801 | 2613821.7646 | 11689591.7805 | 3144235.0165 | 9501104.8411 | 9501104.8411 | 1478867.319 | 4682163.0063 | 0 | 24334931.6381 | 39997066.8045 | 7498.9421 | 0.98388 | 24733.6604 | 40652.4203 | 504.2291 | 828.7546
1 | 3000 | 707 | 0.035 | 15 | 15 | 7 | 1e-11 | 0 | Water | Porous | Wet | R245fa | MinimizeLCOE_Brownfield | IgnoreSilica | 26.9151 | 6.2674 | 0.32492 | 4 | 20586.7438 | 32637.6268 | 419.6886 | 665.3622 | 116.5357 | -3.4831e-05 | 5594215963.8817 | 1369974.9253 | 52308.4121 | 1487333.5035 | 1265203.1484 | 24077.0464 | 356936.6268 | 0 | 1776775.1284 | 4622804.4174 | 3155159.004 | 14110572.2123 | 3144235.0165 | 9501104.8411 | 9501104.8411 | 1478867.319 | 4682163.0063 | 0 | 26755912.0699 | 42418047.2362 | 10000 | 1.2997 | 20586.7438 | 32637.6268 | 419.6886 | 665.3622
1 | 3000 | 707 | 0.035 | 15 | 15 | 7 | 1.3335e-11 | 0 | Water | Porous | Wet | R245fa | MinimizeLCOE_Brownfield | IgnoreSilica | 33.7681 | 7.895 | 0.42463 | 4 | 17420.2383 | 26641.2419 | 355.1351 | 543.1178 | 116.7864 | -3.2693e-05 | 6331133717.5154 | 1614080.2446 | 61665.4446 | 1788755.9451 | 1585556.2379 | 24077.0464 | 396333.2117 | 0 | 2133482.5708 | 5550884.0117 | 3788592.3972 | 16943427.1099 | 3144235.0165 | 9501104.8411 | 9501104.8411 | 1478867.319 | 4682163.0063 | 0 | 29588766.9675 | 45250902.1339 | 13335.2143 | 1.6985 | 17420.2383 | 26641.2419 | 355.1351 | 543.1178
1 | 3000 | 707 | 0.035 | 15 | 15 | 7 | 1.7783e-11 | 0 | Water | Porous | Wet | R245fa | MinimizeLCOE_Brownfield | IgnoreSilica | 42.0165 | 9.8545 | 0.5487 | 4 | 14974.1793 | 22110.1813 | 305.2689 | 450.746 | 116.9817 | -3.0468e-05 | 7063645946.6368 | 1889171.6787 | 72183.0404 | 2135595.1425 | 1971190.1628 | 24077.0464 | 436169.5129 | 0 | 2546070.7677 | 6624353.8665 | 4521257.6308 | 20220068.8487 | 3144235.0165 | 9501104.8411 | 9501104.8411 | 1478867.319 | 4682163.0063 | 0 | 32865408.7063 | 48527543.8727 | 17782.7941 | 2.1948 | 14974.1793 | 22110.1813 | 305.2689 | 450.746
1 | 3000 | 707 | 0.035 | 15 | 15 | 7 | 2.3714e-11 | 0 | Water | Porous | Wet | R245fa | MinimizeLCOE_Brownfield | IgnoreSilica | 51.6487 | 12.1425 | 0.69909 | 4 | 13069.8466 | 18670.7638 | 266.4465 | 380.6288 | 117.129 | -2.8116e-05 | 7781615771.2021 | 2190862.9895 | 83686.141 | 2523568.7396 | 2421494.3346 | 24077.0464 | 473647.8645 | 0 | 3009761.4751 | 7830781.9712 | 5344669.6018 | 23902550.1638 | 3144235.0165 | 9501104.8411 | 9501104.8411 | 1478867.319 | 4682163.0063 | 0 | 36547890.0214 | 52210025.1878 | 23713.7371 | 2.7964 | 13069.8466 | 18670.7638 | 266.4465 | 380.6288
1 | 3000 | 707 | 0.035 | 15 | 15 | 7 | 3.1623e-11 | 0 | Water | Porous | Wet | R245fa | MinimizeLCOE_Brownfield | IgnoreSilica | 62.3332 | 14.6768 | 0.87361 | 4 | 11583.8609 | 16065.874 | 236.1527 | 327.5246 | 117.2233 | -2.556e-05 | 8464566049.8613 | 2506079.0549 | 95665.7136 | 2936606.2432 | 2920492.746 | 24077.0464 | 503683.0619 | 0 | 3504775.5077 | 9118706.9427 | 6223704.8591 | 27833791.1755 | 3144235.0165 | 9501104.8411 | 9501104.8411 | 1478867.319 | 4682163.0063 | 0 | 40479131.0331 | 56141266.1995 | 31622.7766 | 3.4944 | 11583.8609 | 16065.874 | 236.1527 | 327.5246
1 | 3000 | 707 | 0.035 | 15 | 15 | 7 | 4.217e-11 | 0 | Water | Porous | Wet | R245fa | MinimizeLCOE_Brownfield | IgnoreSilica | 73.4781 | 17.3088 | 1.0649 | 4 | 10429.02 | 14106.0564 | 212.6097 | 287.571 | 117.2515 | -2.2804e-05 | 9070146837.5767 | 2816504.8569 | 107409.8137 | 3350782.4461 | 3439429.3902 | 24077.0464 | 521369.7339 | 0 | 4001233.582 | 10410389.0144 | 7105304.4144 | 31776500.2979 | 3144235.0165 | 9501104.8411 | 9501104.8411 | 1478867.319 | 4682163.0063 | 0 | 44421840.1555 | 60083975.3219 | 42169.6503 | 4.2594 | 10429.02 | 14106.0564 | 212.6097 | 287.571
1 | 3000 | 707 | 0.035 | 15 | 15 | 7 | 5.6234e-11 | 0 | Water | Porous | Wet | R245fa | MinimizeLCOE_Brownfield | IgnoreSilica | 84.3017 | 19.8444 | 1.2606 | 4 | 9538.4418 | 12644.5374 | 194.454 | 257.776 | 117.2078 | -1.9925e-05 | 9584958043.7506 | 3101798.3512 | 118136.3007 | 3738148.4081 | 3940616.6412 | 24077.0464 | 523225.8822 | 0 | 4463941.0256 | 11614258.8683 | 7926970.3268 | 35451172.8503 | 3144235.0165 | 9501104.8411 | 9501104.8411 | 1478867.319 | 4682163.0063 | 0 | 48096512.7079 | 63758647.8743 | 56234.1325 | 5.0424 | 9538.4418 | 12644.5374 | 194.454 | 257.776
1 | 3000 | 707 | 0.035 | 15 | 15 | 7 | 7.4989e-11 | 0 | Water | Porous | Wet | R245fa | MinimizeLCOE_Brownfield | IgnoreSilica | 94.2286 | 22.1439 | 1.4489 | 4 | 8856.8586 | 11559.3351 | 180.559 | 235.6527 | 117.1038 | -1.7102e-05 | 10002017288.265 | 3350221.0033 | 127405.5241 | 4081120.9822 | 4396728.3788 | 24077.0464 | 510338.9645 | 0 | 4871057.8407 | 12673493.3101 | 8649919.5984 | 38684362.6484 | 3144235.0165 | 9501104.8411 | 9501104.8411 | 1478867.319 | 4682163.0063 | 0 | 51329702.506 | 66991837.6724 | 74989.4209 | 5.7955 | 8856.8586 | 11559.3351 | 180.559 | 235.6527
1 | 3000 | 707 | 0.035 | 15 | 15 | 7 | 1e-10 | 0 | Water | Porous | Wet | R245fa | MinimizeLCOE_Brownfield | IgnoreSilica | 102.9398 | 24.1356 | 1.6207 | 4 | 8338.1556 | 10754.0747 | 169.9846 | 219.2364 | 116.9616 | -1.4502e-05 | 10326129316.1014 | 3558133.1293 | 135098.0266 | 4372634.5654 | 4793412.3735 | 24077.0464 | 486553.0726 | 0 | 5214264.2034 | 13566445.8646 | 9259378.0652 | 41409996.3469 | 3144235.0165 | 9501104.8411 | 9501104.8411 | 1478867.319 | 4682163.0063 | 0 | 54055336.2045 | 69717471.3709 | 100000 | 6.4829 | 8338.1556 | 10754.0747 | 169.9846 | 219.2364
1 | 3000 | 707 | 0.035 | 15 | 15 | 7 | 1.3335e-10 | 0 | Water | Porous | Wet | R245fa | MinimizeLCOE_Brownfield | IgnoreSilica | 110.3233 | 25.8011 | 1.771 | 4 | 7944.8483 | 10155.7958 | 161.9665 | 207.0396 | 116.8042 | -1.2227e-05 | 10570783560.806 | 3727117.3747 | 141296.5979 | 4612894.3416 | 5126563.7465 | 24077.0464 | 456398.6266 | 0 | 5494455.6161 | 14295446.4453 | 9756935.941 | 43635185.7361 | 3144235.0165 | 9501104.8411 | 9501104.8411 | 1478867.319 | 4682163.0063 | 0 | 56280525.5937 | 71942660.7601 | 133352.1432 | 7.0839 | 7944.8483 | 10155.7958 | 161.9665 | 207.0396
1 | 3000 | 707 | 0.035 | 15 | 15 | 7 | 1.7783e-10 | 0 | Water | Porous | Wet | R245fa | MinimizeLCOE_Brownfield | IgnoreSilica | 116.3692 | 27.1476 | 1.8974 | 4 | 7647.2542 | 9710.875 | 155.8996 | 197.9693 | 116.6503 | -1.0306e-05 | 10758163080.8277 | 3860607.1328 | 146153.8573 | 4804987.9937 | 5397005.6253 | 24077.0464 | 423556.8861 | 0 | 5715991.5312 | 14871837.4532 | 10150334.6475 | 45394552.1737 | 3144235.0165 | 9501104.8411 | 9501104.8411 | 1478867.319 | 4682163.0063 | 0 | 58039892.0312 | 73702027.1976 | 177827.941 | 7.5896 | 7647.2542 | 9710.875 | 155.8996 | 197.9693
1 | 3000 | 707 | 0.035 | 15 | 15 | 7 | 2.3714e-10 | 0 | Water | Porous | Wet | R245fa | MinimizeLCOE_Brownfield | IgnoreSilica | 121.2271 | 28.2172 | 2.0011 | 4 | 7422.3824 | 9379.1137 | 151.3153 | 191.2059 | 116.5107 | -8.7337e-06 | 10898653340.4274 | 3964703.6142 | 149914.4157 | 4956310.1255 | 5612631.1703 | 24077.0464 | 391271.508 | 0 | 5888574.0732 | 15320861.8259 | 10456803.0084 | 46765146.7875 | 3144235.0165 | 9501104.8411 | 9501104.8411 | 1478867.319 | 4682163.0063 | 0 | 59410486.6451 | 75072621.8115 | 237137.3706 | 8.0042 | 7422.3824 | 9379.1137 | 151.3153 | 191.2059
1 | 3000 | 707 | 0.035 | 15 | 15 | 7 | 3.1623e-10 | 0 | Water | Porous | Wet | R245fa | MinimizeLCOE_Brownfield | IgnoreSilica | 125.0392 | 29.0484 | 2.0839 | 4 | 7252.6155 | 9131.5236 | 147.8544 | 186.1585 | 116.3913 | -7.4719e-06 | 11007444329.5224 | 4044427.4076 | 152776.7839 | 5073170.1532 | 5780730.3324 | 24077.0464 | 361317.2694 | 0 | 6020234.6073 | 15663415.5281 | 10690602.949 | 47810752.0773 | 3144235.0165 | 9501104.8411 | 9501104.8411 | 1478867.319 | 4682163.0063 | 0 | 60456091.9349 | 76118227.1013 | 316227.766 | 8.3358 | 7252.6155 | 9131.5236 | 147.8544 | 186.1585
1 | 3000 | 707 | 0.035 | 15 | 15 | 7 | 4.217e-10 | 0 | Water | Porous | Wet | R245fa | MinimizeLCOE_Brownfield | IgnoreSilica | 128.0017 | 29.6892 | 2.1492 | 4 | 7124.5402 | 8946.3625 | 145.2434 | 182.3837 | 116.2926 | -6.4776e-06 | 11090235217.5411 | 4105198.2299 | 154947.5752 | 5162844.4142 | 5910669.4656 | 24077.0464 | 334892.4053 | 0 | 6120125.3632 | 15923310.7848 | 10867986.802 | 48604052.0866 | 3144235.0165 | 9501104.8411 | 9501104.8411 | 1478867.319 | 4682163.0063 | 0 | 61249391.9442 | 76911527.1106 | 421696.5034 | 8.597 | 7124.5402 | 8946.3625 | 145.2434 | 182.3837
1 | 3000 | 707 | 0.035 | 15 | 15 | 7 | 5.6234e-10 | 0 | Water | Porous | Wet | R245fa | MinimizeLCOE_Brownfield | IgnoreSilica | 130.2675 | 30.1761 | 2.1999 | 4 | 7027.9786 | 8807.8588 | 143.2749 | 179.5601 | 116.2137 | -5.7017e-06 | 11155466077.4249 | 4150978.2335 | 156576.1838 | 5230753.2607 | 6009622.5794 | 24077.0464 | 312281.6313 | 0 | 6194872.6847 | 16117787.9824 | 11000721.4854 | 49197671.0876 | 3144235.0165 | 9501104.8411 | 9501104.8411 | 1478867.319 | 4682163.0063 | 0 | 61843010.9452 | 77505146.1116 | 562341.3252 | 8.7995 | 7027.9786 | 8807.8588 | 143.2749 | 179.5601
1 | 3000 | 707 | 0.035 | 15 | 15 | 7 | 7.4989e-10 | 0 | Water | Porous | Wet | R245fa | MinimizeLCOE_Brownfield | IgnoreSilica | 131.9823 | 30.5428 | 2.2387 | 4 | 6955.2219 | 8704.2165 | 141.7916 | 177.4472 | 116.152 | -5.1013e-06 | 11207567347.4306 | 4185222.0587 | 157790.4482 | 5281757.0298 | 6084259.0374 | 24077.0464 | 293425.2725 | 0 | 6250347.0483 | 16262120.8972 | 11099231.6655 | 49638230.504 | 3144235.0165 | 9501104.8411 | 9501104.8411 | 1478867.319 | 4682163.0063 | 0 | 62283570.3616 | 77945705.528 | 749894.2093 | 8.9549 | 6955.2219 | 8704.2165 | 141.7916 | 177.4472
1 | 3000 | 707 | 0.035 | 15 | 15 | 7 | 1e-09 | 0 | Water | Porous | Wet | R245fa | MinimizeLCOE_Brownfield | IgnoreSilica | 133.2734 | 30.8178 | 2.2683 | 4 | 6900.4357 | 8626.6131 | 140.6747 | 175.8652 | 116.1044 | -4.64e-06 | 11248981010.3621 | 4210778.0843 | 158694.3706 | 5319939.8366 | 6140313.0654 | 24077.0464 | 278045.6959 | 0 | 6291420.7587 | 16368986.2663 | 11172169.4758 | 49964424.6001 | 3144235.0165 | 9501104.8411 | 9501104.8411 | 1478867.319 | 4682163.0063 | 0 | 62609764.4576 | 78271899.624 | 1000000 | 9.0733 | 6900.4357 | 8626.6131 | 140.6747 | 175.8652
1 | 3000 | 707 | 0.035 | 15 | 15 | 7 | 1.3335e-09 | 0 | Water | Porous | Wet | R245fa | MinimizeLCOE_Brownfield | IgnoreSilica | 134.248 | 31.0248 | 2.2908 | 4 | 6859.2066 | 8568.4349 | 139.8342 | 174.6791 | 116.0678 | -4.2884e-06 | 11280874732.1119 | 4229938.5664 | 159370.7726 | 5348635.1995 | 6182540.6686 | 24077.0464 | 265760.6752 | 0 | 6322025.9422 | 16448614.6757 | 11226517.5014 | 50207481.048 | 3144235.0165 | 9501104.8411 | 9501104.8411 | 1478867.319 | 4682163.0063 | 0 | 62852820.9056 | 78514956.072 | 1333521.4322 | 9.1633 | 6859.2066 | 8568.4349 | 139.8342 | 174.6791
1 | 3000 | 707 | 0.035 | 15 | 15 | 7 | 1.7783e-09 | 0 | Water | Porous | Wet | R245fa | MinimizeLCOE_Brownfield | IgnoreSilica | 134.9855 | 31.181 | 2.3079 | 4 | 6828.1977 | 8524.7813 | 139.202 | 173.7892 | 116.0398 | -4.0219e-06 | 11304835799.6803 | 4244362.3051 | 159879.2054 | 5370275.6917 | 6214444.3382 | 24077.0464 | 256105.3098 | 0 | 6344966.1197 | 16508300.3119 | 11267254.1745 | 50389664.5027 | 3144235.0165 | 9501104.8411 | 9501104.8411 | 1478867.319 | 4682163.0063 | 0 | 63035004.3603 | 78697139.5267 | 1778279.41 | 9.2316 | 6828.1977 | 8524.7813 | 139.202 | 173.7892
1 | 3000 | 707 | 0.035 | 15 | 15 | 7 | 2.3714e-09 | 0 | Water | Porous | Wet | R245fa | MinimizeLCOE_Brownfield | IgnoreSilica | 135.5191 | 31.2939 | 2.3206 | 4 | 6804.8884 | 8492.2172 | 138.7269 | 173.1253 | 116.0193 | -3.8173e-06 | 11326180650.4171 | 4254759.0178 | 160245.2753 | 5385895.5013 | 6237503.1319 | 24077.0464 | 248436.2357 | 0 | 6361257.3213 | 16550686.6767 | 11296183.7394 | 50519043.9458 | 3144235.0165 | 9501104.8411 | 9501104.8411 | 1478867.319 | 4682163.0063 | 0 | 63164383.8033 | 78826518.9697 | 2371373.7057 | 9.2822 | 6804.8884 | 8492.2172 | 138.7269 | 173.1253
1 | 3000 | 707 | 0.035 | 15 | 15 | 7 | 3.1623e-09 | 0 | Water | Porous | Wet | R245fa | MinimizeLCOE_Brownfield | IgnoreSilica | 135.9212 | 31.3789 | 2.3301 | 4 | 6787.3749 | 8467.7833 | 138.3698 | 172.6272 | 116.0038 | -3.663e-06 | 11342219458.4753 | 4262571.3899 | 160520.1234 | 5397644.3567 | 6254864.6191 | 24077.0464 | 242522.7594 | 0 | 6373458.115 | 16582430.6392 | 11317849.6461 | 50615938.6951 | 3144235.0165 | 9501104.8411 | 9501104.8411 | 1478867.319 | 4682163.0063 | 0 | 63261278.5527 | 78923413.7191 | 3162277.6602 | 9.3204 | 6787.3749 | 8467.7833 | 138.3698 | 172.6272
1 | 3000 | 707 | 0.035 | 15 | 15 | 7 | 4.217e-09 | 0 | Water | Porous | Wet | R245fa | MinimizeLCOE_Brownfield | IgnoreSilica | 136.2696 | 31.4524 | 2.3378 | 4 | 6774.2178 | 8449.0755 | 138.1016 | 172.2458 | 115.9903 | -3.5529e-06 | 11347640499.4341 | 4269325.1332 | 160757.6939 | 5407804.5694 | 6269892.8748 | 24077.0464 | 238308.7427 | 0 | 6384364.7635 | 16610807.5014 | 11337217.4377 | 50702555.7629 | 3144235.0165 | 9501104.8411 | 9501104.8411 | 1478867.319 | 4682163.0063 | 0 | 63347895.6204 | 79010030.7868 | 4216965.0343 | 9.3513 | 6774.2178 | 8449.0755 | 138.1016 | 172.2458
1 | 3000 | 707 | 0.035 | 15 | 15 | 7 | 5.6234e-09 | 0 | Water | Porous | Wet | R245fa | MinimizeLCOE_Brownfield | IgnoreSilica | 136.5083 | 31.5027 | 2.3434 | 4 | 6764.3385 | 8435.2301 | 137.9002 | 171.9636 | 115.981 | -3.4669e-06 | 11357212127.2445 | 4273944.6524 | 160920.127 | 5414757.6537 | 6280184.7617 | 24077.0464 | 234932.9072 | 0 | 6391638.6879 | 16629732.7605 | 11350134.3159 | 50760322.9127 | 3144235.0165 | 9501104.8411 | 9501104.8411 | 1478867.319 | 4682163.0063 | 0 | 63405662.7702 | 79067797.9366 | 5623413.2519 | 9.3735 | 6764.3385 | 8435.2301 | 137.9002 | 171.9636
1 | 3000 | 707 | 0.035 | 15 | 15 | 7 | 7.4989e-09 | 0 | Water | Porous | Wet | R245fa | MinimizeLCOE_Brownfield | IgnoreSilica | 136.6787 | 31.5386 | 2.3475 | 4 | 6756.9232 | 8424.9171 | 137.749 | 171.7533 | 115.9743 | -3.4011e-06 | 11361942556.4859 | 4277237.2809 | 161035.8583 | 5419715.8549 | 6287527.1209 | 24077.0464 | 232306.6285 | 0 | 6396740.9181 | 16643007.7168 | 11359194.7463 | 50800843.1711 | 3144235.0165 | 9501104.8411 | 9501104.8411 | 1478867.319 | 4682163.0063 | 0 | 63446183.0286 | 79108318.195 | 7498942.0933 | 9.3898 | 6756.9232 | 8424.9171 | 137.749 | 171.7533
1 | 3000 | 707 | 0.035 | 15 | 15 | 7 | 1e-08 | 0 | Water | Porous | Wet | R245fa | MinimizeLCOE_Brownfield | IgnoreSilica | 136.7908 | 31.5621 | 2.3503 | 4 | 6751.3584 | 8417.3096 | 137.6356 | 171.5982 | 115.9699 | -3.3496e-06 | 11369408294.4378 | 4279400.2703 | 161111.8589 | 5422974.2156 | 6292353.8821 | 24077.0464 | 230208.0346 | 0 | 6399948.8701 | 16651354.1499 | 11364891.3585 | 50826319.6864 | 3144235.0165 | 9501104.8411 | 9501104.8411 | 1478867.319 | 4682163.0063 | 0 | 63471659.544 | 79133794.7104 | 10000000 | 9.4013 | 6751.3584 | 8417.3096 | 137.6356 | 171.5982
1 | 3100 | 707 | 0.035 | 15 | 15 | 7 | 1e-13 | 0 | Water | Porous | Wet | R245fa | MinimizeLCOE_Brownfield | IgnoreSilica | 0 | 0 | 0 | 0 | [5 empty] | 0 | 0 | 0 | 0 | 0 | 0 | 0 | 0 | 0 | 0 | 0 | 0 | 0 | 0 | 0 | 0 | 0 | 0 | 0 | 0 | 0 | 100 | 0
1 | 3100 | 707 | 0.035 | 15 | 15 | 7 | 1.3335e-13 | 0 | Water | Porous | Wet | R245fa | MinimizeLCOE_Brownfield | IgnoreSilica | 0 | 0 | 0 | 0 | [5 empty] | 0 | 0 | 0 | 0 | 0 | 0 | 0 | 0 | 0 | 0 | 0 | 0 | 0 | 0 | 0 | 0 | 0 | 0 | 0 | 0 | 0 | 133.3521 | 0
1 | 3100 | 707 | 0.035 | 15 | 15 | 7 | 1.7783e-13 | 0 | Water | Porous | Wet | R245fa | MinimizeLCOE_Brownfield | IgnoreSilica | 0 | 0 | 0 | 0 | [5 empty] | 0 | 0 | 0 | 0 | 0 | 0 | 0 | 0 | 0 | 0 | 0 | 0 | 0 | 0 | 0 | 0 | 0 | 0 | 0 | 0 | 0 | 177.8279 | 0
1 | 3100 | 707 | 0.035 | 15 | 15 | 7 | 2.3714e-13 | 0 | Water | Porous | Wet | R245fa | MinimizeLCOE_Brownfield | IgnoreSilica | 0 | 0 | 0 | 0 | [5 empty] | 0 | 0 | 0 | 0 | 0 | 0 | 0 | 0 | 0 | 0 | 0 | 0 | 0 | 0 | 0 | 0 | 0 | 0 | 0 | 0 | 0 | 237.1374 | 0
1 | 3100 | 707 | 0.035 | 15 | 15 | 7 | 3.1623e-13 | 0 | Water | Porous | Wet | R245fa | MinimizeLCOE_Brownfield | IgnoreSilica | 1.0269 | 0.15441 | 0.001317 | 4 | 2656103.0018 | 5730622.9431 | 54148.2523 | 116826.4999 | 92.8932 | -3.6483e-05 | 31686202.169 | 89407.531 | 2915.6064 | 78106.3479 | 59901.6544 | 24077.0464 | 57258.2776 | 0 | 121549.9209 | 316247.9608 | 215845.7315 | 965310.0769 | 3144235.0165 | 9883032.0773 | 9883032.0773 | 1478867.319 | 4834933.9008 | 0 | 13992577.1706 | 30189410.4677 | 316.2278 | 0.0052681 | 2656103.0018 | 5730622.9431 | 54148.2523 | 116826.4999
1 | 3100 | 707 | 0.035 | 15 | 15 | 7 | 4.217e-13 | 0 | Water | Porous | Wet | R245fa | MinimizeLCOE_Brownfield | IgnoreSilica | 1.5289 | 0.27032 | 0.0047332 | 4 | 761438.8158 | 1616929.8812 | 15522.9602 | 32963.3027 | 100.8885 | -4.3161e-05 | 209593189.2621 | 139093.1475 | 4789.6785 | 121572.07 | 82985.9764 | 24077.0464 | 75909.8898 | 0 | 174886.8454 | 455019.6974 | 310560.2932 | 1388894.6445 | 3144235.0165 | 9883032.0773 | 9883032.0773 | 1478867.319 | 4834933.9008 | 0 | 14416161.7383 | 30612995.0353 | 421.6965 | 0.018933 | 761438.8158 | 1616929.8812 | 15522.9602 | 32963.3027
1 | 3100 | 707 | 0.035 | 15 | 15 | 7 | 5.6234e-13 | 0 | Water | Porous | Wet | R245fa | MinimizeLCOE_Brownfield | IgnoreSilica | 2.1162 | 0.41112 | 0.01006 | 4 | 369618.5903 | 772120.9584 | 7535.1749 | 15740.7301 | 105.941 | -4.6226e-05 | 511993830.5503 | 192013.9208 | 6841.8771 | 169436.5689 | 110622.2425 | 24077.0464 | 93120.8845 | 0 | 232483.8907 | 604875.3945 | 412839.8857 | 1846311.711 | 3144235.0165 | 9883032.0773 | 9883032.0773 | 1478867.319 | 4834933.9008 | 0 | 14873578.8047 | 31070412.1018 | 562.3413 | 0.04024 | 369618.5903 | 772120.9584 | 7535.1749 | 15740.7301
1 | 3100 | 707 | 0.035 | 15 | 15 | 7 | 7.4989e-13 | 0 | Water | Porous | Wet | R245fa | MinimizeLCOE_Brownfield | IgnoreSilica | 2.9009 | 0.60285 | 0.01776 | 4 | 217418.4718 | 445408.6022 | 4432.3696 | 9080.2568 | 109.7447 | -4.8652e-05 | 885887955.2837 | 256261.6848 | 9368.7096 | 229550.3161 | 148013.4533 | 24077.0464 | 113593.6034 | 0 | 304537.2773 | 792343.5263 | 540790.7377 | 2418536.3548 | 3144235.0165 | 9883032.0773 | 9883032.0773 | 1478867.319 | 4834933.9008 | 0 | 15445803.4486 | 31642636.7456 | 749.8942 | 0.071042 | 217418.4718 | 445408.6022 | 4432.3696 | 9080.2568
1 | 3100 | 707 | 0.035 | 15 | 15 | 7 | 1e-12 | 0 | Water | Porous | Wet | R245fa | MinimizeLCOE_Brownfield | IgnoreSilica | 3.8607 | 0.83978 | 0.028431 | 4 | 141539.6942 | 283961.1515 | 2885.4781 | 5788.9322 | 112.4159 | -4.9253e-05 | 1242848920.9517 | 327775.0152 | 12200.6966 | 298721.2436 | 194078.2932 | 24077.0464 | 134118.5429 | 0 | 386478.6268 | 1005538.1093 | 686300.4213 | 3069287.9954 | 3144235.0165 | 9883032.0773 | 9883032.0773 | 1478867.319 | 4834933.9008 | 0 | 16096555.0891 | 32293388.3861 | 1000 | 0.11372 | 141539.6942 | 283961.1515 | 2885.4781 | 5788.9322
1 | 3100 | 707 | 0.035 | 15 | 15 | 7 | 1.3335e-12 | 0 | Water | Porous | Wet | R245fa | MinimizeLCOE_Brownfield | IgnoreSilica | 5.0911 | 1.1453 | 0.04293 | 4 | 98300.6314 | 192621.7436 | 2003.9913 | 3926.8548 | 114.4306 | -4.9191e-05 | 1710343076.9724 | 411578.1764 | 15527.5 | 382379.4575 | 253388.0186 | 24077.0464 | 157032.4576 | 0 | 485153.236 | 1262269.2016 | 861524.6671 | 3852929.7612 | 3144235.0165 | 9883032.0773 | 9883032.0773 | 1478867.319 | 4834933.9008 | 0 | 16880196.855 | 33077030.152 | 1333.5214 | 0.17172 | 98300.6314 | 192621.7436 | 2003.9913 | 3926.8548
1 | 3100 | 707 | 0.035 | 15 | 15 | 7 | 1.7783e-12 | 0 | Water | Porous | Wet | R245fa | MinimizeLCOE_Brownfield | IgnoreSilica | 6.6381 | 1.5306 | 0.062277 | 4 | 71481.8597 | 136501.2798 | 1457.2544 | 2782.7632 | 115.9298 | -4.8395e-05 | 2247077502.653 | 508140.3772 | 19360.3898 | 481736.5614 | 328122.611 | 24077.0464 | 181675.0043 | 0 | 601813.6761 | 1565795.7362 | 1068687.7638 | 4779409.166 | 3144235.0165 | 9883032.0773 | 9883032.0773 | 1478867.319 | 4834933.9008 | 0 | 17806676.2597 | 34003509.5567 | 1778.2794 | 0.24911 | 71481.8597 | 136501.2798 | 1457.2544 | 2782.7632
1 | 3100 | 707 | 0.035 | 15 | 15 | 7 | 2.3714e-12 | 0 | Water | Porous | Wet | R245fa | MinimizeLCOE_Brownfield | IgnoreSilica | 8.5166 | 1.9974 | 0.087393 | 4 | 53957.8894 | 100291.2599 | 1100.0046 | 2044.573 | 116.9783 | -4.667e-05 | 2817137285.8231 | 615621.0628 | 23615.2119 | 595629.3016 | 418733.1215 | 24077.0464 | 206213.2374 | 0 | 734716.7028 | 1911582.1496 | 1304694.0962 | 5834881.9303 | 3144235.0165 | 9883032.0773 | 9883032.0773 | 1478867.319 | 4834933.9008 | 0 | 18862149.024 | 35058982.3211 | 2371.3737 | 0.34957 | 53957.8894 | 100291.2599 | 1100.0046 | 2044.573
1 | 3100 | 707 | 0.035 | 15 | 15 | 7 | 3.1623e-12 | 0 | Water | Porous | Wet | R245fa | MinimizeLCOE_Brownfield | IgnoreSilica | 10.5692 | 2.5009 | 0.11797 | 4 | 42232.353 | 76554.9663 | 860.9636 | 1560.6765 | 117.5286 | -4.3279e-05 | 3333902572.4644 | 722713.1076 | 27817.8512 | 712736.1094 | 516869.6683 | 24077.0464 | 224267.1179 | 0 | 869107.5513 | 2261239.57 | 1543342.4704 | 6902170.4925 | 3144235.0165 | 9883032.0773 | 9883032.0773 | 1478867.319 | 4834933.9008 | 0 | 19929437.5862 | 36126270.8833 | 3162.2777 | 0.4719 | 42232.353 | 76554.9663 | 860.9636 | 1560.6765
1 | 3100 | 707 | 0.035 | 15 | 15 | 7 | 4.217e-12 | 0 | Water | Porous | Wet | R245fa | MinimizeLCOE_Brownfield | IgnoreSilica | 14.3601 | 3.4613 | 0.16654 | 4 | 32920.5835 | 57234.5538 | 671.1306 | 1166.8038 | 118.6863 | -4.445e-05 | 4155420808.1652 | 913383.601 | 35399.0273 | 923653.7073 | 702279.0138 | 24077.0464 | 275654.3533 | 0 | 1121034.2321 | 2916701.1163 | 1990708.4441 | 8902890.5415 | 3144235.0165 | 9883032.0773 | 9883032.0773 | 1478867.319 | 4834933.9008 | 0 | 21930157.6353 | 38126990.9323 | 4216.965 | 0.66615 | 32920.5835 | 57234.5538 | 671.1306 | 1166.8038
1 | 3100 | 707 | 0.035 | 15 | 15 | 7 | 5.6234e-12 | 0 | Water | Porous | Wet | R245fa | MinimizeLCOE_Brownfield | IgnoreSilica | 18.3307 | 4.455 | 0.22412 | 4 | 26613.3841 | 44680.2755 | 542.5498 | 910.8679 | 119.2091 | -4.2509e-05 | 4887810757.0703 | 1093576.3213 | 42498.2258 | 1129932.7486 | 894832.966 | 24077.0464 | 312191.6066 | 0 | 1363872.4767 | 3548516.4157 | 2421935.3684 | 10831433.1754 | 3144235.0165 | 9883032.0773 | 9883032.0773 | 1478867.319 | 4834933.9008 | 0 | 23858700.2692 | 40055533.5662 | 5623.4133 | 0.89649 | 26613.3841 | 44680.2755 | 542.5498 | 910.8679
1 | 3100 | 707 | 0.035 | 15 | 15 | 7 | 7.4989e-12 | 0 | Water | Porous | Wet | R245fa | MinimizeLCOE_Brownfield | IgnoreSilica | 23.254 | 5.6877 | 0.29815 | 4 | 21919.4738 | 35500.391 | 446.8581 | 723.7235 | 119.6124 | -4.0361e-05 | 5664044392.0822 | 1301290.6992 | 50659.7614 | 1373426.381 | 1133655.0878 | 24077.0464 | 351052.1583 | 0 | 1651322.8423 | 4296403.3028 | 2932383.5364 | 13114270.8157 | 3144235.0165 | 9883032.0773 | 9883032.0773 | 1478867.319 | 4834933.9008 | 0 | 26141537.9095 | 42338371.2065 | 7498.9421 | 1.1926 | 21919.4738 | 35500.391 | 446.8581 | 723.7235
1 | 3100 | 707 | 0.035 | 15 | 15 | 7 | 1e-11 | 0 | Water | Porous | Wet | R245fa | MinimizeLCOE_Brownfield | IgnoreSilica | 29.3272 | 7.2087 | 0.39253 | 4 | 18366.4194 | 28682.2089 | 374.4243 | 584.7256 | 119.9258 | -3.8085e-05 | 6461629470.1589 | 1540104.1727 | 60018.0436 | 1659781.0684 | 1428318.7834 | 24077.0464 | 392181.0959 | 0 | 1990747.2821 | 5179516.0696 | 3535126.1459 | 15809869.708 | 3144235.0165 | 9883032.0773 | 9883032.0773 | 1478867.319 | 4834933.9008 | 0 | 28837136.8017 | 45033970.0988 | 10000 | 1.5701 | 18366.4194 | 28682.2089 | 374.4243 | 584.7256
1 | 3100 | 707 | 0.035 | 15 | 15 | 7 | 1.3335e-11 | 0 | Water | Porous | Wet | R245fa | MinimizeLCOE_Brownfield | IgnoreSilica | 36.6982 | 9.0551 | 0.51112 | 4 | 15639.4922 | 23561.6645 | 318.8322 | 480.3364 | 120.1693 | -3.5663e-05 | 7260851565.2017 | 1810972.4742 | 70604.2028 | 1991638.8935 | 1786010.1542 | 24077.0464 | 434239.4435 | 0 | 2385841.4637 | 6207470.0851 | 4236725.8838 | 18947579.6471 | 3144235.0165 | 9883032.0773 | 9883032.0773 | 1478867.319 | 4834933.9008 | 0 | 31974846.7409 | 48171680.0379 | 13335.2143 | 2.0445 | 15639.4922 | 23561.6645 | 318.8322 | 480.3364
1 | 3100 | 707 | 0.035 | 15 | 15 | 7 | 1.7783e-11 | 0 | Water | Porous | Wet | R245fa | MinimizeLCOE_Brownfield | IgnoreSilica | 45.4996 | 11.2601 | 0.65765 | 4 | 13524.1859 | 19681.298 | 275.7088 | 401.2299 | 120.358 | -3.3131e-05 | 8060611967.1026 | 2114114.7971 | 82419.9836 | 2370699.0445 | 2213159.1917 | 24077.0464 | 475951.489 | 0 | 2839364.4054 | 7387443.7491 | 5042082.1556 | 22549311.8624 | 3144235.0165 | 9883032.0773 | 9883032.0773 | 1478867.319 | 4834933.9008 | 0 | 35576578.9562 | 51773412.2532 | 17782.7941 | 2.6306 | 13524.1859 | 19681.298 | 275.7088 | 401.2299
1 | 3100 | 707 | 0.035 | 15 | 15 | 7 | 2.3714e-11 | 0 | Water | Porous | Wet | R245fa | MinimizeLCOE_Brownfield | IgnoreSilica | 55.6434 | 13.8002 | 0.83322 | 4 | 11872.9579 | 16732.6601 | 242.0463 | 341.1179 | 120.4954 | -3.0432e-05 | 8834606824.4575 | 2442531.2265 | 95183.2759 | 2789397.2001 | 2705282.0553 | 24077.0464 | 513685.4813 | 0 | 3342360.9513 | 8696137.5829 | 5935292.5881 | 26543947.4078 | 3144235.0165 | 9883032.0773 | 9883032.0773 | 1478867.319 | 4834933.9008 | 0 | 39571214.5015 | 55768047.7986 | 23713.7371 | 3.3329 | 11872.9579 | 16732.6601 | 242.0463 | 341.1179
1 | 3100 | 707 | 0.035 | 15 | 15 | 7 | 3.1623e-11 | 0 | Water | Porous | Wet | R245fa | MinimizeLCOE_Brownfield | IgnoreSilica | 66.6982 | 16.5615 | 1.0336 | 4 | 10583.9549 | 14501.5491 | 215.7682 | 295.6337 | 120.5711 | -2.7492e-05 | 9549282747.4225 | 2779816.2456 | 108240.8683 | 3227465.6396 | 3240667.9676 | 24077.0464 | 541700.4858 | 0 | 3869567.6188 | 10067821.1866 | 6871494.8329 | 30730851.8914 | 3144235.0165 | 9883032.0773 | 9883032.0773 | 1478867.319 | 4834933.9008 | 0 | 43758118.9851 | 59954952.2822 | 31622.7766 | 4.1344 | 10583.9549 | 14501.5491 | 215.7682 | 295.6337
1 | 3100 | 707 | 0.035 | 15 | 15 | 7 | 4.217e-11 | 0 | Water | Porous | Wet | R245fa | MinimizeLCOE_Brownfield | IgnoreSilica | 77.946 | 19.3544 | 1.2482 | 4 | 9583.5825 | 12827.7197 | 195.3743 | 261.5104 | 120.5711 | -2.4323e-05 | 10171623110.1457 | 3103840.4198 | 120716.4113 | 3655990.2688 | 3783102.0918 | 24077.0464 | 554549.8632 | 0 | 4384487.6795 | 11407537.5601 | 7785878.7862 | 34820180.1272 | 3144235.0165 | 9883032.0773 | 9883032.0773 | 1478867.319 | 4834933.9008 | 0 | 47847447.2209 | 64044280.518 | 42169.6503 | 4.9926 | 9583.5825 | 12827.7197 | 195.3743 | 261.5104
1 | 3100 | 707 | 0.035 | 15 | 15 | 7 | 5.6234e-11 | 0 | Water | Porous | Wet | R245fa | MinimizeLCOE_Brownfield | IgnoreSilica | 88.6667 | 21.9903 | 1.4632 | 4 | 8813.487 | 11580.8774 | 179.6749 | 236.0919 | 120.4953 | -2.1077e-05 | 10686308015.8626 | 3396111.2416 | 131887.2434 | 4049371.4062 | 4296524.4592 | 24077.0464 | 550422.6343 | 0 | 4854873.6721 | 12631385.4232 | 8621180.1004 | 38555833.2267 | 3144235.0165 | 9883032.0773 | 9883032.0773 | 1478867.319 | 4834933.9008 | 0 | 51583100.3204 | 67779933.6175 | 56234.1325 | 5.8527 | 8813.487 | 11580.8774 | 179.6749 | 236.0919
1 | 3100 | 707 | 0.035 | 15 | 15 | 7 | 7.4989e-11 | 0 | Water | Porous | Wet | R245fa | MinimizeLCOE_Brownfield | IgnoreSilica | 98.3501 | 24.3409 | 1.6662 | 4 | 8224.8166 | 10655.0241 | 167.674 | 217.2171 | 120.3618 | -1.7957e-05 | 11093617405.3846 | 3646812.2222 | 141386.1748 | 4392480.3781 | 4756107.6162 | 24077.0464 | 531556.2419 | 0 | 5262043.675 | 13690758.2489 | 9344223.8218 | 41789445.4254 | 3144235.0165 | 9883032.0773 | 9883032.0773 | 1478867.319 | 4834933.9008 | 0 | 54816712.5191 | 71013545.8162 | 74989.4209 | 6.6648 | 8224.8166 | 10655.0241 | 167.674 | 217.2171
1 | 3100 | 707 | 0.035 | 15 | 15 | 7 | 1e-10 | 0 | Water | Porous | Wet | R245fa | MinimizeLCOE_Brownfield | IgnoreSilica | 106.7519 | 26.3515 | 1.8487 | 4 | 7777.0199 | 9967.2982 | 158.5451 | 203.1969 | 120.1958 | -1.5134e-05 | 11403703590.1409 | 3854366.5627 | 149177.2513 | 4680936.9678 | 5150901.4946 | 24077.0464 | 502561.902 | 0 | 5601188.2776 | 14573142.9367 | 9946469.5024 | 44482821.9414 | 3144235.0165 | 9883032.0773 | 9883032.0773 | 1478867.319 | 4834933.9008 | 0 | 57510089.0352 | 73706922.3322 | 100000 | 7.3949 | 7777.0199 | 9967.2982 | 158.5451 | 203.1969
1 | 3100 | 707 | 0.035 | 15 | 15 | 7 | 1.3335e-10 | 0 | Water | Porous | Wet | R245fa | MinimizeLCOE_Brownfield | IgnoreSilica | 113.805 | 28.0155 | 2.0063 | 4 | 7437.424 | 9455.676 | 151.6219 | 192.7667 | 120.021 | -1.2696e-05 | 11634259225.3324 | 4021565.6942 | 155395.79 | 4916512.571 | 5479042.8998 | 24077.0464 | 468168.7455 | 0 | 5875257.4713 | 15286214.7592 | 10433155.6735 | 46659390.6508 | 3144235.0165 | 9883032.0773 | 9883032.0773 | 1478867.319 | 4834933.9008 | 0 | 59686657.7446 | 75883491.0416 | 133352.1432 | 8.0252 | 7437.424 | 9455.676 | 151.6219 | 192.7667
1 | 3100 | 707 | 0.035 | 15 | 15 | 7 | 1.7783e-10 | 0 | Water | Porous | Wet | R245fa | MinimizeLCOE_Brownfield | IgnoreSilica | 119.5487 | 29.3527 | 2.1377 | 4 | 7180.3556 | 9074.5446 | 146.3813 | 184.9969 | 119.8551 | -1.0659e-05 | 11808218427.5668 | 4153022.818 | 160243.5461 | 5103919.8805 | 5743808.8598 | 24077.0464 | 432158.1031 | 0 | 6090719.799 | 15846803.5385 | 10815769.0343 | 48370522.6257 | 3144235.0165 | 9883032.0773 | 9883032.0773 | 1478867.319 | 4834933.9008 | 0 | 61397789.7194 | 77594623.0164 | 177827.941 | 8.5508 | 7180.3556 | 9074.5446 | 146.3813 | 184.9969
1 | 3100 | 707 | 0.035 | 15 | 15 | 7 | 2.3714e-10 | 0 | Water | Porous | Wet | R245fa | MinimizeLCOE_Brownfield | IgnoreSilica | 124.1165 | 30.4038 | 2.2443 | 4 | 6985.9993 | 8790.1854 | 142.419 | 179.1998 | 119.7084 | -9.0019e-06 | 11940795092.7834 | 4254574.6256 | 163960.3613 | 5250127.6129 | 5952687.0963 | 24077.0464 | 397361.994 | 0 | 6256687.6072 | 16278617.7308 | 11110491.0934 | 49688585.1678 | 3144235.0165 | 9883032.0773 | 9883032.0773 | 1478867.319 | 4834933.9008 | 0 | 62715852.2616 | 78912685.5586 | 237137.3706 | 8.9774 | 6985.9993 | 8790.1854 | 142.419 | 179.1998
1 | 3100 | 707 | 0.035 | 15 | 15 | 7 | 3.1623e-10 | 0 | Water | Porous | Wet | R245fa | MinimizeLCOE_Brownfield | IgnoreSilica | 127.6922 | 31.2186 | 2.3292 | 4 | 6839.1853 | 8577.6495 | 139.426 | 174.867 | 119.5844 | -7.6806e-06 | 12042206794.4529 | 4332226.846 | 166784.3396 | 5362828.6309 | 6115102.5692 | 24077.0464 | 365642.0645 | 0 | 6382997.9837 | 16607251.4207 | 11334790.3395 | 50691701.2406 | 3144235.0165 | 9883032.0773 | 9883032.0773 | 1478867.319 | 4834933.9008 | 0 | 63718968.3343 | 79915801.6314 | 316227.766 | 9.3167 | 6839.1853 | 8577.6495 | 139.426 | 174.867
1 | 3100 | 707 | 0.035 | 15 | 15 | 7 | 4.217e-10 | 0 | Water | Porous | Wet | R245fa | MinimizeLCOE_Brownfield | IgnoreSilica | 130.4501 | 31.8421 | 2.3956 | 4 | 6728.3647 | 8418.6443 | 137.1668 | 171.6255 | 119.4835 | -6.6419e-06 | 12121124574.6741 | 4391017.7921 | 168911.2317 | 5448703.3651 | 6239690.1972 | 24077.0464 | 337866.7061 | 0 | 6478003.8721 | 16854437.2538 | 11503499.7498 | 51446207.2143 | 3144235.0165 | 9883032.0773 | 9883032.0773 | 1478867.319 | 4834933.9008 | 0 | 64473474.3081 | 80670307.6051 | 421696.5034 | 9.5823 | 6728.3647 | 8418.6443 | 137.1668 | 171.6255
1 | 3100 | 707 | 0.035 | 15 | 15 | 7 | 5.6234e-10 | 0 | Water | Porous | Wet | R245fa | MinimizeLCOE_Brownfield | IgnoreSilica | 132.565 | 32.3172 | 2.447 | 4 | 6644.7697 | 8299.51 | 135.4626 | 169.1967 | 119.403 | -5.836e-06 | 12180949640.9828 | 4435452.2369 | 170512.0155 | 5513935.0661 | 6334815.1319 | 24077.0464 | 314370.8605 | 0 | 6549333.3193 | 17040021.8439 | 11630165.0459 | 52012682.5663 | 3144235.0165 | 9883032.0773 | 9883032.0773 | 1478867.319 | 4834933.9008 | 0 | 65039949.6601 | 81236782.9571 | 562341.3252 | 9.7881 | 6644.7697 | 8299.51 | 135.4626 | 169.1967
1 | 3100 | 707 | 0.035 | 15 | 15 | 7 | 7.4989e-10 | 0 | Water | Porous | Wet | R245fa | MinimizeLCOE_Brownfield | IgnoreSilica | 134.1554 | 32.6727 | 2.4863 | 4 | 6581.7549 | 8210.3563 | 134.178 | 167.3792 | 119.3406 | -5.2128e-06 | 12231343377.0129 | 4468498.1336 | 171698.5824 | 5562637.5947 | 6406113.0513 | 24077.0464 | 294835.3899 | 0 | 6601865.3213 | 17176699.3373 | 11723450.2436 | 52429874.7006 | 3144235.0165 | 9883032.0773 | 9883032.0773 | 1478867.319 | 4834933.9008 | 0 | 65457141.7943 | 81653975.0913 | 749894.2093 | 9.9452 | 6581.7549 | 8210.3563 | 134.178 | 167.3792
1 | 3100 | 707 | 0.035 | 15 | 15 | 7 | 1e-09 | 0 | Water | Porous | Wet | R245fa | MinimizeLCOE_Brownfield | IgnoreSilica | 135.3487 | 32.9384 | 2.5161 | 4 | 6534.2863 | 8143.5825 | 133.2103 | 166.0179 | 119.2928 | -4.7346e-06 | 12271316889.6851 | 4493081.864 | 172579.0527 | 5598976.5308 | 6459466.7287 | 24077.0464 | 278950.7189 | 0 | 6640581.4572 | 17277430.781 | 11792201.5237 | 52737345.7034 | 3144235.0165 | 9883032.0773 | 9883032.0773 | 1478867.319 | 4834933.9008 | 0 | 65764612.7971 | 81961446.0942 | 1000000 | 10.0645 | 6534.2863 | 8143.5825 | 133.2103 | 166.0179
1 | 3100 | 707 | 0.035 | 15 | 15 | 7 | 1.3335e-09 | 0 | Water | Porous | Wet | R245fa | MinimizeLCOE_Brownfield | IgnoreSilica | 136.2501 | 33.1386 | 2.5388 | 4 | 6498.5524 | 8093.4866 | 132.4818 | 164.9967 | 119.2561 | -4.3709e-06 | 12301851594.0249 | 4511534.7991 | 173238.6598 | 5626314.669 | 6499693.2299 | 24077.0464 | 266311.7806 | 0 | 6669456.3721 | 17352557.3865 | 11843476.9757 | 52966660.9189 | 3144235.0165 | 9883032.0773 | 9883032.0773 | 1478867.319 | 4834933.9008 | 0 | 65993928.0127 | 82190761.3097 | 1333521.4322 | 10.1552 | 6498.5524 | 8093.4866 | 132.4818 | 164.9967
1 | 3100 | 707 | 0.035 | 15 | 15 | 7 | 1.7783e-09 | 0 | Water | Porous | Wet | R245fa | MinimizeLCOE_Brownfield | IgnoreSilica | 136.9151 | 33.2859 | 2.5558 | 4 | 6471.6695 | 8056.0109 | 131.9337 | 164.2327 | 119.2288 | -4.093e-06 | 12327388634.7922 | 4525080.4661 | 173722.1321 | 5646417.0226 | 6529321.2826 | 24077.0464 | 256278.4219 | 0 | 6690409.585 | 17407073.3484 | 11880685.2399 | 53133064.5449 | 3144235.0165 | 9883032.0773 | 9883032.0773 | 1478867.319 | 4834933.9008 | 0 | 66160331.6387 | 82357164.9357 | 1778279.41 | 10.2231 | 6471.6695 | 8056.0109 | 131.9337 | 164.2327
1 | 3100 | 707 | 0.035 | 15 | 15 | 7 | 2.3714e-09 | 0 | Water | Porous | Wet | R245fa | MinimizeLCOE_Brownfield | IgnoreSilica | 137.4144 | 33.3963 | 2.5686 | 4 | 6451.4569 | 8027.8998 | 131.5217 | 163.6596 | 119.2081 | -3.8829e-06 | 12346936134.9605 | 4535216.1209 | 174083.4919 | 5661477.9076 | 6551545.9284 | 24077.0464 | 248471.2238 | 0 | 6705999.9704 | 17447636.3332 | 11908370.3105 | 53256878.3331 | 3144235.0165 | 9883032.0773 | 9883032.0773 | 1478867.319 | 4834933.9008 | 0 | 66284145.4269 | 82480978.7239 | 2371373.7057 | 10.2743 | 6451.4569 | 8027.8998 | 131.5217 | 163.6596
1 | 3100 | 707 | 0.035 | 15 | 15 | 7 | 3.1623e-09 | 0 | Water | Porous | Wet | R245fa | MinimizeLCOE_Brownfield | IgnoreSilica | 137.7971 | 33.4809 | 2.5783 | 4 | 6436.2673 | 8006.7536 | 131.212 | 163.2285 | 119.1921 | -3.7254e-06 | 12360597668.6276 | 4542962.2379 | 174359.4286 | 5672999.1032 | 6568562.7951 | 24077.0464 | 242503.5538 | 0 | 6717931.0243 | 17478678.4882 | 11929557.2191 | 53351630.8965 | 3144235.0165 | 9883032.0773 | 9883032.0773 | 1478867.319 | 4834933.9008 | 0 | 66378897.9903 | 82575731.2873 | 3162277.6602 | 10.3133 | 6436.2673 | 8006.7536 | 131.212 | 163.2285
1 | 3100 | 707 | 0.035 | 15 | 15 | 7 | 4.217e-09 | 0 | Water | Porous | Wet | R245fa | MinimizeLCOE_Brownfield | IgnoreSilica | 138.0555 | 33.5379 | 2.5853 | 4 | 6424.8575 | 7991.1074 | 130.9794 | 162.9095 | 119.1812 | -3.6026e-06 | 12375477890.2798 | 4548181.3912 | 174545.2186 | 5680767.8018 | 6580045.2019 | 24077.0464 | 237721.0259 | 0 | 6725681.6974 | 17498844.1497 | 11943320.6975 | 53413184.2304 | 3144235.0165 | 9883032.0773 | 9883032.0773 | 1478867.319 | 4834933.9008 | 0 | 66440451.3242 | 82637284.6212 | 4216965.0343 | 10.3412 | 6424.8575 | 7991.1074 | 130.9794 | 162.9095
1 | 3100 | 707 | 0.035 | 15 | 15 | 7 | 5.6234e-09 | 0 | Water | Porous | Wet | R245fa | MinimizeLCOE_Brownfield | IgnoreSilica | 138.2723 | 33.5857 | 2.5908 | 4 | 6416.29 | 7979.198 | 130.8048 | 162.6667 | 119.1721 | -3.5135e-06 | 12382381394.8977 | 4552556.5878 | 174700.9063 | 5687283.2356 | 6589679.7343 | 24077.0464 | 234241.9537 | 0 | 6732390.391 | 17516298.7942 | 11955233.851 | 53466462.5002 | 3144235.0165 | 9883032.0773 | 9883032.0773 | 1478867.319 | 4834933.9008 | 0 | 66493729.594 | 82690562.891 | 5623413.2519 | 10.3633 | 6416.29 | 7979.198 | 130.8048 | 162.6667
1 | 3100 | 707 | 0.035 | 15 | 15 | 7 | 7.4989e-09 | 0 | Water | Porous | Wet | R245fa | MinimizeLCOE_Brownfield | IgnoreSilica | 138.4233 | 33.619 | 2.5948 | 4 | 6409.8587 | 7970.3529 | 130.6736 | 162.4864 | 119.1657 | -3.4448e-06 | 12390706374.2865 | 4555597.9425 | 174809.0857 | 5691814.3946 | 6596382.7733 | 24077.0464 | 231514.2964 | 0 | 6736936.2602 | 17528126.2133 | 11963306.3076 | 53502564.32 | 3144235.0165 | 9883032.0773 | 9883032.0773 | 1478867.319 | 4834933.9008 | 0 | 66529831.4138 | 82726664.7108 | 7498942.0933 | 10.3793 | 6409.8587 | 7970.3529 | 130.6736 | 162.4864
1 | 3100 | 707 | 0.035 | 15 | 15 | 7 | 1e-08 | 0 | Water | Porous | Wet | R245fa | MinimizeLCOE_Brownfield | IgnoreSilica | 138.5398 | 33.6447 | 2.5979 | 4 | 6405.0321 | 7963.6941 | 130.5752 | 162.3507 | 119.1608 | -3.3937e-06 | 12395915839.7943 | 4557943.5615 | 174892.498 | 5695309.9844 | 6601555.277 | 24077.0464 | 229472.9877 | 0 | 6740468.0284 | 17537315.1499 | 11969577.9456 | 53530612.4788 | 3144235.0165 | 9883032.0773 | 9883032.0773 | 1478867.319 | 4834933.9008 | 0 | 66557879.5725 | 82754712.8696 | 10000000 | 10.3915 | 6405.0321 | 7963.6941 | 130.5752 | 162.3507
1 | 3200 | 707 | 0.035 | 15 | 15 | 7 | 1e-13 | 0 | Water | Porous | Wet | R245fa | MinimizeLCOE_Brownfield | IgnoreSilica | 0 | 0 | 0 | 0 | [5 empty] | 0 | 0 | 0 | 0 | 0 | 0 | 0 | 0 | 0 | 0 | 0 | 0 | 0 | 0 | 0 | 0 | 0 | 0 | 0 | 0 | 0 | 100 | 0
1 | 3200 | 707 | 0.035 | 15 | 15 | 7 | 1.3335e-13 | 0 | Water | Porous | Wet | R245fa | MinimizeLCOE_Brownfield | IgnoreSilica | 0 | 0 | 0 | 0 | [5 empty] | 0 | 0 | 0 | 0 | 0 | 0 | 0 | 0 | 0 | 0 | 0 | 0 | 0 | 0 | 0 | 0 | 0 | 0 | 0 | 0 | 0 | 133.3521 | 0
1 | 3200 | 707 | 0.035 | 15 | 15 | 7 | 1.7783e-13 | 0 | Water | Porous | Wet | R245fa | MinimizeLCOE_Brownfield | IgnoreSilica | 0 | 0 | 0 | 0 | [5 empty] | 0 | 0 | 0 | 0 | 0 | 0 | 0 | 0 | 0 | 0 | 0 | 0 | 0 | 0 | 0 | 0 | 0 | 0 | 0 | 0 | 0 | 177.8279 | 0
1 | 3200 | 707 | 0.035 | 15 | 15 | 7 | 2.3714e-13 | 0 | Water | Porous | Wet | R245fa | MinimizeLCOE_Brownfield | IgnoreSilica | 0 | 0 | 0 | 0 | [5 empty] | 0 | 0 | 0 | 0 | 0 | 0 | 0 | 0 | 0 | 0 | 0 | 0 | 0 | 0 | 0 | 0 | 0 | 0 | 0 | 0 | 0 | 237.1374 | 0
1 | 3200 | 707 | 0.035 | 15 | 15 | 7 | 3.1623e-13 | 0 | Water | Porous | Wet | R245fa | MinimizeLCOE_Brownfield | IgnoreSilica | 1.1927 | 0.19948 | 0.0023888 | 4 | 1523538.0118 | 3275437.878 | 31059.3831 | 66774.2315 | 98.0449 | -4.2837e-05 | 88621855.0337 | 110629.3928 | 3733.1345 | 95521.6774 | 68475.2972 | 24077.0464 | 66483.9352 | 0 | 143878.9885 | 374343.6145 | 255497.2089 | 1142640.2952 | 3144235.0165 | 10270819.4043 | 10270819.4043 | 1478867.319 | 4990048.8316 | 0 | 14557694.716 | 31297430.2709 | 316.2278 | 0.0095552 | 1523538.0118 | 3275437.878 | 31059.3831 | 66774.2315
1 | 3200 | 707 | 0.035 | 15 | 15 | 7 | 4.217e-13 | 0 | Water | Porous | Wet | R245fa | MinimizeLCOE_Brownfield | IgnoreSilica | 1.7095 | 0.32659 | 0.0067692 | 4 | 553969.9277 | 1172203.4431 | 11293.4263 | 23896.9527 | 105.0231 | -4.8321e-05 | 398689931.2067 | 162788.802 | 5758.4104 | 141024.8902 | 93242.4415 | 24077.0464 | 84733.931 | 0 | 199533.9534 | 519146.4166 | 354328.0967 | 1584633.9882 | 3144235.0165 | 10270819.4043 | 10270819.4043 | 1478867.319 | 4990048.8316 | 0 | 14999688.409 | 31739423.9639 | 421.6965 | 0.027077 | 553969.9277 | 1172203.4431 | 11293.4263 | 23896.9527
1 | 3200 | 707 | 0.035 | 15 | 15 | 7 | 5.6234e-13 | 0 | Water | Porous | Wet | R245fa | MinimizeLCOE_Brownfield | IgnoreSilica | 2.3894 | 0.49919 | 0.013385 | 4 | 290303.366 | 602956.5167 | 5918.2268 | 12292.0842 | 110.0518 | -5.2467e-05 | 615366899.3818 | 225201.8403 | 8239.9853 | 197348.9434 | 126515.6963 | 24077.0464 | 105693.978 | 0 | 267960.221 | 697177.5288 | 475837.989 | 2128053.2284 | 3144235.0165 | 10270819.4043 | 10270819.4043 | 1478867.319 | 4990048.8316 | 0 | 15543107.6492 | 32282843.2041 | 562.3413 | 0.053541 | 290303.366 | 602956.5167 | 5918.2268 | 12292.0842
1 | 3200 | 707 | 0.035 | 15 | 15 | 7 | 7.4989e-13 | 0 | Water | Porous | Wet | R245fa | MinimizeLCOE_Brownfield | IgnoreSilica | 3.1834 | 0.704 | 0.022768 | 4 | 177109.5109 | 360920.0751 | 3610.6169 | 7357.8439 | 113.4017 | -5.3463e-05 | 1406925080.0618 | 291563.6156 | 10911.0708 | 259241.0415 | 165814.8373 | 24077.0464 | 124785.6832 | 0 | 341793.385 | 889276.2762 | 606949.3313 | 2714412.2872 | 3144235.0165 | 10270819.4043 | 10270819.4043 | 1478867.319 | 4990048.8316 | 0 | 16129466.708 | 32869202.2629 | 749.8942 | 0.091071 | 177109.5109 | 360920.0751 | 3610.6169 | 7357.8439
1 | 3200 | 707 | 0.035 | 15 | 15 | 7 | 1e-12 | 0 | Water | Porous | Wet | R245fa | MinimizeLCOE_Brownfield | IgnoreSilica | 4.248 | 0.98118 | 0.035755 | 4 | 117958.8531 | 235003.6059 | 2404.7508 | 4790.8664 | 116.0337 | -5.4337e-05 | 1764978822.1296 | 372820.3265 | 14199.108 | 337508.2696 | 218876.3969 | 24077.0464 | 148157.4693 | 0 | 435099.0605 | 1132038.5043 | 772639.5403 | 3455415.7217 | 3144235.0165 | 10270819.4043 | 10270819.4043 | 1478867.319 | 4990048.8316 | 0 | 16870470.1425 | 33610205.6974 | 1000 | 0.14302 | 117958.8531 | 235003.6059 | 2404.7508 | 4790.8664
1 | 3200 | 707 | 0.035 | 15 | 15 | 7 | 1.3335e-12 | 0 | Water | Porous | Wet | R245fa | MinimizeLCOE_Brownfield | IgnoreSilica | 5.6247 | 1.3414 | 0.053365 | 4 | 83251.705 | 161673.3314 | 1697.1986 | 3295.9295 | 118.018 | -5.4555e-05 | 2054726212.1552 | 468765.0279 | 18089.4288 | 432882.715 | 287766.9533 | 24077.0464 | 174729.4957 | 0 | 548461.1601 | 1426983.4338 | 973945.5151 | 4355700.776 | 3144235.0165 | 10270819.4043 | 10270819.4043 | 1478867.319 | 4990048.8316 | 0 | 17770755.1968 | 34510490.7517 | 1333.5214 | 0.21346 | 83251.705 | 161673.3314 | 1697.1986 | 3295.9295
1 | 3200 | 707 | 0.035 | 15 | 15 | 7 | 1.7783e-12 | 0 | Water | Porous | Wet | R245fa | MinimizeLCOE_Brownfield | IgnoreSilica | 7.2837 | 1.7762 | 0.076584 | 4 | 61324.4362 | 115969.1502 | 1250.1816 | 2364.188 | 119.4232 | -5.3293e-05 | 2693795729.3759 | 574704.2377 | 22382.19 | 541386.943 | 370896.6745 | 24077.0464 | 200647.8469 | 0 | 676297.026 | 1759586.1341 | 1200953.6924 | 5370931.7909 | 3144235.0165 | 10270819.4043 | 10270819.4043 | 1478867.319 | 4990048.8316 | 0 | 18785986.2117 | 35525721.7666 | 1778.2794 | 0.30634 | 61324.4362 | 115969.1502 | 1250.1816 | 2364.188
1 | 3200 | 707 | 0.035 | 15 | 15 | 7 | 2.3714e-12 | 0 | Water | Porous | Wet | R245fa | MinimizeLCOE_Brownfield | IgnoreSilica | 9.2374 | 2.2857 | 0.10616 | 4 | 46872.144 | 86292.6167 | 955.5521 | 1759.1917 | 120.3493 | -5.0754e-05 | 3309571020.1902 | 689006.1471 | 26991.5092 | 662011.5701 | 468465.4902 | 24077.0464 | 224530.6386 | 0 | 817082.1366 | 2125880.1128 | 1450956.8595 | 6489001.5104 | 3144235.0165 | 10270819.4043 | 10270819.4043 | 1478867.319 | 4990048.8316 | 0 | 19904055.9312 | 36643791.4861 | 2371.3737 | 0.42465 | 46872.144 | 86292.6167 | 955.5521 | 1759.1917
1 | 3200 | 707 | 0.035 | 15 | 15 | 7 | 3.1623e-12 | 0 | Water | Porous | Wet | R245fa | MinimizeLCOE_Brownfield | IgnoreSilica | 11.3392 | 2.8237 | 0.14129 | 4 | 37177.5966 | 66796.165 | 757.9156 | 1361.7302 | 120.7543 | -4.6489e-05 | 3872860690.4371 | 800677.1818 | 31441.818 | 783755.1108 | 572034.9978 | 24077.0464 | 240790.2378 | 0 | 956582.7931 | 2488832.2055 | 1698679.1206 | 7596870.5117 | 3144235.0165 | 10270819.4043 | 10270819.4043 | 1478867.319 | 4990048.8316 | 0 | 21011924.9325 | 37751660.4874 | 3162.2777 | 0.56518 | 37177.5966 | 66796.165 | 757.9156 | 1361.7302
1 | 3200 | 707 | 0.035 | 15 | 15 | 7 | 4.217e-12 | 0 | Water | Porous | Wet | R245fa | MinimizeLCOE_Brownfield | IgnoreSilica | 15.6829 | 3.9882 | 0.20173 | 4 | 28989.0414 | 49733.77 | 590.9808 | 1013.8902 | 122.1067 | -4.8767e-05 | 4857791533.1802 | 1027472.4198 | 40668.1902 | 1032208.2441 | 793384.591 | 24077.0464 | 303540.4318 | 0 | 1256326.86 | 3268704.7818 | 2230958.1787 | 9977340.7438 | 3144235.0165 | 10270819.4043 | 10270819.4043 | 1478867.319 | 4990048.8316 | 0 | 23392395.1645 | 40132130.7194 | 4216.965 | 0.80694 | 28989.0414 | 49733.77 | 590.9808 | 1013.8902
1 | 3200 | 707 | 0.035 | 15 | 15 | 7 | 5.6234e-12 | 0 | Water | Porous | Wet | R245fa | MinimizeLCOE_Brownfield | IgnoreSilica | 19.9897 | 5.1233 | 0.27053 | 4 | 23604.4349 | 39073.9436 | 481.2083 | 796.5752 | 122.6141 | -4.6579e-05 | 5664651980.2405 | 1228458.509 | 48745.2598 | 1260781.119 | 1010169.9006 | 24077.0464 | 343359.5537 | 0 | 1527080.6415 | 3973150.5818 | 2711756.9121 | 12127579.5237 | 3144235.0165 | 10270819.4043 | 10270819.4043 | 1478867.319 | 4990048.8316 | 0 | 25542633.9445 | 42282369.4994 | 5623.4133 | 1.0821 | 23604.4349 | 39073.9436 | 481.2083 | 796.5752
1 | 3200 | 707 | 0.035 | 15 | 15 | 7 | 7.4989e-12 | 0 | Water | Porous | Wet | R245fa | MinimizeLCOE_Brownfield | IgnoreSilica | 25.3 | 6.5234 | 0.35861 | 4 | 19571.7 | 31241.6059 | 398.9956 | 636.9024 | 123.0048 | -4.4131e-05 | 6526644354.0876 | 1459045.9662 | 57986.1825 | 1529201.569 | 1277543.034 | 24077.0464 | 385146.016 | 0 | 1845869.9275 | 4802574.9113 | 3277856.06 | 14659300.7129 | 3144235.0165 | 10270819.4043 | 10270819.4043 | 1478867.319 | 4990048.8316 | 0 | 28074355.1336 | 44814090.6885 | 7498.9421 | 1.4344 | 19571.7 | 31241.6059 | 398.9956 | 636.9024
1 | 3200 | 707 | 0.035 | 15 | 15 | 7 | 1e-11 | 0 | Water | Porous | Wet | R245fa | MinimizeLCOE_Brownfield | IgnoreSilica | 31.8145 | 8.2412 | 0.47037 | 4 | 16502.313 | 25399.4831 | 336.422 | 517.8028 | 123.3085 | -4.1525e-05 | 7399219262.2152 | 1722960.2925 | 68533.988 | 1843288.6749 | 1605597.06 | 24077.0464 | 428815.6802 | 0 | 2220376.3694 | 5776963.8514 | 3942896.5333 | 17633509.4961 | 3144235.0165 | 10270819.4043 | 10270819.4043 | 1478867.319 | 4990048.8316 | 0 | 31048563.9169 | 47788299.4718 | 10000 | 1.8815 | 16502.313 | 25399.4831 | 336.422 | 517.8028
1 | 3200 | 707 | 0.035 | 15 | 15 | 7 | 1.3335e-11 | 0 | Water | Porous | Wet | R245fa | MinimizeLCOE_Brownfield | IgnoreSilica | 39.7191 | 10.3261 | 0.61039 | 4 | 14135.5908 | 20991.718 | 288.1731 | 427.9446 | 123.5456 | -3.881e-05 | 8272286439.4937 | 2022515.3064 | 80473.1491 | 2207407.0113 | 2003728.8688 | 24077.0464 | 473647.3364 | 0 | 2656621.0002 | 6911982.8946 | 4717570.3526 | 21098022.9657 | 3144235.0165 | 10270819.4043 | 10270819.4043 | 1478867.319 | 4990048.8316 | 0 | 34513077.3865 | 51252812.9414 | 13335.2143 | 2.4416 | 14135.5908 | 20991.718 | 288.1731 | 427.9446
1 | 3200 | 707 | 0.035 | 15 | 15 | 7 | 1.7783e-11 | 0 | Water | Porous | Wet | R245fa | MinimizeLCOE_Brownfield | IgnoreSilica | 49.0734 | 12.7935 | 0.78205 | 4 | 12293.0236 | 17644.2504 | 250.6099 | 359.7019 | 123.7273 | -3.5945e-05 | 9134598156.1123 | 2355053.8956 | 93689.4664 | 2619813.3322 | 2474886.2173 | 24077.0464 | 517076.661 | 0 | 3152992.6813 | 8203440.1891 | 5599016.4929 | 25040045.9822 | 3144235.0165 | 10270819.4043 | 10270819.4043 | 1478867.319 | 4990048.8316 | 0 | 38455100.4029 | 55194835.9578 | 17782.7941 | 3.1282 | 12293.0236 | 17644.2504 | 250.6099 | 359.7019
1 | 3200 | 707 | 0.035 | 15 | 15 | 7 | 2.3714e-11 | 0 | Water | Porous | Wet | R245fa | MinimizeLCOE_Brownfield | IgnoreSilica | 59.6802 | 15.5882 | 0.98494 | 4 | 10852.0552 | 15100.9792 | 221.2338 | 307.8539 | 123.8518 | -3.2846e-05 | 9959788295.9397 | 2709742.4656 | 107739.5239 | 3068178.1347 | 3008718.5298 | 24077.0464 | 554267.1587 | 0 | 3694361.915 | 9611971.8851 | 6560368.3178 | 29339424.9769 | 3144235.0165 | 10270819.4043 | 10270819.4043 | 1478867.319 | 4990048.8316 | 0 | 42754479.3977 | 59494214.9526 | 23713.7371 | 3.9398 | 10852.0552 | 15100.9792 | 221.2338 | 307.8539
1 | 3200 | 707 | 0.035 | 15 | 15 | 7 | 3.1623e-11 | 0 | Water | Porous | Wet | R245fa | MinimizeLCOE_Brownfield | IgnoreSilica | 71.0102 | 18.5623 | 1.2122 | 4 | 9727.6138 | 13180.0065 | 198.3106 | 268.6923 | 123.9041 | -2.9463e-05 | 10701202439.1533 | 3066861.172 | 121820.6839 | 3528053.0215 | 3577401.2493 | 24077.0464 | 579041.5777 | 0 | 4249929.3528 | 11057444.3957 | 7546933.0078 | 33751561.5071 | 3144235.0165 | 10270819.4043 | 10270819.4043 | 1478867.319 | 4990048.8316 | 0 | 47166615.9279 | 63906351.4828 | 31622.7766 | 4.8487 | 9727.6138 | 13180.0065 | 198.3106 | 268.6923
1 | 3200 | 707 | 0.035 | 15 | 15 | 7 | 4.217e-11 | 0 | Water | Porous | Wet | R245fa | MinimizeLCOE_Brownfield | IgnoreSilica | 82.2749 | 21.4965 | 1.4501 | 4 | 8856.4217 | 11742.4001 | 180.5501 | 239.3847 | 123.8723 | -2.5846e-05 | 11334304530.0279 | 3402083.9829 | 134951.6338 | 3967647.07 | 4139629.312 | 24077.0464 | 586160.2321 | 0 | 4779274.2181 | 12434691.1515 | 8486932.2183 | 37955446.8651 | 3144235.0165 | 10270819.4043 | 10270819.4043 | 1478867.319 | 4990048.8316 | 0 | 51370501.2859 | 68110236.8408 | 42169.6503 | 5.8004 | 8856.4217 | 11742.4001 | 180.5501 | 239.3847
1 | 3200 | 707 | 0.035 | 15 | 15 | 7 | 5.6234e-11 | 0 | Water | Porous | Wet | R245fa | MinimizeLCOE_Brownfield | IgnoreSilica | 92.8324 | 24.2148 | 1.6839 | 4 | 8186.8603 | 10672.189 | 166.9002 | 217.567 | 123.7635 | -2.2215e-05 | 11842709400.078 | 3699413.6753 | 146499.3901 | 4364497.4156 | 4662143.0104 | 24077.0464 | 575594.3127 | 0 | 5254167.6916 | 13670266.5557 | 9330237.8201 | 41726896.9178 | 3144235.0165 | 10270819.4043 | 10270819.4043 | 1478867.319 | 4990048.8316 | 0 | 55141951.3386 | 71881686.8935 | 56234.1325 | 6.7354 | 8186.8603 | 10672.189 | 166.9002 | 217.567
1 | 3200 | 707 | 0.035 | 15 | 15 | 7 | 7.4989e-11 | 0 | Water | Porous | Wet | R245fa | MinimizeLCOE_Brownfield | IgnoreSilica | 102.2601 | 26.6079 | 1.9011 | 4 | 7675.5166 | 9876.868 | 156.4758 | 201.3533 | 123.6008 | -1.8798e-05 | 12233041962.9535 | 3951609.6438 | 156198.4492 | 4706787.2915 | 5123970.0879 | 24077.0464 | 550820.127 | 0 | 5660250.4319 | 14726810.5467 | 10051350.8038 | 44951874.4281 | 3144235.0165 | 10270819.4043 | 10270819.4043 | 1478867.319 | 4990048.8316 | 0 | 58366928.8489 | 75106664.4038 | 74989.4209 | 7.6043 | 7675.5166 | 9876.868 | 156.4758 | 201.3533
1 | 3200 | 707 | 0.035 | 15 | 15 | 7 | 1e-10 | 0 | Water | Porous | Wet | R245fa | MinimizeLCOE_Brownfield | IgnoreSilica | 110.3381 | 28.6275 | 2.0935 | 4 | 7286.6417 | 9285.692 | 148.548 | 189.3014 | 123.4126 | -1.5747e-05 | 12527419081.9848 | 4157904.1133 | 164051.0875 | 4991100.6417 | 5515383.1949 | 24077.0464 | 516632.0782 | 0 | 5993967.7831 | 15595074.6399 | 10643958.8885 | 47602149.4734 | 3144235.0165 | 10270819.4043 | 10270819.4043 | 1478867.319 | 4990048.8316 | 0 | 61017203.8942 | 77756939.4491 | 100000 | 8.3738 | 7286.6417 | 9285.692 | 148.548 | 189.3014
1 | 3200 | 707 | 0.035 | 15 | 15 | 7 | 1.3335e-10 | 0 | Water | Porous | Wet | R245fa | MinimizeLCOE_Brownfield | IgnoreSilica | 117.0466 | 30.2801 | 2.2575 | 4 | 6991.6737 | 8845.4785 | 142.5347 | 180.327 | 123.2226 | -1.314e-05 | 12746296465.1033 | 4322435.7966 | 170251.9265 | 5220949.075 | 5837023.0386 | 24077.0464 | 477968.3061 | 0 | 6260555.0238 | 16288679.9555 | 11117358.7685 | 49719298.9371 | 3144235.0165 | 10270819.4043 | 10270819.4043 | 1478867.319 | 4990048.8316 | 0 | 63134353.3579 | 79874088.9128 | 133352.1432 | 9.0299 | 6991.6737 | 8845.4785 | 142.5347 | 180.327
1 | 3200 | 707 | 0.035 | 15 | 15 | 7 | 1.7783e-10 | 0 | Water | Porous | Wet | R245fa | MinimizeLCOE_Brownfield | IgnoreSilica | 122.4964 | 31.6046 | 2.3933 | 4 | 6768.3 | 8516.8763 | 137.9809 | 173.628 | 123.0461 | -1.0988e-05 | 12905688609.7552 | 4451597.6184 | 175075.5292 | 5403495.3855 | 6095825.8962 | 24077.0464 | 438902.17 | 0 | 6469699.7218 | 16832831.5582 | 11488753.4186 | 51380258.3442 | 3144235.0165 | 10270819.4043 | 10270819.4043 | 1478867.319 | 4990048.8316 | 0 | 64795312.765 | 81535048.3199 | 177827.941 | 9.5734 | 6768.3 | 8516.8763 | 137.9809 | 173.628
1 | 3200 | 707 | 0.035 | 15 | 15 | 7 | 2.3714e-10 | 0 | Water | Porous | Wet | R245fa | MinimizeLCOE_Brownfield | IgnoreSilica | 126.8102 | 32.6407 | 2.5028 | 4 | 6599.3121 | 8271.3816 | 134.5359 | 168.6233 | 122.8926 | -9.2482e-06 | 13026735614.9438 | 4550985.6356 | 178758.3374 | 5545309.5501 | 6298972.3906 | 24077.0464 | 401866.9583 | 0 | 6629988.2681 | 17249869.476 | 11773390.3668 | 52653218.0291 | 3144235.0165 | 10270819.4043 | 10270819.4043 | 1478867.319 | 4990048.8316 | 0 | 66068272.4499 | 82808008.0048 | 237137.3706 | 10.0114 | 6599.3121 | 8271.3816 | 134.5359 | 168.6233
1 | 3200 | 707 | 0.035 | 15 | 15 | 7 | 3.1623e-10 | 0 | Water | Porous | Wet | R245fa | MinimizeLCOE_Brownfield | IgnoreSilica | 130.1749 | 33.4409 | 2.5895 | 4 | 6471.5837 | 8087.6865 | 131.932 | 164.8784 | 122.7645 | -7.8684e-06 | 13118899499.7077 | 4626762.6508 | 181547.7575 | 5654278.469 | 6456327.2972 | 24077.0464 | 368531.4711 | 0 | 6751494.6299 | 17566004.105 | 11989158.747 | 53618182.1739 | 3144235.0165 | 10270819.4043 | 10270819.4043 | 1478867.319 | 4990048.8316 | 0 | 67033236.5947 | 83772972.1495 | 316227.766 | 10.3581 | 6471.5837 | 8087.6865 | 131.932 | 164.8784
1 | 3200 | 707 | 0.035 | 15 | 15 | 7 | 4.217e-10 | 0 | Water | Porous | Wet | R245fa | MinimizeLCOE_Brownfield | IgnoreSilica | 132.7398 | 34.0462 | 2.6568 | 4 | 6375.1171 | 7950.3086 | 129.9654 | 162.0778 | 122.6621 | -6.7838e-06 | 13194556684.9054 | 4683508.2123 | 183625.3592 | 5736386.6254 | 6575623.0764 | 24077.0464 | 339427.2503 | 0 | 6841632.5523 | 17800524.4892 | 12149223.7281 | 54334028.3394 | 3144235.0165 | 10270819.4043 | 10270819.4043 | 1478867.319 | 4990048.8316 | 0 | 67749082.7602 | 84488818.3151 | 421696.5034 | 10.6271 | 6375.1171 | 7950.3086 | 129.9654 | 162.0778
1 | 3200 | 707 | 0.035 | 15 | 15 | 7 | 5.6234e-10 | 0 | Water | Porous | Wet | R245fa | MinimizeLCOE_Brownfield | IgnoreSilica | 134.7085 | 34.5078 | 2.7088 | 4 | 6302.3134 | 7847.2453 | 128.4812 | 159.9767 | 122.5806 | -5.9458e-06 | 13251579835.779 | 4726464.1828 | 185191.3305 | 5798843.4772 | 6666791.5863 | 24077.0464 | 315016.8828 | 0 | 6909389.9573 | 17976815.3582 | 12269545.8686 | 54872135.6899 | 3144235.0165 | 10270819.4043 | 10270819.4043 | 1478867.319 | 4990048.8316 | 0 | 68287190.1107 | 85026925.6656 | 562341.3252 | 10.8353 | 6302.3134 | 7847.2453 | 128.4812 | 159.9767
1 | 3200 | 707 | 0.035 | 15 | 15 | 7 | 7.4989e-10 | 0 | Water | Porous | Wet | R245fa | MinimizeLCOE_Brownfield | IgnoreSilica | 136.177 | 34.8506 | 2.7483 | 4 | 6247.4086 | 7770.1352 | 127.3619 | 158.4047 | 122.5182 | -5.2979e-06 | 13300193831.6133 | 4758166.7515 | 186343.1481 | 5845111.2582 | 6734567.8886 | 24077.0464 | 294752.3617 | 0 | 6958777.1973 | 18105310.8258 | 12357246.6655 | 55264353.1431 | 3144235.0165 | 10270819.4043 | 10270819.4043 | 1478867.319 | 4990048.8316 | 0 | 68679407.5639 | 85419143.1188 | 749894.2093 | 10.9933 | 6247.4086 | 7770.1352 | 127.3619 | 158.4047
1 | 3200 | 707 | 0.035 | 15 | 15 | 7 | 1e-09 | 0 | Water | Porous | Wet | R245fa | MinimizeLCOE_Brownfield | IgnoreSilica | 137.2829 | 35.1077 | 2.7783 | 4 | 6206.0329 | 7712.3068 | 126.5184 | 157.2258 | 122.4703 | -4.8026e-06 | 13338412807.7097 | 4781851.1171 | 187201.4221 | 5879775.2475 | 6785480.3443 | 24077.0464 | 278379.0926 | 0 | 6995338.0653 | 18200434.7048 | 12422170.6676 | 55554707.7077 | 3144235.0165 | 10270819.4043 | 10270819.4043 | 1478867.319 | 4990048.8316 | 0 | 68969762.1285 | 85709497.6834 | 1000000 | 11.1133 | 6206.0329 | 7712.3068 | 126.5184 | 157.2258
1 | 3200 | 707 | 0.035 | 15 | 15 | 7 | 1.3335e-09 | 0 | Water | Porous | Wet | R245fa | MinimizeLCOE_Brownfield | IgnoreSilica | 138.1092 | 35.2993 | 2.801 | 4 | 6174.8753 | 7668.9626 | 125.8832 | 156.3422 | 122.434 | -4.425e-06 | 13368263589.3661 | 4799438.4769 | 187837.4899 | 5905571.3064 | 6823443.202 | 24077.0464 | 265317.8754 | 0 | 7022217.3048 | 18270368.9723 | 12469902.2422 | 55768173.9163 | 3144235.0165 | 10270819.4043 | 10270819.4043 | 1478867.319 | 4990048.8316 | 0 | 69183228.3371 | 85922963.892 | 1333521.4322 | 11.204 | 6174.8753 | 7668.9626 | 125.8832 | 156.3422
1 | 3200 | 707 | 0.035 | 15 | 15 | 7 | 1.7783e-09 | 0 | Water | Porous | Wet | R245fa | MinimizeLCOE_Brownfield | IgnoreSilica | 138.723 | 35.4413 | 2.818 | 4 | 6151.4285 | 7636.4892 | 125.4052 | 155.6802 | 122.4068 | -4.1377e-06 | 13393474769.4723 | 4812444.5818 | 188307.1645 | 5924678.8397 | 6851604.4191 | 24077.0464 | 255011.6834 | 0 | 7041888.2566 | 18321548.7538 | 12504833.4947 | 55924394.2401 | 3144235.0165 | 10270819.4043 | 10270819.4043 | 1478867.319 | 4990048.8316 | 0 | 69339448.6608 | 86079184.2157 | 1778279.41 | 11.2721 | 6151.4285 | 7636.4892 | 125.4052 | 155.6802
1 | 3200 | 707 | 0.035 | 15 | 15 | 7 | 2.3714e-09 | 0 | Water | Porous | Wet | R245fa | MinimizeLCOE_Brownfield | IgnoreSilica | 139.1855 | 35.5482 | 2.8309 | 4 | 6133.7954 | 7612.111 | 125.0457 | 155.1832 | 122.3861 | -3.9208e-06 | 13412488105.6155 | 4822210.3696 | 188659.4287 | 5939043.3513 | 6872798.5381 | 24077.0464 | 247014.925 | 0 | 7056583.427 | 18359782.5728 | 12530928.8617 | 56041098.5205 | 3144235.0165 | 10270819.4043 | 10270819.4043 | 1478867.319 | 4990048.8316 | 0 | 69456152.9413 | 86195888.4962 | 2371373.7057 | 11.3235 | 6133.7954 | 7612.111 | 125.0457 | 155.1832
1 | 3200 | 707 | 0.035 | 15 | 15 | 7 | 3.1623e-09 | 0 | Water | Porous | Wet | R245fa | MinimizeLCOE_Brownfield | IgnoreSilica | 139.5144 | 35.6241 | 2.8403 | 4 | 6120.5417 | 7593.9456 | 124.7755 | 154.8129 | 122.3713 | -3.7544e-06 | 13429767081.6598 | 4829138.2509 | 188909.1055 | 5949243.1092 | 6887860.1782 | 24077.0464 | 240714.0891 | 0 | 7066777.294 | 18386304.9235 | 12549030.9111 | 56122054.908 | 3144235.0165 | 10270819.4043 | 10270819.4043 | 1478867.319 | 4990048.8316 | 0 | 69537109.3288 | 86276844.8837 | 3162277.6602 | 11.3613 | 6120.5417 | 7593.9456 | 124.7755 | 154.8129
1 | 3200 | 707 | 0.035 | 15 | 15 | 7 | 4.217e-09 | 0 | Water | Porous | Wet | R245fa | MinimizeLCOE_Brownfield | IgnoreSilica | 139.7682 | 35.6826 | 2.8475 | 4 | 6110.5845 | 7580.2675 | 124.5725 | 154.534 | 122.3598 | -3.6302e-06 | 13440891861.2171 | 4834472.8678 | 189101.2478 | 5957102.1889 | 6899472.2437 | 24077.0464 | 235941.3723 | 0 | 7074665.1171 | 18406827.4213 | 12563037.9375 | 56184697.4428 | 3144235.0165 | 10270819.4043 | 10270819.4043 | 1478867.319 | 4990048.8316 | 0 | 69599751.8636 | 86339487.4185 | 4216965.0343 | 11.39 | 6110.5845 | 7580.2675 | 124.5725 | 154.534
1 | 3200 | 707 | 0.035 | 15 | 15 | 7 | 5.6234e-09 | 0 | Water | Porous | Wet | R245fa | MinimizeLCOE_Brownfield | IgnoreSilica | 139.9554 | 35.7257 | 2.8529 | 4 | 6103.1069 | 7570.0272 | 124.4201 | 154.3252 | 122.3513 | -3.5363e-06 | 13451196790.9959 | 4838403.7296 | 189242.761 | 5962896.2041 | 6908037.0045 | 24077.0464 | 232280.5463 | 0 | 7080425.5438 | 18421814.8701 | 12573267.1793 | 56230444.885 | 3144235.0165 | 10270819.4043 | 10270819.4043 | 1478867.319 | 4990048.8316 | 0 | 69645499.3058 | 86385234.8607 | 5623413.2519 | 11.4115 | 6103.1069 | 7570.0272 | 124.4201 | 154.3252
1 | 3200 | 707 | 0.035 | 15 | 15 | 7 | 7.4989e-09 | 0 | Water | Porous | Wet | R245fa | MinimizeLCOE_Brownfield | IgnoreSilica | 140.1017 | 35.7594 | 2.857 | 4 | 6097.4932 | 7562.3046 | 124.3056 | 154.1678 | 122.3447 | -3.4666e-06 | 13457387432.1152 | 4841472.4145 | 189353.1999 | 5967420.9761 | 6914727.7636 | 24077.0464 | 229545.6196 | 0 | 7084972.8378 | 18433645.9963 | 12581342.166 | 56266558.0201 | 3144235.0165 | 10270819.4043 | 10270819.4043 | 1478867.319 | 4990048.8316 | 0 | 69681612.4409 | 86421347.9958 | 7498942.0933 | 11.4279 | 6097.4932 | 7562.3046 | 124.3056 | 154.1678
1 | 3200 | 707 | 0.035 | 15 | 15 | 7 | 1e-08 | 0 | Water | Porous | Wet | R245fa | MinimizeLCOE_Brownfield | IgnoreSilica | 140.1944 | 35.7807 | 2.8598 | 4 | 6093.2798 | 7556.6299 | 124.2198 | 154.0521 | 122.3405 | -3.4116e-06 | 13464942927.5187 | 4843412.4953 | 189422.9922 | 5970282.7796 | 6918960.7492 | 24077.0464 | 227345.9163 | 0 | 7087665.7719 | 18440652.4582 | 12586124.2202 | 56287944.4294 | 3144235.0165 | 10270819.4043 | 10270819.4043 | 1478867.319 | 4990048.8316 | 0 | 69702998.8502 | 86442734.4051 | 10000000 | 11.4393 | 6093.2798 | 7556.6299 | 124.2198 | 154.0521
1 | 3300 | 707 | 0.035 | 15 | 15 | 7 | 1e-13 | 0 | Water | Porous | Wet | R245fa | MinimizeLCOE_Brownfield | IgnoreSilica | 0 | 0 | 0 | 0 | [5 empty] | 0 | 0 | 0 | 0 | 0 | 0 | 0 | 0 | 0 | 0 | 0 | 0 | 0 | 0 | 0 | 0 | 0 | 0 | 0 | 0 | 0 | 100 | 0
1 | 3300 | 707 | 0.035 | 15 | 15 | 7 | 1.3335e-13 | 0 | Water | Porous | Wet | R245fa | MinimizeLCOE_Brownfield | IgnoreSilica | 0 | 0 | 0 | 0 | [5 empty] | 0 | 0 | 0 | 0 | 0 | 0 | 0 | 0 | 0 | 0 | 0 | 0 | 0 | 0 | 0 | 0 | 0 | 0 | 0 | 0 | 0 | 133.3521 | 0
1 | 3300 | 707 | 0.035 | 15 | 15 | 7 | 1.7783e-13 | 0 | Water | Porous | Wet | R245fa | MinimizeLCOE_Brownfield | IgnoreSilica | 0 | 0 | 0 | 0 | [5 empty] | 0 | 0 | 0 | 0 | 0 | 0 | 0 | 0 | 0 | 0 | 0 | 0 | 0 | 0 | 0 | 0 | 0 | 0 | 0 | 0 | 0 | 177.8279 | 0
1 | 3300 | 707 | 0.035 | 15 | 15 | 7 | 2.3714e-13 | 0 | Water | Porous | Wet | R245fa | MinimizeLCOE_Brownfield | IgnoreSilica | 0.8806 | 0.13074 | 0.0005013 | 4 | 7324742.9592 | 15947750.247 | 149324.7927 | 325116.4597 | 92.3043 | -3.9089e-05 | 167804010.3611 | 79385.8426 | 2574.5329 | 68397.438 | 54562.2319 | 24077.0464 | 54758.2705 | 0 | 110664.5913 | 287926.5662 | 196515.7977 | 878862.3175 | 3144235.0165 | 10664466.8222 | 10664466.8222 | 1478867.319 | 5147507.7987 | 0 | 14687564.1562 | 31978406.0961 | 237.1374 | 0.0020052 | 7324742.9592 | 15947750.247 | 149324.7927 | 325116.4597
1 | 3300 | 707 | 0.035 | 15 | 15 | 7 | 3.1623e-13 | 0 | Water | Porous | Wet | R245fa | MinimizeLCOE_Brownfield | IgnoreSilica | 1.3585 | 0.24894 | 0.0037959 | 4 | 996902.066 | 2135674.9894 | 20323.197 | 43538.6234 | 102.7718 | -4.9204e-05 | 225380152.2295 | 133010.911 | 4629.9136 | 113669.3404 | 77608.1734 | 24077.0464 | 75774.3647 | 0 | 167220.2023 | 435072.6647 | 296946.0335 | 1328008.65 | 3144235.0165 | 10664466.8222 | 10664466.8222 | 1478867.319 | 5147507.7987 | 0 | 15136710.4887 | 32427552.4286 | 316.2278 | 0.015184 | 996902.066 | 2135674.9894 | 20323.197 | 43538.6234
1 | 3300 | 707 | 0.035 | 15 | 15 | 7 | 4.217e-13 | 0 | Water | Porous | Wet | R245fa | MinimizeLCOE_Brownfield | IgnoreSilica | 1.8604 | 0.37978 | 0.0091675 | 4 | 424627.1699 | 896155.0426 | 8656.5992 | 18269.3327 | 108.7236 | -5.2761e-05 | 1228957375.2012 | 184850.0813 | 6696.5116 | 158722.6522 | 102637.5797 | 24077.0464 | 92004.0211 | 0 | 221905.278 | 577352.0143 | 394054.6132 | 1762299.7978 | 3144235.0165 | 10664466.8222 | 10664466.8222 | 1478867.319 | 5147507.7987 | 0 | 15571001.6365 | 32861843.5764 | 421.6965 | 0.03667 | 424627.1699 | 896155.0426 | 8656.5992 | 18269.3327
1 | 3300 | 707 | 0.035 | 15 | 15 | 7 | 5.6234e-13 | 0 | Water | Porous | Wet | R245fa | MinimizeLCOE_Brownfield | IgnoreSilica | 2.4524 | 0.53792 | 0.017063 | 4 | 235124.2674 | 488469.6792 | 4793.3262 | 9958.1151 | 112.9139 | -5.3391e-05 | 2601421590.9407 | 241167.9462 | 8985.6833 | 209102.2463 | 132668.5099 | 24077.0464 | 106750.4041 | 0 | 281873.2161 | 733376.2882 | 500544.3861 | 2238545.7266 | 3144235.0165 | 10664466.8222 | 10664466.8222 | 1478867.319 | 5147507.7987 | 0 | 16047247.5653 | 33338089.5052 | 562.3413 | 0.06825 | 235124.2674 | 488469.6792 | 4793.3262 | 9958.1151
1 | 3300 | 707 | 0.035 | 15 | 15 | 7 | 7.4989e-13 | 0 | Water | Porous | Wet | R245fa | MinimizeLCOE_Brownfield | IgnoreSilica | 3.2714 | 0.75998 | 0.028203 | 4 | 147795.0733 | 301068.7918 | 3013.0025 | 6137.6945 | 116.3908 | -5.4605e-05 | 3310531559.206 | 312684.8023 | 11924.2926 | 275058.8852 | 174687.0479 | 24077.0464 | 126288.1159 | 0 | 360640.8742 | 938313.577 | 640418.2967 | 2864092.9381 | 3144235.0165 | 10664466.8222 | 10664466.8222 | 1478867.319 | 5147507.7987 | 0 | 16672794.7768 | 33963636.7168 | 749.8942 | 0.11281 | 147795.0733 | 301068.7918 | 3013.0025 | 6137.6945
1 | 3300 | 707 | 0.035 | 15 | 15 | 7 | 1e-12 | 0 | Water | Porous | Wet | R245fa | MinimizeLCOE_Brownfield | IgnoreSilica | 4.3406 | 1.0525 | 0.043499 | 4 | 100237.3036 | 199613.0546 | 2043.473 | 4069.3821 | 119.0621 | -5.5237e-05 | 3714922740.3975 | 398031.4911 | 15451.9522 | 356275.8074 | 229932.9434 | 24077.0464 | 148897.2799 | 0 | 457339.9429 | 1189904.7182 | 812134.4203 | 3632045.6017 | 3144235.0165 | 10664466.8222 | 10664466.8222 | 1478867.319 | 5147507.7987 | 0 | 17440747.4404 | 34731589.3804 | 1000 | 0.17399 | 100237.3036 | 199613.0546 | 2043.473 | 4069.3821
1 | 3300 | 707 | 0.035 | 15 | 15 | 7 | 1.3335e-12 | 0 | Water | Porous | Wet | R245fa | MinimizeLCOE_Brownfield | IgnoreSilica | 5.7562 | 1.4419 | 0.064254 | 4 | 71588.5707 | 138863.9637 | 1459.4298 | 2830.9297 | 121.1316 | -5.5633e-05 | 4055262325.1769 | 501288.7484 | 19727.7246 | 457683.021 | 303410.1643 | 24077.0464 | 175995.7996 | 0 | 578051.1766 | 1503970.587 | 1026490.8291 | 4590695.097 | 3144235.0165 | 10664466.8222 | 10664466.8222 | 1478867.319 | 5147507.7987 | 0 | 18399396.9357 | 35690238.8756 | 1333.5214 | 0.25702 | 71588.5707 | 138863.9637 | 1459.4298 | 2830.9297
1 | 3300 | 707 | 0.035 | 15 | 15 | 7 | 1.7783e-12 | 0 | Water | Porous | Wet | R245fa | MinimizeLCOE_Brownfield | IgnoreSilica | 7.6588 | 1.9659 | 0.092167 | 4 | 53204.5365 | 100105.3518 | 1084.6464 | 2040.783 | 122.7124 | -5.6071e-05 | 4071242583.3422 | 627763.1577 | 24959.2586 | 585897.0589 | 402298.7775 | 24077.0464 | 209608.0733 | 0 | 731095.3153 | 1902160.042 | 1298263.3142 | 5806122.0439 | 3144235.0165 | 10664466.8222 | 10664466.8222 | 1478867.319 | 5147507.7987 | 0 | 19614823.8826 | 36905665.8226 | 1778.2794 | 0.36867 | 53204.5365 | 100105.3518 | 1084.6464 | 2040.783
1 | 3300 | 707 | 0.035 | 15 | 15 | 7 | 2.3714e-12 | 0 | Water | Porous | Wet | R245fa | MinimizeLCOE_Brownfield | IgnoreSilica | 9.9749 | 2.5983 | 0.12762 | 4 | 41119.4687 | 74990.7613 | 838.276 | 1528.7881 | 123.6734 | -5.5022e-05 | 3809370821.2079 | 766953.4098 | 30677.1508 | 731895.1577 | 521941.27 | 24077.0464 | 243361.0366 | 0 | 904372.9778 | 2352992.9759 | 1605966.0552 | 7182237.0803 | 3144235.0165 | 10664466.8222 | 10664466.8222 | 1478867.319 | 5147507.7987 | 0 | 20990938.919 | 38281780.859 | 2371.3737 | 0.51049 | 41119.4687 | 74990.7613 | 838.276 | 1528.7881
1 | 3300 | 707 | 0.035 | 15 | 15 | 7 | 3.1623e-12 | 0 | Water | Porous | Wet | R245fa | MinimizeLCOE_Brownfield | IgnoreSilica | 13.5636 | 3.6006 | 0.18028 | 4 | 32004.4938 | 55981.7208 | 652.4549 | 1141.2631 | 124.9193 | -5.6649e-05 | 4834661077.1197 | 970301.8928 | 39100.0344 | 949378.0445 | 710479.3113 | 24077.0464 | 299925.6155 | 0 | 1167372.1585 | 3037262.8955 | 2072994.3357 | 9270891.3347 | 3144235.0165 | 10664466.8222 | 10664466.8222 | 1478867.319 | 5147507.7987 | 0 | 23079593.1734 | 40370435.1134 | 3162.2777 | 0.72114 | 32004.4938 | 55981.7208 | 652.4549 | 1141.2631
1 | 3300 | 707 | 0.035 | 15 | 15 | 7 | 4.217e-12 | 0 | Water | Porous | Wet | R245fa | MinimizeLCOE_Brownfield | IgnoreSilica | 17.0861 | 4.5769 | 0.24262 | 4 | 25719.8674 | 43536.8194 | 524.3343 | 887.557 | 125.5203 | -5.3465e-05 | 5610002434.7338 | 1151926.0066 | 46568.8365 | 1149813.1185 | 894520.6095 | 24077.0464 | 333604.6007 | 0 | 1404198.9851 | 3653437.7184 | 2493546.3135 | 11151693.2352 | 3144235.0165 | 10664466.8222 | 10664466.8222 | 1478867.319 | 5147507.7987 | 0 | 24960395.0739 | 42251237.0138 | 4216.965 | 0.97047 | 25719.8674 | 43536.8194 | 524.3343 | 887.557
1 | 3300 | 707 | 0.035 | 15 | 15 | 7 | 5.6234e-12 | 0 | Water | Porous | Wet | R245fa | MinimizeLCOE_Brownfield | IgnoreSilica | 21.707 | 5.8576 | 0.32404 | 4 | 21085.2833 | 34425.464 | 429.852 | 701.8096 | 126.0097 | -5.0902e-05 | 6525074451.2599 | 1373588.1006 | 55656.6128 | 1400252.2711 | 1135956.0734 | 24077.0464 | 375929.4619 | 0 | 1702529.2308 | 4429631.8218 | 3023314.7382 | 13520935.357 | 3144235.0165 | 10664466.8222 | 10664466.8222 | 1478867.319 | 5147507.7987 | 0 | 27329637.1957 | 44620479.1356 | 5623.4133 | 1.2961 | 21085.2833 | 34425.464 | 429.852 | 701.8096
1 | 3300 | 707 | 0.035 | 15 | 15 | 7 | 7.4989e-12 | 0 | Water | Porous | Wet | R245fa | MinimizeLCOE_Brownfield | IgnoreSilica | 27.4144 | 7.4397 | 0.42809 | 4 | 17593.7178 | 27691.2724 | 358.6717 | 564.524 | 126.3893 | -4.8131e-05 | 7466918094.2564 | 1628596.0545 | 66082.2857 | 1695004.0213 | 1434223.4157 | 24077.0464 | 420689.2709 | 0 | 2054782.1169 | 5346121.5743 | 3648837.8263 | 16318413.6119 | 3144235.0165 | 10664466.8222 | 10664466.8222 | 1478867.319 | 5147507.7987 | 0 | 30127115.4506 | 47417957.3906 | 7498.9421 | 1.7124 | 17593.7178 | 27691.2724 | 358.6717 | 564.524
1 | 3300 | 707 | 0.035 | 15 | 15 | 7 | 1e-11 | 0 | Water | Porous | Wet | R245fa | MinimizeLCOE_Brownfield | IgnoreSilica | 34.4092 | 9.3793 | 0.55976 | 4 | 14922.8217 | 22645.2195 | 304.2219 | 461.6534 | 126.6854 | -4.5219e-05 | 8412312448.4427 | 1920419.2209 | 77978.8547 | 2039748.9224 | 1799849.4707 | 24077.0464 | 467487.6201 | 0 | 2468528.8427 | 6422605.6838 | 4383560.3506 | 19604256.0123 | 3144235.0165 | 10664466.8222 | 10664466.8222 | 1478867.319 | 5147507.7987 | 0 | 33412957.8509 | 50703799.7909 | 10000 | 2.2391 | 14922.8217 | 22645.2195 | 304.2219 | 461.6534
1 | 3300 | 707 | 0.035 | 15 | 15 | 7 | 1.3335e-11 | 0 | Water | Porous | Wet | R245fa | MinimizeLCOE_Brownfield | IgnoreSilica | 42.8324 | 11.7154 | 0.72372 | 4 | 12854.4789 | 18827.3442 | 262.0559 | 383.8209 | 126.9157 | -4.2152e-05 | 9364334883.3603 | 2249433.3315 | 91353.2648 | 2436585.6469 | 2240218.7106 | 24077.0464 | 514612.2958 | 0 | 2946949.3154 | 7667357.6163 | 5233129.1216 | 23403716.3493 | 3144235.0165 | 10664466.8222 | 10664466.8222 | 1478867.319 | 5147507.7987 | 0 | 37212418.188 | 54503260.1279 | 13335.2143 | 2.8949 | 12854.4789 | 18827.3442 | 262.0559 | 383.8209
1 | 3300 | 707 | 0.035 | 15 | 15 | 7 | 1.7783e-11 | 0 | Water | Porous | Wet | R245fa | MinimizeLCOE_Brownfield | IgnoreSilica | 52.7157 | 14.4557 | 0.9231 | 4 | 11239.197 | 15922.0192 | 229.1262 | 324.5919 | 127.0888 | -3.8906e-05 | 10286944284.2765 | 2611866.4153 | 106042.296 | 2882428.3375 | 2756820.9234 | 24077.0464 | 559228.7401 | 0 | 3486780.8659 | 9071888.576 | 6191750.3618 | 27690883.5624 | 3144235.0165 | 10664466.8222 | 10664466.8222 | 1478867.319 | 5147507.7987 | 0 | 41499585.401 | 58790427.341 | 17782.7941 | 3.6924 | 11239.197 | 15922.0192 | 229.1262 | 324.5919
1 | 3300 | 707 | 0.035 | 15 | 15 | 7 | 2.3714e-11 | 0 | Water | Porous | Wet | R245fa | MinimizeLCOE_Brownfield | IgnoreSilica | 63.7487 | 17.509 | 1.1554 | 4 | 9974.6364 | 13715.8459 | 203.3465 | 279.6161 | 127.1965 | -3.5365e-05 | 11152154226.4857 | 2992598.9627 | 121414.3822 | 3359738.3308 | 3332700.7753 | 24077.0464 | 595263.9601 | 0 | 4066059.4484 | 10579052.6212 | 7220420.7918 | 32291326.3189 | 3144235.0165 | 10664466.8222 | 10664466.8222 | 1478867.319 | 5147507.7987 | 0 | 46100028.1575 | 63390870.0975 | 23713.7371 | 4.6217 | 9974.6364 | 13715.8459 | 203.3465 | 279.6161
1 | 3300 | 707 | 0.035 | 15 | 15 | 7 | 3.1623e-11 | 0 | Water | Porous | Wet | R245fa | MinimizeLCOE_Brownfield | IgnoreSilica | 75.2366 | 20.6717 | 1.4099 | 4 | 8988.8467 | 12054.7943 | 183.2498 | 245.7533 | 127.2207 | -3.1465e-05 | 11920207937.5447 | 3366269.1524 | 136417.2529 | 3836975.1322 | 3929980.8652 | 24077.0464 | 615270.0809 | 0 | 4644505.9167 | 12084051.676 | 8247613.5713 | 36885160.694 | 3144235.0165 | 10664466.8222 | 10664466.8222 | 1478867.319 | 5147507.7987 | 0 | 50693862.5327 | 67984704.4727 | 31622.7766 | 5.6396 | 8988.8467 | 12054.7943 | 183.2498 | 245.7533
1 | 3300 | 707 | 0.035 | 15 | 15 | 7 | 4.217e-11 | 0 | Water | Porous | Wet | R245fa | MinimizeLCOE_Brownfield | IgnoreSilica | 86.4741 | 23.7359 | 1.6713 | 4 | 8226.4564 | 10812.9121 | 167.7074 | 220.4358 | 127.1543 | -2.7381e-05 | 12550413098.0622 | 3711314.689 | 150162.3903 | 4285807.7806 | 4510077.6816 | 24077.0464 | 616272.8783 | 0 | 5186107.8618 | 13493188.8393 | 9209378.6401 | 41186387.8073 | 3144235.0165 | 10664466.8222 | 10664466.8222 | 1478867.319 | 5147507.7987 | 0 | 54995089.6459 | 72285931.5859 | 42169.6503 | 6.6851 | 8226.4564 | 10812.9121 | 167.7074 | 220.4358
1 | 3300 | 707 | 0.035 | 15 | 15 | 7 | 5.6234e-11 | 0 | Water | Porous | Wet | R245fa | MinimizeLCOE_Brownfield | IgnoreSilica | 96.8297 | 26.5225 | 1.9232 | 4 | 7641.3543 | 9889.004 | 155.7793 | 201.6007 | 127.0119 | -2.3351e-05 | 13046643512.5282 | 4012208.373 | 162031.2216 | 4684251.4615 | 5039388.7419 | 24077.0464 | 599012.7794 | 0 | 5663178.1533 | 14734427.8773 | 10056549.7885 | 44975125.443 | 3144235.0165 | 10664466.8222 | 10664466.8222 | 1478867.319 | 5147507.7987 | 0 | 58783827.2817 | 76074669.2217 | 56234.1325 | 7.6929 | 7641.3543 | 9889.004 | 155.7793 | 201.6007
1 | 3300 | 707 | 0.035 | 15 | 15 | 7 | 7.4989e-11 | 0 | Water | Porous | Wet | R245fa | MinimizeLCOE_Brownfield | IgnoreSilica | 105.9555 | 28.9401 | 2.1536 | 4 | 7194.7619 | 9202.0075 | 146.675 | 187.5954 | 126.8215 | -1.9621e-05 | 13421186615.1002 | 4264134.675 | 171861.696 | 5023446.9662 | 5500455.2615 | 24077.0464 | 568031.7379 | 0 | 6065282.8793 | 15780621.8914 | 10770598.7003 | 48168510.8539 | 3144235.0165 | 10664466.8222 | 10664466.8222 | 1478867.319 | 5147507.7987 | 0 | 61977212.6926 | 79268054.6326 | 74989.4209 | 8.6142 | 7194.7619 | 9202.0075 | 146.675 | 187.5954
1 | 3300 | 707 | 0.035 | 15 | 15 | 7 | 1e-10 | 0 | Water | Porous | Wet | R245fa | MinimizeLCOE_Brownfield | IgnoreSilica | 113.7339 | 30.9678 | 2.3554 | 4 | 6855.1484 | 8690.3581 | 139.7515 | 177.1647 | 126.6119 | -1.6348e-05 | 13692562418.3457 | 4469233.0314 | 179776.0321 | 5303827.9554 | 5888809.8693 | 24077.0464 | 529001.3543 | 0 | 6393942.8626 | 16635727.7505 | 11354226.0198 | 50778621.9217 | 3144235.0165 | 10664466.8222 | 10664466.8222 | 1478867.319 | 5147507.7987 | 0 | 64587323.7604 | 81878165.7004 | 100000 | 9.4217 | 6855.1484 | 8690.3581 | 139.7515 | 177.1647
1 | 3300 | 707 | 0.035 | 15 | 15 | 7 | 1.3335e-10 | 0 | Water | Porous | Wet | R245fa | MinimizeLCOE_Brownfield | IgnoreSilica | 120.1212 | 32.6075 | 2.5255 | 4 | 6597.4686 | 8309.1155 | 134.4983 | 169.3926 | 126.4077 | -1.3573e-05 | 13895858982.8625 | 4631084.7724 | 185955.2799 | 5528071.6 | 6204152.2958 | 24077.0464 | 486320.794 | 0 | 6653268.0975 | 17310438.8168 | 11814730.1864 | 52838098.8893 | 3144235.0165 | 10664466.8222 | 10664466.8222 | 1478867.319 | 5147507.7987 | 0 | 66646800.728 | 83937642.6679 | 133352.1432 | 10.1019 | 6597.4686 | 8309.1155 | 134.4983 | 169.3926
1 | 3300 | 707 | 0.035 | 15 | 15 | 7 | 1.7783e-10 | 0 | Water | Porous | Wet | R245fa | MinimizeLCOE_Brownfield | IgnoreSilica | 125.2755 | 33.9128 | 2.6651 | 4 | 6402.238 | 8024.1951 | 130.5183 | 163.5841 | 126.2224 | -1.1299e-05 | 14043031450.4131 | 4757401.8722 | 190731.6516 | 5705088.5177 | 6456095.354 | 24077.0464 | 444189.105 | 0 | 6855257.5832 | 17835974.0249 | 12173418.7646 | 54442233.9195 | 3144235.0165 | 10664466.8222 | 10664466.8222 | 1478867.319 | 5147507.7987 | 0 | 68250935.7581 | 85541777.6981 | 177827.941 | 10.6605 | 6402.238 | 8024.1951 | 130.5183 | 163.5841
1 | 3300 | 707 | 0.035 | 15 | 15 | 7 | 2.3714e-10 | 0 | Water | Porous | Wet | R245fa | MinimizeLCOE_Brownfield | IgnoreSilica | 129.3318 | 34.928 | 2.7769 | 4 | 6254.474 | 7811.1323 | 127.5059 | 159.2405 | 126.0637 | -9.4723e-06 | 14155185996.0036 | 4854123.3239 | 194358.5749 | 5841918.0507 | 6652688.4049 | 24077.0464 | 404858.6082 | 0 | 7009089.3635 | 18236212.7618 | 12446589.9266 | 55663916.0608 | 3144235.0165 | 10664466.8222 | 10664466.8222 | 1478867.319 | 5147507.7987 | 0 | 69472617.8995 | 86763459.8394 | 237137.3706 | 11.1077 | 6254.474 | 7811.1323 | 127.5059 | 159.2405
1 | 3300 | 707 | 0.035 | 15 | 15 | 7 | 3.1623e-10 | 0 | Water | Porous | Wet | R245fa | MinimizeLCOE_Brownfield | IgnoreSilica | 132.5159 | 35.7171 | 2.8654 | 4 | 6142.7195 | 7651.2948 | 125.2276 | 155.982 | 125.9314 | -8.0359e-06 | 14234951710.4447 | 4928393.0053 | 197124.6965 | 5947779.6281 | 6805915.8455 | 24077.0464 | 370100.2513 | 0 | 7126622.2845 | 18542009.3132 | 12655302.3564 | 56597324.4273 | 3144235.0165 | 10664466.8222 | 10664466.8222 | 1478867.319 | 5147507.7987 | 0 | 70406026.266 | 87696868.2059 | 316227.766 | 11.4617 | 6142.7195 | 7651.2948 | 125.2276 | 155.982
1 | 3300 | 707 | 0.035 | 15 | 15 | 7 | 4.217e-10 | 0 | Water | Porous | Wet | R245fa | MinimizeLCOE_Brownfield | IgnoreSilica | 134.913 | 36.3064 | 2.9335 | 4 | 6058.2641 | 7531.8249 | 123.5059 | 153.5464 | 125.8274 | -6.906e-06 | 14305442165.9268 | 4983350.8757 | 199160.471 | 6026577.7475 | 6920618.9319 | 24077.0464 | 339790.0108 | 0 | 7212494.2825 | 18765430.6371 | 12807792.0009 | 57279292.0038 | 3144235.0165 | 10664466.8222 | 10664466.8222 | 1478867.319 | 5147507.7987 | 0 | 71087993.8425 | 88378835.7824 | 421696.5034 | 11.7341 | 6058.2641 | 7531.8249 | 123.5059 | 153.5464
1 | 3300 | 707 | 0.035 | 15 | 15 | 7 | 5.6234e-10 | 0 | Water | Porous | Wet | R245fa | MinimizeLCOE_Brownfield | IgnoreSilica | 136.7371 | 36.7522 | 2.9859 | 4 | 5994.4928 | 7442.213 | 122.2058 | 151.7196 | 125.7457 | -6.0332e-06 | 14360771839.6273 | 5024621.0454 | 200682.483 | 6086027.1608 | 7007524.5741 | 24077.0464 | 314404.7716 | 0 | 7276361.4617 | 18931599.9363 | 12921205.962 | 57786504.4412 | 3144235.0165 | 10664466.8222 | 10664466.8222 | 1478867.319 | 5147507.7987 | 0 | 71595206.2799 | 88886048.2198 | 562341.3252 | 11.9435 | 5994.4928 | 7442.213 | 122.2058 | 151.7196
1 | 3300 | 707 | 0.035 | 15 | 15 | 7 | 7.4989e-10 | 0 | Water | Porous | Wet | R245fa | MinimizeLCOE_Brownfield | IgnoreSilica | 138.0944 | 37.0824 | 3.0255 | 4 | 5946.3777 | 7375.1272 | 121.225 | 150.3519 | 125.6835 | -5.3598e-06 | 14408332101.728 | 5055019.0037 | 201799.6832 | 6129972.4611 | 7071971.005 | 24077.0464 | 293421.0904 | 0 | 7322741.513 | 19052271.3161 | 13003566.6582 | 58154839.7771 | 3144235.0165 | 10664466.8222 | 10664466.8222 | 1478867.319 | 5147507.7987 | 0 | 71963541.6158 | 89254383.5558 | 749894.2093 | 12.1021 | 5946.3777 | 7375.1272 | 121.225 | 150.3519
1 | 3300 | 707 | 0.035 | 15 | 15 | 7 | 1e-09 | 0 | Water | Porous | Wet | R245fa | MinimizeLCOE_Brownfield | IgnoreSilica | 139.1271 | 37.3327 | 3.0558 | 4 | 5910.1038 | 7324.7088 | 120.4855 | 149.3241 | 125.6353 | -4.8478e-06 | 14443596348.479 | 5077973.3817 | 202641.1018 | 6163246.9383 | 7120885.2096 | 24077.0464 | 276606.7684 | 0 | 7357517.874 | 19142752.2736 | 13065321.771 | 58431022.3647 | 3144235.0165 | 10664466.8222 | 10664466.8222 | 1478867.319 | 5147507.7987 | 0 | 72239724.2034 | 89530566.1433 | 1000000 | 12.2231 | 5910.1038 | 7324.7088 | 120.4855 | 149.3241
1 | 3300 | 707 | 0.035 | 15 | 15 | 7 | 1.3335e-09 | 0 | Water | Porous | Wet | R245fa | MinimizeLCOE_Brownfield | IgnoreSilica | 139.8823 | 37.5152 | 3.0784 | 4 | 5882.7783 | 7287.0066 | 119.9284 | 148.5555 | 125.5997 | -4.4552e-06 | 14474896000.3172 | 5094659.1274 | 203251.4957 | 6187484.6817 | 7156579.2117 | 24077.0464 | 263096.5116 | 0 | 7382367.7491 | 19207406.5512 | 13109449.644 | 58628372.0188 | 3144235.0165 | 10664466.8222 | 10664466.8222 | 1478867.319 | 5147507.7987 | 0 | 72437073.8575 | 89727915.7974 | 1333521.4322 | 12.3134 | 5882.7783 | 7287.0066 | 119.9284 | 148.5555
1 | 3300 | 707 | 0.035 | 15 | 15 | 7 | 1.7783e-09 | 0 | Water | Porous | Wet | R245fa | MinimizeLCOE_Brownfield | IgnoreSilica | 140.4307 | 37.6475 | 3.0951 | 4 | 5862.2089 | 7258.8274 | 119.5091 | 147.981 | 125.5735 | -4.155e-06 | 14502359294.549 | 5106725.5638 | 203692.2392 | 6205039.3373 | 7182465.2196 | 24077.0464 | 252361.3674 | 0 | 7400000.7017 | 19253283.8771 | 13140761.8615 | 58768407.214 | 3144235.0165 | 10664466.8222 | 10664466.8222 | 1478867.319 | 5147507.7987 | 0 | 72577109.0527 | 89867950.9926 | 1778279.41 | 12.3805 | 5862.2089 | 7258.8274 | 119.5091 | 147.981
1 | 3300 | 707 | 0.035 | 15 | 15 | 7 | 2.3714e-09 | 0 | Water | Porous | Wet | R245fa | MinimizeLCOE_Brownfield | IgnoreSilica | 140.8398 | 37.746 | 3.1077 | 4 | 5846.7357 | 7237.6903 | 119.1936 | 147.5501 | 125.5539 | -3.9278e-06 | 14523750027.7234 | 5115699.7096 | 204019.6704 | 6218109.8526 | 7201757.4156 | 24077.0464 | 244010.7036 | 0 | 7412993.0153 | 19287087.2118 | 13163833.3321 | 58871587.9573 | 3144235.0165 | 10664466.8222 | 10664466.8222 | 1478867.319 | 5147507.7987 | 0 | 72680289.796 | 89971131.736 | 2371373.7057 | 12.4309 | 5846.7357 | 7237.6903 | 119.1936 | 147.5501
1 | 3300 | 707 | 0.035 | 15 | 15 | 7 | 3.1623e-09 | 0 | Water | Porous | Wet | R245fa | MinimizeLCOE_Brownfield | IgnoreSilica | 141.154 | 37.8216 | 3.1173 | 4 | 5835.1031 | 7221.7794 | 118.9565 | 147.2257 | 125.5387 | -3.7577e-06 | 14538697373.0228 | 5122573.4411 | 204270.2626 | 6228129.4692 | 7216557.0446 | 24077.0464 | 237634.9609 | 0 | 7422964.4677 | 19313030.8855 | 13181540.4224 | 58950778.0004 | 3144235.0165 | 10664466.8222 | 10664466.8222 | 1478867.319 | 5147507.7987 | 0 | 72759479.8391 | 90050321.779 | 3162277.6602 | 12.4693 | 5835.1031 | 7221.7794 | 118.9565 | 147.2257
1 | 3300 | 707 | 0.035 | 15 | 15 | 7 | 4.217e-09 | 0 | Water | Porous | Wet | R245fa | MinimizeLCOE_Brownfield | IgnoreSilica | 141.3735 | 37.8744 | 3.1243 | 4 | 5826.3623 | 7209.9432 | 118.7783 | 146.9844 | 125.5281 | -3.6271e-06 | 14552960037.5303 | 5127367.154 | 204444.9027 | 6235121.905 | 7226891.0564 | 24077.0464 | 232627.0254 | 0 | 7429706.345 | 19330571.8673 | 13193512.503 | 59004319.8049 | 3144235.0165 | 10664466.8222 | 10664466.8222 | 1478867.319 | 5147507.7987 | 0 | 72813021.6436 | 90103863.5836 | 4216965.0343 | 12.4972 | 5826.3623 | 7209.9432 | 118.7783 | 146.9844
1 | 3300 | 707 | 0.035 | 15 | 15 | 7 | 5.6234e-09 | 0 | Water | Porous | Wet | R245fa | MinimizeLCOE_Brownfield | IgnoreSilica | 141.5561 | 37.9182 | 3.1298 | 4 | 5819.7971 | 7200.9458 | 118.6444 | 146.801 | 125.5192 | -3.5317e-06 | 14560453439.9016 | 5131351.2607 | 204589.9963 | 6240935.6333 | 7235486.2579 | 24077.0464 | 228953.5632 | 0 | 7435503.5655 | 19345655.0459 | 13203807.0823 | 59050359.4514 | 3144235.0165 | 10664466.8222 | 10664466.8222 | 1478867.319 | 5147507.7987 | 0 | 72859061.29 | 90149903.23 | 5623413.2519 | 12.5192 | 5819.7971 | 7200.9458 | 118.6444 | 146.801
1 | 3300 | 707 | 0.035 | 15 | 15 | 7 | 7.4989e-09 | 0 | Water | Porous | Wet | R245fa | MinimizeLCOE_Brownfield | IgnoreSilica | 141.6681 | 37.9452 | 3.1336 | 4 | 5814.8679 | 7194.3553 | 118.5439 | 146.6667 | 125.5138 | -3.4561e-06 | 14570634560.4913 | 5133792.5295 | 204678.8515 | 6244499.8796 | 7240757.6395 | 24077.0464 | 225968.9343 | 0 | 7438772.2035 | 19354159.3716 | 13209611.4593 | 59076317.9153 | 3144235.0165 | 10664466.8222 | 10664466.8222 | 1478867.319 | 5147507.7987 | 0 | 72885019.754 | 90175861.6939 | 7498942.0933 | 12.5343 | 5814.8679 | 7194.3553 | 118.5439 | 146.6667
1 | 3300 | 707 | 0.035 | 15 | 15 | 7 | 1e-08 | 0 | Water | Porous | Wet | R245fa | MinimizeLCOE_Brownfield | IgnoreSilica | 141.7756 | 37.9709 | 3.1367 | 4 | 5811.168 | 7189.261 | 118.4685 | 146.5628 | 125.5086 | -3.403e-06 | 14576734071.2937 | 5136132.484 | 204764.021 | 6247916.3576 | 7245811.1987 | 24077.0464 | 223894.8699 | 0 | 7442212.4313 | 19363110.1385 | 13215720.5416 | 59103639.0889 | 3144235.0165 | 10664466.8222 | 10664466.8222 | 1478867.319 | 5147507.7987 | 0 | 72912340.9276 | 90203182.8676 | 10000000 | 12.5469 | 5811.168 | 7189.261 | 118.4685 | 146.5628
1 | 3400 | 707 | 0.035 | 15 | 15 | 7 | 1e-13 | 0 | Water | Porous | Wet | R245fa | MinimizeLCOE_Brownfield | IgnoreSilica | 0 | 0 | 0 | 0 | [5 empty] | 0 | 0 | 0 | 0 | 0 | 0 | 0 | 0 | 0 | 0 | 0 | 0 | 0 | 0 | 0 | 0 | 0 | 0 | 0 | 0 | 0 | 100 | 0
1 | 3400 | 707 | 0.035 | 15 | 15 | 7 | 1.3335e-13 | 0 | Water | Porous | Wet | R245fa | MinimizeLCOE_Brownfield | IgnoreSilica | 0 | 0 | 0 | 0 | [5 empty] | 0 | 0 | 0 | 0 | 0 | 0 | 0 | 0 | 0 | 0 | 0 | 0 | 0 | 0 | 0 | 0 | 0 | 0 | 0 | 0 | 0 | 133.3521 | 0
1 | 3400 | 707 | 0.035 | 15 | 15 | 7 | 1.7783e-13 | 0 | Water | Porous | Wet | R245fa | MinimizeLCOE_Brownfield | IgnoreSilica | 0 | 0 | 0 | 0 | [5 empty] | 0 | 0 | 0 | 0 | 0 | 0 | 0 | 0 | 0 | 0 | 0 | 0 | 0 | 0 | 0 | 0 | 0 | 0 | 0 | 0 | 0 | 177.8279 | 0
1 | 3400 | 707 | 0.035 | 15 | 15 | 7 | 2.3714e-13 | 0 | Water | Porous | Wet | R245fa | MinimizeLCOE_Brownfield | IgnoreSilica | 1.0269 | 0.17153 | 0.0013408 | 4 | 2844415.6592 | 6172740.0365 | 57987.2606 | 125839.6549 | 97.9792 | -4.6423e-05 | 35828583.9574 | 99647.082 | 3355.9242 | 84659.4164 | 62273.6864 | 24077.0464 | 63928.1532 | 0 | 131797.1103 | 342909.0457 | 234042.4698 | 1046689.9344 | 3144235.0165 | 11063974.3309 | 11063974.3309 | 1478867.319 | 5307310.8022 | 0 | 15254899.2818 | 33105051.734 | 237.1374 | 0.0053631 | 2844415.6592 | 6172740.0365 | 57987.2606 | 125839.6549
1 | 3400 | 707 | 0.035 | 15 | 15 | 7 | 3.1623e-13 | 0 | Water | Porous | Wet | R245fa | MinimizeLCOE_Brownfield | IgnoreSilica | 1.4363 | 0.2791 | 0.0054954 | 4 | 711535.2268 | 1523588.2611 | 14505.608 | 31060.4075 | 105.9541 | -5.1667e-05 | 1535920417.173 | 146860.0098 | 5217.8499 | 124287.6747 | 82824.1908 | 24077.0464 | 79210.6459 | 0 | 180366.1928 | 469275.8355 | 320290.4004 | 1432409.8461 | 3144235.0165 | 11063974.3309 | 11063974.3309 | 1478867.319 | 5307310.8022 | 0 | 15640619.1936 | 33490771.6458 | 316.2278 | 0.021982 | 711535.2268 | 1523588.2611 | 14505.608 | 31060.4075
1 | 3400 | 707 | 0.035 | 15 | 15 | 7 | 4.217e-13 | 0 | Water | Porous | Wet | R245fa | MinimizeLCOE_Brownfield | IgnoreSilica | 1.8993 | 0.40585 | 0.011851 | 4 | 338516.2207 | 715056.1804 | 6901.111 | 14577.3874 | 111.3652 | -5.3137e-05 | 3334786152.5336 | 196585.1526 | 7241.9408 | 167081.6155 | 106725.4245 | 24077.0464 | 92169.7732 | 0 | 231613.5716 | 602611.0029 | 411294.3919 | 1839399.9193 | 3144235.0165 | 11063974.3309 | 11063974.3309 | 1478867.319 | 5307310.8022 | 0 | 16047609.2667 | 33897761.7189 | 421.6965 | 0.047406 | 338516.2207 | 715056.1804 | 6901.111 | 14577.3874
1 | 3400 | 707 | 0.035 | 15 | 15 | 7 | 5.6234e-13 | 0 | Water | Porous | Wet | R245fa | MinimizeLCOE_Brownfield | IgnoreSilica | 2.5229 | 0.58065 | 0.021104 | 4 | 196268.2054 | 407726.0209 | 4001.1928 | 8312.0464 | 115.8154 | -5.4536e-05 | 4427205000.8014 | 258493.2776 | 9809.9634 | 221861.8676 | 139487.601 | 24077.0464 | 108144.0584 | 0 | 297130.7876 | 773073.3594 | 527638.4529 | 2359716.4142 | 3144235.0165 | 11063974.3309 | 11063974.3309 | 1478867.319 | 5307310.8022 | 0 | 16567925.7616 | 34418078.2138 | 562.3413 | 0.084415 | 196268.2054 | 407726.0209 | 4001.1928 | 8312.0464
1 | 3400 | 707 | 0.035 | 15 | 15 | 7 | 7.4989e-13 | 0 | Water | Porous | Wet | R245fa | MinimizeLCOE_Brownfield | IgnoreSilica | 3.3344 | 0.81147 | 0.034008 | 4 | 126483.393 | 257701.9685 | 2578.535 | 5253.6032 | 119.2947 | -5.5293e-05 | 5271205276.9598 | 332485.4561 | 12915.092 | 289311.3403 | 182618.4727 | 24077.0464 | 126481.8721 | 0 | 377476.819 | 982117.2519 | 670315.2049 | 2997798.5554 | 3144235.0165 | 11063974.3309 | 11063974.3309 | 1478867.319 | 5307310.8022 | 0 | 17206007.9029 | 35056160.3551 | 749.8942 | 0.13603 | 126483.393 | 257701.9685 | 2578.535 | 5253.6032
1 | 3400 | 707 | 0.035 | 15 | 15 | 7 | 1e-12 | 0 | Water | Porous | Wet | R245fa | MinimizeLCOE_Brownfield | IgnoreSilica | 4.4332 | 1.127 | 0.051855 | 4 | 86892.586 | 172951.3245 | 1771.4229 | 3525.8467 | 122.0863 | -5.6174e-05 | 5755267598.9433 | 424210.1181 | 16786.6488 | 375578.1332 | 241496.0478 | 24077.0464 | 149555.5608 | 0 | 480364.3865 | 1249809.5974 | 853020.7312 | 3814898.2703 | 3144235.0165 | 11063974.3309 | 11063974.3309 | 1478867.319 | 5307310.8022 | 0 | 18023107.6177 | 35873260.0699 | 1000 | 0.20742 | 86892.586 | 172951.3245 | 1771.4229 | 3525.8467
1 | 3400 | 707 | 0.035 | 15 | 15 | 7 | 1.3335e-12 | 0 | Water | Porous | Wet | R245fa | MinimizeLCOE_Brownfield | IgnoreSilica | 5.8754 | 1.5434 | 0.075964 | 4 | 62638.6121 | 121383.9227 | 1276.9728 | 2474.5754 | 124.2271 | -5.6621e-05 | 6119561235.6171 | 534203.0039 | 21439.7058 | 482302.3025 | 319131.8019 | 24077.0464 | 176661.2869 | 0 | 607547.9075 | 1580715.0301 | 1078870.4885 | 4824948.5735 | 3144235.0165 | 11063974.3309 | 11063974.3309 | 1478867.319 | 5307310.8022 | 0 | 19033157.921 | 36883310.3732 | 1333.5214 | 0.30386 | 62638.6121 | 121383.9227 | 1276.9728 | 2474.5754
1 | 3400 | 707 | 0.035 | 15 | 15 | 7 | 1.7783e-12 | 0 | Water | Porous | Wet | R245fa | MinimizeLCOE_Brownfield | IgnoreSilica | 7.822 | 2.1061 | 0.10843 | 4 | 46851.6069 | 88008.8498 | 955.1334 | 1794.1794 | 125.8641 | -5.7175e-05 | 6088780121.3827 | 669477.659 | 27154.1381 | 617820.3991 | 424087.7446 | 24077.0464 | 210622.8557 | 0 | 769563.5387 | 2002246.4685 | 1366574.3568 | 6111624.2069 | 3144235.0165 | 11063974.3309 | 11063974.3309 | 1478867.319 | 5307310.8022 | 0 | 20319833.5544 | 38169986.0066 | 1778.2794 | 0.43371 | 46851.6069 | 88008.8498 | 955.1334 | 1794.1794
1 | 3400 | 707 | 0.035 | 15 | 15 | 7 | 2.3714e-12 | 0 | Water | Porous | Wet | R245fa | MinimizeLCOE_Brownfield | IgnoreSilica | 10.399 | 2.8429 | 0.15037 | 4 | 36427.2256 | 66104.6862 | 742.6183 | 1347.6334 | 126.8817 | -5.7448e-05 | 5173940652.1913 | 830271.4349 | 33888.8425 | 784858.6535 | 561917.2251 | 24077.0464 | 251620.6692 | 0 | 969787.2099 | 2523187.3896 | 1722127.2397 | 7701735.7108 | 3144235.0165 | 11063974.3309 | 11063974.3309 | 1478867.319 | 5307310.8022 | 0 | 21909945.0583 | 39760097.5105 | 2371.3737 | 0.60147 | 36427.2256 | 66104.6862 | 742.6183 | 1347.6334
1 | 3400 | 707 | 0.035 | 15 | 15 | 7 | 3.1623e-12 | 0 | Water | Porous | Wet | R245fa | MinimizeLCOE_Brownfield | IgnoreSilica | 13.8459 | 3.8576 | 0.2109 | 4 | 28424.3331 | 49583.6581 | 579.4685 | 1010.8299 | 128.165 | -5.7838e-05 | 6656113662.3374 | 1035195.5541 | 42579.7099 | 1001081.964 | 750453.8063 | 24077.0464 | 301262.9004 | 0 | 1230313.8826 | 3201024.3506 | 2184764.8937 | 9770754.1081 | 3144235.0165 | 11063974.3309 | 11063974.3309 | 1478867.319 | 5307310.8022 | 0 | 23978963.4555 | 41829115.9077 | 3162.2777 | 0.84361 | 28424.3331 | 49583.6581 | 579.4685 | 1010.8299
1 | 3400 | 707 | 0.035 | 15 | 15 | 7 | 4.217e-12 | 0 | Water | Porous | Wet | R245fa | MinimizeLCOE_Brownfield | IgnoreSilica | 18.4164 | 5.1872 | 0.28887 | 4 | 22976.0158 | 38424.0144 | 468.3972 | 783.3255 | 128.9083 | -5.8029e-05 | 6608276746.5371 | 1279437.888 | 52832.4093 | 1268107.4782 | 998252.7368 | 24077.0464 | 361648.7706 | 0 | 1553898.9684 | 4042926.3673 | 2759380.3195 | 12340561.9845 | 3144235.0165 | 11063974.3309 | 11063974.3309 | 1478867.319 | 5307310.8022 | 0 | 26548771.332 | 44398923.7842 | 4216.965 | 1.1555 | 22976.0158 | 38424.0144 | 468.3972 | 783.3255
1 | 3400 | 707 | 0.035 | 15 | 15 | 7 | 5.6234e-12 | 0 | Water | Porous | Wet | R245fa | MinimizeLCOE_Brownfield | IgnoreSilica | 23.4929 | 6.6645 | 0.38549 | 4 | 18956.6494 | 30532.9025 | 386.4569 | 622.4545 | 129.3975 | -5.5525e-05 | 7462588360.0089 | 1529923.779 | 63313.3329 | 1549125.8773 | 1273578.2073 | 24077.0464 | 410162.5863 | 0 | 1891570.5234 | 4921478.4874 | 3359010.1939 | 15022240.0339 | 3144235.0165 | 11063974.3309 | 11063974.3309 | 1478867.319 | 5307310.8022 | 0 | 29230449.3813 | 47080601.8335 | 5623.4133 | 1.542 | 18956.6494 | 30532.9025 | 386.4569 | 622.4545
1 | 3400 | 707 | 0.035 | 15 | 15 | 7 | 7.4989e-12 | 0 | Water | Porous | Wet | R245fa | MinimizeLCOE_Brownfield | IgnoreSilica | 29.6265 | 8.45 | 0.5078 | 4 | 15912.5698 | 24700.5361 | 324.3993 | 503.5538 | 129.7678 | -5.2442e-05 | 8478839466.0659 | 1811786.0414 | 75071.6944 | 1872629.6714 | 1606324.6312 | 24077.0464 | 458345.7993 | 0 | 2280811.6048 | 5934203.9368 | 4050216.1226 | 18113466.5482 | 3144235.0165 | 11063974.3309 | 11063974.3309 | 1478867.319 | 5307310.8022 | 0 | 32321675.8956 | 50171828.3478 | 7498.9421 | 2.0312 | 15912.5698 | 24700.5361 | 324.3993 | 503.5538
1 | 3400 | 707 | 0.035 | 15 | 15 | 7 | 1e-11 | 0 | Water | Porous | Wet | R245fa | MinimizeLCOE_Brownfield | IgnoreSilica | 37.0855 | 10.6218 | 0.6617 | 4 | 13572.8784 | 20316.8792 | 276.7015 | 414.1871 | 130.0557 | -4.9147e-05 | 9516356141.081 | 2132113.6493 | 88395.4364 | 2248250.3733 | 2011063.6561 | 24077.0464 | 507714.6478 | 0 | 2734529.7757 | 7114685.5471 | 4855919.0781 | 21716749.2102 | 3144235.0165 | 11063974.3309 | 11063974.3309 | 1478867.319 | 5307310.8022 | 0 | 35924958.5577 | 53775111.0099 | 10000 | 2.6468 | 13572.8784 | 20316.8792 | 276.7015 | 414.1871
1 | 3400 | 707 | 0.035 | 15 | 15 | 7 | 1.3335e-11 | 0 | Water | Porous | Wet | R245fa | MinimizeLCOE_Brownfield | IgnoreSilica | 46.0332 | 13.2273 | 0.85244 | 4 | 11753.8727 | 16988.8911 | 239.6186 | 346.3415 | 130.2792 | -4.5701e-05 | 10539456895.5562 | 2492194.6193 | 103329.1434 | 2679168.7623 | 2496624.8297 | 24077.0464 | 557058.9328 | 0 | 3257456.8002 | 8475234.3979 | 5784521.6252 | 25869666.1573 | 3144235.0165 | 11063974.3309 | 11063974.3309 | 1478867.319 | 5307310.8022 | 0 | 40077875.5048 | 57928027.957 | 13335.2143 | 3.4098 | 11753.8727 | 16988.8911 | 239.6186 | 346.3415
1 | 3400 | 707 | 0.035 | 15 | 15 | 7 | 1.7783e-11 | 0 | Water | Porous | Wet | R245fa | MinimizeLCOE_Brownfield | IgnoreSilica | 56.4009 | 16.2444 | 1.0819 | 4 | 10329.917 | 14454.5726 | 210.5893 | 294.676 | 130.4412 | -4.2007e-05 | 11525078038.412 | 2884168.5725 | 119531.7594 | 3157478.6935 | 3058977.3247 | 24077.0464 | 601997.511 | 0 | 3840030.0539 | 9990970.5018 | 6819042.6614 | 30496274.1245 | 3144235.0165 | 11063974.3309 | 11063974.3309 | 1478867.319 | 5307310.8022 | 0 | 44704483.4719 | 62554635.9242 | 17782.7941 | 4.3277 | 10329.917 | 14454.5726 | 210.5893 | 294.676
1 | 3400 | 707 | 0.035 | 15 | 15 | 7 | 2.3714e-11 | 0 | Water | Porous | Wet | R245fa | MinimizeLCOE_Brownfield | IgnoreSilica | 67.7628 | 19.5412 | 1.3449 | 4 | 9214.8505 | 12532.8734 | 187.8572 | 255.4996 | 130.5275 | -3.7941e-05 | 12426449992.8761 | 3288501.1375 | 136169.8132 | 3660276.4212 | 3673869.6528 | 24077.0464 | 635426.9308 | 0 | 4453145.1907 | 11586170.3206 | 7907799.3158 | 35365435.829 | 3144235.0165 | 11063974.3309 | 11063974.3309 | 1478867.319 | 5307310.8022 | 0 | 49573645.1764 | 67423797.6286 | 23713.7371 | 5.3798 | 9214.8505 | 12532.8734 | 187.8572 | 255.4996
1 | 3400 | 707 | 0.035 | 15 | 15 | 7 | 3.1623e-11 | 0 | Water | Porous | Wet | R245fa | MinimizeLCOE_Brownfield | IgnoreSilica | 79.3855 | 22.8903 | 1.6277 | 4 | 8346.8024 | 11088.4487 | 170.1609 | 226.053 | 130.5194 | -3.3509e-05 | 13198657162.6053 | 3678252.3061 | 152100.6397 | 4154088.4542 | 4299500.5611 | 24077.0464 | 650451.6327 | 0 | 5053803.5496 | 13148960.1585 | 8974435.4923 | 40135669.8406 | 3144235.0165 | 11063974.3309 | 11063974.3309 | 1478867.319 | 5307310.8022 | 0 | 54343879.1881 | 72194031.6403 | 31622.7766 | 6.5107 | 8346.8024 | 11088.4487 | 170.1609 | 226.053
1 | 3400 | 707 | 0.035 | 15 | 15 | 7 | 4.217e-11 | 0 | Water | Porous | Wet | R245fa | MinimizeLCOE_Brownfield | IgnoreSilica | 90.5085 | 26.0588 | 1.9118 | 4 | 7676.6113 | 10010.8164 | 156.4981 | 204.084 | 130.4168 | -2.8915e-05 | 13824830672.0005 | 4030230.3242 | 166356.0187 | 4608370.4431 | 4892961.3299 | 24077.0464 | 644421.3328 | 0 | 5602902.4331 | 14577602.8176 | 9949513.4628 | 44496435.2086 | 3144235.0165 | 11063974.3309 | 11063974.3309 | 1478867.319 | 5307310.8022 | 0 | 58704644.5561 | 76554797.0083 | 42169.6503 | 7.6472 | 7676.6113 | 10010.8164 | 156.4981 | 204.084
1 | 3400 | 707 | 0.035 | 15 | 15 | 7 | 5.6234e-11 | 0 | Water | Porous | Wet | R245fa | MinimizeLCOE_Brownfield | IgnoreSilica | 100.6398 | 28.9021 | 2.1813 | 4 | 7162.8465 | 9208.6612 | 146.0243 | 187.731 | 130.2409 | -2.4478e-05 | 14300662152.2978 | 4333597.614 | 178506.7051 | 5006992.2863 | 5427356.871 | 24077.0464 | 620409.9131 | 0 | 6080466.77 | 15820127.2602 | 10797561.9262 | 48289096.3922 | 3144235.0165 | 11063974.3309 | 11063974.3309 | 1478867.319 | 5307310.8022 | 0 | 62497305.7396 | 80347458.1918 | 56234.1325 | 8.7252 | 7162.8465 | 9208.6612 | 146.0243 | 187.731
1 | 3400 | 707 | 0.035 | 15 | 15 | 7 | 7.4989e-11 | 0 | Water | Porous | Wet | R245fa | MinimizeLCOE_Brownfield | IgnoreSilica | 109.4755 | 31.3408 | 2.4243 | 4 | 6770.9264 | 8611.6973 | 138.0345 | 175.5611 | 130.0236 | -2.0436e-05 | 14651280027.2691 | 4585027.6742 | 188455.7021 | 5342969.5871 | 5887521.2172 | 24077.0464 | 583500.3934 | 0 | 6478505.1319 | 16855741.4292 | 11504389.8763 | 51450188.0577 | 3144235.0165 | 11063974.3309 | 11063974.3309 | 1478867.319 | 5307310.8022 | 0 | 65658397.4051 | 83508549.8574 | 74989.4209 | 9.6971 | 6770.9264 | 8611.6973 | 138.0345 | 175.5611
1 | 3400 | 707 | 0.035 | 15 | 15 | 7 | 1e-10 | 0 | Water | Porous | Wet | R245fa | MinimizeLCOE_Brownfield | IgnoreSilica | 116.9151 | 33.3596 | 2.6344 | 4 | 6472.8369 | 8166.8022 | 131.9575 | 166.4913 | 129.7953 | -1.6925e-05 | 14905361007.5821 | 4787337.9305 | 196365.9242 | 5617403.2579 | 6270023.5724 | 24077.0464 | 539361.4167 | 0 | 6799481.9677 | 17690857.3144 | 12074373.6279 | 53999282.0579 | 3144235.0165 | 11063974.3309 | 11063974.3309 | 1478867.319 | 5307310.8022 | 0 | 68207491.4054 | 86057643.8576 | 100000 | 10.5375 | 6472.8369 | 8166.8022 | 131.9575 | 166.4913
1 | 3400 | 707 | 0.035 | 15 | 15 | 7 | 1.3335e-10 | 0 | Water | Porous | Wet | R245fa | MinimizeLCOE_Brownfield | IgnoreSilica | 123.0176 | 34.9897 | 2.8102 | 4 | 6246.5777 | 7834.54 | 127.3449 | 159.7177 | 129.5776 | -1.3987e-05 | 15086640813.0756 | 4946931.5098 | 202535.4381 | 5836773.8421 | 6580090.5114 | 24077.0464 | 493048.2423 | 0 | 7052548.0701 | 18349283.402 | 12523762.9619 | 56009051.0241 | 3144235.0165 | 11063974.3309 | 11063974.3309 | 1478867.319 | 5307310.8022 | 0 | 70217260.3715 | 88067412.8237 | 133352.1432 | 11.2409 | 6246.5777 | 7834.54 | 127.3449 | 159.7177
1 | 3400 | 707 | 0.035 | 15 | 15 | 7 | 1.7783e-10 | 0 | Water | Porous | Wet | R245fa | MinimizeLCOE_Brownfield | IgnoreSilica | 127.9091 | 36.2783 | 2.9535 | 4 | 6075.0658 | 7585.9923 | 123.8484 | 154.6507 | 129.3838 | -1.1595e-05 | 15217415771.8689 | 5070735.0188 | 207272.8371 | 6008873.0385 | 6826054.4226 | 24077.0464 | 448125.2279 | 0 | 7248203.6606 | 18858339.114 | 12871203.9454 | 57562884.3114 | 3144235.0165 | 11063974.3309 | 11063974.3309 | 1478867.319 | 5307310.8022 | 0 | 71771093.6589 | 89621246.1111 | 177827.941 | 11.814 | 6075.0658 | 7585.9923 | 123.8484 | 154.6507
1 | 3400 | 707 | 0.035 | 15 | 15 | 7 | 2.3714e-10 | 0 | Water | Porous | Wet | R245fa | MinimizeLCOE_Brownfield | IgnoreSilica | 131.7218 | 37.271 | 3.0672 | 4 | 5945.1805 | 7400.0794 | 121.2005 | 150.8606 | 129.2209 | -9.6776e-06 | 15320948508.5884 | 5164698.8446 | 210837.146 | 6140706.699 | 7016106.5827 | 24077.0464 | 406568.5416 | 0 | 7395567.9955 | 19241750.8847 | 13132890.3573 | 58733204.0978 | 3144235.0165 | 11063974.3309 | 11063974.3309 | 1478867.319 | 5307310.8022 | 0 | 72941413.4452 | 90791565.8975 | 237137.3706 | 12.269 | 5945.1805 | 7400.0794 | 121.2005 | 150.8606
1 | 3400 | 707 | 0.035 | 15 | 15 | 7 | 3.1623e-10 | 0 | Water | Porous | Wet | R245fa | MinimizeLCOE_Brownfield | IgnoreSilica | 134.687 | 38.0357 | 3.1566 | 4 | 5846.9004 | 7260.6051 | 119.197 | 148.0173 | 129.0872 | -8.1728e-06 | 15396937163.0175 | 5236243.4436 | 213531.5282 | 6241834.167 | 7162866.7592 | 24077.0464 | 370023.8215 | 0 | 7506944.9387 | 19531530.8443 | 13330671.134 | 59617723.6828 | 3144235.0165 | 11063974.3309 | 11063974.3309 | 1478867.319 | 5307310.8022 | 0 | 73825933.0302 | 91676085.4824 | 316227.766 | 12.6265 | 5846.9004 | 7260.6051 | 119.197 | 148.0173
1 | 3400 | 707 | 0.035 | 15 | 15 | 7 | 4.217e-10 | 0 | Water | Porous | Wet | R245fa | MinimizeLCOE_Brownfield | IgnoreSilica | 136.9493 | 38.6147 | 3.2257 | 4 | 5772.5907 | 7156.0201 | 117.6821 | 145.8851 | 128.9812 | -7.0007e-06 | 15457935008.7749 | 5289936.0532 | 215542.0924 | 6318168.4374 | 7274213.1679 | 24077.0464 | 338703.2046 | 0 | 7589649.6008 | 19746711.41 | 13477536.2917 | 60274537.3045 | 3144235.0165 | 11063974.3309 | 11063974.3309 | 1478867.319 | 5307310.8022 | 0 | 74482746.6519 | 92332899.1041 | 421696.5034 | 12.9028 | 5772.5907 | 7156.0201 | 117.6821 | 145.8851
1 | 3400 | 707 | 0.035 | 15 | 15 | 7 | 5.6234e-10 | 0 | Water | Porous | Wet | R245fa | MinimizeLCOE_Brownfield | IgnoreSilica | 138.6324 | 39.0427 | 3.2782 | 4 | 5716.4431 | 7077.7408 | 116.5374 | 144.2893 | 128.9 | -6.0904e-06 | 15514143976.5758 | 5329371.7264 | 217012.4627 | 6374476.9314 | 7356671.7515 | 24077.0464 | 312291.0933 | 0 | 7649421.3946 | 19902225.3566 | 13583677.7557 | 60749225.5185 | 3144235.0165 | 11063974.3309 | 11063974.3309 | 1478867.319 | 5307310.8022 | 0 | 74957434.8659 | 92807587.3181 | 562341.3252 | 13.1126 | 5716.4431 | 7077.7408 | 116.5374 | 144.2893
1 | 3400 | 707 | 0.035 | 15 | 15 | 7 | 7.4989e-10 | 0 | Water | Porous | Wet | R245fa | MinimizeLCOE_Brownfield | IgnoreSilica | 139.8971 | 39.3629 | 3.318 | 4 | 5674.0593 | 7019.0058 | 115.6734 | 143.0919 | 128.8377 | -5.3923e-06 | 15558871947.6663 | 5358719.2368 | 218102.8701 | 6416525.0489 | 7418424.1263 | 24077.0464 | 290661.3968 | 0 | 7693338.7928 | 20016489.4182 | 13661665.3257 | 61098003.2619 | 3144235.0165 | 11063974.3309 | 11063974.3309 | 1478867.319 | 5307310.8022 | 0 | 75306212.6094 | 93156365.0616 | 749894.2093 | 13.272 | 5674.0593 | 7019.0058 | 115.6734 | 143.0919
1 | 3400 | 707 | 0.035 | 15 | 15 | 7 | 1e-09 | 0 | Water | Porous | Wet | R245fa | MinimizeLCOE_Brownfield | IgnoreSilica | 140.8445 | 39.602 | 3.3482 | 4 | 5642.0921 | 6974.9269 | 115.0217 | 142.1933 | 128.7903 | -4.8596e-06 | 15594732958.9874 | 5380544.7044 | 218911.622 | 6447877.5189 | 7464567.7981 | 24077.0464 | 273246.9024 | 0 | 7725597.9809 | 20100421.2083 | 13718950.497 | 61354195.2782 | 3144235.0165 | 11063974.3309 | 11063974.3309 | 1478867.319 | 5307310.8022 | 0 | 75562404.6256 | 93412557.0778 | 1000000 | 13.3926 | 5642.0921 | 6974.9269 | 115.0217 | 142.1933
1 | 3400 | 707 | 0.035 | 15 | 15 | 7 | 1.3335e-09 | 0 | Water | Porous | Wet | R245fa | MinimizeLCOE_Brownfield | IgnoreSilica | 141.5218 | 39.7724 | 3.3704 | 4 | 5618.0013 | 6942.0366 | 114.5306 | 141.5228 | 128.756 | -4.4492e-06 | 15629322185.8123 | 5396062.9179 | 219485.4728 | 6470213.649 | 7497493.7999 | 24077.0464 | 259170.8222 | 0 | 7747936.4462 | 20158541.3127 | 13758618.6625 | 61531600.1296 | 3144235.0165 | 11063974.3309 | 11063974.3309 | 1478867.319 | 5307310.8022 | 0 | 75739809.477 | 93589961.9292 | 1333521.4322 | 13.4816 | 5618.0013 | 6942.0366 | 114.5306 | 141.5228
1 | 3400 | 707 | 0.035 | 15 | 15 | 7 | 1.7783e-09 | 0 | Water | Porous | Wet | R245fa | MinimizeLCOE_Brownfield | IgnoreSilica | 142.036 | 39.9016 | 3.3873 | 4 | 5599.8605 | 6917.3003 | 114.1607 | 141.0185 | 128.7298 | -4.1399e-06 | 15654709067.8445 | 5407796.3439 | 219918.7272 | 6487126.0971 | 7522453.4241 | 24077.0464 | 248197.3397 | 0 | 7764731.9016 | 20202239.6424 | 13788443.6705 | 61664984.1929 | 3144235.0165 | 11063974.3309 | 11063974.3309 | 1478867.319 | 5307310.8022 | 0 | 75873193.5404 | 93723345.9926 | 1778279.41 | 13.5491 | 5599.8605 | 6917.3003 | 114.1607 | 141.0185
1 | 3400 | 707 | 0.035 | 15 | 15 | 7 | 2.3714e-09 | 0 | Water | Porous | Wet | R245fa | MinimizeLCOE_Brownfield | IgnoreSilica | 142.4038 | 39.9938 | 3.3997 | 4 | 5586.2101 | 6898.8347 | 113.8824 | 140.6421 | 128.7109 | -3.9033e-06 | 15677593606.3022 | 5416164.8839 | 220227.3722 | 6499201.7992 | 7540290.4184 | 24077.0464 | 239538.3482 | 0 | 7776404.9486 | 20232610.5162 | 13809172.4159 | 61757687.7489 | 3144235.0165 | 11063974.3309 | 11063974.3309 | 1478867.319 | 5307310.8022 | 0 | 75965897.0964 | 93816049.5486 | 2371373.7057 | 13.5988 | 5586.2101 | 6898.8347 | 113.8824 | 140.6421
1 | 3400 | 707 | 0.035 | 15 | 15 | 7 | 3.1623e-09 | 0 | Water | Porous | Wet | R245fa | MinimizeLCOE_Brownfield | IgnoreSilica | 142.6887 | 40.0652 | 3.4092 | 4 | 5575.9453 | 6884.9166 | 113.6732 | 140.3583 | 128.6962 | -3.7266e-06 | 15693195596.8919 | 5422632.5646 | 220465.7234 | 6508541.6649 | 7554094.9129 | 24077.0464 | 232945.4316 | 0 | 7785475.3641 | 20256209.8767 | 13825279.4644 | 61829722.0489 | 3144235.0165 | 11063974.3309 | 11063974.3309 | 1478867.319 | 5307310.8022 | 0 | 76037931.3964 | 93888083.8486 | 3162277.6602 | 13.6368 | 5575.9453 | 6884.9166 | 113.6732 | 140.3583
1 | 3400 | 707 | 0.035 | 15 | 15 | 7 | 4.217e-09 | 0 | Water | Porous | Wet | R245fa | MinimizeLCOE_Brownfield | IgnoreSilica | 142.8861 | 40.1146 | 3.4161 | 4 | 5568.2307 | 6874.567 | 113.5159 | 140.1473 | 128.686 | -3.5908e-06 | 15708179790.2526 | 5427106.6969 | 220630.4879 | 6515006.9779 | 7563655.4767 | 24077.0464 | 227766.4072 | 0 | 7791514.8063 | 20271923.2665 | 13836004.1757 | 61877685.3415 | 3144235.0165 | 11063974.3309 | 11063974.3309 | 1478867.319 | 5307310.8022 | 0 | 76085894.6889 | 93936047.1411 | 4216965.0343 | 13.6643 | 5568.2307 | 6874.567 | 113.5159 | 140.1473
1 | 3400 | 707 | 0.035 | 15 | 15 | 7 | 5.6234e-09 | 0 | Water | Porous | Wet | R245fa | MinimizeLCOE_Brownfield | IgnoreSilica | 143.0371 | 40.1524 | 3.4213 | 4 | 5562.4354 | 6866.7819 | 113.3978 | 139.9886 | 128.6781 | -3.4892e-06 | 15718915639.4971 | 5430523.6552 | 220756.2684 | 6519946.6239 | 7570962.3866 | 24077.0464 | 223845.5177 | 0 | 7796143.4842 | 20283966.1371 | 13844223.6824 | 61914444.8018 | 3144235.0165 | 11063974.3309 | 11063974.3309 | 1478867.319 | 5307310.8022 | 0 | 76122654.1492 | 93972806.6015 | 5623413.2519 | 13.6851 | 5562.4354 | 6866.7819 | 113.3978 | 139.9886
1 | 3400 | 707 | 0.035 | 15 | 15 | 7 | 7.4989e-09 | 0 | Water | Porous | Wet | R245fa | MinimizeLCOE_Brownfield | IgnoreSilica | 143.1567 | 40.1823 | 3.4253 | 4 | 5558.0836 | 6860.9015 | 113.3091 | 139.8688 | 128.6719 | -3.414e-06 | 15728637798.0574 | 5433229.7693 | 220855.8552 | 6523859.7252 | 7576752.2093 | 24077.0464 | 220922.7978 | 0 | 7799881.9873 | 20293692.9551 | 13850862.4355 | 61944134.7812 | 3144235.0165 | 11063974.3309 | 11063974.3309 | 1478867.319 | 5307310.8022 | 0 | 76152344.1286 | 94002496.5809 | 7498942.0933 | 13.7012 | 5558.0836 | 6860.9015 | 113.3091 | 139.8688
1 | 3400 | 707 | 0.035 | 15 | 15 | 7 | 1e-08 | 0 | Water | Porous | Wet | R245fa | MinimizeLCOE_Brownfield | IgnoreSilica | 143.2345 | 40.2018 | 3.4281 | 4 | 5554.8167 | 6856.5609 | 113.2425 | 139.7803 | 128.6679 | -3.3555e-06 | 15733216160.7941 | 5434987.457 | 220920.5095 | 6526402.3782 | 7580515.2184 | 24077.0464 | 218612.6427 | 0 | 7802150.9484 | 20299596.3264 | 13854891.6078 | 61962154.1348 | 3144235.0165 | 11063974.3309 | 11063974.3309 | 1478867.319 | 5307310.8022 | 0 | 76170363.4823 | 94020515.9345 | 10000000 | 13.7125 | 5554.8167 | 6856.5609 | 113.2425 | 139.7803
1 | 3500 | 707 | 0.035 | 15 | 15 | 7 | 1e-13 | 0 | Water | Porous | Wet | R245fa | MinimizeLCOE_Brownfield | IgnoreSilica | 0 | 0 | 0 | 0 | [5 empty] | 0 | 0 | 0 | 0 | 0 | 0 | 0 | 0 | 0 | 0 | 0 | 0 | 0 | 0 | 0 | 0 | 0 | 0 | 0 | 0 | 0 | 100 | 0
1 | 3500 | 707 | 0.035 | 15 | 15 | 7 | 1.3335e-13 | 0 | Water | Porous | Wet | R245fa | MinimizeLCOE_Brownfield | IgnoreSilica | 0 | 0 | 0 | 0 | [5 empty] | 0 | 0 | 0 | 0 | 0 | 0 | 0 | 0 | 0 | 0 | 0 | 0 | 0 | 0 | 0 | 0 | 0 | 0 | 0 | 0 | 0 | 133.3521 | 0
1 | 3500 | 707 | 0.035 | 15 | 15 | 7 | 1.7783e-13 | 0 | Water | Porous | Wet | R245fa | MinimizeLCOE_Brownfield | IgnoreSilica | 0 | 0 | 0 | 0 | [5 empty] | 0 | 0 | 0 | 0 | 0 | 0 | 0 | 0 | 0 | 0 | 0 | 0 | 0 | 0 | 0 | 0 | 0 | 0 | 0 | 0 | 0 | 177.8279 | 0
1 | 3500 | 707 | 0.035 | 15 | 15 | 7 | 2.3714e-13 | 0 | Water | Porous | Wet | R245fa | MinimizeLCOE_Brownfield | IgnoreSilica | 1.1195 | 0.20186 | 0.0024469 | 4 | 1611923.0588 | 3493643.3928 | 32861.2318 | 71222.6461 | 101.9153 | -5.066e-05 | 1051638240.0325 | 114451.6975 | 3955.275 | 96174.5066 | 67745.5922 | 24077.0464 | 69219.6597 | 0 | 146493.2732 | 381145.4469 | 260139.5993 | 1163402.0967 | 3144235.0165 | 11469341.9306 | 11469341.9306 | 1478867.319 | 5469457.8421 | 0 | 15776979.0437 | 34194646.1354 | 237.1374 | 0.0097877 | 1611923.0588 | 3493643.3928 | 32861.2318 | 71222.6461
1 | 3500 | 707 | 0.035 | 15 | 15 | 7 | 3.1623e-13 | 0 | Water | Porous | Wet | R245fa | MinimizeLCOE_Brownfield | IgnoreSilica | 1.49 | 0.30438 | 0.0073666 | 4 | 547391.9818 | 1172428.7444 | 11159.326 | 23901.5458 | 108.7649 | -5.3206e-05 | 3093389847.0254 | 158624.893 | 5738.3211 | 132964.0224 | 87024.607 | 24077.0464 | 81091.1034 | 0 | 190912.7974 | 496715.9372 | 339018.8336 | 1516167.5615 | 3144235.0165 | 11469341.9306 | 11469341.9306 | 1478867.319 | 5469457.8421 | 0 | 16129744.5086 | 34547411.6003 | 316.2278 | 0.029467 | 547391.9818 | 1172428.7444 | 11159.326 | 23901.5458
1 | 3500 | 707 | 0.035 | 15 | 15 | 7 | 4.217e-13 | 0 | Water | Porous | Wet | R245fa | MinimizeLCOE_Brownfield | IgnoreSilica | 1.953 | 0.43725 | 0.014772 | 4 | 280048.4398 | 591750.9315 | 5709.1662 | 12063.6431 | 114.14 | -5.4152e-05 | 5184166298.3049 | 210321.4021 | 7886.2625 | 177018.9049 | 111757.58 | 24077.0464 | 93278.0007 | 0 | 243492.2867 | 633516.9828 | 432388.3583 | 1933736.8244 | 3144235.0165 | 11469341.9306 | 11469341.9306 | 1478867.319 | 5469457.8421 | 0 | 16547313.7715 | 34964980.8632 | 421.6965 | 0.059087 | 280048.4398 | 591750.9315 | 5709.1662 | 12063.6431
1 | 3500 | 707 | 0.035 | 15 | 15 | 7 | 5.6234e-13 | 0 | Water | Porous | Wet | R245fa | MinimizeLCOE_Brownfield | IgnoreSilica | 2.5766 | 0.62041 | 0.025415 | 4 | 168038.8893 | 349206.9834 | 3425.7 | 7119.0567 | 118.6208 | -5.5267e-05 | 6476030317.2161 | 274846.6646 | 10618.6958 | 233498.8462 | 145679.1119 | 24077.0464 | 108555.8402 | 0 | 310937.72 | 808996.1653 | 552156.506 | 2469366.5964 | 3144235.0165 | 11469341.9306 | 11469341.9306 | 1478867.319 | 5469457.8421 | 0 | 17082943.5434 | 35500610.6351 | 562.3413 | 0.10166 | 168038.8893 | 349206.9834 | 3425.7 | 7119.0567
1 | 3500 | 707 | 0.035 | 15 | 15 | 7 | 7.4989e-13 | 0 | Water | Porous | Wet | R245fa | MinimizeLCOE_Brownfield | IgnoreSilica | 3.4049 | 0.86739 | 0.040289 | 4 | 110180.6027 | 224466.5505 | 2246.1806 | 4576.0542 | 122.2194 | -5.6157e-05 | 7368020834.738 | 353681.5066 | 13996.631 | 304567.1318 | 191310.0544 | 24077.0464 | 126974.9914 | 0 | 395696.871 | 1029522.0897 | 702669.9808 | 3142496.303 | 3144235.0165 | 11469341.9306 | 11469341.9306 | 1478867.319 | 5469457.8421 | 0 | 17756073.2501 | 36173740.3417 | 749.8942 | 0.16115 | 110180.6027 | 224466.5505 | 2246.1806 | 4576.0542
1 | 3500 | 707 | 0.035 | 15 | 15 | 7 | 1e-12 | 0 | Water | Porous | Wet | R245fa | MinimizeLCOE_Brownfield | IgnoreSilica | 4.5259 | 1.2048 | 0.060853 | 4 | 76485.6986 | 152150.0024 | 1559.2644 | 3101.7836 | 125.1064 | -5.7148e-05 | 7887496088.2532 | 451374.8039 | 18209.1825 | 395391.11 | 253588.7338 | 24077.0464 | 150126.4405 | 0 | 504179.2536 | 1311770.9965 | 895310.6593 | 4004028.2265 | 3144235.0165 | 11469341.9306 | 11469341.9306 | 1478867.319 | 5469457.8421 | 0 | 18617605.1735 | 37035272.2652 | 1000 | 0.24341 | 76485.6986 | 152150.0024 | 1559.2644 | 3101.7836
1 | 3500 | 707 | 0.035 | 15 | 15 | 7 | 1.3335e-12 | 0 | Water | Porous | Wet | R245fa | MinimizeLCOE_Brownfield | IgnoreSilica | 6.0191 | 1.6568 | 0.088762 | 4 | 55485.8032 | 107359.4096 | 1131.1531 | 2188.6668 | 127.3462 | -5.7928e-05 | 8192972919.4032 | 570246.045 | 23346.7966 | 509422.6154 | 336992.0093 | 24077.0464 | 178208.0822 | 0 | 640494.112 | 1666434.296 | 1137375.6488 | 5086596.6518 | 3144235.0165 | 11469341.9306 | 11469341.9306 | 1478867.319 | 5469457.8421 | 0 | 19700173.5988 | 38117840.6905 | 1333.5214 | 0.35505 | 55485.8032 | 107359.4096 | 1131.1531 | 2188.6668
1 | 3500 | 707 | 0.035 | 15 | 15 | 7 | 1.7783e-12 | 0 | Water | Porous | Wet | R245fa | MinimizeLCOE_Brownfield | IgnoreSilica | 7.9948 | 2.2554 | 0.12601 | 4 | 41759.5219 | 78299.1769 | 851.3243 | 1596.2346 | 129.016 | -5.841e-05 | 8165526656.5061 | 713466.2893 | 29527.8871 | 651264.0807 | 447488.9661 | 24077.0464 | 211869.06 | 0 | 810300.3985 | 2108235.4215 | 1438913.9951 | 6435143.1446 | 3144235.0165 | 11469341.9306 | 11469341.9306 | 1478867.319 | 5469457.8421 | 0 | 21048720.0916 | 39466387.1833 | 1778.2794 | 0.50405 | 41759.5219 | 78299.1769 | 851.3243 | 1596.2346
1 | 3500 | 707 | 0.035 | 15 | 15 | 7 | 2.3714e-12 | 0 | Water | Porous | Wet | R245fa | MinimizeLCOE_Brownfield | IgnoreSilica | 10.6205 | 3.0408 | 0.17406 | 4 | 32633.6622 | 59087.117 | 665.2813 | 1204.5708 | 130.0321 | -5.8683e-05 | 7069201289.0537 | 884072.3427 | 36818.764 | 826583.1859 | 592960.4571 | 24077.0464 | 252946.0946 | 0 | 1020808.5774 | 2655934.5217 | 1812729.885 | 8106930.8747 | 3144235.0165 | 11469341.9306 | 11469341.9306 | 1478867.319 | 5469457.8421 | 0 | 22720507.8218 | 41138174.9135 | 2371.3737 | 0.69623 | 32633.6622 | 59087.117 | 665.2813 | 1204.5708
1 | 3500 | 707 | 0.035 | 15 | 15 | 7 | 3.1623e-12 | 0 | Water | Porous | Wet | R245fa | MinimizeLCOE_Brownfield | IgnoreSilica | 14.1238 | 4.1245 | 0.24378 | 4 | 25535.0627 | 44422.3852 | 520.5668 | 905.6104 | 131.4005 | -5.9068e-05 | 8770161903.3862 | 1102332.9076 | 46288.4675 | 1053906.9687 | 792255.3224 | 24077.0464 | 302315.9683 | 0 | 1295258.9055 | 3369997.9781 | 2300092.8666 | 10286526.4311 | 3144235.0165 | 11469341.9306 | 11469341.9306 | 1478867.319 | 5469457.8421 | 0 | 24900103.3782 | 43317770.4699 | 3162.2777 | 0.97513 | 25535.0627 | 44422.3852 | 520.5668 | 905.6104
1 | 3500 | 707 | 0.035 | 15 | 15 | 7 | 4.217e-12 | 0 | Water | Porous | Wet | R245fa | MinimizeLCOE_Brownfield | IgnoreSilica | 18.799 | 5.5507 | 0.33354 | 4 | 20702.9497 | 34507.8451 | 422.0576 | 703.4891 | 132.171 | -5.935e-05 | 8779237253.0166 | 1363390.0041 | 57484.2431 | 1335868.7694 | 1055391.1117 | 24077.0464 | 363335.955 | 0 | 1637823.3806 | 4261280.4726 | 2908411.4831 | 13007062.4661 | 3144235.0165 | 11469341.9306 | 11469341.9306 | 1478867.319 | 5469457.8421 | 0 | 27620639.4132 | 46038306.5049 | 4216.965 | 1.3341 | 20702.9497 | 34507.8451 | 422.0576 | 703.4891
1 | 3500 | 707 | 0.035 | 15 | 15 | 7 | 5.6234e-12 | 0 | Water | Porous | Wet | R245fa | MinimizeLCOE_Brownfield | IgnoreSilica | 24.9669 | 7.4331 | 0.45244 | 4 | 17145.9643 | 27322.74 | 349.5437 | 557.011 | 132.7511 | -5.9451e-05 | 8817123133.0266 | 1679358.7972 | 70986.1623 | 1686778.2019 | 1402705.7608 | 24077.0464 | 436515.2216 | 0 | 2067164.2642 | 5378337.3816 | 3670825.7767 | 16416748.6127 | 3144235.0165 | 11469341.9306 | 11469341.9306 | 1478867.319 | 5469457.8421 | 0 | 31030325.5597 | 49447992.6514 | 5623.4133 | 1.8098 | 17145.9643 | 27322.74 | 349.5437 | 557.011
1 | 3500 | 707 | 0.035 | 15 | 15 | 7 | 7.4989e-12 | 0 | Water | Porous | Wet | R245fa | MinimizeLCOE_Brownfield | IgnoreSilica | 31.8922 | 9.5474 | 0.59841 | 4 | 14472.6422 | 22167.0841 | 295.0444 | 451.906 | 133.1384 | -5.7e-05 | 9590289302.6855 | 2007312.3769 | 84951.8966 | 2060253.0442 | 1792803.8596 | 24077.0464 | 497173.2025 | 0 | 2521962.8562 | 6561630.0262 | 4478447.3209 | 20028611.6295 | 3144235.0165 | 11469341.9306 | 11469341.9306 | 1478867.319 | 5469457.8421 | 0 | 34642188.5766 | 53059855.6683 | 7498.9421 | 2.3936 | 14472.6422 | 22167.0841 | 295.0444 | 451.906
1 | 3500 | 707 | 0.035 | 15 | 15 | 7 | 1e-11 | 0 | Water | Porous | Wet | R245fa | MinimizeLCOE_Brownfield | IgnoreSilica | 39.8434 | 11.9753 | 0.77742 | 4 | 12410.5832 | 18333.2356 | 253.0065 | 373.7478 | 133.4196 | -5.3333e-05 | 10704911396.696 | 2358722.2776 | 99870.0296 | 2469245.5695 | 2240772.9617 | 24077.0464 | 549526.9789 | 0 | 3019463.7969 | 7856025.4222 | 5361898.7758 | 23979602.8587 | 3144235.0165 | 11469341.9306 | 11469341.9306 | 1478867.319 | 5469457.8421 | 0 | 38593179.8057 | 57010846.8974 | 10000 | 3.1097 | 12410.5832 | 18333.2356 | 253.0065 | 373.7478
1 | 3500 | 707 | 0.035 | 15 | 15 | 7 | 1.3335e-11 | 0 | Water | Porous | Wet | R245fa | MinimizeLCOE_Brownfield | IgnoreSilica | 49.3124 | 14.8668 | 0.99785 | 4 | 10801.9435 | 15416.2837 | 220.2122 | 314.2818 | 133.6356 | -4.9468e-05 | 11798517786.1084 | 2751158.3987 | 116477.9727 | 2935264.7667 | 2774271.6019 | 24077.0464 | 600862.7444 | 0 | 3588823.8869 | 9337383.5848 | 6372956.1607 | 28501276.1631 | 3144235.0165 | 11469341.9306 | 11469341.9306 | 1478867.319 | 5469457.8421 | 0 | 43114853.1101 | 61532520.2018 | 13335.2143 | 3.9914 | 10801.9435 | 15416.2837 | 220.2122 | 314.2818
1 | 3500 | 707 | 0.035 | 15 | 15 | 7 | 1.7783e-11 | 0 | Water | Porous | Wet | R245fa | MinimizeLCOE_Brownfield | IgnoreSilica | 60.1212 | 18.1634 | 1.2598 | 4 | 9540.4453 | 13195.4364 | 194.4949 | 269.0068 | 133.7833 | -4.5257e-05 | 12840977035.9416 | 3172215.4229 | 134230.877 | 3445007.6338 | 3382683.4551 | 24077.0464 | 645280.2709 | 0 | 4213362.9354 | 10962306.0783 | 7481999.1513 | 33461162.871 | 3144235.0165 | 11469341.9306 | 11469341.9306 | 1478867.319 | 5469457.8421 | 0 | 48074739.8181 | 66492406.9097 | 17782.7941 | 5.039 | 9540.4453 | 13195.4364 | 194.4949 | 269.0068
1 | 3500 | 707 | 0.035 | 15 | 15 | 7 | 2.3714e-11 | 0 | Water | Porous | Wet | R245fa | MinimizeLCOE_Brownfield | IgnoreSilica | 71.7607 | 21.6983 | 1.555 | 4 | 8552.964 | 11514.0819 | 174.3637 | 234.7301 | 133.8434 | -4.0613e-05 | 13765409257.7741 | 3598972.8909 | 152127.0992 | 3971518.4244 | 4035637.1938 | 24077.0464 | 675301.9759 | 0 | 4858477.5059 | 12640761.8596 | 8627579.7109 | 38584453.7069 | 3144235.0165 | 11469341.9306 | 11469341.9306 | 1478867.319 | 5469457.8421 | 0 | 53198030.654 | 71615697.7457 | 23713.7371 | 6.2198 | 8552.964 | 11514.0819 | 174.3637 | 234.7301
1 | 3500 | 707 | 0.035 | 15 | 15 | 7 | 3.1623e-11 | 0 | Water | Porous | Wet | R245fa | MinimizeLCOE_Brownfield | IgnoreSilica | 83.4003 | 25.2021 | 1.8655 | 4 | 7785.4875 | 10253.7065 | 158.7177 | 209.0357 | 133.7996 | -3.5571e-05 | 14544255507.9415 | 4000950.7395 | 168849.9336 | 4476907.624 | 4684006.9063 | 24077.0464 | 683823.951 | 0 | 5475060.3183 | 14244983.8589 | 9722494.1889 | 43481154.5669 | 3144235.0165 | 11469341.9306 | 11469341.9306 | 1478867.319 | 5469457.8421 | 0 | 58094731.514 | 76512398.6057 | 31622.7766 | 7.4619 | 7785.4875 | 10253.7065 | 158.7177 | 209.0357
1 | 3500 | 707 | 0.035 | 15 | 15 | 7 | 4.217e-11 | 0 | Water | Porous | Wet | R245fa | MinimizeLCOE_Brownfield | IgnoreSilica | 94.3944 | 28.4678 | 2.1722 | 4 | 7193.868 | 9313.536 | 146.6567 | 189.869 | 133.6594 | -3.0458e-05 | 15151117713.6988 | 4359119.855 | 183593.0221 | 4935715.2038 | 5289950.4495 | 24077.0464 | 670762.7284 | 0 | 6030655.139 | 15690527.6143 | 10709107.5048 | 47893508.5633 | 3144235.0165 | 11469341.9306 | 11469341.9306 | 1478867.319 | 5469457.8421 | 0 | 62507085.5104 | 80924752.6021 | 42169.6503 | 8.6889 | 7193.868 | 9313.536 | 146.6567 | 189.869
1 | 3500 | 707 | 0.035 | 15 | 15 | 7 | 5.6234e-11 | 0 | Water | Porous | Wet | R245fa | MinimizeLCOE_Brownfield | IgnoreSilica | 104.2675 | 31.3525 | 2.4584 | 4 | 6740.7378 | 8613.688 | 137.4191 | 175.6017 | 133.4509 | -2.5597e-05 | 15603619588.4155 | 4663452.0992 | 195964.7011 | 5332657.2317 | 5827066.8656 | 24077.0464 | 639791.3145 | 0 | 6506373.6108 | 16928249.4946 | 11553878.1208 | 51671510.4846 | 3144235.0165 | 11469341.9306 | 11469341.9306 | 1478867.319 | 5469457.8421 | 0 | 66285087.4316 | 84702754.5233 | 56234.1325 | 9.8335 | 6740.7378 | 8613.688 | 137.4191 | 175.6017
1 | 3500 | 707 | 0.035 | 15 | 15 | 7 | 7.4989e-11 | 0 | Water | Porous | Wet | R245fa | MinimizeLCOE_Brownfield | IgnoreSilica | 112.7935 | 33.7998 | 2.713 | 4 | 6395.1562 | 8092.3272 | 130.3739 | 164.973 | 133.2085 | -2.1234e-05 | 15929126236.7417 | 4913277.371 | 205986.4935 | 5664030.4316 | 6284476.5114 | 24077.0464 | 596898.8829 | 0 | 6898611.2274 | 17948771.3139 | 12250405.2321 | 54786534.5103 | 3144235.0165 | 11469341.9306 | 11469341.9306 | 1478867.319 | 5469457.8421 | 0 | 69400111.4574 | 87817778.5491 | 74989.4209 | 10.852 | 6395.1562 | 8092.3272 | 130.3739 | 164.973
1 | 3500 | 707 | 0.035 | 15 | 15 | 7 | 1e-10 | 0 | Water | Porous | Wet | R245fa | MinimizeLCOE_Brownfield | IgnoreSilica | 119.936 | 35.8145 | 2.9312 | 4 | 6132.2944 | 7703.1491 | 125.0151 | 157.0391 | 132.962 | -1.7491e-05 | 16156559687.9338 | 5113383.2245 | 213909.326 | 5933496.7989 | 6662476.0916 | 24077.0464 | 548145.3097 | 0 | 7213240.2409 | 18767371.4677 | 12809116.6576 | 57285216.1633 | 3144235.0165 | 11469341.9306 | 11469341.9306 | 1478867.319 | 5469457.8421 | 0 | 71898793.1104 | 90316460.2021 | 100000 | 11.7246 | 6132.2944 | 7703.1491 | 125.0151 | 157.0391
1 | 3500 | 707 | 0.035 | 15 | 15 | 7 | 1.3335e-10 | 0 | Water | Porous | Wet | R245fa | MinimizeLCOE_Brownfield | IgnoreSilica | 125.7554 | 37.4296 | 3.1122 | 4 | 5932.6752 | 7412.1603 | 120.9456 | 151.1069 | 132.7324 | -1.4384e-05 | 16316268861.5546 | 5270267.861 | 220046.6814 | 6147532.4281 | 6966622.4568 | 24077.0464 | 498244.3867 | 0 | 7459448.4355 | 19407954.686 | 13246327.8668 | 59240521.8487 | 3144235.0165 | 11469341.9306 | 11469341.9306 | 1478867.319 | 5469457.8421 | 0 | 73854098.7958 | 92271765.8874 | 133352.1432 | 12.4487 | 5932.6752 | 7412.1603 | 120.9456 | 151.1069
1 | 3500 | 707 | 0.035 | 15 | 15 | 7 | 1.7783e-10 | 0 | Water | Porous | Wet | R245fa | MinimizeLCOE_Brownfield | IgnoreSilica | 130.3723 | 38.6932 | 3.2583 | 4 | 5781.2771 | 7194.4182 | 117.8592 | 146.6679 | 132.5322 | -1.1864e-05 | 16434294490.6153 | 5390817.366 | 224712.0864 | 6313829.0233 | 7205337.9046 | 24077.0464 | 450412.9567 | 0 | 7647582.6895 | 19897441.4232 | 13580412.6229 | 60734623.1191 | 3144235.0165 | 11469341.9306 | 11469341.9306 | 1478867.319 | 5469457.8421 | 0 | 75348200.0661 | 93765867.1578 | 177827.941 | 13.0331 | 5781.2771 | 7194.4182 | 117.8592 | 146.6679
1 | 3500 | 707 | 0.035 | 15 | 15 | 7 | 2.3714e-10 | 0 | Water | Porous | Wet | R245fa | MinimizeLCOE_Brownfield | IgnoreSilica | 133.9728 | 39.6672 | 3.3739 | 4 | 5666.5578 | 7031.2614 | 115.5204 | 143.3418 | 132.3652 | -9.8582e-06 | 16526548154.7874 | 5482426.4992 | 228225.2198 | 6441353.9342 | 7389841.9329 | 24077.0464 | 406846.3357 | 0 | 7789380.6775 | 20266370.7013 | 13832214.4359 | 61860736.7828 | 3144235.0165 | 11469341.9306 | 11469341.9306 | 1478867.319 | 5469457.8421 | 0 | 76474313.7299 | 94891980.8216 | 237137.3706 | 13.4957 | 5666.5578 | 7031.2614 | 115.5204 | 143.3418
1 | 3500 | 707 | 0.035 | 15 | 15 | 7 | 3.1623e-10 | 0 | Water | Porous | Wet | R245fa | MinimizeLCOE_Brownfield | IgnoreSilica | 136.7519 | 40.4119 | 3.4642 | 4 | 5579.7024 | 6908.83 | 113.7498 | 140.8458 | 132.2298 | -8.2866e-06 | 16596277121.2126 | 5551702.434 | 230862.0278 | 6538492.0945 | 7531233.8612 | 24077.0464 | 368707.9888 | 0 | 7895579.4265 | 20542678.0618 | 14020799.887 | 62704132.8279 | 3144235.0165 | 11469341.9306 | 11469341.9306 | 1478867.319 | 5469457.8421 | 0 | 77317709.775 | 95735376.8667 | 316227.766 | 13.857 | 5579.7024 | 6908.83 | 113.7498 | 140.8458
1 | 3500 | 707 | 0.035 | 15 | 15 | 7 | 4.217e-10 | 0 | Water | Porous | Wet | R245fa | MinimizeLCOE_Brownfield | IgnoreSilica | 138.8519 | 40.9704 | 3.5336 | 4 | 5513.9945 | 6817.0437 | 112.4102 | 138.9747 | 132.1239 | -7.0627e-06 | 16656014377.4902 | 5603227.2312 | 232811.5646 | 6611148.8137 | 7637476.7723 | 24077.0464 | 336076.3927 | 0 | 7973478.9501 | 20745356.6428 | 14159132.1832 | 63322785.5969 | 3144235.0165 | 11469341.9306 | 11469341.9306 | 1478867.319 | 5469457.8421 | 0 | 77936362.544 | 96354029.6357 | 421696.5034 | 14.1343 | 5513.9945 | 6817.0437 | 112.4102 | 138.9747
1 | 3500 | 707 | 0.035 | 15 | 15 | 7 | 5.6234e-10 | 0 | Water | Porous | Wet | R245fa | MinimizeLCOE_Brownfield | IgnoreSilica | 140.4159 | 41.384 | 3.5862 | 4 | 5464.3252 | 6748.266 | 111.3977 | 137.5725 | 132.0429 | -6.1158e-06 | 16709252113.2848 | 5641134.864 | 234239.1511 | 6664838.0844 | 7716255.0198 | 24077.0464 | 308727.4498 | 0 | 8029815.93 | 20891933.9082 | 14259174.1786 | 63770195.6323 | 3144235.0165 | 11469341.9306 | 11469341.9306 | 1478867.319 | 5469457.8421 | 0 | 78383772.5793 | 96801439.671 | 562341.3252 | 14.3446 | 5464.3252 | 6748.266 | 111.3977 | 137.5725
1 | 3500 | 707 | 0.035 | 15 | 15 | 7 | 7.4989e-10 | 0 | Water | Porous | Wet | R245fa | MinimizeLCOE_Brownfield | IgnoreSilica | 141.5903 | 41.6932 | 3.6261 | 4 | 5426.8106 | 6696.6194 | 110.6329 | 136.5196 | 131.981 | -5.3909e-06 | 16751222858.4024 | 5669341.0123 | 235297.6424 | 6704917.7838 | 7775215.9667 | 24077.0464 | 286395.0359 | 0 | 8071145.3501 | 20999464.5814 | 14332566.0727 | 64098420.4917 | 3144235.0165 | 11469341.9306 | 11469341.9306 | 1478867.319 | 5469457.8421 | 0 | 78711997.4388 | 97129664.5304 | 749894.2093 | 14.5043 | 5426.8106 | 6696.6194 | 110.6329 | 136.5196
1 | 3500 | 707 | 0.035 | 15 | 15 | 7 | 1e-09 | 0 | Water | Porous | Wet | R245fa | MinimizeLCOE_Brownfield | IgnoreSilica | 142.4381 | 41.9157 | 3.6557 | 4 | 5398.4997 | 6658.0163 | 110.0557 | 135.7327 | 131.9356 | -4.8325e-06 | 16793308199.1614 | 5689558.6691 | 236054.3733 | 6733715.4458 | 7817662.3546 | 24077.0464 | 268183.2152 | 0 | 8100007.9307 | 21074559.0956 | 14383819.6216 | 64327637.7523 | 3144235.0165 | 11469341.9306 | 11469341.9306 | 1478867.319 | 5469457.8421 | 0 | 78941214.6994 | 97358881.7911 | 1000000 | 14.6228 | 5398.4997 | 6658.0163 | 110.0557 | 135.7327
1 | 3500 | 707 | 0.035 | 15 | 15 | 7 | 1.3335e-09 | 0 | Water | Porous | Wet | R245fa | MinimizeLCOE_Brownfield | IgnoreSilica | 143.0714 | 42.0814 | 3.678 | 4 | 5377.1546 | 6629.0269 | 109.6206 | 135.1417 | 131.9014 | -4.4088e-06 | 16825733758.4855 | 5704585.464 | 236615.6807 | 6755158.6302 | 7849312.4567 | 24077.0464 | 253745.9347 | 0 | 8121163.1329 | 21129600.5922 | 14421386.5741 | 64495645.5118 | 3144235.0165 | 11469341.9306 | 11469341.9306 | 1478867.319 | 5469457.8421 | 0 | 79109222.4589 | 97526889.5505 | 1333521.4322 | 14.7121 | 5377.1546 | 6629.0269 | 109.6206 | 135.1417
1 | 3500 | 707 | 0.035 | 15 | 15 | 7 | 1.7783e-09 | 0 | Water | Porous | Wet | R245fa | MinimizeLCOE_Brownfield | IgnoreSilica | 143.5272 | 42.2005 | 3.6945 | 4 | 5361.0748 | 6607.3562 | 109.2928 | 134.6999 | 131.8766 | -4.0848e-06 | 16853697689.3021 | 5715359.8681 | 237017.518 | 6770555.2008 | 7872061.2068 | 24077.0464 | 242283.2612 | 0 | 8135928.0995 | 21168016.0065 | 14447605.8837 | 64612904.091 | 3144235.0165 | 11469341.9306 | 11469341.9306 | 1478867.319 | 5469457.8421 | 0 | 79226481.0381 | 97644148.1297 | 1778279.41 | 14.7781 | 5361.0748 | 6607.3562 | 109.2928 | 134.6999
1 | 3500 | 707 | 0.035 | 15 | 15 | 7 | 2.3714e-09 | 0 | Water | Porous | Wet | R245fa | MinimizeLCOE_Brownfield | IgnoreSilica | 143.8607 | 42.2875 | 3.7068 | 4 | 5348.9709 | 6591.1238 | 109.046 | 134.369 | 131.8583 | -3.839e-06 | 16878440470.1243 | 5723222.7538 | 237310.4362 | 6781802.6427 | 7888691.9349 | 24077.0464 | 233323.691 | 0 | 8146487.1169 | 21195488.4039 | 14466356.3594 | 64696760.3851 | 3144235.0165 | 11469341.9306 | 11469341.9306 | 1478867.319 | 5469457.8421 | 0 | 79310337.3322 | 97728004.4239 | 2371373.7057 | 14.8272 | 5348.9709 | 6591.1238 | 109.046 | 134.369
1 | 3500 | 707 | 0.035 | 15 | 15 | 7 | 3.1623e-09 | 0 | Water | Porous | Wet | R245fa | MinimizeLCOE_Brownfield | IgnoreSilica | 144.0971 | 42.3491 | 3.7158 | 4 | 5339.8662 | 6579.0104 | 108.8604 | 134.122 | 131.8453 | -3.6513e-06 | 16899352177.4719 | 5728781.617 | 237517.3371 | 6789760.5437 | 7900465.1666 | 24077.0464 | 226308.8658 | 0 | 8153695.1249 | 21214242.162 | 14479156.1847 | 64754004.0481 | 3144235.0165 | 11469341.9306 | 11469341.9306 | 1478867.319 | 5469457.8421 | 0 | 79367580.9951 | 97785248.0868 | 3162277.6602 | 14.8632 | 5339.8662 | 6579.0104 | 108.8604 | 134.122
1 | 3500 | 707 | 0.035 | 15 | 15 | 7 | 4.217e-09 | 0 | Water | Porous | Wet | R245fa | MinimizeLCOE_Brownfield | IgnoreSilica | 144.2823 | 42.3973 | 3.7227 | 4 | 5333.0217 | 6569.8697 | 108.7209 | 133.9357 | 131.8351 | -3.5116e-06 | 16913460867.3699 | 5733132.4781 | 237679.1928 | 6795992.0808 | 7909687.8478 | 24077.0464 | 221009.1984 | 0 | 8159415.3593 | 21229125.0385 | 14489314.0537 | 64799432.2958 | 3144235.0165 | 11469341.9306 | 11469341.9306 | 1478867.319 | 5469457.8421 | 0 | 79413009.2428 | 97830676.3345 | 4216965.0343 | 14.8908 | 5333.0217 | 6569.8697 | 108.7209 | 133.9357
1 | 3500 | 707 | 0.035 | 15 | 15 | 7 | 5.6234e-09 | 0 | Water | Porous | Wet | R245fa | MinimizeLCOE_Brownfield | IgnoreSilica | 144.4138 | 42.4315 | 3.7278 | 4 | 5327.879 | 6563.0494 | 108.616 | 133.7966 | 131.8278 | -3.4052e-06 | 16925649283.5503 | 5736217.6867 | 237793.9029 | 6800412.9487 | 7916232.7963 | 24077.0464 | 216908.6237 | 0 | 8163340.7718 | 21239338.1568 | 14496284.7168 | 64830606.6501 | 3144235.0165 | 11469341.9306 | 11469341.9306 | 1478867.319 | 5469457.8421 | 0 | 79444183.5971 | 97861850.6888 | 5623413.2519 | 14.911 | 5327.879 | 6563.0494 | 108.616 | 133.7966
1 | 3500 | 707 | 0.035 | 15 | 15 | 7 | 7.4989e-09 | 0 | Water | Porous | Wet | R245fa | MinimizeLCOE_Brownfield | IgnoreSilica | 144.5038 | 42.455 | 3.7314 | 4 | 5324.0166 | 6557.9787 | 108.5373 | 133.6933 | 131.8228 | -3.3237e-06 | 16936624697.8698 | 5738327.0679 | 237872.2929 | 6803436.7482 | 7920710.5091 | 24077.0464 | 213722.542 | 0 | 8165877.0205 | 21245936.9556 | 14500788.5326 | 64850748.7151 | 3144235.0165 | 11469341.9306 | 11469341.9306 | 1478867.319 | 5469457.8421 | 0 | 79464325.6622 | 97881992.7539 | 7498942.0933 | 14.9256 | 5324.0166 | 6557.9787 | 108.5373 | 133.6933
1 | 3500 | 707 | 0.035 | 15 | 15 | 7 | 1e-08 | 0 | Water | Porous | Wet | R245fa | MinimizeLCOE_Brownfield | IgnoreSilica | 144.577 | 42.474 | 3.7342 | 4 | 5321.1168 | 6554.1419 | 108.4782 | 133.615 | 131.8188 | -3.2636e-06 | 16943686482.3349 | 5740041.1348 | 237935.9871 | 6805894.1066 | 7924349.8703 | 24077.0464 | 211360.3023 | 0 | 8168026.7945 | 21251530.2266 | 14504606.055 | 64867821.5235 | 3144235.0165 | 11469341.9306 | 11469341.9306 | 1478867.319 | 5469457.8421 | 0 | 79481398.4706 | 97899065.5623 | 10000000 | 14.937 | 5321.1168 | 6554.1419 | 108.4782 | 133.615
1 | 3600 | 707 | 0.035 | 15 | 15 | 7 | 1e-13 | 0 | Water | Porous | Wet | R245fa | MinimizeLCOE_Brownfield | IgnoreSilica | 0 | 0 | 0 | 0 | [5 empty] | 0 | 0 | 0 | 0 | 0 | 0 | 0 | 0 | 0 | 0 | 0 | 0 | 0 | 0 | 0 | 0 | 0 | 0 | 0 | 0 | 0 | 100 | 0
1 | 3600 | 707 | 0.035 | 15 | 15 | 7 | 1.3335e-13 | 0 | Water | Porous | Wet | R245fa | MinimizeLCOE_Brownfield | IgnoreSilica | 0 | 0 | 0 | 0 | [5 empty] | 0 | 0 | 0 | 0 | 0 | 0 | 0 | 0 | 0 | 0 | 0 | 0 | 0 | 0 | 0 | 0 | 0 | 0 | 0 | 0 | 0 | 133.3521 | 0
1 | 3600 | 707 | 0.035 | 15 | 15 | 7 | 1.7783e-13 | 0 | Water | Porous | Wet | R245fa | MinimizeLCOE_Brownfield | IgnoreSilica | 0.82225 | 0.12785 | 0.00015667 | 4 | 25374892.9643 | 55683705.2371 | 517301.5152 | 1135187.649 | 94.4775 | -4.5185e-05 | 137076911.0751 | 79423.1108 | 2609.4862 | 67085.4742 | 53350.284 | 24077.0464 | 56505.581 | 0 | 110389.8832 | 287211.832 | 196027.9769 | 876680.6746 | 3144235.0165 | 11880569.6211 | 11880569.6211 | 1478867.319 | 5633948.9183 | 0 | 15901485.3122 | 34894871.1705 | 177.8279 | 0.00062666 | 25374892.9643 | 55683705.2371 | 517301.5152 | 1135187.649
1 | 3600 | 707 | 0.035 | 15 | 15 | 7 | 2.3714e-13 | 0 | Water | Porous | Wet | R245fa | MinimizeLCOE_Brownfield | IgnoreSilica | 1.1584 | 0.21934 | 0.003718 | 4 | 1092615.9116 | 2369732.3009 | 22274.4532 | 48310.1983 | 104.5319 | -5.1713e-05 | 2528890786.638 | 123241.303 | 4331.3717 | 102596.2614 | 70680.2389 | 24077.0464 | 70480.2424 | 0 | 154208.5208 | 401218.9387 | 273840.1699 | 1224674.0931 | 3144235.0165 | 11880569.6211 | 11880569.6211 | 1478867.319 | 5633948.9183 | 0 | 16249478.7306 | 35242864.589 | 237.1374 | 0.014872 | 1092615.9116 | 2369732.3009 | 22274.4532 | 48310.1983
1 | 3600 | 707 | 0.035 | 15 | 15 | 7 | 3.1623e-13 | 0 | Water | Porous | Wet | R245fa | MinimizeLCOE_Brownfield | IgnoreSilica | 1.5289 | 0.32664 | 0.0094465 | 4 | 439611.9241 | 942267.1156 | 8962.0837 | 19209.3897 | 111.3563 | -5.3864e-05 | 5169227526.7376 | 169122.9844 | 6220.2066 | 140442.4162 | 90599.0436 | 24077.0464 | 81740.855 | 0 | 199758.9953 | 519731.9297 | 354727.7214 | 1586421.1985 | 3144235.0165 | 11880569.6211 | 11880569.6211 | 1478867.319 | 5633948.9183 | 0 | 16611225.8361 | 35604611.6944 | 316.2278 | 0.037786 | 439611.9241 | 942267.1156 | 8962.0837 | 19209.3897
1 | 3600 | 707 | 0.035 | 15 | 15 | 7 | 4.217e-13 | 0 | Water | Porous | Wet | R245fa | MinimizeLCOE_Brownfield | IgnoreSilica | 1.9919 | 0.46564 | 0.017855 | 4 | 238601.8152 | 504540.1033 | 4864.2207 | 10285.7324 | 116.7761 | -5.4671e-05 | 7257177785.244 | 222937.509 | 8501.0595 | 185826.3708 | 116175.0861 | 24077.0464 | 93447.6385 | 0 | 253876.237 | 660533.8915 | 450827.9535 | 2016202.7922 | 3144235.0165 | 11880569.6211 | 11880569.6211 | 1478867.319 | 5633948.9183 | 0 | 17041007.4298 | 36034393.2881 | 421.6965 | 0.07142 | 238601.8152 | 504540.1033 | 4864.2207 | 10285.7324
1 | 3600 | 707 | 0.035 | 15 | 15 | 7 | 5.6234e-13 | 0 | Water | Porous | Wet | R245fa | MinimizeLCOE_Brownfield | IgnoreSilica | 2.6498 | 0.66789 | 0.030216 | 4 | 145834.9026 | 302983.8429 | 2973.0417 | 6176.7355 | 121.5323 | -5.6529e-05 | 8474039370.2443 | 293800.8674 | 11564.5629 | 247212.8474 | 153235.4188 | 24077.0464 | 109930.8176 | 0 | 327530.4086 | 852166.9373 | 581621.445 | 2601140.3513 | 3144235.0165 | 11880569.6211 | 11880569.6211 | 1478867.319 | 5633948.9183 | 0 | 17625944.9888 | 36619330.8472 | 562.3413 | 0.12086 | 145834.9026 | 302983.8429 | 2973.0417 | 6176.7355
1 | 3600 | 707 | 0.035 | 15 | 15 | 7 | 7.4989e-13 | 0 | Water | Porous | Wet | R245fa | MinimizeLCOE_Brownfield | IgnoreSilica | 3.4975 | 0.9326 | 0.047249 | 4 | 97022.3016 | 197519.5334 | 1977.9309 | 4026.7029 | 125.2149 | -5.7488e-05 | 9436069730.5982 | 377750.8251 | 15239.403 | 322116.0401 | 201654.5134 | 24077.0464 | 128444.9232 | 0 | 417020.2729 | 1085001.2075 | 740535.6187 | 3311839.8502 | 3144235.0165 | 11880569.6211 | 11880569.6211 | 1478867.319 | 5633948.9183 | 0 | 18336644.4878 | 37330030.3462 | 749.8942 | 0.18899 | 97022.3016 | 197519.5334 | 1977.9309 | 4026.7029
1 | 3600 | 707 | 0.035 | 15 | 15 | 7 | 1e-12 | 0 | Water | Porous | Wet | R245fa | MinimizeLCOE_Brownfield | IgnoreSilica | 4.6185 | 1.2859 | 0.070525 | 4 | 68147.9088 | 135476.5442 | 1389.2873 | 2761.8726 | 128.1225 | -5.8158e-05 | 10116957912.9412 | 479553.6549 | 19725.4056 | 415724.284 | 266254.0568 | 24077.0464 | 150608.1113 | 0 | 528817.598 | 1375874.9145 | 939062.9006 | 4199697.9719 | 3144235.0165 | 11880569.6211 | 11880569.6211 | 1478867.319 | 5633948.9183 | 0 | 19224502.6095 | 38217888.4678 | 1000 | 0.2821 | 68147.9088 | 135476.5442 | 1389.2873 | 2761.8726
1 | 3600 | 707 | 0.035 | 15 | 15 | 7 | 1.3335e-12 | 0 | Water | Porous | Wet | R245fa | MinimizeLCOE_Brownfield | IgnoreSilica | 6.1506 | 1.7716 | 0.10247 | 4 | 49703.5039 | 96040.9893 | 1013.2732 | 1957.9255 | 130.4473 | -5.9148e-05 | 10403749507.4044 | 606764.8126 | 25344.4148 | 536382.1423 | 355059.6188 | 24077.0464 | 179155.607 | 0 | 673445.6203 | 1752167.3614 | 1195890.2276 | 5348286.8513 | 3144235.0165 | 11880569.6211 | 11880569.6211 | 1478867.319 | 5633948.9183 | 0 | 20373091.4888 | 39366477.3472 | 1333.5214 | 0.40989 | 49703.5039 | 96040.9893 | 1013.2732 | 1957.9255
1 | 3600 | 707 | 0.035 | 15 | 15 | 7 | 1.7783e-12 | 0 | Water | Porous | Wet | R245fa | MinimizeLCOE_Brownfield | IgnoreSilica | 8.158 | 2.4082 | 0.14484 | 4 | 37606.4682 | 70388.8688 | 766.6587 | 1434.9723 | 132.1561 | -5.9619e-05 | 10355893476.7022 | 758474.0659 | 32035.0105 | 684940.004 | 471549.6159 | 24077.0464 | 212645.194 | 0 | 851651.1653 | 2215821.6344 | 1512343.7961 | 6763537.5324 | 3144235.0165 | 11880569.6211 | 11880569.6211 | 1478867.319 | 5633948.9183 | 0 | 21788342.1699 | 40781728.0283 | 1778.2794 | 0.57938 | 37606.4682 | 70388.8688 | 766.6587 | 1434.9723
1 | 3600 | 707 | 0.035 | 15 | 15 | 7 | 2.3714e-12 | 0 | Water | Porous | Wet | R245fa | MinimizeLCOE_Brownfield | IgnoreSilica | 10.84 | 3.2466 | 0.19947 | 4 | 29516.3204 | 53321.3567 | 601.7301 | 1087.028 | 133.1713 | -5.9962e-05 | 9027884063.0999 | 939755.6726 | 39940.9094 | 869259.5245 | 625481.0941 | 24077.0464 | 254072.1717 | 0 | 1073508.7033 | 2793049.439 | 1906313.6335 | 8525458.1943 | 3144235.0165 | 11880569.6211 | 11880569.6211 | 1478867.319 | 5633948.9183 | 0 | 23550262.8319 | 42543648.6902 | 2371.3737 | 0.79787 | 29516.3204 | 53321.3567 | 601.7301 | 1087.028
1 | 3600 | 707 | 0.035 | 15 | 15 | 7 | 3.1623e-12 | 0 | Water | Porous | Wet | R245fa | MinimizeLCOE_Brownfield | IgnoreSilica | 14.4138 | 4.407 | 0.27923 | 4 | 23148.4763 | 40153.4961 | 471.913 | 818.5833 | 134.6329 | -6.0421e-05 | 11016298922.595 | 1172834.6717 | 50290.8859 | 1108947.2484 | 837043.5667 | 24077.0464 | 303575.7694 | 0 | 1363739.9835 | 3548171.6956 | 2421700.0899 | 10830380.9574 | 3144235.0165 | 11880569.6211 | 11880569.6211 | 1478867.319 | 5633948.9183 | 0 | 25855185.595 | 44848571.4533 | 3162.2777 | 1.1169 | 23148.4763 | 40153.4961 | 471.913 | 818.5833
1 | 3600 | 707 | 0.035 | 15 | 15 | 7 | 4.217e-12 | 0 | Water | Porous | Wet | R245fa | MinimizeLCOE_Brownfield | IgnoreSilica | 19.1669 | 5.926 | 0.38141 | 4 | 18822.4445 | 31272.0615 | 383.721 | 637.5233 | 135.4271 | -6.0688e-05 | 11064508512.4257 | 1449886.4895 | 62432.3293 | 1404676.59 | 1114892.656 | 24077.0464 | 364433.3375 | 0 | 1723955.395 | 4485378.3059 | 3061362.8591 | 13691095.0086 | 3144235.0165 | 11880569.6211 | 11880569.6211 | 1478867.319 | 5633948.9183 | 0 | 28715899.6461 | 47709285.5045 | 4216.965 | 1.5256 | 18822.4445 | 31272.0615 | 383.721 | 637.5233
1 | 3600 | 707 | 0.035 | 15 | 15 | 7 | 5.6234e-12 | 0 | Water | Porous | Wet | R245fa | MinimizeLCOE_Brownfield | IgnoreSilica | 25.481 | 7.9448 | 0.51719 | 4 | 15627.0139 | 24807.9845 | 318.5778 | 505.7443 | 136.0297 | -6.0901e-05 | 11079099044.7248 | 1787574.1483 | 77176.0707 | 1775285.1546 | 1484212.938 | 24077.0464 | 438563.2533 | 0 | 2178886.5584 | 5669015.8738 | 3869219.8205 | 17304010.8638 | 3144235.0165 | 11880569.6211 | 11880569.6211 | 1478867.319 | 5633948.9183 | 0 | 32328815.5013 | 51322201.3597 | 5623.4133 | 2.0688 | 15627.0139 | 24807.9845 | 318.5778 | 505.7443
1 | 3600 | 707 | 0.035 | 15 | 15 | 7 | 7.4989e-12 | 0 | Water | Porous | Wet | R245fa | MinimizeLCOE_Brownfield | IgnoreSilica | 33.7948 | 10.6036 | 0.69639 | 4 | 13231.7805 | 20050.2968 | 269.7477 | 408.7524 | 136.4844 | -6.0971e-05 | 11077282168.795 | 2196103.7355 | 94948.5194 | 2235802.1533 | 1970611.5176 | 24077.0464 | 527641.912 | 0 | 2749182.1049 | 7152807.902 | 4881938.3687 | 21833113.2598 | 3144235.0165 | 11880569.6211 | 11880569.6211 | 1478867.319 | 5633948.9183 | 0 | 36857917.8973 | 55851303.7557 | 7498.9421 | 2.7856 | 13231.7805 | 20050.2968 | 269.7477 | 408.7524
1 | 3600 | 707 | 0.035 | 15 | 15 | 7 | 1e-11 | 0 | Water | Porous | Wet | R245fa | MinimizeLCOE_Brownfield | IgnoreSilica | 42.6887 | 13.4486 | 0.90831 | 4 | 11403.1135 | 16630.7656 | 232.4679 | 339.0407 | 136.7774 | -5.7811e-05 | 11979174434.2315 | 2601225.2924 | 112509.3754 | 2703514.6369 | 2491078.2748 | 24077.0464 | 593083.381 | 0 | 3324940.3227 | 8650812.6806 | 5904357.4109 | 26405598.4211 | 3144235.0165 | 11880569.6211 | 11880569.6211 | 1478867.319 | 5633948.9183 | 0 | 41430403.0586 | 60423788.917 | 10000 | 3.6333 | 11403.1135 | 16630.7656 | 232.4679 | 339.0407
1 | 3600 | 707 | 0.035 | 15 | 15 | 7 | 1.3335e-11 | 0 | Water | Porous | Wet | R245fa | MinimizeLCOE_Brownfield | IgnoreSilica | 52.6498 | 16.6342 | 1.1612 | 4 | 9973.2302 | 14062.4962 | 203.3178 | 286.683 | 136.9841 | -5.3452e-05 | 13146936286.124 | 3026205.4375 | 130868.0395 | 3204278.0654 | 3073898.0963 | 24077.0464 | 645686.873 | 0 | 3940955.2877 | 10253557.2575 | 6998263.5178 | 31297789.6212 | 3144235.0165 | 11880569.6211 | 11880569.6211 | 1478867.319 | 5633948.9183 | 0 | 46322594.2587 | 65315980.1171 | 13335.2143 | 4.6447 | 9973.2302 | 14062.4962 | 203.3178 | 286.683
1 | 3600 | 707 | 0.035 | 15 | 15 | 7 | 1.7783e-11 | 0 | Water | Porous | Wet | R245fa | MinimizeLCOE_Brownfield | IgnoreSilica | 63.8607 | 20.2124 | 1.4578 | 4 | 8850.762 | 12107.9813 | 180.4348 | 246.8376 | 137.1135 | -4.866e-05 | 14234465121.9468 | 3475895.7215 | 150210.1085 | 3744435.9329 | 3728779.702 | 24077.0464 | 688826.5661 | 0 | 4606767.7802 | 11985864.786 | 8180599.0013 | 36585456.6447 | 3144235.0165 | 11880569.6211 | 11880569.6211 | 1478867.319 | 5633948.9183 | 0 | 51610261.2823 | 70603647.1406 | 17782.7941 | 5.8312 | 8850.762 | 12107.9813 | 180.4348 | 246.8376
1 | 3600 | 707 | 0.035 | 15 | 15 | 7 | 2.3714e-11 | 0 | Water | Porous | Wet | R245fa | MinimizeLCOE_Brownfield | IgnoreSilica | 75.6823 | 23.9636 | 1.7857 | 4 | 7972.9298 | 10631.9975 | 162.539 | 216.7477 | 137.1426 | -4.3348e-05 | 15178377103.2568 | 3922072.2239 | 169276.3621 | 4290682.4033 | 4416032.2434 | 24077.0464 | 713989.7861 | 0 | 5279090.7254 | 13735111.1771 | 9374495.6067 | 41924827.5744 | 3144235.0165 | 11880569.6211 | 11880569.6211 | 1478867.319 | 5633948.9183 | 0 | 56949632.2119 | 75943018.0703 | 23713.7371 | 7.1429 | 7972.9298 | 10631.9975 | 162.539 | 216.7477
1 | 3600 | 707 | 0.035 | 15 | 15 | 7 | 3.1623e-11 | 0 | Water | Porous | Wet | R245fa | MinimizeLCOE_Brownfield | IgnoreSilica | 87.2977 | 27.61 | 2.1241 | 4 | 7291.8561 | 9527.2911 | 148.6543 | 194.2267 | 137.0604 | -3.7665e-05 | 15947748954.6543 | 4334806.8194 | 186747.1704 | 4805749.3763 | 5085342.0958 | 24077.0464 | 715569.5785 | 0 | 5909393.9139 | 15375030.7805 | 10493774.433 | 46930491.2143 | 3144235.0165 | 11880569.6211 | 11880569.6211 | 1478867.319 | 5633948.9183 | 0 | 61955295.8518 | 80948681.7102 | 31622.7766 | 8.4965 | 7291.8561 | 9527.2911 | 148.6543 | 194.2267
1 | 3600 | 707 | 0.035 | 15 | 15 | 7 | 4.217e-11 | 0 | Water | Porous | Wet | R245fa | MinimizeLCOE_Brownfield | IgnoreSilica | 98.0944 | 30.9485 | 2.4524 | 4 | 6767.5838 | 8703.8085 | 137.9663 | 177.4389 | 136.8828 | -3.1995e-05 | 16536016539.1637 | 4696583.7429 | 201875.0031 | 5265870.1249 | 5699797.2679 | 24077.0464 | 694802.2062 | 0 | 6467372.1026 | 16826775.5707 | 11484620.0826 | 51361773.1473 | 3144235.0165 | 11880569.6211 | 11880569.6211 | 1478867.319 | 5633948.9183 | 0 | 66386577.7849 | 85379963.6432 | 42169.6503 | 9.8095 | 6767.5838 | 8703.8085 | 137.9663 | 177.4389
1 | 3600 | 707 | 0.035 | 15 | 15 | 7 | 5.6234e-11 | 0 | Water | Porous | Wet | R245fa | MinimizeLCOE_Brownfield | IgnoreSilica | 107.7117 | 33.87 | 2.7546 | 4 | 6366.3253 | 8090.1043 | 129.7862 | 164.9277 | 136.6423 | -2.6708e-05 | 16955097516.7657 | 5001483.1205 | 214447.0272 | 5660800.1752 | 6239245.5357 | 24077.0464 | 657094.9661 | 0 | 6940887.6697 | 18058765.9447 | 12325478.8278 | 55122280.3131 | 3144235.0165 | 11880569.6211 | 11880569.6211 | 1478867.319 | 5633948.9183 | 0 | 70147084.9507 | 89140470.809 | 56234.1325 | 11.0185 | 6366.3253 | 8090.1043 | 129.7862 | 164.9277
1 | 3600 | 707 | 0.035 | 15 | 15 | 7 | 7.4989e-11 | 0 | Water | Porous | Wet | R245fa | MinimizeLCOE_Brownfield | IgnoreSilica | 115.9212 | 36.3177 | 3.02 | 4 | 6060.3422 | 7632.6585 | 123.5483 | 155.6021 | 136.3768 | -2.2014e-05 | 17253618752.3652 | 5248956.8753 | 224503.082 | 5986821.0964 | 6692831.9519 | 24077.0464 | 608284.3474 | 0 | 7326335.0157 | 19061620.873 | 13009947.923 | 58183378.2111 | 3144235.0165 | 11880569.6211 | 11880569.6211 | 1478867.319 | 5633948.9183 | 0 | 73208182.8487 | 92201568.707 | 74989.4209 | 12.0799 | 6060.3422 | 7632.6585 | 123.5483 | 155.6021
1 | 3600 | 707 | 0.035 | 15 | 15 | 7 | 1e-10 | 0 | Water | Porous | Wet | R245fa | MinimizeLCOE_Brownfield | IgnoreSilica | 122.7593 | 38.3204 | 3.2453 | 4 | 5827.5488 | 7290.6939 | 118.8025 | 148.6307 | 136.1141 | -1.8031e-05 | 17454839310.3382 | 5446160.0838 | 232403.2628 | 6250581.0266 | 7065251.6483 | 24077.0464 | 554931.2009 | 0 | 7633627.6648 | 19861133.3114 | 13555631.5905 | 60623796.8354 | 3144235.0165 | 11880569.6211 | 11880569.6211 | 1478867.319 | 5633948.9183 | 0 | 75648601.473 | 94641987.3313 | 100000 | 12.9812 | 5827.5488 | 7290.6939 | 118.8025 | 148.6307
1 | 3600 | 707 | 0.035 | 15 | 15 | 7 | 1.3335e-10 | 0 | Water | Porous | Wet | R245fa | MinimizeLCOE_Brownfield | IgnoreSilica | 128.3307 | 39.9253 | 3.4314 | 4 | 5650.6542 | 7034.4468 | 115.1962 | 143.4067 | 135.8729 | -1.4758e-05 | 17587282775.7535 | 5600852.5437 | 238522.7315 | 6460148.7117 | 7364687.1233 | 24077.0464 | 501799.2738 | 0 | 7874134.0978 | 20486881.7155 | 13982717.7342 | 62533820.9778 | 3144235.0165 | 11880569.6211 | 11880569.6211 | 1478867.319 | 5633948.9183 | 0 | 77558625.6153 | 96552011.4737 | 133352.1432 | 13.7256 | 5650.6542 | 7034.4468 | 115.1962 | 143.4067
1 | 3600 | 707 | 0.035 | 15 | 15 | 7 | 1.7783e-10 | 0 | Water | Porous | Wet | R245fa | MinimizeLCOE_Brownfield | IgnoreSilica | 132.7204 | 41.1715 | 3.5805 | 4 | 5516.3825 | 6842.545 | 112.4589 | 139.4945 | 135.6659 | -1.2115e-05 | 17686789987.4062 | 5718953.8691 | 243143.907 | 6621857.035 | 7597913.462 | 24077.0464 | 451447.4359 | 0 | 8056383.1746 | 20961056.4288 | 14306351.7193 | 63981184.0781 | 3144235.0165 | 11880569.6211 | 11880569.6211 | 1478867.319 | 5633948.9183 | 0 | 79005988.7156 | 97999374.574 | 177827.941 | 14.3221 | 5516.3825 | 6842.545 | 112.4589 | 139.4945
1 | 3600 | 707 | 0.035 | 15 | 15 | 7 | 2.3714e-10 | 0 | Water | Porous | Wet | R245fa | MinimizeLCOE_Brownfield | IgnoreSilica | 136.1233 | 42.1264 | 3.6978 | 4 | 5414.5793 | 6698.6652 | 110.3835 | 136.5613 | 135.4952 | -1.0018e-05 | 17765104526.0937 | 5808222.5623 | 246603.6289 | 6745180.8979 | 7777054.0705 | 24077.0464 | 405934.299 | 0 | 8192758.2769 | 21315876.4707 | 14548523.6887 | 65064230.9413 | 3144235.0165 | 11880569.6211 | 11880569.6211 | 1478867.319 | 5633948.9183 | 0 | 80089035.5789 | 99082421.4373 | 237137.3706 | 14.7914 | 5414.5793 | 6698.6652 | 110.3835 | 136.5613
1 | 3600 | 707 | 0.035 | 15 | 15 | 7 | 3.1623e-10 | 0 | Water | Porous | Wet | R245fa | MinimizeLCOE_Brownfield | IgnoreSilica | 138.723 | 42.8491 | 3.7888 | 4 | 5337.4557 | 6590.7205 | 108.8113 | 134.3608 | 135.359 | -8.3754e-06 | 17829075565.8837 | 5875080.4702 | 249174.6964 | 6838200.2426 | 7912912.5636 | 24077.0464 | 366173.7434 | 0 | 8293591.3174 | 21578223.3584 | 14727580.8302 | 65865014.2685 | 3144235.0165 | 11880569.6211 | 11880569.6211 | 1478867.319 | 5633948.9183 | 0 | 80889818.9061 | 99883204.7644 | 316227.766 | 15.1551 | 5337.4557 | 6590.7205 | 108.8113 | 134.3608
1 | 3600 | 707 | 0.035 | 15 | 15 | 7 | 4.217e-10 | 0 | Water | Porous | Wet | R245fa | MinimizeLCOE_Brownfield | IgnoreSilica | 140.6741 | 43.3876 | 3.8582 | 4 | 5279.0741 | 6509.776 | 107.6211 | 132.7106 | 135.2535 | -7.0978e-06 | 17887526010.2531 | 5924499.9578 | 251063.6232 | 6907332.9908 | 8014298.0998 | 24077.0464 | 332247.9523 | 0 | 8366872.6714 | 21768886.4095 | 14857712.2803 | 66446991.0315 | 3144235.0165 | 11880569.6211 | 11880569.6211 | 1478867.319 | 5633948.9183 | 0 | 81471795.6691 | 100465181.5275 | 421696.5034 | 15.433 | 5279.0741 | 6509.776 | 107.6211 | 132.7106
1 | 3600 | 707 | 0.035 | 15 | 15 | 7 | 5.6234e-10 | 0 | Water | Porous | Wet | R245fa | MinimizeLCOE_Brownfield | IgnoreSilica | 142.1286 | 43.7867 | 3.9109 | 4 | 5234.9159 | 6449.0501 | 106.7208 | 131.4726 | 135.1729 | -6.1125e-06 | 17938521812.44 | 5960914.26 | 252448.8008 | 6958487.944 | 8089549.046 | 24077.0464 | 303952.5407 | 0 | 8419877.5587 | 21906794.2535 | 14951837.2176 | 66867938.6676 | 3144235.0165 | 11880569.6211 | 11880569.6211 | 1478867.319 | 5633948.9183 | 0 | 81892743.3052 | 100886129.1635 | 562341.3252 | 15.6436 | 5234.9159 | 6449.0501 | 106.7208 | 131.4726
1 | 3600 | 707 | 0.035 | 15 | 15 | 7 | 7.4989e-10 | 0 | Water | Porous | Wet | R245fa | MinimizeLCOE_Brownfield | IgnoreSilica | 143.2003 | 44.0796 | 3.9504 | 4 | 5201.5448 | 6403.5244 | 106.0405 | 130.5445 | 135.1126 | -5.3554e-06 | 17984227269.1162 | 5987509.579 | 253456.7624 | 6995968.4461 | 8144809.8452 | 24077.0464 | 280723.743 | 0 | 8457752.7146 | 22005337.6397 | 15019095.1036 | 67168730.8799 | 3144235.0165 | 11880569.6211 | 11880569.6211 | 1478867.319 | 5633948.9183 | 0 | 82193535.5174 | 101186921.3758 | 749894.2093 | 15.8018 | 5201.5448 | 6403.5244 | 106.0405 | 130.5445
1 | 3600 | 707 | 0.035 | 15 | 15 | 7 | 1e-09 | 0 | Water | Porous | Wet | R245fa | MinimizeLCOE_Brownfield | IgnoreSilica | 143.9728 | 44.29 | 3.9798 | 4 | 5176.3483 | 6369.47 | 105.5269 | 129.8503 | 135.0685 | -4.7734e-06 | 18027383924.2193 | 6006556.5094 | 254176.6381 | 7022875.1619 | 8184546.8821 | 24077.0464 | 261828.4463 | 0 | 8484083.6668 | 22073845.3761 | 15065853.0414 | 67377842.7684 | 3144235.0165 | 11880569.6211 | 11880569.6211 | 1478867.319 | 5633948.9183 | 0 | 82402647.4059 | 101396033.2643 | 1000000 | 15.9191 | 5176.3483 | 6369.47 | 105.5269 | 129.8503
1 | 3600 | 707 | 0.035 | 15 | 15 | 7 | 1.3335e-09 | 0 | Water | Porous | Wet | R245fa | MinimizeLCOE_Brownfield | IgnoreSilica | 144.5381 | 44.4436 | 4.0016 | 4 | 5157.3411 | 6343.9419 | 105.1394 | 129.3298 | 135.036 | -4.3299e-06 | 18063838326.8848 | 6020426.9587 | 254699.8009 | 7042503.4742 | 8213569.8391 | 24077.0464 | 246758.392 | 0 | 8502793.8494 | 22122525.4332 | 15099078.1806 | 67526432.9744 | 3144235.0165 | 11880569.6211 | 11880569.6211 | 1478867.319 | 5633948.9183 | 0 | 82551237.6119 | 101544623.4703 | 1333521.4322 | 16.0065 | 5157.3411 | 6343.9419 | 105.1394 | 129.3298
1 | 3600 | 707 | 0.035 | 15 | 15 | 7 | 1.7783e-09 | 0 | Water | Porous | Wet | R245fa | MinimizeLCOE_Brownfield | IgnoreSilica | 144.9519 | 44.5559 | 4.0179 | 4 | 5143.0154 | 6324.8051 | 104.8473 | 128.9397 | 135.012 | -3.9929e-06 | 18094005417.688 | 6030544.6488 | 255080.8367 | 7056839.7255 | 8234786.5756 | 24077.0464 | 234876.3427 | 0 | 8516120.0185 | 22157197.3917 | 15122742.5047 | 67632265.0907 | 3144235.0165 | 11880569.6211 | 11880569.6211 | 1478867.319 | 5633948.9183 | 0 | 82657069.7282 | 101650455.5866 | 1778279.41 | 16.0717 | 5143.0154 | 6324.8051 | 104.8473 | 128.9397
1 | 3600 | 707 | 0.035 | 15 | 15 | 7 | 2.3714e-09 | 0 | Water | Porous | Wet | R245fa | MinimizeLCOE_Brownfield | IgnoreSilica | 145.2561 | 44.6383 | 4.0301 | 4 | 5132.2268 | 6310.4545 | 104.6274 | 128.6472 | 134.9943 | -3.7377e-06 | 18118303588.8933 | 6037963.4122 | 255359.9343 | 7067361.2826 | 8250368.188 | 24077.0464 | 225606.0179 | 0 | 8525686.9937 | 22182088.6988 | 15139731.3332 | 67708242.907 | 3144235.0165 | 11880569.6211 | 11880569.6211 | 1478867.319 | 5633948.9183 | 0 | 82733047.5445 | 101726433.4029 | 2371373.7057 | 16.1203 | 5132.2268 | 6310.4545 | 104.6274 | 128.6472
1 | 3600 | 707 | 0.035 | 15 | 15 | 7 | 3.1623e-09 | 0 | Water | Porous | Wet | R245fa | MinimizeLCOE_Brownfield | IgnoreSilica | 145.4607 | 44.6937 | 4.0388 | 4 | 5124.1081 | 6299.7958 | 104.4619 | 128.4299 | 134.9823 | -3.5409e-06 | 18141970478.228 | 6042943.6286 | 255547.1317 | 7074429.4591 | 8260841.1362 | 24077.0464 | 218258.5541 | 0 | 8531677.8128 | 22197675.5812 | 15150369.7008 | 67755820.0507 | 3144235.0165 | 11880569.6211 | 11880569.6211 | 1478867.319 | 5633948.9183 | 0 | 82780624.6883 | 101774010.5467 | 3162277.6602 | 16.1551 | 5124.1081 | 6299.7958 | 104.4619 | 128.4299
1 | 3600 | 707 | 0.035 | 15 | 15 | 7 | 4.217e-09 | 0 | Water | Porous | Wet | R245fa | MinimizeLCOE_Brownfield | IgnoreSilica | 145.6265 | 44.7385 | 4.0455 | 4 | 5118.0028 | 6291.7246 | 104.3374 | 128.2653 | 134.9726 | -3.3954e-06 | 18157047261.4952 | 6046973.1817 | 255698.5349 | 7080150.521 | 8269320.6547 | 24077.0464 | 212744.341 | 0 | 8536696.0691 | 22210732.0546 | 15159281.0122 | 67795673.4156 | 3144235.0165 | 11880569.6211 | 11880569.6211 | 1478867.319 | 5633948.9183 | 0 | 82820478.0531 | 101813863.9115 | 4216965.0343 | 16.1822 | 5118.0028 | 6291.7246 | 104.3374 | 128.2653
1 | 3600 | 707 | 0.035 | 15 | 15 | 7 | 5.6234e-09 | 0 | Water | Porous | Wet | R245fa | MinimizeLCOE_Brownfield | IgnoreSilica | 145.7313 | 44.7668 | 4.0503 | 4 | 5113.4143 | 6285.7666 | 104.2439 | 128.1439 | 134.9664 | -3.2823e-06 | 18171744251.5449 | 6049517.1474 | 255794.0417 | 7083764.6203 | 8274678.9521 | 24077.0464 | 208367.3766 | 0 | 8539517.6819 | 22218073.3125 | 15164291.5715 | 67818081.7505 | 3144235.0165 | 11880569.6211 | 11880569.6211 | 1478867.319 | 5633948.9183 | 0 | 82842886.388 | 101836272.2464 | 5623413.2519 | 16.2011 | 5113.4143 | 6285.7666 | 104.2439 | 128.1439
1 | 3600 | 707 | 0.035 | 15 | 15 | 7 | 7.4989e-09 | 0 | Water | Porous | Wet | R245fa | MinimizeLCOE_Brownfield | IgnoreSilica | 145.8091 | 44.7879 | 4.0538 | 4 | 5109.9674 | 6281.298 | 104.1736 | 128.0528 | 134.9618 | -3.1971e-06 | 18184795656.5575 | 6051403.7361 | 255864.8469 | 7086445.505 | 8278654.3257 | 24077.0464 | 205037.4609 | 0 | 8541578.3392 | 22223434.72 | 15167950.8423 | 67834446.8225 | 3144235.0165 | 11880569.6211 | 11880569.6211 | 1478867.319 | 5633948.9183 | 0 | 82859251.46 | 101852637.3184 | 7498942.0933 | 16.2152 | 5109.9674 | 6281.298 | 104.1736 | 128.0528
1 | 3600 | 707 | 0.035 | 15 | 15 | 7 | 1e-08 | 0 | Water | Porous | Wet | R245fa | MinimizeLCOE_Brownfield | IgnoreSilica | 145.8628 | 44.8024 | 4.0564 | 4 | 5107.379 | 6277.9684 | 104.1208 | 127.9849 | 134.9586 | -3.1323e-06 | 18194854534.8159 | 6052705.2916 | 255913.6744 | 7088295.6398 | 8281398.2332 | 24077.0464 | 202475.1402 | 0 | 8542897.36 | 22226866.5414 | 15170293.131 | 67844922.0579 | 3144235.0165 | 11880569.6211 | 11880569.6211 | 1478867.319 | 5633948.9183 | 0 | 82869726.6954 | 101863112.5538 | 10000000 | 16.2255 | 5107.379 | 6277.9684 | 104.1208 | 127.9849
1 | 3700 | 707 | 0.035 | 15 | 15 | 7 | 1e-13 | 0 | Water | Porous | Wet | R245fa | MinimizeLCOE_Brownfield | IgnoreSilica | 0 | 0 | 0 | 0 | [5 empty] | 0 | 0 | 0 | 0 | 0 | 0 | 0 | 0 | 0 | 0 | 0 | 0 | 0 | 0 | 0 | 0 | 0 | 0 | 0 | 0 | 0 | 100 | 0
1 | 3700 | 707 | 0.035 | 15 | 15 | 7 | 1.3335e-13 | 0 | Water | Porous | Wet | R245fa | MinimizeLCOE_Brownfield | IgnoreSilica | 0 | 0 | 0 | 0 | [5 empty] | 0 | 0 | 0 | 0 | 0 | 0 | 0 | 0 | 0 | 0 | 0 | 0 | 0 | 0 | 0 | 0 | 0 | 0 | 0 | 0 | 0 | 133.3521 | 0
1 | 3700 | 707 | 0.035 | 15 | 15 | 7 | 1.7783e-13 | 0 | Water | Porous | Wet | R245fa | MinimizeLCOE_Brownfield | IgnoreSilica | 0.90004 | 0.15248 | 0.00091622 | 4 | 4480375.2397 | 9822234.7251 | 91338.5094 | 200239.5404 | 98.694 | -4.9697e-05 | 1035323567.2683 | 92331.2546 | 3119.2501 | 77010.4556 | 57847.6254 | 24077.0464 | 61434.2752 | 0 | 123169.7639 | 320462.46 | 218722.2138 | 978174.345 | 3144235.0165 | 12297657.4024 | 12297657.4024 | 1478867.319 | 5800784.0308 | 0 | 16420066.7639 | 35997375.5161 | 177.8279 | 0.0036649 | 4480375.2397 | 9822234.7251 | 91338.5094 | 200239.5404
1 | 3700 | 707 | 0.035 | 15 | 15 | 7 | 2.3714e-13 | 0 | Water | Porous | Wet | R245fa | MinimizeLCOE_Brownfield | IgnoreSilica | 1.1973 | 0.23769 | 0.0051039 | 4 | 819477.7467 | 1778414.0588 | 16706.1623 | 36255.3761 | 107.1464 | -5.2916e-05 | 4178938764.5869 | 132396.1215 | 4732.0105 | 109216.7029 | 73729.7686 | 24077.0464 | 71790.7133 | 0 | 162217.5217 | 422056.716 | 288062.3811 | 1288278.9821 | 3144235.0165 | 12297657.4024 | 12297657.4024 | 1478867.319 | 5800784.0308 | 0 | 16730171.4009 | 36307480.1532 | 237.1374 | 0.020416 | 819477.7467 | 1778414.0588 | 16706.1623 | 36255.3761
1 | 3700 | 707 | 0.035 | 15 | 15 | 7 | 3.1623e-13 | 0 | Water | Porous | Wet | R245fa | MinimizeLCOE_Brownfield | IgnoreSilica | 1.5678 | 0.34987 | 0.011678 | 4 | 366095.2137 | 785202.9537 | 7463.3461 | 16007.4243 | 113.9465 | -5.4632e-05 | 7118295261.6426 | 180009.4851 | 6731.3309 | 148121.1637 | 94308.8507 | 24077.0464 | 82420.8146 | 0 | 208910.7897 | 543543.0212 | 370979.2807 | 1659101.783 | 3144235.0165 | 12297657.4024 | 12297657.4024 | 1478867.319 | 5800784.0308 | 0 | 17100994.2019 | 36678302.9542 | 316.2278 | 0.046712 | 366095.2137 | 785202.9537 | 7463.3461 | 16007.4243
1 | 3700 | 707 | 0.035 | 15 | 15 | 7 | 4.217e-13 | 0 | Water | Porous | Wet | R245fa | MinimizeLCOE_Brownfield | IgnoreSilica | 2.043 | 0.499 | 0.02127 | 4 | 206341.8495 | 436444.8694 | 4206.5577 | 8897.519 | 119.5231 | -5.5623e-05 | 9312613355.9775 | 237402.0722 | 9213.5954 | 196048.2951 | 121464.8972 | 24077.0464 | 94270.0504 | 0 | 266165.6231 | 692508.3532 | 472651.1807 | 2113801.1135 | 3144235.0165 | 12297657.4024 | 12297657.4024 | 1478867.319 | 5800784.0308 | 0 | 17555693.5324 | 37133002.2847 | 421.6965 | 0.085081 | 206341.8495 | 436444.8694 | 4206.5577 | 8897.519
1 | 3700 | 707 | 0.035 | 15 | 15 | 7 | 5.6234e-13 | 0 | Water | Porous | Wet | R245fa | MinimizeLCOE_Brownfield | IgnoreSilica | 2.7081 | 0.71282 | 0.035283 | 4 | 128709.8032 | 267427.4976 | 2623.9234 | 5451.8713 | 124.3582 | -5.7427e-05 | 10675726599.1789 | 311921.6689 | 12503.1703 | 259945.6001 | 160274.9476 | 24077.0464 | 110442.5242 | 0 | 342874.3334 | 892088.6824 | 608868.8563 | 2722996.8297 | 3144235.0165 | 12297657.4024 | 12297657.4024 | 1478867.319 | 5800784.0308 | 0 | 18164889.2486 | 37742198.0009 | 562.3413 | 0.14113 | 128709.8032 | 267427.4976 | 2623.9234 | 5451.8713
1 | 3700 | 707 | 0.035 | 15 | 15 | 7 | 7.4989e-13 | 0 | Water | Porous | Wet | R245fa | MinimizeLCOE_Brownfield | IgnoreSilica | 3.5707 | 0.99448 | 0.054574 | 4 | 86630.3484 | 176312.0056 | 1766.0768 | 3594.3587 | 128.1419 | -5.8464e-05 | 11714333759.2658 | 400865.7205 | 16481.133 | 338456.6147 | 211352.779 | 24077.0464 | 128895.3033 | 0 | 436850.1528 | 1136594.4872 | 775749.0922 | 3469322.329 | 3144235.0165 | 12297657.4024 | 12297657.4024 | 1478867.319 | 5800784.0308 | 0 | 18911214.7479 | 38488523.5002 | 749.8942 | 0.2183 | 86630.3484 | 176312.0056 | 1766.0768 | 3594.3587
1 | 3700 | 707 | 0.035 | 15 | 15 | 7 | 1e-12 | 0 | Water | Porous | Wet | R245fa | MinimizeLCOE_Brownfield | IgnoreSilica | 4.7279 | 1.3761 | 0.081109 | 4 | 61210.3017 | 121552.7555 | 1247.8548 | 2478.0173 | 131.1685 | -5.9465e-05 | 12376158962.5699 | 510308.333 | 21410.1799 | 438014.5523 | 280559.9486 | 24077.0464 | 151725.0008 | 0 | 556177.0738 | 1447058.6584 | 987647.2684 | 4416978.0616 | 3144235.0165 | 12297657.4024 | 12297657.4024 | 1478867.319 | 5800784.0308 | 0 | 19858870.4805 | 39436179.2328 | 1000 | 0.32444 | 61210.3017 | 121552.7555 | 1247.8548 | 2478.0173
1 | 3700 | 707 | 0.035 | 15 | 15 | 7 | 1.3335e-12 | 0 | Water | Porous | Wet | R245fa | MinimizeLCOE_Brownfield | IgnoreSilica | 6.2775 | 1.8899 | 0.11716 | 4 | 44933.4826 | 86707.9462 | 916.0298 | 1767.6588 | 133.5389 | -6.0366e-05 | 12731152148.3101 | 644313.2618 | 27462.0913 | 563717.042 | 373795.4257 | 24077.0464 | 179811.9242 | 0 | 707138.9486 | 1839830.4901 | 1255722.1143 | 5615868.3443 | 3144235.0165 | 12297657.4024 | 12297657.4024 | 1478867.319 | 5800784.0308 | 0 | 21057760.7632 | 40635069.5155 | 1333.5214 | 0.46864 | 44933.4826 | 86707.9462 | 916.0298 | 1767.6588
1 | 3700 | 707 | 0.035 | 15 | 15 | 7 | 1.7783e-12 | 0 | Water | Porous | Wet | R245fa | MinimizeLCOE_Brownfield | IgnoreSilica | 8.3238 | 2.5686 | 0.16508 | 4 | 34147.6319 | 63796.0623 | 696.1457 | 1300.569 | 135.2918 | -6.0906e-05 | 12626689796.798 | 805393.2149 | 34722.2987 | 719731.2808 | 497067.927 | 24077.0464 | 213398.1331 | 0 | 894812.0614 | 2328117.4325 | 1588987.9857 | 7106307.3805 | 3144235.0165 | 12297657.4024 | 12297657.4024 | 1478867.319 | 5800784.0308 | 0 | 22548199.7993 | 42125508.5516 | 1778.2794 | 0.66032 | 34147.6319 | 63796.0623 | 696.1457 | 1300.569
1 | 3700 | 707 | 0.035 | 15 | 15 | 7 | 2.3714e-12 | 0 | Water | Porous | Wet | R245fa | MinimizeLCOE_Brownfield | IgnoreSilica | 11.0615 | 3.4618 | 0.22671 | 4 | 26909.9434 | 48498.5318 | 548.5956 | 988.7082 | 136.2997 | -6.1315e-05 | 11044286293.1581 | 997637.3864 | 43278.6823 | 913207.6196 | 659873.6841 | 24077.0464 | 255137.944 | 0 | 1128352.8215 | 2935742.5845 | 2003704.6374 | 8961012.4062 | 3144235.0165 | 12297657.4024 | 12297657.4024 | 1478867.319 | 5800784.0308 | 0 | 24402904.8251 | 43980213.5773 | 2371.3737 | 0.90684 | 26909.9434 | 48498.5318 | 548.5956 | 988.7082
1 | 3700 | 707 | 0.035 | 15 | 15 | 7 | 3.1623e-12 | 0 | Water | Porous | Wet | R245fa | MinimizeLCOE_Brownfield | IgnoreSilica | 14.7085 | 4.7038 | 0.31737 | 4 | 21143.6902 | 36565.389 | 431.0427 | 745.4349 | 137.8616 | -6.1868e-05 | 13373680794.1101 | 1246430.1071 | 54592.732 | 1165844.0174 | 884695.1812 | 24077.0464 | 304810.2343 | 0 | 1435375.2342 | 3734551.9234 | 2548908.4251 | 11399284.901 | 3144235.0165 | 12297657.4024 | 12297657.4024 | 1478867.319 | 5800784.0308 | 0 | 26841177.3199 | 46418486.0721 | 3162.2777 | 1.2695 | 21143.6902 | 36565.389 | 431.0427 | 745.4349
1 | 3700 | 707 | 0.035 | 15 | 15 | 7 | 4.217e-12 | 0 | Water | Porous | Wet | R245fa | MinimizeLCOE_Brownfield | IgnoreSilica | 19.5541 | 6.3242 | 0.43302 | 4 | 17237.6908 | 28540.3493 | 351.4136 | 581.8336 | 138.6812 | -6.2172e-05 | 13433098270.0255 | 1540938.6496 | 67787.9395 | 1476576.9875 | 1179026.5522 | 24077.0464 | 365868.5142 | 0 | 1815167.5188 | 4722693.5419 | 3223335.384 | 14415472.134 | 3144235.0165 | 12297657.4024 | 12297657.4024 | 1478867.319 | 5800784.0308 | 0 | 29857364.5529 | 49434673.3052 | 4216.965 | 1.7321 | 17237.6908 | 28540.3493 | 351.4136 | 581.8336
1 | 3700 | 707 | 0.035 | 15 | 15 | 7 | 5.6234e-12 | 0 | Water | Porous | Wet | R245fa | MinimizeLCOE_Brownfield | IgnoreSilica | 25.9802 | 8.4741 | 0.58658 | 4 | 14345.9189 | 22689.7265 | 292.461 | 462.5608 | 139.3025 | -6.2387e-05 | 13457017985.0646 | 1899349.9843 | 83786.6896 | 1865308.2791 | 1569570.5597 | 24077.0464 | 440001.7314 | 0 | 2294016.7733 | 5968561.0765 | 4073665.5764 | 18218337.7165 | 3144235.0165 | 12297657.4024 | 12297657.4024 | 1478867.319 | 5800784.0308 | 0 | 33660230.1354 | 53237538.8877 | 5623.4133 | 2.3463 | 14345.9189 | 22689.7265 | 292.461 | 462.5608
1 | 3700 | 707 | 0.035 | 15 | 15 | 7 | 7.4989e-12 | 0 | Water | Porous | Wet | R245fa | MinimizeLCOE_Brownfield | IgnoreSilica | 34.4527 | 11.3096 | 0.78929 | 4 | 12174.1539 | 18375.0398 | 248.1866 | 374.6 | 139.7725 | -6.2489e-05 | 13450803051.4166 | 2333620.6879 | 103096.5795 | 2349104.4122 | 2084695.4786 | 24077.0464 | 529432.8849 | 0 | 2895370.5649 | 7533160.2877 | 5141536.6873 | 22994094.6293 | 3144235.0165 | 12297657.4024 | 12297657.4024 | 1478867.319 | 5800784.0308 | 0 | 38435987.0482 | 58013295.8005 | 7498.9421 | 3.1572 | 12174.1539 | 18375.0398 | 248.1866 | 374.6
1 | 3700 | 707 | 0.035 | 15 | 15 | 7 | 1e-11 | 0 | Water | Porous | Wet | R245fa | MinimizeLCOE_Brownfield | IgnoreSilica | 45.5394 | 15.0211 | 1.0547 | 4 | 10524.2219 | 15164.5998 | 214.5505 | 309.1509 | 140.1268 | -6.2478e-05 | 13388086379.6709 | 2856672.9553 | 126260.7056 | 2947158.8601 | 2758950.3111 | 24077.0464 | 636708.5872 | 0 | 3646433.1016 | 9487270.944 | 6475257.3632 | 28958789.8744 | 3144235.0165 | 12297657.4024 | 12297657.4024 | 1478867.319 | 5800784.0308 | 0 | 44400682.2933 | 63977991.0456 | 10000 | 4.2189 | 10524.2219 | 15164.5998 | 214.5505 | 309.1509
1 | 3700 | 707 | 0.035 | 15 | 15 | 7 | 1.3335e-11 | 0 | Water | Porous | Wet | R245fa | MinimizeLCOE_Brownfield | IgnoreSilica | 56.0339 | 18.532 | 1.3437 | 4 | 9247.5746 | 12889.9333 | 188.5243 | 262.7787 | 140.3235 | -5.7662e-05 | 14584791921.4049 | 3317510.2812 | 146586.7961 | 3485974.8789 | 3396855.7223 | 24077.0464 | 691338.8475 | 0 | 4314313.9933 | 11224960.023 | 7661265.8655 | 34262883.4542 | 3144235.0165 | 12297657.4024 | 12297657.4024 | 1478867.319 | 5800784.0308 | 0 | 49704775.8731 | 69282084.6253 | 13335.2143 | 5.3749 | 9247.5746 | 12889.9333 | 188.5243 | 262.7787
1 | 3700 | 707 | 0.035 | 15 | 15 | 7 | 1.7783e-11 | 0 | Water | Porous | Wet | R245fa | MinimizeLCOE_Brownfield | IgnoreSilica | 67.5802 | 22.3829 | 1.6768 | 4 | 8244.9993 | 11163.9336 | 168.0855 | 227.5919 | 140.4301 | -5.2197e-05 | 15710910960.2305 | 3794115.7982 | 167501.3088 | 4054062.171 | 4096867.5371 | 24077.0464 | 731990.972 | 0 | 5018759.7851 | 13057783.4715 | 8912205.5299 | 39857363.62 | 3144235.0165 | 12297657.4024 | 12297657.4024 | 1478867.319 | 5800784.0308 | 0 | 55299256.0389 | 74876564.7912 | 17782.7941 | 6.707 | 8244.9993 | 11163.9336 | 168.0855 | 227.5919
1 | 3700 | 707 | 0.035 | 15 | 15 | 7 | 2.3714e-11 | 0 | Water | Porous | Wet | R245fa | MinimizeLCOE_Brownfield | IgnoreSilica | 79.5144 | 26.3335 | 2.0379 | 4 | 7461.973 | 9863.635 | 152.1224 | 201.0835 | 140.4241 | -4.6149e-05 | 16663169939.1748 | 4257424.2668 | 187673.1355 | 4617053.5332 | 4815761.5059 | 24077.0464 | 751276.2344 | 0 | 5714773.6316 | 14868668.7282 | 10148171.9276 | 45384880.0094 | 3144235.0165 | 12297657.4024 | 12297657.4024 | 1478867.319 | 5800784.0308 | 0 | 60826772.4283 | 80404081.1806 | 23713.7371 | 8.1516 | 7461.973 | 9863.635 | 152.1224 | 201.0835
1 | 3700 | 707 | 0.035 | 15 | 15 | 7 | 3.1623e-11 | 0 | Water | Porous | Wet | R245fa | MinimizeLCOE_Brownfield | IgnoreSilica | 91.0567 | 30.1061 | 2.4039 | 4 | 6855.498 | 8891.5209 | 139.7586 | 181.2657 | 140.3016 | -3.9786e-05 | 17413335501.2754 | 4679031.1927 | 205825.6081 | 5139447.1854 | 5503553.8148 | 24077.0464 | 745378.6993 | 0 | 6355952.2832 | 16536884.0558 | 11286763.1671 | 50476913.0527 | 3144235.0165 | 12297657.4024 | 12297657.4024 | 1478867.319 | 5800784.0308 | 0 | 65918805.4716 | 85496114.2238 | 31622.7766 | 9.6155 | 6855.498 | 8891.5209 | 139.7586 | 181.2657
1 | 3700 | 707 | 0.035 | 15 | 15 | 7 | 4.217e-11 | 0 | Water | Porous | Wet | R245fa | MinimizeLCOE_Brownfield | IgnoreSilica | 101.6487 | 33.5103 | 2.7532 | 4 | 6389.189 | 8166.8898 | 130.2523 | 166.4931 | 140.0863 | -3.3547e-05 | 17969412412.679 | 5043725.5132 | 221310.6467 | 5600111.9513 | 6125758.2702 | 24077.0464 | 716987.8256 | 0 | 6915468.7888 | 17992631.2308 | 12280340.5266 | 54920411.7997 | 3144235.0165 | 12297657.4024 | 12297657.4024 | 1478867.319 | 5800784.0308 | 0 | 70362304.2186 | 89939612.9709 | 42169.6503 | 11.0127 | 6389.189 | 8166.8898 | 130.2523 | 166.4931
1 | 3700 | 707 | 0.035 | 15 | 15 | 7 | 5.6234e-11 | 0 | Water | Porous | Wet | R245fa | MinimizeLCOE_Brownfield | IgnoreSilica | 110.9908 | 36.4558 | 3.0705 | 4 | 6032.429 | 7626.39 | 122.9792 | 155.4743 | 139.8154 | -2.7815e-05 | 18352504731.2694 | 5348027.1331 | 234033.4164 | 5991615.3183 | 6665734.837 | 24077.0464 | 672469.6864 | 0 | 7385023.4006 | 19214316.0119 | 13114165.4928 | 58649462.3428 | 3144235.0165 | 12297657.4024 | 12297657.4024 | 1478867.319 | 5800784.0308 | 0 | 74091354.7617 | 93668663.514 | 56234.1325 | 12.2822 | 6032.429 | 7626.39 | 122.9792 | 155.4743
1 | 3700 | 707 | 0.035 | 15 | 15 | 7 | 7.4989e-11 | 0 | Water | Porous | Wet | R245fa | MinimizeLCOE_Brownfield | IgnoreSilica | 118.9102 | 38.9044 | 3.3463 | 4 | 5760.3537 | 7222.9677 | 117.4326 | 147.25 | 139.5274 | -2.279e-05 | 18615157540.9212 | 5593357.2148 | 244129.2996 | 6312641.2308 | 7116052.9829 | 24077.0464 | 618124.7537 | 0 | 7764269.186 | 20201035.7514 | 13787621.9901 | 61661309.4557 | 3144235.0165 | 12297657.4024 | 12297657.4024 | 1478867.319 | 5800784.0308 | 0 | 77103201.8746 | 96680510.6269 | 74989.4209 | 13.3852 | 5760.3537 | 7222.9677 | 117.4326 | 147.25
1 | 3700 | 707 | 0.035 | 15 | 15 | 7 | 1e-10 | 0 | Water | Porous | Wet | R245fa | MinimizeLCOE_Brownfield | IgnoreSilica | 125.4607 | 40.8928 | 3.5783 | 4 | 5553.2851 | 6921.0606 | 113.2112 | 141.0952 | 139.2497 | -1.8563e-05 | 18786802305.6706 | 5787572.1394 | 252000.5087 | 6570651.9103 | 7482883.862 | 24077.0464 | 560375.5889 | 0 | 8064248.8117 | 20981521.2031 | 14320319.3483 | 64043650.4187 | 3144235.0165 | 12297657.4024 | 12297657.4024 | 1478867.319 | 5800784.0308 | 0 | 79485542.8376 | 99062851.5898 | 100000 | 14.3132 | 5553.2851 | 6921.0606 | 113.2112 | 141.0952
1 | 3700 | 707 | 0.035 | 15 | 15 | 7 | 1.3335e-10 | 0 | Water | Porous | Wet | R245fa | MinimizeLCOE_Brownfield | IgnoreSilica | 130.7324 | 42.467 | 3.7679 | 4 | 5395.902 | 6694.8635 | 110.0028 | 136.4838 | 139.0008 | -1.5101e-05 | 18904513000.0061 | 5938165.5921 | 258019.3987 | 6773337.8138 | 7774136.2457 | 24077.0464 | 503524.0238 | 0 | 8295791.447 | 21583947.6443 | 14731487.773 | 65882486.985 | 3144235.0165 | 12297657.4024 | 12297657.4024 | 1478867.319 | 5800784.0308 | 0 | 81324379.4038 | 100901688.1561 | 133352.1432 | 15.0715 | 5395.902 | 6694.8635 | 110.0028 | 136.4838
1 | 3700 | 707 | 0.035 | 15 | 15 | 7 | 1.7783e-10 | 0 | Water | Porous | Wet | R245fa | MinimizeLCOE_Brownfield | IgnoreSilica | 134.913 | 43.6971 | 3.9198 | 4 | 5276.3529 | 6524.9771 | 107.5656 | 133.0205 | 138.7875 | -1.2333e-05 | 18982153954.6528 | 6053966.7416 | 262595.8488 | 6930814.4325 | 8002351.2407 | 24077.0464 | 450794.8127 | 0 | 8472594.0478 | 22043951.7444 | 15045450.0235 | 67286595.9383 | 3144235.0165 | 12297657.4024 | 12297657.4024 | 1478867.319 | 5800784.0308 | 0 | 82728488.3572 | 102305797.1094 | 177827.941 | 15.6791 | 5276.3529 | 6524.9771 | 107.5656 | 133.0205
1 | 3700 | 707 | 0.035 | 15 | 15 | 7 | 2.3714e-10 | 0 | Water | Porous | Wet | R245fa | MinimizeLCOE_Brownfield | IgnoreSilica | 138.1138 | 44.6281 | 4.0382 | 4 | 5185.656 | 6397.6576 | 105.7166 | 130.4249 | 138.6148 | -1.0137e-05 | 19051185032.004 | 6140468.7772 | 265980.0682 | 7049488.3329 | 8175440.5115 | 24077.0464 | 403234.6588 | 0 | 8602888.864 | 22382952.129 | 15276824.7517 | 68321355.1396 | 3144235.0165 | 12297657.4024 | 12297657.4024 | 1478867.319 | 5800784.0308 | 0 | 83763247.5585 | 103340556.3108 | 237137.3706 | 16.1529 | 5185.656 | 6397.6576 | 105.7166 | 130.4249
1 | 3700 | 707 | 0.035 | 15 | 15 | 7 | 3.1623e-10 | 0 | Water | Porous | Wet | R245fa | MinimizeLCOE_Brownfield | IgnoreSilica | 140.5498 | 45.3302 | 4.1297 | 4 | 5116.9015 | 6302.0653 | 104.315 | 128.4761 | 138.478 | -8.4224e-06 | 19109485340.0018 | 6205048.7091 | 268486.1973 | 7138702.6185 | 8306194.9519 | 24077.0464 | 361901.6634 | 0 | 8698720.3628 | 22632286.031 | 15447000.2632 | 69082417.8436 | 3144235.0165 | 12297657.4024 | 12297657.4024 | 1478867.319 | 5800784.0308 | 0 | 84524310.2625 | 104101619.0147 | 316227.766 | 16.5187 | 5116.9015 | 6302.0653 | 104.315 | 128.4761
1 | 3700 | 707 | 0.035 | 15 | 15 | 7 | 4.217e-10 | 0 | Water | Porous | Wet | R245fa | MinimizeLCOE_Brownfield | IgnoreSilica | 142.3797 | 45.8539 | 4.1994 | 4 | 5064.82 | 6230.2918 | 103.2532 | 127.0129 | 138.3723 | -7.0931e-06 | 19165345496.2016 | 6252857.4031 | 270329.8359 | 7205099.3379 | 8403862.1344 | 24077.0464 | 326823.8672 | 0 | 8768389.3537 | 22813550.4544 | 15570716.9567 | 69635706.3896 | 3144235.0165 | 12297657.4024 | 12297657.4024 | 1478867.319 | 5800784.0308 | 0 | 85077598.8085 | 104654907.5608 | 421696.5034 | 16.7978 | 5064.82 | 6230.2918 | 103.2532 | 127.0129
1 | 3700 | 707 | 0.035 | 15 | 15 | 7 | 5.6234e-10 | 0 | Water | Porous | Wet | R245fa | MinimizeLCOE_Brownfield | IgnoreSilica | 143.7144 | 46.2338 | 4.2517 | 4 | 5025.4 | 6176.5467 | 102.4496 | 125.9173 | 138.2935 | -6.0634e-06 | 19215169850.1668 | 6287338.1394 | 271652.9043 | 7253183.2847 | 8474783.5693 | 24077.0464 | 297389.9595 | 0 | 8817285.7124 | 22940768.7495 | 15657546.0572 | 70024025.4226 | 3144235.0165 | 12297657.4024 | 12297657.4024 | 1478867.319 | 5800784.0308 | 0 | 85465917.8415 | 105043226.5937 | 562341.3252 | 17.0068 | 5025.4 | 6176.5467 | 102.4496 | 125.9173
1 | 3700 | 707 | 0.035 | 15 | 15 | 7 | 7.4989e-10 | 0 | Water | Porous | Wet | R245fa | MinimizeLCOE_Brownfield | IgnoreSilica | 144.689 | 46.51 | 4.2908 | 4 | 4995.589 | 6136.2575 | 101.8418 | 125.0959 | 138.2351 | -5.2722e-06 | 19264482836.346 | 6312308.2983 | 272607.4619 | 7288111.0336 | 8526401.9874 | 24077.0464 | 273206.3755 | 0 | 8851717.7592 | 23030353.8724 | 15718689.7444 | 70297473.579 | 3144235.0165 | 12297657.4024 | 12297657.4024 | 1478867.319 | 5800784.0308 | 0 | 85739365.9979 | 105316674.7501 | 749894.2093 | 17.163 | 4995.589 | 6136.2575 | 101.8418 | 125.0959
1 | 3700 | 707 | 0.035 | 15 | 15 | 7 | 1e-09 | 0 | Water | Porous | Wet | R245fa | MinimizeLCOE_Brownfield | IgnoreSilica | 145.3876 | 46.7074 | 4.3196 | 4 | 4973.065 | 6106.1083 | 101.3827 | 124.4813 | 138.1927 | -4.6644e-06 | 19310889709.2087 | 6330095.8107 | 273285.526 | 7313048.5096 | 8563309.0533 | 24077.0464 | 253538.4883 | 0 | 8875368.2294 | 23091887.5445 | 15760687.74 | 70485297.9483 | 3144235.0165 | 12297657.4024 | 12297657.4024 | 1478867.319 | 5800784.0308 | 0 | 85927190.3672 | 105504499.1194 | 1000000 | 17.2785 | 4973.065 | 6106.1083 | 101.3827 | 124.4813
1 | 3700 | 707 | 0.035 | 15 | 15 | 7 | 1.3335e-09 | 0 | Water | Porous | Wet | R245fa | MinimizeLCOE_Brownfield | IgnoreSilica | 145.8823 | 46.8469 | 4.3408 | 4 | 4956.0623 | 6083.5698 | 101.036 | 124.0218 | 138.1625 | -4.1983e-06 | 19353617453.5388 | 6342636.1108 | 273762.5596 | 7330659.1031 | 8589399.3052 | 24077.0464 | 237714.4295 | 0 | 8891316.9363 | 23133382.8083 | 15789009.1101 | 70611957.4091 | 3144235.0165 | 12297657.4024 | 12297657.4024 | 1478867.319 | 5800784.0308 | 0 | 86053849.828 | 105631158.5803 | 1333521.4322 | 17.3634 | 4956.0623 | 6083.5698 | 101.036 | 124.0218
1 | 3700 | 707 | 0.035 | 15 | 15 | 7 | 1.7783e-09 | 0 | Water | Porous | Wet | R245fa | MinimizeLCOE_Brownfield | IgnoreSilica | 146.2501 | 46.9505 | 4.3567 | 4 | 4943.2393 | 6066.6298 | 100.7746 | 123.6765 | 138.1399 | -3.8461e-06 | 19386907015.2118 | 6351930.8285 | 274115.6145 | 7343727.1766 | 8608774.0186 | 24077.0464 | 225297.942 | 0 | 8902889.8244 | 23163493.0893 | 15809559.9956 | 70703865.5359 | 3144235.0165 | 12297657.4024 | 12297657.4024 | 1478867.319 | 5800784.0308 | 0 | 86145757.9548 | 105723066.707 | 1778279.41 | 17.427 | 4943.2393 | 6066.6298 | 100.7746 | 123.6765
1 | 3700 | 707 | 0.035 | 15 | 15 | 7 | 2.3714e-09 | 0 | Water | Porous | Wet | R245fa | MinimizeLCOE_Brownfield | IgnoreSilica | 146.4935 | 47.0189 | 4.3681 | 4 | 4933.5771 | 6054.0521 | 100.5776 | 123.42 | 138.1248 | -3.5738e-06 | 19419966089.0934 | 6358064.0586 | 274348.2636 | 7352359.2695 | 8621579.096 | 24077.0464 | 215359.8779 | 0 | 8909857.1687 | 23181620.6899 | 15821932.4555 | 70759197.926 | 3144235.0165 | 12297657.4024 | 12297657.4024 | 1478867.319 | 5800784.0308 | 0 | 86201090.3449 | 105778399.0972 | 2371373.7057 | 17.4723 | 4933.5771 | 6054.0521 | 100.5776 | 123.42
1 | 3700 | 707 | 0.035 | 15 | 15 | 7 | 3.1623e-09 | 0 | Water | Porous | Wet | R245fa | MinimizeLCOE_Brownfield | IgnoreSilica | 146.6593 | 47.0654 | 4.3763 | 4 | 4926.3025 | 6044.6793 | 100.4293 | 123.229 | 138.1145 | -3.3655e-06 | 19448930618.7267 | 6362233.2395 | 274506.2549 | 7358231.457 | 8630293.3806 | 24077.0464 | 207546.1212 | 0 | 8914186.1248 | 23192883.7458 | 15829619.7226 | 70793577.0927 | 3144235.0165 | 12297657.4024 | 12297657.4024 | 1478867.319 | 5800784.0308 | 0 | 86235469.5116 | 105812778.2638 | 3162277.6602 | 17.5051 | 4926.3025 | 6044.6793 | 100.4293 | 123.229
1 | 3700 | 707 | 0.035 | 15 | 15 | 7 | 4.217e-09 | 0 | Water | Porous | Wet | R245fa | MinimizeLCOE_Brownfield | IgnoreSilica | 146.7908 | 47.1023 | 4.3826 | 4 | 4920.8295 | 6037.5997 | 100.3178 | 123.0846 | 138.1063 | -3.2104e-06 | 19469277529.5572 | 6365537.9055 | 274631.4435 | 7362887.3734 | 8637204.3377 | 24077.0464 | 201628.0222 | 0 | 8917726.7902 | 23202095.8308 | 15835907.1599 | 70821695.9095 | 3144235.0165 | 12297657.4024 | 12297657.4024 | 1478867.319 | 5800784.0308 | 0 | 86263588.3284 | 105840897.0807 | 4216965.0343 | 17.5303 | 4920.8295 | 6037.5997 | 100.3178 | 123.0846
1 | 3700 | 707 | 0.035 | 15 | 15 | 7 | 5.6234e-09 | 0 | Water | Porous | Wet | R245fa | MinimizeLCOE_Brownfield | IgnoreSilica | 146.8808 | 47.1276 | 4.3871 | 4 | 4916.7147 | 6032.3242 | 100.2339 | 122.9771 | 138.1007 | -3.0922e-06 | 19486651615.8796 | 6367797.0282 | 274716.9701 | 7366071.7086 | 8641931.9982 | 24077.0464 | 197034.2021 | 0 | 8919935.2919 | 23207841.8993 | 15839828.9698 | 70839235.1147 | 3144235.0165 | 12297657.4024 | 12297657.4024 | 1478867.319 | 5800784.0308 | 0 | 86281127.5336 | 105858436.2859 | 5623413.2519 | 17.5485 | 4916.7147 | 6032.3242 | 100.2339 | 122.9771
1 | 3700 | 707 | 0.035 | 15 | 15 | 7 | 7.4989e-09 | 0 | Water | Porous | Wet | R245fa | MinimizeLCOE_Brownfield | IgnoreSilica | 146.9345 | 47.1426 | 4.3903 | 4 | 4913.6227 | 6028.4308 | 100.1708 | 122.8977 | 138.0973 | -3.0005e-06 | 19502851171.5043 | 6369142.7149 | 274767.8592 | 7367969.9173 | 8644750.817 | 24077.0464 | 193413.812 | 0 | 8920907.645 | 23210371.7625 | 15841555.6534 | 70846957.2276 | 3144235.0165 | 12297657.4024 | 12297657.4024 | 1478867.319 | 5800784.0308 | 0 | 86288849.6465 | 105866158.3988 | 7498942.0933 | 17.5611 | 4913.6227 | 6028.4308 | 100.1708 | 122.8977
1 | 3700 | 707 | 0.035 | 15 | 15 | 7 | 1e-08 | 0 | Water | Porous | Wet | R245fa | MinimizeLCOE_Brownfield | IgnoreSilica | 146.9734 | 47.1535 | 4.3926 | 4 | 4911.3002 | 6025.5146 | 100.1235 | 122.8383 | 138.0949 | -2.9315e-06 | 19515341705.5846 | 6370116.6167 | 274804.6771 | 7369343.9985 | 8646791.5089 | 24077.0464 | 190658.7651 | 0 | 8921559.1189 | 23212066.764 | 15842712.5267 | 70852131.0221 | 3144235.0165 | 12297657.4024 | 12297657.4024 | 1478867.319 | 5800784.0308 | 0 | 86294023.441 | 105871332.1932 | 10000000 | 17.5705 | 4911.3002 | 6025.5146 | 100.1235 | 122.8383
1 | 3800 | 707 | 0.035 | 15 | 15 | 7 | 1e-13 | 0 | Water | Porous | Wet | R245fa | MinimizeLCOE_Brownfield | IgnoreSilica | 0 | 0 | 0 | 0 | [5 empty] | 0 | 0 | 0 | 0 | 0 | 0 | 0 | 0 | 0 | 0 | 0 | 0 | 0 | 0 | 0 | 0 | 0 | 0 | 0 | 0 | 0 | 100 | 0
1 | 3800 | 707 | 0.035 | 15 | 15 | 7 | 1.3335e-13 | 0 | Water | Porous | Wet | R245fa | MinimizeLCOE_Brownfield | IgnoreSilica | 0 | 0 | 0 | 0 | [5 empty] | 0 | 0 | 0 | 0 | 0 | 0 | 0 | 0 | 0 | 0 | 0 | 0 | 0 | 0 | 0 | 0 | 0 | 0 | 0 | 0 | 0 | 133.3521 | 0
1 | 3800 | 707 | 0.035 | 15 | 15 | 7 | 1.7783e-13 | 0 | Water | Porous | Wet | R245fa | MinimizeLCOE_Brownfield | IgnoreSilica | 0.93431 | 0.16645 | 0.0017974 | 4 | 2350020.4244 | 5155390.9911 | 47908.345 | 105099.6185 | 101.2839 | -5.0943e-05 | 2576947824.4926 | 99784.7418 | 3428.2606 | 82459.5955 | 60247.7017 | 24077.0464 | 62819.8514 | 0 | 129798.707 | 337709.6101 | 230493.7482 | 1030819.2626 | 3144235.0165 | 12720605.2746 | 12720605.2746 | 1478867.319 | 5969963.1797 | 0 | 16895659.5537 | 37065095.327 | 177.8279 | 0.0071896 | 2350020.4244 | 5155390.9911 | 47908.345 | 105099.6185
1 | 3800 | 707 | 0.035 | 15 | 15 | 7 | 2.3714e-13 | 0 | Water | Porous | Wet | R245fa | MinimizeLCOE_Brownfield | IgnoreSilica | 1.2121 | 0.24954 | 0.0065192 | 4 | 659211.0937 | 1432673.3739 | 13438.9098 | 29206.9846 | 109.2052 | -5.2579e-05 | 7170499655.1539 | 138622.9625 | 5020.0027 | 113392.1229 | 75545.3474 | 24077.0464 | 71233.8554 | 0 | 166877.6215 | 434181.3399 | 296337.686 | 1325287.9846 | 3144235.0165 | 12720605.2746 | 12720605.2746 | 1478867.319 | 5969963.1797 | 0 | 17190128.2757 | 37359564.049 | 237.1374 | 0.026077 | 659211.0937 | 1432673.3739 | 13438.9098 | 29206.9846
1 | 3800 | 707 | 0.035 | 15 | 15 | 7 | 3.1623e-13 | 0 | Water | Porous | Wet | R245fa | MinimizeLCOE_Brownfield | IgnoreSilica | 1.602 | 0.37263 | 0.014054 | 4 | 312964.2218 | 671747.7398 | 6380.199 | 13694.4863 | 116.467 | -5.5193e-05 | 9207695803.1161 | 190693.1535 | 7246.9337 | 155518.523 | 97894.5291 | 24077.0464 | 82744.9873 | 0 | 217688.3175 | 566380.3481 | 386566.2255 | 1728810.0642 | 3144235.0165 | 12720605.2746 | 12720605.2746 | 1478867.319 | 5969963.1797 | 0 | 17593650.3553 | 37763086.1286 | 316.2278 | 0.056216 | 312964.2218 | 671747.7398 | 6380.199 | 13694.4863
1 | 3800 | 707 | 0.035 | 15 | 15 | 7 | 4.217e-13 | 0 | Water | Porous | Wet | R245fa | MinimizeLCOE_Brownfield | IgnoreSilica | 2.1014 | 0.53628 | 0.025048 | 4 | 180523.6897 | 381829.4982 | 3680.2196 | 7784.1108 | 122.3358 | -5.6847e-05 | 11412694680.9831 | 253288.1773 | 10009.8733 | 207295.3146 | 127419.1382 | 24077.0464 | 95440.4471 | 0 | 279836.6988 | 728077.6878 | 496927.9824 | 2222372.3657 | 3144235.0165 | 12720605.2746 | 12720605.2746 | 1478867.319 | 5969963.1797 | 0 | 18087212.6568 | 38256648.4302 | 421.6965 | 0.10019 | 180523.6897 | 381829.4982 | 3680.2196 | 7784.1108
1 | 3800 | 707 | 0.035 | 15 | 15 | 7 | 5.6234e-13 | 0 | Water | Porous | Wet | R245fa | MinimizeLCOE_Brownfield | IgnoreSilica | 2.7619 | 0.7581 | 0.040666 | 4 | 115015.5429 | 239008.7943 | 2344.7474 | 4872.5176 | 127.1548 | -5.8221e-05 | 13009992484.81 | 330182.3487 | 13476.8053 | 272576.0057 | 167354.3323 | 24077.0464 | 110640.9566 | 0 | 358139.9231 | 931806.6152 | 635977.1616 | 2844231.1949 | 3144235.0165 | 12720605.2746 | 12720605.2746 | 1478867.319 | 5969963.1797 | 0 | 18709071.486 | 38878507.2593 | 562.3413 | 0.16267 | 115015.5429 | 239008.7943 | 2344.7474 | 4872.5176
1 | 3800 | 707 | 0.035 | 15 | 15 | 7 | 7.4989e-13 | 0 | Water | Porous | Wet | R245fa | MinimizeLCOE_Brownfield | IgnoreSilica | 3.6633 | 1.0657 | 0.062703 | 4 | 77810.2558 | 158227.3368 | 1586.2673 | 3225.6783 | 131.1319 | -5.9871e-05 | 13994207613.7793 | 426828.7702 | 17894.5858 | 357008.5612 | 222724.9195 | 24077.0464 | 130180.2933 | 0 | 459698.5288 | 1196041.2748 | 816322.7462 | 3650776.7261 | 3144235.0165 | 12720605.2746 | 12720605.2746 | 1478867.319 | 5969963.1797 | 0 | 19515617.0172 | 39685052.7906 | 749.8942 | 0.25081 | 77810.2558 | 158227.3368 | 1586.2673 | 3225.6783
1 | 3800 | 707 | 0.035 | 15 | 15 | 7 | 1e-12 | 0 | Water | Porous | Wet | R245fa | MinimizeLCOE_Brownfield | IgnoreSilica | 4.84 | 1.4712 | 0.092552 | 4 | 55399.9966 | 109881.5042 | 1129.4039 | 2240.0831 | 134.2164 | -6.0859e-05 | 14730180637.1178 | 542511.3259 | 23222.4225 | 461153.7984 | 295781.7393 | 24077.0464 | 152848.8424 | 0 | 584842.1182 | 1521639.224 | 1038550.0369 | 4644626.5539 | 3144235.0165 | 12720605.2746 | 12720605.2746 | 1478867.319 | 5969963.1797 | 0 | 20509466.8451 | 40678902.6184 | 1000 | 0.37021 | 55399.9966 | 109881.5042 | 1129.4039 | 2240.0831
1 | 3800 | 707 | 0.035 | 15 | 15 | 7 | 1.3335e-12 | 0 | Water | Porous | Wet | R245fa | MinimizeLCOE_Brownfield | IgnoreSilica | 6.4166 | 2.0176 | 0.1331 | 4 | 40888.4504 | 78773.0985 | 833.5664 | 1605.8962 | 136.6404 | -6.1778e-05 | 15173748833.1353 | 684345.9833 | 29773.4937 | 592789.5282 | 394316.4933 | 24077.0464 | 180835.2183 | 0 | 743393.7277 | 1934157.9883 | 1320102.57 | 5903792.0492 | 3144235.0165 | 12720605.2746 | 12720605.2746 | 1478867.319 | 5969963.1797 | 0 | 21768632.3403 | 41938068.1137 | 1333.5214 | 0.53239 | 40888.4504 | 78773.0985 | 833.5664 | 1605.8962
1 | 3800 | 707 | 0.035 | 15 | 15 | 7 | 1.7783e-12 | 0 | Water | Porous | Wet | R245fa | MinimizeLCOE_Brownfield | IgnoreSilica | 8.5064 | 2.7417 | 0.18702 | 4 | 31200.9213 | 58163.1359 | 636.073 | 1185.7342 | 138.4314 | -6.2402e-05 | 14942781743.5266 | 855411.4571 | 37656.365 | 756731.4505 | 525060.5058 | 24077.0464 | 214625.6922 | 0 | 941289.3816 | 2449041.886 | 1671521.41 | 7475415.1946 | 3144235.0165 | 12720605.2746 | 12720605.2746 | 1478867.319 | 5969963.1797 | 0 | 23340255.4857 | 43509691.259 | 1778.2794 | 0.74806 | 31200.9213 | 58163.1359 | 636.073 | 1185.7342
1 | 3800 | 707 | 0.035 | 15 | 15 | 7 | 2.3714e-12 | 0 | Water | Porous | Wet | R245fa | MinimizeLCOE_Brownfield | IgnoreSilica | 11.281 | 3.6853 | 0.25583 | 4 | 24700.0998 | 44409.8815 | 503.5449 | 905.3555 | 139.4165 | -6.2717e-05 | 13150296379.5269 | 1057515.2517 | 46838.5974 | 958124.0638 | 696035.0549 | 24077.0464 | 256003.0325 | 0 | 1185051.2882 | 3083260.3645 | 2104388.5534 | 9411293.2528 | 3144235.0165 | 12720605.2746 | 12720605.2746 | 1478867.319 | 5969963.1797 | 0 | 25276133.5439 | 45445569.3172 | 2371.3737 | 1.0233 | 24700.0998 | 44409.8815 | 503.5449 | 905.3555
1 | 3800 | 707 | 0.035 | 15 | 15 | 7 | 3.1623e-12 | 0 | Water | Porous | Wet | R245fa | MinimizeLCOE_Brownfield | IgnoreSilica | 15.0252 | 5.0211 | 0.35865 | 4 | 19428.3278 | 33487.703 | 396.0727 | 682.6921 | 141.0906 | -6.3499e-05 | 15816218540.5982 | 1324412.4579 | 59277.3589 | 1225769.3486 | 936556.1609 | 24077.0464 | 306516.272 | 0 | 1511877.3714 | 3933594.7917 | 2684759.2727 | 12006840.0805 | 3144235.0165 | 12720605.2746 | 12720605.2746 | 1478867.319 | 5969963.1797 | 0 | 27871680.3716 | 48041116.1449 | 3162.2777 | 1.4346 | 19428.3278 | 33487.703 | 396.0727 | 682.6921
1 | 3800 | 707 | 0.035 | 15 | 15 | 7 | 4.217e-12 | 0 | Water | Porous | Wet | R245fa | MinimizeLCOE_Brownfield | IgnoreSilica | 19.9562 | 6.7452 | 0.48866 | 4 | 15882.7658 | 26201.5823 | 323.7917 | 534.1547 | 141.9325 | -6.3792e-05 | 15894366859.476 | 1636548.2843 | 73579.8876 | 1551417.8709 | 1248002.3802 | 24077.0464 | 367503.7558 | 0 | 1911440.3978 | 4973175.8248 | 3394294.689 | 15180040.1369 | 3144235.0165 | 12720605.2746 | 12720605.2746 | 1478867.319 | 5969963.1797 | 0 | 31044880.428 | 51214316.2014 | 4216.965 | 1.9546 | 15882.7658 | 26201.5823 | 323.7917 | 534.1547
1 | 3800 | 707 | 0.035 | 15 | 15 | 7 | 5.6234e-12 | 0 | Water | Porous | Wet | R245fa | MinimizeLCOE_Brownfield | IgnoreSilica | 26.5092 | 9.0371 | 0.66147 | 4 | 13249.0376 | 20871.9898 | 270.0996 | 425.5037 | 142.5728 | -6.4041e-05 | 15932081114.6822 | 2017283.9132 | 90962.8098 | 1959630.6836 | 1662088.1744 | 24077.0464 | 441948.6615 | 0 | 2416436.6026 | 6287072.3608 | 4291056.0726 | 19190556.3249 | 3144235.0165 | 12720605.2746 | 12720605.2746 | 1478867.319 | 5969963.1797 | 0 | 35055396.616 | 55224832.3893 | 5623.4133 | 2.6459 | 13249.0376 | 20871.9898 | 270.0996 | 425.5037
1 | 3800 | 707 | 0.035 | 15 | 15 | 7 | 7.4989e-12 | 0 | Water | Porous | Wet | R245fa | MinimizeLCOE_Brownfield | IgnoreSilica | 35.13 | 12.0535 | 0.88924 | 4 | 11268.5334 | 16938.9454 | 229.7243 | 345.3233 | 143.0566 | -6.4138e-05 | 15921515982.9542 | 2477692.1951 | 111898.1537 | 2466640.0237 | 2207120.6199 | 24077.0464 | 531401.1259 | 0 | 3049343.3742 | 7933765.9534 | 5414958.2858 | 24216896.7782 | 3144235.0165 | 12720605.2746 | 12720605.2746 | 1478867.319 | 5969963.1797 | 0 | 40081737.0693 | 60251172.8426 | 7498.9421 | 3.557 | 11268.5334 | 16938.9454 | 229.7243 | 345.3233
1 | 3800 | 707 | 0.035 | 15 | 15 | 7 | 1e-11 | 0 | Water | Porous | Wet | R245fa | MinimizeLCOE_Brownfield | IgnoreSilica | 46.4212 | 16.0054 | 1.1875 | 4 | 9761.4785 | 14007.6439 | 199.0009 | 285.5648 | 143.4215 | -6.4153e-05 | 15846831648.1291 | 3032830.2502 | 137035.7718 | 3094026.3859 | 2921198.6206 | 24077.0464 | 639081.787 | 0 | 3840817.4461 | 9993019.1348 | 6820440.8955 | 30502527.3384 | 3144235.0165 | 12720605.2746 | 12720605.2746 | 1478867.319 | 5969963.1797 | 0 | 46367367.6295 | 66536803.4028 | 10000 | 4.75 | 9761.4785 | 14007.6439 | 199.0009 | 285.5648
1 | 3800 | 707 | 0.035 | 15 | 15 | 7 | 1.3335e-11 | 0 | Water | Porous | Wet | R245fa | MinimizeLCOE_Brownfield | IgnoreSilica | 59.4366 | 20.5562 | 1.5466 | 4 | 8608.7438 | 11869.0884 | 175.5009 | 241.9674 | 143.6525 | -6.2087e-05 | 16118091178.0514 | 3624506.8262 | 163699.7125 | 3779198.9008 | 3743626.7211 | 24077.0464 | 737309.1647 | 0 | 4708243.1649 | 12249882.9217 | 8360796.804 | 37391341.2622 | 3144235.0165 | 12720605.2746 | 12720605.2746 | 1478867.319 | 5969963.1797 | 0 | 53256181.5534 | 73425617.3267 | 13335.2143 | 6.1863 | 8608.7438 | 11869.0884 | 175.5009 | 241.9674
1 | 3800 | 707 | 0.035 | 15 | 15 | 7 | 1.7783e-11 | 0 | Water | Porous | Wet | R245fa | MinimizeLCOE_Brownfield | IgnoreSilica | 71.266 | 24.6734 | 1.9176 | 4 | 7710.2986 | 10339.7568 | 157.1849 | 210.7899 | 143.7317 | -5.5872e-05 | 17267990225.0479 | 4126694.1174 | 186182.8274 | 4373278.7915 | 4488095.6724 | 24077.0464 | 774542.2814 | 0 | 5449419.5872 | 14178271.9363 | 9676961.9309 | 43277524.1908 | 3144235.0165 | 12720605.2746 | 12720605.2746 | 1478867.319 | 5969963.1797 | 0 | 59142364.4819 | 79311800.2552 | 17782.7941 | 7.6706 | 7710.2986 | 10339.7568 | 157.1849 | 210.7899
1 | 3800 | 707 | 0.035 | 15 | 15 | 7 | 2.3714e-11 | 0 | Water | Porous | Wet | R245fa | MinimizeLCOE_Brownfield | IgnoreSilica | 83.254 | 28.8066 | 2.3123 | 4 | 7009.654 | 9190.3558 | 142.9013 | 187.3578 | 143.6869 | -4.9023e-05 | 18216228003.5096 | 4604998.7193 | 207397.122 | 4950284.1637 | 5236240.4986 | 24077.0464 | 787090.1031 | 0 | 6165934.1847 | 16042495.9416 | 10949333.1205 | 48967850.8999 | 3144235.0165 | 12720605.2746 | 12720605.2746 | 1478867.319 | 5969963.1797 | 0 | 64832691.191 | 85002126.9643 | 23713.7371 | 9.2491 | 7009.654 | 9190.3558 | 142.9013 | 187.3578
1 | 3800 | 707 | 0.035 | 15 | 15 | 7 | 3.1623e-11 | 0 | Water | Porous | Wet | R245fa | MinimizeLCOE_Brownfield | IgnoreSilica | 94.689 | 32.6916 | 2.7055 | 4 | 6467.8071 | 8331.5793 | 131.855 | 169.8505 | 143.5227 | -4.1944e-05 | 18936439585.0193 | 5033967.4984 | 226179.2879 | 5478116.8128 | 5940637.5361 | 24077.0464 | 773375.9383 | 0 | 6815778.1067 | 17733256.5254 | 12103311.9606 | 54128700.7126 | 3144235.0165 | 12720605.2746 | 12720605.2746 | 1478867.319 | 5969963.1797 | 0 | 69993541.0038 | 90162976.7771 | 31622.7766 | 10.8218 | 6467.8071 | 8331.5793 | 131.855 | 169.8505
1 | 3800 | 707 | 0.035 | 15 | 15 | 7 | 4.217e-11 | 0 | Water | Porous | Wet | R245fa | MinimizeLCOE_Brownfield | IgnoreSilica | 105.0586 | 36.1498 | 3.0751 | 4 | 6051.5552 | 7691.2933 | 123.3691 | 156.7974 | 143.2703 | -3.5115e-05 | 19450648420.208 | 5400472.7385 | 241977.4125 | 5937978.9409 | 6569054.6322 | 24077.0464 | 737294.5239 | 0 | 7375233.5648 | 19188844.8672 | 13096780.9132 | 58571714.6396 | 3144235.0165 | 12720605.2746 | 12720605.2746 | 1478867.319 | 5969963.1797 | 0 | 74436554.9307 | 94605990.704 | 42169.6503 | 12.3004 | 6051.5552 | 7691.2933 | 123.3691 | 156.7974
1 | 3800 | 707 | 0.035 | 15 | 15 | 7 | 5.6234e-11 | 0 | Water | Porous | Wet | R245fa | MinimizeLCOE_Brownfield | IgnoreSilica | 114.1165 | 39.1098 | 3.4067 | 4 | 5733.1971 | 7213.337 | 116.879 | 147.0536 | 142.9705 | -2.8923e-05 | 19792751370.54 | 5703314.3249 | 254809.7227 | 6325093.1973 | 7108311.6464 | 24077.0464 | 686000.4485 | 0 | 7839626.4906 | 20397100.0001 | 13921439.8686 | 62259772.7455 | 3144235.0165 | 12720605.2746 | 12720605.2746 | 1478867.319 | 5969963.1797 | 0 | 78124613.0366 | 98294048.81 | 56234.1325 | 13.6267 | 5733.1971 | 7213.337 | 116.879 | 147.0536
1 | 3800 | 707 | 0.035 | 15 | 15 | 7 | 7.4989e-11 | 0 | Water | Porous | Wet | R245fa | MinimizeLCOE_Brownfield | IgnoreSilica | 121.7413 | 41.5515 | 3.6919 | 4 | 5490.3802 | 6856.1684 | 111.9288 | 139.7723 | 142.6619 | -2.3555e-05 | 20018299282.1981 | 5945817.3681 | 264908.9437 | 6640416.5407 | 7554357.0138 | 24077.0464 | 626169.8945 | 0 | 8211741.2548 | 21365266.2853 | 14582233.252 | 65214987.5993 | 3144235.0165 | 12720605.2746 | 12720605.2746 | 1478867.319 | 5969963.1797 | 0 | 81079827.8904 | 101249263.6638 | 74989.4209 | 14.7676 | 5490.3802 | 6856.1684 | 111.9288 | 139.7723
1 | 3800 | 707 | 0.035 | 15 | 15 | 7 | 1e-10 | 0 | Water | Porous | Wet | R245fa | MinimizeLCOE_Brownfield | IgnoreSilica | 128.0166 | 43.5236 | 3.9301 | 4 | 5305.5054 | 6588.5235 | 108.1599 | 134.316 | 142.3704 | -1.9076e-05 | 20161512595.0572 | 6136917.8735 | 272737.6242 | 6892691.2551 | 7915579.8827 | 24077.0464 | 564194.5531 | 0 | 8504417.3117 | 22126749.3491 | 15101961.09 | 67539325.9857 | 3144235.0165 | 12720605.2746 | 12720605.2746 | 1478867.319 | 5969963.1797 | 0 | 83404166.2768 | 103573602.0502 | 100000 | 15.7203 | 5305.5054 | 6588.5235 | 108.1599 | 134.316
1 | 3800 | 707 | 0.035 | 15 | 15 | 7 | 1.3335e-10 | 0 | Water | Porous | Wet | R245fa | MinimizeLCOE_Brownfield | IgnoreSilica | 133.0176 | 45.0695 | 4.1229 | 4 | 5164.9166 | 6387.9285 | 105.2938 | 130.2266 | 142.1142 | -1.5424e-05 | 20255551591.2585 | 6283742.9622 | 278663.8165 | 7089049.377 | 8199428.042 | 24077.0464 | 503880.6723 | 0 | 8727748.3473 | 22707810.8924 | 15498547.533 | 69312948.689 | 3144235.0165 | 12720605.2746 | 12720605.2746 | 1478867.319 | 5969963.1797 | 0 | 85177788.9801 | 105347224.7535 | 133352.1432 | 16.4916 | 5164.9166 | 6387.9285 | 105.2938 | 130.2266
1 | 3800 | 707 | 0.035 | 15 | 15 | 7 | 1.7783e-10 | 0 | Water | Porous | Wet | R245fa | MinimizeLCOE_Brownfield | IgnoreSilica | 137.042 | 46.2954 | 4.2781 | 4 | 5058.0619 | 6236.698 | 103.1154 | 127.1435 | 141.8931 | -1.2537e-05 | 20300014142.5505 | 6398372.4573 | 283235.0593 | 7243940.9729 | 8425036.4308 | 24077.0464 | 449219.1001 | 0 | 8901313.6161 | 23159392.1185 | 15806760.9988 | 70691347.8001 | 3144235.0165 | 12720605.2746 | 12720605.2746 | 1478867.319 | 5969963.1797 | 0 | 86556188.0912 | 106725623.8646 | 177827.941 | 17.1125 | 5058.0619 | 6236.698 | 103.1154 | 127.1435
1 | 3800 | 707 | 0.035 | 15 | 15 | 7 | 2.3714e-10 | 0 | Water | Porous | Wet | R245fa | MinimizeLCOE_Brownfield | IgnoreSilica | 140.0675 | 47.2058 | 4.3977 | 4 | 4976.9095 | 6123.4898 | 101.461 | 124.8356 | 141.7181 | -1.0242e-05 | 20357271038.6729 | 6482470.1516 | 286556.0018 | 7358513.0389 | 8592905.7563 | 24077.0464 | 399764.4818 | 0 | 9026271.7259 | 23484507.488 | 16028658.9189 | 71683724.6096 | 3144235.0165 | 12720605.2746 | 12720605.2746 | 1478867.319 | 5969963.1797 | 0 | 87548564.9007 | 107718000.674 | 237137.3706 | 17.5909 | 4976.9095 | 6123.4898 | 101.461 | 124.8356
1 | 3800 | 707 | 0.035 | 15 | 15 | 7 | 3.1623e-10 | 0 | Water | Porous | Wet | R245fa | MinimizeLCOE_Brownfield | IgnoreSilica | 142.3527 | 47.8872 | 4.4896 | 4 | 4915.3477 | 6038.478 | 100.206 | 123.1025 | 141.5809 | -8.4514e-06 | 20409017058.2323 | 6544814.3451 | 288997.1984 | 7444026.4461 | 8718738.3195 | 24077.0464 | 356872.3454 | 0 | 9117235.0233 | 23721175.3287 | 16190189.5832 | 72406125.6362 | 3144235.0165 | 12720605.2746 | 12720605.2746 | 1478867.319 | 5969963.1797 | 0 | 88270965.9273 | 108440401.7006 | 316227.766 | 17.9582 | 4915.3477 | 6038.478 | 100.206 | 123.1025
1 | 3800 | 707 | 0.035 | 15 | 15 | 7 | 4.217e-10 | 0 | Water | Porous | Wet | R245fa | MinimizeLCOE_Brownfield | IgnoreSilica | 144.0387 | 48.3865 | 4.5589 | 4 | 4868.6804 | 5974.7275 | 99.2546 | 121.8029 | 141.4771 | -7.0595e-06 | 20462496471.4712 | 6590171.1599 | 290761.7813 | 7506558.6838 | 8811047.7409 | 24077.0464 | 320334.2138 | 0 | 9181750.7442 | 23889032.0002 | 16304755.2107 | 72918488.5811 | 3144235.0165 | 12720605.2746 | 12720605.2746 | 1478867.319 | 5969963.1797 | 0 | 88783328.8722 | 108952764.6455 | 421696.5034 | 18.2356 | 4868.6804 | 5974.7275 | 99.2546 | 121.8029
1 | 3800 | 707 | 0.035 | 15 | 15 | 7 | 5.6234e-10 | 0 | Water | Porous | Wet | R245fa | MinimizeLCOE_Brownfield | IgnoreSilica | 145.2755 | 48.7508 | 4.6109 | 4 | 4833.3313 | 5926.8965 | 98.534 | 120.8278 | 141.3994 | -5.9862e-06 | 20516567896.9639 | 6623089.1177 | 292035.9731 | 7552120.5798 | 8878463.7821 | 24077.0464 | 289845.5769 | 0 | 9227256.5096 | 24007428.6675 | 16385563.3689 | 73279880.622 | 3144235.0165 | 12720605.2746 | 12720605.2746 | 1478867.319 | 5969963.1797 | 0 | 89144720.9131 | 109314156.6865 | 562341.3252 | 18.4437 | 4833.3313 | 5926.8965 | 98.534 | 120.8278
1 | 3800 | 707 | 0.035 | 15 | 15 | 7 | 7.4989e-10 | 0 | Water | Porous | Wet | R245fa | MinimizeLCOE_Brownfield | IgnoreSilica | 146.1575 | 49.0096 | 4.6494 | 4 | 4806.5774 | 5891.1042 | 97.9886 | 120.0981 | 141.3433 | -5.158e-06 | 20570642415.7552 | 6646378.0364 | 292933.983 | 7584449.9788 | 8926381.876 | 24077.0464 | 264634.8443 | 0 | 9258153.7483 | 24087816.9446 | 16440430.0199 | 73525256.4777 | 3144235.0165 | 12720605.2746 | 12720605.2746 | 1478867.319 | 5969963.1797 | 0 | 89390096.7688 | 109559532.5422 | 749894.2093 | 18.5975 | 4806.5774 | 5891.1042 | 97.9886 | 120.0981
1 | 3800 | 707 | 0.035 | 15 | 15 | 7 | 1e-09 | 0 | Water | Porous | Wet | R245fa | MinimizeLCOE_Brownfield | IgnoreSilica | 146.7714 | 49.1892 | 4.6774 | 4 | 4786.3467 | 5864.3749 | 97.5762 | 119.5532 | 141.3037 | -4.519e-06 | 20624968703.4378 | 6662491.7054 | 293553.5299 | 7606867.4834 | 8959649.0094 | 24077.0464 | 243988.4441 | 0 | 9278344.6153 | 24140349.4387 | 16476284.5265 | 73685605.7991 | 3144235.0165 | 12720605.2746 | 12720605.2746 | 1478867.319 | 5969963.1797 | 0 | 89550446.0903 | 109719881.8636 | 1000000 | 18.7096 | 4786.3467 | 5864.3749 | 97.5762 | 119.5532
1 | 3800 | 707 | 0.035 | 15 | 15 | 7 | 1.3335e-09 | 0 | Water | Porous | Wet | R245fa | MinimizeLCOE_Brownfield | IgnoreSilica | 147.2124 | 49.3179 | 4.6981 | 4 | 4771.0626 | 5844.3355 | 97.2646 | 119.1447 | 141.2751 | -4.0318e-06 | 20671491732.7659 | 6674020.8408 | 293995.9027 | 7622931.6142 | 8983508.1994 | 24077.0464 | 227461.1714 | 0 | 9292137.9622 | 24176236.898 | 16500778.4549 | 73795148.0898 | 3144235.0165 | 12720605.2746 | 12720605.2746 | 1478867.319 | 5969963.1797 | 0 | 89659988.381 | 109829424.1543 | 1333521.4322 | 18.7925 | 4771.0626 | 5844.3355 | 97.2646 | 119.1447
1 | 3800 | 707 | 0.035 | 15 | 15 | 7 | 1.7783e-09 | 0 | Water | Porous | Wet | R245fa | MinimizeLCOE_Brownfield | IgnoreSilica | 147.505 | 49.4032 | 4.7129 | 4 | 4759.5264 | 5829.4264 | 97.0294 | 118.8407 | 141.256 | -3.6557e-06 | 20716112647.7564 | 6681646.0657 | 294287.9697 | 7633569.6984 | 8999318.1422 | 24077.0464 | 214141.1722 | 0 | 9300345.6369 | 24197591.584 | 16515353.4669 | 73860330.7825 | 3144235.0165 | 12720605.2746 | 12720605.2746 | 1478867.319 | 5969963.1797 | 0 | 89725171.0736 | 109894606.847 | 1778279.41 | 18.8517 | 4759.5264 | 5829.4264 | 97.0294 | 118.8407
1 | 3800 | 707 | 0.035 | 15 | 15 | 7 | 2.3714e-09 | 0 | Water | Porous | Wet | R245fa | MinimizeLCOE_Brownfield | IgnoreSilica | 147.6922 | 49.4577 | 4.7234 | 4 | 4750.8271 | 5818.3557 | 96.852 | 118.6151 | 141.2437 | -3.3654e-06 | 20759016939.6833 | 6686511.841 | 294474.0613 | 7640365.1182 | 9009421.6182 | 24077.0464 | 203476.6147 | 0 | 9304747.257 | 24209043.6965 | 16523169.769 | 73895287.0223 | 3144235.0165 | 12720605.2746 | 12720605.2746 | 1478867.319 | 5969963.1797 | 0 | 89760127.3134 | 109929563.0867 | 2371373.7057 | 18.8936 | 4750.8271 | 5818.3557 | 96.852 | 118.6151
1 | 3800 | 707 | 0.035 | 15 | 15 | 7 | 3.1623e-09 | 0 | Water | Porous | Wet | R245fa | MinimizeLCOE_Brownfield | IgnoreSilica | 147.836 | 49.4995 | 4.7313 | 4 | 4744.2728 | 5810.0109 | 96.7184 | 118.4449 | 141.2342 | -3.1479e-06 | 20790062890.6775 | 6690242.3757 | 294616.6605 | 7645577.2354 | 9017173.0238 | 24077.0464 | 195279.9415 | 0 | 9308116.8505 | 24217810.6876 | 16529153.4205 | 73922047.2418 | 3144235.0165 | 12720605.2746 | 12720605.2746 | 1478867.319 | 5969963.1797 | 0 | 89786887.5329 | 109956323.3062 | 3162277.6602 | 18.9253 | 4744.2728 | 5810.0109 | 96.7184 | 118.4449
1 | 3800 | 707 | 0.035 | 15 | 15 | 7 | 4.217e-09 | 0 | Water | Porous | Wet | R245fa | MinimizeLCOE_Brownfield | IgnoreSilica | 147.924 | 49.525 | 4.7369 | 4 | 4739.3387 | 5803.8286 | 96.6178 | 118.3189 | 141.2284 | -2.9801e-06 | 20817310765.7372 | 6692520.9296 | 294703.6383 | 7648763.5491 | 9021912.9032 | 24077.0464 | 188795.2501 | 0 | 9309601.5935 | 24221673.6845 | 16531789.9953 | 73933838.5901 | 3144235.0165 | 12720605.2746 | 12720605.2746 | 1478867.319 | 5969963.1797 | 0 | 89798678.8812 | 109968114.6545 | 4216965.0343 | 18.9475 | 4739.3387 | 5803.8286 | 96.6178 | 118.3189
1 | 3800 | 707 | 0.035 | 15 | 15 | 7 | 5.6234e-09 | 0 | Water | Porous | Wet | R245fa | MinimizeLCOE_Brownfield | IgnoreSilica | 147.9823 | 49.5419 | 4.7409 | 4 | 4735.6269 | 5799.2174 | 96.5422 | 118.2249 | 141.2245 | -2.8524e-06 | 20841820300.012 | 6694029.6611 | 294761.1754 | 7650874.6383 | 9025053.8397 | 24077.0464 | 183768.1745 | 0 | 9310300.1688 | 24223491.2341 | 16533030.5102 | 73939386.4486 | 3144235.0165 | 12720605.2746 | 12720605.2746 | 1478867.319 | 5969963.1797 | 0 | 89804226.7397 | 109973662.5131 | 5623413.2519 | 18.9635 | 4735.6269 | 5799.2174 | 96.5422 | 118.2249
1 | 3800 | 707 | 0.035 | 15 | 15 | 7 | 7.4989e-09 | 0 | Water | Porous | Wet | R245fa | MinimizeLCOE_Brownfield | IgnoreSilica | 148.0212 | 49.5532 | 4.7438 | 4 | 4732.8363 | 5795.7756 | 96.4853 | 118.1547 | 141.2219 | -2.7555e-06 | 20860570619.3079 | 6695034.0517 | 294799.4439 | 7652280.8378 | 9027146.3048 | 24077.0464 | 179896.3729 | 0 | 9310561.2824 | 24224170.598 | 16533494.1901 | 73941460.1279 | 3144235.0165 | 12720605.2746 | 12720605.2746 | 1478867.319 | 5969963.1797 | 0 | 89806300.419 | 109975736.1924 | 7498942.0933 | 18.9752 | 4732.8363 | 5795.7756 | 96.4853 | 118.1547
1 | 3800 | 707 | 0.035 | 15 | 15 | 7 | 1e-08 | 0 | Water | Porous | Wet | R245fa | MinimizeLCOE_Brownfield | IgnoreSilica | 148.0406 | 49.5588 | 4.7458 | 4 | 4730.7396 | 5793.2361 | 96.4425 | 118.103 | 141.2206 | -2.6805e-06 | 20877133861.2322 | 6695533.7644 | 294818.4186 | 7652981.8965 | 9028189.8177 | 24077.0464 | 176863.0147 | 0 | 9310260.9437 | 24223389.1785 | 16532960.8552 | 73939074.9356 | 3144235.0165 | 12720605.2746 | 12720605.2746 | 1478867.319 | 5969963.1797 | 0 | 89803915.2267 | 109973351.0001 | 10000000 | 18.9831 | 4730.7396 | 5793.2361 | 96.4425 | 118.103
1 | 3900 | 707 | 0.035 | 15 | 15 | 7 | 1e-13 | 0 | Water | Porous | Wet | R245fa | MinimizeLCOE_Brownfield | IgnoreSilica | 0 | 0 | 0 | 0 | [5 empty] | 0 | 0 | 0 | 0 | 0 | 0 | 0 | 0 | 0 | 0 | 0 | 0 | 0 | 0 | 0 | 0 | 0 | 0 | 0 | 0 | 0 | 100 | 0
1 | 3900 | 707 | 0.035 | 15 | 15 | 7 | 1.3335e-13 | 0 | Water | Porous | Wet | R245fa | MinimizeLCOE_Brownfield | IgnoreSilica | 0 | 0 | 0 | 0 | [5 empty] | 0 | 0 | 0 | 0 | 0 | 0 | 0 | 0 | 0 | 0 | 0 | 0 | 0 | 0 | 0 | 0 | 0 | 0 | 0 | 0 | 0 | 133.3521 | 0
1 | 3900 | 707 | 0.035 | 15 | 15 | 7 | 1.7783e-13 | 0 | Water | Porous | Wet | R245fa | MinimizeLCOE_Brownfield | IgnoreSilica | 0.95376 | 0.1767 | 0.0027318 | 4 | 1588753.9801 | 3489526.7899 | 32388.8988 | 71138.7235 | 103.3563 | -5.1063e-05 | 4350624656.7484 | 105377.4214 | 3668.982 | 86374.5777 | 61921.1968 | 24077.0464 | 62977.9 | 0 | 134314.8784 | 349459.7619 | 238513.4681 | 1066685.2325 | 3144235.0165 | 13149413.2377 | 13149413.2377 | 1478867.319 | 6141486.3649 | 0 | 17360333.4867 | 38130100.4084 | 177.8279 | 0.010927 | 1588753.9801 | 3489526.7899 | 32388.8988 | 71138.7235
1 | 3900 | 707 | 0.035 | 15 | 15 | 7 | 2.3714e-13 | 0 | Water | Porous | Wet | R245fa | MinimizeLCOE_Brownfield | IgnoreSilica | 1.251 | 0.2694 | 0.0081921 | 4 | 539721.0296 | 1173557.7397 | 11002.9432 | 23924.5619 | 111.8204 | -5.3689e-05 | 8252331997.9791 | 148410.8603 | 5465.7328 | 120344.0843 | 78796.4009 | 24077.0464 | 72370.3684 | 0 | 175291.1523 | 456071.6212 | 311278.2528 | 1392105.5193 | 3144235.0165 | 13149413.2377 | 13149413.2377 | 1478867.319 | 6141486.3649 | 0 | 17685753.7735 | 38455520.6952 | 237.1374 | 0.032768 | 539721.0296 | 1173557.7397 | 11002.9432 | 23924.5619
1 | 3900 | 707 | 0.035 | 15 | 15 | 7 | 3.1623e-13 | 0 | Water | Porous | Wet | R245fa | MinimizeLCOE_Brownfield | IgnoreSilica | 1.6409 | 0.39783 | 0.016657 | 4 | 271644.8394 | 583365.9639 | 5537.8475 | 11892.7042 | 119.0546 | -5.5969e-05 | 11340003256.5814 | 202359.1229 | 7819.5829 | 163596.9146 | 101891.8274 | 24077.0464 | 83308.504 | 0 | 227390.6693 | 591623.8773 | 403795.4529 | 1805862.9976 | 3144235.0165 | 13149413.2377 | 13149413.2377 | 1478867.319 | 6141486.3649 | 0 | 18099511.2518 | 38869278.1734 | 316.2278 | 0.066629 | 271644.8394 | 583365.9639 | 5537.8475 | 11892.7042
1 | 3900 | 707 | 0.035 | 15 | 15 | 7 | 4.217e-13 | 0 | Water | Porous | Wet | R245fa | MinimizeLCOE_Brownfield | IgnoreSilica | 2.1551 | 0.57368 | 0.02909 | 4 | 160049.2878 | 338546.233 | 3262.8212 | 6901.7229 | 125.1038 | -5.7925e-05 | 13650464091.7862 | 269214.0806 | 10831.7764 | 218385.9751 | 133360.8413 | 24077.0464 | 96268.7177 | 0 | 293333.9907 | 763194.8726 | 520896.1827 | 2329563.4836 | 3144235.0165 | 13149413.2377 | 13149413.2377 | 1478867.319 | 6141486.3649 | 0 | 18623211.7378 | 39392978.6594 | 421.6965 | 0.11636 | 160049.2878 | 338546.233 | 3262.8212 | 6901.7229
1 | 3900 | 707 | 0.035 | 15 | 15 | 7 | 5.6234e-13 | 0 | Water | Porous | Wet | R245fa | MinimizeLCOE_Brownfield | IgnoreSilica | 2.835 | 0.81204 | 0.04672 | 4 | 103184.5239 | 214323.7753 | 2103.5561 | 4369.2801 | 130.0598 | -5.9563e-05 | 15317094416.8274 | 351337.9202 | 14615.5275 | 287439.1257 | 175980.265 | 24077.0464 | 111771.2457 | 0 | 376436.2409 | 979409.8811 | 668467.3687 | 2989534.6212 | 3144235.0165 | 13149413.2377 | 13149413.2377 | 1478867.319 | 6141486.3649 | 0 | 19283182.8753 | 40052949.797 | 562.3413 | 0.18688 | 103184.5239 | 214323.7753 | 2103.5561 | 4369.2801
1 | 3900 | 707 | 0.035 | 15 | 15 | 7 | 7.4989e-13 | 0 | Water | Porous | Wet | R245fa | MinimizeLCOE_Brownfield | IgnoreSilica | 3.7365 | 1.1331 | 0.071163 | 4 | 70659.9949 | 143625.5248 | 1440.4996 | 2928.0006 | 134.0527 | -6.0915e-05 | 16481752522.5078 | 451740.4522 | 19307.8172 | 374270.4685 | 233446.888 | 24077.0464 | 130457.7182 | 0 | 480987.1523 | 1251429.9062 | 854126.6253 | 3819844.0743 | 3144235.0165 | 13149413.2377 | 13149413.2377 | 1478867.319 | 6141486.3649 | 0 | 20113492.3285 | 40883259.2501 | 749.8942 | 0.28465 | 70659.9949 | 143625.5248 | 1440.4996 | 2928.0006
1 | 3900 | 707 | 0.035 | 15 | 15 | 7 | 1e-12 | 0 | Water | Porous | Wet | R245fa | MinimizeLCOE_Brownfield | IgnoreSilica | 4.9474 | 1.5689 | 0.10479 | 4 | 50506.5496 | 100057.6736 | 1029.6443 | 2039.811 | 137.2516 | -6.2231e-05 | 17214064072.4141 | 575524.9258 | 25139.5379 | 484537.2847 | 311540.6771 | 24077.0464 | 153670.0178 | 0 | 614050.901 | 1597634.4852 | 1090418.3643 | 4876593.2403 | 3144235.0165 | 13149413.2377 | 13149413.2377 | 1478867.319 | 6141486.3649 | 0 | 21170241.4944 | 41940008.4161 | 1000 | 0.41916 | 50506.5496 | 100057.6736 | 1029.6443 | 2039.811
1 | 3900 | 707 | 0.035 | 15 | 15 | 7 | 1.3335e-12 | 0 | Water | Porous | Wet | R245fa | MinimizeLCOE_Brownfield | IgnoreSilica | 6.5527 | 2.1499 | 0.15016 | 4 | 37448.96 | 72027.4122 | 763.4477 | 1468.3762 | 139.7342 | -6.3215e-05 | 17636076972.6334 | 725681.6318 | 32235.5236 | 622428.7426 | 415821.1104 | 24077.0464 | 181628.6216 | 0 | 780730.3438 | 2031300.2047 | 1386404.1288 | 6200307.3536 | 3144235.0165 | 13149413.2377 | 13149413.2377 | 1478867.319 | 6141486.3649 | 0 | 22493955.6078 | 43263722.5294 | 1333.5214 | 0.60066 | 37448.96 | 72027.4122 | 763.4477 | 1468.3762
1 | 3900 | 707 | 0.035 | 15 | 15 | 7 | 1.7783e-12 | 0 | Water | Porous | Wet | R245fa | MinimizeLCOE_Brownfield | IgnoreSilica | 8.6916 | 2.9232 | 0.21061 | 4 | 28672.7634 | 53327.4547 | 584.5331 | 1087.1523 | 141.566 | -6.3986e-05 | 17343729947.4373 | 907589.5498 | 40810.5676 | 794930.1977 | 554852.101 | 24077.0464 | 215811.4666 | 0 | 989847.6623 | 2575380.5717 | 1757750.159 | 7861049.3222 | 3144235.0165 | 13149413.2377 | 13149413.2377 | 1478867.319 | 6141486.3649 | 0 | 24154697.5763 | 44924464.498 | 1778.2794 | 0.84243 | 28672.7634 | 53327.4547 | 584.5331 | 1087.1523
1 | 3900 | 707 | 0.035 | 15 | 15 | 7 | 2.3714e-12 | 0 | Water | Porous | Wet | R245fa | MinimizeLCOE_Brownfield | IgnoreSilica | 11.522 | 3.9254 | 0.28728 | 4 | 22789.8074 | 40864.1648 | 464.601 | 833.0713 | 142.5259 | -6.4329e-05 | 15368854440.7359 | 1121125.906 | 50714.5035 | 1005714.8257 | 735634.0741 | 24077.0464 | 257428.0373 | 0 | 1245930.8132 | 3241656.4004 | 2212497.1027 | 9894778.7092 | 3144235.0165 | 13149413.2377 | 13149413.2377 | 1478867.319 | 6141486.3649 | 0 | 26188426.9634 | 46958193.885 | 2371.3737 | 1.1491 | 22789.8074 | 40864.1648 | 464.601 | 833.0713
1 | 3900 | 707 | 0.035 | 15 | 15 | 7 | 3.1623e-12 | 0 | Water | Porous | Wet | R245fa | MinimizeLCOE_Brownfield | IgnoreSilica | 15.3347 | 5.3503 | 0.40286 | 4 | 17952.2955 | 30841.3272 | 365.9818 | 628.7422 | 144.3135 | -6.518e-05 | 18385462181.1555 | 1405087.0227 | 64287.8891 | 1286941.3651 | 991255.7075 | 24077.0464 | 307839.8563 | 0 | 1591000.666 | 4139457.3737 | 2825264.7149 | 12635211.6417 | 3144235.0165 | 13149413.2377 | 13149413.2377 | 1478867.319 | 6141486.3649 | 0 | 28928859.8958 | 49698626.8175 | 3162.2777 | 1.6114 | 17952.2955 | 30841.3272 | 365.9818 | 628.7422
1 | 3900 | 707 | 0.035 | 15 | 15 | 7 | 4.217e-12 | 0 | Water | Porous | Wet | R245fa | MinimizeLCOE_Brownfield | IgnoreSilica | 20.3648 | 7.187 | 0.54848 | 4 | 14711.2559 | 24178.1989 | 299.9089 | 492.9053 | 145.18 | -6.5524e-05 | 18467721769.569 | 1736451.3121 | 79830.3027 | 1628731.6159 | 1321782.3087 | 24077.0464 | 369102.1292 | 0 | 2012390.1389 | 5235826.3434 | 3573559.0648 | 15981750.2621 | 3144235.0165 | 13149413.2377 | 13149413.2377 | 1478867.319 | 6141486.3649 | 0 | 32275398.5163 | 53045165.4379 | 4216.965 | 2.1939 | 14711.2559 | 24178.1989 | 299.9089 | 492.9053
1 | 3900 | 707 | 0.035 | 15 | 15 | 7 | 5.6234e-12 | 0 | Water | Porous | Wet | R245fa | MinimizeLCOE_Brownfield | IgnoreSilica | 27.0428 | 9.6268 | 0.74192 | 4 | 12299.9562 | 19298.6259 | 250.7512 | 393.4286 | 145.8388 | -6.5804e-05 | 18506646360.0009 | 2140323.0173 | 98698.5339 | 2056885.8467 | 1760926.5676 | 24077.0464 | 443774.7735 | 0 | 2544627.4563 | 6620598.6664 | 4518694.6295 | 20208606.5375 | 3144235.0165 | 13149413.2377 | 13149413.2377 | 1478867.319 | 6141486.3649 | 0 | 36502254.7917 | 57272021.7133 | 5623.4133 | 2.9677 | 12299.9562 | 19298.6259 | 250.7512 | 393.4286
1 | 3900 | 707 | 0.035 | 15 | 15 | 7 | 7.4989e-12 | 0 | Water | Porous | Wet | R245fa | MinimizeLCOE_Brownfield | IgnoreSilica | 35.817 | 12.8338 | 0.99659 | 4 | 10484.2581 | 15694.4688 | 213.7358 | 319.953 | 146.3362 | -6.5905e-05 | 18501532201.6252 | 2628181.1317 | 121396.5582 | 2588017.5902 | 2338222.7773 | 24077.0464 | 533322.15 | 0 | 3210954.729 | 8354245.5474 | 5701944.2487 | 25500361.7787 | 3144235.0165 | 13149413.2377 | 13149413.2377 | 1478867.319 | 6141486.3649 | 0 | 41794010.0329 | 62563776.9545 | 7498.9421 | 3.9864 | 10484.2581 | 15694.4688 | 213.7358 | 319.953
1 | 3900 | 707 | 0.035 | 15 | 15 | 7 | 1e-11 | 0 | Water | Porous | Wet | R245fa | MinimizeLCOE_Brownfield | IgnoreSilica | 47.3032 | 17.033 | 1.3299 | 4 | 9100.5495 | 13005.0566 | 185.527 | 265.1257 | 146.7111 | -6.5928e-05 | 18419235343.5241 | 3216219.3025 | 148638.731 | 3244956.985 | 3094175.662 | 24077.0464 | 641158.2326 | 0 | 4043998.1242 | 10521653.5812 | 7181244.7675 | 32116122.4326 | 3144235.0165 | 13149413.2377 | 13149413.2377 | 1478867.319 | 6141486.3649 | 0 | 48409770.6868 | 69179537.6084 | 10000 | 5.3194 | 9100.5495 | 13005.0566 | 185.527 | 265.1257
1 | 3900 | 707 | 0.035 | 15 | 15 | 7 | 1.3335e-11 | 0 | Water | Porous | Wet | R245fa | MinimizeLCOE_Brownfield | IgnoreSilica | 62.0969 | 22.4337 | 1.7576 | 4 | 8043.9572 | 10998.2608 | 163.9869 | 224.2144 | 146.9623 | -6.5786e-05 | 18047833528.7463 | 3913431.6798 | 180763.0222 | 4044132.421 | 4066582.4055 | 24077.0464 | 769021.5987 | 0 | 5069223.1877 | 13189078.8937 | 9001817.3534 | 40258127.6084 | 3144235.0165 | 13149413.2377 | 13149413.2377 | 1478867.319 | 6141486.3649 | 0 | 56551775.8626 | 77321542.7842 | 13335.2143 | 7.0303 | 8043.9572 | 10998.2608 | 163.9869 | 224.2144
1 | 3900 | 707 | 0.035 | 15 | 15 | 7 | 1.7783e-11 | 0 | Water | Porous | Wet | R245fa | MinimizeLCOE_Brownfield | IgnoreSilica | 74.9083 | 27.0813 | 2.1815 | 4 | 7235.9269 | 9616.1278 | 147.5142 | 196.0378 | 147.0169 | -5.9691e-05 | 18902097433.7908 | 4473549.5043 | 206358.2672 | 4701386.6702 | 4903823.0917 | 24077.0464 | 816288.1624 | 0 | 5898938.2695 | 15347827.3385 | 10475207.5248 | 46847455.875 | 3144235.0165 | 13149413.2377 | 13149413.2377 | 1478867.319 | 6141486.3649 | 0 | 63141104.1292 | 83910871.0508 | 17782.7941 | 8.7261 | 7235.9269 | 9616.1278 | 147.5142 | 196.0378
1 | 3900 | 707 | 0.035 | 15 | 15 | 7 | 2.3714e-11 | 0 | Water | Porous | Wet | R245fa | MinimizeLCOE_Brownfield | IgnoreSilica | 86.9003 | 31.3811 | 2.6097 | 4 | 6607.2268 | 8596.8994 | 134.6973 | 175.2594 | 146.9303 | -5.1978e-05 | 19833816584.2357 | 4964870.3119 | 228553.8623 | 5289925.1491 | 5679087.5728 | 24077.0464 | 821386.765 | 0 | 6633081.2759 | 17257916.8478 | 11778882.8633 | 52677781.6943 | 3144235.0165 | 13149413.2377 | 13149413.2377 | 1478867.319 | 6141486.3649 | 0 | 68971429.9485 | 89741196.8702 | 23713.7371 | 10.4388 | 6607.2268 | 8596.8994 | 134.6973 | 175.2594
1 | 3900 | 707 | 0.035 | 15 | 15 | 7 | 3.1623e-11 | 0 | Water | Porous | Wet | R245fa | MinimizeLCOE_Brownfield | IgnoreSilica | 98.1797 | 35.3586 | 3.0292 | 4 | 6121.6807 | 7835.8029 | 124.7987 | 159.7434 | 146.724 | -4.4134e-05 | 20514924772.75 | 5399049.9793 | 247878.7017 | 5820615.8389 | 6397182.1732 | 24077.0464 | 799319.535 | 0 | 7288368.077 | 18962838.6865 | 12942527.0509 | 57881857.0888 | 3144235.0165 | 13149413.2377 | 13149413.2377 | 1478867.319 | 6141486.3649 | 0 | 74175505.343 | 94945272.2646 | 31622.7766 | 12.1169 | 6121.6807 | 7835.8029 | 124.7987 | 159.7434
1 | 3900 | 707 | 0.035 | 15 | 15 | 7 | 4.217e-11 | 0 | Water | Porous | Wet | R245fa | MinimizeLCOE_Brownfield | IgnoreSilica | 108.3159 | 38.8617 | 3.4184 | 4 | 5748.9414 | 7267.9033 | 117.1999 | 148.166 | 146.4353 | -3.6695e-05 | 20980560682.6059 | 5766490.4944 | 263947.8361 | 6278739.6201 | 7030731.603 | 24077.0464 | 755584.9908 | 0 | 7846632.9204 | 20415329.2931 | 13933881.7356 | 62315415.5399 | 3144235.0165 | 13149413.2377 | 13149413.2377 | 1478867.319 | 6141486.3649 | 0 | 78609063.7941 | 99378830.7157 | 42169.6503 | 13.6737 | 5748.9414 | 7267.9033 | 117.1999 | 148.166
1 | 3900 | 707 | 0.035 | 15 | 15 | 7 | 5.6234e-11 | 0 | Water | Porous | Wet | R245fa | MinimizeLCOE_Brownfield | IgnoreSilica | 117.0855 | 41.8283 | 3.7633 | 4 | 5463.8992 | 6843.658 | 111.389 | 139.5172 | 146.1082 | -3.0028e-05 | 21277361301.4608 | 6067181.7865 | 276851.5615 | 6660770.4096 | 7568328.4274 | 24077.0464 | 697607.8529 | 0 | 8304978.6629 | 21607850.8954 | 14747802.2331 | 65955448.8757 | 3144235.0165 | 13149413.2377 | 13149413.2377 | 1478867.319 | 6141486.3649 | 0 | 82249097.1298 | 103018864.0515 | 56234.1325 | 15.0532 | 5463.8992 | 6843.658 | 111.389 | 139.5172
1 | 3900 | 707 | 0.035 | 15 | 15 | 7 | 7.4989e-11 | 0 | Water | Porous | Wet | R245fa | MinimizeLCOE_Brownfield | IgnoreSilica | 124.4481 | 44.267 | 4.0578 | 4 | 5246.4097 | 6526.0159 | 106.9552 | 133.0417 | 145.7794 | -2.4316e-05 | 21455728271.5614 | 6307355.9213 | 286968.1709 | 6971165.778 | 8011201.8722 | 24077.0464 | 632730.5748 | 0 | 8671064.7518 | 22560331.8042 | 15397890.0249 | 68862785.9445 | 3144235.0165 | 13149413.2377 | 13149413.2377 | 1478867.319 | 6141486.3649 | 0 | 85156434.1987 | 105926201.1203 | 74989.4209 | 16.2314 | 5246.4097 | 6526.0159 | 106.9552 | 133.0417
1 | 3900 | 707 | 0.035 | 15 | 15 | 7 | 1e-10 | 0 | Water | Porous | Wet | R245fa | MinimizeLCOE_Brownfield | IgnoreSilica | 130.4501 | 46.217 | 4.3014 | 4 | 5080.7296 | 6287.873 | 103.5775 | 128.1868 | 145.4757 | -1.9575e-05 | 21562993076.9475 | 6494885.7705 | 294729.8831 | 7217206.1129 | 8366089.0025 | 24077.0464 | 566564.6619 | 0 | 8955785.4661 | 23301116.6987 | 15903490.9369 | 71123945.5789 | 3144235.0165 | 13149413.2377 | 13149413.2377 | 1478867.319 | 6141486.3649 | 0 | 87417593.8331 | 108187360.7547 | 100000 | 17.2057 | 5080.7296 | 6287.873 | 103.5775 | 128.1868
1 | 3900 | 707 | 0.035 | 15 | 15 | 7 | 1.3335e-10 | 0 | Water | Porous | Wet | R245fa | MinimizeLCOE_Brownfield | IgnoreSilica | 135.2218 | 47.7416 | 4.4977 | 4 | 4954.6646 | 6109.1385 | 101.0075 | 124.5431 | 145.2119 | -1.5733e-05 | 21633564082.9899 | 6638688.5763 | 300588.3936 | 7408329.1606 | 8644098.3442 | 24077.0464 | 503157.6131 | 0 | 9172386.2624 | 23864667.5396 | 16288125.9656 | 72844118.9018 | 3144235.0165 | 13149413.2377 | 13149413.2377 | 1478867.319 | 6141486.3649 | 0 | 89137767.156 | 109907534.0777 | 133352.1432 | 17.9907 | 4954.6646 | 6109.1385 | 101.0075 | 124.5431
1 | 3900 | 707 | 0.035 | 15 | 15 | 7 | 1.7783e-10 | 0 | Water | Porous | Wet | R245fa | MinimizeLCOE_Brownfield | IgnoreSilica | 139.0003 | 48.932 | 4.6539 | 4 | 4858.8221 | 5974.5467 | 99.0537 | 121.7992 | 144.9891 | -1.2693e-05 | 21670525149.8269 | 6749246.6668 | 305031.8166 | 7556848.4379 | 8861552.0938 | 24077.0464 | 445660.7114 | 0 | 9337542.5415 | 24294370.2995 | 16581406.9288 | 74155736.5428 | 3144235.0165 | 13149413.2377 | 13149413.2377 | 1478867.319 | 6141486.3649 | 0 | 90449384.7969 | 111219151.7186 | 177827.941 | 18.6155 | 4858.8221 | 5974.5467 | 99.0537 | 121.7992
1 | 3900 | 707 | 0.035 | 15 | 15 | 7 | 2.3714e-10 | 0 | Water | Porous | Wet | R245fa | MinimizeLCOE_Brownfield | IgnoreSilica | 141.8339 | 49.8141 | 4.7738 | 4 | 4785.9855 | 5873.6742 | 97.5688 | 119.7428 | 144.814 | -1.0288e-05 | 21720758805.3645 | 6830221.557 | 308252.3964 | 7666517.454 | 9022943.1445 | 24077.0464 | 394079.1457 | 0 | 9455975.3901 | 24602508.2778 | 16791717.4306 | 75096291.8424 | 3144235.0165 | 13149413.2377 | 13149413.2377 | 1478867.319 | 6141486.3649 | 0 | 91389940.0965 | 112159707.0182 | 237137.3706 | 19.0953 | 4785.9855 | 5873.6742 | 97.5688 | 119.7428
1 | 3900 | 707 | 0.035 | 15 | 15 | 7 | 3.1623e-10 | 0 | Water | Porous | Wet | R245fa | MinimizeLCOE_Brownfield | IgnoreSilica | 143.9682 | 50.4727 | 4.8656 | 4 | 4730.6893 | 5797.8545 | 96.4415 | 118.1971 | 144.6776 | -8.4152e-06 | 21767355121.999 | 6890119.8119 | 310613.6402 | 7748183.8762 | 9143571.1478 | 24077.0464 | 349520.7696 | 0 | 9541773.6539 | 24825737.7606 | 16944076.1395 | 75777673.8461 | 3144235.0165 | 13149413.2377 | 13149413.2377 | 1478867.319 | 6141486.3649 | 0 | 92071322.1003 | 112841089.022 | 316227.766 | 19.4626 | 4730.6893 | 5797.8545 | 96.4415 | 118.1971
1 | 3900 | 707 | 0.035 | 15 | 15 | 7 | 4.217e-10 | 0 | Water | Porous | Wet | R245fa | MinimizeLCOE_Brownfield | IgnoreSilica | 145.5339 | 50.9526 | 4.9347 | 4 | 4688.7359 | 5740.9669 | 95.5862 | 117.0374 | 144.5752 | -6.9617e-06 | 21822362554.43 | 6933476.2729 | 312311.358 | 7807592.4528 | 9231562.7952 | 24077.0464 | 311607.0222 | 0 | 9602044.5095 | 24982550.1635 | 17051103.8267 | 76256325.4471 | 3144235.0165 | 13149413.2377 | 13149413.2377 | 1478867.319 | 6141486.3649 | 0 | 92549973.7013 | 113319740.6229 | 421696.5034 | 19.7388 | 4688.7359 | 5740.9669 | 95.5862 | 117.0374
1 | 3900 | 707 | 0.035 | 15 | 15 | 7 | 5.6234e-10 | 0 | Water | Porous | Wet | R245fa | MinimizeLCOE_Brownfield | IgnoreSilica | 146.6445 | 51.2913 | 4.9856 | 4 | 4656.9276 | 5698.4065 | 94.9378 | 116.1697 | 144.5013 | -5.8337e-06 | 21884625566.9064 | 6963915.7671 | 313496.99 | 7849462.277 | 9293700.3172 | 24077.0464 | 279659.7317 | 0 | 9642481.7304 | 25087759.5176 | 17122911.3727 | 76577464.75 | 3144235.0165 | 13149413.2377 | 13149413.2377 | 1478867.319 | 6141486.3649 | 0 | 92871113.0042 | 113640879.9258 | 562341.3252 | 19.9426 | 4656.9276 | 5698.4065 | 94.9378 | 116.1697
1 | 3900 | 707 | 0.035 | 15 | 15 | 7 | 7.4989e-10 | 0 | Water | Porous | Wet | R245fa | MinimizeLCOE_Brownfield | IgnoreSilica | 147.4339 | 51.5311 | 5.0232 | 4 | 4632.8291 | 5666.5204 | 94.4465 | 115.5197 | 144.448 | -4.9652e-06 | 21945746156.402 | 6985392.0965 | 314330.243 | 7879086.0114 | 9337725.6885 | 24077.0464 | 253266.5757 | 0 | 9669612.2879 | 25158347.663 | 17171089.2323 | 76792926.8446 | 3144235.0165 | 13149413.2377 | 13149413.2377 | 1478867.319 | 6141486.3649 | 0 | 93086575.0988 | 113856342.0205 | 749894.2093 | 20.0928 | 4632.8291 | 5666.5204 | 94.4465 | 115.5197
1 | 3900 | 707 | 0.035 | 15 | 15 | 7 | 1e-09 | 0 | Water | Porous | Wet | R245fa | MinimizeLCOE_Brownfield | IgnoreSilica | 147.9675 | 51.6928 | 5.0503 | 4 | 4614.5863 | 5642.7398 | 94.0746 | 115.0349 | 144.4117 | -4.2931e-06 | 22009039081.9855 | 6999829.2233 | 314888.695 | 7899042.2899 | 9367413.0611 | 24077.0464 | 231520.2266 | 0 | 9686340.5116 | 25201871.0694 | 17200794.8515 | 76925776.9749 | 3144235.0165 | 13149413.2377 | 13149413.2377 | 1478867.319 | 6141486.3649 | 0 | 93219425.2291 | 113989192.1508 | 1000000 | 20.201 | 4614.5863 | 5642.7398 | 94.0746 | 115.0349
1 | 3900 | 707 | 0.035 | 15 | 15 | 7 | 1.3335e-09 | 0 | Water | Porous | Wet | R245fa | MinimizeLCOE_Brownfield | IgnoreSilica | 148.3112 | 51.7967 | 5.0694 | 4 | 4600.7881 | 5625.0601 | 93.7933 | 114.6745 | 144.388 | -3.7719e-06 | 22072772355.3822 | 7009090.5305 | 315246.0721 | 7911865.0689 | 9386501.2902 | 24077.0464 | 213708.7703 | 0 | 9695590.6235 | 25225937.9634 | 17217221.0012 | 76999238.3664 | 3144235.0165 | 13149413.2377 | 13149413.2377 | 1478867.319 | 6141486.3649 | 0 | 93292886.6206 | 114062653.5422 | 1333521.4322 | 20.2776 | 4600.7881 | 5625.0601 | 93.7933 | 114.6745
1 | 3900 | 707 | 0.035 | 15 | 15 | 7 | 1.7783e-09 | 0 | Water | Porous | Wet | R245fa | MinimizeLCOE_Brownfield | IgnoreSilica | 148.5398 | 51.8657 | 5.0832 | 4 | 4590.3609 | 5611.8615 | 93.5807 | 114.4054 | 144.3722 | -3.3723e-06 | 22128973992.2161 | 7015230.0397 | 315482.566 | 7920375.5342 | 9399175.7636 | 24077.0464 | 199418.9363 | 0 | 9700766.3556 | 25239404.1565 | 17226411.9547 | 77040342.3531 | 3144235.0165 | 13149413.2377 | 13149413.2377 | 1478867.319 | 6141486.3649 | 0 | 93333990.6073 | 114103757.5289 | 1778279.41 | 20.3326 | 4590.3609 | 5611.8615 | 93.5807 | 114.4054
1 | 3900 | 707 | 0.035 | 15 | 15 | 7 | 2.3714e-09 | 0 | Water | Porous | Wet | R245fa | MinimizeLCOE_Brownfield | IgnoreSilica | 148.6667 | 51.9039 | 5.0925 | 4 | 4582.4885 | 5602.1133 | 93.4202 | 114.2067 | 144.3633 | -3.061e-06 | 22183557439.7829 | 7018624.8381 | 315612.9974 | 7925088.7021 | 9406197.3561 | 24077.0464 | 187823.9685 | 0 | 9702195.7144 | 25243123.0548 | 17228950.1792 | 77051693.8569 | 3144235.0165 | 13149413.2377 | 13149413.2377 | 1478867.319 | 6141486.3649 | 0 | 93345342.1111 | 114115109.0327 | 2371373.7057 | 20.37 | 4582.4885 | 5602.1133 | 93.4202 | 114.2067
1 | 3900 | 707 | 0.035 | 15 | 15 | 7 | 3.1623e-09 | 0 | Water | Porous | Wet | R245fa | MinimizeLCOE_Brownfield | IgnoreSilica | 148.7398 | 51.9258 | 5.099 | 4 | 4576.5504 | 5594.8682 | 93.2992 | 114.059 | 144.3581 | -2.8218e-06 | 22230610669.696 | 7020575.2611 | 315687.7419 | 7927800.667 | 9410238.5417 | 24077.0464 | 178620.6686 | 0 | 9702029.9714 | 25242691.8255 | 17228655.8564 | 77050377.5799 | 3144235.0165 | 13149413.2377 | 13149413.2377 | 1478867.319 | 6141486.3649 | 0 | 93344025.8341 | 114113792.7558 | 3162277.6602 | 20.3962 | 4576.5504 | 5594.8682 | 93.2992 | 114.059
1 | 3900 | 707 | 0.035 | 15 | 15 | 7 | 4.217e-09 | 0 | Water | Porous | Wet | R245fa | MinimizeLCOE_Brownfield | IgnoreSilica | 148.7787 | 51.9375 | 5.1036 | 4 | 4572.0751 | 5589.4849 | 93.2079 | 113.9492 | 144.3553 | -2.6384e-06 | 22270314517.5506 | 7021606.425 | 315727.0965 | 7929237.8032 | 9412380.5768 | 24077.0464 | 171371.0244 | 0 | 9701015.9892 | 25240053.6518 | 17226855.2486 | 77042324.8618 | 3144235.0165 | 13149413.2377 | 13149413.2377 | 1478867.319 | 6141486.3649 | 0 | 93335973.116 | 114105740.0376 | 4216965.0343 | 20.4144 | 4572.0751 | 5589.4849 | 93.2079 | 113.9492
1 | 3900 | 707 | 0.035 | 15 | 15 | 7 | 5.6234e-09 | 0 | Water | Porous | Wet | R245fa | MinimizeLCOE_Brownfield | IgnoreSilica | 148.7936 | 51.9419 | 5.1067 | 4 | 4568.7052 | 5585.4985 | 93.1392 | 113.8679 | 144.3542 | -2.4973e-06 | 22302768371.0638 | 7021992.4437 | 315741.6335 | 7929779.8031 | 9413188.8797 | 24077.0464 | 165667.8749 | 0 | 9699474.5957 | 25236043.2622 | 17224118.0753 | 77030083.6146 | 3144235.0165 | 13149413.2377 | 13149413.2377 | 1478867.319 | 6141486.3649 | 0 | 93323731.8688 | 114093498.7904 | 5623413.2519 | 20.4267 | 4568.7052 | 5585.4985 | 93.1392 | 113.8679
1 | 3900 | 707 | 0.035 | 15 | 15 | 7 | 7.4989e-09 | 0 | Water | Porous | Wet | R245fa | MinimizeLCOE_Brownfield | IgnoreSilica | 148.7936 | 51.9418 | 5.1088 | 4 | 4566.1695 | 5582.5501 | 93.0875 | 113.8078 | 144.3541 | -2.3889e-06 | 22331105845.5524 | 7021982.2065 | 315740.9477 | 7929771.5663 | 9413177.2514 | 24077.0464 | 161200.4012 | 0 | 9697720.2736 | 25231478.876 | 17221002.7879 | 77016151.357 | 3144235.0165 | 13149413.2377 | 13149413.2377 | 1478867.319 | 6141486.3649 | 0 | 93309799.6111 | 114079566.5328 | 7498942.0933 | 20.435 | 4566.1695 | 5582.5501 | 93.0875 | 113.8078
1 | 3900 | 707 | 0.035 | 15 | 15 | 7 | 1e-08 | 0 | Water | Porous | Wet | R245fa | MinimizeLCOE_Brownfield | IgnoreSilica | 148.7936 | 51.9417 | 5.1103 | 4 | 4564.2627 | 5580.3342 | 93.0487 | 113.7627 | 144.354 | -2.3075e-06 | 22357682393.0105 | 7021974.5291 | 315740.4333 | 7929765.3891 | 9413168.5306 | 24077.0464 | 157806.457 | 0 | 9696387.6304 | 25228011.6116 | 17218636.3087 | 77005567.9363 | 3144235.0165 | 13149413.2377 | 13149413.2377 | 1478867.319 | 6141486.3649 | 0 | 93299216.1905 | 114068983.1121 | 10000000 | 20.4412 | 4564.2627 | 5580.3342 | 93.0487 | 113.7627
1 | 4000 | 707 | 0.035 | 15 | 15 | 7 | 1e-13 | 0 | Water | Porous | Wet | R245fa | MinimizeLCOE_Brownfield | IgnoreSilica | 0 | 0 | 0 | 0 | [5 empty] | 0 | 0 | 0 | 0 | 0 | 0 | 0 | 0 | 0 | 0 | 0 | 0 | 0 | 0 | 0 | 0 | 0 | 0 | 0 | 0 | 0 | 100 | 0
1 | 4000 | 707 | 0.035 | 15 | 15 | 7 | 1.3335e-13 | 0 | Water | Porous | Wet | R245fa | MinimizeLCOE_Brownfield | IgnoreSilica | 0.74446 | 0.11878 | 6.5636e-05 | 4 | 66927295.6986 | 148354883.41 | 1364403.4487 | 3024414.9631 | 95.7183 | -4.842e-05 | 1787799074.4838 | 76168.7628 | 2519.3606 | 63194.3401 | 51000.1102 | 24077.0464 | 55225.1341 | 0 | 106152.0542 | 276185.8702 | 188502.5315 | 843025.2101 | 3144235.0165 | 13584081.2916 | 13584081.2916 | 1478867.319 | 6315353.5865 | 0 | 17571341.5182 | 38949643.7154 | 133.3521 | 0.00026254 | 66927295.6986 | 148354883.41 | 1364403.4487 | 3024414.9631
1 | 4000 | 707 | 0.035 | 15 | 15 | 7 | 1.7783e-13 | 0 | Water | Porous | Wet | R245fa | MinimizeLCOE_Brownfield | IgnoreSilica | 0.99265 | 0.19341 | 0.0038523 | 4 | 1158834.1283 | 2546221.4035 | 23624.4011 | 51908.1673 | 106.1016 | -5.2641e-05 | 5909397767.7412 | 114094.1554 | 4043.7646 | 92675.0526 | 64749.0129 | 24077.0464 | 64619.7857 | 0 | 142060.9389 | 369613.4223 | 252268.7555 | 1128201.9345 | 3144235.0165 | 13584081.2916 | 13584081.2916 | 1478867.319 | 6315353.5865 | 0 | 17856518.2426 | 39234820.4397 | 177.8279 | 0.015409 | 1158834.1283 | 2546221.4035 | 23624.4011 | 51908.1673
1 | 4000 | 707 | 0.035 | 15 | 15 | 7 | 2.3714e-13 | 0 | Water | Porous | Wet | R245fa | MinimizeLCOE_Brownfield | IgnoreSilica | 1.2899 | 0.29021 | 0.010031 | 4 | 453343.3751 | 986166.2771 | 9242.0179 | 20104.3334 | 114.4333 | -5.4802e-05 | 10223423265.0431 | 158582.8154 | 5939.591 | 127500.4858 | 82179.0382 | 24077.0464 | 73445.8354 | 0 | 183972.6767 | 478659.1668 | 326694.7168 | 1461051.3724 | 3144235.0165 | 13584081.2916 | 13584081.2916 | 1478867.319 | 6315353.5865 | 0 | 18189367.6805 | 39567669.8776 | 237.1374 | 0.040123 | 453343.3751 | 986166.2771 | 9242.0179 | 20104.3334
1 | 4000 | 707 | 0.035 | 15 | 15 | 7 | 3.1623e-13 | 0 | Water | Porous | Wet | R245fa | MinimizeLCOE_Brownfield | IgnoreSilica | 1.6752 | 0.4225 | 0.019401 | 4 | 239788.4205 | 515273.6834 | 4888.4113 | 10504.551 | 121.572 | -5.6532e-05 | 13603994015.1846 | 213795.2933 | 8396.7545 | 171377.877 | 105766.2863 | 24077.0464 | 83520.331 | 0 | 236704.0995 | 615855.5122 | 420334.0416 | 1879827.2417 | 3144235.0165 | 13584081.2916 | 13584081.2916 | 1478867.319 | 6315353.5865 | 0 | 18608143.5498 | 39986445.747 | 316.2278 | 0.077602 | 239788.4205 | 515273.6834 | 4888.4113 | 10504.551
1 | 4000 | 707 | 0.035 | 15 | 15 | 7 | 4.217e-13 | 0 | Water | Porous | Wet | R245fa | MinimizeLCOE_Brownfield | IgnoreSilica | 2.2088 | 0.61272 | 0.033452 | 4 | 143255.7249 | 303025.3103 | 2920.4617 | 6177.5808 | 127.87 | -5.902e-05 | 15998189062.4352 | 285734.9791 | 11706.0239 | 229780.5007 | 139574.9489 | 24077.0464 | 97022.7174 | 0 | 307279.5244 | 799478.2908 | 545660.3611 | 2440314.3927 | 3144235.0165 | 13584081.2916 | 13584081.2916 | 1478867.319 | 6315353.5865 | 0 | 19168630.7008 | 40546932.898 | 421.6965 | 0.13381 | 143255.7249 | 303025.3103 | 2920.4617 | 6177.5808
1 | 4000 | 707 | 0.035 | 15 | 15 | 7 | 5.6234e-13 | 0 | Water | Porous | Wet | R245fa | MinimizeLCOE_Brownfield | IgnoreSilica | 2.8934 | 0.86296 | 0.052996 | 4 | 93650.4156 | 194498.494 | 1909.1904 | 3965.1149 | 132.8778 | -6.0527e-05 | 17829818495.5975 | 371529.6434 | 15746.0099 | 301217.8937 | 184071.6982 | 24077.0464 | 112053.8494 | 0 | 393391.495 | 1023523.9743 | 698576.1438 | 3124187.7542 | 3144235.0165 | 13584081.2916 | 13584081.2916 | 1478867.319 | 6315353.5865 | 0 | 19852504.0623 | 41230806.2595 | 562.3413 | 0.21199 | 93650.4156 | 194498.494 | 1909.1904 | 3965.1149
1 | 4000 | 707 | 0.035 | 15 | 15 | 7 | 7.4989e-13 | 0 | Water | Porous | Wet | R245fa | MinimizeLCOE_Brownfield | IgnoreSilica | 3.8265 | 1.2097 | 0.080528 | 4 | 64387.7132 | 130756.6808 | 1312.6306 | 2665.6518 | 137.0282 | -6.2348e-05 | 18998934856.7087 | 479424.0301 | 20903.4512 | 393597.3089 | 245843.3475 | 24077.0464 | 131430.815 | 0 | 505157.6396 | 1314316.5563 | 897048.0562 | 4011798.2511 | 3144235.0165 | 13584081.2916 | 13584081.2916 | 1478867.319 | 6315353.5865 | 0 | 20740114.5592 | 42118416.7564 | 749.8942 | 0.32211 | 64387.7132 | 130756.6808 | 1312.6306 | 2665.6518
1 | 4000 | 707 | 0.035 | 15 | 15 | 7 | 1e-12 | 0 | Water | Porous | Wet | R245fa | MinimizeLCOE_Brownfield | IgnoreSilica | 5.0595 | 1.6726 | 0.11802 | 4 | 46286.5727 | 91573.669 | 943.6144 | 1866.8531 | 140.2928 | -6.3729e-05 | 19801894423.9345 | 610286.2196 | 27212.8893 | 508992.9471 | 328507.2511 | 24077.0464 | 154582.3348 | 0 | 644926.8884 | 1677967.471 | 1145247.2778 | 5121800.3256 | 3144235.0165 | 13584081.2916 | 13584081.2916 | 1478867.319 | 6315353.5865 | 0 | 21850116.6337 | 43228418.8309 | 1000 | 0.47206 | 46286.5727 | 91573.669 | 943.6144 | 1866.8531
1 | 4000 | 707 | 0.035 | 15 | 15 | 7 | 1.3335e-12 | 0 | Water | Porous | Wet | R245fa | MinimizeLCOE_Brownfield | IgnoreSilica | 6.699 | 2.2917 | 0.16867 | 4 | 34455.3686 | 66142.6125 | 702.4193 | 1348.4066 | 142.8356 | -6.4837e-05 | 20230238640.6476 | 769571.1119 | 34919.2296 | 653747.7974 | 439287.6788 | 24077.0464 | 182695.3196 | 0 | 820676.2916 | 2135231.3669 | 1457339.2825 | 6517545.1247 | 3144235.0165 | 13584081.2916 | 13584081.2916 | 1478867.319 | 6315353.5865 | 0 | 23245861.4328 | 44624163.63 | 1333.5214 | 0.67467 | 34455.3686 | 66142.6125 | 702.4193 | 1348.4066
1 | 4000 | 707 | 0.035 | 15 | 15 | 7 | 1.7783e-12 | 0 | Water | Porous | Wet | R245fa | MinimizeLCOE_Brownfield | IgnoreSilica | 8.8768 | 3.1127 | 0.2359 | 4 | 26483.956 | 49139.7773 | 539.9113 | 1001.7808 | 144.6936 | -6.5645e-05 | 19844195494.7481 | 961814.0692 | 44193.3901 | 834182.4294 | 586474.6974 | 24077.0464 | 216866.6252 | 0 | 1040367.2205 | 2706822.0991 | 1847461.7023 | 8262259.2797 | 3144235.0165 | 13584081.2916 | 13584081.2916 | 1478867.319 | 6315353.5865 | 0 | 24990575.5878 | 46368877.7849 | 1778.2794 | 0.94361 | 26483.956 | 49139.7773 | 539.9113 | 1001.7808
1 | 4000 | 707 | 0.035 | 15 | 15 | 7 | 2.3714e-12 | 0 | Water | Porous | Wet | R245fa | MinimizeLCOE_Brownfield | IgnoreSilica | 11.7654 | 4.1768 | 0.32103 | 4 | 21125.808 | 37773.9647 | 430.6782 | 770.0734 | 145.6301 | -6.6035e-05 | 18006050158.576 | 1187413.8269 | 54881.3521 | 1054774.6017 | 777836.0638 | 24077.0464 | 258781.0766 | 0 | 1309527.9473 | 3407123.0978 | 2325431.5236 | 10399846.5361 | 3144235.0165 | 13584081.2916 | 13584081.2916 | 1478867.319 | 6315353.5865 | 0 | 27128162.8443 | 48506465.0414 | 2371.3737 | 1.2841 | 21125.808 | 37773.9647 | 430.6782 | 770.0734
1 | 4000 | 707 | 0.035 | 15 | 15 | 7 | 3.1623e-12 | 0 | Water | Porous | Wet | R245fa | MinimizeLCOE_Brownfield | IgnoreSilica | 15.6442 | 5.6937 | 0.45028 | 4 | 16666.7777 | 28536.2164 | 339.7748 | 581.7494 | 147.5318 | -6.6949e-05 | 21076958873.6919 | 1489044.9949 | 69683.6818 | 1349771.121 | 1049525.2401 | 24077.0464 | 308982.3433 | 0 | 1673522.9267 | 4354163.3685 | 2971805.9681 | 13290576.6908 | 3144235.0165 | 13584081.2916 | 13584081.2916 | 1478867.319 | 6315353.5865 | 0 | 30018892.9989 | 51397195.1961 | 3162.2777 | 1.8011 | 16666.7777 | 28536.2164 | 339.7748 | 581.7494
1 | 4000 | 707 | 0.035 | 15 | 15 | 7 | 4.217e-12 | 0 | Water | Porous | Wet | R245fa | MinimizeLCOE_Brownfield | IgnoreSilica | 20.7863 | 7.6534 | 0.61293 | 4 | 13687.0997 | 22406.8121 | 279.03 | 456.7932 | 148.4245 | -6.7405e-05 | 21147997242.0515 | 1841332.2555 | 86605.9271 | 1709110.8981 | 1401434.6535 | 24077.0464 | 370844.3734 | 0 | 2119028.01 | 5513276.2097 | 3762924.2996 | 16828633.6734 | 3144235.0165 | 13584081.2916 | 13584081.2916 | 1478867.319 | 6315353.5865 | 0 | 33556949.9815 | 54935252.1786 | 4216.965 | 2.4517 | 13687.0997 | 22406.8121 | 279.03 | 456.7932
1 | 4000 | 707 | 0.035 | 15 | 15 | 7 | 5.6234e-12 | 0 | Water | Porous | Wet | R245fa | MinimizeLCOE_Brownfield | IgnoreSilica | 27.581 | 10.2445 | 0.82829 | 4 | 11470.7268 | 17923.2311 | 233.8463 | 365.3893 | 149.1002 | -6.7682e-05 | 21189951209.9446 | 2268744.5388 | 107051.9722 | 2157178.6411 | 1866859.0474 | 24077.0464 | 445483.0119 | 0 | 2679063.7605 | 6970374.3533 | 4757423.723 | 21276256.0946 | 3144235.0165 | 13584081.2916 | 13584081.2916 | 1478867.319 | 6315353.5865 | 0 | 38004572.4027 | 59382874.5998 | 5623.4133 | 3.3132 | 11470.7268 | 17923.2311 | 233.8463 | 365.3893
1 | 4000 | 707 | 0.035 | 15 | 15 | 7 | 7.4989e-12 | 0 | Water | Porous | Wet | R245fa | MinimizeLCOE_Brownfield | IgnoreSilica | 36.5332 | 13.6594 | 1.1123 | 4 | 9797.4775 | 14602.5222 | 199.7348 | 297.6922 | 149.6122 | -6.7844e-05 | 21186677111.2442 | 2786536.4803 | 131720.4728 | 2714516.7914 | 2480369.0886 | 24077.0464 | 535626.2283 | 0 | 3382409.9821 | 8800336.9457 | 6006410.7943 | 26862003.8299 | 3144235.0165 | 13584081.2916 | 13584081.2916 | 1478867.319 | 6315353.5865 | 0 | 43590320.138 | 64968622.3351 | 7498.9421 | 4.4491 | 9797.4775 | 14602.5222 | 199.7348 | 297.6922
1 | 4000 | 707 | 0.035 | 15 | 15 | 7 | 1e-11 | 0 | Water | Porous | Wet | R245fa | MinimizeLCOE_Brownfield | IgnoreSilica | 48.2117 | 18.1153 | 1.4829 | 4 | 8521.9536 | 12126.0206 | 173.7316 | 247.2053 | 149.9963 | -6.7858e-05 | 21099658244.1197 | 3408560.8894 | 161223.0699 | 3401523.2234 | 3280971.0971 | 24077.0464 | 643477.6838 | 0 | 4258734.8739 | 11080354.5552 | 7562569.6625 | 33821492.1016 | 3144235.0165 | 13584081.2916 | 13584081.2916 | 1478867.319 | 6315353.5865 | 0 | 50549808.4097 | 71928110.6069 | 10000 | 5.9317 | 8521.9536 | 12126.0206 | 173.7316 | 247.2053
1 | 4000 | 707 | 0.035 | 15 | 15 | 7 | 1.3335e-11 | 0 | Water | Porous | Wet | R245fa | MinimizeLCOE_Brownfield | IgnoreSilica | 63.2347 | 23.8371 | 1.9577 | 4 | 7547.4572 | 10277.4239 | 153.8651 | 209.5192 | 150.2485 | -6.7704e-05 | 20672909281.485 | 4145067.1494 | 195956.1109 | 4236100.0036 | 4309143.0405 | 24077.0464 | 771338.1922 | 0 | 5335855.8018 | 13882802.2617 | 9475297.8067 | 42375637.4132 | 3144235.0165 | 13584081.2916 | 13584081.2916 | 1478867.319 | 6315353.5865 | 0 | 59103953.7213 | 80482255.9185 | 13335.2143 | 7.831 | 7547.4572 | 10277.4239 | 153.8651 | 209.5192
1 | 4000 | 707 | 0.035 | 15 | 15 | 7 | 1.7783e-11 | 0 | Water | Porous | Wet | R245fa | MinimizeLCOE_Brownfield | IgnoreSilica | 78.4692 | 29.5936 | 2.4688 | 4 | 6813.1989 | 8978.0155 | 138.8963 | 183.029 | 150.2846 | -6.3633e-05 | 20626337542.7594 | 4833411.191 | 228089.1313 | 5036303.7882 | 5343878.7625 | 24077.0464 | 856554.1514 | 0 | 6365702.4876 | 16562252.0876 | 11304077.3701 | 50554346.0161 | 3144235.0165 | 13584081.2916 | 13584081.2916 | 1478867.319 | 6315353.5865 | 0 | 67282662.3242 | 88660964.5213 | 17782.7941 | 9.8753 | 6813.1989 | 8978.0155 | 138.8963 | 183.029
1 | 4000 | 707 | 0.035 | 15 | 15 | 7 | 2.3714e-11 | 0 | Water | Porous | Wet | R245fa | MinimizeLCOE_Brownfield | IgnoreSilica | 90.4112 | 34.0405 | 2.9302 | 4 | 6247.6137 | 8071.5807 | 127.3661 | 164.5501 | 150.1543 | -5.499e-05 | 21525969696.2448 | 5335502.9673 | 251187.5258 | 5633618.0158 | 6143624.7949 | 24077.0464 | 853486.7627 | 0 | 7114183.874 | 18509647.1204 | 12633214.4949 | 56498542.6023 | 3144235.0165 | 13584081.2916 | 13584081.2916 | 1478867.319 | 6315353.5865 | 0 | 73226858.9104 | 94605161.1075 | 23713.7371 | 11.7208 | 6247.6137 | 8071.5807 | 127.3661 | 164.5501
1 | 4000 | 707 | 0.035 | 15 | 15 | 7 | 3.1623e-11 | 0 | Water | Porous | Wet | R245fa | MinimizeLCOE_Brownfield | IgnoreSilica | 101.5413 | 38.109 | 3.376 | 4 | 5811.3411 | 7394.4561 | 118.472 | 150.746 | 149.9053 | -4.6369e-05 | 22149556090.8369 | 5774782.196 | 271052.4237 | 6167142.7023 | 6875876.9792 | 24077.0464 | 823353.0651 | 0 | 7775150.9209 | 20229347.7935 | 13806945.5406 | 61747728.6677 | 3144235.0165 | 13584081.2916 | 13584081.2916 | 1478867.319 | 6315353.5865 | 0 | 78476044.9758 | 99854347.1729 | 31622.7766 | 13.5039 | 5811.3411 | 7394.4561 | 118.472 | 150.746
1 | 4000 | 707 | 0.035 | 15 | 15 | 7 | 4.217e-11 | 0 | Water | Porous | Wet | R245fa | MinimizeLCOE_Brownfield | IgnoreSilica | 111.4124 | 41.6399 | 3.7834 | 4 | 5476.5641 | 6889.2005 | 111.6472 | 140.4457 | 149.5822 | -3.8284e-05 | 22562223564.7644 | 6141486.1379 | 287313.0606 | 6621600.1209 | 7512058.0143 | 24077.0464 | 771717.8404 | 0 | 8329718.366 | 21672218.5281 | 14791734.465 | 66151923.5795 | 3144235.0165 | 13584081.2916 | 13584081.2916 | 1478867.319 | 6315353.5865 | 0 | 82880239.8876 | 104258542.0848 | 42169.6503 | 15.1336 | 5476.5641 | 6889.2005 | 111.6472 | 140.4457
1 | 4000 | 707 | 0.035 | 15 | 15 | 7 | 5.6234e-11 | 0 | Water | Porous | Wet | R245fa | MinimizeLCOE_Brownfield | IgnoreSilica | 119.8971 | 44.6079 | 4.1408 | 4 | 5220.5536 | 6511.2694 | 106.428 | 132.741 | 149.2295 | -3.1127e-05 | 22807612315.9778 | 6439604.0653 | 300259.3124 | 6998191.6982 | 8047489.2382 | 24077.0464 | 707239.0445 | 0 | 8781575.5579 | 22847858.2528 | 15594132.7341 | 69740426.9496 | 3144235.0165 | 13584081.2916 | 13584081.2916 | 1478867.319 | 6315353.5865 | 0 | 86468743.2577 | 107847045.4549 | 56234.1325 | 16.5631 | 5220.5536 | 6511.2694 | 106.428 | 132.741
1 | 4000 | 707 | 0.035 | 15 | 15 | 7 | 7.4989e-11 | 0 | Water | Porous | Wet | R245fa | MinimizeLCOE_Brownfield | IgnoreSilica | 127.042 | 47.0534 | 4.4449 | 4 | 5025.1452 | 6227.561 | 102.4444 | 126.9573 | 148.88 | -2.5076e-05 | 22928021358.6182 | 6678442.4019 | 310422.5547 | 7305155.4423 | 8489306.9484 | 24077.0464 | 637895.3022 | 0 | 9143666.8814 | 23789945.6015 | 16237126.7075 | 72616038.8863 | 3144235.0165 | 13584081.2916 | 13584081.2916 | 1478867.319 | 6315353.5865 | 0 | 89344355.1944 | 110722657.3916 | 74989.4209 | 17.7795 | 5025.1452 | 6227.561 | 102.4444 | 126.9573
1 | 4000 | 707 | 0.035 | 15 | 15 | 7 | 1e-10 | 0 | Water | Porous | Wet | R245fa | MinimizeLCOE_Brownfield | IgnoreSilica | 132.7741 | 48.9763 | 4.6931 | 4 | 4876.1652 | 6014.9721 | 99.4072 | 122.6233 | 148.5657 | -2.0058e-05 | 22999178647.7393 | 6861989.3984 | 318090.5497 | 7544584.678 | 8837248.4739 | 24077.0464 | 567570.5551 | 0 | 9419888.6735 | 24508618.0437 | 16727635.4166 | 74809702.8352 | 3144235.0165 | 13584081.2916 | 13584081.2916 | 1478867.319 | 6315353.5865 | 0 | 91538019.1433 | 112916321.3404 | 100000 | 18.7725 | 4876.1652 | 6014.9721 | 99.4072 | 122.6233
1 | 4000 | 707 | 0.035 | 15 | 15 | 7 | 1.3335e-10 | 0 | Water | Porous | Wet | R245fa | MinimizeLCOE_Brownfield | IgnoreSilica | 137.3218 | 50.4765 | 4.8923 | 4 | 4762.7376 | 5855.1916 | 97.0948 | 119.366 | 148.2953 | -1.6017e-05 | 23042761727.4835 | 7002521.7183 | 323863.3717 | 7730277.7271 | 9109081.1744 | 24077.0464 | 501086.6045 | 0 | 9629453.9806 | 25053863.9848 | 17099776.9751 | 76474002.5829 | 3144235.0165 | 13584081.2916 | 13584081.2916 | 1478867.319 | 6315353.5865 | 0 | 93202318.891 | 114580621.0881 | 133352.1432 | 19.5691 | 4762.7376 | 5855.1916 | 97.0948 | 119.366
1 | 4000 | 707 | 0.035 | 15 | 15 | 7 | 1.7783e-10 | 0 | Water | Porous | Wet | R245fa | MinimizeLCOE_Brownfield | IgnoreSilica | 140.8593 | 51.6273 | 5.0489 | 4 | 4676.4455 | 5735.0092 | 95.3357 | 116.9159 | 148.0723 | -1.2815e-05 | 23074452849.6878 | 7108723.3063 | 328163.5747 | 7872105.1346 | 9317866.2485 | 24077.0464 | 440710.0149 | 0 | 9785741.6769 | 25460492.5116 | 17377309.3 | 77715188.8138 | 3144235.0165 | 13584081.2916 | 13584081.2916 | 1478867.319 | 6315353.5865 | 0 | 94443505.1219 | 115821807.319 | 177827.941 | 20.1956 | 4676.4455 | 5735.0092 | 95.3357 | 116.9159
1 | 4000 | 707 | 0.035 | 15 | 15 | 7 | 2.3714e-10 | 0 | Water | Porous | Wet | R245fa | MinimizeLCOE_Brownfield | IgnoreSilica | 143.5512 | 52.4931 | 5.1699 | 4 | 4610.8317 | 5644.6285 | 93.998 | 115.0734 | 147.8952 | -1.0304e-05 | 23107579078.7746 | 7187711.2583 | 331325.144 | 7978472.8445 | 9475121.8325 | 24077.0464 | 387372.9181 | 0 | 9899791.607 | 25757227.0349 | 17579836.7094 | 78620936.3949 | 3144235.0165 | 13584081.2916 | 13584081.2916 | 1478867.319 | 6315353.5865 | 0 | 95349252.7031 | 116727554.9002 | 237137.3706 | 20.6794 | 4610.8317 | 5644.6285 | 93.998 | 115.0734
1 | 4000 | 707 | 0.035 | 15 | 15 | 7 | 3.1623e-10 | 0 | Water | Porous | Wet | R245fa | MinimizeLCOE_Brownfield | IgnoreSilica | 145.5339 | 53.1251 | 5.2612 | 4 | 4560.9722 | 5576.8112 | 92.9816 | 113.6908 | 147.7606 | -8.3425e-06 | 23155543473.8447 | 7244867.8313 | 333591.9082 | 8055943.6563 | 9590019.9647 | 24077.0464 | 341013.0962 | 0 | 9979910.2662 | 25965679.3515 | 17722109.6988 | 79257212.8194 | 3144235.0165 | 13584081.2916 | 13584081.2916 | 1478867.319 | 6315353.5865 | 0 | 95985529.1275 | 117363831.3247 | 316227.766 | 21.045 | 4560.9722 | 5576.8112 | 92.9816 | 113.6908
1 | 4000 | 707 | 0.035 | 15 | 15 | 7 | 4.217e-10 | 0 | Water | Porous | Wet | R245fa | MinimizeLCOE_Brownfield | IgnoreSilica | 146.9734 | 53.5811 | 5.3296 | 4 | 4523.1068 | 5525.9223 | 92.2097 | 112.6534 | 147.6608 | -6.8199e-06 | 23212187165.2533 | 7285837.987 | 335205.5002 | 8111744.1728 | 9672968.1754 | 24077.0464 | 301526.0298 | 0 | 10035229.9755 | 26109609.8876 | 17820345.2471 | 79696544.0217 | 3144235.0165 | 13584081.2916 | 13584081.2916 | 1478867.319 | 6315353.5865 | 0 | 96424860.3298 | 117803162.527 | 421696.5034 | 21.3183 | 4523.1068 | 5525.9223 | 92.2097 | 112.6534
1 | 4000 | 707 | 0.035 | 15 | 15 | 7 | 5.6234e-10 | 0 | Water | Porous | Wet | R245fa | MinimizeLCOE_Brownfield | IgnoreSilica | 147.9823 | 53.8991 | 5.3797 | 4 | 4494.3661 | 5487.8429 | 91.6237 | 111.8771 | 147.5897 | -5.6383e-06 | 23280023292.6876 | 7314273.3627 | 336319.3116 | 8150616.5936 | 9730846.868 | 24077.0464 | 268190.6642 | 0 | 10071486.3002 | 26203941.4071 | 17884728.4475 | 79984480.0013 | 3144235.0165 | 13584081.2916 | 13584081.2916 | 1478867.319 | 6315353.5865 | 0 | 96712796.3094 | 118091098.5065 | 562341.3252 | 21.5187 | 4494.3661 | 5487.8429 | 91.6237 | 111.8771
1 | 4000 | 707 | 0.035 | 15 | 15 | 7 | 7.4989e-10 | 0 | Water | Porous | Wet | R245fa | MinimizeLCOE_Brownfield | IgnoreSilica | 148.6667 | 54.114 | 5.4158 | 4 | 4472.5641 | 5459.4068 | 91.1793 | 111.2974 | 147.5409 | -4.7218e-06 | 23354437038.5546 | 7333425.7788 | 337066.4188 | 8176870.7986 | 9769981.8417 | 24077.0464 | 240323.0508 | 0 | 10093880.5247 | 26262206.5856 | 17924495.629 | 80162327.6742 | 3144235.0165 | 13584081.2916 | 13584081.2916 | 1478867.319 | 6315353.5865 | 0 | 96890643.9823 | 118268946.1795 | 749894.2093 | 21.6633 | 4472.5641 | 5459.4068 | 91.1793 | 111.2974
1 | 4000 | 707 | 0.035 | 15 | 15 | 7 | 1e-09 | 0 | Water | Porous | Wet | R245fa | MinimizeLCOE_Brownfield | IgnoreSilica | 149.1077 | 54.2521 | 5.4414 | 4 | 4456.0359 | 5438.2392 | 90.8423 | 110.8659 | 147.5091 | -4.0096e-06 | 23432739399.0217 | 7345700.8977 | 337543.6975 | 8193732.8525 | 9795135.5659 | 24077.0464 | 217168.2948 | 0 | 10106209.7583 | 26294284.7225 | 17946389.6167 | 80260242.4523 | 3144235.0165 | 13584081.2916 | 13584081.2916 | 1478867.319 | 6315353.5865 | 0 | 96988558.7604 | 118366860.9575 | 1000000 | 21.7657 | 4456.0359 | 5438.2392 | 90.8423 | 110.8659
1 | 4000 | 707 | 0.035 | 15 | 15 | 7 | 1.3335e-09 | 0 | Water | Porous | Wet | R245fa | MinimizeLCOE_Brownfield | IgnoreSilica | 149.3512 | 54.3282 | 5.4586 | 4 | 4443.5143 | 5422.6199 | 90.587 | 110.5474 | 147.4913 | -3.4498e-06 | 23517734948.626 | 7352445.6878 | 337805.0388 | 8203017.2187 | 9808991.8177 | 24077.0464 | 197820.4897 | 0 | 10110421.3466 | 26305242.4112 | 17953868.4644 | 80293689.5211 | 3144235.0165 | 13584081.2916 | 13584081.2916 | 1478867.319 | 6315353.5865 | 0 | 97022005.8292 | 118400308.0264 | 1333521.4322 | 21.8345 | 4443.5143 | 5422.6199 | 90.587 | 110.5474
1 | 4000 | 707 | 0.035 | 15 | 15 | 7 | 1.7783e-09 | 0 | Water | Porous | Wet | R245fa | MinimizeLCOE_Brownfield | IgnoreSilica | 149.4755 | 54.3668 | 5.4702 | 4 | 4434.0348 | 5411.0696 | 90.3938 | 110.312 | 147.4821 | -3.0134e-06 | 23598903814.3953 | 7355867.0587 | 337937.0351 | 8207738.2352 | 9816039.4583 | 24077.0464 | 181924.2245 | 0 | 10110197.3927 | 26304659.7291 | 17953470.7718 | 80291910.9517 | 3144235.0165 | 13584081.2916 | 13584081.2916 | 1478867.319 | 6315353.5865 | 0 | 97020227.2598 | 118398529.457 | 1778279.41 | 21.8808 | 4434.0348 | 5411.0696 | 90.3938 | 110.312
1 | 4000 | 707 | 0.035 | 15 | 15 | 7 | 2.3714e-09 | 0 | Water | Porous | Wet | R245fa | MinimizeLCOE_Brownfield | IgnoreSilica | 149.5144 | 54.3788 | 5.4776 | 4 | 4426.8639 | 5402.5776 | 90.2476 | 110.1389 | 147.479 | -2.6715e-06 | 23675812212.5636 | 7356916.802 | 337976.8891 | 8209199.0907 | 9818220.6929 | 24077.0464 | 168874.6419 | 0 | 10106953.4136 | 26296219.5609 | 17947710.1836 | 80266148.321 | 3144235.0165 | 13584081.2916 | 13584081.2916 | 1478867.319 | 6315353.5865 | 0 | 96994464.6291 | 118372766.8263 | 2371373.7057 | 21.9104 | 4426.8639 | 5402.5776 | 90.2476 | 110.1389
1 | 4000 | 707 | 0.035 | 15 | 15 | 7 | 3.1623e-09 | 0 | Water | Porous | Wet | R245fa | MinimizeLCOE_Brownfield | IgnoreSilica | 140 | 51.341 | 5.2434 | 4 | 4420.9147 | 5440.2078 | 90.1263 | 110.906 | 148.1154 | 0.0012514 | 23751899436.1194 | 7082000.2427 | 327052.0557 | 7836938.9771 | 9266002.017 | 24077.0464 | 0 | 0 | 9569067.4321 | 24896750.5728 | 16992543.843 | 75994432.1868 | 3144235.0165 | 13584081.2916 | 13584081.2916 | 1478867.319 | 6315353.5865 | 0 | 92722748.4949 | 114101050.6921 | 3162277.6602 | 20.9737 | 4420.9147 | 5440.2078 | 90.1263 | 110.906
1 | 4000 | 707 | 0.035 | 15 | 15 | 7 | 4.217e-09 | 0 | Water | Porous | Wet | R245fa | MinimizeLCOE_Brownfield | IgnoreSilica | 149.4218 | 54.3494 | 5.4839 | 4 | 4417.3497 | 5391.9411 | 90.0536 | 109.922 | 147.4851 | -2.1855e-06 | 23818812907.1956 | 7354287.938 | 337873.0143 | 8205618.2161 | 9812875.4837 | 24077.0464 | 149215.9405 | 0 | 10094739.5792 | 26264441.6694 | 17926021.1197 | 80169150.0074 | 3144235.0165 | 13584081.2916 | 13584081.2916 | 1478867.319 | 6315353.5865 | 0 | 96897466.3155 | 118275768.5126 | 4216965.0343 | 21.9357 | 4417.3497 | 5391.9411 | 90.0536 | 109.922
1 | 4000 | 707 | 0.035 | 15 | 15 | 7 | 5.6234e-09 | 0 | Water | Porous | Wet | R245fa | MinimizeLCOE_Brownfield | IgnoreSilica | 149.3318 | 54.3211 | 5.4845 | 4 | 4414.2602 | 5388.7479 | 89.9907 | 109.8569 | 147.4913 | -2.0138e-06 | 23882323066.5794 | 7351761.1076 | 337774.0287 | 8202160.1817 | 9807713.972 | 24077.0464 | 141906.1584 | 0 | 10087503.073 | 26245613.7645 | 17913170.6877 | 80111680.0199 | 3144235.0165 | 13584081.2916 | 13584081.2916 | 1478867.319 | 6315353.5865 | 0 | 96839996.328 | 118218298.5252 | 5623413.2519 | 21.938 | 4414.2602 | 5388.7479 | 89.9907 | 109.8569
1 | 4000 | 707 | 0.035 | 15 | 15 | 7 | 7.4989e-09 | 0 | Water | Porous | Wet | R245fa | MinimizeLCOE_Brownfield | IgnoreSilica | 149.2392 | 54.2919 | 5.4843 | 4 | 4411.9305 | 5386.4484 | 89.9432 | 109.81 | 147.4977 | -1.8788e-06 | 23937226943.2536 | 7349163.5953 | 337672.361 | 8198603.957 | 9802406.4987 | 24077.0464 | 136000.5422 | 0 | 10080690.3602 | 26227888.4834 | 17901072.8191 | 80057575.6633 | 3144235.0165 | 13584081.2916 | 13584081.2916 | 1478867.319 | 6315353.5865 | 0 | 96785891.9714 | 118164194.1686 | 7498942.0933 | 21.9373 | 4411.9305 | 5386.4484 | 89.9432 | 109.81
1 | 4000 | 707 | 0.035 | 15 | 15 | 7 | 1e-08 | 0 | Water | Porous | Wet | R245fa | MinimizeLCOE_Brownfield | IgnoreSilica | 149.1466 | 54.2628 | 5.4836 | 4 | 4410.1751 | 5384.8152 | 89.9074 | 109.7767 | 147.5042 | -1.7716e-06 | 23985112803.9266 | 7346567.0563 | 337570.7765 | 8195048.4024 | 9797100.6466 | 24077.0464 | 131208.5315 | 0 | 10074313.2593 | 26211296.5748 | 17889748.5006 | 80006930.7944 | 3144235.0165 | 13584081.2916 | 13584081.2916 | 1478867.319 | 6315353.5865 | 0 | 96735247.1025 | 118113549.2996 | 10000000 | 21.9346 | 4410.1751 | 5384.8152 | 89.9074 | 109.7767
1 | 4100 | 707 | 0.035 | 15 | 15 | 7 | 1e-13 | 0 | Water | Porous | Wet | R245fa | MinimizeLCOE_Brownfield | IgnoreSilica | 0 | 0 | 0 | 0 | [5 empty] | 0 | 0 | 0 | 0 | 0 | 0 | 0 | 0 | 0 | 0 | 0 | 0 | 0 | 0 | 0 | 0 | 0 | 0 | 0 | 0 | 0 | 100 | 0
1 | 4100 | 707 | 0.035 | 15 | 15 | 7 | 1.3335e-13 | 0 | Water | Porous | Wet | R245fa | MinimizeLCOE_Brownfield | IgnoreSilica | 0.76854 | 0.12843 | 0.00068438 | 4 | 6593427.2423 | 14628040.2599 | 134415.9326 | 298212.3866 | 98.0014 | -4.9213e-05 | 2834849555.1944 | 81652.7231 | 2741.3286 | 67162.232 | 52670.8676 | 24077.0464 | 56108.8528 | 0 | 110921.0897 | 288593.9223 | 196971.282 | 880899.3444 | 3144235.0165 | 14024609.4364 | 14024609.4364 | 1478867.319 | 6491564.8444 | 0 | 18049743.7973 | 40044785.3972 | 133.3521 | 0.0027375 | 6593427.2423 | 14628040.2599 | 134415.9326 | 298212.3866
1 | 4100 | 707 | 0.035 | 15 | 15 | 7 | 1.7783e-13 | 0 | Water | Porous | Wet | R245fa | MinimizeLCOE_Brownfield | IgnoreSilica | 1.0223 | 0.20796 | 0.0050327 | 4 | 911469.4672 | 2004076.6314 | 18581.5379 | 40855.8128 | 108.5243 | -5.3572e-05 | 7855641975.5758 | 121727.5866 | 4382.3895 | 98051.1076 | 67147.4015 | 24077.0464 | 65517.3534 | 0 | 148552.1251 | 386502.1573 | 263795.6642 | 1179752.8314 | 3144235.0165 | 14024609.4364 | 14024609.4364 | 1478867.319 | 6491564.8444 | 0 | 18348597.2843 | 40343638.8842 | 177.8279 | 0.020131 | 911469.4672 | 2004076.6314 | 18581.5379 | 40855.8128
1 | 4100 | 707 | 0.035 | 15 | 15 | 7 | 2.3714e-13 | 0 | Water | Porous | Wet | R245fa | MinimizeLCOE_Brownfield | IgnoreSilica | 1.3242 | 0.31036 | 0.011986 | 4 | 389933.918 | 848695.1903 | 7949.3303 | 17301.7994 | 116.9389 | -5.5637e-05 | 12334363246.7029 | 168442.8122 | 6411.8051 | 134313.028 | 85413.3772 | 24077.0464 | 74136.5145 | 0 | 192189.8875 | 500038.6636 | 341286.6627 | 1526309.797 | 3144235.0165 | 14024609.4364 | 14024609.4364 | 1478867.319 | 6491564.8444 | 0 | 18695154.2499 | 40690195.8498 | 237.1374 | 0.047944 | 389933.918 | 848695.1903 | 7949.3303 | 17301.7994
1 | 4100 | 707 | 0.035 | 15 | 15 | 7 | 3.1623e-13 | 0 | Water | Porous | Wet | R245fa | MinimizeLCOE_Brownfield | IgnoreSilica | 1.7335 | 0.45689 | 0.022714 | 4 | 210816.8436 | 452902.5843 | 4297.7865 | 9233.0318 | 124.4456 | -5.8233e-05 | 15784297349.6779 | 229083.8052 | 9167.2556 | 182106.9925 | 111344.4247 | 24077.0464 | 85181.0252 | 0 | 249974.6144 | 650382.6697 | 443899.5361 | 1985217.3698 | 3144235.0165 | 14024609.4364 | 14024609.4364 | 1478867.319 | 6491564.8444 | 0 | 19154061.8227 | 41149103.4226 | 316.2278 | 0.090856 | 210816.8436 | 452902.5843 | 4297.7865 | 9233.0318
1 | 4100 | 707 | 0.035 | 15 | 15 | 7 | 4.217e-13 | 0 | Water | Porous | Wet | R245fa | MinimizeLCOE_Brownfield | IgnoreSilica | 2.2671 | 0.65521 | 0.038234 | 4 | 129002.0654 | 272821.0034 | 2629.8816 | 5561.8252 | 130.6776 | -6.0304e-05 | 18420122126.2479 | 303493.5957 | 12665.4446 | 242000.4073 | 146393.497 | 24077.0464 | 97963.3553 | 0 | 322371.405 | 838744.2685 | 572460.1977 | 2560169.2175 | 3144235.0165 | 14024609.4364 | 14024609.4364 | 1478867.319 | 6491564.8444 | 0 | 19729013.6704 | 41724055.2703 | 421.6965 | 0.15294 | 129002.0654 | 272821.0034 | 2629.8816 | 5561.8252
1 | 4100 | 707 | 0.035 | 15 | 15 | 7 | 5.6234e-13 | 0 | Water | Porous | Wet | R245fa | MinimizeLCOE_Brownfield | IgnoreSilica | 2.9639 | 0.9207 | 0.059953 | 4 | 85256.9771 | 176974.4093 | 1738.0788 | 3607.8627 | 135.7634 | -6.1858e-05 | 20382294240.9279 | 393971.5996 | 17021.8175 | 316643.5281 | 193404.6341 | 24077.0464 | 112881.7174 | 0 | 412620.1338 | 1073552.948 | 732721.9463 | 3276895.3712 | 3144235.0165 | 14024609.4364 | 14024609.4364 | 1478867.319 | 6491564.8444 | 0 | 20445739.8241 | 42440781.4239 | 562.3413 | 0.23981 | 85256.9771 | 176974.4093 | 1738.0788 | 3607.8627
1 | 4100 | 707 | 0.035 | 15 | 15 | 7 | 7.4989e-13 | 0 | Water | Porous | Wet | R245fa | MinimizeLCOE_Brownfield | IgnoreSilica | 3.9191 | 1.2907 | 0.090653 | 4 | 58968.1949 | 119625.4276 | 1202.1464 | 2438.7261 | 140.01 | -6.3884e-05 | 21626132208.2997 | 508485.6114 | 22623.9345 | 413738.0949 | 259121.5888 | 24077.0464 | 132427.3265 | 0 | 530584.7049 | 1380472.5644 | 942200.8911 | 4213731.7628 | 3144235.0165 | 14024609.4364 | 14024609.4364 | 1478867.319 | 6491564.8444 | 0 | 21382576.2157 | 43377617.8156 | 749.8942 | 0.36261 | 58968.1949 | 119625.4276 | 1202.1464 | 2438.7261
1 | 4100 | 707 | 0.035 | 15 | 15 | 7 | 1e-12 | 0 | Water | Porous | Wet | R245fa | MinimizeLCOE_Brownfield | IgnoreSilica | 5.1689 | 1.7799 | 0.13215 | 4 | 42645.6095 | 84254.8115 | 869.3884 | 1717.6483 | 143.3253 | -6.5241e-05 | 22519173212.5091 | 646134.9882 | 29420.3069 | 533890.898 | 346301.0129 | 24077.0464 | 155278.2794 | 0 | 676689.9874 | 1760608.539 | 1201651.5047 | 5374052.5629 | 3144235.0165 | 14024609.4364 | 14024609.4364 | 1478867.319 | 6491564.8444 | 0 | 22542897.0158 | 44537938.6156 | 1000 | 0.52861 | 42645.6095 | 84254.8115 | 869.3884 | 1717.6483
1 | 4100 | 707 | 0.035 | 15 | 15 | 7 | 1.3335e-12 | 0 | Water | Porous | Wet | R245fa | MinimizeLCOE_Brownfield | IgnoreSilica | 6.8474 | 2.4406 | 0.18857 | 4 | 31843.0468 | 61003.5633 | 649.1636 | 1243.6402 | 145.9351 | -6.6555e-05 | 22937790218.3951 | 815404.4192 | 37809.985 | 686121.7706 | 464364.5779 | 24077.0464 | 183717.5737 | 0 | 862483.1954 | 2244004.3548 | 1531579.0818 | 6849562.0048 | 3144235.0165 | 14024609.4364 | 14024609.4364 | 1478867.319 | 6491564.8444 | 0 | 24018406.4577 | 46013448.0576 | 1333.5214 | 0.75427 | 31843.0468 | 61003.5633 | 649.1636 | 1243.6402
1 | 4100 | 707 | 0.035 | 15 | 15 | 7 | 1.7783e-12 | 0 | Water | Porous | Wet | R245fa | MinimizeLCOE_Brownfield | IgnoreSilica | 9.0742 | 3.315 | 0.26327 | 4 | 24555.4354 | 45441.4871 | 500.5958 | 926.3862 | 147.8209 | -6.7494e-05 | 22407168375.503 | 1019228.2266 | 47879.4952 | 875484.5648 | 620963.5653 | 24077.0464 | 218212.4915 | 0 | 1094279.702 | 2847091.317 | 1943198.3257 | 8690414.7344 | 3144235.0165 | 14024609.4364 | 14024609.4364 | 1478867.319 | 6491564.8444 | 0 | 25859259.1873 | 47854300.7872 | 1778.2794 | 1.0531 | 24555.4354 | 45441.4871 | 500.5958 | 926.3862
1 | 4100 | 707 | 0.035 | 15 | 15 | 7 | 2.3714e-12 | 0 | Water | Porous | Wet | R245fa | MinimizeLCOE_Brownfield | IgnoreSilica | 12.0043 | 4.4382 | 0.35722 | 4 | 19660.7824 | 35053.8568 | 400.8116 | 714.6203 | 148.742 | -6.7799e-05 | 21618009410.3072 | 1256227.1125 | 59359.2539 | 1104990.2661 | 822610.471 | 24077.0464 | 259825.484 | 0 | 1375564.9572 | 3578937.8515 | 2442698.6235 | 10924291.0661 | 3144235.0165 | 14024609.4364 | 14024609.4364 | 1478867.319 | 6491564.8444 | 0 | 28093135.519 | 50088177.1189 | 2371.3737 | 1.4289 | 19660.7824 | 35053.8568 | 400.8116 | 714.6203
1 | 4100 | 707 | 0.035 | 15 | 15 | 7 | 3.1623e-12 | 0 | Water | Porous | Wet | R245fa | MinimizeLCOE_Brownfield | IgnoreSilica | 15.9802 | 6.0629 | 0.50174 | 4 | 15528.4203 | 26487.7544 | 316.5679 | 539.9887 | 150.7516 | -6.896e-05 | 23862304379.4829 | 1578442.1411 | 75599.8441 | 1416330.3899 | 1113744.8339 | 24077.0464 | 310715.8645 | 0 | 1762374.9467 | 4585338.0985 | 3129587.4715 | 13996210.6365 | 3144235.0165 | 14024609.4364 | 14024609.4364 | 1478867.319 | 6491564.8444 | 0 | 31165055.0894 | 53160096.6892 | 3162.2777 | 2.007 | 15528.4203 | 26487.7544 | 316.5679 | 539.9887
1 | 4100 | 707 | 0.035 | 15 | 15 | 7 | 4.217e-12 | 0 | Water | Porous | Wet | R245fa | MinimizeLCOE_Brownfield | IgnoreSilica | 21.2079 | 8.1408 | 0.68207 | 4 | 12785.9534 | 20847.7759 | 260.659 | 425.0101 | 151.6642 | -6.9395e-05 | 23959250720.8791 | 1950625.6402 | 93922.649 | 1791794.364 | 1486784.6135 | 24077.0464 | 372387.6555 | 0 | 2230640.8677 | 5803669.9705 | 3961124.0084 | 17715026.8152 | 3144235.0165 | 14024609.4364 | 14024609.4364 | 1478867.319 | 6491564.8444 | 0 | 34883871.2681 | 56878912.868 | 4216.965 | 2.7283 | 12785.9534 | 20847.7759 | 260.659 | 425.0101
1 | 4100 | 707 | 0.035 | 15 | 15 | 7 | 5.6234e-12 | 0 | Water | Porous | Wet | R245fa | MinimizeLCOE_Brownfield | IgnoreSilica | 28.1385 | 10.897 | 0.92137 | 4 | 10738.5314 | 16706.5561 | 218.9195 | 340.5857 | 152.3582 | -6.9732e-05 | 24000096800.4753 | 2403777.7546 | 116140.7121 | 2261521.8527 | 1981794.9245 | 24077.0464 | 447422.494 | 0 | 2821546.5658 | 7341085.3855 | 5010441.6199 | 22407808.3554 | 3144235.0165 | 14024609.4364 | 14024609.4364 | 1478867.319 | 6491564.8444 | 0 | 39576652.8083 | 61571694.4082 | 5623.4133 | 3.6855 | 10738.5314 | 16706.5561 | 218.9195 | 340.5857
1 | 4100 | 707 | 0.035 | 15 | 15 | 7 | 7.4989e-12 | 0 | Water | Porous | Wet | R245fa | MinimizeLCOE_Brownfield | IgnoreSilica | 37.2495 | 14.5218 | 1.2364 | 4 | 9191.9268 | 13639.4318 | 187.3899 | 278.0583 | 152.8832 | -6.9902e-05 | 24002012148.0746 | 2951622.7728 | 142886.4308 | 2844588.5399 | 2632938.4469 | 24077.0464 | 537667.0059 | 0 | 3562174.2946 | 9268046.8122 | 6325632.3886 | 28289633.738 | 3144235.0165 | 14024609.4364 | 14024609.4364 | 1478867.319 | 6491564.8444 | 0 | 45458478.1909 | 67453519.7907 | 7498.9421 | 4.9455 | 9191.9268 | 13639.4318 | 187.3899 | 278.0583
1 | 4100 | 707 | 0.035 | 15 | 15 | 7 | 1e-11 | 0 | Water | Porous | Wet | R245fa | MinimizeLCOE_Brownfield | IgnoreSilica | 49.1474 | 19.2557 | 1.6476 | 4 | 8010.9515 | 11348.3261 | 163.3141 | 231.351 | 153.2769 | -6.9957e-05 | 23896715142.19 | 3610492.2503 | 174910.6741 | 3563980.1943 | 3483424.9209 | 24077.0464 | 646050.543 | 0 | 4486144.8953 | 11672028.7827 | 7966399.4804 | 35627508.7873 | 3144235.0165 | 14024609.4364 | 14024609.4364 | 1478867.319 | 6491564.8444 | 0 | 52796353.2402 | 74791394.8401 | 10000 | 6.5905 | 8010.9515 | 11348.3261 | 163.3141 | 231.351
1 | 4100 | 707 | 0.035 | 15 | 15 | 7 | 1.3335e-11 | 0 | Water | Porous | Wet | R245fa | MinimizeLCOE_Brownfield | IgnoreSilica | 64.399 | 25.3114 | 2.1726 | 4 | 7109.2014 | 9640.1368 | 144.9307 | 196.5272 | 153.5287 | -6.9782e-05 | 23405210746.9257 | 4387693.7556 | 212451.3217 | 4434720.2569 | 4571437.7552 | 24077.0464 | 773839.5589 | 0 | 5617645.6809 | 14615961.7242 | 9975694.2047 | 44613521.3044 | 3144235.0165 | 14024609.4364 | 14024609.4364 | 1478867.319 | 6491564.8444 | 0 | 61782365.7574 | 83777407.3572 | 13335.2143 | 8.6905 | 7109.2014 | 9640.1368 | 144.9307 | 196.5272
1 | 4100 | 707 | 0.035 | 15 | 15 | 7 | 1.7783e-11 | 0 | Water | Porous | Wet | R245fa | MinimizeLCOE_Brownfield | IgnoreSilica | 81.9823 | 32.2244 | 2.7815 | 4 | 6435.1274 | 8412.0558 | 131.1888 | 171.4911 | 153.5337 | -6.7749e-05 | 22419226465.7719 | 5208120.4727 | 251590.1988 | 5379718.4846 | 5813404.8254 | 24077.0464 | 895923.0664 | 0 | 6853405.2967 | 17831154.7554 | 12170129.5142 | 54427523.6605 | 3144235.0165 | 14024609.4364 | 14024609.4364 | 1478867.319 | 6491564.8444 | 0 | 71596368.1134 | 93591409.7133 | 17782.7941 | 11.1259 | 6435.1274 | 8412.0558 | 131.1888 | 171.4911
1 | 4100 | 707 | 0.035 | 15 | 15 | 7 | 2.3714e-11 | 0 | Water | Porous | Wet | R245fa | MinimizeLCOE_Brownfield | IgnoreSilica | 93.8265 | 36.7984 | 3.2754 | 4 | 5925.0798 | 7603.8739 | 120.7908 | 155.0153 | 153.3581 | -5.81e-05 | 23278130964.8727 | 5718700.8853 | 275504.2718 | 5983103.4928 | 6635051.5816 | 24077.0464 | 883993.3362 | 0 | 7612967.9395 | 19807380.9441 | 13518944.4953 | 60459723.9929 | 3144235.0165 | 14024609.4364 | 14024609.4364 | 1478867.319 | 6491564.8444 | 0 | 77628568.4458 | 99623610.0457 | 23713.7371 | 13.1017 | 5925.0798 | 7603.8739 | 120.7908 | 155.0153
1 | 4100 | 707 | 0.035 | 15 | 15 | 7 | 3.1623e-11 | 0 | Water | Porous | Wet | R245fa | MinimizeLCOE_Brownfield | IgnoreSilica | 104.7233 | 40.9225 | 3.7453 | 4 | 5532.0671 | 7000.2508 | 112.7787 | 142.7096 | 153.0684 | -4.8621e-05 | 23850249415.5312 | 6159350.9757 | 295738.9052 | 6515062.5019 | 7375863.2889 | 24077.0464 | 844744.9738 | 0 | 8273786.6998 | 21526695.8059 | 14692412.2169 | 65707732.4144 | 3144235.0165 | 14024609.4364 | 14024609.4364 | 1478867.319 | 6491564.8444 | 0 | 82876576.8673 | 104871618.4672 | 31622.7766 | 14.9811 | 5532.0671 | 7000.2508 | 112.7787 | 142.7096
1 | 4100 | 707 | 0.035 | 15 | 15 | 7 | 4.217e-11 | 0 | Water | Porous | Wet | R245fa | MinimizeLCOE_Brownfield | IgnoreSilica | 114.3944 | 44.4989 | 4.1717 | 4 | 5230.5273 | 6548.645 | 106.6314 | 133.503 | 152.7099 | -3.9908e-05 | 24181682489.12 | 6527248.8485 | 312268.783 | 6968390.8216 | 8018396.2112 | 24077.0464 | 786261.5708 | 0 | 8828290.8798 | 22969401.9378 | 15677088.7966 | 70111424.8957 | 3144235.0165 | 14024609.4364 | 14024609.4364 | 1478867.319 | 6491564.8444 | 0 | 87280269.3486 | 109275310.9485 | 42169.6503 | 16.6867 | 5230.5273 | 6548.645 | 106.6314 | 133.503
1 | 4100 | 707 | 0.035 | 15 | 15 | 7 | 5.6234e-11 | 0 | Water | Porous | Wet | R245fa | MinimizeLCOE_Brownfield | IgnoreSilica | 122.6085 | 47.4662 | 4.541 | 4 | 4999.8828 | 6210.7977 | 101.9294 | 126.6155 | 152.3324 | -3.2246e-05 | 24366757132.2217 | 6822675.4144 | 325241.1399 | 7339559.0177 | 8551707.7755 | 24077.0464 | 715534.9003 | 0 | 9273730.1647 | 24128343.585 | 16468090.2846 | 73648959.3285 | 3144235.0165 | 14024609.4364 | 14024609.4364 | 1478867.319 | 6491564.8444 | 0 | 90817803.7815 | 112812845.3813 | 56234.1325 | 18.164 | 4999.8828 | 6210.7977 | 101.9294 | 126.6155
1 | 4100 | 707 | 0.035 | 15 | 15 | 7 | 7.4989e-11 | 0 | Water | Porous | Wet | R245fa | MinimizeLCOE_Brownfield | IgnoreSilica | 129.4755 | 49.8926 | 4.8524 | 4 | 4823.7898 | 5956.9835 | 98.3395 | 121.4412 | 151.9667 | -2.5812e-05 | 24435764848.1405 | 7057681.6793 | 335330.8436 | 7640073.5256 | 8988077.3916 | 24077.0464 | 641100.661 | 0 | 9627673.0475 | 25049230.3623 | 17096614.4325 | 76459858.9897 | 3144235.0165 | 14024609.4364 | 14024609.4364 | 1478867.319 | 6491564.8444 | 0 | 93628703.4427 | 115623745.0425 | 74989.4209 | 19.4098 | 4823.7898 | 5956.9835 | 98.3395 | 121.4412
1 | 4100 | 707 | 0.035 | 15 | 15 | 7 | 1e-10 | 0 | Water | Porous | Wet | R245fa | MinimizeLCOE_Brownfield | IgnoreSilica | 134.9861 | 51.8 | 5.1058 | 4 | 4689.4286 | 5766.4009 | 95.6003 | 117.5559 | 151.641 | -2.0522e-05 | 24465832719.6471 | 7238370.2284 | 342938.7958 | 7874551.7223 | 9331373.3722 | 24077.0464 | 567146.6165 | 0 | 9897598.5348 | 25751521.1109 | 17575942.2991 | 78603519.7263 | 3144235.0165 | 14024609.4364 | 14024609.4364 | 1478867.319 | 6491564.8444 | 0 | 95772364.1792 | 117767405.7791 | 100000 | 20.423 | 4689.4286 | 5766.4009 | 95.6003 | 117.5559
1 | 4100 | 707 | 0.035 | 15 | 15 | 7 | 1.3335e-10 | 0 | Water | Porous | Wet | R245fa | MinimizeLCOE_Brownfield | IgnoreSilica | 139.3124 | 53.2723 | 5.3072 | 4 | 4587.0655 | 5623.1638 | 93.5135 | 114.6358 | 151.3655 | -1.6269e-05 | 24483891759.7924 | 7375313.1363 | 348600.8274 | 8054577.6302 | 9596581.2843 | 24077.0464 | 497562.8052 | 0 | 10099717.9646 | 26277394.4069 | 17934861.6292 | 80208686.7306 | 3144235.0165 | 14024609.4364 | 14024609.4364 | 1478867.319 | 6491564.8444 | 0 | 97377531.1835 | 119372572.7834 | 133352.1432 | 21.2287 | 4587.0655 | 5623.1638 | 93.5135 | 114.6358
1 | 4100 | 707 | 0.035 | 15 | 15 | 7 | 1.7783e-10 | 0 | Water | Porous | Wet | R245fa | MinimizeLCOE_Brownfield | IgnoreSilica | 142.6427 | 54.3901 | 5.4644 | 4 | 4509.1338 | 5515.4256 | 91.9248 | 112.4394 | 151.1417 | -1.2903e-05 | 24503989012.1376 | 7477790.6189 | 352773.1915 | 8190727.5802 | 9798091.2093 | 24077.0464 | 434539.3594 | 0 | 10248419.6122 | 26664285.5911 | 18198922.8122 | 81389627.0212 | 3144235.0165 | 14024609.4364 | 14024609.4364 | 1478867.319 | 6491564.8444 | 0 | 98558471.4741 | 120553513.074 | 177827.941 | 21.8575 | 4509.1338 | 5515.4256 | 91.9248 | 112.4394
1 | 4100 | 707 | 0.035 | 15 | 15 | 7 | 2.3714e-10 | 0 | Water | Porous | Wet | R245fa | MinimizeLCOE_Brownfield | IgnoreSilica | 145.2218 | 55.2462 | 5.5867 | 4 | 4449.8273 | 5434.0936 | 90.7157 | 110.7813 | 150.9615 | -1.0288e-05 | 24514389519.1225 | 7555395.7784 | 355894.3945 | 8294688.8634 | 9952508.8068 | 24077.0464 | 379621.9309 | 0 | 10359252.86 | 26952650.9667 | 18395738.1064 | 82269828.7535 | 3144235.0165 | 14024609.4364 | 14024609.4364 | 1478867.319 | 6491564.8444 | 0 | 99438673.2064 | 121433714.8063 | 237137.3706 | 22.3466 | 4449.8273 | 5434.0936 | 90.7157 | 110.7813
1 | 4100 | 707 | 0.035 | 15 | 15 | 7 | 3.1623e-10 | 0 | Water | Porous | Wet | R245fa | MinimizeLCOE_Brownfield | IgnoreSilica | 147.0855 | 55.8589 | 5.678 | 4 | 4404.7018 | 5373.1295 | 89.7958 | 109.5385 | 150.8274 | -8.239e-06 | 24555089911.4391 | 7610499.2407 | 358090.9627 | 8368950.6915 | 10063113.2337 | 24077.0464 | 331636.4533 | 0 | 10434983.375 | 27149686.2324 | 18530218.7239 | 82871255.9597 | 3144235.0165 | 14024609.4364 | 14024609.4364 | 1478867.319 | 6491564.8444 | 0 | 100040100.4126 | 122035142.0125 | 316227.766 | 22.7121 | 4404.7018 | 5373.1295 | 89.7958 | 109.5385
1 | 4100 | 707 | 0.035 | 15 | 15 | 7 | 4.217e-10 | 0 | Water | Porous | Wet | R245fa | MinimizeLCOE_Brownfield | IgnoreSilica | 148.387 | 56.2842 | 5.745 | 4 | 4370.3932 | 5327.5317 | 89.0964 | 108.6089 | 150.7319 | -6.6368e-06 | 24621509442.3152 | 7648502.4017 | 359594.7079 | 8420412.742 | 10139902.2219 | 24077.0464 | 290292.2934 | 0 | 10484284.7512 | 27277958.3 | 18617767.0458 | 83262791.5102 | 3144235.0165 | 14024609.4364 | 14024609.4364 | 1478867.319 | 6491564.8444 | 0 | 100431635.9631 | 122426677.563 | 421696.5034 | 22.98 | 4370.3932 | 5327.5317 | 89.0964 | 108.6089
1 | 4100 | 707 | 0.035 | 15 | 15 | 7 | 5.6234e-10 | 0 | Water | Porous | Wet | R245fa | MinimizeLCOE_Brownfield | IgnoreSilica | 149.2781 | 56.574 | 5.7936 | 4 | 4344.317 | 5293.4291 | 88.5648 | 107.9137 | 150.6655 | -5.3912e-06 | 24703482792.7716 | 7674284.9207 | 360609.2493 | 8455449.3332 | 10192248.3506 | 24077.0464 | 255222.7258 | 0 | 10515137.7341 | 27358231.4328 | 18672555.1083 | 83507815.9012 | 3144235.0165 | 14024609.4364 | 14024609.4364 | 1478867.319 | 6491564.8444 | 0 | 100676660.3541 | 122671701.954 | 562341.3252 | 23.1743 | 4344.317 | 5293.4291 | 88.5648 | 107.9137
1 | 4100 | 707 | 0.035 | 15 | 15 | 7 | 7.4989e-10 | 0 | Water | Porous | Wet | R245fa | MinimizeLCOE_Brownfield | IgnoreSilica | 149.8434 | 56.7571 | 5.8277 | 4 | 4324.504 | 5268.057 | 88.1609 | 107.3965 | 150.6228 | -4.4175e-06 | 24798959509.44 | 7690526.3744 | 361245.4797 | 8477580.9739 | 10225341.0187 | 24077.0464 | 225509.2184 | 0 | 10531669.2435 | 27401243.0292 | 18701911.4067 | 83639103.791 | 3144235.0165 | 14024609.4364 | 14024609.4364 | 1478867.319 | 6491564.8444 | 0 | 100807948.2439 | 122802989.8437 | 749894.2093 | 23.3109 | 4324.504 | 5268.057 | 88.1609 | 107.3965
1 | 4100 | 707 | 0.035 | 15 | 15 | 7 | 1e-09 | 0 | Water | Porous | Wet | R245fa | MinimizeLCOE_Brownfield | IgnoreSilica | 150.1601 | 56.8594 | 5.8508 | 4 | 4309.4537 | 5249.2876 | 87.854 | 107.0138 | 150.5985 | -3.6519e-06 | 24905327376.8557 | 7699571.1821 | 361598.2689 | 8489936.3889 | 10243823.9815 | 24077.0464 | 200347.1961 | 0 | 10537548.0849 | 27416538.5686 | 18712350.9266 | 83685791.6439 | 3144235.0165 | 14024609.4364 | 14024609.4364 | 1478867.319 | 6491564.8444 | 0 | 100854636.0968 | 122849677.6966 | 1000000 | 23.4031 | 4309.4537 | 5249.2876 | 87.854 | 107.0138
1 | 4100 | 707 | 0.035 | 15 | 15 | 7 | 1.3335e-09 | 0 | Water | Porous | Wet | R245fa | MinimizeLCOE_Brownfield | IgnoreSilica | 150.2797 | 56.8978 | 5.8652 | 4 | 4298.0234 | 5235.5487 | 87.621 | 106.7337 | 150.589 | -3.0424e-06 | 25021130655.8654 | 7702948.2388 | 361728.7405 | 8494572.3004 | 10250759.1737 | 24077.0464 | 178875.9045 | 0 | 10535054.9477 | 27410051.9369 | 18707923.6672 | 83665991.956 | 3144235.0165 | 14024609.4364 | 14024609.4364 | 1478867.319 | 6491564.8444 | 0 | 100834836.4089 | 122829878.0088 | 1333521.4322 | 23.4607 | 4298.0234 | 5235.5487 | 87.621 | 106.7337
1 | 4100 | 707 | 0.035 | 15 | 15 | 7 | 1.7783e-09 | 0 | Water | Porous | Wet | R245fa | MinimizeLCOE_Brownfield | IgnoreSilica | 150.2332 | 56.8823 | 5.8726 | 4 | 4289.3434 | 5225.6871 | 87.4441 | 106.5327 | 150.592 | -2.5465e-06 | 25153334175.4516 | 7701560.1416 | 361672.5767 | 8492711.673 | 10247971.9275 | 24077.0464 | 160215.5594 | 0 | 10525401.4806 | 27384935.5958 | 18690781.2483 | 83589327.2493 | 3144235.0165 | 14024609.4364 | 14024609.4364 | 1478867.319 | 6491564.8444 | 0 | 100758171.7022 | 122753213.3021 | 1778279.41 | 23.4903 | 4289.3434 | 5225.6871 | 87.4441 | 106.5327
1 | 4100 | 707 | 0.035 | 15 | 15 | 7 | 2.3714e-09 | 0 | Water | Porous | Wet | R245fa | MinimizeLCOE_Brownfield | IgnoreSilica | 150.0675 | 56.8282 | 5.8748 | 4 | 4282.7509 | 5218.7389 | 87.3097 | 106.3911 | 150.6039 | -2.1383e-06 | 25292217581.3866 | 7696748.037 | 361482.2606 | 8486184.0882 | 10238201.3507 | 24077.0464 | 143864.9886 | 0 | 10510717.5309 | 27346730.9707 | 18664705.8066 | 83472712.0796 | 3144235.0165 | 14024609.4364 | 14024609.4364 | 1478867.319 | 6491564.8444 | 0 | 100641556.5325 | 122636598.1324 | 2371373.7057 | 23.4993 | 4282.7509 | 5218.7389 | 87.3097 | 106.3911
1 | 4100 | 707 | 0.035 | 15 | 15 | 7 | 3.1623e-09 | 0 | Water | Porous | Wet | R245fa | MinimizeLCOE_Brownfield | IgnoreSilica | 149.7682 | 56.7308 | 5.872 | 4 | 4277.7413 | 5214.1757 | 87.2075 | 106.298 | 150.6257 | -1.7843e-06 | 25449244564.4771 | 7688084.2641 | 361140.551 | 8474416.7703 | 10220594.5398 | 24077.0464 | 128763.9429 | 0 | 10489860.0746 | 27292464.1481 | 18627667.5851 | 83307068.9223 | 3144235.0165 | 14024609.4364 | 14024609.4364 | 1478867.319 | 6491564.8444 | 0 | 100475913.3752 | 122470954.9751 | 3162277.6602 | 23.4881 | 4277.7413 | 5214.1757 | 87.2075 | 106.298
1 | 4100 | 707 | 0.035 | 15 | 15 | 7 | 4.217e-09 | 0 | Water | Porous | Wet | R245fa | MinimizeLCOE_Brownfield | IgnoreSilica | 149.2781 | 56.5711 | 5.8631 | 4 | 4273.9279 | 5211.7914 | 87.1298 | 106.2494 | 150.6616 | -1.4464e-06 | 25651631288.1921 | 7673880.3584 | 360580.1439 | 8455132.6745 | 10191755.2412 | 24077.0464 | 113342.1371 | 0 | 10459319.3646 | 27213003.4852 | 18573434.0499 | 83064524.5011 | 3144235.0165 | 14024609.4364 | 14024609.4364 | 1478867.319 | 6491564.8444 | 0 | 100233368.954 | 122228410.5539 | 4216965.0343 | 23.4523 | 4273.9279 | 5211.7914 | 87.1298 | 106.2494
1 | 4100 | 707 | 0.035 | 15 | 15 | 7 | 5.6234e-09 | 0 | Water | Porous | Wet | R245fa | MinimizeLCOE_Brownfield | IgnoreSilica | 144.5056 | 55.002 | 5.7396 | 4 | 4266.9224 | 5224.9531 | 86.987 | 106.5177 | 151.0016 | -7.8452e-05 | 26675485121.1435 | 7532932.4529 | 354959.3588 | 8265132.2474 | 9908497.3852 | 24077.0464 | 0 | 0 | 10173383.4113 | 26469056.7884 | 18065675.1428 | 80793713.8333 | 3144235.0165 | 14024609.4364 | 14024609.4364 | 1478867.319 | 6491564.8444 | 0 | 97962558.2862 | 119957599.886 | 5623413.2519 | 22.9586 | 4266.9224 | 5224.9531 | 86.987 | 106.5177
1 | 4100 | 707 | 0.035 | 15 | 15 | 7 | 7.4989e-09 | 0 | Water | Porous | Wet | R245fa | MinimizeLCOE_Brownfield | IgnoreSilica | 144.9123 | 55.1368 | 5.7525 | 4 | 4264.5649 | 5220.4537 | 86.9389 | 106.426 | 150.9733 | 0.00027625 | 28757989123.0624 | 7545132.5151 | 355450.0535 | 8281483.269 | 9932810.6426 | 24077.0464 | 0 | 0 | 10194191.8754 | 26523196.1434 | 18102626.3651 | 80958967.9104 | 3144235.0165 | 14024609.4364 | 14024609.4364 | 1478867.319 | 6491564.8444 | 0 | 98127812.3633 | 120122853.9632 | 7498942.0933 | 23.01 | 4264.5649 | 5220.4537 | 86.9389 | 106.426
1 | 4100 | 707 | 0.035 | 15 | 15 | 7 | 1e-08 | 0 | Water | Porous | Wet | R245fa | MinimizeLCOE_Brownfield | IgnoreSilica | 145.2244 | 55.24 | 5.7624 | 4 | 4262.77 | 5217.0257 | 86.9023 | 106.3561 | 150.9514 | 0.00030149 | 28843173024.6974 | 7554468.5655 | 355825.0155 | 8294008.0044 | 9951442.4684 | 24077.0464 | 0 | 0 | 10210130.229 | 26564664.4703 | 18130929.3502 | 81085545.1497 | 3144235.0165 | 14024609.4364 | 14024609.4364 | 1478867.319 | 6491564.8444 | 0 | 98254389.6026 | 120249431.2025 | 10000000 | 23.0494 | 4262.77 | 5217.0257 | 86.9023 | 106.3561
1 | 4200 | 707 | 0.035 | 15 | 15 | 7 | 1e-13 | 0 | Water | Porous | Wet | R245fa | MinimizeLCOE_Brownfield | IgnoreSilica | 0 | 0 | 0 | 0 | [5 empty] | 0 | 0 | 0 | 0 | 0 | 0 | 0 | 0 | 0 | 0 | 0 | 0 | 0 | 0 | 0 | 0 | 0 | 0 | 0 | 0 | 0 | 100 | 0
1 | 4200 | 707 | 0.035 | 15 | 15 | 7 | 1.3335e-13 | 0 | Water | Porous | Wet | R245fa | MinimizeLCOE_Brownfield | IgnoreSilica | 0.80743 | 0.14311 | 0.0014409 | 4 | 3219396.9511 | 7144070.5372 | 65631.7614 | 145641.541 | 101.014 | -5.1396e-05 | 4404097602.6526 | 89759.4044 | 3073.6015 | 73084.1646 | 55235.2437 | 24077.0464 | 58222.4068 | 0 | 118346.2283 | 307912.6098 | 210156.6832 | 939867.3887 | 3144235.0165 | 14470997.6721 | 14470997.6721 | 1478867.319 | 6670120.1387 | 0 | 18555100.0773 | 41175085.207 | 133.3521 | 0.0057635 | 3219396.9511 | 7144070.5372 | 65631.7614 | 145641.541
1 | 4200 | 707 | 0.035 | 15 | 15 | 7 | 1.7783e-13 | 0 | Water | Porous | Wet | R245fa | MinimizeLCOE_Brownfield | IgnoreSilica | 1.0464 | 0.22128 | 0.0062916 | 4 | 748636.2776 | 1647455.6021 | 15261.9631 | 33585.6108 | 110.7578 | -5.3965e-05 | 9884014745.8242 | 128743.0007 | 4702.1094 | 102889.2504 | 69298.0305 | 24077.0464 | 65865.5623 | 0 | 154274.2498 | 401389.952 | 273956.89 | 1225196.0914 | 3144235.0165 | 14470997.6721 | 14470997.6721 | 1478867.319 | 6670120.1387 | 0 | 18840428.78 | 41460413.9097 | 177.8279 | 0.025166 | 748636.2776 | 1647455.6021 | 15261.9631 | 33585.6108
1 | 4200 | 707 | 0.035 | 15 | 15 | 7 | 2.3714e-13 | 0 | Water | Porous | Wet | R245fa | MinimizeLCOE_Brownfield | IgnoreSilica | 1.3631 | 0.33307 | 0.01417 | 4 | 339014.5362 | 738108.5752 | 6911.2699 | 15047.3417 | 119.5488 | -5.6752e-05 | 14505017107.0262 | 179383.5514 | 6944.7784 | 141872.4798 | 89072.1181 | 24077.0464 | 75090.2454 | 0 | 201411.6856 | 524031.8907 | 357662.5332 | 1599546.3289 | 3144235.0165 | 14470997.6721 | 14470997.6721 | 1478867.319 | 6670120.1387 | 0 | 19214779.0174 | 41834764.1472 | 237.1374 | 0.056678 | 339014.5362 | 738108.5752 | 6911.2699 | 15047.3417
1 | 4200 | 707 | 0.035 | 15 | 15 | 7 | 3.1623e-13 | 0 | Water | Porous | Wet | R245fa | MinimizeLCOE_Brownfield | IgnoreSilica | 1.7678 | 0.48386 | 0.025904 | 4 | 189929.8974 | 408238.1653 | 3871.9779 | 8322.4872 | 126.962 | -5.8805e-05 | 18253134174.764 | 241408.3577 | 9820.2945 | 190342.9037 | 115589.8852 | 24077.0464 | 85265.2063 | 0 | 259936.4406 | 676301.2981 | 461589.5325 | 2064330.965 | 3144235.0165 | 14470997.6721 | 14470997.6721 | 1478867.319 | 6670120.1387 | 0 | 19679563.6536 | 42299548.7834 | 316.2278 | 0.10361 | 189929.8974 | 408238.1653 | 3871.9779 | 8322.4872
1 | 4200 | 707 | 0.035 | 15 | 15 | 7 | 4.217e-13 | 0 | Water | Porous | Wet | R245fa | MinimizeLCOE_Brownfield | IgnoreSilica | 2.3209 | 0.69776 | 0.043294 | 4 | 117185.9129 | 247803.8837 | 2388.9933 | 5051.8173 | 133.4407 | -6.1438e-05 | 20991288629.6567 | 321278.1655 | 13656.3202 | 254036.488 | 153229.2063 | 24077.0464 | 98564.2522 | 0 | 337288.1766 | 877554.6483 | 598949.0794 | 2678633.3829 | 3144235.0165 | 14470997.6721 | 14470997.6721 | 1478867.319 | 6670120.1387 | 0 | 20293866.0714 | 42913851.2012 | 421.6965 | 0.17318 | 117185.9129 | 247803.8837 | 2388.9933 | 5051.8173
1 | 4200 | 707 | 0.035 | 15 | 15 | 7 | 5.6234e-13 | 0 | Water | Porous | Wet | R245fa | MinimizeLCOE_Brownfield | IgnoreSilica | 3.0371 | 0.98199 | 0.06749 | 4 | 77986.6739 | 161776.9149 | 1589.8638 | 3298.0412 | 138.6618 | -6.3297e-05 | 23046926198.2664 | 417603.2166 | 18400.502 | 332769.9696 | 203420.196 | 24077.0464 | 113752.2934 | 0 | 432909.0574 | 1126340.5655 | 768750.5799 | 3438023.4268 | 3144235.0165 | 14470997.6721 | 14470997.6721 | 1478867.319 | 6670120.1387 | 0 | 21053256.1154 | 43673241.2452 | 562.3413 | 0.26996 | 77986.6739 | 161776.9149 | 1589.8638 | 3298.0412
1 | 4200 | 707 | 0.035 | 15 | 15 | 7 | 7.4989e-13 | 0 | Water | Porous | Wet | R245fa | MinimizeLCOE_Brownfield | IgnoreSilica | 4.0117 | 1.3752 | 0.10153 | 4 | 54264.1933 | 109959.8386 | 1106.249 | 2241.68 | 142.9889 | -6.547e-05 | 24382727907.8851 | 538685.0614 | 24466.2695 | 434440.9957 | 273172.9085 | 24077.0464 | 133322.6003 | 0 | 556984.3039 | 1449158.9054 | 989080.7302 | 4423388.8212 | 3144235.0165 | 14470997.6721 | 14470997.6721 | 1478867.319 | 6670120.1387 | 0 | 22038621.5097 | 44658606.6395 | 749.8942 | 0.40614 | 54264.1933 | 109959.8386 | 1106.249 | 2241.68
1 | 4200 | 707 | 0.035 | 15 | 15 | 7 | 1e-12 | 0 | Water | Porous | Wet | R245fa | MinimizeLCOE_Brownfield | IgnoreSilica | 5.2958 | 1.8989 | 0.14774 | 4 | 39375.0733 | 77651.7611 | 802.7141 | 1583.0362 | 146.3899 | -6.7106e-05 | 25304957465.8584 | 685290.5576 | 31884.3762 | 561138.5984 | 366460.6961 | 24077.0464 | 156589.8546 | 0 | 711922.0404 | 1852275.1138 | 1264215.8256 | 5653854.1091 | 3144235.0165 | 14470997.6721 | 14470997.6721 | 1478867.319 | 6670120.1387 | 0 | 23269086.7976 | 45889071.9274 | 1000 | 0.59096 | 39375.0733 | 77651.7611 | 802.7141 | 1583.0362
1 | 4200 | 707 | 0.035 | 15 | 15 | 7 | 1.3335e-12 | 0 | Water | Porous | Wet | R245fa | MinimizeLCOE_Brownfield | IgnoreSilica | 6.9937 | 2.5953 | 0.20986 | 4 | 29553.6697 | 56499.9185 | 602.4915 | 1151.8273 | 149.0277 | -6.8323e-05 | 25784774395.4406 | 862877.8737 | 40908.1495 | 719216.9377 | 490936.1193 | 24077.0464 | 184540.7464 | 0 | 905797.1805 | 2356698.459 | 1608495.1236 | 7193547.6361 | 3144235.0165 | 14470997.6721 | 14470997.6721 | 1478867.319 | 6670120.1387 | 0 | 24808780.3246 | 47428765.4544 | 1333.5214 | 0.83945 | 29553.6697 | 56499.9185 | 602.4915 | 1151.8273
1 | 4200 | 707 | 0.035 | 15 | 15 | 7 | 1.7783e-12 | 0 | Water | Porous | Wet | R245fa | MinimizeLCOE_Brownfield | IgnoreSilica | 9.2595 | 3.5213 | 0.29231 | 4 | 22870.9301 | 42216.9652 | 466.2548 | 860.6499 | 150.9334 | -6.9317e-05 | 25107739338.3345 | 1077853.6836 | 51791.3302 | 916909.2813 | 656900.6644 | 24077.0464 | 219003.9424 | 0 | 1149149.0198 | 2989850.0266 | 2040634.0784 | 9126169.073 | 3144235.0165 | 14470997.6721 | 14470997.6721 | 1478867.319 | 6670120.1387 | 0 | 26741401.7615 | 49361386.8913 | 1778.2794 | 1.1692 | 22870.9301 | 42216.9652 | 466.2548 | 860.6499
1 | 4200 | 707 | 0.035 | 15 | 15 | 7 | 2.3714e-12 | 0 | Water | Porous | Wet | R245fa | MinimizeLCOE_Brownfield | IgnoreSilica | 12.2601 | 4.7203 | 0.39687 | 4 | 18335.0083 | 32583.93 | 373.7839 | 664.2675 | 151.9003 | -6.9795e-05 | 27495437561.3011 | 1330006.7013 | 64311.8217 | 1158420.6439 | 872171.2587 | 24077.0464 | 261191.0496 | 0 | 1446969.6234 | 3764718.1457 | 2569497.4917 | 11491363.7823 | 3144235.0165 | 14470997.6721 | 14470997.6721 | 1478867.319 | 6670120.1387 | 0 | 29106596.4709 | 51726581.6007 | 2371.3737 | 1.5875 | 18335.0083 | 32583.93 | 373.7839 | 664.2675
1 | 4200 | 707 | 0.035 | 15 | 15 | 7 | 3.1623e-12 | 0 | Water | Porous | Wet | R245fa | MinimizeLCOE_Brownfield | IgnoreSilica | 16.3164 | 6.4485 | 0.557 | 4 | 14519.8311 | 24672.4209 | 296.0064 | 502.9807 | 153.9668 | -7.1083e-05 | 26790285609.0368 | 1671660.3212 | 82005.3006 | 1484749.9791 | 1182670.835 | 24077.0464 | 312268.2698 | 0 | 1855398.3833 | 4827365.9987 | 3294776.4866 | 14734972.6206 | 3144235.0165 | 14470997.6721 | 14470997.6721 | 1478867.319 | 6670120.1387 | 0 | 32350205.3091 | 54970190.4389 | 3162.2777 | 2.228 | 14519.8311 | 24672.4209 | 296.0064 | 502.9807
1 | 4200 | 707 | 0.035 | 15 | 15 | 7 | 4.217e-12 | 0 | Water | Porous | Wet | R245fa | MinimizeLCOE_Brownfield | IgnoreSilica | 21.6559 | 8.6602 | 0.75696 | 4 | 11981.8973 | 19452.6077 | 244.2672 | 396.5677 | 154.9026 | -7.161e-05 | 26885816964.2564 | 2066456.6392 | 101948.1068 | 1878597.8348 | 1580437.3421 | 24077.0464 | 374410.5958 | 0 | 2350111.7504 | 6114508.7003 | 4173277.8285 | 18663825.8443 | 3144235.0165 | 14470997.6721 | 14470997.6721 | 1478867.319 | 6670120.1387 | 0 | 36279058.5329 | 58899043.6627 | 4216.965 | 3.0278 | 11981.8973 | 19452.6077 | 244.2672 | 396.5677
1 | 4200 | 707 | 0.035 | 15 | 15 | 7 | 5.6234e-12 | 0 | Water | Porous | Wet | R245fa | MinimizeLCOE_Brownfield | IgnoreSilica | 28.7064 | 11.5819 | 1.0215 | 4 | 10087.2226 | 15623.0951 | 205.6417 | 318.4979 | 155.612 | -7.1935e-05 | 26944671614.588 | 2545299.3169 | 126039.1048 | 2369342.3448 | 2106151.2735 | 24077.0464 | 449360.0605 | 0 | 2971904.9673 | 7732287.1034 | 5277444.8307 | 23601906.0483 | 3144235.0165 | 14470997.6721 | 14470997.6721 | 1478867.319 | 6670120.1387 | 0 | 41217138.7369 | 63837123.8667 | 5623.4133 | 4.0861 | 10087.2226 | 15623.0951 | 205.6417 | 318.4979
1 | 4200 | 707 | 0.035 | 15 | 15 | 7 | 7.4989e-12 | 0 | Water | Porous | Wet | R245fa | MinimizeLCOE_Brownfield | IgnoreSilica | 38.007 | 15.438 | 1.3706 | 4 | 8651.7723 | 12777.774 | 176.3781 | 260.4922 | 156.151 | -7.2183e-05 | 26936500122.4508 | 3126312.8865 | 155140.0158 | 2980690.0229 | 2800172.7685 | 24077.0464 | 540326.3975 | 0 | 3754420.4636 | 9768231.9088 | 6667018.9949 | 29816390.5048 | 3144235.0165 | 14470997.6721 | 14470997.6721 | 1478867.319 | 6670120.1387 | 0 | 47431623.1934 | 70051608.3232 | 7498.9421 | 5.4823 | 8651.7723 | 12777.774 | 176.3781 | 260.4922
1 | 4200 | 707 | 0.035 | 15 | 15 | 7 | 1e-11 | 0 | Water | Porous | Wet | R245fa | MinimizeLCOE_Brownfield | IgnoreSilica | 50.0869 | 20.4468 | 1.8244 | 4 | 7556.4511 | 10656.1534 | 154.0485 | 217.2401 | 156.5522 | -7.2195e-05 | 26828998614.5779 | 3821397.6541 | 189792.0674 | 3730999.8566 | 3701805.9198 | 24077.0464 | 648386.0277 | 0 | 4725418.8431 | 12294570.513 | 8391297.0033 | 37527744.9314 | 3144235.0165 | 14470997.6721 | 14470997.6721 | 1478867.319 | 6670120.1387 | 0 | 55142977.62 | 77762962.7498 | 10000 | 7.2975 | 7556.4511 | 10656.1534 | 154.0485 | 217.2401
1 | 4200 | 707 | 0.035 | 15 | 15 | 7 | 1.3335e-11 | 0 | Water | Porous | Wet | R245fa | MinimizeLCOE_Brownfield | IgnoreSilica | 65.571 | 26.8516 | 2.403 | 4 | 6719.4822 | 9072.8315 | 136.9857 | 184.9619 | 156.8024 | -7.2006e-05 | 26260008661.3463 | 4641123.2209 | 230380.5935 | 4639033.1274 | 4854679.9236 | 24077.0464 | 776162.46 | 0 | 5914527.985 | 15388388.5804 | 10502891.4059 | 46971264.3429 | 3144235.0165 | 14470997.6721 | 14470997.6721 | 1478867.319 | 6670120.1387 | 0 | 64586497.0315 | 87206482.1613 | 13335.2143 | 9.6118 | 6719.4822 | 9072.8315 | 136.9857 | 184.9619
1 | 4200 | 707 | 0.035 | 15 | 15 | 7 | 1.7783e-11 | 0 | Water | Porous | Wet | R245fa | MinimizeLCOE_Brownfield | IgnoreSilica | 84.84 | 34.7284 | 3.106 | 4 | 6095.6956 | 7916.3463 | 124.269 | 161.3854 | 156.7702 | -7.1414e-05 | 24523689487.1184 | 5570424.7731 | 275724.3657 | 5699123.6595 | 6271560.048 | 24077.0464 | 923595.6409 | 0 | 7318157.158 | 19040343.7648 | 12995425.8594 | 58118432.3157 | 3144235.0165 | 14470997.6721 | 14470997.6721 | 1478867.319 | 6670120.1387 | 0 | 75733665.0042 | 98353650.134 | 17782.7941 | 12.4241 | 6095.6956 | 7916.3463 | 124.269 | 161.3854
1 | 4200 | 707 | 0.035 | 15 | 15 | 7 | 2.3714e-11 | 0 | Water | Porous | Wet | R245fa | MinimizeLCOE_Brownfield | IgnoreSilica | 97.1346 | 39.6477 | 3.6462 | 4 | 5634.5385 | 7185.4656 | 114.8677 | 146.4854 | 156.5416 | -6.1309e-05 | 25092085025.2408 | 6114309.7226 | 301673.0689 | 6337267.9541 | 7155377.7176 | 24077.0464 | 912687.9937 | 0 | 8129703.4663 | 21151820.7877 | 14436552.3141 | 64563470.0713 | 3144235.0165 | 14470997.6721 | 14470997.6721 | 1478867.319 | 6670120.1387 | 0 | 82178702.7598 | 104798687.8896 | 23713.7371 | 14.5848 | 5634.5385 | 7185.4656 | 114.8677 | 146.4854
1 | 4200 | 707 | 0.035 | 15 | 15 | 7 | 3.1623e-11 | 0 | Water | Porous | Wet | R245fa | MinimizeLCOE_Brownfield | IgnoreSilica | 107.8313 | 43.8324 | 4.1404 | 4 | 5279.5193 | 6645.3259 | 107.6301 | 135.474 | 156.2105 | -5.0959e-05 | 25586571375.3082 | 6557051.9859 | 322316.886 | 6868502.3527 | 7906390.7361 | 24077.0464 | 864928.2786 | 0 | 8791874.2414 | 22874653.3148 | 15612420.9145 | 69822215.7565 | 3144235.0165 | 14470997.6721 | 14470997.6721 | 1478867.319 | 6670120.1387 | 0 | 87437448.4451 | 110057433.5749 | 31622.7766 | 16.5616 | 5279.5193 | 6645.3259 | 107.6301 | 135.474
1 | 4200 | 707 | 0.035 | 15 | 15 | 7 | 4.217e-11 | 0 | Water | Porous | Wet | R245fa | MinimizeLCOE_Brownfield | IgnoreSilica | 117.2272 | 47.4202 | 4.5832 | 4 | 5007.2324 | 6241.0834 | 102.0792 | 127.2329 | 155.8204 | -4.1546e-05 | 25848558299.2079 | 6922702.2606 | 338948.3945 | 7316639.4418 | 8549667.9655 | 24077.0464 | 798709.2986 | 0 | 9340790.3189 | 24302820.3501 | 16587174.262 | 74181529.3383 | 3144235.0165 | 14470997.6721 | 14470997.6721 | 1478867.319 | 6670120.1387 | 0 | 91796762.0269 | 114416747.1567 | 42169.6503 | 18.3328 | 5007.2324 | 6241.0834 | 102.0792 | 127.2329
1 | 4200 | 707 | 0.035 | 15 | 15 | 7 | 5.6234e-11 | 0 | Water | Porous | Wet | R245fa | MinimizeLCOE_Brownfield | IgnoreSilica | 125.1707 | 50.3807 | 4.9635 | 4 | 4798.9034 | 5938.2092 | 97.8321 | 121.0584 | 155.4201 | -3.3359e-05 | 25970064882.1885 | 7214919.4258 | 351907.0419 | 7681928.8721 | 9080124.8152 | 24077.0464 | 721861.8564 | 0 | 9779179.4325 | 25443418.8979 | 17365656.2078 | 77663073.596 | 3144235.0165 | 14470997.6721 | 14470997.6721 | 1478867.319 | 6670120.1387 | 0 | 95278306.2846 | 117898291.4144 | 56234.1325 | 19.8542 | 4798.9034 | 5938.2092 | 97.8321 | 121.0584
1 | 4200 | 707 | 0.035 | 15 | 15 | 7 | 7.4989e-11 | 0 | Water | Porous | Wet | R245fa | MinimizeLCOE_Brownfield | IgnoreSilica | 131.707 | 52.7628 | 5.2801 | 4 | 4639.7898 | 5710.7985 | 94.5884 | 116.4224 | 155.0434 | -2.6501e-05 | 26010373006.4036 | 7443780.4437 | 361807.4017 | 7973208.6766 | 9506814.5269 | 24077.0464 | 641804.4215 | 0 | 10121082.0815 | 26332979.4567 | 17972799.5678 | 80378353.6227 | 3144235.0165 | 14470997.6721 | 14470997.6721 | 1478867.319 | 6670120.1387 | 0 | 97993586.3113 | 120613571.4411 | 74989.4209 | 21.1203 | 4639.7898 | 5710.7985 | 94.5884 | 116.4224
1 | 4200 | 707 | 0.035 | 15 | 15 | 7 | 1e-10 | 0 | Water | Porous | Wet | R245fa | MinimizeLCOE_Brownfield | IgnoreSilica | 137.066 | 54.6755 | 5.5395 | 4 | 4518.2886 | 5539.1327 | 92.1114 | 112.9227 | 154.7037 | -2.0954e-05 | 25970647361.8914 | 7623617.2834 | 369426.2379 | 8205480.6627 | 9849377.7163 | 24077.0464 | 565020.7116 | 0 | 10388429.8667 | 27028563.5531 | 18447550.0065 | 82501543.0844 | 3144235.0165 | 14470997.6721 | 14470997.6721 | 1478867.319 | 6670120.1387 | 0 | 100116775.773 | 122736760.9028 | 100000 | 22.1581 | 4518.2886 | 5539.1327 | 92.1114 | 112.9227
1 | 4200 | 707 | 0.035 | 15 | 15 | 7 | 1.3335e-10 | 0 | Water | Porous | Wet | R245fa | MinimizeLCOE_Brownfield | IgnoreSilica | 141.1929 | 56.1232 | 5.7431 | 4 | 4425.6497 | 5410.302 | 90.2229 | 110.2963 | 154.4233 | -1.6484e-05 | 25958117961.4316 | 7757308.5937 | 374979.8165 | 8380420.2294 | 10108693.9014 | 24077.0464 | 492520.7366 | 0 | 10583820.1263 | 27536928.9287 | 18794519.8212 | 84053269.2002 | 3144235.0165 | 14470997.6721 | 14470997.6721 | 1478867.319 | 6670120.1387 | 0 | 101668501.8887 | 124288487.0185 | 133352.1432 | 22.9726 | 4425.6497 | 5410.302 | 90.2229 | 110.2963
1 | 4200 | 707 | 0.035 | 15 | 15 | 7 | 1.7783e-10 | 0 | Water | Porous | Wet | R245fa | MinimizeLCOE_Brownfield | IgnoreSilica | 144.3406 | 57.2124 | 5.9009 | 4 | 4355.0654 | 5313.387 | 88.7839 | 108.3206 | 154.1985 | -1.2951e-05 | 25962509801.7309 | 7856478.7579 | 379031.5524 | 8511573.511 | 10303830.8574 | 24077.0464 | 426999.9493 | 0 | 10725776.753 | 27906270.952 | 19046603.3413 | 85180642.7206 | 3144235.0165 | 14470997.6721 | 14470997.6721 | 1478867.319 | 6670120.1387 | 0 | 102795875.4092 | 125415860.539 | 177827.941 | 23.6038 | 4355.0654 | 5313.387 | 88.7839 | 108.3206
1 | 4200 | 707 | 0.035 | 15 | 15 | 7 | 2.3714e-10 | 0 | Water | Porous | Wet | R245fa | MinimizeLCOE_Brownfield | IgnoreSilica | 146.6982 | 58.0194 | 6.0214 | 4 | 4301.3065 | 5240.4571 | 87.688 | 106.8338 | 154.0239 | -1.0187e-05 | 25986689691.2196 | 7929159.7377 | 381961.4081 | 8608503.0742 | 10448444.7809 | 24077.0464 | 369294.9277 | 0 | 10826961.9802 | 28169534.1573 | 19226285.8884 | 85984223.0009 | 3144235.0165 | 14470997.6721 | 14470997.6721 | 1478867.319 | 6670120.1387 | 0 | 103599455.6895 | 126219440.8193 | 237137.3706 | 24.0856 | 4301.3065 | 5240.4571 | 87.688 | 106.8338
1 | 4200 | 707 | 0.035 | 15 | 15 | 7 | 3.1623e-10 | 0 | Water | Porous | Wet | R245fa | MinimizeLCOE_Brownfield | IgnoreSilica | 148.4692 | 58.6203 | 6.1131 | 4 | 4260.3582 | 5185.4218 | 86.8532 | 105.7118 | 153.8893 | -8.0517e-06 | 26013438879.701 | 7982858.1509 | 384105.78 | 8680540.647 | 10556146.5499 | 24077.0464 | 319795.25 | 0 | 10899534.1354 | 28358352.0184 | 19355157.9584 | 86560567.5364 | 3144235.0165 | 14470997.6721 | 14470997.6721 | 1478867.319 | 6670120.1387 | 0 | 104175800.2249 | 126795785.3547 | 316227.766 | 24.4524 | 4260.3582 | 5185.4218 | 86.8532 | 105.7118
1 | 4200 | 707 | 0.035 | 15 | 15 | 7 | 4.217e-10 | 0 | Water | Porous | Wet | R245fa | MinimizeLCOE_Brownfield | IgnoreSilica | 149.6413 | 59.0154 | 6.1785 | 4 | 4229.18 | 5144.446 | 86.2176 | 104.8765 | 153.7984 | -6.3656e-06 | 26091947299.448 | 8017949.456 | 385495.891 | 8727843.811 | 10626968.5115 | 24077.0464 | 276457.051 | 0 | 10942928.7891 | 28471256.0059 | 19432217.2498 | 86905193.8116 | 3144235.0165 | 14470997.6721 | 14470997.6721 | 1478867.319 | 6670120.1387 | 0 | 104520426.5002 | 127140411.63 | 421696.5034 | 24.7141 | 4229.18 | 5144.446 | 86.2176 | 104.8765
1 | 4200 | 707 | 0.035 | 15 | 15 | 7 | 5.6234e-10 | 0 | Water | Porous | Wet | R245fa | MinimizeLCOE_Brownfield | IgnoreSilica | 150.3964 | 59.2688 | 6.2248 | 4 | 4205.4402 | 5113.9055 | 85.7336 | 104.2539 | 153.739 | -5.0445e-06 | 26196573526.1756 | 8040362.7897 | 386378.5704 | 8758161.0449 | 10672399.6942 | 24077.0464 | 239187.3141 | 0 | 10967020.9193 | 28533938.7867 | 19474999.5358 | 87096525.7016 | 3144235.0165 | 14470997.6721 | 14470997.6721 | 1478867.319 | 6670120.1387 | 0 | 104711758.3901 | 127331743.5199 | 562341.3252 | 24.8991 | 4205.4402 | 5113.9055 | 85.7336 | 104.2539
1 | 4200 | 707 | 0.035 | 15 | 15 | 7 | 7.4989e-10 | 0 | Water | Porous | Wet | R245fa | MinimizeLCOE_Brownfield | IgnoreSilica | 150.823 | 59.4114 | 6.256 | 4 | 4187.3597 | 5091.2897 | 85.365 | 103.7928 | 153.705 | -4.002e-06 | 26323140053.6478 | 8052930.1183 | 386870.7316 | 8775212.0673 | 10697961.9766 | 24077.0464 | 207057.0199 | 0 | 10976202.4944 | 28557827.3618 | 19491303.9791 | 87169442.7953 | 3144235.0165 | 14470997.6721 | 14470997.6721 | 1478867.319 | 6670120.1387 | 0 | 104784675.4839 | 127404660.6137 | 749894.2093 | 25.024 | 4187.3597 | 5091.2897 | 85.365 | 103.7928
1 | 4200 | 707 | 0.035 | 15 | 15 | 7 | 1e-09 | 0 | Water | Porous | Wet | R245fa | MinimizeLCOE_Brownfield | IgnoreSilica | 150.9519 | 59.454 | 6.2745 | 4 | 4173.5807 | 5074.8494 | 85.0841 | 103.4577 | 153.6941 | -3.1582e-06 | 26484195214.6338 | 8056660.7673 | 387014.523 | 8780312.6619 | 10705604.0593 | 24077.0464 | 178686.9904 | 0 | 10971618.8588 | 28545901.6822 | 19483164.4577 | 87133041.047 | 3144235.0165 | 14470997.6721 | 14470997.6721 | 1478867.319 | 6670120.1387 | 0 | 104748273.7356 | 127368258.8653 | 1000000 | 25.0979 | 4173.5807 | 5074.8494 | 85.0841 | 103.4577
1 | 4200 | 707 | 0.035 | 15 | 15 | 7 | 1.3335e-09 | 0 | Water | Porous | Wet | R245fa | MinimizeLCOE_Brownfield | IgnoreSilica | 150.801 | 59.4028 | 6.2818 | 4 | 4163.0659 | 5063.2897 | 84.8697 | 103.222 | 153.7051 | -2.4499e-06 | 26692457700.0771 | 8052105.792 | 386832.1956 | 8774196.5556 | 10696419.3268 | 24077.0464 | 152671.2113 | 0 | 10953657.8298 | 28499170.769 | 19451269.6492 | 86990400.3756 | 3144235.0165 | 14470997.6721 | 14470997.6721 | 1478867.319 | 6670120.1387 | 0 | 104605633.0642 | 127225618.194 | 1333521.4322 | 25.1271 | 4163.0659 | 5063.2897 | 84.8697 | 103.222
1 | 4200 | 707 | 0.035 | 15 | 15 | 7 | 1.7783e-09 | 0 | Water | Porous | Wet | R245fa | MinimizeLCOE_Brownfield | IgnoreSilica | 150.2675 | 59.223 | 6.2759 | 4 | 4155.0157 | 5056.0839 | 84.7056 | 103.0751 | 153.7457 | -1.7941e-06 | 26979599408.8596 | 8036169.869 | 386200.3134 | 8752704.5214 | 10664177.6396 | 24077.0464 | 126079.3805 | 0 | 10915869.4204 | 28400853.0792 | 19384165.8057 | 86690297.0755 | 3144235.0165 | 14470997.6721 | 14470997.6721 | 1478867.319 | 6670120.1387 | 0 | 104305529.7641 | 126925514.8938 | 1778279.41 | 25.1035 | 4155.0157 | 5056.0839 | 84.7056 | 103.0751
1 | 4200 | 707 | 0.035 | 15 | 15 | 7 | 2.3714e-09 | 0 | Water | Porous | Wet | R245fa | MinimizeLCOE_Brownfield | IgnoreSilica | 145.407 | 57.57 | 6.1467 | 4 | 4144.8063 | 5064.8113 | 84.4975 | 103.253 | 154.1086 | 0.00025056 | 30186829698.969 | 7888311.8992 | 380276.551 | 8554631.1039 | 10367884.65 | 24077.0464 | 0 | 0 | 10613920.6877 | 27615244.4148 | 18847971.7497 | 84292318.1026 | 3144235.0165 | 14470997.6721 | 14470997.6721 | 1478867.319 | 6670120.1387 | 0 | 101907550.7912 | 124527535.921 | 2371373.7057 | 24.5868 | 4144.8063 | 5064.8113 | 84.4975 | 103.253
1 | 4200 | 707 | 0.035 | 15 | 15 | 7 | 3.1623e-09 | 0 | Water | Porous | Wet | R245fa | MinimizeLCOE_Brownfield | IgnoreSilica | 146.3498 | 57.893 | 6.178 | 4 | 4139.6822 | 5055.0192 | 84.393 | 103.0534 | 154.0395 | 0.00026526 | 30045417124.9885 | 7917396.7863 | 381450.566 | 8593403.4123 | 10425763.6283 | 24077.0464 | 0 | 0 | 10663415.6614 | 27744020.1835 | 18935863.8579 | 84685391.1422 | 3144235.0165 | 14470997.6721 | 14470997.6721 | 1478867.319 | 6670120.1387 | 0 | 102300623.8307 | 124920608.9605 | 3162277.6602 | 24.7122 | 4139.6822 | 5055.0192 | 84.393 | 103.0534
1 | 4200 | 707 | 0.035 | 15 | 15 | 7 | 4.217e-09 | 0 | Water | Porous | Wet | R245fa | MinimizeLCOE_Brownfield | IgnoreSilica | 147.066 | 58.1375 | 6.2017 | 4 | 4135.86 | 5047.7017 | 84.3151 | 102.9042 | 153.9865 | 5.7927e-05 | 28595431654.2084 | 7939350.6147 | 382333.4866 | 8622737.5989 | 10469590.5654 | 24077.0464 | 0 | 0 | 10700854.8317 | 27841429.2249 | 19002347.5301 | 84982720.8987 | 3144235.0165 | 14470997.6721 | 14470997.6721 | 1478867.319 | 6670120.1387 | 0 | 102597953.5872 | 125217938.717 | 4216965.0343 | 24.8069 | 4135.86 | 5047.7017 | 84.3151 | 102.9042
1 | 4200 | 707 | 0.035 | 15 | 15 | 7 | 5.6234e-09 | 0 | Water | Porous | Wet | R245fa | MinimizeLCOE_Brownfield | IgnoreSilica | 147.5996 | 58.3192 | 6.2193 | 4 | 4133.049 | 5042.3149 | 84.2578 | 102.7944 | 153.9467 | 0.00012784 | 28889531491.0634 | 7955625.5565 | 382986.6592 | 8644514.4702 | 10502148.5178 | 24077.0464 | 0 | 0 | 10728647.3775 | 27913739.7282 | 19051700.9345 | 85203440.2902 | 3144235.0165 | 14470997.6721 | 14470997.6721 | 1478867.319 | 6670120.1387 | 0 | 102818672.9788 | 125438658.1086 | 5623413.2519 | 24.8772 | 4133.049 | 5042.3149 | 84.2578 | 102.7944
1 | 4200 | 707 | 0.035 | 15 | 15 | 7 | 7.4989e-09 | 0 | Water | Porous | Wet | R245fa | MinimizeLCOE_Brownfield | IgnoreSilica | 148.0064 | 58.4574 | 6.2326 | 4 | 4130.9292 | 5038.2477 | 84.2146 | 102.7115 | 153.9162 | -3.4218e-05 | 27784130465.8022 | 7967985.2864 | 383481.555 | 8661076.1229 | 10526920.8974 | 24077.0464 | 0 | 0 | 10749780.9542 | 27968724.9594 | 19089229.4846 | 85371276.3063 | 3144235.0165 | 14470997.6721 | 14470997.6721 | 1478867.319 | 6670120.1387 | 0 | 102986508.9949 | 125606494.1247 | 7498942.0933 | 24.9306 | 4130.9292 | 5038.2477 | 84.2146 | 102.7115
1 | 4200 | 707 | 0.035 | 15 | 15 | 7 | 1e-08 | 0 | Water | Porous | Wet | R245fa | MinimizeLCOE_Brownfield | IgnoreSilica | 148.3035 | 58.5582 | 6.2424 | 4 | 4129.3934 | 5035.298 | 84.1833 | 102.6514 | 153.8938 | 0.00018724 | 29078538086.313 | 7976988.4275 | 383841.412 | 8673153.1386 | 10544991.5606 | 24077.0464 | 0 | 0 | 10765190.1182 | 28008816.4434 | 19116592.7462 | 85493650.8929 | 3144235.0165 | 14470997.6721 | 14470997.6721 | 1478867.319 | 6670120.1387 | 0 | 103108883.5814 | 125728868.7112 | 10000000 | 24.9695 | 4129.3934 | 5035.298 | 84.1833 | 102.6514
1 | 4300 | 707 | 0.035 | 15 | 15 | 7 | 1e-13 | 0 | Water | Porous | Wet | R245fa | MinimizeLCOE_Brownfield | IgnoreSilica | 0 | 0 | 0 | 0 | [5 empty] | 0 | 0 | 0 | 0 | 0 | 0 | 0 | 0 | 0 | 0 | 0 | 0 | 0 | 0 | 0 | 0 | 0 | 0 | 0 | 0 | 0 | 100 | 0
1 | 4300 | 707 | 0.035 | 15 | 15 | 7 | 1.3335e-13 | 0 | Water | Porous | Wet | R245fa | MinimizeLCOE_Brownfield | IgnoreSilica | 0.82688 | 0.15235 | 0.0022058 | 4 | 2158147.3783 | 4793650.138 | 43996.7534 | 97725.042 | 103.0615 | -5.1724e-05 | 6169476577.0536 | 94961.8761 | 3295.1464 | 76729.961 | 56772.9556 | 24077.0464 | 58612.1087 | 0 | 122635.1468 | 319071.496 | 217772.8523 | 973928.5893 | 3144235.0165 | 14923245.9986 | 14923245.9986 | 1478867.319 | 6851019.4693 | 0 | 19041409.6044 | 42294542.3913 | 133.3521 | 0.008823 | 2158147.3783 | 4793650.138 | 43996.7534 | 97725.042
1 | 4300 | 707 | 0.035 | 15 | 15 | 7 | 1.7783e-13 | 0 | Water | Porous | Wet | R245fa | MinimizeLCOE_Brownfield | IgnoreSilica | 1.0658 | 0.23347 | 0.0075829 | 4 | 637394.6174 | 1404030.0749 | 12994.1514 | 28623.0522 | 112.8338 | -5.404e-05 | 11977407033.6396 | 135210.3326 | 5004.9124 | 107249.0524 | 71229.3206 | 24077.0464 | 65847.8388 | 0 | 159361.2162 | 414625.1952 | 282990.2154 | 1265595.13 | 3144235.0165 | 14923245.9986 | 14923245.9986 | 1478867.319 | 6851019.4693 | 0 | 19333076.145 | 42586208.932 | 177.8279 | 0.030331 | 637394.6174 | 1404030.0749 | 12994.1514 | 28623.0522
1 | 4300 | 707 | 0.035 | 15 | 15 | 7 | 2.3714e-13 | 0 | Water | Porous | Wet | R245fa | MinimizeLCOE_Brownfield | IgnoreSilica | 1.3974 | 0.35506 | 0.016465 | 4 | 299676.6793 | 652750.3838 | 6109.3144 | 13307.1995 | 122.0528 | -5.7586e-05 | 16812154560.5689 | 189983.3576 | 7475.66 | 149073.1774 | 92582.1596 | 24077.0464 | 75663.1731 | 0 | 210153.2839 | 546775.7362 | 373185.6751 | 1668969.2692 | 3144235.0165 | 14923245.9986 | 14923245.9986 | 1478867.319 | 6851019.4693 | 0 | 19736450.2843 | 42989583.0712 | 237.1374 | 0.065859 | 299676.6793 | 652750.3838 | 6109.3144 | 13307.1995
1 | 4300 | 707 | 0.035 | 15 | 15 | 7 | 3.1623e-13 | 0 | Water | Porous | Wet | R245fa | MinimizeLCOE_Brownfield | IgnoreSilica | 1.8067 | 0.51364 | 0.029398 | 4 | 171945.7534 | 369693.1778 | 3505.3468 | 7536.6955 | 129.5456 | -5.9596e-05 | 20795907279.9013 | 254844.2469 | 10544.934 | 199321.3644 | 120327.4044 | 24077.0464 | 85575.1507 | 0 | 270929.1572 | 704902.0919 | 481110.162 | 2151631.5579 | 3144235.0165 | 14923245.9986 | 14923245.9986 | 1478867.319 | 6851019.4693 | 0 | 20219112.573 | 43472245.3599 | 316.2278 | 0.11759 | 171945.7534 | 369693.1778 | 3505.3468 | 7536.6955
1 | 4300 | 707 | 0.035 | 15 | 15 | 7 | 4.217e-13 | 0 | Water | Porous | Wet | R245fa | MinimizeLCOE_Brownfield | IgnoreSilica | 2.3792 | 0.74404 | 0.048832 | 4 | 106868.5515 | 225915.7118 | 2178.66 | 4605.5974 | 136.2448 | -6.2766e-05 | 23658556088.6972 | 340383.4601 | 14743.5856 | 266940.219 | 160744.3239 | 24077.0464 | 99346.4356 | 0 | 353431.6776 | 919556.7262 | 627616.3607 | 2806839.8352 | 3144235.0165 | 14923245.9986 | 14923245.9986 | 1478867.319 | 6851019.4693 | 0 | 20874320.8503 | 44127453.6372 | 421.6965 | 0.19533 | 106868.5515 | 225915.7118 | 2178.66 | 4605.5974
1 | 4300 | 707 | 0.035 | 15 | 15 | 7 | 5.6234e-13 | 0 | Water | Porous | Wet | R245fa | MinimizeLCOE_Brownfield | IgnoreSilica | 3.1102 | 1.046 | 0.075588 | 4 | 71680.2263 | 148588.0612 | 1461.2984 | 3029.1686 | 141.5579 | -6.4772e-05 | 25837005846.4365 | 442141.9692 | 19874.078 | 349341.3736 | 213994.6802 | 24077.0464 | 114531.3948 | 0 | 453944.6114 | 1181070.762 | 806105.0636 | 3605080.9789 | 3144235.0165 | 14923245.9986 | 14923245.9986 | 1478867.319 | 6851019.4693 | 0 | 21672561.994 | 44925694.7809 | 562.3413 | 0.30235 | 71680.2263 | 148588.0612 | 1461.2984 | 3029.1686
1 | 4300 | 707 | 0.035 | 15 | 15 | 7 | 7.4989e-13 | 0 | Water | Porous | Wet | R245fa | MinimizeLCOE_Brownfield | IgnoreSilica | 4.1043 | 1.4635 | 0.11321 | 4 | 50146.3386 | 101494.8213 | 1022.3009 | 2069.1092 | 145.965 | -6.7109e-05 | 27274092554.2682 | 570070.4902 | 26440.8876 | 455724.1443 | 288079.5394 | 24077.0464 | 134116.5795 | 0 | 584418.3881 | 1520536.765 | 1037797.586 | 4641261.4264 | 3144235.0165 | 14923245.9986 | 14923245.9986 | 1478867.319 | 6851019.4693 | 0 | 22708742.4415 | 45961875.2284 | 749.8942 | 0.45285 | 50146.3386 | 101494.8213 | 1022.3009 | 2069.1092
1 | 4300 | 707 | 0.035 | 15 | 15 | 7 | 1e-12 | 0 | Water | Porous | Wet | R245fa | MinimizeLCOE_Brownfield | IgnoreSilica | 5.4079 | 2.017 | 0.16408 | 4 | 36563.5913 | 71993.1116 | 745.3983 | 1467.677 | 149.4209 | -6.879e-05 | 28288501796.4522 | 724367.4705 | 34448.4416 | 587706.8276 | 386816.9082 | 24077.0464 | 157171.8371 | 0 | 746689.5272 | 1942732.9827 | 1325955.1799 | 5929966.2211 | 3144235.0165 | 14923245.9986 | 14923245.9986 | 1478867.319 | 6851019.4693 | 0 | 23997447.2362 | 47250580.0231 | 1000 | 0.65632 | 36563.5913 | 71993.1116 | 745.3983 | 1467.677
1 | 4300 | 707 | 0.035 | 15 | 15 | 7 | 1.3335e-12 | 0 | Water | Porous | Wet | R245fa | MinimizeLCOE_Brownfield | IgnoreSilica | 7.14 | 2.7566 | 0.23268 | 4 | 27527.3817 | 52511.9092 | 561.1829 | 1070.5263 | 152.1157 | -7.0173e-05 | 28765109821.7953 | 912271.5212 | 44246.0723 | 753218.5005 | 519327.7147 | 24077.0464 | 185241.8156 | 0 | 950969.2416 | 2474226.8959 | 1688710.6968 | 7552289.505 | 3144235.0165 | 14923245.9986 | 14923245.9986 | 1478867.319 | 6851019.4693 | 0 | 25619770.5201 | 48872903.307 | 1333.5214 | 0.9307 | 27527.3817 | 52511.9092 | 561.1829 | 1070.5263
1 | 4300 | 707 | 0.035 | 15 | 15 | 7 | 1.7783e-12 | 0 | Water | Porous | Wet | R245fa | MinimizeLCOE_Brownfield | IgnoreSilica | 9.4615 | 3.7431 | 0.32384 | 4 | 21356.1918 | 39307.5544 | 435.3749 | 801.3377 | 154.0472 | -7.1394e-05 | 27869549591.8795 | 1140386.1045 | 56092.6672 | 960841.7774 | 696613.1175 | 24077.0464 | 220239.2905 | 0 | 1208317.5014 | 3143794.2786 | 2145704.1937 | 9596065.9772 | 3144235.0165 | 14923245.9986 | 14923245.9986 | 1478867.319 | 6851019.4693 | 0 | 27663546.9923 | 50916679.7792 | 1778.2794 | 1.2953 | 21356.1918 | 39307.5544 | 435.3749 | 801.3377
1 | 4300 | 707 | 0.035 | 15 | 15 | 7 | 2.3714e-12 | 0 | Water | Porous | Wet | R245fa | MinimizeLCOE_Brownfield | IgnoreSilica | 12.5185 | 5.023 | 0.44081 | 4 | 17109.9483 | 30297.6914 | 348.8094 | 617.6594 | 155.1707 | -7.1965e-05 | 37791741436.9681 | 1409249.1654 | 69854.4931 | 1214789.068 | 926868.848 | 24077.0464 | 262311.3028 | 0 | 1523788.4703 | 3964585.0276 | 2705910.7454 | 12101434.167 | 3144235.0165 | 14923245.9986 | 14923245.9986 | 1478867.319 | 6851019.4693 | 0 | 30168915.1821 | 53422047.969 | 2371.3737 | 1.7632 | 17109.9483 | 30297.6914 | 348.8094 | 617.6594
1 | 4300 | 707 | 0.035 | 15 | 15 | 7 | 3.1623e-12 | 0 | Water | Porous | Wet | R245fa | MinimizeLCOE_Brownfield | IgnoreSilica | 16.6453 | 6.848 | 0.6161 | 4 | 13622.5003 | 23058.0839 | 277.7131 | 470.0702 | 157.1756 | -7.3289e-05 | 29880948672.3813 | 1768353.5603 | 88931.3149 | 1554511.1686 | 1256392.4037 | 24077.0464 | 313435.3335 | 0 | 1952223.3227 | 5079284.6295 | 3466716.1285 | 15503924.9079 | 3144235.0165 | 14923245.9986 | 14923245.9986 | 1478867.319 | 6851019.4693 | 0 | 33571405.923 | 56824538.7099 | 3162.2777 | 2.4644 | 13622.5003 | 23058.0839 | 277.7131 | 470.0702
1 | 4300 | 707 | 0.035 | 15 | 15 | 7 | 4.217e-12 | 0 | Water | Porous | Wet | R245fa | MinimizeLCOE_Brownfield | IgnoreSilica | 22.0969 | 9.1996 | 0.83718 | 4 | 11264.8073 | 18208.7275 | 229.6483 | 371.2095 | 158.1352 | -7.393e-05 | 29976052639.6172 | 2186890.4564 | 110653.3018 | 1967296.476 | 1680993.6336 | 24077.0464 | 376041.1855 | 0 | 2474921.3189 | 6439237.5955 | 4394911.972 | 19655022.986 | 3144235.0165 | 14923245.9986 | 14923245.9986 | 1478867.319 | 6851019.4693 | 0 | 37722504.0011 | 60975636.788 | 4216.965 | 3.3487 | 11264.8073 | 18208.7275 | 229.6483 | 371.2095
1 | 4300 | 707 | 0.035 | 15 | 15 | 7 | 5.6234e-12 | 0 | Water | Porous | Wet | R245fa | MinimizeLCOE_Brownfield | IgnoreSilica | 29.2984 | 12.3075 | 1.1297 | 4 | 9502.9368 | 14648.6007 | 193.7302 | 298.6315 | 158.8626 | -7.4355e-05 | 30024644611.0525 | 2694740.2917 | 136903.8404 | 2481817.1714 | 2242475.6161 | 24077.0464 | 451638.1796 | 0 | 3132344.3368 | 8149717.4321 | 5562349.6074 | 24876063.5219 | 3144235.0165 | 14923245.9986 | 14923245.9986 | 1478867.319 | 6851019.4693 | 0 | 42943544.537 | 66196677.3239 | 5623.4133 | 4.519 | 9502.9368 | 14648.6007 | 193.7302 | 298.6315
1 | 4300 | 707 | 0.035 | 15 | 15 | 7 | 7.4989e-12 | 0 | Water | Porous | Wet | R245fa | MinimizeLCOE_Brownfield | IgnoreSilica | 38.7453 | 16.3863 | 1.5141 | 4 | 8169.3276 | 12008.6685 | 166.5428 | 244.813 | 159.4126 | -7.4563e-05 | 30034688669.2282 | 3307651.55 | 168442.0802 | 3119267.586 | 2979641.3463 | 24077.0464 | 542292.5149 | 0 | 3955135.1282 | 10290450.2939 | 7023443.7732 | 31410401.3191 | 3144235.0165 | 14923245.9986 | 14923245.9986 | 1478867.319 | 6851019.4693 | 0 | 49477882.3341 | 72731015.1211 | 7498.9421 | 6.0565 | 8169.3276 | 12008.6685 | 166.5428 | 244.813
1 | 4300 | 707 | 0.035 | 15 | 15 | 7 | 1e-11 | 0 | Water | Porous | Wet | R245fa | MinimizeLCOE_Brownfield | IgnoreSilica | 51.0615 | 21.7044 | 2.015 | 4 | 7148.9765 | 10033.9386 | 145.7416 | 204.5554 | 159.8228 | -7.4646e-05 | 29895840053.8285 | 4043749.2621 | 206132.5797 | 3904649.1937 | 3940969.2168 | 24077.0464 | 651126.6129 | 0 | 4980574.5255 | 12958433.259 | 8844396.9685 | 39554108.6646 | 3144235.0165 | 14923245.9986 | 14923245.9986 | 1478867.319 | 6851019.4693 | 0 | 57621589.6797 | 80874722.4666 | 10000 | 8.0601 | 7148.9765 | 10033.9386 | 145.7416 | 204.5554
1 | 4300 | 707 | 0.035 | 15 | 15 | 7 | 1.3335e-11 | 0 | Water | Porous | Wet | R245fa | MinimizeLCOE_Brownfield | IgnoreSilica | 66.789 | 28.4759 | 2.6511 | 4 | 6370.2088 | 8562.9589 | 129.8653 | 174.5675 | 160.0698 | -7.4444e-05 | 29233399446.1018 | 4908162.116 | 250067.2287 | 4851220.4213 | 5164755.023 | 24077.0464 | 779012.1147 | 0 | 6231144.6406 | 16212160.1712 | 11065132.4434 | 49485731.2054 | 3144235.0165 | 14923245.9986 | 14923245.9986 | 1478867.319 | 6851019.4693 | 0 | 67553212.2205 | 90806345.0074 | 13335.2143 | 10.6046 | 6370.2088 | 8562.9589 | 129.8653 | 174.5675
1 | 4300 | 707 | 0.035 | 15 | 15 | 7 | 1.7783e-11 | 0 | Water | Porous | Wet | R245fa | MinimizeLCOE_Brownfield | IgnoreSilica | 86.2775 | 36.758 | 3.4195 | 4 | 5791.1894 | 7491.2475 | 118.0612 | 152.7192 | 160.0098 | -7.3764e-05 | 27258630800.8494 | 5882493.0873 | 298768.2933 | 5950712.6127 | 6659342.0695 | 24077.0464 | 925810.7949 | 0 | 7699069.5226 | 20031399.6015 | 13671841.8321 | 61143514.8604 | 3144235.0165 | 14923245.9986 | 14923245.9986 | 1478867.319 | 6851019.4693 | 0 | 79210995.8755 | 102464128.6624 | 17782.7941 | 13.6778 | 5791.1894 | 7491.2475 | 118.0612 | 152.7192
1 | 4300 | 707 | 0.035 | 15 | 15 | 7 | 2.3714e-11 | 0 | Water | Porous | Wet | R245fa | MinimizeLCOE_Brownfield | IgnoreSilica | 100.3233 | 42.582 | 4.0434 | 4 | 5371.9064 | 6809.6308 | 109.5136 | 138.8235 | 159.7052 | -6.4615e-05 | 26974026283.4382 | 6522276.4637 | 329896.2513 | 6695153.073 | 7707441.3501 | 24077.0464 | 939357.9856 | 0 | 8665098.8463 | 22544809.742 | 15387295.8984 | 68815406.6568 | 3144235.0165 | 14923245.9986 | 14923245.9986 | 1478867.319 | 6851019.4693 | 0 | 86882887.6719 | 110136020.4588 | 23713.7371 | 16.1736 | 5371.9064 | 6809.6308 | 109.5136 | 138.8235
1 | 4300 | 707 | 0.035 | 15 | 15 | 7 | 3.1623e-11 | 0 | Water | Porous | Wet | R245fa | MinimizeLCOE_Brownfield | IgnoreSilica | 110.7861 | 46.8091 | 4.5604 | 4 | 5050.5582 | 6325.2769 | 102.9625 | 128.9493 | 159.3346 | -5.3337e-05 | 27384888830.143 | 6965229.092 | 350846.2849 | 7223640.8454 | 8466118.798 | 24077.0464 | 882779.0405 | 0 | 9325949.5318 | 24264207.6665 | 16560820.312 | 74063668.6174 | 3144235.0165 | 14923245.9986 | 14923245.9986 | 1478867.319 | 6851019.4693 | 0 | 92131149.6325 | 115384282.4194 | 31622.7766 | 18.2418 | 5050.5582 | 6325.2769 | 102.9625 | 128.9493
1 | 4300 | 707 | 0.035 | 15 | 15 | 7 | 4.217e-11 | 0 | Water | Porous | Wet | R245fa | MinimizeLCOE_Brownfield | IgnoreSilica | 119.9313 | 50.4117 | 5.0194 | 4 | 4804.1222 | 5962.2939 | 97.9385 | 121.5494 | 158.9135 | -4.3212e-05 | 27558192932.574 | 7329038.0282 | 367575.4268 | 7667329.1948 | 9111217.8529 | 24077.0464 | 809324.7086 | 0 | 9870339.2805 | 25680598.1228 | 17527535.9024 | 78387035.5633 | 3144235.0165 | 14923245.9986 | 14923245.9986 | 1478867.319 | 6851019.4693 | 0 | 96454516.5784 | 119707649.3653 | 42169.6503 | 20.0774 | 4804.1222 | 5962.2939 | 97.9385 | 121.5494
1 | 4300 | 707 | 0.035 | 15 | 15 | 7 | 5.6234e-11 | 0 | Water | Porous | Wet | R245fa | MinimizeLCOE_Brownfield | IgnoreSilica | 127.5996 | 53.3575 | 5.4096 | 4 | 4615.4818 | 5690.1001 | 94.0928 | 116.0004 | 158.4925 | -3.4471e-05 | 27611813299.1412 | 7617315.4825 | 380465.2815 | 8026054.0354 | 9637689.3711 | 24077.0464 | 726393.2103 | 0 | 10300677.8266 | 26800250.7452 | 18291721.8237 | 81804644.8226 | 3144235.0165 | 14923245.9986 | 14923245.9986 | 1478867.319 | 6851019.4693 | 0 | 99872125.8377 | 123125258.6246 | 56234.1325 | 21.6385 | 4615.4818 | 5690.1001 | 94.0928 | 116.0004
1 | 4300 | 707 | 0.035 | 15 | 15 | 7 | 7.4989e-11 | 0 | Water | Porous | Wet | R245fa | MinimizeLCOE_Brownfield | IgnoreSilica | 133.8802 | 55.7161 | 5.7322 | 4 | 4471.3373 | 5485.4883 | 91.1543 | 111.8291 | 158.1026 | -2.7199e-05 | 27593170540.92 | 7842057.673 | 390241.762 | 8310906.5911 | 10058617.4806 | 24077.0464 | 641591.2904 | 0 | 10634321.8189 | 27668323.9736 | 18884199.6392 | 84454337.2751 | 3144235.0165 | 14923245.9986 | 14923245.9986 | 1478867.319 | 6851019.4693 | 0 | 102521818.2902 | 125774951.0771 | 74989.4209 | 22.9287 | 4471.3373 | 5485.4883 | 91.1543 | 111.8291
1 | 4300 | 707 | 0.035 | 15 | 15 | 7 | 1e-10 | 0 | Water | Porous | Wet | R245fa | MinimizeLCOE_Brownfield | IgnoreSilica | 139.054 | 57.6186 | 5.9963 | 4 | 4361.1915 | 5330.6643 | 88.9088 | 108.6728 | 157.752 | -2.1364e-05 | 27498445201.6051 | 8019522.2761 | 397786.1199 | 8539227.8413 | 10397772.2874 | 24077.0464 | 561586.5768 | 0 | 10896589.1377 | 28350689.7384 | 19349928.2949 | 86537179.3189 | 3144235.0165 | 14923245.9986 | 14923245.9986 | 1478867.319 | 6851019.4693 | 0 | 104604660.334 | 127857793.1209 | 100000 | 23.9853 | 4361.1915 | 5330.6643 | 88.9088 | 108.6728
1 | 4300 | 707 | 0.035 | 15 | 15 | 7 | 1.3335e-10 | 0 | Water | Porous | Wet | R245fa | MinimizeLCOE_Brownfield | IgnoreSilica | 142.9936 | 59.0419 | 6.2018 | 4 | 4277.1277 | 5214.4769 | 87.195 | 106.3042 | 157.4671 | -1.6666e-05 | 27458333011.5101 | 8149980.9221 | 403216.7151 | 8709270.3694 | 10651329.9516 | 24077.0464 | 486228.1143 | 0 | 11085400.2163 | 28841937.4346 | 19685214.9417 | 88036655.7115 | 3144235.0165 | 14923245.9986 | 14923245.9986 | 1478867.319 | 6851019.4693 | 0 | 106104136.7265 | 129357269.5135 | 133352.1432 | 24.8073 | 4277.1277 | 5214.4769 | 87.195 | 106.3042
1 | 4300 | 707 | 0.035 | 15 | 15 | 7 | 1.7783e-10 | 0 | Water | Porous | Wet | R245fa | MinimizeLCOE_Brownfield | IgnoreSilica | 145.9749 | 60.1045 | 6.3601 | 4 | 4213.0219 | 5127.0435 | 85.8881 | 104.5217 | 157.2413 | -1.2958e-05 | 27438799712.3098 | 8246026.7844 | 407143.0216 | 8835810.485 | 10840539.6009 | 24077.0464 | 418262.7833 | 0 | 11221025.2914 | 29194806.0595 | 19926055.0289 | 89113746.1014 | 3144235.0165 | 14923245.9986 | 14923245.9986 | 1478867.319 | 6851019.4693 | 0 | 107181227.1165 | 130434359.9034 | 177827.941 | 25.4405 | 4213.0219 | 5127.0435 | 85.8881 | 104.5217
1 | 4300 | 707 | 0.035 | 15 | 15 | 7 | 2.3714e-10 | 0 | Water | Porous | Wet | R245fa | MinimizeLCOE_Brownfield | IgnoreSilica | 148.1649 | 60.8768 | 6.4796 | 4 | 4164.1458 | 5061.3159 | 84.8917 | 103.1818 | 157.0698 | -1.005e-05 | 27465980334.9047 | 8315096.0093 | 409925.6614 | 8927577.5926 | 10978025.8783 | 24077.0464 | 358143.8672 | 0 | 11315009.9615 | 29439334.8922 | 20092950.9817 | 89860141.8905 | 3144235.0165 | 14923245.9986 | 14923245.9986 | 1478867.319 | 6851019.4693 | 0 | 107927622.9056 | 131180755.6926 | 237137.3706 | 25.9183 | 4164.1458 | 5061.3159 | 84.8917 | 103.1818
1 | 4300 | 707 | 0.035 | 15 | 15 | 7 | 3.1623e-10 | 0 | Water | Porous | Wet | R245fa | MinimizeLCOE_Brownfield | IgnoreSilica | 149.8971 | 61.4823 | 6.5728 | 4 | 4126.8597 | 5011.3038 | 84.1316 | 102.1622 | 156.9311 | -7.8405e-06 | 27460861893.6668 | 8368857.6406 | 412071.8998 | 8999396.59 | 11085795.8571 | 24077.0464 | 307533.4555 | 0 | 11387115.6708 | 29626939.1569 | 20220994.7473 | 90432782.0644 | 3144235.0165 | 14923245.9986 | 14923245.9986 | 1478867.319 | 6851019.4693 | 0 | 108500263.0795 | 131753395.8664 | 316227.766 | 26.2912 | 4126.8597 | 5011.3038 | 84.1316 | 102.1622
1 | 4300 | 707 | 0.035 | 15 | 15 | 7 | 4.217e-10 | 0 | Water | Porous | Wet | R245fa | MinimizeLCOE_Brownfield | IgnoreSilica | 150.9371 | 61.843 | 6.6363 | 4 | 4098.4103 | 4974.3958 | 83.5516 | 101.4098 | 156.8459 | -6.0607e-06 | 27556593530.9958 | 8400703.3628 | 413333.2163 | 9042129.5566 | 11149980.5357 | 24077.0464 | 261946.1745 | 0 | 11423946.258 | 29722764.7896 | 20286397.7107 | 90725278.6505 | 3144235.0165 | 14923245.9986 | 14923245.9986 | 1478867.319 | 6851019.4693 | 0 | 108792759.6656 | 132045892.4525 | 421696.5034 | 26.5451 | 4098.4103 | 4974.3958 | 83.5516 | 101.4098
1 | 4300 | 707 | 0.035 | 15 | 15 | 7 | 5.6234e-10 | 0 | Water | Porous | Wet | R245fa | MinimizeLCOE_Brownfield | IgnoreSilica | 151.5413 | 62.0516 | 6.6794 | 4 | 4076.6986 | 4947.0295 | 83.109 | 100.8519 | 156.7957 | -4.6506e-06 | 27694234925.7754 | 8419043.0054 | 414054.7583 | 9066826.2259 | 11187091.5687 | 24077.0464 | 221999.3226 | 0 | 11439905.8516 | 29764288.3786 | 20314738.4134 | 90852024.5709 | 3144235.0165 | 14923245.9986 | 14923245.9986 | 1478867.319 | 6851019.4693 | 0 | 108919505.5859 | 132172638.3729 | 562341.3252 | 26.7176 | 4076.6986 | 4947.0295 | 83.109 | 100.8519
1 | 4300 | 707 | 0.035 | 15 | 15 | 7 | 7.4989e-10 | 0 | Water | Porous | Wet | R245fa | MinimizeLCOE_Brownfield | IgnoreSilica | 151.7413 | 62.12 | 6.7049 | 4 | 4060.1069 | 4927.1313 | 82.7708 | 100.4462 | 156.7783 | -3.5026e-06 | 27890332369.9271 | 8425015.6022 | 414286.1192 | 9074926.6175 | 11199252.8594 | 24077.0464 | 185976.508 | 0 | 11436178.5536 | 29754590.7136 | 20308119.5577 | 90822423.5775 | 3144235.0165 | 14923245.9986 | 14923245.9986 | 1478867.319 | 6851019.4693 | 0 | 108889904.5926 | 132143037.3795 | 749894.2093 | 26.8195 | 4060.1069 | 4927.1313 | 82.7708 | 100.4462
1 | 4300 | 707 | 0.035 | 15 | 15 | 7 | 1e-09 | 0 | Water | Porous | Wet | R245fa | MinimizeLCOE_Brownfield | IgnoreSilica | 151.5413 | 62.0499 | 6.7142 | 4 | 4047.3909 | 4913.2119 | 82.5115 | 100.1625 | 156.7935 | -2.5259e-06 | 28162973451.4936 | 8418798.2126 | 414035.7065 | 9066640.5906 | 11186767.2196 | 24077.0464 | 151819.0939 | 0 | 11412233.7692 | 29692291.2963 | 20265598.9253 | 90632261.8605 | 3144235.0165 | 14923245.9986 | 14923245.9986 | 1478867.319 | 6851019.4693 | 0 | 108699742.8755 | 131952875.6625 | 1000000 | 26.8567 | 4047.3909 | 4913.2119 | 82.5115 | 100.1625
1 | 4300 | 707 | 0.035 | 15 | 15 | 7 | 1.3335e-09 | 0 | Water | Porous | Wet | R245fa | MinimizeLCOE_Brownfield | IgnoreSilica | 145.7238 | 60.0055 | 6.5546 | 4 | 4033.9443 | 4920.8423 | 82.2374 | 100.318 | 157.2473 | 0.00039037 | 32696726031.011 | 8236571.0554 | 406703.8604 | 8824134.2248 | 10822783.9778 | 24077.0464 | 0 | 0 | 11042565.3643 | 28730489.9362 | 19609149.734 | 87696475.1993 | 3144235.0165 | 14923245.9986 | 14923245.9986 | 1478867.319 | 6851019.4693 | 0 | 105763956.2144 | 129017089.0013 | 1333521.4322 | 26.2185 | 4033.9443 | 4920.8423 | 82.2374 | 100.318
1 | 4300 | 707 | 0.035 | 15 | 15 | 7 | 1.7783e-09 | 0 | Water | Porous | Wet | R245fa | MinimizeLCOE_Brownfield | IgnoreSilica | 147.3244 | 60.5727 | 6.6107 | 4 | 4025.6705 | 4905.0486 | 82.0687 | 99.996 | 157.1248 | 0.00038656 | 32256390595.1612 | 8287485.4648 | 408769.4651 | 8891540.7085 | 10923770.3064 | 24077.0464 | 0 | 0 | 11128900.7666 | 28955116.9432 | 19762462.2819 | 88382122.9829 | 3144235.0165 | 14923245.9986 | 14923245.9986 | 1478867.319 | 6851019.4693 | 0 | 106449603.998 | 129702736.7849 | 1778279.41 | 26.4427 | 4025.6705 | 4905.0486 | 82.0687 | 99.996
1 | 4300 | 707 | 0.035 | 15 | 15 | 7 | 2.3714e-09 | 0 | Water | Porous | Wet | R245fa | MinimizeLCOE_Brownfield | IgnoreSilica | 148.5424 | 61.0018 | 6.6529 | 4 | 4019.5746 | 4893.37 | 81.9445 | 99.758 | 157.03 | 9.9023e-05 | 30183638077.7056 | 8325796.47 | 410311.8906 | 8942486.8891 | 11000180.658 | 24077.0464 | 0 | 0 | 11194112.6521 | 29124784.8926 | 19878264.1437 | 88900014.6425 | 3144235.0165 | 14923245.9986 | 14923245.9986 | 1478867.319 | 6851019.4693 | 0 | 106967495.6576 | 130220628.4445 | 2371373.7057 | 26.6116 | 4019.5746 | 4893.37 | 81.9445 | 99.758
1 | 4300 | 707 | 0.035 | 15 | 15 | 7 | 3.1623e-09 | 0 | Water | Porous | Wet | R245fa | MinimizeLCOE_Brownfield | IgnoreSilica | 149.4439 | 61.3178 | 6.6839 | 4 | 4015.1596 | 4884.8988 | 81.8545 | 99.5853 | 156.959 | 0.00063529 | 33227476742.0716 | 8353905.994 | 411439.4172 | 8979956.1597 | 11056428.4008 | 24077.0464 | 0 | 0 | 11242064.7371 | 29249546.3813 | 19963416.4233 | 89280834.5598 | 3144235.0165 | 14923245.9986 | 14923245.9986 | 1478867.319 | 6851019.4693 | 0 | 107348315.5749 | 130601448.3618 | 3162277.6602 | 26.7358 | 4015.1596 | 4884.8988 | 81.8545 | 99.5853
1 | 4300 | 707 | 0.035 | 15 | 15 | 7 | 4.217e-09 | 0 | Water | Porous | Wet | R245fa | MinimizeLCOE_Brownfield | IgnoreSilica | 150.1406 | 61.561 | 6.7078 | 4 | 4011.8027 | 4878.45 | 81.786 | 99.4538 | 156.9036 | 0.00031207 | 31055128930.835 | 8375490.567 | 412302.7511 | 9008780.1636 | 11099727.196 | 24077.0464 | 0 | 0 | 11278947.3124 | 29345507.2766 | 20028911.7061 | 89573744.0191 | 3144235.0165 | 14923245.9986 | 14923245.9986 | 1478867.319 | 6851019.4693 | 0 | 107641225.0342 | 130894357.8211 | 4216965.0343 | 26.8311 | 4011.8027 | 4878.45 | 81.786 | 99.4538
1 | 4300 | 707 | 0.035 | 15 | 15 | 7 | 5.6234e-09 | 0 | Water | Porous | Wet | R245fa | MinimizeLCOE_Brownfield | IgnoreSilica | 150.6619 | 61.7425 | 6.7255 | 4 | 4009.3271 | 4873.686 | 81.7356 | 99.3567 | 156.8618 | 0.00020659 | 30261144355.6021 | 8391556.5624 | 412943.1385 | 9030276.8659 | 11132034.1356 | 24077.0464 | 0 | 0 | 11306446.222 | 29417053.7987 | 20077743.6776 | 89792131.447 | 3144235.0165 | 14923245.9986 | 14923245.9986 | 1478867.319 | 6851019.4693 | 0 | 107859612.4621 | 131112745.2491 | 5623413.2519 | 26.9022 | 4009.3271 | 4873.686 | 81.7356 | 99.3567
1 | 4300 | 707 | 0.035 | 15 | 15 | 7 | 7.4989e-09 | 0 | Water | Porous | Wet | R245fa | MinimizeLCOE_Brownfield | IgnoreSilica | 151.0491 | 61.8771 | 6.7387 | 4 | 4007.5073 | 4870.1792 | 81.6985 | 99.2852 | 156.8307 | 0.00032405 | 30884225186.2162 | 8403449.7175 | 413415.9613 | 9046213.7416 | 11155993.6109 | 24077.0464 | 0 | 0 | 11326828.5303 | 29470084.3838 | 20113938.1416 | 89954001.1334 | 3144235.0165 | 14923245.9986 | 14923245.9986 | 1478867.319 | 6851019.4693 | 0 | 108021482.1485 | 131274614.9354 | 7498942.0933 | 26.9548 | 4007.5073 | 4870.1792 | 81.6985 | 99.2852
1 | 4300 | 707 | 0.035 | 15 | 15 | 7 | 1e-08 | 0 | Water | Porous | Wet | R245fa | MinimizeLCOE_Brownfield | IgnoreSilica | 151.3392 | 61.9778 | 6.7485 | 4 | 4006.1552 | 4867.5711 | 81.6709 | 99.232 | 156.8072 | 0.00045417 | 31615703681.4476 | 8412331.9299 | 413768.3909 | 9058129.1015 | 11173911.7573 | 24077.0464 | 0 | 0 | 11342065.1081 | 29509726.8339 | 20140994.9284 | 90075005.0965 | 3144235.0165 | 14923245.9986 | 14923245.9986 | 1478867.319 | 6851019.4693 | 0 | 108142486.1116 | 131395618.8986 | 10000000 | 26.9941 | 4006.1552 | 4867.5711 | 81.6709 | 99.232
1 | 4400 | 707 | 0.035 | 15 | 15 | 7 | 1e-13 | 0 | Water | Porous | Wet | R245fa | MinimizeLCOE_Brownfield | IgnoreSilica | 0 | 0 | 0 | 0 | [5 empty] | 0 | 0 | 0 | 0 | 0 | 0 | 0 | 0 | 0 | 0 | 0 | 0 | 0 | 0 | 0 | 0 | 0 | 0 | 0 | 0 | 0 | 100 | 0
1 | 4400 | 707 | 0.035 | 15 | 15 | 7 | 1.3335e-13 | 0 | Water | Porous | Wet | R245fa | MinimizeLCOE_Brownfield | IgnoreSilica | 0.8417 | 0.16039 | 0.0029995 | 4 | 1627574.6477 | 3619094.4306 | 33180.3107 | 73780.1352 | 104.883 | -5.1581e-05 | 7954787103.058 | 99525.8536 | 3494.4481 | 79852.3996 | 58077.1074 | 24077.0464 | 58562.8358 | 0 | 126199.9794 | 328346.4593 | 224103.2053 | 1002239.335 | 3144235.0165 | 15381354.416 | 15381354.416 | 1478867.319 | 7034262.8363 | 0 | 19527828.7675 | 43422313.3387 | 133.3521 | 0.011998 | 1627574.6477 | 3619094.4306 | 33180.3107 | 73780.1352
1 | 4400 | 707 | 0.035 | 15 | 15 | 7 | 1.7783e-13 | 0 | Water | Porous | Wet | R245fa | MinimizeLCOE_Brownfield | IgnoreSilica | 1.1047 | 0.25323 | 0.0092274 | 4 | 538066.5254 | 1185447.6144 | 10969.2139 | 24166.9531 | 115.5687 | -5.5606e-05 | 14061329266.1195 | 145224.8828 | 5471.7177 | 114242.14 | 74472.6185 | 24077.0464 | 67265.4531 | 0 | 167994.0048 | 437085.9402 | 298320.1354 | 1334153.939 | 3144235.0165 | 15381354.416 | 15381354.416 | 1478867.319 | 7034262.8363 | 0 | 19859743.3714 | 43754227.9427 | 177.8279 | 0.036909 | 538066.5254 | 1185447.6144 | 10969.2139 | 24166.9531
1 | 4400 | 707 | 0.035 | 15 | 15 | 7 | 2.3714e-13 | 0 | Water | Porous | Wet | R245fa | MinimizeLCOE_Brownfield | IgnoreSilica | 1.4363 | 0.37977 | 0.019024 | 4 | 266398.5181 | 580395.4022 | 5430.8941 | 11832.1453 | 124.6601 | -5.8706e-05 | 19196477361.7076 | 201727.3593 | 8074.2224 | 157048.7717 | 96551.4825 | 24077.0464 | 76492.4723 | 0 | 219948.8283 | 572261.7334 | 390580.3919 | 1746762.308 | 3144235.0165 | 15381354.416 | 15381354.416 | 1478867.319 | 7034262.8363 | 0 | 20272351.7405 | 44166836.3118 | 237.1374 | 0.076098 | 266398.5181 | 580395.4022 | 5430.8941 | 11832.1453
1 | 4400 | 707 | 0.035 | 15 | 15 | 7 | 3.1623e-13 | 0 | Water | Porous | Wet | R245fa | MinimizeLCOE_Brownfield | IgnoreSilica | 1.8604 | 0.55069 | 0.033478 | 4 | 155225.2542 | 333658.0199 | 3164.4768 | 6802.07 | 132.3464 | -6.1119e-05 | 23360510941.6414 | 271103.3918 | 11428.896 | 210359.9391 | 126340.0334 | 24077.0464 | 86726.2865 | 0 | 284713.8814 | 740767.1164 | 505588.7782 | 2261105.3692 | 3144235.0165 | 15381354.416 | 15381354.416 | 1478867.319 | 7034262.8363 | 0 | 20786694.8017 | 44681179.3729 | 316.2278 | 0.13391 | 155225.2542 | 333658.0199 | 3164.4768 | 6802.07
1 | 4400 | 707 | 0.035 | 15 | 15 | 7 | 4.217e-13 | 0 | Water | Porous | Wet | R245fa | MinimizeLCOE_Brownfield | IgnoreSilica | 2.4329 | 0.79035 | 0.054659 | 4 | 98150.4203 | 207438.675 | 2000.9291 | 4228.918 | 139.0046 | -6.394e-05 | 26469728550.5903 | 359513.1485 | 15867.4912 | 279650.16 | 168311.2286 | 24077.0464 | 99790.9193 | 0 | 369411.8977 | 961133.981 | 655993.6913 | 2933749.564 | 3144235.0165 | 15381354.416 | 15381354.416 | 1478867.319 | 7034262.8363 | 0 | 21459338.9965 | 45353823.5678 | 421.6965 | 0.21864 | 98150.4203 | 207438.675 | 2000.9291 | 4228.918
1 | 4400 | 707 | 0.035 | 15 | 15 | 7 | 5.6234e-13 | 0 | Water | Porous | Wet | R245fa | MinimizeLCOE_Brownfield | IgnoreSilica | 3.1834 | 1.1127 | 0.084276 | 4 | 66163.7046 | 137045.3816 | 1348.8366 | 2793.8555 | 144.4517 | -6.6288e-05 | 28772262005.5239 | 467624.8158 | 21449.9473 | 366376.8941 | 225187.3152 | 24077.0464 | 115219.1495 | 0 | 475774.7156 | 1237868.2152 | 844870.4925 | 3778448.5916 | 3144235.0165 | 15381354.416 | 15381354.416 | 1478867.319 | 7034262.8363 | 0 | 22304038.0241 | 46198522.5954 | 562.3413 | 0.3371 | 66163.7046 | 137045.3816 | 1348.8366 | 2793.8555
1 | 4400 | 707 | 0.035 | 15 | 15 | 7 | 7.4989e-13 | 0 | Water | Porous | Wet | R245fa | MinimizeLCOE_Brownfield | IgnoreSilica | 4.1969 | 1.5556 | 0.12573 | 4 | 46513.7117 | 94023.6432 | 948.2449 | 1916.7991 | 148.9383 | -6.8806e-05 | 30311070225.2772 | 602694.6162 | 28560.3615 | 477597.5194 | 303931.8693 | 24077.0464 | 134808.299 | 0 | 612951.1876 | 1594773.2565 | 1088465.5169 | 4867859.6728 | 3144235.0165 | 15381354.416 | 15381354.416 | 1478867.319 | 7034262.8363 | 0 | 23393449.1053 | 47287933.6765 | 749.8942 | 0.50294 | 46513.7117 | 94023.6432 | 948.2449 | 1916.7991
1 | 4400 | 707 | 0.035 | 15 | 15 | 7 | 1e-12 | 0 | Water | Porous | Wet | R245fa | MinimizeLCOE_Brownfield | IgnoreSilica | 5.5199 | 2.1401 | 0.18157 | 4 | 34068.2444 | 66967.7567 | 694.5272 | 1365.2283 | 152.4484 | -7.0545e-05 | 31420743602.6516 | 765007.756 | 37208.282 | 615002.6582 | 408557.6473 | 24077.0464 | 157644.4808 | 0 | 782924.1696 | 2037008.0894 | 1390299.8773 | 6217730.0069 | 3144235.0165 | 15381354.416 | 15381354.416 | 1478867.319 | 7034262.8363 | 0 | 24743319.4393 | 48637804.0106 | 1000 | 0.72629 | 34068.2444 | 66967.7567 | 694.5272 | 1365.2283
1 | 4400 | 707 | 0.035 | 15 | 15 | 7 | 1.3335e-12 | 0 | Water | Porous | Wet | R245fa | MinimizeLCOE_Brownfield | IgnoreSilica | 7.3032 | 2.9321 | 0.25765 | 4 | 25683.8113 | 48869.2187 | 523.5992 | 996.2651 | 155.2185 | -7.2333e-05 | 31841852639.8855 | 965498.7628 | 47951.5092 | 789702.0632 | 551084.725 | 24077.0464 | 186444.3627 | 0 | 1000255.803 | 2602460.4188 | 1776232.711 | 7943707.4021 | 3144235.0165 | 15381354.416 | 15381354.416 | 1478867.319 | 7034262.8363 | 0 | 26469296.8346 | 50363781.4058 | 1333.5214 | 1.0306 | 25683.8113 | 48869.2187 | 523.5992 | 996.2651
1 | 4400 | 707 | 0.035 | 15 | 15 | 7 | 1.7783e-12 | 0 | Water | Porous | Wet | R245fa | MinimizeLCOE_Brownfield | IgnoreSilica | 9.6662 | 3.9757 | 0.35769 | 4 | 20000.0063 | 36700.3816 | 407.7272 | 748.1869 | 157.1533 | -7.3603e-05 | 30732408496.0412 | 1205758.2904 | 60761.2049 | 1006181.2229 | 739493.2754 | 24077.0464 | 221429.7568 | 0 | 1270503.3108 | 3305588.9985 | 2256132.4146 | 10089925.5207 | 3144235.0165 | 15381354.416 | 15381354.416 | 1478867.319 | 7034262.8363 | 0 | 28615514.9532 | 52509999.5244 | 1778.2794 | 1.4308 | 20000.0063 | 36700.3816 | 407.7272 | 748.1869
1 | 4400 | 707 | 0.035 | 15 | 15 | 7 | 2.3714e-12 | 0 | Water | Porous | Wet | R245fa | MinimizeLCOE_Brownfield | IgnoreSilica | 12.7937 | 5.3608 | 0.49124 | 4 | 15935.32 | 28095.6136 | 324.8631 | 572.7671 | 158.6579 | -7.4495e-05 | 48493413813.2914 | 1497723.8106 | 76320.2189 | 1276665.3179 | 990119.1933 | 24077.0464 | 263483.8866 | 0 | 1610071.8947 | 4189076.7989 | 2859130.9922 | 12786669.1595 | 3144235.0165 | 15381354.416 | 15381354.416 | 1478867.319 | 7034262.8363 | 0 | 31312258.592 | 55206743.1633 | 2371.3737 | 1.965 | 15935.32 | 28095.6136 | 324.8631 | 572.7671
1 | 4400 | 707 | 0.035 | 15 | 15 | 7 | 3.1623e-12 | 0 | Water | Porous | Wet | R245fa | MinimizeLCOE_Brownfield | IgnoreSilica | 16.9937 | 7.2732 | 0.68018 | 4 | 12810.5018 | 21592.8619 | 261.1594 | 440.1997 | 160.3841 | -7.5737e-05 | 33113075251.5513 | 1870960.9779 | 96578.8688 | 1627626.7348 | 1337691.9259 | 24077.0464 | 314962.6739 | 0 | 2056040.3088 | 5349395.1315 | 3651072.0963 | 16328405.7642 | 3144235.0165 | 15381354.416 | 15381354.416 | 1478867.319 | 7034262.8363 | 0 | 34853995.1967 | 58748479.7679 | 3162.2777 | 2.7207 | 12810.5018 | 21592.8619 | 261.1594 | 440.1997
1 | 4400 | 707 | 0.035 | 15 | 15 | 7 | 4.217e-12 | 0 | Water | Porous | Wet | R245fa | MinimizeLCOE_Brownfield | IgnoreSilica | 22.5574 | 9.7708 | 0.924 | 4 | 10616.7244 | 17081.6514 | 216.4363 | 348.2326 | 161.3653 | -7.6476e-05 | 33213312489.0329 | 2314272.8243 | 120258.2172 | 2059757.5294 | 1791544.1002 | 24077.0464 | 377954.5095 | 0 | 2608267.0485 | 6786175.8311 | 4631704.4467 | 20714011.5532 | 3144235.0165 | 15381354.416 | 15381354.416 | 1478867.319 | 7034262.8363 | 0 | 39239600.9857 | 63134085.5569 | 4216.965 | 3.696 | 10616.7244 | 17081.6514 | 216.4363 | 348.2326
1 | 4400 | 707 | 0.035 | 15 | 15 | 7 | 5.6234e-12 | 0 | Water | Porous | Wet | R245fa | MinimizeLCOE_Brownfield | IgnoreSilica | 29.8831 | 13.0612 | 1.2459 | 4 | 8977.6286 | 13772.4009 | 183.0211 | 280.769 | 162.1075 | -7.6905e-05 | 33282060220.7653 | 2850575.3365 | 148784.6127 | 2596752.4959 | 2389917.9426 | 24077.0464 | 453496.9951 | 0 | 3300805.7273 | 8588019.4142 | 5861499.7163 | 26213929.2869 | 3144235.0165 | 15381354.416 | 15381354.416 | 1478867.319 | 7034262.8363 | 0 | 44739518.7194 | 68634003.2906 | 5623.4133 | 4.9834 | 8977.6286 | 13772.4009 | 183.0211 | 280.769
1 | 4400 | 707 | 0.035 | 15 | 15 | 7 | 7.4989e-12 | 0 | Water | Porous | Wet | R245fa | MinimizeLCOE_Brownfield | IgnoreSilica | 39.5347 | 17.3978 | 1.6701 | 4 | 7732.6744 | 11309.5551 | 157.641 | 230.5606 | 162.6713 | -7.7228e-05 | 33274347746.9555 | 3500689.9366 | 183214.6852 | 3264837.9273 | 3178881.3102 | 24077.0464 | 545087.4792 | 0 | 4171747.4701 | 10854031.1741 | 7408099.3044 | 33130666.3335 | 3144235.0165 | 15381354.416 | 15381354.416 | 1478867.319 | 7034262.8363 | 0 | 51656255.766 | 75550740.3373 | 7498.9421 | 6.6803 | 7732.6744 | 11309.5551 | 157.641 | 230.5606
1 | 4400 | 707 | 0.035 | 15 | 15 | 7 | 1e-11 | 0 | Water | Porous | Wet | R245fa | MinimizeLCOE_Brownfield | IgnoreSilica | 52.058 | 23.0247 | 2.2207 | 4 | 6781.3174 | 9471.3424 | 138.2463 | 193.0861 | 163.0882 | -7.73e-05 | 33120310562.99 | 4277768.6599 | 224156.8354 | 4084051.0703 | 4202841.6012 | 24077.0464 | 653975.1795 | 0 | 5252079.4531 | 13664833.3874 | 9326529.5712 | 41710312.8043 | 3144235.0165 | 15381354.416 | 15381354.416 | 1478867.319 | 7034262.8363 | 0 | 60235902.2368 | 84130386.8081 | 10000 | 8.8826 | 6781.3174 | 9471.3424 | 138.2463 | 193.0861
1 | 4400 | 707 | 0.035 | 15 | 15 | 7 | 1.3335e-11 | 0 | Water | Porous | Wet | R245fa | MinimizeLCOE_Brownfield | IgnoreSilica | 68.007 | 30.1664 | 2.9176 | 4 | 6055.4132 | 8102.8806 | 123.4478 | 165.1882 | 163.33 | -7.7042e-05 | 32355217643.33 | 5187509.7377 | 271701.7032 | 5068496.2147 | 5501853.75 | 24077.0464 | 781495.8563 | 0 | 6565702.3802 | 17082610.7826 | 11659232.8716 | 52142680.3426 | 3144235.0165 | 15381354.416 | 15381354.416 | 1478867.319 | 7034262.8363 | 0 | 70668269.7751 | 94562754.3464 | 13335.2143 | 11.6703 | 6055.4132 | 8102.8806 | 123.4478 | 165.1882
1 | 4400 | 707 | 0.035 | 15 | 15 | 7 | 1.7783e-11 | 0 | Water | Porous | Wet | R245fa | MinimizeLCOE_Brownfield | IgnoreSilica | 87.7442 | 38.8788 | 3.7559 | 4 | 5516.7738 | 7107.2521 | 112.4669 | 144.8909 | 163.2391 | -7.6301e-05 | 30095169630.4778 | 6209838.4266 | 324111.6916 | 6209531.0651 | 7082492.8354 | 24077.0464 | 928173.9976 | 0 | 8103507.7744 | 21083664.9711 | 14390034.5687 | 64355432.3769 | 3144235.0165 | 15381354.416 | 15381354.416 | 1478867.319 | 7034262.8363 | 0 | 82881021.8094 | 106775506.3806 | 17782.7941 | 15.0235 | 5516.7738 | 7107.2521 | 112.4669 | 144.8909
1 | 4400 | 707 | 0.035 | 15 | 15 | 7 | 2.3714e-11 | 0 | Water | Porous | Wet | R245fa | MinimizeLCOE_Brownfield | IgnoreSilica | 103.366 | 45.5861 | 4.4676 | 4 | 5133.5426 | 6470.634 | 104.6542 | 131.9126 | 162.8499 | -6.8002e-05 | 28929982718.4721 | 6942043.1646 | 360432.1553 | 7054676.0905 | 8293402.0211 | 24077.0464 | 963521.785 | 0 | 9218879.3825 | 23985633.101 | 16370687.4469 | 73213352.1931 | 3144235.0165 | 15381354.416 | 15381354.416 | 1478867.319 | 7034262.8363 | 0 | 91738941.6256 | 115633426.1969 | 23713.7371 | 17.8705 | 5133.5426 | 6470.634 | 104.6542 | 131.9126
1 | 4400 | 707 | 0.035 | 15 | 15 | 7 | 3.1623e-11 | 0 | Water | Porous | Wet | R245fa | MinimizeLCOE_Brownfield | IgnoreSilica | 113.5977 | 49.8512 | 5.0068 | 4 | 4842.1506 | 6035.2468 | 98.7138 | 123.0367 | 162.441 | -5.5765e-05 | 29235839853.6915 | 7384821.535 | 381648.5281 | 7580176.3472 | 9059642.1979 | 24077.0464 | 898385.5011 | 0 | 9878212.9507 | 25701083.7976 | 17541517.7963 | 78449565.7003 | 3144235.0165 | 15381354.416 | 15381354.416 | 1478867.319 | 7034262.8363 | 0 | 96975155.1328 | 120869639.704 | 31622.7766 | 20.0273 | 4842.1506 | 6035.2468 | 98.7138 | 123.0367
1 | 4400 | 707 | 0.035 | 15 | 15 | 7 | 4.217e-11 | 0 | Water | Porous | Wet | R245fa | MinimizeLCOE_Brownfield | IgnoreSilica | 122.5307 | 53.4788 | 5.482 | 4 | 4618.6986 | 5708.3714 | 94.1584 | 116.3729 | 161.9886 | -4.492e-05 | 29301874554.8448 | 7747776.1716 | 398485.1257 | 8020945.5992 | 9708784.6955 | 24077.0464 | 818383.1226 | 0 | 10420196.1868 | 27111213.0019 | 18503959.9535 | 82753820.9031 | 3144235.0165 | 15381354.416 | 15381354.416 | 1478867.319 | 7034262.8363 | 0 | 101279410.3356 | 125173894.9068 | 42169.6503 | 21.9281 | 4618.6986 | 5708.3714 | 94.1584 | 116.3729
1 | 4400 | 707 | 0.035 | 15 | 15 | 7 | 5.6234e-11 | 0 | Water | Porous | Wet | R245fa | MinimizeLCOE_Brownfield | IgnoreSilica | 129.9554 | 56.4148 | 5.8821 | 4 | 4447.4634 | 5463.0181 | 90.6676 | 111.371 | 161.5468 | -3.5611e-05 | 29269141251.1646 | 8032668.366 | 411306.9942 | 8373966.8817 | 10232336.6697 | 24077.0464 | 729818.5285 | 0 | 10843628.0497 | 28212895.8514 | 19255881.1356 | 86116579.5232 | 3144235.0165 | 15381354.416 | 15381354.416 | 1478867.319 | 7034262.8363 | 0 | 104642168.9557 | 128536653.5269 | 56234.1325 | 23.5285 | 4447.4634 | 5463.0181 | 90.6676 | 111.371
1 | 4400 | 707 | 0.035 | 15 | 15 | 7 | 7.4989e-11 | 0 | Water | Porous | Wet | R245fa | MinimizeLCOE_Brownfield | IgnoreSilica | 135.9944 | 58.7487 | 6.2102 | 4 | 4316.5492 | 5278.4576 | 87.9987 | 107.6085 | 161.1445 | -2.7906e-05 | 29188935064.3786 | 8253202.2408 | 420932.1628 | 8652453.5919 | 10647356.5229 | 24077.0464 | 640427.8109 | 0 | 11168995.2565 | 29059434.5815 | 19833661.2136 | 88700540.4273 | 3144235.0165 | 15381354.416 | 15381354.416 | 1478867.319 | 7034262.8363 | 0 | 107226129.8598 | 131120614.431 | 74989.4209 | 24.8407 | 4316.5492 | 5278.4576 | 87.9987 | 107.6085
1 | 4400 | 707 | 0.035 | 15 | 15 | 7 | 1e-10 | 0 | Water | Porous | Wet | R245fa | MinimizeLCOE_Brownfield | IgnoreSilica | 140.9862 | 60.6375 | 6.4785 | 4 | 4216.4516 | 5138.5231 | 85.9581 | 104.7557 | 160.7838 | -2.1764e-05 | 29038629748.4069 | 8427952.9198 | 428365.0626 | 8876554.8142 | 10982509.8586 | 24077.0464 | 557200.5131 | 0 | 11425697.4838 | 29727321.12 | 20289507.4997 | 90739186.3183 | 3144235.0165 | 15381354.416 | 15381354.416 | 1478867.319 | 7034262.8363 | 0 | 109264775.7508 | 133159260.322 | 100000 | 25.9139 | 4216.4516 | 5138.5231 | 85.9581 | 104.7557
1 | 4400 | 707 | 0.035 | 15 | 15 | 7 | 1.3335e-10 | 0 | Water | Porous | Wet | R245fa | MinimizeLCOE_Brownfield | IgnoreSilica | 144.7038 | 62.0193 | 6.6842 | 4 | 4139.9799 | 5033.6685 | 84.3991 | 102.6181 | 160.4985 | -1.6806e-05 | 28969572310.8069 | 8553614.7307 | 433589.3604 | 9039822.998 | 11227289.6413 | 24077.0464 | 478528.2833 | 0 | 11605199.6034 | 30194348.8143 | 20608263.4976 | 92164733.9753 | 3144235.0165 | 15381354.416 | 15381354.416 | 1478867.319 | 7034262.8363 | 0 | 110690323.4078 | 134584807.9791 | 133352.1432 | 26.7369 | 4139.9799 | 5033.6685 | 84.3991 | 102.6181
1 | 4400 | 707 | 0.035 | 15 | 15 | 7 | 1.7783e-10 | 0 | Water | Porous | Wet | R245fa | MinimizeLCOE_Brownfield | IgnoreSilica | 147.5265 | 63.0546 | 6.8427 | 4 | 4081.6086 | 4954.6024 | 83.2091 | 101.0063 | 160.2724 | -1.2912e-05 | 28936679642.7932 | 8646482.1037 | 437374.5453 | 9161795.3605 | 11410472.6611 | 24077.0464 | 408084.63 | 0 | 11734431.6753 | 30530584.1563 | 20837751.0275 | 93191053.2061 | 3144235.0165 | 15381354.416 | 15381354.416 | 1478867.319 | 7034262.8363 | 0 | 111716642.6386 | 135611127.2099 | 177827.941 | 27.3707 | 4081.6086 | 4954.6024 | 83.2091 | 101.0063
1 | 4400 | 707 | 0.035 | 15 | 15 | 7 | 2.3714e-10 | 0 | Water | Porous | Wet | R245fa | MinimizeLCOE_Brownfield | IgnoreSilica | 149.5681 | 63.7956 | 6.9612 | 4 | 4037.0514 | 4895.1839 | 82.3008 | 99.7949 | 160.1037 | -9.856e-06 | 28957531922.5316 | 8712266.6938 | 440013.2438 | 9248934.7449 | 11541496.0514 | 24077.0464 | 345580.4818 | 0 | 11821823.6222 | 30757960.0755 | 20992939.7644 | 93885091.7241 | 3144235.0165 | 15381354.416 | 15381354.416 | 1478867.319 | 7034262.8363 | 0 | 112410681.1566 | 136305165.7279 | 237137.3706 | 27.8447 | 4037.0514 | 4895.1839 | 82.3008 | 99.7949
1 | 4400 | 707 | 0.035 | 15 | 15 | 7 | 3.1623e-10 | 0 | Water | Porous | Wet | R245fa | MinimizeLCOE_Brownfield | IgnoreSilica | 151.1734 | 64.3736 | 7.0533 | 4 | 4003.016 | 4849.9442 | 81.6069 | 98.8727 | 159.9683 | -7.5332e-06 | 28958049068.2422 | 8763201.181 | 442034.248 | 9316797.3379 | 11643631.0078 | 24077.0464 | 292741.316 | 0 | 11888168.0334 | 30930574.6244 | 21110752.7409 | 94411977.5358 | 3144235.0165 | 15381354.416 | 15381354.416 | 1478867.319 | 7034262.8363 | 0 | 112937566.9683 | 136832051.5395 | 316227.766 | 28.2131 | 4003.016 | 4849.9442 | 81.6069 | 98.8727
1 | 4400 | 707 | 0.035 | 15 | 15 | 7 | 4.217e-10 | 0 | Water | Porous | Wet | R245fa | MinimizeLCOE_Brownfield | IgnoreSilica | 152.0554 | 64.6884 | 7.1136 | 4 | 3976.98 | 4816.7245 | 81.0761 | 98.1954 | 159.8921 | -5.6417e-06 | 29084912105.6906 | 8790799.923 | 443120.6193 | 9353722.8558 | 11699218.7308 | 24077.0464 | 244282.4645 | 0 | 11916536.4395 | 31004383.3978 | 21161128.7454 | 94637270.2223 | 3144235.0165 | 15381354.416 | 15381354.416 | 1478867.319 | 7034262.8363 | 0 | 113162859.6548 | 137057344.2261 | 421696.5034 | 28.4545 | 3976.98 | 4816.7245 | 81.0761 | 98.1954
1 | 4400 | 707 | 0.035 | 15 | 15 | 7 | 5.6234e-10 | 0 | Water | Porous | Wet | R245fa | MinimizeLCOE_Brownfield | IgnoreSilica | 152.4381 | 64.824 | 7.151 | 4 | 3957.0439 | 4792.3938 | 80.6697 | 97.6994 | 159.8581 | -4.1092e-06 | 29289286840.3299 | 8802615.4488 | 443579.7732 | 9369622.3335 | 11723136.4383 | 24077.0464 | 200284.8129 | 0 | 11919693.1827 | 31012596.5961 | 21166734.422 | 94662340.054 | 3144235.0165 | 15381354.416 | 15381354.416 | 1478867.319 | 7034262.8363 | 0 | 113187929.4864 | 137082414.0577 | 562341.3252 | 28.6042 | 3957.0439 | 4792.3938 | 80.6697 | 97.6994
1 | 4400 | 707 | 0.035 | 15 | 15 | 7 | 7.4989e-10 | 0 | Water | Porous | Wet | R245fa | MinimizeLCOE_Brownfield | IgnoreSilica | 150 | 63.9455 | 7.0976 | 4 | 3941.9143 | 4783.5563 | 80.3613 | 97.5193 | 160.0597 | -2.0071e-06 | 29561295672.1458 | 8725142.6695 | 440487.5223 | 9266597.9544 | 11567829.7813 | 24077.0464 | 127294.2898 | 0 | 11759057.4128 | 30594655.2738 | 20881480.8817 | 93386622.832 | 3144235.0165 | 15381354.416 | 15381354.416 | 1478867.319 | 7034262.8363 | 0 | 111912212.2645 | 135806696.8357 | 749894.2093 | 28.3903 | 3941.9143 | 4783.5563 | 80.3613 | 97.5193
1 | 4400 | 707 | 0.035 | 15 | 15 | 7 | 1e-09 | 0 | Water | Porous | Wet | R245fa | MinimizeLCOE_Brownfield | IgnoreSilica | 150 | 63.9447 | 7.1119 | 4 | 3929.6881 | 4769.6361 | 80.112 | 97.2355 | 160.0588 | -1.0733e-06 | 29754302495.7009 | 8725034.5834 | 440478.6306 | 9266518.7178 | 11567681.4149 | 24077.0464 | 88213.9261 | 0 | 11743681.6845 | 30554650.7828 | 20854176.9945 | 93264513.781 | 3144235.0165 | 15381354.416 | 15381354.416 | 1478867.319 | 7034262.8363 | 0 | 111790103.2135 | 135684587.7848 | 1000000 | 28.4476 | 3929.6881 | 4769.6361 | 80.112 | 97.2355
1 | 4400 | 707 | 0.035 | 15 | 15 | 7 | 1.3335e-09 | 0 | Water | Porous | Wet | R245fa | MinimizeLCOE_Brownfield | IgnoreSilica | 148.8908 | 63.5415 | 7.0881 | 4 | 3916.187 | 4758.9489 | 79.8368 | 97.0176 | 160.1486 | 0.00049471 | 34220730755.1781 | 8689257.2798 | 439038.8598 | 9219163.5183 | 11496361.9401 | 24077.0464 | 0 | 0 | 11648480.4713 | 30306956.7546 | 20685120.7307 | 92508456.601 | 3144235.0165 | 15381354.416 | 15381354.416 | 1478867.319 | 7034262.8363 | 0 | 111034046.0335 | 134928530.6048 | 1333521.4322 | 28.3526 | 3916.187 | 4758.9489 | 79.8368 | 97.0176
1 | 4400 | 707 | 0.035 | 15 | 15 | 7 | 1.7783e-09 | 0 | Water | Porous | Wet | R245fa | MinimizeLCOE_Brownfield | IgnoreSilica | 150.4572 | 64.1092 | 7.1448 | 4 | 3908.9174 | 4745 | 79.6886 | 96.7332 | 160.0199 | -4.4903e-06 | 30747244758.9899 | 8739512.2817 | 441051.0277 | 9285835.5278 | 11596738.8526 | 24077.0464 | 0 | 0 | 11734013.7471 | 30529496.7929 | 20837008.8796 | 93187734.1558 | 3144235.0165 | 15381354.416 | 15381354.416 | 1478867.319 | 7034262.8363 | 0 | 111713323.5883 | 135607808.1595 | 1778279.41 | 28.5791 | 3908.9174 | 4745 | 79.6886 | 96.7332
1 | 4400 | 707 | 0.035 | 15 | 15 | 7 | 2.3714e-09 | 0 | Water | Porous | Wet | R245fa | MinimizeLCOE_Brownfield | IgnoreSilica | 151.6286 | 64.5306 | 7.1867 | 4 | 3903.6299 | 4734.8356 | 79.5808 | 96.526 | 159.9221 | 0.00019498 | 31611115201.9793 | 8776660.2994 | 442530.7292 | 9335272.6648 | 11671223.8122 | 24077.0464 | 0 | 0 | 11797408.1753 | 30694436.0909 | 20949583.3396 | 93691192.1578 | 3144235.0165 | 15381354.416 | 15381354.416 | 1478867.319 | 7034262.8363 | 0 | 112216781.5902 | 136111266.1615 | 2371373.7057 | 28.7468 | 3903.6299 | 4734.8356 | 79.5808 | 96.526
1 | 4400 | 707 | 0.035 | 15 | 15 | 7 | 3.1623e-09 | 0 | Water | Porous | Wet | R245fa | MinimizeLCOE_Brownfield | IgnoreSilica | 152.5176 | 64.849 | 7.2183 | 4 | 3899.7097 | 4727.28 | 79.5009 | 96.372 | 159.847 | 0.00012811 | 30932985527.4732 | 8804608.946 | 443637.5627 | 9372584.0146 | 11727469.2831 | 24077.0464 | 0 | 0 | 11845226.9726 | 30818850.7925 | 21034498.9299 | 94070953.5477 | 3144235.0165 | 15381354.416 | 15381354.416 | 1478867.319 | 7034262.8363 | 0 | 112596542.9802 | 136491027.5515 | 3162277.6602 | 28.8731 | 3899.7097 | 4727.28 | 79.5009 | 96.372
1 | 4400 | 707 | 0.035 | 15 | 15 | 7 | 4.217e-09 | 0 | Water | Porous | Wet | R245fa | MinimizeLCOE_Brownfield | IgnoreSilica | 153.1828 | 65.0863 | 7.2417 | 4 | 3896.8315 | 4721.7188 | 79.4422 | 96.2586 | 159.7903 | 0.00028954 | 31731468641.5287 | 8825379.8847 | 444455.8919 | 9400388.009 | 11769399.0915 | 24077.0464 | 0 | 0 | 11880842.9701 | 30911516.3123 | 21097745.0513 | 94353804.2571 | 3144235.0165 | 15381354.416 | 15381354.416 | 1478867.319 | 7034262.8363 | 0 | 112879393.6896 | 136773878.2609 | 4216965.0343 | 28.967 | 3896.8315 | 4721.7188 | 79.4422 | 96.2586
1 | 4400 | 707 | 0.035 | 15 | 15 | 7 | 5.6234e-09 | 0 | Water | Porous | Wet | R245fa | MinimizeLCOE_Brownfield | IgnoreSilica | 153.6943 | 65.2684 | 7.2597 | 4 | 3894.649 | 4717.4938 | 79.3977 | 96.1725 | 159.7465 | -7.3466e-05 | 29322871047.5238 | 8841275.6697 | 445079.683 | 9421709.6937 | 11801562.7817 | 24077.0464 | 0 | 0 | 11908144.9011 | 30982550.3362 | 21146227.2322 | 94570627.3439 | 3144235.0165 | 15381354.416 | 15381354.416 | 1478867.319 | 7034262.8363 | 0 | 113096216.7764 | 136990701.3477 | 5623413.2519 | 29.0389 | 3894.649 | 4717.4938 | 79.3977 | 96.1725
1 | 4400 | 707 | 0.035 | 15 | 15 | 7 | 7.4989e-09 | 0 | Water | Porous | Wet | R245fa | MinimizeLCOE_Brownfield | IgnoreSilica | 154.0648 | 65.4 | 7.2727 | 4 | 3893.0857 | 4714.4628 | 79.3658 | 96.1107 | 159.7146 | 0.00027983 | 31408865106.0027 | 8852742.4731 | 445528.2967 | 9437114.761 | 11824806.2283 | 24077.0464 | 0 | 0 | 11927864.8341 | 31033857.5568 | 21181245.4645 | 94727236.6608 | 3144235.0165 | 15381354.416 | 15381354.416 | 1478867.319 | 7034262.8363 | 0 | 113252826.0933 | 137147310.6645 | 7498942.0933 | 29.0908 | 3893.0857 | 4714.4628 | 79.3658 | 96.1107
1 | 4400 | 707 | 0.035 | 15 | 15 | 7 | 1e-08 | 0 | Water | Porous | Wet | R245fa | MinimizeLCOE_Brownfield | IgnoreSilica | 154.3424 | 65.4986 | 7.2824 | 4 | 3891.9233 | 4712.2065 | 79.3421 | 96.0647 | 159.6906 | 0.00057595 | 33175230451.621 | 8861313.2223 | 445862.8601 | 9448642.3399 | 11842202.024 | 24077.0464 | 0 | 0 | 11942618.0221 | 31072242.3258 | 21207443.8581 | 94844401.6987 | 3144235.0165 | 15381354.416 | 15381354.416 | 1478867.319 | 7034262.8363 | 0 | 113369991.1311 | 137264475.7024 | 10000000 | 29.1296 | 3891.9233 | 4712.2065 | 79.3421 | 96.0647
1 | 4500 | 707 | 0.035 | 15 | 15 | 7 | 1e-13 | 0 | Water | Porous | Wet | R245fa | MinimizeLCOE_Brownfield | IgnoreSilica | 0 | 0 | 0 | 0 | [5 empty] | 0 | 0 | 0 | 0 | 0 | 0 | 0 | 0 | 0 | 0 | 0 | 0 | 0 | 0 | 0 | 0 | 0 | 0 | 0 | 0 | 0 | 100 | 0
1 | 4500 | 707 | 0.035 | 15 | 15 | 7 | 1.3335e-13 | 0 | Water | Porous | Wet | R245fa | MinimizeLCOE_Brownfield | IgnoreSilica | 0.86115 | 0.1703 | 0.0038806 | 4 | 1290223.991 | 2871417.0605 | 26302.9612 | 58537.7207 | 106.9317 | -5.1903e-05 | 9840841643.3705 | 105039.9919 | 3737.1837 | 83659.3753 | 59700.4889 | 24077.0464 | 58895.8147 | 0 | 130692.8613 | 340036.0164 | 232081.5682 | 1037920.3468 | 3144235.0165 | 15845322.9242 | 15845322.9242 | 1478867.319 | 7219850.2396 | 0 | 20027478.2875 | 44571518.7703 | 133.3521 | 0.015522 | 1290223.991 | 2871417.0605 | 26302.9612 | 58537.7207
1 | 4500 | 707 | 0.035 | 15 | 15 | 7 | 1.7783e-13 | 0 | Water | Porous | Wet | R245fa | MinimizeLCOE_Brownfield | IgnoreSilica | 1.1195 | 0.26474 | 0.01065 | 4 | 477957.0034 | 1054134.4339 | 9743.8 | 21489.9563 | 117.4907 | -5.5294e-05 | 16338877963.9684 | 151343.7948 | 5773.5188 | 118228.107 | 76253.2281 | 24077.0464 | 66807.5873 | 0 | 172568.4801 | 448987.7866 | 306443.3902 | 1370482.9393 | 3144235.0165 | 15845322.9242 | 15845322.9242 | 1478867.319 | 7219850.2396 | 0 | 20360040.88 | 44904081.3628 | 177.8279 | 0.042598 | 477957.0034 | 1054134.4339 | 9743.8 | 21489.9563
1 | 4500 | 707 | 0.035 | 15 | 15 | 7 | 2.3714e-13 | 0 | Water | Porous | Wet | R245fa | MinimizeLCOE_Brownfield | IgnoreSilica | 1.4557 | 0.39765 | 0.021369 | 4 | 243224.7599 | 530375.7523 | 4958.4657 | 10812.4271 | 126.8296 | -5.8605e-05 | 21787159406.5402 | 210536.552 | 8547.1477 | 162705.2959 | 99322.9387 | 24077.0464 | 75944.2439 | 0 | 226641.9576 | 589675.883 | 402465.9068 | 1799916.9719 | 3144235.0165 | 15845322.9242 | 15845322.9242 | 1478867.319 | 7219850.2396 | 0 | 20789474.9126 | 45333515.3954 | 237.1374 | 0.085474 | 243224.7599 | 530375.7523 | 4958.4657 | 10812.4271
1 | 4500 | 707 | 0.035 | 15 | 15 | 7 | 3.1623e-13 | 0 | Water | Porous | Wet | R245fa | MinimizeLCOE_Brownfield | IgnoreSilica | 1.8993 | 0.58313 | 0.037506 | 4 | 142271.9842 | 305874.0718 | 2900.4068 | 6235.6567 | 134.9284 | -6.1923e-05 | 26133298740.0033 | 285550.4401 | 12248.1788 | 219848.2948 | 131560.304 | 24077.0464 | 86899.2332 | 0 | 296471.564 | 771358.1948 | 526467.8178 | 2354481.0739 | 3144235.0165 | 15845322.9242 | 15845322.9242 | 1478867.319 | 7219850.2396 | 0 | 21344039.0146 | 45888079.4974 | 316.2278 | 0.15002 | 142271.9842 | 305874.0718 | 2900.4068 | 6235.6567
1 | 4500 | 707 | 0.035 | 15 | 15 | 7 | 4.217e-13 | 0 | Water | Porous | Wet | R245fa | MinimizeLCOE_Brownfield | IgnoreSilica | 2.484 | 0.83741 | 0.060816 | 4 | 90646.6727 | 191540.5204 | 1847.955 | 3904.8126 | 141.7389 | -6.503e-05 | 29431043606.8695 | 378933.8394 | 17043.9513 | 292372.9454 | 176078.074 | 24077.0464 | 100012.9718 | 0 | 385522.343 | 1003050.055 | 684602.2732 | 3061693.4995 | 3144235.0165 | 15845322.9242 | 15845322.9242 | 1478867.319 | 7219850.2396 | 0 | 22051251.4402 | 46595291.9231 | 421.6965 | 0.24327 | 90646.6727 | 191540.5204 | 1847.955 | 3904.8126
1 | 4500 | 707 | 0.035 | 15 | 15 | 7 | 5.6234e-13 | 0 | Water | Porous | Wet | R245fa | MinimizeLCOE_Brownfield | IgnoreSilica | 3.2714 | 1.189 | 0.094058 | 4 | 61042.3662 | 126278.5472 | 1244.4312 | 2574.359 | 147.4272 | -6.8299e-05 | 31850581142.1529 | 496217.7355 | 23251.7639 | 385586.1022 | 238239.9541 | 24077.0464 | 116548.3181 | 0 | 500729.1589 | 1302794.5577 | 889184.0554 | 3976628.692 | 3144235.0165 | 15845322.9242 | 15845322.9242 | 1478867.319 | 7219850.2396 | 0 | 22966186.6327 | 47510227.1155 | 562.3413 | 0.37623 | 61042.3662 | 126278.5472 | 1244.4312 | 2574.359
1 | 4500 | 707 | 0.035 | 15 | 15 | 7 | 7.4989e-13 | 0 | Water | Porous | Wet | R245fa | MinimizeLCOE_Brownfield | IgnoreSilica | 4.2869 | 1.6505 | 0.13906 | 4 | 43308.3742 | 87432.4466 | 882.8998 | 1782.4287 | 151.8997 | -7.0501e-05 | 33517615138.3482 | 636272.8917 | 30820.6614 | 499787.7557 | 320623.7384 | 24077.0464 | 135280.1095 | 0 | 642276.2592 | 1671071.0775 | 1140540.3475 | 5100749.8873 | 3144235.0165 | 15845322.9242 | 15845322.9242 | 1478867.319 | 7219850.2396 | 0 | 24090307.828 | 48634348.3108 | 749.8942 | 0.55625 | 43308.3742 | 87432.4466 | 882.8998 | 1782.4287
1 | 4500 | 707 | 0.035 | 15 | 15 | 7 | 1e-12 | 0 | Water | Porous | Wet | R245fa | MinimizeLCOE_Brownfield | IgnoreSilica | 5.6636 | 2.2829 | 0.20139 | 4 | 31707.828 | 62176.427 | 646.407 | 1267.5506 | 155.5368 | -7.2946e-05 | 34607088640.9392 | 811156.3227 | 40402.1037 | 646274.3201 | 434459.6086 | 24077.0464 | 159293.9283 | 0 | 825108.6986 | 2146763.5808 | 1465210.2555 | 6552745.8647 | 3144235.0165 | 15845322.9242 | 15845322.9242 | 1478867.319 | 7219850.2396 | 0 | 25542303.8055 | 50086344.2883 | 1000 | 0.80555 | 31707.828 | 62176.427 | 646.407 | 1267.5506
1 | 4500 | 707 | 0.035 | 15 | 15 | 7 | 1.3335e-12 | 0 | Water | Porous | Wet | R245fa | MinimizeLCOE_Brownfield | IgnoreSilica | 7.4736 | 3.1187 | 0.28471 | 4 | 24016.171 | 45567.9641 | 489.6021 | 928.9646 | 158.3245 | -7.4701e-05 | 35055708577.6627 | 1021818.1269 | 52017.0634 | 827902.525 | 585891.1841 | 24077.0464 | 187787.0174 | 0 | 1052802.2556 | 2739175.5097 | 1869543.5698 | 8361014.2984 | 3144235.0165 | 15845322.9242 | 15845322.9242 | 1478867.319 | 7219850.2396 | 0 | 27350572.2391 | 51894612.7219 | 1333.5214 | 1.1388 | 24016.171 | 45567.9641 | 489.6021 | 928.9646
1 | 4500 | 707 | 0.035 | 15 | 15 | 7 | 1.7783e-12 | 0 | Water | Porous | Wet | R245fa | MinimizeLCOE_Brownfield | IgnoreSilica | 9.8636 | 4.2145 | 0.39374 | 4 | 18787.4668 | 34371.3671 | 383.0079 | 700.7068 | 160.2464 | -7.5848e-05 | 33739190450.7103 | 1273178.2771 | 65800.4285 | 1051990.2709 | 785101.7562 | 24077.0464 | 222231.2551 | 0 | 1334727.8234 | 3472688.0061 | 2370180.9208 | 10599975.7845 | 3144235.0165 | 15845322.9242 | 15845322.9242 | 1478867.319 | 7219850.2396 | 0 | 29589533.7252 | 54133574.208 | 1778.2794 | 1.575 | 18787.4668 | 34371.3671 | 383.0079 | 700.7068
1 | 4500 | 707 | 0.035 | 15 | 15 | 7 | 2.3714e-12 | 0 | Water | Porous | Wet | R245fa | MinimizeLCOE_Brownfield | IgnoreSilica | 13.0884 | 5.7215 | 0.54607 | 4 | 14885.403 | 26121.9753 | 303.4591 | 532.5318 | 162.1198 | -7.7331e-05 | 45188384210.4413 | 1591823.3983 | 83501.9989 | 1341672.8961 | 1060460.8274 | 24077.0464 | 265113.7488 | 0 | 1702993.4672 | 4430839.6696 | 3024139.1192 | 13524622.1719 | 3144235.0165 | 15845322.9242 | 15845322.9242 | 1478867.319 | 7219850.2396 | 0 | 32514180.1126 | 57058220.5954 | 2371.3737 | 2.1843 | 14885.403 | 26121.9753 | 303.4591 | 532.5318
1 | 4500 | 707 | 0.035 | 15 | 15 | 7 | 3.1623e-12 | 0 | Water | Porous | Wet | R245fa | MinimizeLCOE_Brownfield | IgnoreSilica | 17.3615 | 7.7256 | 0.74982 | 4 | 12070.9009 | 20254.2049 | 246.0816 | 412.9094 | 163.5922 | -7.8448e-05 | 36508888949.931 | 1980033.7411 | 105075.86 | 1704208.8779 | 1427746.5524 | 24077.0464 | 316841.1257 | 0 | 2167613.4494 | 5639685.5566 | 3849201.2763 | 17214483.4857 | 3144235.0165 | 15845322.9242 | 15845322.9242 | 1478867.319 | 7219850.2396 | 0 | 36204041.4264 | 60748081.9092 | 3162.2777 | 2.9993 | 12070.9009 | 20254.2049 | 246.0816 | 412.9094
1 | 4500 | 707 | 0.035 | 15 | 15 | 7 | 4.217e-12 | 0 | Water | Porous | Wet | R245fa | MinimizeLCOE_Brownfield | IgnoreSilica | 23.03 | 10.3718 | 1.0179 | 4 | 10028.2548 | 16056.2467 | 204.4395 | 327.3283 | 164.592 | -7.9235e-05 | 36629731704.9489 | 2448689.825 | 130900.3415 | 2155481.7008 | 1913038.3794 | 24077.0464 | 379951.9491 | 0 | 2750334.3045 | 7155805.6891 | 4883984.4199 | 21842263.6556 | 3144235.0165 | 15845322.9242 | 15845322.9242 | 1478867.319 | 7219850.2396 | 0 | 40831821.5963 | 65375862.0791 | 4216.965 | 4.0717 | 10028.2548 | 16056.2467 | 204.4395 | 327.3283
1 | 4500 | 707 | 0.035 | 15 | 15 | 7 | 5.6234e-12 | 0 | Water | Porous | Wet | R245fa | MinimizeLCOE_Brownfield | IgnoreSilica | 30.5085 | 13.865 | 1.3723 | 4 | 8498.2805 | 12969.4832 | 173.2489 | 264.4005 | 165.3502 | -7.9755e-05 | 36699881493.0838 | 3016873.2841 | 162081.1413 | 2717378.0192 | 2554225.7648 | 24077.0464 | 456038.466 | 0 | 3482962.7514 | 9061954.6253 | 6184970.2363 | 27660561.3347 | 3144235.0165 | 15845322.9242 | 15845322.9242 | 1478867.319 | 7219850.2396 | 0 | 46650119.2754 | 71194159.7582 | 5623.4133 | 5.4894 | 8498.2805 | 12969.4832 | 173.2489 | 264.4005
1 | 4500 | 707 | 0.035 | 15 | 15 | 7 | 7.4989e-12 | 0 | Water | Porous | Wet | R245fa | MinimizeLCOE_Brownfield | IgnoreSilica | 40.3259 | 18.4527 | 1.8381 | 4 | 7336.791 | 10674.984 | 149.5704 | 217.624 | 165.9246 | -8.0072e-05 | 36703811544.1543 | 3703312.0316 | 199577.1105 | 3414107.0153 | 3396842.1087 | 24077.0464 | 547614.2482 | 0 | 4401356.5287 | 11451426.8453 | 7815834.1252 | 34954147.0599 | 3144235.0165 | 15845322.9242 | 15845322.9242 | 1478867.319 | 7219850.2396 | 0 | 53943705.0006 | 78487745.4834 | 7498.9421 | 7.3525 | 7336.791 | 10674.984 | 149.5704 | 217.624
1 | 4500 | 707 | 0.035 | 15 | 15 | 7 | 1e-11 | 0 | Water | Porous | Wet | R245fa | MinimizeLCOE_Brownfield | IgnoreSilica | 53.0495 | 24.3967 | 2.4419 | 4 | 6447.998 | 8960.78 | 131.4512 | 182.6776 | 166.3476 | -8.012e-05 | 36532896819.7379 | 4522976.8194 | 244128.3659 | 4267315.8444 | 4488816.1085 | 24077.0464 | 656365.012 | 0 | 5539434.8866 | 14412473.2807 | 9836809.1608 | 43992396.5247 | 3144235.0165 | 15845322.9242 | 15845322.9242 | 1478867.319 | 7219850.2396 | 0 | 62981954.4654 | 87525994.9482 | 10000 | 9.7677 | 6447.998 | 8960.78 | 131.4512 | 182.6776
1 | 4500 | 707 | 0.035 | 15 | 15 | 7 | 1.3335e-11 | 0 | Water | Porous | Wet | R245fa | MinimizeLCOE_Brownfield | IgnoreSilica | 69.2595 | 31.9405 | 3.2053 | 4 | 5769.7217 | 7684.0598 | 117.6236 | 156.65 | 166.5832 | -7.9868e-05 | 35628613553.5801 | 5482380.6269 | 295792.5308 | 5292790.8762 | 5873537.1275 | 24077.0464 | 784241.1294 | 0 | 6923599.5415 | 18013785.7814 | 12294778.9421 | 54984983.6022 | 3144235.0165 | 15845322.9242 | 15845322.9242 | 1478867.319 | 7219850.2396 | 0 | 73974541.5429 | 98518582.0257 | 13335.2143 | 12.8212 | 5769.7217 | 7684.0598 | 117.6236 | 156.65
1 | 4500 | 707 | 0.035 | 15 | 15 | 7 | 1.7783e-11 | 0 | Water | Porous | Wet | R245fa | MinimizeLCOE_Brownfield | IgnoreSilica | 89.2252 | 41.087 | 4.1172 | 4 | 5268.104 | 6758.4564 | 107.3974 | 137.7803 | 166.4578 | -7.9025e-05 | 33045658228.9548 | 6553254.5557 | 352178.912 | 6474653.9017 | 7545722.5074 | 24077.0464 | 930408.2811 | 0 | 8533315.1297 | 22201935.5439 | 15153277.2129 | 67768823.091 | 3144235.0165 | 15845322.9242 | 15845322.9242 | 1478867.319 | 7219850.2396 | 0 | 86758381.0317 | 111302421.5145 | 17782.7941 | 16.4686 | 5268.104 | 6758.4564 | 107.3974 | 137.7803
1 | 4500 | 707 | 0.035 | 15 | 15 | 7 | 2.3714e-11 | 0 | Water | Porous | Wet | R245fa | MinimizeLCOE_Brownfield | IgnoreSilica | 106.3233 | 48.6814 | 4.9224 | 4 | 4916.3759 | 6162.9249 | 100.227 | 125.6396 | 165.9742 | -7.153e-05 | 30938408503.4975 | 7377258.0195 | 393842.8312 | 7418285.6679 | 8923289.9231 | 24077.0464 | 986106.7597 | 0 | 9797915.4966 | 25492166.2934 | 17398927.3069 | 77811869.3446 | 3144235.0165 | 15845322.9242 | 15845322.9242 | 1478867.319 | 7219850.2396 | 0 | 96801427.2853 | 121345467.7681 | 23713.7371 | 19.6896 | 4916.3759 | 6162.9249 | 100.227 | 125.6396
1 | 4500 | 707 | 0.035 | 15 | 15 | 7 | 3.1623e-11 | 0 | Water | Porous | Wet | R245fa | MinimizeLCOE_Brownfield | IgnoreSilica | 116.3233 | 52.9766 | 5.4829 | 4 | 4651.6666 | 5770.783 | 94.8305 | 117.6452 | 165.528 | -5.8284e-05 | 31124520896.893 | 7819131.2735 | 415266.1011 | 7940081.7607 | 9696233.8819 | 24077.0464 | 912522.9506 | 0 | 10454852.0755 | 27201380.5155 | 18565501.1343 | 83029046.7394 | 3144235.0165 | 15845322.9242 | 15845322.9242 | 1478867.319 | 7219850.2396 | 0 | 102018604.6801 | 126562645.1629 | 31622.7766 | 21.9316 | 4651.6666 | 5770.783 | 94.8305 | 117.6452
1 | 4500 | 707 | 0.035 | 15 | 15 | 7 | 4.217e-11 | 0 | Water | Porous | Wet | R245fa | MinimizeLCOE_Brownfield | IgnoreSilica | 124.8741 | 56.5521 | 5.9682 | 4 | 4448.6537 | 5476.7628 | 90.6918 | 111.6512 | 165.0553 | -4.6571e-05 | 31127450746.6018 | 8173717.1659 | 431829.589 | 8368931.736 | 10335869.5059 | 24077.0464 | 823786.1827 | 0 | 10981702.3781 | 28572136.9309 | 19501070.554 | 87213121.0888 | 3144235.0165 | 15845322.9242 | 15845322.9242 | 1478867.319 | 7219850.2396 | 0 | 106202679.0296 | 130746719.5124 | 42169.6503 | 23.873 | 4448.6537 | 5476.7628 | 90.6918 | 111.6512
1 | 4500 | 707 | 0.035 | 15 | 15 | 7 | 5.6234e-11 | 0 | Water | Porous | Wet | R245fa | MinimizeLCOE_Brownfield | IgnoreSilica | 132.1823 | 59.5264 | 6.3811 | 4 | 4292.9918 | 5254.581 | 87.5184 | 107.1217 | 164.5872 | -3.6748e-05 | 30956759766.7701 | 8459817.4137 | 444743.4837 | 8722255.1019 | 10865128.7307 | 24077.0464 | 731409.8672 | 0 | 11406498.341 | 29677368.8887 | 20255414.0755 | 90586712.9488 | 3144235.0165 | 15845322.9242 | 15845322.9242 | 1478867.319 | 7219850.2396 | 0 | 109576270.8895 | 134120311.3723 | 56234.1325 | 25.5245 | 4292.9918 | 5254.581 | 87.5184 | 107.1217
1 | 4500 | 707 | 0.035 | 15 | 15 | 7 | 7.4989e-11 | 0 | Water | Porous | Wet | R245fa | MinimizeLCOE_Brownfield | IgnoreSilica | 137.9823 | 61.8319 | 6.7138 | 4 | 4173.8989 | 5087.8386 | 85.0906 | 103.7225 | 164.1742 | -2.8585e-05 | 30811729346.9116 | 8675753.2691 | 454156.0925 | 8994222.8481 | 11273611.7551 | 24077.0464 | 637507.5391 | 0 | 11723138.1346 | 30501200.68 | 20817696.2011 | 93101363.5659 | 3144235.0165 | 15845322.9242 | 15845322.9242 | 1478867.319 | 7219850.2396 | 0 | 112090921.5066 | 136634961.9894 | 74989.4209 | 26.8552 | 4173.8989 | 5087.8386 | 85.0906 | 103.7225
1 | 4500 | 707 | 0.035 | 15 | 15 | 7 | 1e-10 | 0 | Water | Porous | Wet | R245fa | MinimizeLCOE_Brownfield | IgnoreSilica | 142.8083 | 63.71 | 6.986 | 4 | 4082.7637 | 4961.0883 | 83.2327 | 101.1385 | 163.8037 | -2.2124e-05 | 30585283486.807 | 8847990.6857 | 461450.1588 | 9214613.4455 | 11605198.9207 | 24077.0464 | 551234.6774 | 0 | 11974780.3244 | 31155922.039 | 21264556.9818 | 95099824.2797 | 3144235.0165 | 15845322.9242 | 15845322.9242 | 1478867.319 | 7219850.2396 | 0 | 114089382.2205 | 138633422.7033 | 100000 | 27.9442 | 4082.7637 | 4961.0883 | 83.2327 | 101.1385
1 | 4500 | 707 | 0.035 | 15 | 15 | 7 | 1.3335e-10 | 0 | Water | Porous | Wet | R245fa | MinimizeLCOE_Brownfield | IgnoreSilica | 146.3498 | 65.0633 | 7.1927 | 4 | 4013.056 | 4866.149 | 81.8116 | 99.203 | 163.516 | -1.6908e-05 | 30490846527.1138 | 8970013.808 | 466490.2553 | 9372817.9446 | 11843458.2022 | 24077.0464 | 469662.8799 | 0 | 12147142.8532 | 31604373.9824 | 21570634.648 | 96468671.62 | 3144235.0165 | 15845322.9242 | 15845322.9242 | 1478867.319 | 7219850.2396 | 0 | 115458229.5608 | 140002270.0436 | 133352.1432 | 28.7707 | 4013.056 | 4866.149 | 81.8116 | 99.203
1 | 4500 | 707 | 0.035 | 15 | 15 | 7 | 1.7783e-10 | 0 | Water | Porous | Wet | R245fa | MinimizeLCOE_Brownfield | IgnoreSilica | 149.0003 | 66.0629 | 7.3503 | 4 | 3959.7922 | 4794.5857 | 80.7257 | 97.7441 | 163.2919 | -1.2807e-05 | 30447313545.8304 | 9058932.4482 | 470082.3114 | 9489385.9834 | 12019123.5055 | 24077.0464 | 396462.344 | 0 | 12268644.8192 | 31920497.1744 | 21786395.2221 | 97433600.8545 | 3144235.0165 | 15845322.9242 | 15845322.9242 | 1478867.319 | 7219850.2396 | 0 | 116423158.7952 | 140967199.278 | 177827.941 | 29.4013 | 3959.7922 | 4794.5857 | 80.7257 | 97.7441
1 | 4500 | 707 | 0.035 | 15 | 15 | 7 | 2.3714e-10 | 0 | Water | Porous | Wet | R245fa | MinimizeLCOE_Brownfield | IgnoreSilica | 150.8787 | 66.7643 | 7.4669 | 4 | 3919.0767 | 4740.8342 | 79.8957 | 96.6483 | 163.1284 | -9.5844e-06 | 30475362314.8223 | 9120677.4814 | 472532.4665 | 9571032.0145 | 12142201.2003 | 24077.0464 | 331213.957 | 0 | 12348076.3248 | 32127161.6584 | 21927447.979 | 98064420.1283 | 3144235.0165 | 15845322.9242 | 15845322.9242 | 1478867.319 | 7219850.2396 | 0 | 117053978.069 | 141598018.5518 | 237137.3706 | 29.8677 | 3919.0767 | 4740.8342 | 79.8957 | 96.6483
1 | 4500 | 707 | 0.035 | 15 | 15 | 7 | 3.1623e-10 | 0 | Water | Porous | Wet | R245fa | MinimizeLCOE_Brownfield | IgnoreSilica | 152.124 | 67.2257 | 7.5504 | 4 | 3887.9209 | 4700.5986 | 79.2605 | 95.8281 | 163.0176 | -7.0473e-06 | 30575383262.3022 | 9160989.3712 | 474109.9397 | 9624685.2413 | 12223083.9508 | 24077.0464 | 273230.895 | 0 | 12394268.8133 | 32247345.0381 | 22009475.6052 | 98431265.901 | 3144235.0165 | 15845322.9242 | 15845322.9242 | 1478867.319 | 7219850.2396 | 0 | 117420823.8417 | 141964864.3245 | 316227.766 | 30.2014 | 3887.9209 | 4700.5986 | 79.2605 | 95.8281
1 | 4500 | 707 | 0.035 | 15 | 15 | 7 | 4.217e-10 | 0 | Water | Porous | Wet | R245fa | MinimizeLCOE_Brownfield | IgnoreSilica | 157.0667 | 69.0512 | 7.7356 | 4 | 3864.3477 | 4657.5695 | 78.78 | 94.9509 | 162.5898 | -6.6517e-06 | 30877366275.1895 | 9319893.7731 | 480359.4638 | 9836241.3969 | 12543343.5865 | 24077.0464 | 270637.336 | 0 | 12665075.5151 | 32951928.526 | 22490368.3134 | 100581924.9571 | 3144235.0165 | 15845322.9242 | 15845322.9242 | 1478867.319 | 7219850.2396 | 0 | 119571482.8979 | 144115523.3807 | 421696.5034 | 30.9422 | 3864.3477 | 4657.5695 | 78.78 | 94.9509
1 | 4500 | 707 | 0.035 | 15 | 15 | 7 | 5.6234e-10 | 0 | Water | Porous | Wet | R245fa | MinimizeLCOE_Brownfield | IgnoreSilica | 157.6003 | 69.2487 | 7.7797 | 4 | 3845.7799 | 4634.5039 | 78.4014 | 94.4806 | 162.5454 | -5.0968e-06 | 31047438347.6143 | 9337032.0436 | 481037.647 | 9859047.4486 | 12578024.7177 | 24077.0464 | 228932.7094 | 0 | 12678179.1289 | 32986021.4414 | 22513637.4287 | 100685989.6117 | 3144235.0165 | 15845322.9242 | 15845322.9242 | 1478867.319 | 7219850.2396 | 0 | 119675547.5524 | 144219588.0353 | 562341.3252 | 31.1187 | 3845.7799 | 4634.5039 | 78.4014 | 94.4806
1 | 4500 | 707 | 0.035 | 15 | 15 | 7 | 7.4989e-10 | 0 | Water | Porous | Wet | R245fa | MinimizeLCOE_Brownfield | IgnoreSilica | 150 | 66.428 | 7.5615 | 4 | 3831.0897 | 4642.5711 | 78.1019 | 94.6451 | 163.1942 | -9.5448e-07 | 31277823287.2157 | 9090600.44 | 471281.3257 | 9531992.1325 | 12082865.1999 | 24077.0464 | 80271.3585 | 0 | 12199624.1261 | 31740919.4892 | 21663829.7621 | 96885460.8803 | 3144235.0165 | 15845322.9242 | 15845322.9242 | 1478867.319 | 7219850.2396 | 0 | 115875018.821 | 140419059.3038 | 749894.2093 | 30.246 | 3831.0897 | 4642.5711 | 78.1019 | 94.6451
1 | 4500 | 707 | 0.035 | 15 | 15 | 7 | 1e-09 | 0 | Water | Porous | Wet | R245fa | MinimizeLCOE_Brownfield | IgnoreSilica | 150 | 66.4272 | 7.5754 | 4 | 3815.8251 | 4625.8193 | 77.7908 | 94.3036 | 163.1932 | 0.0012909 | 31634399408.5115 | 9090482.7618 | 471271.1248 | 9531908.0513 | 12082695.7098 | 24077.0464 | 0 | 0 | 12168169.5307 | 31659081.084 | 21607973.3689 | 96635658.6775 | 3144235.0165 | 15845322.9242 | 15845322.9242 | 1478867.319 | 7219850.2396 | 0 | 115625216.6182 | 140169257.101 | 1000000 | 30.3015 | 3815.8251 | 4625.8193 | 77.7908 | 94.3036
1 | 4500 | 707 | 0.035 | 15 | 15 | 7 | 1.3335e-09 | 0 | Water | Porous | Wet | R245fa | MinimizeLCOE_Brownfield | IgnoreSilica | 152.0229 | 67.1818 | 7.6517 | 4 | 3807.0443 | 4608.9641 | 77.6117 | 93.96 | 163.0186 | 1.2949e-05 | 32117439432.6968 | 9156769.8014 | 473899.6247 | 9619654.9561 | 12215150.6436 | 24077.0464 | 0 | 0 | 12280925.3082 | 31952448.4877 | 21808202.65 | 97531128.5181 | 3144235.0165 | 15845322.9242 | 15845322.9242 | 1478867.319 | 7219850.2396 | 0 | 116520686.4588 | 141064726.9416 | 1333521.4322 | 30.6066 | 3807.0443 | 4608.9641 | 77.6117 | 93.96
1 | 4500 | 707 | 0.035 | 15 | 15 | 7 | 1.7783e-09 | 0 | Water | Porous | Wet | R245fa | MinimizeLCOE_Brownfield | IgnoreSilica | 153.5311 | 67.7393 | 7.7077 | 4 | 3800.7406 | 4596.8243 | 77.4832 | 93.7125 | 162.8858 | 0.00020461 | 32786158588.0554 | 9205432.8806 | 475811.5764 | 9684384.7693 | 12312894.0279 | 24077.0464 | 0 | 0 | 12364014.1172 | 32168628.525 | 21955749.9675 | 98190992.9104 | 3144235.0165 | 15845322.9242 | 15845322.9242 | 1478867.319 | 7219850.2396 | 0 | 117180550.8511 | 141724591.3339 | 1778279.41 | 30.831 | 3800.7406 | 4596.8243 | 77.4832 | 93.7125
1 | 4500 | 707 | 0.035 | 15 | 15 | 7 | 2.3714e-09 | 0 | Water | Porous | Wet | R245fa | MinimizeLCOE_Brownfield | IgnoreSilica | 154.676 | 68.1599 | 7.7499 | 4 | 3796.1056 | 4587.8615 | 77.3887 | 93.5298 | 162.7835 | 0.00014326 | 32036784147.3116 | 9241942.3681 | 477232.2633 | 9733174.8908 | 12386587.2907 | 24077.0464 | 0 | 0 | 12426575.4051 | 32331400.163 | 22066844.9551 | 98687834.3825 | 3144235.0165 | 15845322.9242 | 15845322.9242 | 1478867.319 | 7219850.2396 | 0 | 117677392.3232 | 142221432.806 | 2371373.7057 | 30.9995 | 3796.1056 | 4587.8615 | 77.3887 | 93.5298
1 | 4500 | 707 | 0.035 | 15 | 15 | 7 | 3.1623e-09 | 0 | Water | Porous | Wet | R245fa | MinimizeLCOE_Brownfield | IgnoreSilica | 155.5385 | 68.4754 | 7.7814 | 4 | 3792.7 | 4581.2522 | 77.3193 | 93.395 | 162.7057 | 0.00015427 | 31820791420.9736 | 9269206.0708 | 478284.6949 | 9769747.1837 | 12441837.3855 | 24077.0464 | 0 | 0 | 12473429.4287 | 32453304.7213 | 22150047.321 | 99059933.8522 | 3144235.0165 | 15845322.9242 | 15845322.9242 | 1478867.319 | 7219850.2396 | 0 | 118049491.7929 | 142593532.2757 | 3162277.6602 | 31.1254 | 3792.7 | 4581.2522 | 77.3193 | 93.395
1 | 4500 | 707 | 0.035 | 15 | 15 | 7 | 4.217e-09 | 0 | Water | Porous | Wet | R245fa | MinimizeLCOE_Brownfield | IgnoreSilica | 156.184 | 68.7163 | 7.8058 | 4 | 3789.9679 | 4576.0507 | 77.2636 | 93.289 | 162.6538 | 0.00065277 | 36540292093.5722 | 9290297.0543 | 479132.8308 | 9797607.1502 | 12484225.3743 | 24077.0464 | 0 | 0 | 12509382.3879 | 32546846.946 | 22213891.8115 | 99345460.6014 | 3144235.0165 | 15845322.9242 | 15845322.9242 | 1478867.319 | 7219850.2396 | 0 | 118335018.5421 | 142879059.0249 | 4216965.0343 | 31.2232 | 3789.9679 | 4576.0507 | 77.2636 | 93.289
1 | 4500 | 707 | 0.035 | 15 | 15 | 7 | 5.6234e-09 | 0 | Water | Porous | Wet | R245fa | MinimizeLCOE_Brownfield | IgnoreSilica | 156.6936 | 68.9067 | 7.8251 | 4 | 3787.8167 | 4571.9591 | 77.2198 | 93.2056 | 162.6132 | -2.7648e-05 | 36397449602.6223 | 9306949.1662 | 479803.5642 | 9819597.6339 | 12517716.7737 | 24077.0464 | 0 | 0 | 12537776.2319 | 32620721.904 | 22264312.9883 | 99570955.3087 | 3144235.0165 | 15845322.9242 | 15845322.9242 | 1478867.319 | 7219850.2396 | 0 | 118560513.2494 | 143104553.7322 | 5623413.2519 | 31.3005 | 3787.8167 | 4571.9591 | 77.2198 | 93.2056
1 | 4500 | 707 | 0.035 | 15 | 15 | 7 | 7.4989e-09 | 0 | Water | Porous | Wet | R245fa | MinimizeLCOE_Brownfield | IgnoreSilica | 157.066 | 69.0456 | 7.8392 | 4 | 3786.2587 | 4568.9926 | 77.188 | 93.1451 | 162.5834 | -5.2742e-05 | 31915788550.1177 | 9319083.0265 | 480291.0647 | 9835642.4875 | 12542157.5031 | 24077.0464 | 0 | 0 | 12558487.94 | 32674609.5197 | 22301092.3933 | 99735440.9812 | 3144235.0165 | 15845322.9242 | 15845322.9242 | 1478867.319 | 7219850.2396 | 0 | 118724998.9219 | 143269039.4047 | 7498942.0933 | 31.3568 | 3786.2587 | 4568.9926 | 77.188 | 93.1451
1 | 4500 | 707 | 0.035 | 15 | 15 | 7 | 1e-08 | 0 | Water | Porous | Wet | R245fa | MinimizeLCOE_Brownfield | IgnoreSilica | 157.3439 | 69.1491 | 7.8497 | 4 | 3785.1044 | 4566.7931 | 77.1645 | 93.1003 | 162.5611 | 2.1659e-05 | 32304631289.5389 | 9328112.6103 | 480653.1662 | 9847594.0528 | 12560365.5237 | 24077.0464 | 0 | 0 | 12573912.9358 | 32714742.1947 | 22328483.7686 | 99857941.2984 | 3144235.0165 | 15845322.9242 | 15845322.9242 | 1478867.319 | 7219850.2396 | 0 | 118847499.2392 | 143391539.722 | 10000000 | 31.3987 | 3785.1044 | 4566.7931 | 77.1645 | 93.1003
1 | 4600 | 707 | 0.035 | 15 | 15 | 7 | 1e-13 | 0 | Water | Porous | Wet | R245fa | MinimizeLCOE_Brownfield | IgnoreSilica | 0.65185 | 0.10345 | 0.00035754 | 4 | 14147011.7605 | 31768618.2014 | 288405.97 | 647646.2523 | 95.4605 | -4.5918e-05 | 1970205668.1292 | 69141.5985 | 2279.3761 | 56591.5908 | 47574.4822 | 24077.0464 | 49967.1017 | 0 | 97356.1663 | 253300.7742 | 172882.9832 | 773171.1194 | 3144235.0165 | 16315151.5233 | 16315151.5233 | 1478867.319 | 7407781.6792 | 0 | 20232557.6592 | 45434358.1808 | 100 | 0.0014302 | 14147011.7605 | 31768618.2014 | 288405.97 | 647646.2523
1 | 4600 | 707 | 0.035 | 15 | 15 | 7 | 1.3335e-13 | 0 | Water | Porous | Wet | R245fa | MinimizeLCOE_Brownfield | IgnoreSilica | 0.90004 | 0.18761 | 0.0050657 | 4 | 1014790.1064 | 2258540.351 | 20687.8689 | 46043.4 | 109.9193 | -5.4039e-05 | 12138205643.7811 | 114311.8144 | 4146.8646 | 90210.7562 | 62605.9233 | 24077.0464 | 60786.3023 | 0 | 138894.0959 | 361373.9464 | 246645.1439 | 1103051.8935 | 3144235.0165 | 16315151.5233 | 16315151.5233 | 1478867.319 | 7407781.6792 | 0 | 20562438.4333 | 45764238.9549 | 133.3521 | 0.020263 | 1014790.1064 | 2258540.351 | 20687.8689 | 46043.4
1 | 4600 | 707 | 0.035 | 15 | 15 | 7 | 1.7783e-13 | 0 | Water | Porous | Wet | R245fa | MinimizeLCOE_Brownfield | IgnoreSilica | 1.1584 | 0.28608 | 0.012585 | 4 | 415204.5661 | 915819.8023 | 8464.5067 | 18670.2254 | 120.2227 | -5.685e-05 | 18636524493.3046 | 162029.199 | 6292.327 | 125564.3277 | 79727.8019 | 24077.0464 | 68108.8428 | 0 | 181661.8225 | 472646.7981 | 322591.1516 | 1442699.3169 | 3144235.0165 | 16315151.5233 | 16315151.5233 | 1478867.319 | 7407781.6792 | 0 | 20902085.8567 | 46103886.3783 | 177.8279 | 0.050342 | 415204.5661 | 915819.8023 | 8464.5067 | 18670.2254
1 | 4600 | 707 | 0.035 | 15 | 15 | 7 | 2.3714e-13 | 0 | Water | Porous | Wet | R245fa | MinimizeLCOE_Brownfield | IgnoreSilica | 1.5094 | 0.43051 | 0.02466 | 4 | 216570.2043 | 472061.5399 | 4415.0765 | 9623.613 | 129.7677 | -6.0659e-05 | 24326954811.9872 | 225685.595 | 9342.5555 | 173043.3765 | 104689.7431 | 24077.0464 | 77645.7546 | 0 | 239648.7877 | 623516.987 | 425563.1556 | 1903213.0014 | 3144235.0165 | 16315151.5233 | 16315151.5233 | 1478867.319 | 7407781.6792 | 0 | 21362599.5412 | 46564400.0628 | 237.1374 | 0.098641 | 216570.2043 | 472061.5399 | 4415.0765 | 9623.613
1 | 4600 | 707 | 0.035 | 15 | 15 | 7 | 3.1623e-13 | 0 | Water | Porous | Wet | R245fa | MinimizeLCOE_Brownfield | IgnoreSilica | 1.953 | 0.6234 | 0.042227 | 4 | 129839.1511 | 279044.8663 | 2646.9467 | 5688.707 | 137.7255 | -6.3478e-05 | 28950815875.0058 | 303006.4538 | 13246.3595 | 231491.9878 | 138173.0753 | 24077.0464 | 87898.1942 | 0 | 311178.3156 | 809622.1457 | 552583.7505 | 2471277.3287 | 3144235.0165 | 16315151.5233 | 16315151.5233 | 1478867.319 | 7407781.6792 | 0 | 21930663.8685 | 47132464.3901 | 316.2278 | 0.16891 | 129839.1511 | 279044.8663 | 2646.9467 | 5688.707
1 | 4600 | 707 | 0.035 | 15 | 15 | 7 | 4.217e-13 | 0 | Water | Porous | Wet | R245fa | MinimizeLCOE_Brownfield | IgnoreSilica | 2.5572 | 0.89646 | 0.068099 | 4 | 83271.0954 | 175790.0628 | 1697.5939 | 3583.7182 | 144.6737 | -6.702e-05 | 32423902009.5687 | 402571.8013 | 18485.5536 | 308162.7308 | 186051.6407 | 24077.0464 | 101357.1812 | 0 | 405875.3221 | 1056004.3316 | 720744.655 | 3223330.2628 | 3144235.0165 | 16315151.5233 | 16315151.5233 | 1478867.319 | 7407781.6792 | 0 | 22682716.8026 | 47884517.3242 | 421.6965 | 0.2724 | 83271.0954 | 175790.0628 | 1697.5939 | 3583.7182
1 | 4600 | 707 | 0.035 | 15 | 15 | 7 | 5.6234e-13 | 0 | Water | Porous | Wet | R245fa | MinimizeLCOE_Brownfield | IgnoreSilica | 3.3538 | 1.2662 | 0.1044 | 4 | 56597.6834 | 116946.5523 | 1153.8203 | 2384.1137 | 150.3682 | -7.0201e-05 | 34966693491.3455 | 525158.1685 | 25144.5728 | 404698.677 | 251683.2081 | 24077.0464 | 117501.1533 | 0 | 525822.5021 | 1368082.2895 | 933744.2739 | 4175911.8914 | 3144235.0165 | 16315151.5233 | 16315151.5233 | 1478867.319 | 7407781.6792 | 0 | 23635298.4312 | 48837098.9528 | 562.3413 | 0.4176 | 56597.6834 | 116946.5523 | 1153.8203 | 2384.1137
1 | 4600 | 707 | 0.035 | 15 | 15 | 7 | 7.4989e-13 | 0 | Water | Porous | Wet | R245fa | MinimizeLCOE_Brownfield | IgnoreSilica | 4.399 | 1.7598 | 0.15414 | 4 | 40271.3395 | 81147.0192 | 820.9857 | 1654.2917 | 154.9336 | -7.2793e-05 | 36804003804.8184 | 674220.8884 | 33427.364 | 525026.1317 | 340348.6427 | 24077.0464 | 136632.517 | 0 | 676155.7102 | 1759218.4593 | 1200702.7468 | 5369809.5064 | 3144235.0165 | 16315151.5233 | 16315151.5233 | 1478867.319 | 7407781.6792 | 0 | 24829196.0462 | 50030996.5678 | 749.8942 | 0.61655 | 40271.3395 | 81147.0192 | 820.9857 | 1654.2917
1 | 4600 | 707 | 0.035 | 15 | 15 | 7 | 1e-12 | 0 | Water | Porous | Wet | R245fa | MinimizeLCOE_Brownfield | IgnoreSilica | 5.7757 | 2.4171 | 0.22153 | 4 | 29710.4164 | 58151.1286 | 605.687 | 1185.4894 | 158.5572 | -7.4868e-05 | 38086161252.4101 | 855339.8372 | 43645.4507 | 675092.4685 | 459606.8265 | 24077.0464 | 159531.9487 | 0 | 864744.4954 | 2249887.7937 | 1535594.6497 | 6867520.5169 | 3144235.0165 | 16315151.5233 | 16315151.5233 | 1478867.319 | 7407781.6792 | 0 | 26326907.0567 | 51528707.5783 | 1000 | 0.88612 | 29710.4164 | 58151.1286 | 605.687 | 1185.4894
1 | 4600 | 707 | 0.035 | 15 | 15 | 7 | 1.3335e-12 | 0 | Water | Porous | Wet | R245fa | MinimizeLCOE_Brownfield | IgnoreSilica | 7.6394 | 3.3112 | 0.31363 | 4 | 22521.067 | 42609.9166 | 459.1224 | 868.6608 | 161.4198 | -7.7121e-05 | 38458133861.6492 | 1080104.4326 | 56423.7565 | 866650.7672 | 623106.1533 | 24077.0464 | 188821.4983 | 0 | 1107281.6252 | 2880919.654 | 1966286.8608 | 8793671.7943 | 3144235.0165 | 16315151.5233 | 16315151.5233 | 1478867.319 | 7407781.6792 | 0 | 28253058.3341 | 53454858.8557 | 1333.5214 | 1.2545 | 22521.067 | 42609.9166 | 459.1224 | 868.6608
1 | 4600 | 707 | 0.035 | 15 | 15 | 7 | 1.7783e-12 | 0 | Water | Porous | Wet | R245fa | MinimizeLCOE_Brownfield | IgnoreSilica | 10.0869 | 4.475 | 0.43332 | 4 | 17666.1822 | 32206.2827 | 360.149 | 656.5686 | 163.3423 | -7.8486e-05 | 36788060019.425 | 1346171.8531 | 71458.1537 | 1101261.4434 | 836692.1333 | 24077.0464 | 223767.9377 | 0 | 1405337.1414 | 3656398.9675 | 2495567.4268 | 11160732.1033 | 3144235.0165 | 16315151.5233 | 16315151.5233 | 1478867.319 | 7407781.6792 | 0 | 30620118.6431 | 55821919.1647 | 1778.2794 | 1.7333 | 17666.1822 | 32206.2827 | 360.149 | 656.5686
1 | 4600 | 707 | 0.035 | 15 | 15 | 7 | 2.3714e-12 | 0 | Water | Porous | Wet | R245fa | MinimizeLCOE_Brownfield | IgnoreSilica | 13.381 | 6.086 | 0.60311 | 4 | 13985.1197 | 24431.7089 | 285.1056 | 498.0734 | 165.4163 | -8.0236e-05 | 43130328278.5529 | 1687133.428 | 91163.399 | 1406231.5804 | 1134873.5224 | 24077.0464 | 266707.4703 | 0 | 1797972.7141 | 4677956.1873 | 3192801.2202 | 14278916.5682 | 3144235.0165 | 16315151.5233 | 16315151.5233 | 1478867.319 | 7407781.6792 | 0 | 33738303.108 | 58940103.6296 | 2371.3737 | 2.4124 | 13985.1197 | 24431.7089 | 285.1056 | 498.0734
1 | 4600 | 707 | 0.035 | 15 | 15 | 7 | 3.1623e-12 | 0 | Water | Porous | Wet | R245fa | MinimizeLCOE_Brownfield | IgnoreSilica | 17.7294 | 8.1969 | 0.82493 | 4 | 11398.1392 | 19035.7044 | 232.3665 | 388.0686 | 166.7953 | -8.1324e-05 | 40121843104.5857 | 2094496.3265 | 114503.3994 | 1782632.0065 | 1526216.597 | 24077.0464 | 318506.1028 | 0 | 2285568.2766 | 5946579.8212 | 4058662.918 | 18151242.4943 | 3144235.0165 | 16315151.5233 | 16315151.5233 | 1478867.319 | 7407781.6792 | 0 | 37610629.0341 | 62812429.5557 | 3162.2777 | 3.2997 | 11398.1392 | 19035.7044 | 232.3665 | 388.0686
1 | 4600 | 707 | 0.035 | 15 | 15 | 7 | 4.217e-12 | 0 | Water | Porous | Wet | R245fa | MinimizeLCOE_Brownfield | IgnoreSilica | 23.5099 | 11.0008 | 1.1186 | 4 | 9500.023 | 15132.4684 | 193.6708 | 308.4958 | 167.8139 | -8.2652e-05 | 40214790036.2607 | 2590472.3595 | 142793.4843 | 2253924.9702 | 2046795.5957 | 24077.0464 | 383204.5031 | 0 | 2902094.5041 | 7550654.5981 | 5153476.9137 | 23047493.975 | 3144235.0165 | 16315151.5233 | 16315151.5233 | 1478867.319 | 7407781.6792 | 0 | 42506880.5148 | 67708681.0364 | 4216.965 | 4.4744 | 9500.023 | 15132.4684 | 193.6708 | 308.4958
1 | 4600 | 707 | 0.035 | 15 | 15 | 7 | 5.6234e-12 | 0 | Water | Porous | Wet | R245fa | MinimizeLCOE_Brownfield | IgnoreSilica | 31.1347 | 14.7011 | 1.5081 | 4 | 8066.3461 | 12244.133 | 164.4434 | 249.6132 | 168.5872 | -8.3118e-05 | 40310734255.9251 | 3191798.8558 | 176962.2256 | 2840636.5674 | 2734613.975 | 24077.0464 | 459456.3319 | 0 | 3676742.5508 | 9566129.9136 | 6529080.2303 | 29199497.6968 | 3144235.0165 | 16315151.5233 | 16315151.5233 | 1478867.319 | 7407781.6792 | 0 | 48658884.2366 | 73860684.7582 | 5623.4133 | 6.0323 | 8066.3461 | 12244.133 | 164.4434 | 249.6132
1 | 4600 | 707 | 0.035 | 15 | 15 | 7 | 7.4989e-12 | 0 | Water | Porous | Wet | R245fa | MinimizeLCOE_Brownfield | IgnoreSilica | 41.1347 | 19.5562 | 2.0196 | 4 | 6977.6209 | 10097.3357 | 142.2482 | 205.8478 | 169.1728 | -8.3371e-05 | 40333672377.4197 | 3917722.4202 | 218021.4202 | 3567481.55 | 3637779.7476 | 24077.0464 | 551120.2995 | 0 | 4647318.9687 | 12091370.6604 | 8252608.9286 | 36907501.0417 | 3144235.0165 | 16315151.5233 | 16315151.5233 | 1478867.319 | 7407781.6792 | 0 | 56366887.5815 | 81568688.1031 | 7498.9421 | 8.0782 | 6977.6209 | 10097.3357 | 142.2482 | 205.8478
1 | 4600 | 707 | 0.035 | 15 | 15 | 7 | 1e-11 | 0 | Water | Porous | Wet | R245fa | MinimizeLCOE_Brownfield | IgnoreSilica | 54.0849 | 25.841 | 2.6819 | 4 | 6144.3982 | 8493.6565 | 125.2619 | 173.1547 | 169.6018 | -8.3365e-05 | 40132490004.9485 | 4783874.4728 | 266757.9042 | 4456870.1695 | 4807191.1672 | 24077.0464 | 659998.7834 | 0 | 5849520.122 | 15219251.4558 | 10387451.8429 | 46454992.9641 | 3144235.0165 | 16315151.5233 | 16315151.5233 | 1478867.319 | 7407781.6792 | 0 | 65914379.5039 | 91116180.0254 | 10000 | 10.7276 | 6144.3982 | 8493.6565 | 125.2619 | 173.1547
1 | 4600 | 707 | 0.035 | 15 | 15 | 7 | 1.3335e-11 | 0 | Water | Porous | Wet | R245fa | MinimizeLCOE_Brownfield | IgnoreSilica | 70.5474 | 33.7957 | 3.5165 | 4 | 5509.5577 | 7301.261 | 112.3198 | 148.8461 | 169.8285 | -8.3043e-05 | 39059291068.236 | 5794716.0608 | 323023.3984 | 5523214.7534 | 6285363.1669 | 24077.0464 | 787863.6533 | 0 | 7307920.6509 | 19013710.4729 | 12977248.0904 | 58037137.2934 | 3144235.0165 | 16315151.5233 | 16315151.5233 | 1478867.319 | 7407781.6792 | 0 | 77496523.8332 | 102698324.3547 | 13335.2143 | 14.0658 | 5509.5577 | 7301.261 | 112.3198 | 148.8461
1 | 4600 | 707 | 0.035 | 15 | 15 | 7 | 1.7783e-11 | 0 | Water | Porous | Wet | R245fa | MinimizeLCOE_Brownfield | IgnoreSilica | 90.7326 | 43.3824 | 4.5057 | 4 | 5042.3559 | 6440.6965 | 102.7952 | 131.3023 | 169.6645 | -8.2089e-05 | 36057593827.7212 | 6915239.9634 | 383745.8745 | 6745457.0613 | 8056100.8854 | 24077.0464 | 933621.5285 | 0 | 8992714.5202 | 23397198.5222 | 15969068.7558 | 71417224.1577 | 3144235.0165 | 16315151.5233 | 16315151.5233 | 1478867.319 | 7407781.6792 | 0 | 90876610.6975 | 116078411.2191 | 17782.7941 | 18.0226 | 5042.3559 | 6440.6965 | 102.7952 | 131.3023
1 | 4600 | 707 | 0.035 | 15 | 15 | 7 | 2.3714e-11 | 0 | Water | Porous | Wet | R245fa | MinimizeLCOE_Brownfield | IgnoreSilica | 108.725 | 51.6438 | 5.3926 | 4 | 4719.3367 | 5887.6797 | 96.2101 | 120.0283 | 169.0952 | -7.4949e-05 | 33086833887.1086 | 7807133.1755 | 429721.5873 | 7758462.3395 | 9564249.3047 | 24077.0464 | 1000973.3938 | 0 | 10368000.5704 | 26975410.7147 | 18411272.1021 | 82339300.2342 | 3144235.0165 | 16315151.5233 | 16315151.5233 | 1478867.319 | 7407781.6792 | 0 | 101798686.774 | 127000487.2956 | 23713.7371 | 21.5705 | 4719.3367 | 5887.6797 | 96.2101 | 120.0283
1 | 4600 | 707 | 0.035 | 15 | 15 | 7 | 3.1623e-11 | 0 | Water | Porous | Wet | R245fa | MinimizeLCOE_Brownfield | IgnoreSilica | 118.4887 | 55.9665 | 5.9727 | 4 | 4478.8592 | 5533.7418 | 91.3076 | 112.8128 | 168.616 | -6.0725e-05 | 33102045267.6806 | 8248308.3489 | 451308.3832 | 8276919.3525 | 10344085.5035 | 24077.0464 | 920128.8804 | 0 | 11023282.7308 | 28680320.4794 | 19574908.0488 | 87543338.7739 | 3144235.0165 | 16315151.5233 | 16315151.5233 | 1478867.319 | 7407781.6792 | 0 | 107002725.3137 | 132204525.8353 | 31622.7766 | 23.8906 | 4478.8592 | 5533.7418 | 91.3076 | 112.8128
1 | 4600 | 707 | 0.035 | 15 | 15 | 7 | 4.217e-11 | 0 | Water | Porous | Wet | R245fa | MinimizeLCOE_Brownfield | IgnoreSilica | 126.7474 | 59.5227 | 6.469 | 4 | 4294.1934 | 5268.1315 | 87.5429 | 107.398 | 168.1215 | -4.8193e-05 | 32985105839.8739 | 8598109.3035 | 467699.1172 | 8698451.646 | 10980269.7883 | 24077.0464 | 824692.1343 | 0 | 11541386.6239 | 30028320.5315 | 20494945.783 | 91657951.9741 | 3144235.0165 | 16315151.5233 | 16315151.5233 | 1478867.319 | 7407781.6792 | 0 | 111117338.5139 | 136319139.0355 | 42169.6503 | 25.8762 | 4294.1934 | 5268.1315 | 87.5429 | 107.398
1 | 4600 | 707 | 0.035 | 15 | 15 | 7 | 5.6234e-11 | 0 | Water | Porous | Wet | R245fa | MinimizeLCOE_Brownfield | IgnoreSilica | 134.2692 | 62.6804 | 6.9083 | 4 | 4150.4131 | 5062.4237 | 84.6118 | 103.2044 | 167.6156 | -3.7868e-05 | 32672855515.7803 | 8899606.015 | 481330.3044 | 9069264.9949 | 11541329.9984 | 24077.0464 | 730963.5904 | 0 | 11991163.0603 | 31198546.5572 | 21293649.0913 | 95229930.6583 | 3144235.0165 | 16315151.5233 | 16315151.5233 | 1478867.319 | 7407781.6792 | 0 | 114689317.1982 | 139891117.7197 | 56234.1325 | 27.6332 | 4150.4131 | 5062.4237 | 84.6118 | 103.2044
1 | 4600 | 707 | 0.035 | 15 | 15 | 7 | 7.4989e-11 | 0 | Water | Porous | Wet | R245fa | MinimizeLCOE_Brownfield | IgnoreSilica | 139.8071 | 64.9441 | 7.2439 | 4 | 4041.9571 | 4911.722 | 82.4008 | 100.1321 | 167.1957 | -2.9208e-05 | 32470660121.4108 | 9109575.4381 | 490406.5314 | 9333400.8535 | 11940721.082 | 24077.0464 | 632332.9185 | 0 | 12296900.4093 | 31994012.4238 | 21836570.8904 | 97657997.5933 | 3144235.0165 | 16315151.5233 | 16315151.5233 | 1478867.319 | 7407781.6792 | 0 | 117117384.1332 | 142319184.6547 | 74989.4209 | 28.9754 | 4041.9571 | 4911.722 | 82.4008 | 100.1321
1 | 4600 | 707 | 0.035 | 15 | 15 | 7 | 1e-10 | 0 | Water | Porous | Wet | R245fa | MinimizeLCOE_Brownfield | IgnoreSilica | 144.4844 | 66.8163 | 7.5199 | 4 | 3958.8928 | 4796.7335 | 80.7074 | 97.7879 | 166.8156 | -2.2421e-05 | 32167043519.0394 | 9279587.2252 | 497515.2564 | 9550821.8721 | 12269395.0054 | 24077.0464 | 543226.298 | 0 | 12544202.8543 | 32637442.6571 | 22275725.2458 | 99621993.4606 | 3144235.0165 | 16315151.5233 | 16315151.5233 | 1478867.319 | 7407781.6792 | 0 | 119081380.0004 | 144283180.522 | 100000 | 30.0795 | 3958.8928 | 4796.7335 | 80.7074 | 97.7879
1 | 4600 | 707 | 0.035 | 15 | 15 | 7 | 1.3335e-10 | 0 | Water | Porous | Wet | R245fa | MinimizeLCOE_Brownfield | IgnoreSilica | 147.836 | 68.1333 | 7.7262 | 4 | 3895.2785 | 4710.7403 | 79.4105 | 96.0348 | 166.5282 | -1.6921e-05 | 32044620709.615 | 9397178.0134 | 502294.8084 | 9703249.1632 | 12499653.6796 | 24077.0464 | 458535.7192 | 0 | 12708145.4877 | 33063987.76 | 22566851.0432 | 100923972.7211 | 3144235.0165 | 16315151.5233 | 16315151.5233 | 1478867.319 | 7407781.6792 | 0 | 120383359.2609 | 145585159.7824 | 133352.1432 | 30.9049 | 3895.2785 | 4710.7403 | 79.4105 | 96.0348
1 | 4600 | 707 | 0.035 | 15 | 15 | 7 | 1.7783e-10 | 0 | Water | Porous | Wet | R245fa | MinimizeLCOE_Brownfield | IgnoreSilica | 150.3038 | 69.0908 | 7.8822 | 4 | 3846.6125 | 4645.943 | 78.4184 | 94.7138 | 166.3086 | -1.2595e-05 | 31998340927.6778 | 9481515.594 | 505636.1289 | 9813832.1735 | 12666612.7983 | 24077.0464 | 382311.3106 | 0 | 12820854.1702 | 33357232.632 | 22766996.6939 | 101819068.5479 | 3144235.0165 | 16315151.5233 | 16315151.5233 | 1478867.319 | 7407781.6792 | 0 | 121278455.0877 | 146480255.6093 | 177827.941 | 31.5286 | 3846.6125 | 4645.943 | 78.4184 | 94.7138
1 | 4600 | 707 | 0.035 | 15 | 15 | 7 | 2.3714e-10 | 0 | Water | Porous | Wet | R245fa | MinimizeLCOE_Brownfield | IgnoreSilica | 152.0165 | 69.749 | 7.9962 | 4 | 3809.3477 | 4597.2774 | 77.6587 | 93.7217 | 166.152 | -9.1908e-06 | 32039367381.4482 | 9538889.6 | 507863.0154 | 9889730.4484 | 12781136.5554 | 24077.0464 | 314028.0029 | 0 | 12891732.6207 | 33541643.8211 | 22892861.1197 | 102381962.2299 | 3144235.0165 | 16315151.5233 | 16315151.5233 | 1478867.319 | 7407781.6792 | 0 | 121841348.7698 | 147043149.2913 | 237137.3706 | 31.9848 | 3809.3477 | 4597.2774 | 77.6587 | 93.7217
1 | 4600 | 707 | 0.035 | 15 | 15 | 7 | 3.1623e-10 | 0 | Water | Porous | Wet | R245fa | MinimizeLCOE_Brownfield | IgnoreSilica | 157.4345 | 71.8185 | 8.2145 | 4 | 3781.0143 | 4548.0019 | 77.0811 | 92.7172 | 165.6667 | -8.3061e-06 | 32322714680.9051 | 9718267.8863 | 514841.3135 | 10127488.5392 | 13141346.8337 | 24077.0464 | 303238.1835 | 0 | 13193411.323 | 34326549.9217 | 23428575.6616 | 104777796.709 | 3144235.0165 | 16315151.5233 | 16315151.5233 | 1478867.319 | 7407781.6792 | 0 | 124237183.2488 | 149438983.7704 | 316227.766 | 32.8582 | 3781.0143 | 4548.0019 | 77.0811 | 92.7172
1 | 4600 | 707 | 0.035 | 15 | 15 | 7 | 4.217e-10 | 0 | Water | Porous | Wet | R245fa | MinimizeLCOE_Brownfield | IgnoreSilica | 157.4 | 71.8031 | 8.2496 | 4 | 3758.6998 | 4522.4302 | 76.6262 | 92.1959 | 165.6671 | -5.8773e-06 | 32301520263.898 | 9716801.0425 | 514767.0393 | 10125748.8255 | 13138550.5854 | 24077.0464 | 242646.3717 | 0 | 13167410.4552 | 34258900.9973 | 23382403.8807 | 104571306.2441 | 3144235.0165 | 16315151.5233 | 16315151.5233 | 1478867.319 | 7407781.6792 | 0 | 124030692.7839 | 149232493.3055 | 421696.5034 | 32.9983 | 3758.6998 | 4522.4302 | 76.6262 | 92.1959
1 | 4600 | 707 | 0.035 | 15 | 15 | 7 | 5.6234e-10 | 0 | Water | Porous | Wet | R245fa | MinimizeLCOE_Brownfield | IgnoreSilica | 158.5749 | 72.2534 | 8.3154 | 4 | 3741.5366 | 4499.2246 | 76.2763 | 91.7228 | 165.5678 | -4.5306e-06 | 32719509443.0012 | 9755798.3222 | 516308.6857 | 10177267.927 | 13217126.2263 | 24077.0464 | 207048.5267 | 0 | 13220074.4264 | 34395921.8473 | 23475923.4263 | 104989546.4343 | 3144235.0165 | 16315151.5233 | 16315151.5233 | 1478867.319 | 7407781.6792 | 0 | 124448932.9741 | 149650733.4957 | 562341.3252 | 33.2615 | 3741.5366 | 4499.2246 | 76.2763 | 91.7228
1 | 4600 | 707 | 0.035 | 15 | 15 | 7 | 7.4989e-10 | 0 | Water | Porous | Wet | R245fa | MinimizeLCOE_Brownfield | IgnoreSilica | 150 | 68.9617 | 8.0466 | 4 | 3726.3709 | 4509.3709 | 75.9671 | 91.9296 | 166.3215 | 0.028695 | 33116819791.5881 | 9469444.6368 | 505067.6294 | 9799059.0702 | 12643468.8843 | 24077.0464 | 0 | 0 | 12652035.7341 | 32918001.6909 | 22467212.5513 | 100478367.2433 | 3144235.0165 | 16315151.5233 | 16315151.5233 | 1478867.319 | 7407781.6792 | 0 | 119937753.7832 | 145139554.3047 | 749894.2093 | 32.1862 | 3726.3709 | 4509.3709 | 75.9671 | 91.9296
1 | 4600 | 707 | 0.035 | 15 | 15 | 7 | 1e-09 | 0 | Water | Porous | Wet | R245fa | MinimizeLCOE_Brownfield | IgnoreSilica | 153.1439 | 70.1729 | 8.1707 | 4 | 3713.406 | 4484.5131 | 75.7028 | 91.4229 | 166.0392 | 0.00039067 | 35741800709.7614 | 9575172.2075 | 509198.9447 | 9938644.7936 | 12854460.706 | 24077.0464 | 0 | 0 | 12831605.9423 | 33385206.5376 | 22786089.4593 | 101904455.6373 | 3144235.0165 | 16315151.5233 | 16315151.5233 | 1478867.319 | 7407781.6792 | 0 | 121363842.1771 | 146565642.6987 | 1000000 | 32.6826 | 3713.406 | 4484.5131 | 75.7028 | 91.4229
1 | 4600 | 707 | 0.035 | 15 | 15 | 7 | 1.3335e-09 | 0 | Water | Porous | Wet | R245fa | MinimizeLCOE_Brownfield | IgnoreSilica | 155.0975 | 70.9152 | 8.2462 | 4 | 3705.7794 | 4469.8234 | 75.5473 | 91.1234 | 165.8588 | -8.9538e-05 | 32175471225.5862 | 9639364.3712 | 511668.8514 | 10024021.8326 | 12983434.886 | 24077.0464 | 0 | 0 | 12941201.1251 | 33670350.7221 | 22980706.2244 | 102774825.0591 | 3144235.0165 | 16315151.5233 | 16315151.5233 | 1478867.319 | 7407781.6792 | 0 | 122234211.5989 | 147436012.1205 | 1333521.4322 | 32.9848 | 3705.7794 | 4469.8234 | 75.5473 | 91.1234
1 | 4600 | 707 | 0.035 | 15 | 15 | 7 | 1.7783e-09 | 0 | Water | Porous | Wet | R245fa | MinimizeLCOE_Brownfield | IgnoreSilica | 156.5713 | 71.4786 | 8.3039 | 4 | 3699.9535 | 4458.6907 | 75.4286 | 90.8964 | 165.7297 | 0.00029721 | 36020778856.5253 | 9688226.2874 | 513585.9289 | 10088648.8245 | 13081584.3004 | 24077.0464 | 0 | 0 | 13024487.7312 | 33887045.3867 | 23128604.7856 | 103436260.2911 | 3144235.0165 | 16315151.5233 | 16315151.5233 | 1478867.319 | 7407781.6792 | 0 | 122895646.831 | 148097447.3525 | 1778279.41 | 33.2155 | 3699.9535 | 4458.6907 | 75.4286 | 90.8964
1 | 4600 | 707 | 0.035 | 15 | 15 | 7 | 2.3714e-09 | 0 | Water | Porous | Wet | R245fa | MinimizeLCOE_Brownfield | IgnoreSilica | 157.6922 | 71.9105 | 8.3484 | 4 | 3695.4441 | 4450.1371 | 75.3366 | 90.7221 | 165.6369 | 0.00055993 | 37321419450.5665 | 9725823.2414 | 515088.6884 | 10138088.7913 | 13157048.6747 | 24077.0464 | 0 | 0 | 13088449.3124 | 34053460.3008 | 23242186.3839 | 103944222.4391 | 3144235.0165 | 16315151.5233 | 16315151.5233 | 1478867.319 | 7407781.6792 | 0 | 123403608.9789 | 148605409.5005 | 2371373.7057 | 33.3934 | 3695.4441 | 4450.1371 | 75.3366 | 90.7221
1 | 4600 | 707 | 0.035 | 15 | 15 | 7 | 3.1623e-09 | 0 | Water | Porous | Wet | R245fa | MinimizeLCOE_Brownfield | IgnoreSilica | 158.5424 | 72.237 | 8.3819 | 4 | 3692.0945 | 4443.7683 | 75.2683 | 90.5922 | 165.5659 | 0.00054614 | 37004644160.8376 | 9754131.0103 | 516212.7469 | 10175429.4446 | 13214054.1768 | 24077.0464 | 0 | 0 | 13136722.7257 | 34179057.82 | 23327909.2716 | 104327594.2424 | 3144235.0165 | 16315151.5233 | 16315151.5233 | 1478867.319 | 7407781.6792 | 0 | 123786980.7822 | 148988781.3037 | 3162277.6602 | 33.5276 | 3692.0945 | 4443.7683 | 75.2683 | 90.5922
1 | 4600 | 707 | 0.035 | 15 | 15 | 7 | 4.217e-09 | 0 | Water | Porous | Wet | R245fa | MinimizeLCOE_Brownfield | IgnoreSilica | 159.1855 | 72.4832 | 8.4071 | 4 | 3689.6008 | 4439.0178 | 75.2175 | 90.4954 | 165.5118 | 0.00041023 | 35983686004.4385 | 9775424.6064 | 517054.0211 | 10203584.546 | 13257041.9084 | 24077.0464 | 0 | 0 | 13173101.03 | 34273706.7055 | 23392509.0807 | 104616498.9444 | 3144235.0165 | 16315151.5233 | 16315151.5233 | 1478867.319 | 7407781.6792 | 0 | 124075885.4843 | 149277686.0058 | 4216965.0343 | 33.6285 | 3689.6008 | 4439.0178 | 75.2175 | 90.4954
1 | 4600 | 707 | 0.035 | 15 | 15 | 7 | 5.6234e-09 | 0 | Water | Porous | Wet | R245fa | MinimizeLCOE_Brownfield | IgnoreSilica | 159.6756 | 72.6705 | 8.4263 | 4 | 3687.7232 | 4435.4357 | 75.1792 | 90.4224 | 165.4705 | 1.1036e-05 | 37780661900.7916 | 9791584.2931 | 517690.0006 | 10224990.1086 | 13289727.3526 | 24077.0464 | 0 | 0 | 13200746.8325 | 34345635.4126 | 23441601.9014 | 104836052.9478 | 3144235.0165 | 16315151.5233 | 16315151.5233 | 1478867.319 | 7407781.6792 | 0 | 124295439.4876 | 149497240.0091 | 5623413.2519 | 33.7052 | 3687.7232 | 4435.4357 | 75.1792 | 90.4224
1 | 4600 | 707 | 0.035 | 15 | 15 | 7 | 7.4989e-09 | 0 | Water | Porous | Wet | R245fa | MinimizeLCOE_Brownfield | IgnoreSilica | 160.0286 | 72.8053 | 8.4401 | 4 | 3686.3828 | 4432.8758 | 75.1519 | 90.3702 | 165.4406 | 0.00044702 | 35977614246.8151 | 9803188.1885 | 518145.3681 | 10240381.6469 | 13313231.295 | 24077.0464 | 0 | 0 | 13220619.1825 | 34397339.191 | 23476890.7925 | 104993872.7108 | 3144235.0165 | 16315151.5233 | 16315151.5233 | 1478867.319 | 7407781.6792 | 0 | 124453259.2507 | 149655059.7722 | 7498942.0933 | 33.7603 | 3686.3828 | 4432.8758 | 75.1519 | 90.3702
1 | 4600 | 707 | 0.035 | 15 | 15 | 7 | 1e-08 | 0 | Water | Porous | Wet | R245fa | MinimizeLCOE_Brownfield | IgnoreSilica | 160.3064 | 72.9112 | 8.4509 | 4 | 3685.3349 | 4430.8728 | 75.1305 | 90.3293 | 165.417 | 0.00017174 | 34175573050.8452 | 9812299.7012 | 518502.1807 | 10252479.1362 | 13331706.2203 | 24077.0464 | 0 | 0 | 13236235.0711 | 34437968.5298 | 23504621.1511 | 105117889.0369 | 3144235.0165 | 16315151.5233 | 16315151.5233 | 1478867.319 | 7407781.6792 | 0 | 124577275.5767 | 149779076.0983 | 10000000 | 33.8035 | 3685.3349 | 4430.8728 | 75.1305 | 90.3293
1 | 4700 | 707 | 0.035 | 15 | 15 | 7 | 1e-13 | 0 | Water | Porous | Wet | R245fa | MinimizeLCOE_Brownfield | IgnoreSilica | 0.71482 | 0.12552 | 0.0011448 | 4 | 4543139.5342 | 10192093.9112 | 92618.0445 | 207779.6202 | 100.5294 | -5.148e-05 | 6251578522.305 | 81749.9361 | 2786.7793 | 65827.1626 | 51501.5805 | 24077.0464 | 54605.3578 | 0 | 109413.6665 | 284671.9164 | 194294.4323 | 868927.8779 | 3144235.0165 | 16790840.2133 | 16790840.2133 | 1478867.319 | 7598057.1552 | 0 | 20804003.1077 | 46671767.7953 | 100 | 0.0045792 | 4543139.5342 | 10192093.9112 | 92618.0445 | 207779.6202
1 | 4700 | 707 | 0.035 | 15 | 15 | 7 | 1.3335e-13 | 0 | Water | Porous | Wet | R245fa | MinimizeLCOE_Brownfield | IgnoreSilica | 0.91949 | 0.1985 | 0.0061285 | 4 | 859764.542 | 1914997.1141 | 17527.4631 | 39039.8064 | 111.9685 | -5.4308e-05 | 13997175324.529 | 120277.5503 | 4421.5588 | 94249.0461 | 64362.2013 | 24077.0464 | 61011.374 | 0 | 143675.523 | 373814.2389 | 255135.8991 | 1141024.4378 | 3144235.0165 | 16790840.2133 | 16790840.2133 | 1478867.319 | 7598057.1552 | 0 | 21076099.6676 | 46943864.3551 | 133.3521 | 0.024514 | 859764.542 | 1914997.1141 | 17527.4631 | 39039.8064
1 | 4700 | 707 | 0.035 | 15 | 15 | 7 | 1.7783e-13 | 0 | Water | Porous | Wet | R245fa | MinimizeLCOE_Brownfield | IgnoreSilica | 1.1973 | 0.30844 | 0.014705 | 4 | 364715.4316 | 804498.3524 | 7435.2174 | 16400.7871 | 122.9463 | -5.841e-05 | 21052897087.8927 | 173128.0977 | 6844.218 | 133119.6658 | 83358.8948 | 24077.0464 | 69346.486 | 0 | 191051.0194 | 497075.5625 | 339264.2853 | 1517265.2758 | 3144235.0165 | 16790840.2133 | 16790840.2133 | 1478867.319 | 7598057.1552 | 0 | 21452340.5056 | 47320105.1931 | 177.8279 | 0.058819 | 364715.4316 | 804498.3524 | 7435.2174 | 16400.7871
1 | 4700 | 707 | 0.035 | 15 | 15 | 7 | 2.3714e-13 | 0 | Water | Porous | Wet | R245fa | MinimizeLCOE_Brownfield | IgnoreSilica | 1.5483 | 0.45847 | 0.027855 | 4 | 196763.2295 | 428925.7057 | 4011.2846 | 8744.2307 | 132.3711 | -6.1783e-05 | 27060337512.0047 | 238721.0339 | 10055.6095 | 181668.2447 | 109208.373 | 24077.0464 | 78280.9259 | 0 | 250384.381 | 651448.7986 | 444627.191 | 1988471.604 | 3144235.0165 | 16790840.2133 | 16790840.2133 | 1478867.319 | 7598057.1552 | 0 | 21923546.8338 | 47791311.5213 | 237.1374 | 0.11142 | 196763.2295 | 428925.7057 | 4011.2846 | 8744.2307
1 | 4700 | 707 | 0.035 | 15 | 15 | 7 | 3.1623e-13 | 0 | Water | Porous | Wet | R245fa | MinimizeLCOE_Brownfield | IgnoreSilica | 2.0114 | 0.66758 | 0.047461 | 4 | 118697.4068 | 254956.443 | 2419.8072 | 5197.6319 | 140.5858 | -6.5296e-05 | 31896666796.121 | 321938.8348 | 14354.7986 | 244070.7264 | 145512.845 | 24077.0464 | 89093.84 | 0 | 327228.7556 | 851382.0981 | 581085.7761 | 2598744.721 | 3144235.0165 | 16790840.2133 | 16790840.2133 | 1478867.319 | 7598057.1552 | 0 | 22533819.9508 | 48401584.6383 | 316.2278 | 0.18984 | 118697.4068 | 254956.443 | 2419.8072 | 5197.6319
1 | 4700 | 707 | 0.035 | 15 | 15 | 7 | 4.217e-13 | 0 | Water | Porous | Wet | R245fa | MinimizeLCOE_Brownfield | IgnoreSilica | 2.6155 | 0.95117 | 0.075427 | 4 | 77247.2711 | 162984.7421 | 1574.7901 | 3322.6644 | 147.4707 | -6.8454e-05 | 35647721785.3969 | 424720.5783 | 19898.7942 | 322528.2344 | 195394.0521 | 24077.0464 | 101803.6145 | 0 | 424484.7047 | 1104422.1279 | 753790.7959 | 3371119.9483 | 3144235.0165 | 16790840.2133 | 16790840.2133 | 1478867.319 | 7598057.1552 | 0 | 23306195.1781 | 49173959.8656 | 421.6965 | 0.30171 | 77247.2711 | 162984.7421 | 1574.7901 | 3322.6644
1 | 4700 | 707 | 0.035 | 15 | 15 | 7 | 5.6234e-13 | 0 | Water | Porous | Wet | R245fa | MinimizeLCOE_Brownfield | IgnoreSilica | 3.4244 | 1.341 | 0.11505 | 4 | 52809.2017 | 109018.3333 | 1076.587 | 2222.4862 | 153.2403 | -7.1782e-05 | 38391601704.273 | 553451.4254 | 27079.5174 | 422912.0313 | 264997.2975 | 24077.0464 | 117771.5359 | 0 | 550012.653 | 1431020.1 | 976700.6228 | 4368022.2296 | 3144235.0165 | 16790840.2133 | 16790840.2133 | 1478867.319 | 7598057.1552 | 0 | 24303097.4594 | 50170862.1469 | 562.3413 | 0.46021 | 52809.2017 | 109018.3333 | 1076.587 | 2222.4862
1 | 4700 | 707 | 0.035 | 15 | 15 | 7 | 7.4989e-13 | 0 | Water | Porous | Wet | R245fa | MinimizeLCOE_Brownfield | IgnoreSilica | 4.5018 | 1.8696 | 0.16999 | 4 | 37612.3769 | 75655.6821 | 766.7792 | 1542.3434 | 157.9326 | -7.4948e-05 | 40378348535.0693 | 712493.4528 | 36177.6541 | 549926.9069 | 360729.9134 | 24077.0464 | 137458.9589 | 0 | 710136.9336 | 1847630.6322 | 1261045.8715 | 5639677.3697 | 3144235.0165 | 16790840.2133 | 16790840.2133 | 1478867.319 | 7598057.1552 | 0 | 25574752.5995 | 51442517.287 | 749.8942 | 0.67996 | 37612.3769 | 75655.6821 | 766.7792 | 1542.3434
1 | 4700 | 707 | 0.035 | 15 | 15 | 7 | 1e-12 | 0 | Water | Porous | Wet | R245fa | MinimizeLCOE_Brownfield | IgnoreSilica | 5.907 | 2.5664 | 0.24389 | 4 | 27834.6997 | 54350.1524 | 567.448 | 1108.0014 | 161.6129 | -7.7246e-05 | 41698403620.1465 | 903933.1312 | 47324.5179 | 706724.0541 | 488513.1864 | 24077.0464 | 160432.3667 | 0 | 909091.6781 | 2365270.066 | 1614345.4215 | 7219711.4683 | 3144235.0165 | 16790840.2133 | 16790840.2133 | 1478867.319 | 7598057.1552 | 0 | 27154786.6981 | 53022551.3856 | 1000 | 0.97557 | 27834.6997 | 54350.1524 | 567.448 | 1108.0014
1 | 4700 | 707 | 0.035 | 15 | 15 | 7 | 1.3335e-12 | 0 | Water | Porous | Wet | R245fa | MinimizeLCOE_Brownfield | IgnoreSilica | 7.8025 | 3.5104 | 0.34461 | 4 | 21168.9568 | 39934.7086 | 431.5578 | 814.1231 | 164.5064 | -7.9624e-05 | 42069570868.7791 | 1140746.5553 | 61246.1069 | 906082.8889 | 663260.1258 | 24077.0464 | 189619.5713 | 0 | 1164162.5949 | 3028912.2693 | 2067294.8617 | 9245402.0205 | 3144235.0165 | 16790840.2133 | 16790840.2133 | 1478867.319 | 7598057.1552 | 0 | 29180477.2502 | 55048241.9378 | 1333.5214 | 1.3785 | 21168.9568 | 39934.7086 | 431.5578 | 814.1231
1 | 4700 | 707 | 0.035 | 15 | 15 | 7 | 1.7783e-12 | 0 | Water | Porous | Wet | R245fa | MinimizeLCOE_Brownfield | IgnoreSilica | 10.3064 | 4.7441 | 0.47572 | 4 | 16649.594 | 30243.6897 | 339.4245 | 616.5585 | 166.425 | -8.122e-05 | 39992017826.5642 | 1422127.798 | 77674.0472 | 1151300.0297 | 892479.9476 | 24077.0464 | 225023.1794 | 0 | 1479145.9988 | 3848434.4744 | 2626635.6062 | 11746898.1276 | 3144235.0165 | 16790840.2133 | 16790840.2133 | 1478867.319 | 7598057.1552 | 0 | 31681973.3574 | 57549738.0449 | 1778.2794 | 1.9029 | 16649.594 | 30243.6897 | 339.4245 | 616.5585
1 | 4700 | 707 | 0.035 | 15 | 15 | 7 | 2.3714e-12 | 0 | Water | Porous | Wet | R245fa | MinimizeLCOE_Brownfield | IgnoreSilica | 13.6562 | 6.4506 | 0.66248 | 4 | 13202.0164 | 22963.7499 | 269.141 | 468.1471 | 168.6199 | -8.3426e-05 | 44820328290.367 | 1783837.8533 | 99465.0818 | 1469625.7938 | 1213566.1958 | 24077.0464 | 268296.1012 | 0 | 1894958.5482 | 4930293.433 | 3365026.5754 | 15049146.6289 | 3144235.0165 | 16790840.2133 | 16790840.2133 | 1478867.319 | 7598057.1552 | 0 | 34984221.8587 | 60851986.5462 | 2371.3737 | 2.6499 | 13202.0164 | 22963.7499 | 269.141 | 468.1471
1 | 4700 | 707 | 0.035 | 15 | 15 | 7 | 3.1623e-12 | 0 | Water | Porous | Wet | R245fa | MinimizeLCOE_Brownfield | IgnoreSilica | 18.0996 | 8.6874 | 0.90614 | 4 | 10782.6374 | 17919.4016 | 219.8186 | 365.3112 | 169.9938 | -8.4465e-05 | 44041164866.2868 | 2215229.2497 | 125131.9219 | 1862758.4881 | 1634684.6504 | 24077.0464 | 320190.4675 | 0 | 2411008.0114 | 6272948.28 | 4281416.0973 | 19147444.2128 | 3144235.0165 | 16790840.2133 | 16790840.2133 | 1478867.319 | 7598057.1552 | 0 | 39082519.4426 | 64950284.1301 | 3162.2777 | 3.6246 | 10782.6374 | 17919.4016 | 219.8186 | 365.3112
1 | 4700 | 707 | 0.035 | 15 | 15 | 7 | 4.217e-12 | 0 | Water | Porous | Wet | R245fa | MinimizeLCOE_Brownfield | IgnoreSilica | 23.9922 | 11.654 | 1.23 | 4 | 8995.2609 | 14252.969 | 183.3806 | 290.5661 | 171.0321 | -8.5242e-05 | 44227466441.7066 | 2740248.4353 | 156298.5303 | 2354221.9786 | 2194432.4265 | 24077.0464 | 383270.5748 | 0 | 3062494.1068 | 7967981.4619 | 5438311.0734 | 24321335.6338 | 3144235.0165 | 16790840.2133 | 16790840.2133 | 1478867.319 | 7598057.1552 | 0 | 44256410.8636 | 70124175.5512 | 4216.965 | 4.92 | 8995.2609 | 14252.969 | 183.3806 | 290.5661
1 | 4700 | 707 | 0.035 | 15 | 15 | 7 | 5.6234e-12 | 0 | Water | Porous | Wet | R245fa | MinimizeLCOE_Brownfield | IgnoreSilica | 31.7654 | 15.5687 | 1.6581 | 4 | 7654.24 | 11554.361 | 156.042 | 235.5513 | 171.8203 | -8.5755e-05 | 44338897996.1127 | 3376954.4535 | 193971.2402 | 2966037.2219 | 2934207.3023 | 24077.0464 | 459407.075 | 0 | 3882315.1923 | 10100987.758 | 6894131.6994 | 30832088.989 | 3144235.0165 | 16790840.2133 | 16790840.2133 | 1478867.319 | 7598057.1552 | 0 | 50767164.2187 | 76634928.9063 | 5623.4133 | 6.6326 | 7654.24 | 11554.361 | 156.042 | 235.5513
1 | 4700 | 707 | 0.035 | 15 | 15 | 7 | 7.4989e-12 | 0 | Water | Porous | Wet | R245fa | MinimizeLCOE_Brownfield | IgnoreSilica | 41.9608 | 20.7041 | 2.2204 | 4 | 6634.8488 | 9547.3581 | 135.2604 | 194.6358 | 172.4172 | -8.6061e-05 | 44370308588.5842 | 4145745.7036 | 239280.9318 | 3723833.7143 | 3905564.2405 | 24077.0464 | 551054.5155 | 0 | 4909926.8993 | 12774622.6275 | 8718942.4355 | 38993048.1142 | 3144235.0165 | 16790840.2133 | 16790840.2133 | 1478867.319 | 7598057.1552 | 0 | 58928123.344 | 84795888.0315 | 7498.9421 | 8.8816 | 6634.8488 | 9547.3581 | 135.2604 | 194.6358
1 | 4700 | 707 | 0.035 | 15 | 15 | 7 | 1e-11 | 0 | Water | Porous | Wet | R245fa | MinimizeLCOE_Brownfield | IgnoreSilica | 55.13 | 27.3352 | 2.9467 | 4 | 5855.3674 | 8050.0359 | 119.3696 | 164.1109 | 172.851 | -8.6045e-05 | 44122361314.6656 | 5060696.1113 | 292884.9555 | 4648947.1805 | 5160251.4373 | 24077.0464 | 659448.9111 | 0 | 6180059.2004 | 16079246.335 | 10974416.0191 | 49080027.1967 | 3144235.0165 | 16790840.2133 | 16790840.2133 | 1478867.319 | 7598057.1552 | 0 | 69015102.4265 | 94882867.114 | 10000 | 11.7866 | 5855.3674 | 8050.0359 | 119.3696 | 164.1109
1 | 4700 | 707 | 0.035 | 15 | 15 | 7 | 1.3335e-11 | 0 | Water | Porous | Wet | R245fa | MinimizeLCOE_Brownfield | IgnoreSilica | 71.8385 | 35.7063 | 3.8588 | 4 | 5262.074 | 6937.973 | 107.2745 | 141.44 | 173.0675 | -8.5691e-05 | 42853807818.3393 | 6125485.7379 | 354484.9623 | 5755570.9498 | 6740893.2055 | 24077.0464 | 786651.0608 | 0 | 7716993.5554 | 20078034.2581 | 13703670.9435 | 61285861.7197 | 3144235.0165 | 16790840.2133 | 16790840.2133 | 1478867.319 | 7598057.1552 | 0 | 81220936.9495 | 107088701.637 | 13335.2143 | 15.4352 | 5262.074 | 6937.973 | 107.2745 | 141.44
1 | 4700 | 707 | 0.035 | 15 | 15 | 7 | 1.7783e-11 | 0 | Water | Porous | Wet | R245fa | MinimizeLCOE_Brownfield | IgnoreSilica | 92.2601 | 45.752 | 4.9326 | 4 | 4827.3029 | 6138.3514 | 98.4111 | 125.1386 | 172.8637 | -8.4657e-05 | 39392365243.8416 | 7298866.3303 | 420121.7849 | 7019399.7912 | 8621269.7658 | 24077.0464 | 931506.8623 | 0 | 9482944.2165 | 24672675.632 | 16839608.0917 | 75310469.521 | 3144235.0165 | 16790840.2133 | 16790840.2133 | 1478867.319 | 7598057.1552 | 0 | 95245544.7508 | 121113309.4383 | 17782.7941 | 19.7306 | 4827.3029 | 6138.3514 | 98.4111 | 125.1386
1 | 4700 | 707 | 0.035 | 15 | 15 | 7 | 2.3714e-11 | 0 | Water | Porous | Wet | R245fa | MinimizeLCOE_Brownfield | IgnoreSilica | 111.5413 | 54.8949 | 5.9232 | 4 | 4530.6648 | 5622.4565 | 92.3637 | 114.6214 | 172.1867 | -7.8315e-05 | 35294244893.2059 | 8280293.0455 | 471598.285 | 8125695.9274 | 10303595.5518 | 24077.0464 | 1016431.239 | 0 | 11006459.5271 | 28636549.9542 | 19545033.766 | 87409734.3423 | 3144235.0165 | 16790840.2133 | 16790840.2133 | 1478867.319 | 7598057.1552 | 0 | 107344809.5721 | 133212574.2596 | 23713.7371 | 23.6929 | 4530.6648 | 5622.4565 | 92.3637 | 114.6214
1 | 4700 | 707 | 0.035 | 15 | 15 | 7 | 3.1623e-11 | 0 | Water | Porous | Wet | R245fa | MinimizeLCOE_Brownfield | IgnoreSilica | 121.0808 | 59.2441 | 6.5222 | 4 | 4313.3257 | 5304.8517 | 87.933 | 108.1466 | 171.6739 | -6.3103e-05 | 35122425386.4133 | 8719515.0348 | 493115.5122 | 8640619.0655 | 11090251.1971 | 24077.0464 | 928132.078 | 0 | 11659326.8742 | 30335176.8699 | 20704381.5392 | 92594595.2172 | 3144235.0165 | 16790840.2133 | 16790840.2133 | 1478867.319 | 7598057.1552 | 0 | 112529670.447 | 138397435.1345 | 31622.7766 | 26.0888 | 4313.3257 | 5304.8517 | 87.933 | 108.1466
1 | 4700 | 707 | 0.035 | 15 | 15 | 7 | 4.217e-11 | 0 | Water | Porous | Wet | R245fa | MinimizeLCOE_Brownfield | IgnoreSilica | 129.0151 | 62.7598 | 7.027 | 4 | 4146.2846 | 5066.5861 | 84.5276 | 103.2892 | 171.1623 | -4.974e-05 | 34897797972.8915 | 9061608.3164 | 509037.9542 | 9052428.8272 | 11718936.42 | 24077.0464 | 825537.6328 | 0 | 12164734.2168 | 31650143.1021 | 21601873.0126 | 96608376.5286 | 3144235.0165 | 16790840.2133 | 16790840.2133 | 1478867.319 | 7598057.1552 | 0 | 116543451.7584 | 142411216.4459 | 42169.6503 | 28.1079 | 4146.2846 | 5066.5861 | 84.5276 | 103.2892
1 | 4700 | 707 | 0.035 | 15 | 15 | 7 | 5.6234e-11 | 0 | Water | Porous | Wet | R245fa | MinimizeLCOE_Brownfield | IgnoreSilica | 135.8823 | 65.7197 | 7.4554 | 4 | 4017.9 | 4885.3186 | 81.9103 | 99.5938 | 170.6593 | -3.8746e-05 | 34462599411.8399 | 9340764.108 | 521429.4107 | 9396363.4404 | 12242843.5784 | 24077.0464 | 724030.5691 | 0 | 12577308.1797 | 32723575.9228 | 22334512.9696 | 99884905.2251 | 3144235.0165 | 16790840.2133 | 16790840.2133 | 1478867.319 | 7598057.1552 | 0 | 119819980.4549 | 145687745.1424 | 56234.1325 | 29.8215 | 4017.9 | 4885.3186 | 81.9103 | 99.5938
1 | 4700 | 707 | 0.035 | 15 | 15 | 7 | 7.4989e-11 | 0 | Water | Porous | Wet | R245fa | MinimizeLCOE_Brownfield | IgnoreSilica | 141.1929 | 67.9539 | 7.7933 | 4 | 3919.3714 | 4749.1823 | 79.9017 | 96.8185 | 170.2321 | -2.9619e-05 | 34176707618.7772 | 9545812.1442 | 530109.9544 | 9654492.8839 | 12634972.6181 | 24077.0464 | 621654.9713 | 0 | 12874336.6511 | 33496383.0766 | 22861969.7316 | 102243809.0775 | 3144235.0165 | 16790840.2133 | 16790840.2133 | 1478867.319 | 7598057.1552 | 0 | 122178884.3073 | 148046648.9948 | 74989.4209 | 31.1731 | 3919.3714 | 4749.1823 | 79.9017 | 96.8185
1 | 4700 | 707 | 0.035 | 15 | 15 | 7 | 1e-10 | 0 | Water | Porous | Wet | R245fa | MinimizeLCOE_Brownfield | IgnoreSilica | 145.7554 | 69.8334 | 8.0731 | 4 | 3843.7602 | 4644.8061 | 78.3603 | 94.6907 | 169.8399 | -2.2518e-05 | 33751404015.1227 | 9714580.235 | 536972.6826 | 9870730.8972 | 12962629.9628 | 24077.0464 | 530330.5578 | 0 | 13119335.3389 | 34133819.406 | 23297033.1244 | 104189509.251 | 3144235.0165 | 16790840.2133 | 16790840.2133 | 1478867.319 | 7598057.1552 | 0 | 124124584.4808 | 149992349.1683 | 100000 | 32.2925 | 3843.7602 | 4644.8061 | 78.3603 | 94.6907
1 | 4700 | 707 | 0.035 | 15 | 15 | 7 | 1.3335e-10 | 0 | Water | Porous | Wet | R245fa | MinimizeLCOE_Brownfield | IgnoreSilica | 148.9445 | 71.1217 | 8.2791 | 4 | 3785.683 | 4566.7983 | 77.1763 | 93.1004 | 169.551 | -1.6732e-05 | 33590728138.2374 | 9828315.3462 | 541450.5281 | 10018479.6613 | 13185856.4338 | 24077.0464 | 442724.1921 | 0 | 13275952.251 | 34541304.4849 | 23575150.0638 | 105433310.0075 | 3144235.0165 | 16790840.2133 | 16790840.2133 | 1478867.319 | 7598057.1552 | 0 | 125368385.2373 | 151236149.9248 | 133352.1432 | 33.1165 | 3785.683 | 4566.7983 | 77.1763 | 93.1004
1 | 4700 | 707 | 0.035 | 15 | 15 | 7 | 1.7783e-10 | 0 | Water | Porous | Wet | R245fa | MinimizeLCOE_Brownfield | IgnoreSilica | 151.242 | 72.0384 | 8.4328 | 4 | 3741.1472 | 4508.0229 | 76.2683 | 91.9021 | 169.3352 | -1.2164e-05 | 33539124711.1505 | 9908112.9288 | 544494.9498 | 10123424.3198 | 13344116.1635 | 24077.0464 | 363240.8434 | 0 | 13379911.8381 | 34811786.0055 | 23759759.2594 | 106258923.3547 | 3144235.0165 | 16790840.2133 | 16790840.2133 | 1478867.319 | 7598057.1552 | 0 | 126193998.5845 | 152061763.272 | 177827.941 | 33.7314 | 3741.1472 | 4508.0229 | 76.2683 | 91.9021
1 | 4700 | 707 | 0.035 | 15 | 15 | 7 | 2.3714e-10 | 0 | Water | Porous | Wet | R245fa | MinimizeLCOE_Brownfield | IgnoreSilica | 152.7935 | 72.6517 | 8.5438 | 4 | 3706.9409 | 4463.858 | 75.571 | 91.0018 | 169.1856 | -8.5584e-06 | 33601151708.8897 | 9960941.5857 | 546460.2544 | 10193560.3068 | 13449709.8868 | 24077.0464 | 291342.2766 | 0 | 13441775.6291 | 34972742.8995 | 23869615.6469 | 106750225.5321 | 3144235.0165 | 16790840.2133 | 16790840.2133 | 1478867.319 | 7598057.1552 | 0 | 126685300.7619 | 152553065.4494 | 237137.3706 | 34.1752 | 3706.9409 | 4463.858 | 75.571 | 91.0018
1 | 4700 | 707 | 0.035 | 15 | 15 | 7 | 3.1623e-10 | 0 | Water | Porous | Wet | R245fa | MinimizeLCOE_Brownfield | IgnoreSilica | 153.5962 | 72.9663 | 8.6156 | 4 | 3680.5729 | 4431.1791 | 75.0335 | 90.3356 | 169.1059 | -5.6415e-06 | 33826304722.6277 | 9987800.3468 | 547435.0314 | 10229521.0062 | 13503716.1999 | 24077.0464 | 224050.2283 | 0 | 13461473.945 | 35023993.8769 | 23904595.4921 | 106906663.1731 | 3144235.0165 | 16790840.2133 | 16790840.2133 | 1478867.319 | 7598057.1552 | 0 | 126841738.4029 | 152709503.0904 | 316227.766 | 34.4625 | 3680.5729 | 4431.1791 | 75.0335 | 90.3356
1 | 4700 | 707 | 0.035 | 15 | 15 | 7 | 4.217e-10 | 0 | Water | Porous | Wet | R245fa | MinimizeLCOE_Brownfield | IgnoreSilica | 159.0151 | 75.1034 | 8.8348 | 4 | 3659.9148 | 4391.8983 | 74.6123 | 89.5348 | 168.6101 | -5.5117e-06 | 34085551990.9889 | 10171546.7812 | 554429.903 | 10472629.917 | 13872547.7161 | 24077.0464 | 227558.7855 | 0 | 13775888.1582 | 35842035.1644 | 24462925.4799 | 109403638.9517 | 3144235.0165 | 16790840.2133 | 16790840.2133 | 1478867.319 | 7598057.1552 | 0 | 129338714.1815 | 155206478.869 | 421696.5034 | 35.3393 | 3659.9148 | 4391.8983 | 74.6123 | 89.5348
1 | 4700 | 707 | 0.035 | 15 | 15 | 7 | 5.6234e-10 | 0 | Water | Porous | Wet | R245fa | MinimizeLCOE_Brownfield | IgnoreSilica | 150 | 71.5308 | 8.5441 | 4 | 3641.9885 | 4398.8776 | 74.2469 | 89.6771 | 169.4366 | 0.026132 | 34501091574.5028 | 9863129.4455 | 542662.4354 | 10065485.8799 | 13255537.0312 | 24077.0464 | 0 | 0 | 13162847.817 | 34247029.9484 | 23374301.6459 | 104535071.2497 | 3144235.0165 | 16790840.2133 | 16790840.2133 | 1478867.319 | 7598057.1552 | 0 | 124470146.4795 | 150337911.167 | 562341.3252 | 34.1764 | 3641.9885 | 4398.8776 | 74.2469 | 89.6771
1 | 4700 | 707 | 0.035 | 15 | 15 | 7 | 7.4989e-10 | 0 | Water | Porous | Wet | R245fa | MinimizeLCOE_Brownfield | IgnoreSilica | 153.8064 | 73.0439 | 8.7008 | 4 | 3627.1259 | 4370.3845 | 73.9439 | 89.0962 | 169.0794 | 0.00038448 | 37059395293.7807 | 9994073.2292 | 547615.4185 | 10238437.7291 | 13516670.6924 | 24077.0464 | 0 | 0 | 13385140.9051 | 34825390.9651 | 23769044.9239 | 106300450.9095 | 3144235.0165 | 16790840.2133 | 16790840.2133 | 1478867.319 | 7598057.1552 | 0 | 126235526.1393 | 152103290.8269 | 749894.2093 | 34.8032 | 3627.1259 | 4370.3845 | 73.9439 | 89.0962
1 | 4700 | 707 | 0.035 | 15 | 15 | 7 | 1e-09 | 0 | Water | Porous | Wet | R245fa | MinimizeLCOE_Brownfield | IgnoreSilica | 156.335 | 74.035 | 8.8027 | 4 | 3617.8169 | 4352.4716 | 73.7541 | 88.731 | 168.8374 | 4.3806e-05 | 36261169227.7439 | 10078957.8568 | 550775.4284 | 10351417.062 | 13687142.3093 | 24077.0464 | 0 | 0 | 13530024.1841 | 35202347.5375 | 24026325.5302 | 107451066.9547 | 3144235.0165 | 16790840.2133 | 16790840.2133 | 1478867.319 | 7598057.1552 | 0 | 127386142.1845 | 153253906.872 | 1000000 | 35.2108 | 3617.8169 | 4352.4716 | 73.7541 | 88.731
1 | 4700 | 707 | 0.035 | 15 | 15 | 7 | 1.3335e-09 | 0 | Water | Porous | Wet | R245fa | MinimizeLCOE_Brownfield | IgnoreSilica | 158.2646 | 74.8017 | 8.8827 | 4 | 3610.4106 | 4338.4492 | 73.6031 | 88.4452 | 168.6702 | 0.00042296 | 37939964466.5168 | 10145274.6934 | 553370.0626 | 10438463.526 | 13819988.7471 | 24077.0464 | 0 | 0 | 13642657.8894 | 35495397.3344 | 24226338.0382 | 108345567.3375 | 3144235.0165 | 16790840.2133 | 16790840.2133 | 1478867.319 | 7598057.1552 | 0 | 128280642.5673 | 154148407.2548 | 1333521.4322 | 35.5308 | 3610.4106 | 4338.4492 | 73.6031 | 88.4452
1 | 4700 | 707 | 0.035 | 15 | 15 | 7 | 1.7783e-09 | 0 | Water | Porous | Wet | R245fa | MinimizeLCOE_Brownfield | IgnoreSilica | 159.7385 | 75.3838 | 8.9431 | 4 | 3604.9608 | 4328.0829 | 73.492 | 88.2338 | 168.5407 | 0.00016736 | 35924725823.4301 | 10195267.2067 | 555298.52 | 10504474.6983 | 13920704.6084 | 24077.0464 | 0 | 0 | 13727930.6111 | 35717259.4643 | 24377763.5007 | 109022775.6559 | 3144235.0165 | 16790840.2133 | 16790840.2133 | 1478867.319 | 7598057.1552 | 0 | 128957850.8857 | 154825615.5732 | 1778279.41 | 35.7723 | 3604.9608 | 4328.0829 | 73.492 | 88.2338
1 | 4700 | 707 | 0.035 | 15 | 15 | 7 | 2.3714e-09 | 0 | Water | Porous | Wet | R245fa | MinimizeLCOE_Brownfield | IgnoreSilica | 160.8445 | 75.8186 | 8.988 | 4 | 3600.9877 | 4320.497 | 73.411 | 88.0792 | 168.4426 | 0.00039496 | 36976122907.3913 | 10232400.5358 | 556715.1566 | 10553731.9937 | 13995842.0833 | 24077.0464 | 0 | 0 | 13791479.0582 | 35882599.488 | 24490611.4642 | 109527456.8262 | 3144235.0165 | 16790840.2133 | 16790840.2133 | 1478867.319 | 7598057.1552 | 0 | 129462532.056 | 155330296.7435 | 2371373.7057 | 35.952 | 3600.9877 | 4320.497 | 73.411 | 88.0792
1 | 4700 | 707 | 0.035 | 15 | 15 | 7 | 3.1623e-09 | 0 | Water | Porous | Wet | R245fa | MinimizeLCOE_Brownfield | IgnoreSilica | 161.6876 | 76.1488 | 9.022 | 4 | 3598.0245 | 4314.8225 | 73.3506 | 87.9635 | 168.3671 | 0.000135 | 35103619112.8189 | 10260492.7576 | 557777.7758 | 10591126.9381 | 14052875.4418 | 24077.0464 | 0 | 0 | 13839676.4843 | 36007999.3042 | 24576199.4155 | 109910225.1638 | 3144235.0165 | 16790840.2133 | 16790840.2133 | 1478867.319 | 7598057.1552 | 0 | 129845300.3936 | 155713065.0811 | 3162277.6602 | 36.0879 | 3598.0245 | 4314.8225 | 73.3506 | 87.9635
1 | 4700 | 707 | 0.035 | 15 | 15 | 7 | 4.217e-09 | 0 | Water | Porous | Wet | R245fa | MinimizeLCOE_Brownfield | IgnoreSilica | 162.3138 | 76.3935 | 9.0471 | 4 | 3595.8603 | 4310.6681 | 73.3065 | 87.8788 | 168.3108 | 0.00038184 | 36439475520.1299 | 10281237.1022 | 558557.3018 | 10618814.8009 | 14095098.3774 | 24077.0464 | 0 | 0 | 13875336.0052 | 36100778.0627 | 24639522.8246 | 110193421.521 | 3144235.0165 | 16790840.2133 | 16790840.2133 | 1478867.319 | 7598057.1552 | 0 | 130128496.7508 | 155996261.4383 | 4216965.0343 | 36.1884 | 3595.8603 | 4310.6681 | 73.3065 | 87.8788
1 | 4700 | 707 | 0.035 | 15 | 15 | 7 | 5.6234e-09 | 0 | Water | Porous | Wet | R245fa | MinimizeLCOE_Brownfield | IgnoreSilica | 162.7955 | 76.5813 | 9.0663 | 4 | 3594.2165 | 4307.507 | 73.273 | 87.8144 | 168.2673 | 4.731e-05 | 34200170808.7563 | 10297123.4623 | 559151.3214 | 10640061.2956 | 14127495.6453 | 24077.0464 | 0 | 0 | 13902684.4207 | 36171933.0299 | 24688087.5518 | 110410613.7735 | 3144235.0165 | 16790840.2133 | 16790840.2133 | 1478867.319 | 7598057.1552 | 0 | 130345689.0033 | 156213453.6908 | 5623413.2519 | 36.2654 | 3594.2165 | 4307.507 | 73.273 | 87.8144
1 | 4700 | 707 | 0.035 | 15 | 15 | 7 | 7.4989e-09 | 0 | Water | Porous | Wet | R245fa | MinimizeLCOE_Brownfield | IgnoreSilica | 163.1439 | 76.7169 | 9.0802 | 4 | 3593.039 | 4305.2394 | 73.249 | 87.7681 | 168.2357 | 0.00047822 | 36784522049.3981 | 10308575.529 | 559577.8775 | 10655401.1483 | 14150884.2499 | 24077.0464 | 0 | 0 | 13922421.1819 | 36223284.034 | 24723135.6673 | 110567356.7341 | 3144235.0165 | 16790840.2133 | 16790840.2133 | 1478867.319 | 7598057.1552 | 0 | 130502431.9639 | 156370196.6514 | 7498942.0933 | 36.3209 | 3593.039 | 4305.2394 | 73.249 | 87.7681
1 | 4700 | 707 | 0.035 | 15 | 15 | 7 | 1e-08 | 0 | Water | Porous | Wet | R245fa | MinimizeLCOE_Brownfield | IgnoreSilica | 163.4191 | 76.824 | 9.0912 | 4 | 3592.1153 | 4303.4587 | 73.2301 | 87.7318 | 168.2107 | 0.00013232 | 34530338413.623 | 10317600.8397 | 559913.1189 | 10667503.8916 | 14169336.6086 | 24077.0464 | 0 | 0 | 13937988.2871 | 36263786.4484 | 24750779.3973 | 110690985.6381 | 3144235.0165 | 16790840.2133 | 16790840.2133 | 1478867.319 | 7598057.1552 | 0 | 130626060.8679 | 156493825.5554 | 10000000 | 36.3647 | 3592.1153 | 4303.4587 | 73.2301 | 87.7318
1 | 4800 | 707 | 0.035 | 15 | 15 | 7 | 1e-13 | 0 | Water | Porous | Wet | R245fa | MinimizeLCOE_Brownfield | IgnoreSilica | 0.71482 | 0.12749 | 0.0016377 | 4 | 3249850.5133 | 7301487.2713 | 66252.5985 | 148850.694 | 101.3404 | -4.985e-05 | 7928244825.348 | 83070.4843 | 2846.4841 | 66613.9886 | 51769.2574 | 24077.0464 | 53444.8186 | 0 | 109910.6109 | 285964.8639 | 195176.8956 | 872874.4498 | 3144235.0165 | 17272388.9941 | 17272388.9941 | 1478867.319 | 7790676.6675 | 0 | 21289498.4604 | 47831431.4411 | 100 | 0.0065509 | 3249850.5133 | 7301487.2713 | 66252.5985 | 148850.694
1 | 4800 | 707 | 0.035 | 15 | 15 | 7 | 1.3335e-13 | 0 | Water | Porous | Wet | R245fa | MinimizeLCOE_Brownfield | IgnoreSilica | 0.93431 | 0.20799 | 0.0071901 | 4 | 750662.2685 | 1673522.5559 | 15303.2657 | 34117.0209 | 113.7976 | -5.4113e-05 | 16143283636.8778 | 125516.4615 | 4669.0694 | 97716.0871 | 65861.7651 | 24077.0464 | 60819.568 | 0 | 147677.399 | 384226.2995 | 262242.3445 | 1172806.0405 | 3144235.0165 | 17272388.9941 | 17272388.9941 | 1478867.319 | 7790676.6675 | 0 | 21589430.0511 | 48131363.0318 | 133.3521 | 0.028761 | 750662.2685 | 1673522.5559 | 15303.2657 | 34117.0209
1 | 4800 | 707 | 0.035 | 15 | 15 | 7 | 1.7783e-13 | 0 | Water | Porous | Wet | R245fa | MinimizeLCOE_Brownfield | IgnoreSilica | 1.2121 | 0.32157 | 0.016449 | 4 | 333976.0754 | 737378.2783 | 6808.554 | 15032.4536 | 124.8771 | -5.8044e-05 | 23598917633.4285 | 179954.7009 | 7204.3998 | 137458.1947 | 85389.934 | 24077.0464 | 68749.0316 | 0 | 196104.9899 | 510224.957 | 348239.0173 | 1557402.2716 | 3144235.0165 | 17272388.9941 | 17272388.9941 | 1478867.319 | 7790676.6675 | 0 | 21974026.2823 | 48515959.2629 | 177.8279 | 0.065795 | 333976.0754 | 737378.2783 | 6808.554 | 15032.4536
1 | 4800 | 707 | 0.035 | 15 | 15 | 7 | 2.3714e-13 | 0 | Water | Porous | Wet | R245fa | MinimizeLCOE_Brownfield | IgnoreSilica | 1.5826 | 0.48551 | 0.031147 | 4 | 180482.4496 | 393517.8928 | 3679.3789 | 8022.3945 | 134.872 | -6.2606e-05 | 29929671647.4523 | 251343.0489 | 10766.9871 | 189880.5571 | 113579.381 | 24077.0464 | 78543.2922 | 0 | 260594.222 | 678012.7104 | 462757.6066 | 2069554.8518 | 3144235.0165 | 17272388.9941 | 17272388.9941 | 1478867.319 | 7790676.6675 | 0 | 22486178.8624 | 49028111.8431 | 237.1374 | 0.12459 | 180482.4496 | 393517.8928 | 3679.3789 | 8022.3945
1 | 4800 | 707 | 0.035 | 15 | 15 | 7 | 3.1623e-13 | 0 | Water | Porous | Wet | R245fa | MinimizeLCOE_Brownfield | IgnoreSilica | 2.0625 | 0.71034 | 0.052855 | 4 | 109436.6733 | 234978.2016 | 2231.0146 | 4790.3485 | 143.3397 | -6.6767e-05 | 35019570877.3302 | 340305.242 | 15469.2416 | 256039.0951 | 152670.97 | 24077.0464 | 89773.9222 | 0 | 342550.8517 | 891247.0494 | 608294.4245 | 2720427.8428 | 3144235.0165 | 17272388.9941 | 17272388.9941 | 1478867.319 | 7790676.6675 | 0 | 23137051.8534 | 49678984.8341 | 316.2278 | 0.21142 | 109436.6733 | 234978.2016 | 2231.0146 | 4790.3485
1 | 4800 | 707 | 0.035 | 15 | 15 | 7 | 4.217e-13 | 0 | Water | Porous | Wet | R245fa | MinimizeLCOE_Brownfield | IgnoreSilica | 2.6887 | 1.0155 | 0.08384 | 4 | 71451.495 | 150596.4037 | 1456.6354 | 3070.1114 | 150.3992 | -7.0538e-05 | 38963235263.1446 | 450231.234 | 21553.8455 | 339205.7245 | 206615.1176 | 24077.0464 | 102962.0205 | 0 | 446411.5455 | 1161471.2698 | 792728.0075 | 3545255.8111 | 3144235.0165 | 17272388.9941 | 17272388.9941 | 1478867.319 | 7790676.6675 | 0 | 23961879.8218 | 50503812.8025 | 421.6965 | 0.33536 | 71451.495 | 150596.4037 | 1456.6354 | 3070.1114
1 | 4800 | 707 | 0.035 | 15 | 15 | 7 | 5.6234e-13 | 0 | Water | Porous | Wet | R245fa | MinimizeLCOE_Brownfield | IgnoreSilica | 3.4975 | 1.4202 | 0.12654 | 4 | 49367.7456 | 101805.3978 | 1006.4283 | 2075.4407 | 156.1245 | -7.3492e-05 | 41981923729.3399 | 583268.4788 | 29188.5029 | 441904.772 | 279454.5497 | 24077.0464 | 118072.2495 | 0 | 575626.5837 | 1497662.2936 | 1022185.2892 | 4571439.7657 | 3144235.0165 | 17272388.9941 | 17272388.9941 | 1478867.319 | 7790676.6675 | 0 | 24988063.7764 | 51529996.757 | 562.3413 | 0.50616 | 49367.7456 | 101805.3978 | 1006.4283 | 2075.4407
1 | 4800 | 707 | 0.035 | 15 | 15 | 7 | 7.4989e-13 | 0 | Water | Porous | Wet | R245fa | MinimizeLCOE_Brownfield | IgnoreSilica | 4.599 | 1.9811 | 0.18677 | 4 | 35246.5071 | 70774.6921 | 718.5477 | 1442.8378 | 160.9096 | -7.7046e-05 | 44068152281.7158 | 751602.4087 | 39122.1774 | 574821.7127 | 382168.747 | 24077.0464 | 137924.5585 | 0 | 744789.4938 | 1937789.4855 | 1322581.1414 | 5914876.7714 | 3144235.0165 | 17272388.9941 | 17272388.9941 | 1478867.319 | 7790676.6675 | 0 | 26331500.7821 | 52873433.7627 | 749.8942 | 0.74707 | 35246.5071 | 70774.6921 | 718.5477 | 1442.8378
1 | 4800 | 707 | 0.035 | 15 | 15 | 7 | 1e-12 | 0 | Water | Porous | Wet | R245fa | MinimizeLCOE_Brownfield | IgnoreSilica | 6.058 | 2.732 | 0.26884 | 4 | 26065.5651 | 50747.377 | 531.3818 | 1034.5539 | 164.704 | -8.0122e-05 | 45481496872.9834 | 957414.5665 | 51527.323 | 741314.0613 | 521771.8964 | 24077.0464 | 161991.3566 | 0 | 958657.5376 | 2494230.265 | 1702363.4072 | 7613347.46 | 3144235.0165 | 17272388.9941 | 17272388.9941 | 1478867.319 | 7790676.6675 | 0 | 28029971.4706 | 54571904.4513 | 1000 | 1.0754 | 26065.5651 | 50747.377 | 531.3818 | 1034.5539
1 | 4800 | 707 | 0.035 | 15 | 15 | 7 | 1.3335e-12 | 0 | Water | Porous | Wet | R245fa | MinimizeLCOE_Brownfield | IgnoreSilica | 7.9754 | 3.7223 | 0.37841 | 4 | 19918.0019 | 37453.0288 | 406.0554 | 763.5307 | 167.5979 | -8.2397e-05 | 45884458790.6118 | 1205490.7532 | 66666.7791 | 947381.4642 | 707999.0837 | 24077.0464 | 190621.76 | 0 | 1225472.3858 | 3188427.7688 | 2176167.4678 | 9732304.5089 | 3144235.0165 | 17272388.9941 | 17272388.9941 | 1478867.319 | 7790676.6675 | 0 | 30148928.5196 | 56690861.5002 | 1333.5214 | 1.5137 | 19918.0019 | 37453.0288 | 406.0554 | 763.5307
1 | 4800 | 707 | 0.035 | 15 | 15 | 7 | 1.7783e-12 | 0 | Water | Porous | Wet | R245fa | MinimizeLCOE_Brownfield | IgnoreSilica | 10.5279 | 5.0239 | 0.52133 | 4 | 15721.6778 | 28449.7724 | 320.5077 | 579.9871 | 169.4964 | -8.4277e-05 | 43379011900.7729 | 1501990.7667 | 84629.1474 | 1202418.0218 | 953606.0734 | 24077.0464 | 226441.4579 | 0 | 1557333.3803 | 4051862.0025 | 2765479.0741 | 12367836.9705 | 3144235.0165 | 17272388.9941 | 17272388.9941 | 1478867.319 | 7790676.6675 | 0 | 32784460.9811 | 59326393.9618 | 1778.2794 | 2.0853 | 15721.6778 | 28449.7724 | 320.5077 | 579.9871
1 | 4800 | 707 | 0.035 | 15 | 15 | 7 | 2.3714e-12 | 0 | Water | Porous | Wet | R245fa | MinimizeLCOE_Brownfield | IgnoreSilica | 13.958 | 6.84 | 0.72879 | 4 | 12452.7829 | 21557.6371 | 253.8668 | 439.4816 | 171.8071 | -8.6124e-05 | 48254317805.994 | 1888167.524 | 109044.586 | 1536115.9225 | 1302538.967 | 24077.0464 | 268790.8322 | 0 | 2000206.6025 | 5204127.2808 | 3551923.8033 | 15884992.5647 | 3144235.0165 | 17272388.9941 | 17272388.9941 | 1478867.319 | 7790676.6675 | 0 | 36301616.5753 | 62843549.556 | 2371.3737 | 2.9151 | 12452.7829 | 21557.6371 | 253.8668 | 439.4816
1 | 4800 | 707 | 0.035 | 15 | 15 | 7 | 3.1623e-12 | 0 | Water | Porous | Wet | R245fa | MinimizeLCOE_Brownfield | IgnoreSilica | 18.4869 | 9.2012 | 0.99633 | 4 | 10196.0907 | 16855.984 | 207.8611 | 343.632 | 173.1919 | -8.719e-05 | 48337979172.0084 | 2344671.1297 | 137521.8042 | 1944987.9678 | 1756088.5226 | 24077.0464 | 320454.3151 | 0 | 2545842.3064 | 6623759.4573 | 4520851.9343 | 20218254.4838 | 3144235.0165 | 17272388.9941 | 17272388.9941 | 1478867.319 | 7790676.6675 | 0 | 40634878.4944 | 67176811.4751 | 3162.2777 | 3.9853 | 10196.0907 | 16855.984 | 207.8611 | 343.632
1 | 4800 | 707 | 0.035 | 15 | 15 | 7 | 4.217e-12 | 0 | Water | Porous | Wet | R245fa | MinimizeLCOE_Brownfield | IgnoreSilica | 24.3601 | 12.2635 | 1.3445 | 4 | 8551.7911 | 13486.9827 | 174.3398 | 274.9504 | 174.2286 | -8.8007e-05 | 48524213870.0788 | 2888980.8601 | 171475.9723 | 2445170.1211 | 2346080.1164 | 24077.0464 | 381766.1938 | 0 | 3220444.6209 | 8378936.2997 | 5718796.1944 | 25575727.4251 | 3144235.0165 | 17272388.9941 | 17272388.9941 | 1478867.319 | 7790676.6675 | 0 | 45992351.4358 | 72534284.4164 | 4216.965 | 5.3781 | 8551.7911 | 13486.9827 | 174.3398 | 274.9504
1 | 4800 | 707 | 0.035 | 15 | 15 | 7 | 5.6234e-12 | 0 | Water | Porous | Wet | R245fa | MinimizeLCOE_Brownfield | IgnoreSilica | 32.2212 | 16.3628 | 1.8114 | 4 | 7292.7392 | 10955.8239 | 148.6724 | 223.3493 | 175.0332 | -8.8626e-05 | 48672455654.9175 | 3559594.7461 | 213237.2225 | 3077211.5307 | 3137469.1912 | 24077.0464 | 457366.9735 | 0 | 4082893.117 | 10622850.3739 | 7250313.658 | 32425013.8592 | 3144235.0165 | 17272388.9941 | 17272388.9941 | 1478867.319 | 7790676.6675 | 0 | 52841637.8699 | 79383570.8506 | 5623.4133 | 7.2458 | 7292.7392 | 10955.8239 | 148.6724 | 223.3493
1 | 4800 | 707 | 0.035 | 15 | 15 | 7 | 7.4989e-12 | 0 | Water | Porous | Wet | R245fa | MinimizeLCOE_Brownfield | IgnoreSilica | 42.5185 | 21.729 | 2.4242 | 4 | 6333.8038 | 9071.0377 | 129.1232 | 184.9254 | 175.6426 | -8.8961e-05 | 48710536285.2604 | 4368588.7528 | 263528.2817 | 3858547.8424 | 4174694.2025 | 24077.0464 | 548065.9976 | 0 | 5162625.8281 | 13432093.4045 | 9167679.7505 | 40999901.1064 | 3144235.0165 | 17272388.9941 | 17272388.9941 | 1478867.319 | 7790676.6675 | 0 | 61416525.1171 | 87958458.0977 | 7498.9421 | 9.6966 | 6333.8038 | 9071.0377 | 129.1232 | 184.9254
1 | 4800 | 707 | 0.035 | 15 | 15 | 7 | 1e-11 | 0 | Water | Porous | Wet | R245fa | MinimizeLCOE_Brownfield | IgnoreSilica | 55.817 | 28.6572 | 3.2152 | 4 | 5599.8757 | 7663.6356 | 114.161 | 156.2336 | 176.0842 | -8.8975e-05 | 48448558070.7 | 5331388.0927 | 322997.4598 | 4812522.3309 | 5514469.4411 | 24077.0464 | 655484.6989 | 0 | 6497766.2372 | 16905854.8741 | 11538593.3322 | 51603153.5133 | 3144235.0165 | 17272388.9941 | 17272388.9941 | 1478867.319 | 7790676.6675 | 0 | 72019777.5239 | 98561710.5046 | 10000 | 12.861 | 5599.8757 | 7663.6356 | 114.161 | 156.2336
1 | 4800 | 707 | 0.035 | 15 | 15 | 7 | 1.3335e-11 | 0 | Water | Porous | Wet | R245fa | MinimizeLCOE_Brownfield | IgnoreSilica | 72.6622 | 37.3825 | 4.2063 | 4 | 5041.198 | 6618.723 | 102.7716 | 134.9316 | 176.2953 | -8.8578e-05 | 46977345392.3188 | 6449069.5574 | 391037.1673 | 5951334.8992 | 7196459.8235 | 24077.0464 | 781207.2888 | 0 | 8109342.4552 | 21098845.6136 | 14400395.6692 | 64401769.5206 | 3144235.0165 | 17272388.9941 | 17272388.9941 | 1478867.319 | 7790676.6675 | 0 | 84818393.5312 | 111360326.5119 | 13335.2143 | 16.825 | 5041.198 | 6618.723 | 102.7716 | 134.9316
1 | 4800 | 707 | 0.035 | 15 | 15 | 7 | 1.7783e-11 | 0 | Water | Porous | Wet | R245fa | MinimizeLCOE_Brownfield | IgnoreSilica | 93.2152 | 47.8471 | 5.3669 | 4 | 4634.0911 | 5870.468 | 94.4722 | 119.6774 | 176.0608 | -8.7448e-05 | 43005830337.9877 | 7675067.313 | 462156.4531 | 7252408.7071 | 9189601.1105 | 24077.0464 | 924392.5728 | 0 | 9955804.2491 | 25902960.4399 | 17679302.7528 | 79065770.6447 | 3144235.0165 | 17272388.9941 | 17272388.9941 | 1478867.319 | 7790676.6675 | 0 | 99482394.6553 | 126024327.636 | 17782.7941 | 21.4675 | 4634.0911 | 5870.468 | 94.4722 | 119.6774
1 | 4800 | 707 | 0.035 | 15 | 15 | 7 | 2.3714e-11 | 0 | Water | Porous | Wet | R245fa | MinimizeLCOE_Brownfield | IgnoreSilica | 113.8265 | 57.9466 | 6.4734 | 4 | 4359.2195 | 5384.2559 | 88.8686 | 109.7653 | 175.2725 | -8.1972e-05 | 37631314407.8582 | 8754260.4081 | 519443.2292 | 8460256.1904 | 11066283.5804 | 24077.0464 | 1027765.3746 | 0 | 11642313.4733 | 30290911.4908 | 20674169.5084 | 92459480.3017 | 3144235.0165 | 17272388.9941 | 17272388.9941 | 1478867.319 | 7790676.6675 | 0 | 112876104.3123 | 139418037.293 | 23713.7371 | 25.8937 | 4359.2195 | 5384.2559 | 88.8686 | 109.7653
1 | 4800 | 707 | 0.035 | 15 | 15 | 7 | 3.1623e-11 | 0 | Water | Porous | Wet | R245fa | MinimizeLCOE_Brownfield | IgnoreSilica | 123.2929 | 62.3995 | 7.0966 | 4 | 4161.9932 | 5097.0168 | 84.8479 | 103.9096 | 174.7213 | -6.5732e-05 | 37217644373.1596 | 9198424.6724 | 540839.7169 | 8981536.8962 | 11873895.1001 | 24077.0464 | 934112.2574 | 0 | 12305625.4188 | 32016713.109 | 21852064.5745 | 97727288.7917 | 3144235.0165 | 17272388.9941 | 17272388.9941 | 1478867.319 | 7790676.6675 | 0 | 118143912.8023 | 144685845.783 | 31622.7766 | 28.3864 | 4161.9932 | 5097.0168 | 84.8479 | 103.9096
1 | 4800 | 707 | 0.035 | 15 | 15 | 7 | 4.217e-11 | 0 | Water | Porous | Wet | R245fa | MinimizeLCOE_Brownfield | IgnoreSilica | 130.7861 | 65.8246 | 7.6046 | 4 | 4010.2691 | 4882.8274 | 81.7548 | 99.543 | 174.2049 | -5.1289e-05 | 36941411801.271 | 9527212.8609 | 555697.4752 | 9378591.9343 | 12485731.3561 | 24077.0464 | 822204.7289 | 0 | 12789471.0067 | 33275580.0783 | 22711267.1482 | 101569833.6351 | 3144235.0165 | 17272388.9941 | 17272388.9941 | 1478867.319 | 7790676.6675 | 0 | 121986457.6457 | 148528390.6264 | 42169.6503 | 30.4185 | 4010.2691 | 4882.8274 | 81.7548 | 99.543
1 | 4800 | 707 | 0.035 | 15 | 15 | 7 | 5.6234e-11 | 0 | Water | Porous | Wet | R245fa | MinimizeLCOE_Brownfield | IgnoreSilica | 141.7411 | 70.6723 | 8.1964 | 4 | 3893.0665 | 4702.6276 | 79.3654 | 95.8694 | 173.3539 | -4.2235e-05 | 34174810995.2782 | 9975463.4383 | 574727.9376 | 9935172.3426 | 13338960.923 | 24077.0464 | 769308.7523 | 0 | 13500907.0717 | 35126590.7836 | 23974619.9891 | 107219828.2845 | 3144235.0165 | 17272388.9941 | 17272388.9941 | 1478867.319 | 7790676.6675 | 0 | 127636452.2951 | 154178385.2758 | 56234.1325 | 32.7856 | 3893.0665 | 4702.6276 | 79.3654 | 95.8694
1 | 4800 | 707 | 0.035 | 15 | 15 | 7 | 7.4989e-11 | 0 | Water | Porous | Wet | R245fa | MinimizeLCOE_Brownfield | IgnoreSilica | 142.6692 | 71.0639 | 8.389 | 4 | 3802.5957 | 4593.5733 | 77.5211 | 93.6462 | 173.263 | -2.9951e-05 | 35972269361.6531 | 10009866.825 | 575981.2465 | 9980030.1662 | 13406105.9784 | 24077.0464 | 609676.5427 | 0 | 13496237.744 | 35114442.1509 | 23966328.2976 | 107182745.9976 | 3144235.0165 | 17272388.9941 | 17272388.9941 | 1478867.319 | 7790676.6675 | 0 | 127599370.0082 | 154141302.9889 | 74989.4209 | 33.5559 | 3802.5957 | 4593.5733 | 77.5211 | 93.6462
1 | 4800 | 707 | 0.035 | 15 | 15 | 7 | 1e-10 | 0 | Water | Porous | Wet | R245fa | MinimizeLCOE_Brownfield | IgnoreSilica | 147.1929 | 72.9869 | 8.6746 | 4 | 3734.1657 | 4499.1008 | 76.126 | 91.7203 | 172.856 | -2.2603e-05 | 35394035055.273 | 10179934.501 | 582506.5199 | 10199315.5017 | 13738388.1942 | 24077.0464 | 517488.0257 | 0 | 13744266.8177 | 35759762.9228 | 24406772.9844 | 109152512.5138 | 3144235.0165 | 17272388.9941 | 17272388.9941 | 1478867.319 | 7790676.6675 | 0 | 129569136.5244 | 156111069.5051 | 100000 | 34.6983 | 3734.1657 | 4499.1008 | 76.126 | 91.7203
1 | 4800 | 707 | 0.035 | 15 | 15 | 7 | 1.3335e-10 | 0 | Water | Porous | Wet | R245fa | MinimizeLCOE_Brownfield | IgnoreSilica | 150.1212 | 74.2062 | 8.8758 | 4 | 3681.4735 | 4429.0674 | 75.0518 | 90.2925 | 172.5784 | -1.65e-05 | 35246385583.3264 | 10285967.4068 | 586425.0598 | 10337953.114 | 13947287.3708 | 24077.0464 | 426368.138 | 0 | 13887150.473 | 36131516.8845 | 24660502.7021 | 110287248.1955 | 3144235.0165 | 17272388.9941 | 17272388.9941 | 1478867.319 | 7790676.6675 | 0 | 130703872.2061 | 157245805.1868 | 133352.1432 | 35.5031 | 3681.4735 | 4429.0674 | 75.0518 | 90.2925
1 | 4800 | 707 | 0.035 | 15 | 15 | 7 | 1.7783e-10 | 0 | Water | Porous | Wet | R245fa | MinimizeLCOE_Brownfield | IgnoreSilica | 152.2166 | 75.0691 | 9.0253 | 4 | 3641.0057 | 4376.2147 | 74.2268 | 89.2151 | 172.3732 | -1.1695e-05 | 35219472547.8503 | 10359935.1001 | 589052.4056 | 10435930.0183 | 14094472.6625 | 24077.0464 | 343800.3564 | 0 | 13980434.3598 | 36374222.4229 | 24826154.2191 | 111028078.5911 | 3144235.0165 | 17272388.9941 | 17272388.9941 | 1478867.319 | 7790676.6675 | 0 | 131444702.6017 | 157986635.5824 | 177827.941 | 36.1012 | 3641.0057 | 4376.2147 | 74.2268 | 89.2151
1 | 4800 | 707 | 0.035 | 15 | 15 | 7 | 2.3714e-10 | 0 | Water | Porous | Wet | R245fa | MinimizeLCOE_Brownfield | IgnoreSilica | 153.5071 | 75.5958 | 9.1288 | 4 | 3609.8392 | 4336.7138 | 73.5915 | 88.4098 | 172.2433 | -7.8576e-06 | 35343363474.6988 | 10404590.4592 | 590585.4426 | 10495699.5543 | 14183994.3492 | 24077.0464 | 267492.7736 | 0 | 14026911.4539 | 36495146.2878 | 24908687.2417 | 111397184.6086 | 3144235.0165 | 17272388.9941 | 17272388.9941 | 1478867.319 | 7790676.6675 | 0 | 131813808.6192 | 158355741.5999 | 237137.3706 | 36.5151 | 3609.8392 | 4336.7138 | 73.5915 | 88.4098
1 | 4800 | 707 | 0.035 | 15 | 15 | 7 | 3.1623e-10 | 0 | Water | Porous | Wet | R245fa | MinimizeLCOE_Brownfield | IgnoreSilica | 159.4755 | 78.0368 | 9.3861 | 4 | 3585.4246 | 4292.3704 | 73.0937 | 87.5058 | 171.6811 | -7.2771e-06 | 35536156547.3177 | 10612344.6351 | 598079.5463 | 10771240.6626 | 14601034.8218 | 24077.0464 | 263433.7282 | 0 | 14379382.0718 | 37412202.5339 | 25534596.9733 | 114196392.0193 | 3144235.0165 | 17272388.9941 | 17272388.9941 | 1478867.319 | 7790676.6675 | 0 | 134613016.0299 | 161154949.0106 | 316227.766 | 37.5445 | 3585.4246 | 4292.3704 | 73.0937 | 87.5058
1 | 4800 | 707 | 0.035 | 15 | 15 | 7 | 4.217e-10 | 0 | Water | Porous | Wet | R245fa | MinimizeLCOE_Brownfield | IgnoreSilica | 150 | 74.1413 | 9.0746 | 4 | 3565.6317 | 4296.8467 | 72.6902 | 87.597 | 172.5724 | -3.1221e-07 | 35858300104.0412 | 10279229.6644 | 586004.3182 | 10330776.2829 | 13934685.5303 | 24077.0464 | 40953.315 | 0 | 13726333.2013 | 35713103.3317 | 24374926.8548 | 109010089.5451 | 3144235.0165 | 17272388.9941 | 17272388.9941 | 1478867.319 | 7790676.6675 | 0 | 129426713.5557 | 155968646.5364 | 421696.5034 | 36.2984 | 3565.6317 | 4296.8467 | 72.6902 | 87.597
1 | 4800 | 707 | 0.035 | 15 | 15 | 7 | 5.6234e-10 | 0 | Water | Porous | Wet | R245fa | MinimizeLCOE_Brownfield | IgnoreSilica | 153.4922 | 75.5823 | 9.2293 | 4 | 3547.5383 | 4266.4947 | 72.3214 | 86.9783 | 172.2359 | -9.9897e-05 | 36174787524.1991 | 10402853.6597 | 590434.0521 | 10494266.0388 | 14180937.2721 | 24077.0464 | 0 | 0 | 13920101.5469 | 36217248.8197 | 24719016.5095 | 110548934.9452 | 3144235.0165 | 17272388.9941 | 17272388.9941 | 1478867.319 | 7790676.6675 | 0 | 130965558.9558 | 157507491.9365 | 562341.3252 | 36.9173 | 3547.5383 | 4266.4947 | 72.3214 | 86.9783
1 | 4800 | 707 | 0.035 | 15 | 15 | 7 | 7.4989e-10 | 0 | Water | Porous | Wet | R245fa | MinimizeLCOE_Brownfield | IgnoreSilica | 156.6982 | 76.8906 | 9.365 | 4 | 3536.3052 | 4244.8478 | 72.0924 | 86.537 | 171.9225 | 0.0002634 | 39362287286.874 | 10513705.3758 | 594311.1558 | 10642293.0731 | 14403796.2939 | 24077.0464 | 0 | 0 | 14109491.3485 | 36710002.2343 | 25055330.84 | 112053007.3678 | 3144235.0165 | 17272388.9941 | 17272388.9941 | 1478867.319 | 7790676.6675 | 0 | 132469631.3784 | 159011564.3591 | 749894.2093 | 37.4599 | 3536.3052 | 4244.8478 | 72.0924 | 86.537
1 | 4800 | 707 | 0.035 | 15 | 15 | 7 | 1e-09 | 0 | Water | Porous | Wet | R245fa | MinimizeLCOE_Brownfield | IgnoreSilica | 159.166 | 77.9037 | 9.4718 | 4 | 3527.3119 | 4227.8616 | 71.909 | 86.1907 | 171.7017 | 0.00078344 | 41637115371.9853 | 10600534.4949 | 597571.2873 | 10756353.9792 | 14577617.1153 | 24077.0464 | 0 | 0 | 14256900.03 | 37093529.3856 | 25317096.0015 | 113223679.3401 | 3144235.0165 | 17272388.9941 | 17272388.9941 | 1478867.319 | 7790676.6675 | 0 | 133640303.3507 | 160182236.3314 | 1000000 | 37.8873 | 3527.3119 | 4227.8616 | 71.909 | 86.1907
1 | 4800 | 707 | 0.035 | 15 | 15 | 7 | 1.3335e-09 | 0 | Water | Porous | Wet | R245fa | MinimizeLCOE_Brownfield | IgnoreSilica | 161.0491 | 78.671 | 9.5521 | 4 | 3520.7812 | 4215.4442 | 71.7759 | 85.9375 | 171.5302 | 0.00086547 | 41537325380.9248 | 10665649.2157 | 599960.031 | 10842616.6768 | 14708936.6755 | 24077.0464 | 0 | 0 | 14368083.4617 | 37382805.8681 | 25514533.1448 | 114106662.1198 | 3144235.0165 | 17272388.9941 | 17272388.9941 | 1478867.319 | 7790676.6675 | 0 | 134523286.1305 | 161065219.1111 | 1333521.4322 | 38.2084 | 3520.7812 | 4215.4442 | 71.7759 | 85.9375
1 | 4800 | 707 | 0.035 | 15 | 15 | 7 | 1.7783e-09 | 0 | Water | Porous | Wet | R245fa | MinimizeLCOE_Brownfield | IgnoreSilica | 162.4936 | 79.2561 | 9.6129 | 4 | 3515.9622 | 4206.2298 | 71.6776 | 85.7497 | 171.3969 | 3.0157e-05 | 40674403288.6175 | 10714929.3846 | 601734.7601 | 10908334.2525 | 14808899.83 | 24077.0464 | 0 | 0 | 14452610.3567 | 37602727.51 | 25664634.1844 | 114777947.3245 | 3144235.0165 | 17272388.9941 | 17272388.9941 | 1478867.319 | 7790676.6675 | 0 | 135194571.3352 | 161736504.3158 | 1778279.41 | 38.4517 | 3515.9622 | 4206.2298 | 71.6776 | 85.7497
1 | 4800 | 707 | 0.035 | 15 | 15 | 7 | 2.3714e-09 | 0 | Water | Porous | Wet | R245fa | MinimizeLCOE_Brownfield | IgnoreSilica | 163.5654 | 79.6884 | 9.6576 | 4 | 3512.4916 | 4199.5633 | 71.6069 | 85.6138 | 171.297 | 0.00042592 | 38043201322.5509 | 10751125.3429 | 603019.4779 | 10956849.861 | 14882651.3672 | 24077.0464 | 0 | 0 | 14514912.0072 | 37764823.6249 | 25775268.1135 | 115272726.8409 | 3144235.0165 | 17272388.9941 | 17272388.9941 | 1478867.319 | 7790676.6675 | 0 | 135689350.8515 | 162231283.8322 | 2371373.7057 | 38.6305 | 3512.4916 | 4199.5633 | 71.6069 | 85.6138
1 | 4800 | 707 | 0.035 | 15 | 15 | 7 | 3.1623e-09 | 0 | Water | Porous | Wet | R245fa | MinimizeLCOE_Brownfield | IgnoreSilica | 164.3813 | 80.0164 | 9.6914 | 4 | 3509.9089 | 4194.5846 | 71.5542 | 85.5123 | 171.2204 | 0.00034033 | 37241520698.8786 | 10778466.3741 | 603979.1778 | 10993638.0558 | 14938550.1327 | 24077.0464 | 0 | 0 | 14562097.2068 | 37887589.8354 | 25859058.5747 | 115647456.4037 | 3144235.0165 | 17272388.9941 | 17272388.9941 | 1478867.319 | 7790676.6675 | 0 | 136064080.4144 | 162606013.3951 | 3162277.6602 | 38.7657 | 3509.9089 | 4194.5846 | 71.5542 | 85.5123
1 | 4800 | 707 | 0.035 | 15 | 15 | 7 | 4.217e-09 | 0 | Water | Porous | Wet | R245fa | MinimizeLCOE_Brownfield | IgnoreSilica | 164.9855 | 80.2587 | 9.7163 | 4 | 3508.0293 | 4190.951 | 71.5159 | 85.4382 | 171.1633 | 0.00081119 | 39959441495.3762 | 10798594.0844 | 604679.6313 | 11020800.3549 | 14979808.0723 | 24077.0464 | 0 | 0 | 14596904.0838 | 37978150.1893 | 25920867.8771 | 115923881.3394 | 3144235.0165 | 17272388.9941 | 17272388.9941 | 1478867.319 | 7790676.6675 | 0 | 136340505.3501 | 162882438.3307 | 4216965.0343 | 38.8653 | 3508.0293 | 4190.951 | 71.5159 | 85.4382
1 | 4800 | 707 | 0.035 | 15 | 15 | 7 | 5.6234e-09 | 0 | Water | Porous | Wet | R245fa | MinimizeLCOE_Brownfield | IgnoreSilica | 165.4459 | 80.443 | 9.7352 | 4 | 3506.6154 | 4188.2116 | 71.4871 | 85.3824 | 171.1197 | 0.00085953 | 40113389944.745 | 10813866.9234 | 605207.7109 | 11041456.424 | 15011175.6235 | 24077.0464 | 0 | 0 | 14623355.654 | 38046971.749 | 25967840.0058 | 116133951.1369 | 3144235.0165 | 17272388.9941 | 17272388.9941 | 1478867.319 | 7790676.6675 | 0 | 136550575.1475 | 163092508.1282 | 5623413.2519 | 38.9408 | 3506.6154 | 4188.2116 | 71.4871 | 85.3824
1 | 4800 | 707 | 0.035 | 15 | 15 | 7 | 7.4989e-09 | 0 | Water | Porous | Wet | R245fa | MinimizeLCOE_Brownfield | IgnoreSilica | 165.7943 | 80.5822 | 9.7495 | 4 | 3505.5562 | 4186.156 | 71.4655 | 85.3405 | 171.0866 | 0.0007788 | 39499045185.4175 | 10825384.425 | 605603.9689 | 11057059.7576 | 15034865.761 | 24077.0464 | 0 | 0 | 14643326.474 | 38098931.726 | 26003303.7577 | 116292552.9165 | 3144235.0165 | 17272388.9941 | 17272388.9941 | 1478867.319 | 7790676.6675 | 0 | 136709176.9271 | 163251109.9078 | 7498942.0933 | 38.9979 | 3505.5562 | 4186.156 | 71.4655 | 85.3405
1 | 4800 | 707 | 0.035 | 15 | 15 | 7 | 1e-08 | 0 | Water | Porous | Wet | R245fa | MinimizeLCOE_Brownfield | IgnoreSilica | 166.0527 | 80.6854 | 9.76 | 4 | 3504.7766 | 4184.641 | 71.4496 | 85.3096 | 171.062 | 0.00089163 | 40121283085.3701 | 10833904.721 | 605895.99 | 11068617.4564 | 15052410.8344 | 24077.0464 | 0 | 0 | 14658113.3588 | 38137404.167 | 26029561.9893 | 116409985.5632 | 3144235.0165 | 17272388.9941 | 17272388.9941 | 1478867.319 | 7790676.6675 | 0 | 136826609.5739 | 163368542.5546 | 10000000 | 39.04 | 3504.7766 | 4184.641 | 71.4496 | 85.3096
1 | 4900 | 707 | 0.035 | 15 | 15 | 7 | 1e-13 | 0 | Water | Porous | Wet | R245fa | MinimizeLCOE_Brownfield | IgnoreSilica | 0.74909 | 0.14153 | 0.002459 | 4 | 2219737.9504 | 4987541.2404 | 45252.3605 | 101677.7743 | 104.4148 | -5.2123e-05 | 9932414065.3752 | 91036.2025 | 3182.757 | 72269.1898 | 54171.6356 | 24077.0464 | 55356.0549 | 0 | 117036.2256 | 304504.2516 | 207830.4087 | 929463.7721 | 3144235.0165 | 17759797.8658 | 17759797.8658 | 1478867.319 | 7985640.2162 | 0 | 21833496.6545 | 49057802.0555 | 100 | 0.0098361 | 2219737.9504 | 4987541.2404 | 45252.3605 | 101677.7743
1 | 4900 | 707 | 0.035 | 15 | 15 | 7 | 1.3335e-13 | 0 | Water | Porous | Wet | R245fa | MinimizeLCOE_Brownfield | IgnoreSilica | 0.97321 | 0.22746 | 0.0087518 | 4 | 632641.5483 | 1410317.1623 | 12897.2537 | 28751.2229 | 116.7655 | -5.6235e-05 | 18467581743.8333 | 135732.0799 | 5147.7935 | 104760.6968 | 69068.8506 | 24077.0464 | 62544.8446 | 0 | 156519.2115 | 407230.8819 | 277943.4447 | 1243024.8498 | 3144235.0165 | 17759797.8658 | 17759797.8658 | 1478867.319 | 7985640.2162 | 0 | 22147057.7322 | 49371363.1332 | 133.3521 | 0.035007 | 632641.5483 | 1410317.1623 | 12897.2537 | 28751.2229
1 | 4900 | 707 | 0.035 | 15 | 15 | 7 | 1.7783e-13 | 0 | Water | Porous | Wet | R245fa | MinimizeLCOE_Brownfield | IgnoreSilica | 1.251 | 0.34565 | 0.018899 | 4 | 298169.372 | 658304.6291 | 6078.586 | 13420.4303 | 127.5988 | -5.9593e-05 | 26247521259.6638 | 191770.6754 | 7816.828 | 145375.8932 | 89297.072 | 24077.0464 | 69866.5581 | 0 | 205999.5885 | 535968.673 | 365809.6324 | 1635981.9671 | 3144235.0165 | 17759797.8658 | 17759797.8658 | 1478867.319 | 7985640.2162 | 0 | 22540014.8494 | 49764320.2505 | 177.8279 | 0.075595 | 298169.372 | 658304.6291 | 6078.586 | 13420.4303
1 | 4900 | 707 | 0.035 | 15 | 15 | 7 | 2.3714e-13 | 0 | Water | Porous | Wet | R245fa | MinimizeLCOE_Brownfield | IgnoreSilica | 1.6215 | 0.51577 | 0.03481 | 4 | 165641.7137 | 361159.6939 | 3376.8304 | 7362.7289 | 137.4736 | -6.373e-05 | 32913486506.9532 | 265292.2573 | 11567.7715 | 198956.7552 | 118530.8257 | 24077.0464 | 79045.7816 | 0 | 272013.4707 | 707723.2531 | 483035.6625 | 2160242.8239 | 3144235.0165 | 17759797.8658 | 17759797.8658 | 1478867.319 | 7985640.2162 | 0 | 23064275.7062 | 50288581.1073 | 237.1374 | 0.13924 | 165641.7137 | 361159.6939 | 3376.8304 | 7362.7289
1 | 4900 | 707 | 0.035 | 15 | 15 | 7 | 3.1623e-13 | 0 | Water | Porous | Wet | R245fa | MinimizeLCOE_Brownfield | IgnoreSilica | 2.1162 | 0.7562 | 0.058738 | 4 | 101104.0339 | 216976.7892 | 2061.1425 | 4423.3653 | 146.128 | -6.8398e-05 | 38291741748.9597 | 359843.4714 | 16686.3364 | 268689.259 | 160463.369 | 24077.0464 | 90527.1967 | 0 | 358911.8048 | 933814.8931 | 637347.8525 | 2850361.2293 | 3144235.0165 | 17759797.8658 | 17759797.8658 | 1478867.319 | 7985640.2162 | 0 | 23754394.1116 | 50978699.5127 | 316.2278 | 0.23495 | 101104.0339 | 216976.7892 | 2061.1425 | 4423.3653
1 | 4900 | 707 | 0.035 | 15 | 15 | 7 | 4.217e-13 | 0 | Water | Porous | Wet | R245fa | MinimizeLCOE_Brownfield | IgnoreSilica | 2.7424 | 1.0728 | 0.092067 | 4 | 66805.8628 | 140730.7808 | 1361.9279 | 2868.9873 | 153.1509 | -7.1846e-05 | 42553814394.7497 | 473363.8939 | 23137.5701 | 353774.4132 | 216800.3023 | 24077.0464 | 102982.2383 | 0 | 465712.831 | 1211689.2555 | 827002.8146 | 3698540.3654 | 3144235.0165 | 17759797.8658 | 17759797.8658 | 1478867.319 | 7985640.2162 | 0 | 24602573.2477 | 51826878.6488 | 421.6965 | 0.36827 | 66805.8628 | 140730.7808 | 1361.9279 | 2868.9873
1 | 4900 | 707 | 0.035 | 15 | 15 | 7 | 5.6234e-13 | 0 | Water | Porous | Wet | R245fa | MinimizeLCOE_Brownfield | IgnoreSilica | 3.5901 | 1.5128 | 0.13972 | 4 | 46012.3275 | 94726.1987 | 938.0235 | 1931.1217 | 159.1142 | -7.5915e-05 | 45705725050.9827 | 617494.1506 | 31660.7888 | 463857.2091 | 296837.6155 | 24077.0464 | 119218.1628 | 0 | 605726.5396 | 1575976.2044 | 1075636.1426 | 4810483.8598 | 3144235.0165 | 17759797.8658 | 17759797.8658 | 1478867.319 | 7985640.2162 | 0 | 25714516.7422 | 52938822.1432 | 562.3413 | 0.55886 | 46012.3275 | 94726.1987 | 938.0235 | 1931.1217
1 | 4900 | 707 | 0.035 | 15 | 15 | 7 | 7.4989e-13 | 0 | Water | Porous | Wet | R245fa | MinimizeLCOE_Brownfield | IgnoreSilica | 4.7085 | 2.1036 | 0.20535 | 4 | 33020.3888 | 66163.6312 | 673.1653 | 1348.8351 | 163.9245 | -7.9552e-05 | 48013442234.9696 | 794299.5072 | 42457.9823 | 601795.4414 | 406580.1595 | 24077.0464 | 138813.6486 | 0 | 783129.2763 | 2037541.7351 | 1390664.1015 | 6219358.8983 | 3144235.0165 | 17759797.8658 | 17759797.8658 | 1478867.319 | 7985640.2162 | 0 | 27123391.7806 | 54347697.1816 | 749.8942 | 0.82141 | 33020.3888 | 66163.6312 | 673.1653 | 1348.8351
1 | 4900 | 707 | 0.035 | 15 | 15 | 7 | 1e-12 | 0 | Water | Porous | Wet | R245fa | MinimizeLCOE_Brownfield | IgnoreSilica | 6.1849 | 2.8916 | 0.29462 | 4 | 24525.1104 | 47626.624 | 499.9775 | 970.9331 | 167.7426 | -8.2642e-05 | 49622110908.6717 | 1010156.6501 | 55982.672 | 773985.9425 | 555623.3135 | 24077.0464 | 162439.6296 | 0 | 1007083.4491 | 2620224.5534 | 1788357.0979 | 7997930.3546 | 3144235.0165 | 17759797.8658 | 17759797.8658 | 1478867.319 | 7985640.2162 | 0 | 28901963.237 | 56126268.638 | 1000 | 1.1785 | 24525.1104 | 47626.624 | 499.9775 | 970.9331
1 | 4900 | 707 | 0.035 | 15 | 15 | 7 | 1.3335e-12 | 0 | Water | Porous | Wet | R245fa | MinimizeLCOE_Brownfield | IgnoreSilica | 8.158 | 3.9472 | 0.41546 | 4 | 18751.7595 | 35133.892 | 382.28 | 716.2519 | 170.6938 | -8.5421e-05 | 50086232696.5286 | 1274844.1473 | 72853.7116 | 990424.938 | 758060.4129 | 24077.0464 | 191766.7458 | 0 | 1291690.5308 | 3360713.7989 | 2293756.2235 | 10258187.5551 | 3144235.0165 | 17759797.8658 | 17759797.8658 | 1478867.319 | 7985640.2162 | 0 | 31162220.4375 | 58386525.8385 | 1333.5214 | 1.6618 | 18751.7595 | 35133.892 | 382.28 | 716.2519
1 | 4900 | 707 | 0.035 | 15 | 15 | 7 | 1.7783e-12 | 0 | Water | Porous | Wet | R245fa | MinimizeLCOE_Brownfield | IgnoreSilica | 10.7474 | 5.3113 | 0.57121 | 4 | 14846.8647 | 26761.965 | 302.6734 | 545.5789 | 172.5569 | -8.6748e-05 | 47071802194.3593 | 1585914.0859 | 92550.2034 | 1253858.021 | 1020510.0851 | 24077.0464 | 226471.2198 | 0 | 1639318.458 | 4265170.3573 | 2911066.4093 | 13018935.8861 | 3144235.0165 | 17759797.8658 | 17759797.8658 | 1478867.319 | 7985640.2162 | 0 | 33922968.7684 | 61147274.1695 | 1778.2794 | 2.2849 | 14846.8647 | 26761.965 | 302.6734 | 545.5789
1 | 4900 | 707 | 0.035 | 15 | 15 | 7 | 2.3714e-12 | 0 | Water | Porous | Wet | R245fa | MinimizeLCOE_Brownfield | IgnoreSilica | 14.1775 | 7.1931 | 0.7959 | 4 | 11808.0395 | 20359.4189 | 240.7229 | 415.0543 | 174.9472 | -8.8915e-05 | 52634570150.743 | 1989829.8173 | 119738.7475 | 1594561.8299 | 1391986.9308 | 24077.0464 | 267878.0006 | 0 | 2101348.2253 | 5467277.0364 | 3731528.9186 | 16688226.5527 | 3144235.0165 | 17759797.8658 | 17759797.8658 | 1478867.319 | 7985640.2162 | 0 | 37592259.435 | 64816564.8361 | 2371.3737 | 3.1836 | 11808.0395 | 20359.4189 | 240.7229 | 415.0543
1 | 4900 | 707 | 0.035 | 15 | 15 | 7 | 3.1623e-12 | 0 | Water | Porous | Wet | R245fa | MinimizeLCOE_Brownfield | IgnoreSilica | 18.7453 | 9.6494 | 1.0871 | 4 | 9689.7065 | 15950.419 | 197.5378 | 325.1709 | 176.3536 | -9.0066e-05 | 53045797851.0591 | 2469958.6597 | 151743.9971 | 2013962.3784 | 1876208.5803 | 24077.0464 | 318842.3821 | 0 | 2673369.2871 | 6955558.5016 | 4747311.5998 | 21231032.4323 | 3144235.0165 | 17759797.8658 | 17759797.8658 | 1478867.319 | 7985640.2162 | 0 | 42135065.3146 | 69359370.7157 | 3162.2777 | 4.3484 | 9689.7065 | 15950.419 | 197.5378 | 325.1709
1 | 4900 | 707 | 0.035 | 15 | 15 | 7 | 4.217e-12 | 0 | Water | Porous | Wet | R245fa | MinimizeLCOE_Brownfield | IgnoreSilica | 24.8205 | 12.9093 | 1.4761 | 4 | 8111.5303 | 12722.4035 | 165.3645 | 259.3634 | 177.4327 | -9.0962e-05 | 53390633316.3756 | 3057303.1669 | 191259.4291 | 2538647.3943 | 2521602.767 | 24077.0464 | 381104.5594 | 0 | 3398457.8016 | 8842090.0801 | 6034908.1664 | 26989450.4111 | 3144235.0165 | 17759797.8658 | 17759797.8658 | 1478867.319 | 7985640.2162 | 0 | 47893483.2934 | 75117788.6944 | 4216.965 | 5.9044 | 8111.5303 | 12722.4035 | 165.3645 | 259.3634
1 | 4900 | 707 | 0.035 | 15 | 15 | 7 | 5.6234e-12 | 0 | Water | Porous | Wet | R245fa | MinimizeLCOE_Brownfield | IgnoreSilica | 33.0884 | 16.6157 | 2.0085 | 4 | 6778.1199 | 10166.7142 | 138.1811 | 207.2622 | 178.2805 | -8.7349e-05 | 53072295425.6613 | 3778178.5361 | 260716.3939 | 3088654.8002 | 3235671.3597 | 24077.0464 | 445544.0917 | 0 | 4224808.4689 | 10992085.0087 | 7502323.8832 | 33552059.5888 | 3144235.0165 | 17759797.8658 | 17759797.8658 | 1478867.319 | 7985640.2162 | 0 | 54456092.4711 | 81680397.8722 | 5623.4133 | 8.0341 | 6778.1199 | 10166.7142 | 138.1811 | 207.2622
1 | 4900 | 707 | 0.035 | 15 | 15 | 7 | 7.4989e-12 | 0 | Water | Porous | Wet | R245fa | MinimizeLCOE_Brownfield | IgnoreSilica | 43.471 | 22.8287 | 2.9204 | 4 | 5770.6757 | 8101.1998 | 117.643 | 165.1539 | 178.8827 | -9.1292e-05 | 180864895917.1475 | 4941405.5139 | 422694.4667 | 3953561.9202 | 5128051.3843 | 24077.0464 | 545715.1561 | 0 | 5856047.1401 | 15236233.4181 | 10399042.3812 | 46506828.4268 | 3144235.0165 | 17759797.8658 | 17759797.8658 | 1478867.319 | 7985640.2162 | 0 | 67410861.3092 | 94635166.7102 | 7498.9421 | 11.6816 | 5770.6757 | 8101.1998 | 117.643 | 165.1539
1 | 4900 | 707 | 0.035 | 15 | 15 | 7 | 1e-11 | 0 | Water | Porous | Wet | R245fa | MinimizeLCOE_Brownfield | IgnoreSilica | 44.0971 | 23.5897 | 3.1222 | 4 | 5514.5681 | 7694.4338 | 112.4219 | 156.8614 | 178.902 | -6.4188e-05 | 201235626951.0352 | 5060809.7704 | 436695.7625 | 4058328.7246 | 5479351.5495 | 24077.0464 | 427784.1565 | 0 | 6039948.3338 | 15714706.6009 | 10725610.16 | 47967312.1045 | 3144235.0165 | 17759797.8658 | 17759797.8658 | 1478867.319 | 7985640.2162 | 0 | 68871344.9869 | 96095650.3879 | 10000 | 12.489 | 5514.5681 | 7694.4338 | 112.4219 | 156.8614
1 | 4900 | 707 | 0.035 | 15 | 15 | 7 | 1.3335e-11 | 0 | Water | Porous | Wet | R245fa | MinimizeLCOE_Brownfield | IgnoreSilica | 40 | 19.5971 | 2.6756 | 4 | 5549.7216 | 8093.4997 | 113.1386 | 164.9969 | 178.7066 | -2.648e-05 | 75843076023.5196 | 4394678.4259 | 350314.2342 | 3503913.3424 | 3931546.8822 | 24077.0464 | 222872.2138 | 0 | 4846686.8365 | 12610084.9563 | 8606642.094 | 38490816.0317 | 3144235.0165 | 17759797.8658 | 17759797.8658 | 1478867.319 | 7985640.2162 | 0 | 59394848.914 | 86619154.315 | 13335.2143 | 10.7023 | 5549.7216 | 8093.4997 | 113.1386 | 164.9969
1 | 4900 | 707 | 0.035 | 15 | 15 | 7 | 1.7783e-11 | 0 | Water | Porous | Wet | R245fa | MinimizeLCOE_Brownfield | IgnoreSilica | 40 | 19.5855 | 2.721 | 4 | 5424.8381 | 7926.1433 | 110.5927 | 161.5852 | 178.7016 | -1.0184e-05 | 74974732987.154 | 4391426.8489 | 349397.461 | 3502428.1737 | 3924289.6368 | 24077.0464 | 122555.8931 | 0 | 4802528.2734 | 12495193.4333 | 8528226.2687 | 38140123.0352 | 3144235.0165 | 17759797.8658 | 17759797.8658 | 1478867.319 | 7985640.2162 | 0 | 59044155.9176 | 86268461.3186 | 17782.7941 | 10.884 | 5424.8381 | 7926.1433 | 110.5927 | 161.5852
1 | 4900 | 707 | 0.035 | 15 | 15 | 7 | 2.3714e-11 | 0 | Water | Porous | Wet | R245fa | MinimizeLCOE_Brownfield | IgnoreSilica | 40 | 19.578 | 2.7484 | 4 | 5333.7933 | 7810.1445 | 108.7366 | 159.2204 | 178.6981 | 0.23433 | 72299424864.0847 | 4389263.7181 | 348775.117 | 3501479.2415 | 3919515.0643 | 24077.0464 | 0 | 0 | 4751412.973 | 12362201.9069 | 8437456.8193 | 37734181.8863 | 3144235.0165 | 17759797.8658 | 17759797.8658 | 1478867.319 | 7985640.2162 | 0 | 58638214.7687 | 85862520.1697 | 23713.7371 | 10.9937 | 5333.7933 | 7810.1445 | 108.7366 | 159.2204
1 | 4900 | 707 | 0.035 | 15 | 15 | 7 | 3.1623e-11 | 0 | Water | Porous | Wet | R245fa | MinimizeLCOE_Brownfield | IgnoreSilica | 40 | 19.5751 | 2.7478 | 4 | 5334.1304 | 7811.0609 | 108.7435 | 159.239 | 178.6968 | 1.1862 | 76018102361.0561 | 4388437.7542 | 348534.7203 | 3501125.611 | 3917703.6183 | 24077.0464 | 0 | 0 | 4750152.7126 | 12358922.9678 | 8435218.876 | 37724173.3065 | 3144235.0165 | 17759797.8658 | 17759797.8658 | 1478867.319 | 7985640.2162 | 0 | 58628206.1888 | 85852511.5899 | 31622.7766 | 10.9911 | 5334.1304 | 7811.0609 | 108.7435 | 159.239
1 | 4900 | 707 | 0.035 | 15 | 15 | 7 | 4.217e-11 | 0 | Water | Porous | Wet | R245fa | MinimizeLCOE_Brownfield | IgnoreSilica | 40 | 19.5731 | 2.7473 | 4 | 5334.3839 | 7811.7477 | 108.7486 | 159.253 | 178.6958 | 1.8996 | 79330752266.8349 | 4387819.7687 | 348353.8265 | 3500864.277 | 3916352.6052 | 24077.0464 | 0 | 0 | 4749212.3342 | 12356476.2962 | 8433548.9724 | 37716705.1265 | 3144235.0165 | 17759797.8658 | 17759797.8658 | 1478867.319 | 7985640.2162 | 0 | 58620738.0088 | 85845043.4099 | 42169.6503 | 10.9892 | 5334.3839 | 7811.7477 | 108.7486 | 159.253
1 | 4900 | 707 | 0.035 | 15 | 15 | 7 | 5.6234e-11 | 0 | Water | Porous | Wet | R245fa | MinimizeLCOE_Brownfield | IgnoreSilica | 113.4258 | 55.3702 | 7.5053 | 4 | 3693.5808 | 4600.419 | 75.2986 | 93.7858 | 178.5544 | -2.0871e-05 | 40318569656.739 | 9099667.1277 | 678896.8282 | 8057438.6381 | 10811504.2777 | 24077.0464 | 380419.1598 | 0 | 11330281.2003 | 29479067.523 | 20120069.3187 | 89981421.1199 | 3144235.0165 | 17759797.8658 | 17759797.8658 | 1478867.319 | 7985640.2162 | 0 | 110885454.0022 | 138109759.4033 | 56234.1325 | 30.0211 | 3693.5808 | 4600.419 | 75.2986 | 93.7858
1 | 4900 | 707 | 0.035 | 15 | 15 | 7 | 7.4989e-11 | 0 | Water | Porous | Wet | R245fa | MinimizeLCOE_Brownfield | IgnoreSilica | 113.6453 | 55.5382 | 7.6035 | 4 | 3635.6426 | 4530.7694 | 74.1175 | 92.3659 | 178.534 | -1.0386e-05 | 45554806404.7135 | 9104947.5347 | 674515.5171 | 8079159.3683 | 10827515.165 | 24077.0464 | 241262.4239 | 0 | 11291076.0516 | 29377063.768 | 20050449.66 | 89670066.5349 | 3144235.0165 | 17759797.8658 | 17759797.8658 | 1478867.319 | 7985640.2162 | 0 | 110574099.4172 | 137798404.8183 | 74989.4209 | 30.4139 | 3635.6426 | 4530.7694 | 74.1175 | 92.3659
1 | 4900 | 707 | 0.035 | 15 | 15 | 7 | 1e-10 | 0 | Water | Porous | Wet | R245fa | MinimizeLCOE_Brownfield | IgnoreSilica | 113.611 | 55.5371 | 7.6685 | 4 | 3589.1698 | 4476.7016 | 73.1701 | 91.2636 | 178.5294 | -2.2428e-06 | 47853050662.2388 | 9101532.5585 | 673196.9535 | 8079538.1359 | 10823880.2935 | 24077.0464 | 94509.8747 | 0 | 11230726.5964 | 29220046.865 | 19943282.3973 | 89190790.7211 | 3144235.0165 | 17759797.8658 | 17759797.8658 | 1478867.319 | 7985640.2162 | 0 | 110094823.6035 | 137319129.0045 | 100000 | 30.6742 | 3589.1698 | 4476.7016 | 73.1701 | 91.2636
1 | 4900 | 707 | 0.035 | 15 | 15 | 7 | 1.3335e-10 | 0 | Water | Porous | Wet | R245fa | MinimizeLCOE_Brownfield | IgnoreSilica | 115.0998 | 56.6985 | 7.7731 | 4 | 3568.811 | 4444.4062 | 72.755 | 90.6052 | 178.4384 | 0.33764 | 63038486204.2467 | 9168246.2289 | 657441.3678 | 8224982.5138 | 11002191.4273 | 24077.0464 | 0 | 0 | 11340006.0478 | 29504369.5813 | 20137338.4934 | 90058652.7066 | 3144235.0165 | 17759797.8658 | 17759797.8658 | 1478867.319 | 7985640.2162 | 0 | 110962685.589 | 138186990.99 | 133352.1432 | 31.0923 | 3568.811 | 4444.4062 | 72.755 | 90.6052
1 | 4900 | 707 | 0.035 | 15 | 15 | 7 | 1.7783e-10 | 0 | Water | Porous | Wet | R245fa | MinimizeLCOE_Brownfield | IgnoreSilica | 115.0609 | 56.6781 | 7.7705 | 4 | 3569.1562 | 4445.0456 | 72.7621 | 90.6183 | 178.4386 | 0.83287 | 63006047242.6716 | 9166061.6611 | 657335.2377 | 8222586.2054 | 10998310.1186 | 24077.0464 | 0 | 0 | 11336664.405 | 29495675.3121 | 20131404.476 | 90032114.4623 | 3144235.0165 | 17759797.8658 | 17759797.8658 | 1478867.319 | 7985640.2162 | 0 | 110936147.3446 | 138160452.7457 | 177827.941 | 31.0819 | 3569.1562 | 4445.0456 | 72.7621 | 90.6183
1 | 4900 | 707 | 0.035 | 15 | 15 | 7 | 2.3714e-10 | 0 | Water | Porous | Wet | R245fa | MinimizeLCOE_Brownfield | IgnoreSilica | 115.0266 | 56.6572 | 7.7682 | 4 | 3569.3797 | 4445.5241 | 72.7666 | 90.628 | 178.4393 | 1.204 | 62945395564.0191 | 9164193.2834 | 657358.1412 | 8220069.2945 | 10994489.5415 | 24077.0464 | 0 | 0 | 11333473.0498 | 29487372.0605 | 20125737.3362 | 90006769.7535 | 3144235.0165 | 17759797.8658 | 17759797.8658 | 1478867.319 | 7985640.2162 | 0 | 110910802.6358 | 138135108.0369 | 237137.3706 | 31.0729 | 3569.3797 | 4445.5241 | 72.7666 | 90.628
1 | 4900 | 707 | 0.035 | 15 | 15 | 7 | 3.1623e-10 | 0 | Water | Porous | Wet | R245fa | MinimizeLCOE_Brownfield | IgnoreSilica | 115.0266 | 56.6633 | 7.7681 | 4 | 3569.5473 | 4445.7007 | 72.7701 | 90.6316 | 178.4383 | 1.4813 | 63033981526.4269 | 9164077.2195 | 657117.0453 | 8220910.8471 | 10995323.7434 | 24077.0464 | 0 | 0 | 11333987.3017 | 29488710.0384 | 20126650.5336 | 90010853.7754 | 3144235.0165 | 17759797.8658 | 17759797.8658 | 1478867.319 | 7985640.2162 | 0 | 110914886.6577 | 138139192.0588 | 316227.766 | 31.0725 | 3569.5473 | 4445.7007 | 72.7701 | 90.6316
1 | 4900 | 707 | 0.035 | 15 | 15 | 7 | 4.217e-10 | 0 | Water | Porous | Wet | R245fa | MinimizeLCOE_Brownfield | IgnoreSilica | 115.0026 | 56.6474 | 7.7666 | 4 | 3569.673 | 4446.004 | 72.7726 | 90.6378 | 178.439 | 1.6899 | 62999097186.2434 | 9162785.549 | 657178.106 | 8218984.4669 | 10992481.6976 | 24077.0464 | 0 | 0 | 11331647.6777 | 29482622.8168 | 20122495.8798 | 89992273.24 | 3144235.0165 | 17759797.8658 | 17759797.8658 | 1478867.319 | 7985640.2162 | 0 | 110896306.1223 | 138120611.5234 | 421696.5034 | 31.0662 | 3569.673 | 4446.004 | 72.7726 | 90.6378
1 | 4900 | 707 | 0.035 | 15 | 15 | 7 | 5.6234e-10 | 0 | Water | Porous | Wet | R245fa | MinimizeLCOE_Brownfield | IgnoreSilica | 114.9877 | 56.6383 | 7.7656 | 4 | 3569.7675 | 4446.2087 | 72.7745 | 90.642 | 178.4393 | 1.8461 | 62947433815.1994 | 9161979.1661 | 657191.3183 | 8217884.5951 | 10990818.5043 | 24077.0464 | 0 | 0 | 11330260.7458 | 29479014.3045 | 20120032.996 | 89981258.6765 | 3144235.0165 | 17759797.8658 | 17759797.8658 | 1478867.319 | 7985640.2162 | 0 | 110885291.5588 | 138109596.9599 | 562341.3252 | 31.0623 | 3569.7675 | 4446.2087 | 72.7745 | 90.642
1 | 4900 | 707 | 0.035 | 15 | 15 | 7 | 7.4989e-10 | 0 | Water | Porous | Wet | R245fa | MinimizeLCOE_Brownfield | IgnoreSilica | 114.9877 | 56.6409 | 7.7655 | 4 | 3569.8382 | 4446.2832 | 72.776 | 90.6435 | 178.4388 | 1.963 | 62984925011.5563 | 9161929.9887 | 657089.5049 | 8218239.5958 | 10991169.8289 | 24077.0464 | 0 | 0 | 11330477.3262 | 29479577.8023 | 20120417.5948 | 89982978.6879 | 3144235.0165 | 17759797.8658 | 17759797.8658 | 1478867.319 | 7985640.2162 | 0 | 110887011.5703 | 138111316.9713 | 749894.2093 | 31.0622 | 3569.8382 | 4446.2832 | 72.776 | 90.6435
1 | 4900 | 707 | 0.035 | 15 | 15 | 7 | 1e-09 | 0 | Water | Porous | Wet | R245fa | MinimizeLCOE_Brownfield | IgnoreSilica | 114.9877 | 56.6428 | 7.7655 | 4 | 3569.8914 | 4446.3392 | 72.7771 | 90.6446 | 178.4385 | 2.0506 | 63012983417.3504 | 9161893.2828 | 657013.1215 | 8218506.3513 | 10991434.454 | 24077.0464 | 0 | 0 | 11330640.4599 | 29480002.2426 | 20120707.2841 | 89984274.2426 | 3144235.0165 | 17759797.8658 | 17759797.8658 | 1478867.319 | 7985640.2162 | 0 | 110888307.1249 | 138112612.526 | 1000000 | 31.0621 | 3569.8914 | 4446.3392 | 72.7771 | 90.6446
1 | 4900 | 707 | 0.035 | 15 | 15 | 7 | 1.3335e-09 | 0 | Water | Porous | Wet | R245fa | MinimizeLCOE_Brownfield | IgnoreSilica | 114.9683 | 56.6278 | 7.7643 | 4 | 3569.9313 | 4446.5193 | 72.7779 | 90.6483 | 178.4394 | 2.1167 | 62932401430.9081 | 9160893.1157 | 657151.3889 | 8216640.7426 | 10988833.3859 | 24077.0464 | 0 | 0 | 11328562.315 | 29474595.336 | 20117016.9592 | 89967770.2896 | 3144235.0165 | 17759797.8658 | 17759797.8658 | 1478867.319 | 7985640.2162 | 0 | 110871803.1719 | 138096108.573 | 1333521.4322 | 31.0571 | 3569.9313 | 4446.5193 | 72.7779 | 90.6483
1 | 4900 | 707 | 0.035 | 15 | 15 | 7 | 1.7783e-09 | 0 | Water | Porous | Wet | R245fa | MinimizeLCOE_Brownfield | IgnoreSilica | 114.9683 | 56.6289 | 7.7643 | 4 | 3569.9611 | 4446.5508 | 72.7785 | 90.649 | 178.4392 | 2.166 | 62948253415.2202 | 9160872.2868 | 657108.4323 | 8216790.34 | 10988981.1606 | 24077.0464 | 0 | 0 | 11328653.4138 | 29474832.3563 | 20117178.7304 | 89968493.7664 | 3144235.0165 | 17759797.8658 | 17759797.8658 | 1478867.319 | 7985640.2162 | 0 | 110872526.6488 | 138096832.0498 | 1778279.41 | 31.0571 | 3569.9611 | 4446.5508 | 72.7785 | 90.649
1 | 4900 | 707 | 0.035 | 15 | 15 | 7 | 2.3714e-09 | 0 | Water | Porous | Wet | R245fa | MinimizeLCOE_Brownfield | IgnoreSilica | 114.9683 | 56.6297 | 7.7643 | 4 | 3569.9835 | 4446.5743 | 72.7789 | 90.6494 | 178.4391 | 2.203 | 62960130686.1639 | 9160856.6981 | 657076.2133 | 8216902.6188 | 10989092.184 | 24077.0464 | 0 | 0 | 11328721.8566 | 29475010.4305 | 20117300.2697 | 89969037.3173 | 3144235.0165 | 17759797.8658 | 17759797.8658 | 1478867.319 | 7985640.2162 | 0 | 110873070.1996 | 138097375.6007 | 2371373.7057 | 31.057 | 3569.9835 | 4446.5743 | 72.7789 | 90.6494
1 | 4900 | 707 | 0.035 | 15 | 15 | 7 | 3.1623e-09 | 0 | Water | Porous | Wet | R245fa | MinimizeLCOE_Brownfield | IgnoreSilica | 114.9683 | 56.6303 | 7.7642 | 4 | 3570.0003 | 4446.592 | 72.7793 | 90.6498 | 178.439 | 2.2307 | 62969031698.5329 | 9160845.0254 | 657052.0491 | 8216986.8703 | 10989175.5568 | 24077.0464 | 0 | 0 | 11328773.2537 | 29475144.1553 | 20117391.5396 | 89969445.4966 | 3144235.0165 | 17759797.8658 | 17759797.8658 | 1478867.319 | 7985640.2162 | 0 | 110873478.379 | 138097783.78 | 3162277.6602 | 31.057 | 3570.0003 | 4446.592 | 72.7793 | 90.6498
1 | 4900 | 707 | 0.035 | 15 | 15 | 7 | 4.217e-09 | 0 | Water | Porous | Wet | R245fa | MinimizeLCOE_Brownfield | IgnoreSilica | 114.9683 | 56.6307 | 7.7642 | 4 | 3570.0129 | 4446.6053 | 72.7795 | 90.6501 | 178.4389 | 2.2515 | 62975703576.8799 | 9160836.2818 | 657033.9265 | 8217050.0807 | 10989238.1435 | 24077.0464 | 0 | 0 | 11328811.8368 | 29475244.5404 | 20117460.0546 | 89969751.9107 | 3144235.0165 | 17759797.8658 | 17759797.8658 | 1478867.319 | 7985640.2162 | 0 | 110873784.793 | 138098090.1941 | 4216965.0343 | 31.057 | 3570.0129 | 4446.6053 | 72.7795 | 90.6501
1 | 4900 | 707 | 0.035 | 15 | 15 | 7 | 5.6234e-09 | 0 | Water | Porous | Wet | R245fa | MinimizeLCOE_Brownfield | IgnoreSilica | 114.9683 | 56.6311 | 7.7642 | 4 | 3570.0223 | 4446.6152 | 72.7797 | 90.6503 | 178.4389 | 2.2671 | 62980704717.8574 | 9160829.7305 | 657020.3355 | 8217097.4989 | 10989285.1139 | 24077.0464 | 0 | 0 | 11328840.7928 | 29475319.8781 | 20117511.4741 | 89969981.8701 | 3144235.0165 | 17759797.8658 | 17759797.8658 | 1478867.319 | 7985640.2162 | 0 | 110874014.7524 | 138098320.1535 | 5623413.2519 | 31.057 | 3570.0223 | 4446.6152 | 72.7797 | 90.6503
1 | 4900 | 707 | 0.035 | 15 | 15 | 7 | 7.4989e-09 | 0 | Water | Porous | Wet | R245fa | MinimizeLCOE_Brownfield | IgnoreSilica | 114.9683 | 56.6314 | 7.7642 | 4 | 3570.0294 | 4446.6227 | 72.7799 | 90.6504 | 178.4388 | 2.2787 | 62984454274.8552 | 9160824.8208 | 657010.143 | 8217133.0672 | 10989320.3576 | 24077.0464 | 0 | 0 | 11328862.5196 | 29475376.4068 | 20117550.0561 | 89970154.4175 | 3144235.0165 | 17759797.8658 | 17759797.8658 | 1478867.319 | 7985640.2162 | 0 | 110874187.2998 | 138098492.7009 | 7498942.0933 | 31.0569 | 3570.0294 | 4446.6227 | 72.7799 | 90.6504
1 | 4900 | 707 | 0.035 | 15 | 15 | 7 | 1e-08 | 0 | Water | Porous | Wet | R245fa | MinimizeLCOE_Brownfield | IgnoreSilica | 114.9683 | 56.6315 | 7.7642 | 4 | 3570.0347 | 4446.6283 | 72.78 | 90.6505 | 178.4388 | 2.2875 | 62987265460.8481 | 9160821.1408 | 657002.4994 | 8217159.7451 | 10989346.7983 | 24077.0464 | 0 | 0 | 11328878.8197 | 29475418.8162 | 20117579.0014 | 89970283.8672 | 3144235.0165 | 17759797.8658 | 17759797.8658 | 1478867.319 | 7985640.2162 | 0 | 110874316.7495 | 138098622.1506 | 10000000 | 31.0569 | 3570.0347 | 4446.6283 | 72.78 | 90.6505
1 | 5000 | 707 | 0.035 | 15 | 15 | 7 | 1e-13 | 0 | Water | Porous | Wet | R245fa | MinimizeLCOE_Brownfield | IgnoreSilica | 0.76854 | 0.15084 | 0.0032218 | 4 | 1735203.6227 | 3901309.7523 | 35374.4729 | 79533.4762 | 106.5079 | -5.2697e-05 | 11797803124.907 | 96359.8333 | 3414.9791 | 75940.5163 | 55714.4319 | 24077.0464 | 55893.3759 | 0 | 121446.0713 | 315977.7656 | 215661.3177 | 964485.3375 | 3144235.0165 | 18253066.8284 | 18253066.8284 | 1478867.319 | 8182947.8012 | 0 | 22361787.1824 | 50276669.1311 | 100 | 0.012887 | 1735203.6227 | 3901309.7523 | 35374.4729 | 79533.4762
1 | 5000 | 707 | 0.035 | 15 | 15 | 7 | 1.3335e-13 | 0 | Water | Porous | Wet | R245fa | MinimizeLCOE_Brownfield | IgnoreSilica | 0.99265 | 0.23976 | 0.010079 | 4 | 562615.4207 | 1255041.5781 | 11469.6763 | 25585.7201 | 118.8168 | -5.6453e-05 | 20814207939.0894 | 142329.3686 | 5470.5544 | 109119.7029 | 71026.2046 | 24077.0464 | 62638.8368 | 0 | 161718.0683 | 420757.2409 | 287175.4626 | 1284312.4856 | 3144235.0165 | 18253066.8284 | 18253066.8284 | 1478867.319 | 8182947.8012 | 0 | 22681614.3304 | 50596496.2791 | 133.3521 | 0.040315 | 562615.4207 | 1255041.5781 | 11469.6763 | 25585.7201
1 | 5000 | 707 | 0.035 | 15 | 15 | 7 | 1.7783e-13 | 0 | Water | Porous | Wet | R245fa | MinimizeLCOE_Brownfield | IgnoreSilica | 1.2899 | 0.37084 | 0.021557 | 4 | 268060.1057 | 591791.7617 | 5464.7678 | 12064.4755 | 130.3132 | -6.1148e-05 | 29021539635.5999 | 204027.9037 | 8468.1177 | 153517.5069 | 93388.4976 | 24077.0464 | 70917.9246 | 0 | 216214.8288 | 562546.6327 | 383949.636 | 1717108.0944 | 3144235.0165 | 18253066.8284 | 18253066.8284 | 1478867.319 | 8182947.8012 | 0 | 23114409.9393 | 51029291.8879 | 177.8279 | 0.086228 | 268060.1057 | 591791.7617 | 5464.7678 | 12064.4755
1 | 5000 | 707 | 0.035 | 15 | 15 | 7 | 2.3714e-13 | 0 | Water | Porous | Wet | R245fa | MinimizeLCOE_Brownfield | IgnoreSilica | 1.6706 | 0.55227 | 0.039098 | 4 | 151332.4961 | 329825.2296 | 3085.1176 | 6723.9334 | 140.2929 | -6.5541e-05 | 36045939606.8777 | 281782.8164 | 12528.6939 | 209757.7669 | 124595.4389 | 24077.0464 | 80142.7496 | 0 | 285824.9597 | 743657.9144 | 507561.8072 | 2269929.1934 | 3144235.0165 | 18253066.8284 | 18253066.8284 | 1478867.319 | 8182947.8012 | 0 | 23667231.0383 | 51582112.987 | 237.1374 | 0.15639 | 151332.4961 | 329825.2296 | 3085.1176 | 6723.9334
1 | 5000 | 707 | 0.035 | 15 | 15 | 7 | 3.1623e-13 | 0 | Water | Porous | Wet | R245fa | MinimizeLCOE_Brownfield | IgnoreSilica | 2.1551 | 0.7964 | 0.06443 | 4 | 94520.6488 | 202836.1308 | 1926.9313 | 4135.0889 | 148.7069 | -6.9243e-05 | 41777132830.0475 | 377274.5394 | 17826.3691 | 279584.012 | 167372.9896 | 24077.0464 | 90325.0279 | 0 | 373019.3939 | 970519.9461 | 662399.8054 | 2962399.1298 | 3144235.0165 | 18253066.8284 | 18253066.8284 | 1478867.319 | 8182947.8012 | 0 | 24359700.9747 | 52274582.9234 | 316.2278 | 0.25772 | 94520.6488 | 202836.1308 | 1926.9313 | 4135.0889
1 | 5000 | 707 | 0.035 | 15 | 15 | 7 | 4.217e-13 | 0 | Water | Porous | Wet | R245fa | MinimizeLCOE_Brownfield | IgnoreSilica | 2.8202 | 1.145 | 0.10195 | 4 | 62019.5408 | 130474.2165 | 1264.3522 | 2659.8934 | 156.1146 | -7.4233e-05 | 46235662432.8108 | 501743.7811 | 25100.6164 | 371966.1038 | 229971.5498 | 24077.0464 | 104196.5137 | 0 | 490251.6884 | 1275534.3287 | 870578.3889 | 3893420.0172 | 3144235.0165 | 18253066.8284 | 18253066.8284 | 1478867.319 | 8182947.8012 | 0 | 25290721.8621 | 53205603.8108 | 421.6965 | 0.40779 | 62019.5408 | 130474.2165 | 1264.3522 | 2659.8934
1 | 5000 | 707 | 0.035 | 15 | 15 | 7 | 5.6234e-13 | 0 | Water | Porous | Wet | R245fa | MinimizeLCOE_Brownfield | IgnoreSilica | 3.6828 | 1.6095 | 0.1539 | 4 | 42978.6387 | 88323.7942 | 876.1777 | 1800.6 | 162.1 | -7.8429e-05 | 49675799869.0529 | 653236.7129 | 34356.6664 | 486406.7982 | 315610.1647 | 24077.0464 | 120254.1304 | 0 | 637237.1924 | 1657960.4593 | 1131592.0812 | 5060731.2519 | 3144235.0165 | 18253066.8284 | 18253066.8284 | 1478867.319 | 8182947.8012 | 0 | 26458033.0968 | 54372915.0454 | 562.3413 | 0.61561 | 42978.6387 | 88323.7942 | 876.1777 | 1800.6
1 | 5000 | 707 | 0.035 | 15 | 15 | 7 | 7.4989e-13 | 0 | Water | Porous | Wet | R245fa | MinimizeLCOE_Brownfield | IgnoreSilica | 4.8205 | 2.2327 | 0.22552 | 4 | 30973.6471 | 61919.1247 | 631.4397 | 1262.3051 | 166.9444 | -8.2233e-05 | 52242902159.9276 | 839430.8608 | 46170.2497 | 629724.6738 | 433420.2294 | 24077.0464 | 139690.676 | 0 | 823880.3571 | 2143567.688 | 1463028.993 | 6542990.7741 | 3144235.0165 | 18253066.8284 | 18253066.8284 | 1478867.319 | 8182947.8012 | 0 | 27940292.619 | 55855174.5676 | 749.8942 | 0.90207 | 30973.6471 | 61919.1247 | 631.4397 | 1262.3051
1 | 5000 | 707 | 0.035 | 15 | 15 | 7 | 1e-12 | 0 | Water | Porous | Wet | R245fa | MinimizeLCOE_Brownfield | IgnoreSilica | 6.3358 | 3.0702 | 0.32377 | 4 | 23035.2078 | 44589.9009 | 469.6039 | 909.0254 | 170.8246 | -8.5727e-05 | 54210226451.9119 | 1069123.6558 | 61232.2081 | 809982.3009 | 595312.9119 | 24077.0464 | 163637.3281 | 0 | 1062112.5259 | 2763398.9232 | 1886076.5472 | 8434953.4473 | 3144235.0165 | 18253066.8284 | 18253066.8284 | 1478867.319 | 8182947.8012 | 0 | 29832255.2922 | 57747137.2409 | 1000 | 1.2951 | 23035.2078 | 44589.9009 | 469.6039 | 909.0254
1 | 5000 | 707 | 0.035 | 15 | 15 | 7 | 1.3335e-12 | 0 | Water | Porous | Wet | R245fa | MinimizeLCOE_Brownfield | IgnoreSilica | 8.3043 | 4.1585 | 0.45375 | 4 | 17723.6839 | 33103.804 | 361.3213 | 674.8658 | 173.7434 | -8.8012e-05 | 54536753149.2086 | 1343375.7089 | 79685.4062 | 1029831.6162 | 809252.1764 | 24077.0464 | 191421.2654 | 0 | 1356280.8556 | 3528764.5749 | 2408454.3312 | 10771142.9813 | 3144235.0165 | 18253066.8284 | 18253066.8284 | 1478867.319 | 8182947.8012 | 0 | 32168444.8262 | 60083326.7749 | 1333.5214 | 1.815 | 17723.6839 | 33103.804 | 361.3213 | 674.8658
1 | 5000 | 707 | 0.035 | 15 | 15 | 7 | 1.7783e-12 | 0 | Water | Porous | Wet | R245fa | MinimizeLCOE_Brownfield | IgnoreSilica | 10.93 | 5.5826 | 0.62292 | 4 | 14073.9131 | 25277.1635 | 286.9158 | 515.3092 | 175.5888 | -8.9642e-05 | 50993993450.1107 | 1670612.6373 | 101666.8996 | 1301027.6278 | 1090072.497 | 24077.0464 | 226242.0296 | 0 | 1721342.5076 | 4478580.109 | 3056722.95 | 13670344.3041 | 3144235.0165 | 18253066.8284 | 18253066.8284 | 1478867.319 | 8182947.8012 | 0 | 35067646.149 | 62982528.0977 | 1778.2794 | 2.4917 | 14073.9131 | 25277.1635 | 286.9158 | 515.3092
1 | 5000 | 707 | 0.035 | 15 | 15 | 7 | 2.3714e-12 | 0 | Water | Porous | Wet | R245fa | MinimizeLCOE_Brownfield | IgnoreSilica | 14.5648 | 7.4468 | 0.88206 | 4 | 11015.711 | 18927.534 | 224.5702 | 385.8634 | 178.1528 | -8.9884e-05 | 59343991205.8234 | 2115066.1332 | 140960.8043 | 1628883.4791 | 1465741.9268 | 24077.0464 | 265386.7955 | 0 | 2199645.3122 | 5723025.8932 | 3906082.7685 | 17468870.1592 | 3144235.0165 | 18253066.8284 | 18253066.8284 | 1478867.319 | 8182947.8012 | 0 | 38866172.0041 | 66781053.9527 | 2371.3737 | 3.5282 | 11015.711 | 18927.534 | 224.5702 | 385.8634
1 | 5000 | 707 | 0.035 | 15 | 15 | 7 | 3.1623e-12 | 0 | Water | Porous | Wet | R245fa | MinimizeLCOE_Brownfield | IgnoreSilica | 16.8816 | 9.5931 | 1.2426 | 4 | 9139.5673 | 14755.9251 | 186.3224 | 300.8195 | 178.9456 | -8.691e-05 | 705177144316.269 | 2677256.5743 | 237983.9416 | 1975587.197 | 2561734.4558 | 24077.0464 | 281500.0417 | 0 | 3025674.3102 | 7872183.904 | 5372927.2717 | 24028924.7428 | 3144235.0165 | 18253066.8284 | 18253066.8284 | 1478867.319 | 8182947.8012 | 0 | 45426226.5877 | 73341108.5363 | 3162.2777 | 4.9703 | 9139.5673 | 14755.9251 | 186.3224 | 300.8195
1 | 5000 | 707 | 0.035 | 15 | 15 | 7 | 4.217e-12 | 0 | Water | Porous | Wet | R245fa | MinimizeLCOE_Brownfield | IgnoreSilica | 16.787 | 9.0916 | 1.2238 | 4 | 8856.484 | 14559.1482 | 180.5514 | 296.8079 | 178.9129 | -4.9802e-05 | 78529279006.6488 | 2576170.9691 | 225287.0778 | 1892640.493 | 2177980.855 | 24077.0464 | 192612.887 | 0 | 2764620.038 | 7192974.2374 | 4909352.7179 | 21955716.3216 | 3144235.0165 | 18253066.8284 | 18253066.8284 | 1478867.319 | 8182947.8012 | 0 | 43353018.1665 | 71267900.1152 | 4216.965 | 4.8951 | 8856.484 | 14559.1482 | 180.5514 | 296.8079
1 | 5000 | 707 | 0.035 | 15 | 15 | 7 | 5.6234e-12 | 0 | Water | Porous | Wet | R245fa | MinimizeLCOE_Brownfield | IgnoreSilica | 24.0849 | 16.133 | 2.0993 | 4 | 9011.7492 | 12336.1081 | 183.7167 | 251.4882 | 180.462 | -9.3898e-05 | 78872958475.1524 | 3867049.1632 | 350469.4693 | 2994523.555 | 9919044.4567 | 24077.0464 | 368428.1093 | 0 | 6834200.802 | 17781188.5994 | 12136026.586 | 54275007.7874 | 3144235.0165 | 18253066.8284 | 18253066.8284 | 1478867.319 | 8182947.8012 | 0 | 75672309.6322 | 103587191.5809 | 5623.4133 | 8.3971 | 9011.7492 | 12336.1081 | 183.7167 | 251.4882
1 | 5000 | 707 | 0.035 | 15 | 15 | 7 | 7.4989e-12 | 0 | Water | Porous | Wet | R245fa | MinimizeLCOE_Brownfield | IgnoreSilica | 31.617 | 21.3183 | 2.7802 | 4 | 8159.5744 | 10669.7604 | 166.344 | 217.5175 | 181.3175 | -9.4612e-05 | 78825382060.1138 | 4713230.0132 | 423535.1777 | 3742351.6157 | 13046400.1015 | 24077.0464 | 438760.099 | 0 | 8731458.0808 | 22717462.858 | 15505135.1978 | 69342410.1902 | 3144235.0165 | 18253066.8284 | 18253066.8284 | 1478867.319 | 8182947.8012 | 0 | 90739712.035 | 118654593.9837 | 7498.9421 | 11.1206 | 8159.5744 | 10669.7604 | 166.344 | 217.5175
1 | 5000 | 707 | 0.035 | 15 | 15 | 7 | 1e-11 | 0 | Water | Porous | Wet | R245fa | MinimizeLCOE_Brownfield | IgnoreSilica | 41.4636 | 28.1031 | 3.6711 | 4 | 7497.3931 | 9398.383 | 152.8445 | 191.5988 | 181.973 | -9.4999e-05 | 79268747167.275 | 5735675.4982 | 511568.3273 | 4668085.8069 | 17174991.0901 | 24077.0464 | 523025.6491 | 0 | 11168595.133 | 29058393.5422 | 19832950.6828 | 88697362.776 | 3144235.0165 | 18253066.8284 | 18253066.8284 | 1478867.319 | 8182947.8012 | 0 | 110094664.6209 | 138009546.5695 | 10000 | 14.6844 | 7497.3931 | 9398.383 | 152.8445 | 191.5988
1 | 5000 | 707 | 0.035 | 15 | 15 | 7 | 1.3335e-11 | 0 | Water | Porous | Wet | R245fa | MinimizeLCOE_Brownfield | IgnoreSilica | 54.3212 | 36.9392 | 4.8307 | 4 | 6944.0039 | 8388.6547 | 141.5629 | 171.0141 | 182.4596 | -9.5158e-05 | 78840396045.7787 | 6966721.7707 | 617204.1175 | 5809265.6983 | 22371477.9814 | 24077.0464 | 624538.9288 | 0 | 14201181.3618 | 36948560.8405 | 25218151.9906 | 112781179.7358 | 3144235.0165 | 18253066.8284 | 18253066.8284 | 1478867.319 | 8182947.8012 | 0 | 134178481.5807 | 162093363.5293 | 13335.2143 | 19.3229 | 6944.0039 | 8388.6547 | 141.5629 | 171.0141
1 | 5000 | 707 | 0.035 | 15 | 15 | 7 | 1.7783e-11 | 0 | Water | Porous | Wet | R245fa | MinimizeLCOE_Brownfield | IgnoreSilica | 70.6011 | 48.1011 | 6.2941 | 4 | 6533.3301 | 7642.1068 | 133.1908 | 155.7947 | 182.7021 | -9.4818e-05 | 77832320566.4312 | 8407480.1807 | 741160.8716 | 7175541.2481 | 29106853.3019 | 24077.0464 | 743136.642 | 0 | 18017317.2233 | 46877363.5552 | 31994763.8599 | 143087693.9291 | 3144235.0165 | 18253066.8284 | 18253066.8284 | 1478867.319 | 8182947.8012 | 0 | 164484995.774 | 192399877.7226 | 17782.7941 | 25.1763 | 6533.3301 | 7642.1068 | 133.1908 | 155.7947
1 | 5000 | 707 | 0.035 | 15 | 15 | 7 | 2.3714e-11 | 0 | Water | Porous | Wet | R245fa | MinimizeLCOE_Brownfield | IgnoreSilica | 90.64 | 61.6305 | 8.0599 | 4 | 6224.3476 | 7090.2056 | 126.8917 | 144.5434 | 182.4467 | -9.3629e-05 | 74820159955.6035 | 10031806.9623 | 883256.7942 | 8749199.9443 | 37313263.9802 | 24077.0464 | 879655.5192 | 0 | 22573691.4961 | 58732114.7721 | 40085875.1563 | 179272941.671 | 3144235.0165 | 18253066.8284 | 18253066.8284 | 1478867.319 | 8182947.8012 | 0 | 200670243.5159 | 228585125.4646 | 23713.7371 | 32.2396 | 6224.3476 | 7090.2056 | 126.8917 | 144.5434
1 | 5000 | 707 | 0.035 | 15 | 15 | 7 | 3.1623e-11 | 0 | Water | Porous | Wet | R245fa | MinimizeLCOE_Brownfield | IgnoreSilica | 108.5009 | 73.3469 | 9.6394 | 4 | 6022.568 | 6746.5472 | 122.7782 | 137.5375 | 181.6653 | -8.458e-05 | 71479872142.487 | 11357041.2635 | 1003387.9998 | 10056430.3897 | 44687778.993 | 24077.0464 | 937487.1913 | 0 | 26545819.1246 | 69066776.066 | 47139493.8454 | 210818291.9195 | 3144235.0165 | 18253066.8284 | 18253066.8284 | 1478867.319 | 8182947.8012 | 0 | 232215593.7644 | 260130475.713 | 31622.7766 | 38.5576 | 6022.568 | 6746.5472 | 122.7782 | 137.5375
1 | 5000 | 707 | 0.035 | 15 | 15 | 7 | 4.217e-11 | 0 | Water | Porous | Wet | R245fa | MinimizeLCOE_Brownfield | IgnoreSilica | 110.4006 | 74.5554 | 10.0242 | 4 | 5855.0333 | 6551.223 | 119.3628 | 133.5555 | 181.5351 | -5.8461e-05 | 75422226432.3786 | 11490037.8843 | 1015856.8167 | 10188807.7056 | 45443365.5563 | 24077.0464 | 727919.0543 | 0 | 26867124.9848 | 69902748.0054 | 47710061.8715 | 213369998.9255 | 3144235.0165 | 18253066.8284 | 18253066.8284 | 1478867.319 | 8182947.8012 | 0 | 234767300.7704 | 262682182.7191 | 42169.6503 | 40.0967 | 5855.0333 | 6551.223 | 119.3628 | 133.5555
1 | 5000 | 707 | 0.035 | 15 | 15 | 7 | 5.6234e-11 | 0 | Water | Porous | Wet | R245fa | MinimizeLCOE_Brownfield | IgnoreSilica | 110 | 74.2906 | 10.1778 | 4 | 5733.4671 | 6419.1505 | 116.8845 | 130.8631 | 181.5453 | -3.5891e-05 | 71705368515.8723 | 11460916.2358 | 1013257.431 | 10159842.6253 | 45279108.6226 | 24077.0464 | 516372.37 | 0 | 26696893.9891 | 69459841.8737 | 47407769.3358 | 212018079.5297 | 3144235.0165 | 18253066.8284 | 18253066.8284 | 1478867.319 | 8182947.8012 | 0 | 233415381.3745 | 261330263.3232 | 56234.1325 | 40.711 | 5733.4671 | 6419.1505 | 116.8845 | 130.8631
1 | 5000 | 707 | 0.035 | 15 | 15 | 7 | 7.4989e-11 | 0 | Water | Porous | Wet | R245fa | MinimizeLCOE_Brownfield | IgnoreSilica | 124.5513 | 83.4405 | 11.4546 | 4 | 5633.9424 | 6243.1951 | 114.8555 | 127.276 | 180.4795 | -3.0277e-05 | 75053514569.8589 | 12448619.5646 | 1107043.1385 | 11149557.5272 | 51197044.6714 | 24077.0464 | 509109.2666 | 0 | 29809825.9737 | 77559052.3475 | 52935646.9063 | 236739976.4421 | 3144235.0165 | 18253066.8284 | 18253066.8284 | 1478867.319 | 8182947.8012 | 0 | 258137278.287 | 286052160.2357 | 74989.4209 | 45.8182 | 5633.9424 | 6243.1951 | 114.8555 | 127.276
1 | 5000 | 707 | 0.035 | 15 | 15 | 7 | 1e-10 | 0 | Water | Porous | Wet | R245fa | MinimizeLCOE_Brownfield | IgnoreSilica | 124.8157 | 83.5956 | 11.607 | 4 | 5557.5633 | 6158.8152 | 113.2984 | 125.5558 | 180.4452 | -1.6098e-05 | 77228476877.1108 | 12465017.409 | 1108731.5791 | 11166156.6747 | 51301483.382 | 24077.0464 | 334111.5414 | 0 | 29795835.2767 | 77522651.4236 | 52910802.5278 | 236628866.8606 | 3144235.0165 | 18253066.8284 | 18253066.8284 | 1478867.319 | 8182947.8012 | 0 | 258026168.7055 | 285941050.6541 | 100000 | 46.4279 | 5557.5633 | 6158.8152 | 113.2984 | 125.5558
1 | 5000 | 707 | 0.035 | 15 | 15 | 7 | 1.3335e-10 | 0 | Water | Porous | Wet | R245fa | MinimizeLCOE_Brownfield | IgnoreSilica | 124.8935 | 83.6377 | 11.712 | 4 | 5498.9991 | 6094.86 | 112.1045 | 124.252 | 180.4294 | -5.1358e-06 | 78877693738.4542 | 12469440.9296 | 1109236.7608 | 11170663.0098 | 51332746.3084 | 24077.0464 | 161310.9117 | 0 | 29744315.237 | 77388606.8487 | 52819314.3511 | 236219711.4036 | 3144235.0165 | 18253066.8284 | 18253066.8284 | 1478867.319 | 8182947.8012 | 0 | 257617013.2484 | 285531895.1971 | 133352.1432 | 46.848 | 5498.9991 | 6094.86 | 112.1045 | 124.252
1 | 5000 | 707 | 0.035 | 15 | 15 | 7 | 1.7783e-10 | 0 | Water | Porous | Wet | R245fa | MinimizeLCOE_Brownfield | IgnoreSilica | 154.687 | 75.4312 | 10.4142 | 4 | 3324.8389 | 3994.955 | 67.7813 | 81.4426 | 178.6424 | -1.1218e-05 | 73645854797.0454 | 11417993.8232 | 875181.6459 | 10307297.29 | 14870234.4628 | 24077.0464 | 314452.6708 | 0 | 14745602.4062 | 38365032.7219 | 26184923.1553 | 117104795.2223 | 3144235.0165 | 18253066.8284 | 18253066.8284 | 1478867.319 | 8182947.8012 | 0 | 138502097.0672 | 166416979.0158 | 177827.941 | 41.6568 | 3324.8389 | 3994.955 | 67.7813 | 81.4426
1 | 5000 | 707 | 0.035 | 15 | 15 | 7 | 2.3714e-10 | 0 | Water | Porous | Wet | R245fa | MinimizeLCOE_Brownfield | IgnoreSilica | 154.687 | 75.4174 | 10.4594 | 4 | 3301.8209 | 3969.0405 | 67.3121 | 80.9143 | 178.6354 | -6.7538e-06 | 66529560419.6928 | 11410915.2333 | 872441.0673 | 10306629.5361 | 14851620.3792 | 24077.0464 | 226753.9206 | 0 | 14700050.5014 | 38246516.0096 | 26104033.0638 | 116743036.7578 | 3144235.0165 | 18253066.8284 | 18253066.8284 | 1478867.319 | 8182947.8012 | 0 | 138140338.6027 | 166055220.5513 | 237137.3706 | 41.8376 | 3301.8209 | 3969.0405 | 67.3121 | 80.9143
1 | 5000 | 707 | 0.035 | 15 | 15 | 7 | 3.1623e-10 | 0 | Water | Porous | Wet | R245fa | MinimizeLCOE_Brownfield | IgnoreSilica | 154.8502 | 75.4843 | 10.4984 | 4 | 3283.7081 | 3948.4483 | 66.9428 | 80.4945 | 178.6255 | -3.5116e-06 | 72456554824.929 | 11410150.382 | 869283.239 | 10315150.452 | 14843652.1759 | 24077.0464 | 150899.3052 | 0 | 14669152.9142 | 38166126.8257 | 26049165.794 | 116497658.1343 | 3144235.0165 | 18253066.8284 | 18253066.8284 | 1478867.319 | 8182947.8012 | 0 | 137894959.9792 | 165809841.9278 | 316227.766 | 41.9937 | 3283.7081 | 3948.4483 | 66.9428 | 80.4945
1 | 5000 | 707 | 0.035 | 15 | 15 | 7 | 4.217e-10 | 0 | Water | Porous | Wet | R245fa | MinimizeLCOE_Brownfield | IgnoreSilica | 154.687 | 75.4058 | 10.5197 | 4 | 3268.6158 | 3932.0116 | 66.6352 | 80.1594 | 178.6266 | -8.4035e-07 | 68511563628.0626 | 11402557.8071 | 869054.5869 | 10306430.7553 | 14830473.5317 | 24077.0464 | 65807.8356 | 0 | 14624376.6095 | 38049628.0659 | 25969652.9967 | 116142059.235 | 3144235.0165 | 18253066.8284 | 18253066.8284 | 1478867.319 | 8182947.8012 | 0 | 137539361.0799 | 165454243.0286 | 421696.5034 | 42.0788 | 3268.6158 | 3932.0116 | 66.6352 | 80.1594
1 | 5000 | 707 | 0.035 | 15 | 15 | 7 | 5.6234e-10 | 0 | Water | Porous | Wet | R245fa | MinimizeLCOE_Brownfield | IgnoreSilica | 154.8157 | 75.4666 | 10.5361 | 4 | 3260.0736 | 3922.4348 | 66.461 | 79.9641 | 178.6245 | 0.10167 | 67124255795.7127 | 11407372.2372 | 868741.8271 | 10313348.0837 | 14837986.7375 | 24077.0464 | 0 | 0 | 14606095.1134 | 38002063.3631 | 25937189.1096 | 115996873.5181 | 3144235.0165 | 18253066.8284 | 18253066.8284 | 1478867.319 | 8182947.8012 | 0 | 137394175.363 | 165309057.3116 | 562341.3252 | 42.1445 | 3260.0736 | 3922.4348 | 66.461 | 79.9641
1 | 5000 | 707 | 0.035 | 15 | 15 | 7 | 7.4989e-10 | 0 | Water | Porous | Wet | R245fa | MinimizeLCOE_Brownfield | IgnoreSilica | 154.8281 | 75.4708 | 10.5344 | 4 | 3260.1351 | 3922.6054 | 66.4623 | 79.9676 | 178.6218 | 0.25539 | 64284418425.0808 | 11405649.2138 | 867782.2524 | 10314133.6861 | 14833415.5019 | 24077.0464 | 0 | 0 | 14603572.5032 | 37995500.0487 | 25932709.5127 | 115976839.7652 | 3144235.0165 | 18253066.8284 | 18253066.8284 | 1478867.319 | 8182947.8012 | 0 | 137374141.6101 | 165289023.5587 | 749894.2093 | 42.1376 | 3260.1351 | 3922.6054 | 66.4623 | 79.9676
1 | 5000 | 707 | 0.035 | 15 | 15 | 7 | 1e-09 | 0 | Water | Porous | Wet | R245fa | MinimizeLCOE_Brownfield | IgnoreSilica | 150 | 77.819 | 11.0013 | 4 | 3333.1326 | 3967.4884 | 67.9504 | 80.8826 | 178.8673 | 0.76522 | 42188211269.157 | 11824198.4699 | 989927.0508 | 10546433.7322 | 17063288.9319 | 24077.0464 | 0 | 0 | 15774690.8401 | 41042509.732 | 28012356.2313 | 125277482.0346 | 3144235.0165 | 18253066.8284 | 18253066.8284 | 1478867.319 | 8182947.8012 | 0 | 146674783.8794 | 174589665.8281 | 1000000 | 44.0051 | 3333.1326 | 3967.4884 | 67.9504 | 80.8826
1 | 5000 | 707 | 0.035 | 15 | 15 | 7 | 1.3335e-09 | 0 | Water | Porous | Wet | R245fa | MinimizeLCOE_Brownfield | IgnoreSilica | 150 | 77.8039 | 10.9991 | 4 | 3332.9059 | 3967.3866 | 67.9458 | 80.8805 | 178.8671 | 0.85451 | 42786523972.145 | 11822433.6134 | 989664.3549 | 10544803.968 | 17054403.2476 | 24077.0464 | 0 | 0 | 15769799.0698 | 41029782.349 | 28003669.5309 | 125238633.1801 | 3144235.0165 | 18253066.8284 | 18253066.8284 | 1478867.319 | 8182947.8012 | 0 | 146635935.0249 | 174550816.9736 | 1333521.4322 | 43.9964 | 3332.9059 | 3967.3866 | 67.9458 | 80.8805
1 | 5000 | 707 | 0.035 | 15 | 15 | 7 | 1.7783e-09 | 0 | Water | Porous | Wet | R245fa | MinimizeLCOE_Brownfield | IgnoreSilica | 150 | 77.3444 | 10.9333 | 4 | 3326.2612 | 3964.5633 | 67.8103 | 80.823 | 178.8586 | 0.92709 | 39748075407.0117 | 11768671.3033 | 981558.4659 | 10495448.4673 | 16788373.4429 | 24077.0464 | 0 | 0 | 15622670.2031 | 40646983.218 | 27742401.2583 | 124070183.4052 | 3144235.0165 | 18253066.8284 | 18253066.8284 | 1478867.319 | 8182947.8012 | 0 | 145467485.2501 | 173382367.1987 | 1778279.41 | 43.733 | 3326.2612 | 3964.5633 | 67.8103 | 80.823
1 | 5000 | 707 | 0.035 | 15 | 15 | 7 | 2.3714e-09 | 0 | Water | Porous | Wet | R245fa | MinimizeLCOE_Brownfield | IgnoreSilica | 150 | 77.3437 | 10.9332 | 4 | 3326.2515 | 3964.5594 | 67.8101 | 80.8229 | 178.8586 | 0.97732 | 37800214770.3077 | 11768589.384 | 981545.9546 | 10495373.7155 | 16787974.8726 | 24077.0464 | 0 | 0 | 15622448.7795 | 40646407.1193 | 27742008.0591 | 124068424.931 | 3144235.0165 | 18253066.8284 | 18253066.8284 | 1478867.319 | 8182947.8012 | 0 | 145465726.7758 | 173380608.7245 | 2371373.7057 | 43.7326 | 3326.2515 | 3964.5594 | 67.8101 | 80.8229
1 | 5000 | 707 | 0.035 | 15 | 15 | 7 | 3.1623e-09 | 0 | Water | Porous | Wet | R245fa | MinimizeLCOE_Brownfield | IgnoreSilica | 150 | 77.3432 | 10.9331 | 4 | 3326.2438 | 3964.5563 | 67.81 | 80.8228 | 178.8586 | 1.015 | 39035568772.6044 | 11768524.5228 | 981536.0483 | 10495314.5304 | 16787659.312 | 24077.0464 | 0 | 0 | 15622273.4694 | 40645950.9984 | 27741696.7472 | 124067032.6749 | 3144235.0165 | 18253066.8284 | 18253066.8284 | 1478867.319 | 8182947.8012 | 0 | 145464334.5198 | 173379216.4684 | 3162277.6602 | 43.7323 | 3326.2438 | 3964.5563 | 67.81 | 80.8228
1 | 5000 | 707 | 0.035 | 15 | 15 | 7 | 4.217e-09 | 0 | Water | Porous | Wet | R245fa | MinimizeLCOE_Brownfield | IgnoreSilica | 150 | 77.3428 | 10.933 | 4 | 3326.2378 | 3964.5539 | 67.8099 | 80.8228 | 178.8586 | 1.0432 | 37345268360.4984 | 11768473.9609 | 981528.3256 | 10495268.3938 | 16787413.3282 | 24077.0464 | 0 | 0 | 15622136.8114 | 40645595.4424 | 27741454.0729 | 124065947.3815 | 3144235.0165 | 18253066.8284 | 18253066.8284 | 1478867.319 | 8182947.8012 | 0 | 145463249.2264 | 173378131.175 | 4216965.0343 | 43.7321 | 3326.2378 | 3964.5539 | 67.8099 | 80.8228
1 | 5000 | 707 | 0.035 | 15 | 15 | 7 | 5.6234e-09 | 0 | Water | Porous | Wet | R245fa | MinimizeLCOE_Brownfield | IgnoreSilica | 150 | 77.3424 | 10.933 | 4 | 3326.2331 | 3964.552 | 67.8098 | 80.8228 | 178.8586 | 1.0644 | 36344620687.3694 | 11768434.9663 | 981522.3696 | 10495232.8126 | 16787223.6249 | 24077.0464 | 0 | 0 | 15622031.4197 | 40645321.2348 | 27741266.9206 | 124065110.3948 | 3144235.0165 | 18253066.8284 | 18253066.8284 | 1478867.319 | 8182947.8012 | 0 | 145462412.2397 | 173377294.1883 | 5623413.2519 | 43.7319 | 3326.2331 | 3964.552 | 67.8098 | 80.8228
1 | 5000 | 707 | 0.035 | 15 | 15 | 7 | 7.4989e-09 | 0 | Water | Porous | Wet | R245fa | MinimizeLCOE_Brownfield | IgnoreSilica | 150 | 77.3422 | 10.9329 | 4 | 3326.2296 | 3964.5506 | 67.8097 | 80.8227 | 178.8586 | 1.0803 | 34855092053.9516 | 11768405.1195 | 981517.8108 | 10495205.5786 | 16787078.4277 | 24077.0464 | 0 | 0 | 15621950.7533 | 40645111.3575 | 27741123.675 | 124064469.7687 | 3144235.0165 | 18253066.8284 | 18253066.8284 | 1478867.319 | 8182947.8012 | 0 | 145461771.6136 | 173376653.5623 | 7498942.0933 | 43.7317 | 3326.2296 | 3964.5506 | 67.8097 | 80.8227
1 | 5000 | 707 | 0.035 | 15 | 15 | 7 | 1e-08 | 0 | Water | Porous | Wet | R245fa | MinimizeLCOE_Brownfield | IgnoreSilica | 150 | 77.342 | 10.9329 | 4 | 3326.2269 | 3964.5495 | 67.8096 | 80.8227 | 178.8586 | 1.0922 | 38721521371.4284 | 11768382.398 | 981514.3402 | 10495184.8462 | 16786967.8946 | 24077.0464 | 0 | 0 | 15621889.3449 | 40644951.5852 | 27741014.6271 | 124063982.0825 | 3144235.0165 | 18253066.8284 | 18253066.8284 | 1478867.319 | 8182947.8012 | 0 | 145461283.9274 | 173376165.876 | 10000000 | 43.7316 | 3326.2269 | 3964.5495 | 67.8096 | 80.8227
1 | 5100 | 707 | 0.035 | 15 | 15 | 7 | 1e-13 | 0 | Water | Porous | Wet | R245fa | MinimizeLCOE_Brownfield | IgnoreSilica | 0.78799 | 0.16051 | 0.0040497 | 4 | 1413487.6189 | 3179894.3751 | 28815.857 | 64826.448 | 108.6001 | -5.3252e-05 | 13808308253.4166 | 101854.6074 | 3659.1221 | 79698.3724 | 57304.7621 | 24077.0464 | 56391.1462 | 0 | 125964.172 | 327732.9369 | 223684.4636 | 1000366.6291 | 3144235.0165 | 18752195.8818 | 18752195.8818 | 1478867.319 | 8382599.4226 | 0 | 22896797.5274 | 51510460.1508 | 100 | 0.016199 | 1413487.6189 | 3179894.3751 | 28815.857 | 64826.448
1 | 5100 | 707 | 0.035 | 15 | 15 | 7 | 1.3335e-13 | 0 | Water | Porous | Wet | R245fa | MinimizeLCOE_Brownfield | IgnoreSilica | 1.0269 | 0.25892 | 0.011835 | 4 | 491087.6503 | 1095536.308 | 10011.486 | 22333.9895 | 121.5514 | -5.8115e-05 | 23347572079.0651 | 152274.8332 | 5958.5736 | 115831.8183 | 74142.5405 | 24077.0464 | 63874.9299 | 0 | 170102.2993 | 442571.2901 | 302063.9994 | 1350897.3308 | 3144235.0165 | 18752195.8818 | 18752195.8818 | 1478867.319 | 8382599.4226 | 0 | 23247328.2291 | 51860990.8525 | 133.3521 | 0.047338 | 491087.6503 | 1095536.308 | 10011.486 | 22333.9895
1 | 5100 | 707 | 0.035 | 15 | 15 | 7 | 1.7783e-13 | 0 | Water | Porous | Wet | R245fa | MinimizeLCOE_Brownfield | IgnoreSilica | 1.3242 | 0.39493 | 0.024286 | 4 | 243857.773 | 538402.0088 | 4971.3705 | 10976.0532 | 132.8747 | -6.2324e-05 | 31922158228.1387 | 215753.0855 | 9110.1817 | 161178.211 | 97298.8358 | 24077.0464 | 71568.8987 | 0 | 225804.641 | 587497.357 | 400979.018 | 1793267.2751 | 3144235.0165 | 18752195.8818 | 18752195.8818 | 1478867.319 | 8382599.4226 | 0 | 23689698.1734 | 52303360.7968 | 177.8279 | 0.097146 | 243857.773 | 538402.0088 | 4971.3705 | 10976.0532
1 | 5100 | 707 | 0.035 | 15 | 15 | 7 | 2.3714e-13 | 0 | Water | Porous | Wet | R245fa | MinimizeLCOE_Brownfield | IgnoreSilica | 1.7141 | 0.58759 | 0.043504 | 4 | 139476.1967 | 303908.0511 | 2843.4109 | 6195.5767 | 142.9888 | -6.6995e-05 | 39303008435.8514 | 297753.2556 | 13491.5142 | 220036.3281 | 130508.7495 | 24077.0464 | 80800.9791 | 0 | 299000.4704 | 777937.8906 | 530958.5954 | 2374564.8293 | 3144235.0165 | 18752195.8818 | 18752195.8818 | 1478867.319 | 8382599.4226 | 0 | 24270995.7276 | 52884658.351 | 237.1374 | 0.17402 | 139476.1967 | 303908.0511 | 2843.4109 | 6195.5767
1 | 5100 | 707 | 0.035 | 15 | 15 | 7 | 3.1623e-13 | 0 | Water | Porous | Wet | R245fa | MinimizeLCOE_Brownfield | IgnoreSilica | 2.2088 | 0.846 | 0.071138 | 4 | 87850.4432 | 188406.9385 | 1790.9501 | 3840.9303 | 151.492 | -7.0911e-05 | 45395356946.4815 | 398248.6896 | 19212.4796 | 292887.7159 | 176089.6605 | 24077.0464 | 90915.2322 | 0 | 390558.0215 | 1016151.8574 | 693544.5225 | 3101685.2255 | 3144235.0165 | 18752195.8818 | 18752195.8818 | 1478867.319 | 8382599.4226 | 0 | 24998116.1238 | 53611778.7473 | 316.2278 | 0.28455 | 87850.4432 | 188406.9385 | 1790.9501 | 3840.9303
1 | 5100 | 707 | 0.035 | 15 | 15 | 7 | 4.217e-13 | 0 | Water | Porous | Wet | R245fa | MinimizeLCOE_Brownfield | IgnoreSilica | 2.8934 | 1.218 | 0.11236 | 4 | 57821.3357 | 121488.7859 | 1178.7661 | 2476.7132 | 159.0332 | -7.6487e-05 | 50168434739.0525 | 530470.3804 | 27175.5097 | 390028.7479 | 243660.2693 | 24077.0464 | 105064.0782 | 0 | 514985.6524 | 1339887.0295 | 914500.4296 | 4089849.1434 | 3144235.0165 | 18752195.8818 | 18752195.8818 | 1478867.319 | 8382599.4226 | 0 | 25986280.0417 | 54599942.6652 | 421.6965 | 0.44942 | 57821.3357 | 121488.7859 | 1178.7661 | 2476.7132
1 | 5100 | 707 | 0.035 | 15 | 15 | 7 | 5.6234e-13 | 0 | Water | Porous | Wet | R245fa | MinimizeLCOE_Brownfield | IgnoreSilica | 3.7754 | 1.7103 | 0.16919 | 4 | 40220.7365 | 82501.4485 | 819.9541 | 1681.9036 | 165.0819 | -8.1037e-05 | 53922498410.4945 | 690616.9398 | 37317.3577 | 509519.018 | 335957.6596 | 24077.0464 | 121174.6203 | 0 | 670278.4303 | 1743926.9827 | 1190265.9998 | 5323134.0547 | 3144235.0165 | 18752195.8818 | 18752195.8818 | 1478867.319 | 8382599.4226 | 0 | 27219564.953 | 55833227.5764 | 562.3413 | 0.67675 | 40220.7365 | 82501.4485 | 819.9541 | 1681.9036
1 | 5100 | 707 | 0.035 | 15 | 15 | 7 | 7.4989e-13 | 0 | Water | Porous | Wet | R245fa | MinimizeLCOE_Brownfield | IgnoreSilica | 4.9326 | 2.3666 | 0.24728 | 4 | 29097.8186 | 58026.6961 | 593.1984 | 1182.9527 | 169.9605 | -8.5094e-05 | 57010895458.0892 | 886845.6817 | 50327.8847 | 658198.6635 | 462774.6145 | 24077.0464 | 140497.5219 | 0 | 866861.351 | 2255395.4175 | 1539353.7162 | 6884331.8974 | 3144235.0165 | 18752195.8818 | 18752195.8818 | 1478867.319 | 8382599.4226 | 0 | 28780762.7957 | 57394425.4191 | 749.8942 | 0.9891 | 29097.8186 | 58026.6961 | 593.1984 | 1182.9527
1 | 5100 | 707 | 0.035 | 15 | 15 | 7 | 1e-12 | 0 | Water | Porous | Wet | R245fa | MinimizeLCOE_Brownfield | IgnoreSilica | 6.4601 | 3.2388 | 0.35391 | 4 | 21727.5412 | 41939.8301 | 442.9453 | 855.0002 | 173.8496 | -8.8417e-05 | 59011881811.3643 | 1127489.9787 | 67026.7903 | 843110.1684 | 635978.9174 | 24077.0464 | 163661.3699 | 0 | 1115924.2657 | 2903406.0318 | 1981634.2757 | 8862308.8443 | 3144235.0165 | 18752195.8818 | 18752195.8818 | 1478867.319 | 8382599.4226 | 0 | 30758739.7426 | 59372402.366 | 1000 | 1.4157 | 21727.5412 | 41939.8301 | 442.9453 | 855.0002
1 | 5100 | 707 | 0.035 | 15 | 15 | 7 | 1.3335e-12 | 0 | Water | Porous | Wet | R245fa | MinimizeLCOE_Brownfield | IgnoreSilica | 8.4675 | 4.3785 | 0.49675 | 4 | 16723.9628 | 31124.4741 | 340.9406 | 634.5145 | 176.8051 | -9.0763e-05 | 59725885273.1148 | 1418843.4609 | 88229.178 | 1069755.2415 | 867224.353 | 24077.0464 | 191211.0367 | 0 | 1427142.7235 | 3713132.6192 | 2534289.3099 | 11333904.9692 | 3144235.0165 | 18752195.8818 | 18752195.8818 | 1478867.319 | 8382599.4226 | 0 | 33230335.8675 | 61843998.4909 | 1333.5214 | 1.987 | 16723.9628 | 31124.4741 | 340.9406 | 634.5145
1 | 5100 | 707 | 0.035 | 15 | 15 | 7 | 1.7783e-12 | 0 | Water | Porous | Wet | R245fa | MinimizeLCOE_Brownfield | IgnoreSilica | 11.2273 | 5.4881 | 0.69629 | 4 | 12916.44 | 23189.9857 | 263.3191 | 472.7592 | 178.6849 | -8.5238e-05 | 90168077008.9412 | 1783915.1214 | 142364.9231 | 1266015.0023 | 1112774.0383 | 24077.0464 | 216224.3314 | 0 | 1772694.4805 | 4612187.4087 | 3147912.6774 | 14078165.0295 | 3144235.0165 | 18752195.8818 | 18752195.8818 | 1478867.319 | 8382599.4226 | 0 | 35974595.9278 | 64588258.5512 | 1778.2794 | 2.7852 | 12916.44 | 23189.9857 | 263.3191 | 472.7592
1 | 5100 | 707 | 0.035 | 15 | 15 | 7 | 2.3714e-12 | 0 | Water | Porous | Wet | R245fa | MinimizeLCOE_Brownfield | IgnoreSilica | 12.2212 | 6.8053 | 0.89099 | 4 | 11147.6056 | 19176.265 | 227.259 | 390.9341 | 178.9334 | -7.5251e-05 | 347233378715.7109 | 2100331.8455 | 185915.2433 | 1501112.8745 | 1736343.5193 | 24077.0464 | 209891.2446 | 0 | 2245491.9917 | 5842309.5487 | 3987496.3144 | 17832969.6285 | 3144235.0165 | 18752195.8818 | 18752195.8818 | 1478867.319 | 8382599.4226 | 0 | 39729400.5268 | 68343063.1502 | 2371.3737 | 3.5639 | 11147.6056 | 19176.265 | 227.259 | 390.9341
1 | 5100 | 707 | 0.035 | 15 | 15 | 7 | 3.1623e-12 | 0 | Water | Porous | Wet | R245fa | MinimizeLCOE_Brownfield | IgnoreSilica | 12.482 | 7.8265 | 1.042 | 4 | 10793.3262 | 17658.1656 | 220.0366 | 359.9856 | 178.9858 | -6.2224e-05 | 80678793584.4283 | 2317886.7666 | 211225.0384 | 1678845.8685 | 3036447.5391 | 24077.0464 | 187072.3891 | 0 | 2907666.3128 | 7565151.3014 | 5163371.2115 | 23091743.4739 | 3144235.0165 | 18752195.8818 | 18752195.8818 | 1478867.319 | 8382599.4226 | 0 | 44988174.3722 | 73601836.9956 | 3162.2777 | 4.1681 | 10793.3262 | 17658.1656 | 220.0366 | 359.9856
1 | 5100 | 707 | 0.035 | 15 | 15 | 7 | 4.217e-12 | 0 | Water | Porous | Wet | R245fa | MinimizeLCOE_Brownfield | IgnoreSilica | 18.7648 | 12.7681 | 1.6705 | 4 | 9828.2846 | 14110.6118 | 200.3629 | 287.6639 | 182.5405 | -9.6201e-05 | 81524668287.2513 | 3277665.8367 | 293234.1743 | 2483321.4606 | 7744669.4711 | 24077.0464 | 310269.4683 | 0 | 5511962.6083 | 14340996.0479 | 9788024.4807 | 43774220.5943 | 3144235.0165 | 18752195.8818 | 18752195.8818 | 1478867.319 | 8382599.4226 | 0 | 65670651.4926 | 94284314.116 | 4216.965 | 6.6818 | 9828.2846 | 14110.6118 | 200.3629 | 287.6639
1 | 5100 | 707 | 0.035 | 15 | 15 | 7 | 5.6234e-12 | 0 | Water | Porous | Wet | R245fa | MinimizeLCOE_Brownfield | IgnoreSilica | 24.5648 | 16.8586 | 2.2111 | 4 | 8779.3546 | 12014.6423 | 178.979 | 244.9347 | 183.6584 | -9.715e-05 | 81809074362.9688 | 3990775.9332 | 353133.6478 | 3101615.03 | 10162769.8911 | 24077.0464 | 367541.0333 | 0 | 7019965.9068 | 18264511.2966 | 12465904.2581 | 55750294.0431 | 3144235.0165 | 18752195.8818 | 18752195.8818 | 1478867.319 | 8382599.4226 | 0 | 77646724.9414 | 106260387.5648 | 5623.4133 | 8.8442 | 8779.3546 | 12014.6423 | 178.979 | 244.9347
1 | 5100 | 707 | 0.035 | 15 | 15 | 7 | 7.4989e-12 | 0 | Water | Porous | Wet | R245fa | MinimizeLCOE_Brownfield | IgnoreSilica | 32.2406 | 22.2694 | 2.9255 | 4 | 7942.6358 | 10387.8063 | 161.9214 | 211.7695 | 184.5277 | -9.7901e-05 | 81728439515.5746 | 4861239.5048 | 425994.6471 | 3875280.9653 | 13315363.8272 | 24077.0464 | 437462.7495 | 0 | 8946373.3088 | 23276628.1959 | 15886777.0306 | 71049197.2757 | 3144235.0165 | 18752195.8818 | 18752195.8818 | 1478867.319 | 8382599.4226 | 0 | 92945628.174 | 121559290.7974 | 7498.9421 | 11.7021 | 7942.6358 | 10387.8063 | 161.9214 | 211.7695
1 | 5100 | 707 | 0.035 | 15 | 15 | 7 | 1e-11 | 0 | Water | Porous | Wet | R245fa | MinimizeLCOE_Brownfield | IgnoreSilica | 42.2795 | 29.3514 | 3.8604 | 4 | 7290.2759 | 9143.2898 | 148.6221 | 186.3983 | 185.194 | -9.8341e-05 | 81687537013.3631 | 5913464.1892 | 513827.013 | 4833355.3046 | 17470685.5983 | 24077.0464 | 521411.2344 | 0 | 11417959.9505 | 29707189.6455 | 20275767.3548 | 90677737.3367 | 3144235.0165 | 18752195.8818 | 18752195.8818 | 1478867.319 | 8382599.4226 | 0 | 112574168.235 | 141187830.8584 | 10000 | 15.4417 | 7290.2759 | 9143.2898 | 148.6221 | 186.3983
1 | 5100 | 707 | 0.035 | 15 | 15 | 7 | 1.3335e-11 | 0 | Water | Porous | Wet | R245fa | MinimizeLCOE_Brownfield | IgnoreSilica | 55.2958 | 38.5271 | 5.0713 | 4 | 6771.1327 | 8181.7084 | 138.0387 | 166.7952 | 185.6827 | -9.8466e-05 | 81658268601.9146 | 7174259.0937 | 618827.6997 | 6008530.6775 | 22829819.6322 | 24077.0464 | 621586.259 | 0 | 14538069.1593 | 37825073.7845 | 25816390.0855 | 115456633.4378 | 3144235.0165 | 18752195.8818 | 18752195.8818 | 1478867.319 | 8382599.4226 | 0 | 137353064.3361 | 165966726.9595 | 13335.2143 | 20.2851 | 6771.1327 | 8181.7084 | 138.0387 | 166.7952
1 | 5100 | 707 | 0.035 | 15 | 15 | 7 | 1.7783e-11 | 0 | Water | Porous | Wet | R245fa | MinimizeLCOE_Brownfield | IgnoreSilica | 71.7802 | 50.1078 | 6.5981 | 4 | 6378.6248 | 7462.7832 | 130.0369 | 152.1389 | 185.9125 | -9.8089e-05 | 80545723600.5923 | 8649785.9741 | 742271.5879 | 7414557.6785 | 29714657.9965 | 24077.0464 | 738955.9221 | 0 | 18440879.4202 | 47979385.5068 | 32746916.4861 | 146451487.6186 | 3144235.0165 | 18752195.8818 | 18752195.8818 | 1478867.319 | 8382599.4226 | 0 | 168347918.5169 | 196961581.1403 | 17782.7941 | 26.3925 | 6378.6248 | 7462.7832 | 130.0369 | 152.1389
1 | 5100 | 707 | 0.035 | 15 | 15 | 7 | 2.3714e-11 | 0 | Water | Porous | Wet | R245fa | MinimizeLCOE_Brownfield | IgnoreSilica | 92.058 | 64.1045 | 8.4374 | 4 | 6072.11 | 6919.9285 | 123.7882 | 141.0721 | 185.6112 | -9.6793e-05 | 77353156036.4136 | 10311544.7771 | 884378.9264 | 9029523.2161 | 37972268.2805 | 24077.0464 | 874358.4457 | 0 | 23047498.7699 | 59964864.1073 | 40927251.908 | 183035765.4773 | 3144235.0165 | 18752195.8818 | 18752195.8818 | 1478867.319 | 8382599.4226 | 0 | 204932196.3756 | 233545858.999 | 23713.7371 | 33.7498 | 6072.11 | 6919.9285 | 123.7882 | 141.0721
1 | 5100 | 707 | 0.035 | 15 | 15 | 7 | 3.1623e-11 | 0 | Water | Porous | Wet | R245fa | MinimizeLCOE_Brownfield | IgnoreSilica | 100 | 69.4714 | 9.3047 | 4 | 5875.2197 | 6644.0185 | 119.7743 | 135.4473 | 185.2964 | -7.4297e-05 | 73463949020.4146 | 10921599.6393 | 938278.3269 | 9629251.2511 | 41250888.7223 | 24077.0464 | 766836.082 | 0 | 24777063.1165 | 64464835.7547 | 43998575.0225 | 196771404.9616 | 3144235.0165 | 18752195.8818 | 18752195.8818 | 1478867.319 | 8382599.4226 | 0 | 218667835.8599 | 247281498.4833 | 31622.7766 | 37.2187 | 5875.2197 | 6644.0185 | 119.7743 | 135.4473
1 | 5100 | 707 | 0.035 | 15 | 15 | 7 | 4.217e-11 | 0 | Water | Porous | Wet | R245fa | MinimizeLCOE_Brownfield | IgnoreSilica | 112.813 | 77.9489 | 10.5326 | 4 | 5719.353 | 6398.5241 | 116.5967 | 130.4426 | 184.5726 | -6.0861e-05 | 77543093782.1777 | 11859577.8776 | 1023545.9848 | 10558070.1599 | 46531095.6575 | 24077.0464 | 731283.0851 | 0 | 27583783.4264 | 71767346.2635 | 48982688.4963 | 219061467.9974 | 3144235.0165 | 18752195.8818 | 18752195.8818 | 1478867.319 | 8382599.4226 | 0 | 240957898.8958 | 269571561.5192 | 42169.6503 | 42.1303 | 5719.353 | 6398.5241 | 116.5967 | 130.4426
1 | 5100 | 707 | 0.035 | 15 | 15 | 7 | 5.6234e-11 | 0 | Water | Porous | Wet | R245fa | MinimizeLCOE_Brownfield | IgnoreSilica | 114.0117 | 78.7211 | 10.8181 | 4 | 5602.7918 | 6264.0348 | 114.2205 | 127.7008 | 184.4765 | -3.8626e-05 | 80671077680.0235 | 11943613.2231 | 1031486.2887 | 10641638.0827 | 47031192.1092 | 24077.0464 | 536429.6669 | 0 | 27771290.2026 | 72255200.4323 | 49315658.9909 | 220550586.0428 | 3144235.0165 | 18752195.8818 | 18752195.8818 | 1478867.319 | 8382599.4226 | 0 | 242447016.9411 | 271060679.5646 | 56234.1325 | 43.2725 | 5602.7918 | 6264.0348 | 114.2205 | 127.7008
1 | 5100 | 707 | 0.035 | 15 | 15 | 7 | 7.4989e-11 | 0 | Water | Porous | Wet | R245fa | MinimizeLCOE_Brownfield | IgnoreSilica | 114.7233 | 79.1775 | 11.0206 | 4 | 5516.1009 | 6165.1958 | 112.4532 | 125.6859 | 184.415 | -2.0967e-05 | 83113666322.7137 | 11993176.5704 | 1036217.7671 | 10690948.3386 | 47338459.7261 | 24077.0464 | 356716.0086 | 0 | 27861442.2283 | 72489757.5104 | 49475749.0164 | 221266544.2123 | 3144235.0165 | 18752195.8818 | 18752195.8818 | 1478867.319 | 8382599.4226 | 0 | 243162975.1106 | 271776637.734 | 74989.4209 | 44.0824 | 5516.1009 | 6165.1958 | 112.4532 | 125.6859
1 | 5100 | 707 | 0.035 | 15 | 15 | 7 | 1e-10 | 0 | Water | Porous | Wet | R245fa | MinimizeLCOE_Brownfield | IgnoreSilica | 115.0593 | 79.3909 | 11.1572 | 4 | 5449.9077 | 6091.0554 | 111.1037 | 124.1744 | 184.3819 | -7.1097e-06 | 85009419088.7546 | 12016331.2289 | 1038468.7353 | 10713981.2214 | 47487887.7389 | 24077.0464 | 178209.7078 | 0 | 27868992.7147 | 72509402.3272 | 49489157.0076 | 221326507.7283 | 3144235.0165 | 18752195.8818 | 18752195.8818 | 1478867.319 | 8382599.4226 | 0 | 243222938.6266 | 271836601.25 | 100000 | 44.6288 | 5449.9077 | 6091.0554 | 111.1037 | 124.1744
1 | 5100 | 707 | 0.035 | 15 | 15 | 7 | 1.3335e-10 | 0 | Water | Porous | Wet | R245fa | MinimizeLCOE_Brownfield | IgnoreSilica | 135.8292 | 92.4392 | 12.9307 | 4 | 5385.9857 | 5939.1955 | 109.8006 | 121.0785 | 182.5639 | -1.0677e-05 | 76263745662.4957 | 13397926.597 | 1172058.539 | 12100855.8459 | 55915068.167 | 24077.0464 | 264347.255 | 0 | 32320990.0456 | 84092586.1519 | 57394917.9785 | 256682827.6263 | 3144235.0165 | 18752195.8818 | 18752195.8818 | 1478867.319 | 8382599.4226 | 0 | 278579258.5246 | 307192921.148 | 133352.1432 | 51.723 | 5385.9857 | 5939.1955 | 109.8006 | 121.0785
1 | 5100 | 707 | 0.035 | 15 | 15 | 7 | 1.7783e-10 | 0 | Water | Porous | Wet | R245fa | MinimizeLCOE_Brownfield | IgnoreSilica | 135.6512 | 92.3247 | 13.0025 | 4 | 5339.3906 | 5889.5455 | 108.8507 | 120.0664 | 182.573 | -1.3974e-06 | 77662556873.4477 | 13386066.9417 | 1170962.1073 | 12088854.9166 | 55844278.7048 | 24077.0464 | 77088.8773 | 0 | 32210618.1517 | 83805421.1244 | 57198921.9466 | 255806289.8168 | 3144235.0165 | 18752195.8818 | 18752195.8818 | 1478867.319 | 8382599.4226 | 0 | 277702720.7151 | 306316383.3386 | 177827.941 | 52.0102 | 5339.3906 | 5889.5455 | 108.8507 | 120.0664
1 | 5100 | 707 | 0.035 | 15 | 15 | 7 | 2.3714e-10 | 0 | Water | Porous | Wet | R245fa | MinimizeLCOE_Brownfield | IgnoreSilica | 144.5259 | 97.6418 | 13.7488 | 4 | 5315.6083 | 5835.9008 | 108.3659 | 118.9727 | 181.59 | 0.00032957 | 75899634292.9074 | 13931073.482 | 1226521.7256 | 12642936.1629 | 59490586.2912 | 24077.0464 | 0 | 0 | 34052925.9361 | 88598728.0703 | 60470452.4298 | 270437301.1442 | 3144235.0165 | 18752195.8818 | 18752195.8818 | 1478867.319 | 8382599.4226 | 0 | 292333732.0425 | 320947394.666 | 237137.3706 | 54.9953 | 5315.6083 | 5835.9008 | 108.3659 | 118.9727
1 | 5100 | 707 | 0.035 | 15 | 15 | 7 | 3.1623e-10 | 0 | Water | Porous | Wet | R245fa | MinimizeLCOE_Brownfield | IgnoreSilica | 185.3345 | 90.4916 | 12.4008 | 4 | 3214.1799 | 3791.0301 | 65.5254 | 77.2853 | 178.6697 | -1.8917e-05 | 193686046308.5639 | 13026959.9949 | 1005915.0966 | 11919464.1527 | 17919401.641 | 24077.0464 | 510436.0342 | 0 | 17318439.0466 | 45059025.899 | 30753711.0465 | 137537429.9578 | 3144235.0165 | 18752195.8818 | 18752195.8818 | 1478867.319 | 8382599.4226 | 0 | 159433860.8561 | 188047523.4796 | 316227.766 | 49.6033 | 3214.1799 | 3791.0301 | 65.5254 | 77.2853
1 | 5100 | 707 | 0.035 | 15 | 15 | 7 | 4.217e-10 | 0 | Water | Porous | Wet | R245fa | MinimizeLCOE_Brownfield | IgnoreSilica | 185.354 | 90.48 | 12.4381 | 4 | 3199.8796 | 3775.0006 | 65.2339 | 76.9585 | 178.666 | -1.6073e-05 | 191006159543.7648 | 13022460.4338 | 1004184.8908 | 11918736.3961 | 17904298.2207 | 24077.0464 | 457561.0274 | 0 | 17289214.0259 | 44982988.39 | 30701813.8841 | 137305334.3152 | 3144235.0165 | 18752195.8818 | 18752195.8818 | 1478867.319 | 8382599.4226 | 0 | 159201765.2135 | 187815427.8369 | 421696.5034 | 49.7524 | 3199.8796 | 3775.0006 | 65.2339 | 76.9585
1 | 5100 | 707 | 0.035 | 15 | 15 | 7 | 5.6234e-10 | 0 | Water | Porous | Wet | R245fa | MinimizeLCOE_Brownfield | IgnoreSilica | 185.354 | 90.4706 | 12.4671 | 4 | 3189.1157 | 3762.9012 | 65.0144 | 76.7118 | 178.6642 | -1.3923e-05 | 189563462596.7207 | 13019934.9198 | 1003340.5878 | 11917986.1349 | 17896540.3056 | 24077.0464 | 415771.032 | 0 | 17268283.5104 | 44928531.4819 | 30664645.9254 | 137139110.9443 | 3144235.0165 | 18752195.8818 | 18752195.8818 | 1478867.319 | 8382599.4226 | 0 | 159035541.8426 | 187649204.466 | 562341.3252 | 49.8682 | 3189.1157 | 3762.9012 | 65.0144 | 76.7118
1 | 5100 | 707 | 0.035 | 15 | 15 | 7 | 7.4989e-10 | 0 | Water | Porous | Wet | R245fa | MinimizeLCOE_Brownfield | IgnoreSilica | 185.3493 | 90.4575 | 12.4872 | 4 | 3181.0059 | 3753.8659 | 64.8491 | 76.5276 | 178.662 | -1.23e-05 | 35388501342.6524 | 13016685.3799 | 1002303.794 | 11916892.1769 | 17886888.9979 | 24077.0464 | 382972.4045 | 0 | 17249629.7219 | 44879998.1507 | 30631520.9296 | 136990968.6019 | 3144235.0165 | 18752195.8818 | 18752195.8818 | 1478867.319 | 8382599.4226 | 0 | 158887399.5002 | 187501062.1236 | 749894.2093 | 49.9488 | 3181.0059 | 3753.8659 | 64.8491 | 76.5276
1 | 5100 | 707 | 0.035 | 15 | 15 | 7 | 1e-09 | 0 | Water | Porous | Wet | R245fa | MinimizeLCOE_Brownfield | IgnoreSilica | 185.354 | 90.4554 | 12.5039 | 4 | 3174.8907 | 3746.9856 | 64.7244 | 76.3874 | 178.6611 | -1.1089e-05 | 196030256443.9378 | 13015669.6112 | 1001896.2815 | 11916789.6553 | 17883548.5274 | 24077.0464 | 357685.3173 | 0 | 17237869.9112 | 44849401.5357 | 30610638.1112 | 136897575.9972 | 3144235.0165 | 18752195.8818 | 18752195.8818 | 1478867.319 | 8382599.4226 | 0 | 158794006.8955 | 187407669.5189 | 1000000 | 50.0156 | 3174.8907 | 3746.9856 | 64.7244 | 76.3874
1 | 5100 | 707 | 0.035 | 15 | 15 | 7 | 1.3335e-09 | 0 | Water | Porous | Wet | R245fa | MinimizeLCOE_Brownfield | IgnoreSilica | 185.3345 | 90.4428 | 12.5152 | 4 | 3170.2835 | 3741.8611 | 64.6305 | 76.2829 | 178.6605 | -1.0159e-05 | 30304323399.9239 | 13013803.1021 | 1001517.9355 | 11915550.9501 | 17878978.3664 | 24077.0464 | 337681.2184 | 0 | 17226927.3613 | 44820931.2655 | 30591206.5668 | 136810673.8125 | 3144235.0165 | 18752195.8818 | 18752195.8818 | 1478867.319 | 8382599.4226 | 0 | 158707104.7108 | 187320767.3342 | 1333521.4322 | 50.0609 | 3170.2835 | 3741.8611 | 64.6305 | 76.2829
1 | 5100 | 707 | 0.035 | 15 | 15 | 7 | 1.7783e-09 | 0 | Water | Porous | Wet | R245fa | MinimizeLCOE_Brownfield | IgnoreSilica | 185.3493 | 90.4426 | 12.5236 | 4 | 3166.8136 | 3738.01 | 64.5598 | 76.2044 | 178.6589 | -9.4831e-06 | 195701515345.8217 | 13012360.8607 | 1000822.1105 | 11915745.8783 | 17873820.7122 | 24077.0464 | 322846.9698 | 0 | 17218372.6954 | 44798673.7794 | 30576015.3752 | 136742735.4278 | 3144235.0165 | 18752195.8818 | 18752195.8818 | 1478867.319 | 8382599.4226 | 0 | 158639166.3261 | 187252828.9495 | 1778279.41 | 50.0943 | 3166.8136 | 3738.01 | 64.5598 | 76.2044
1 | 5100 | 707 | 0.035 | 15 | 15 | 7 | 2.3714e-09 | 0 | Water | Porous | Wet | R245fa | MinimizeLCOE_Brownfield | IgnoreSilica | 185.3345 | 90.442 | 12.5325 | 4 | 3164.2014 | 3734.9913 | 64.5065 | 76.1428 | 178.6603 | -8.9615e-06 | 34904207329.2376 | 13013549.5357 | 1001431.0254 | 11915483.8608 | 17878212.324 | 24077.0464 | 311131.1424 | 0 | 17216115.1245 | 44792800.0432 | 30572006.4295 | 136724806.532 | 3144235.0165 | 18752195.8818 | 18752195.8818 | 1478867.319 | 8382599.4226 | 0 | 158621237.4303 | 187234900.0537 | 2371373.7057 | 50.1299 | 3164.2014 | 3734.9913 | 64.5065 | 76.1428
1 | 5100 | 707 | 0.035 | 15 | 15 | 7 | 3.1623e-09 | 0 | Water | Porous | Wet | R245fa | MinimizeLCOE_Brownfield | IgnoreSilica | 185.3151 | 90.4341 | 12.5376 | 4 | 3162.2353 | 3732.7921 | 64.4664 | 76.098 | 178.6606 | -8.56e-06 | 31026014886.7702 | 13013041.4731 | 1001517.5477 | 11914607.4508 | 17877750.7456 | 24077.0464 | 301968.371 | 0 | 17211855.4275 | 44781717.1853 | 30564442.1512 | 136690977.3985 | 3144235.0165 | 18752195.8818 | 18752195.8818 | 1478867.319 | 8382599.4226 | 0 | 158587408.2968 | 187201070.9203 | 3162277.6602 | 50.1504 | 3162.2353 | 3732.7921 | 64.4664 | 76.098
1 | 5100 | 707 | 0.035 | 15 | 15 | 7 | 4.217e-09 | 0 | Water | Porous | Wet | R245fa | MinimizeLCOE_Brownfield | IgnoreSilica | 185.3345 | 90.4361 | 12.5404 | 4 | 3160.7581 | 3731.1885 | 64.4363 | 76.0653 | 178.659 | -8.2833e-06 | 33964919200.1124 | 13011818.4182 | 1000835.364 | 11915034.7941 | 17872996.34 | 24077.0464 | 295625.1048 | 0 | 17206950.9563 | 44768956.7574 | 30555732.897 | 136652027.6784 | 3144235.0165 | 18752195.8818 | 18752195.8818 | 1478867.319 | 8382599.4226 | 0 | 158548458.5767 | 187162121.2001 | 4216965.0343 | 50.1615 | 3160.7581 | 3731.1885 | 64.4363 | 76.0653
1 | 5100 | 707 | 0.035 | 15 | 15 | 7 | 5.6234e-09 | 0 | Water | Porous | Wet | R245fa | MinimizeLCOE_Brownfield | IgnoreSilica | 185.3345 | 90.4342 | 12.5429 | 4 | 3159.6477 | 3729.9628 | 64.4137 | 76.0403 | 178.6586 | -8.0651e-06 | 33665957310.8656 | 13011259.3326 | 1000642.1147 | 11914893.1374 | 17871316.9818 | 24077.0464 | 290556.9905 | 0 | 17203970.7853 | 44761202.9638 | 30550440.7735 | 136628360.126 | 3144235.0165 | 18752195.8818 | 18752195.8818 | 1478867.319 | 8382599.4226 | 0 | 158524791.0243 | 187138453.6477 | 5623413.2519 | 50.1717 | 3159.6477 | 3729.9628 | 64.4137 | 76.0403
1 | 5100 | 707 | 0.035 | 15 | 15 | 7 | 7.4989e-09 | 0 | Water | Porous | Wet | R245fa | MinimizeLCOE_Brownfield | IgnoreSilica | 185.3345 | 90.4328 | 12.5448 | 4 | 3158.8137 | 3729.0425 | 64.3967 | 76.0216 | 178.6583 | -7.9015e-06 | 33442713892.9908 | 13010839.1942 | 1000496.6093 | 11914787.7831 | 17870056.6774 | 24077.0464 | 286727.6566 | 0 | 17201724.1372 | 44755357.6461 | 30546451.2241 | 136610517.9744 | 3144235.0165 | 18752195.8818 | 18752195.8818 | 1478867.319 | 8382599.4226 | 0 | 158506948.8728 | 187120611.4962 | 7498942.0933 | 50.1793 | 3158.8137 | 3729.0425 | 64.3967 | 76.0216
1 | 5100 | 707 | 0.035 | 15 | 15 | 7 | 1e-08 | 0 | Water | Porous | Wet | R245fa | MinimizeLCOE_Brownfield | IgnoreSilica | 185.3345 | 90.4318 | 12.5462 | 4 | 3158.1874 | 3728.3515 | 64.3839 | 76.0075 | 178.6581 | -7.7787e-06 | 33275843995.5831 | 13010523.6392 | 1000387.1631 | 11914709.2769 | 17869111.0535 | 24077.0464 | 283839.4049 | 0 | 17200032.5577 | 44750956.5034 | 30543447.3538 | 136597083.9987 | 3144235.0165 | 18752195.8818 | 18752195.8818 | 1478867.319 | 8382599.4226 | 0 | 158493514.8971 | 187107177.5205 | 10000000 | 50.185 | 3158.1874 | 3728.3515 | 64.3839 | 76.0075
1 | 5200 | 707 | 0.035 | 15 | 15 | 7 | 1e-13 | 0 | Water | Porous | Wet | R245fa | MinimizeLCOE_Brownfield | IgnoreSilica | 0.80743 | 0.17056 | 0.004947 | 4 | 1184472.9229 | 2666199.6508 | 24147.0827 | 54354.0862 | 110.6917 | -5.3773e-05 | 15951399209.7482 | 107524.2856 | 3915.6086 | 83547.4881 | 58945.888 | 24077.0464 | 56841.5525 | 0 | 130592.229 | 339774.1917 | 231902.8675 | 1037121.1573 | 3144235.0165 | 19257185.0261 | 19257185.0261 | 1478867.319 | 8584595.0803 | 0 | 23438541.1999 | 52759188.6254 | 100 | 0.019788 | 1184472.9229 | 2666199.6508 | 24147.0827 | 54354.0862
1 | 5200 | 707 | 0.035 | 15 | 15 | 7 | 1.3335e-13 | 0 | Water | Porous | Wet | R245fa | MinimizeLCOE_Brownfield | IgnoreSilica | 1.0464 | 0.27228 | 0.013368 | 4 | 445023.7471 | 993364.2299 | 9072.411 | 20251.0735 | 123.6046 | -5.8297e-05 | 25889273540.2142 | 159344.5138 | 6319.7171 | 120427.628 | 76263.475 | 24077.0464 | 63874.7481 | 0 | 175619.78 | 456926.6431 | 311861.8228 | 1394715.3742 | 3144235.0165 | 19257185.0261 | 19257185.0261 | 1478867.319 | 8584595.0803 | 0 | 23796135.4168 | 53116782.8422 | 133.3521 | 0.053472 | 445023.7471 | 993364.2299 | 9072.411 | 20251.0735
1 | 5200 | 707 | 0.035 | 15 | 15 | 7 | 1.7783e-13 | 0 | Water | Porous | Wet | R245fa | MinimizeLCOE_Brownfield | IgnoreSilica | 1.3436 | 0.41275 | 0.026699 | 4 | 227056.6064 | 501608.3877 | 4628.856 | 10225.9655 | 134.9655 | -6.2252e-05 | 34899356765.7412 | 224646.2459 | 9620.4418 | 166742.3299 | 100147.0654 | 24077.0464 | 71101.3813 | 0 | 232570.4592 | 605100.6281 | 412993.6123 | 1846999.2104 | 3144235.0165 | 19257185.0261 | 19257185.0261 | 1478867.319 | 8584595.0803 | 0 | 24248419.253 | 53569066.6784 | 177.8279 | 0.10679 | 227056.6064 | 501608.3877 | 4628.856 | 10225.9655
1 | 5200 | 707 | 0.035 | 15 | 15 | 7 | 2.3714e-13 | 0 | Water | Porous | Wet | R245fa | MinimizeLCOE_Brownfield | IgnoreSilica | 1.753 | 0.62195 | 0.048028 | 4 | 129489.5163 | 282111.5777 | 2639.8189 | 5751.2261 | 145.5849 | -6.8135e-05 | 42740430173.7884 | 313320.5842 | 14462.3498 | 229881.2225 | 136322.7997 | 24077.0464 | 81085.9289 | 0 | 311668.4733 | 810897.4355 | 553454.162 | 2475170.0022 | 3144235.0165 | 19257185.0261 | 19257185.0261 | 1478867.319 | 8584595.0803 | 0 | 24876590.0448 | 54197237.4702 | 237.1374 | 0.19211 | 129489.5163 | 282111.5777 | 2639.8189 | 5751.2261
1 | 5200 | 707 | 0.035 | 15 | 15 | 7 | 3.1623e-13 | 0 | Water | Porous | Wet | R245fa | MinimizeLCOE_Brownfield | IgnoreSilica | 2.2671 | 0.90021 | 0.078551 | 4 | 81651.378 | 174968.3192 | 1664.5738 | 3566.9658 | 154.3383 | -7.2872e-05 | 49205262697.978 | 420984.4282 | 20758.931 | 307222.0387 | 185829.8425 | 24077.0464 | 91687.2564 | 0 | 409718.2218 | 1066002.7684 | 727568.7936 | 3253849.327 | 3144235.0165 | 19257185.0261 | 19257185.0261 | 1478867.319 | 8584595.0803 | 0 | 25655269.3696 | 54975916.795 | 316.2278 | 0.3142 | 81651.378 | 174968.3192 | 1664.5738 | 3566.9658
1 | 5200 | 707 | 0.035 | 15 | 15 | 7 | 4.217e-13 | 0 | Water | Porous | Wet | R245fa | MinimizeLCOE_Brownfield | IgnoreSilica | 2.9639 | 1.2926 | 0.12341 | 4 | 54074.7357 | 113473.7092 | 1102.3866 | 2313.315 | 161.9257 | -7.869e-05 | 54364518389.9917 | 559932.5276 | 29400.8264 | 408202.8899 | 258135.7419 | 24077.0464 | 105693.1527 | 0 | 540322.4521 | 1405808.1849 | 959492.9727 | 4291065.7945 | 3144235.0165 | 19257185.0261 | 19257185.0261 | 1478867.319 | 8584595.0803 | 0 | 26692485.8371 | 56013133.2625 | 421.6965 | 0.49362 | 54074.7357 | 113473.7092 | 1102.3866 | 2313.315
1 | 5200 | 707 | 0.035 | 15 | 15 | 7 | 5.6234e-13 | 0 | Water | Porous | Wet | R245fa | MinimizeLCOE_Brownfield | IgnoreSilica | 3.8654 | 1.8137 | 0.18544 | 4 | 37745.0672 | 77274.427 | 769.4842 | 1575.3437 | 168.0461 | -8.3931e-05 | 58646192179.9231 | 729321.272 | 40567.9126 | 532801.2649 | 357823.4419 | 24077.0464 | 122087.0139 | 0 | 704604.4011 | 1833236.1174 | 1251221.3194 | 5595739.7893 | 3144235.0165 | 19257185.0261 | 19257185.0261 | 1478867.319 | 8584595.0803 | 0 | 27997159.8319 | 57317807.2573 | 562.3413 | 0.74174 | 37745.0672 | 77274.427 | 769.4842 | 1575.3437
1 | 5200 | 707 | 0.035 | 15 | 15 | 7 | 7.4989e-13 | 0 | Water | Porous | Wet | R245fa | MinimizeLCOE_Brownfield | IgnoreSilica | 5.04 | 2.502 | 0.2708 | 4 | 27361.2771 | 54429.3497 | 557.7966 | 1109.6159 | 172.9578 | -8.7418e-05 | 62194217898.995 | 936095.808 | 55031.6557 | 686387.5824 | 494465.6182 | 24077.0464 | 140474.2732 | 0 | 911247.4737 | 2370879.0041 | 1618173.637 | 7236832.0987 | 3144235.0165 | 19257185.0261 | 19257185.0261 | 1478867.319 | 8584595.0803 | 0 | 29638252.1413 | 58958899.5667 | 749.8942 | 1.0832 | 27361.2771 | 54429.3497 | 557.7966 | 1109.6159
1 | 5200 | 707 | 0.035 | 15 | 15 | 7 | 1e-12 | 0 | Water | Porous | Wet | R245fa | MinimizeLCOE_Brownfield | IgnoreSilica | 6.5916 | 3.4112 | 0.3875 | 4 | 20467.6619 | 39384.321 | 417.261 | 802.9027 | 176.8845 | -9.1136e-05 | 64795152175.1021 | 1190950.1171 | 74225.3865 | 876022.0687 | 681352.6821 | 24077.0464 | 163545.1145 | 0 | 1173967.242 | 3054421.9499 | 2084705.7429 | 9323267.3501 | 3144235.0165 | 19257185.0261 | 19257185.0261 | 1478867.319 | 8584595.0803 | 0 | 31724687.3927 | 61045334.8181 | 1000 | 1.55 | 20467.6619 | 39384.321 | 417.261 | 802.9027
1 | 5200 | 707 | 0.035 | 15 | 15 | 7 | 1.3335e-12 | 0 | Water | Porous | Wet | R245fa | MinimizeLCOE_Brownfield | IgnoreSilica | 7.8562 | 4.3878 | 0.56877 | 4 | 15382.7252 | 28270.4083 | 313.5977 | 576.3305 | 178.9353 | -8.6282e-05 | 1.0172e+12 | 1541369.1282 | 136880.2821 | 1056653.762 | 1135869.5659 | 24077.0464 | 171873.8814 | 0 | 1586022.2297 | 4126504.5039 | 2816424.1151 | 12595674.5146 | 3144235.0165 | 19257185.0261 | 19257185.0261 | 1478867.319 | 8584595.0803 | 0 | 34997094.5572 | 64317741.9827 | 1333.5214 | 2.2751 | 15382.7252 | 28270.4083 | 313.5977 | 576.3305
1 | 5200 | 707 | 0.035 | 15 | 15 | 7 | 1.7783e-12 | 0 | Water | Porous | Wet | R245fa | MinimizeLCOE_Brownfield | IgnoreSilica | 7.9 | 5.0484 | 0.66698 | 4 | 14705.4538 | 25695.5273 | 299.7906 | 523.8381 | 178.9911 | -7.2226e-05 | 83342318008.7187 | 1700845.1007 | 155927.5212 | 1182201.7928 | 2217974.5884 | 24077.0464 | 153326.5724 | 0 | 2119397.5225 | 5514237.6054 | 3763580.4719 | 16831568.2217 | 3144235.0165 | 19257185.0261 | 19257185.0261 | 1478867.319 | 8584595.0803 | 0 | 39232988.2643 | 68553635.6897 | 1778.2794 | 2.6679 | 14705.4538 | 25695.5273 | 299.7906 | 523.8381
1 | 5200 | 707 | 0.035 | 15 | 15 | 7 | 2.3714e-12 | 0 | Water | Porous | Wet | R245fa | MinimizeLCOE_Brownfield | IgnoreSilica | 11.2427 | 7.5922 | 0.99113 | 4 | 12689.9432 | 20085.6711 | 258.7017 | 409.4736 | 181.5318 | -9.5377e-05 | 78557557916.0077 | 2269217.6906 | 205288.892 | 1638458.3691 | 4649376.5045 | 24077.0464 | 224257.0691 | 0 | 3514163.4729 | 9143132.5025 | 6240375.8056 | 27908347.3527 | 3144235.0165 | 19257185.0261 | 19257185.0261 | 1478867.319 | 8584595.0803 | 0 | 50309767.3953 | 79630414.8207 | 2371.3737 | 3.9645 | 12689.9432 | 20085.6711 | 258.7017 | 409.4736
1 | 5200 | 707 | 0.035 | 15 | 15 | 7 | 3.1623e-12 | 0 | Water | Porous | Wet | R245fa | MinimizeLCOE_Brownfield | IgnoreSilica | 14.6574 | 10.1051 | 1.3272 | 4 | 10898.026 | 16421.0161 | 222.171 | 334.7646 | 184.2585 | -9.8088e-05 | 83551457473.9152 | 2777258.84 | 245581.6303 | 2059515.2205 | 6078346.8254 | 24077.0464 | 262268.1189 | 0 | 4464348.5958 | 11615319.2824 | 7927694.0812 | 35454409.6407 | 3144235.0165 | 19257185.0261 | 19257185.0261 | 1478867.319 | 8584595.0803 | 0 | 57855829.6833 | 87176477.1087 | 3162.2777 | 5.3088 | 10898.026 | 16421.0161 | 222.171 | 334.7646
1 | 5200 | 707 | 0.035 | 15 | 15 | 7 | 4.217e-12 | 0 | Water | Porous | Wet | R245fa | MinimizeLCOE_Brownfield | IgnoreSilica | 19.1326 | 13.3338 | 1.7557 | 4 | 9582.0204 | 13757.146 | 195.3424 | 280.458 | 185.7132 | -9.9441e-05 | 84296610521.7125 | 3377786.5681 | 294361.7698 | 2571103.5233 | 7917140.8536 | 24077.0464 | 309086.2561 | 0 | 5652486.8467 | 14706611.2907 | 10037564.3966 | 44890218.5513 | 3144235.0165 | 19257185.0261 | 19257185.0261 | 1478867.319 | 8584595.0803 | 0 | 67291638.5939 | 96612286.0193 | 4216.965 | 7.0227 | 9582.0204 | 13757.146 | 195.3424 | 280.458
1 | 5200 | 707 | 0.035 | 15 | 15 | 7 | 5.6234e-12 | 0 | Water | Porous | Wet | R245fa | MinimizeLCOE_Brownfield | IgnoreSilica | 25.04 | 17.6 | 2.3211 | 4 | 8557.8301 | 11715.9422 | 174.4629 | 238.8453 | 186.8484 | -3.1504e-07 | 84414713138.2696 | 4109601.0058 | 353592.0689 | 3210704.8323 | 10356100.5107 | 24077.0464 | 365941.3724 | 0 | 7183806.5662 | 18690791.084 | 12756848.9722 | 57051463.4589 | 3144235.0165 | 19257185.0261 | 19257185.0261 | 1478867.319 | 8584595.0803 | 0 | 79452883.5015 | 108773530.9269 | 5623.4133 | 9.2842 | 8557.8301 | 11715.9422 | 174.4629 | 238.8453
1 | 5200 | 707 | 0.035 | 15 | 15 | 7 | 7.4989e-12 | 0 | Water | Porous | Wet | R245fa | MinimizeLCOE_Brownfield | IgnoreSilica | 32.8474 | 23.242 | 3.0678 | 4 | 7705.4656 | 10094.8356 | 157.0863 | 205.7969 | 187.7306 | -3.1895e-07 | 84300278457.4195 | 5003626.0731 | 426661.5156 | 4010851.6325 | 13395623.81 | 24077.0464 | 435465.7694 | 0 | 9085559.2803 | 23638761.543 | 16133940.481 | 72154567.1513 | 3144235.0165 | 19257185.0261 | 19257185.0261 | 1478867.319 | 8584595.0803 | 0 | 94555987.1939 | 123876634.6194 | 7498.9421 | 12.2713 | 7705.4656 | 10094.8356 | 157.0863 | 205.7969
1 | 5200 | 707 | 0.035 | 15 | 15 | 7 | 1e-11 | 0 | Water | Porous | Wet | R245fa | MinimizeLCOE_Brownfield | IgnoreSilica | 43.0689 | 30.625 | 4.0451 | 4 | 6960.3646 | 8772.4731 | 141.8964 | 178.8387 | 188.4075 | -3.212e-07 | 84372778654.1115 | 6086066.7116 | 516549.7683 | 5001342.5156 | 16982172.7216 | 24077.0464 | 518852.7621 | 0 | 11360333.9949 | 29557258.7299 | 20173436.4241 | 90220090.6745 | 3144235.0165 | 19257185.0261 | 19257185.0261 | 1478867.319 | 8584595.0803 | 0 | 112621510.7171 | 141942158.1425 | 10000 | 16.1804 | 6960.3646 | 8772.4731 | 141.8964 | 178.8387
1 | 5200 | 707 | 0.035 | 15 | 15 | 7 | 1.3335e-11 | 0 | Water | Porous | Wet | R245fa | MinimizeLCOE_Brownfield | IgnoreSilica | 56.2969 | 40.1738 | 5.3091 | 4 | 6361.0256 | 7741.7004 | 129.6781 | 157.825 | 188.8998 | -3.218e-07 | 84178070617.5506 | 7382099.3804 | 624645.0532 | 6214127.5641 | 21518869.6773 | 24077.0464 | 618172.0933 | 0 | 14188976.4177 | 36916806.0796 | 25196478.7138 | 112684252.0258 | 3144235.0165 | 19257185.0261 | 19257185.0261 | 1478867.319 | 8584595.0803 | 0 | 135085672.0683 | 164406319.4938 | 13335.2143 | 21.2365 | 6361.0256 | 7741.7004 | 129.6781 | 157.825
1 | 5200 | 707 | 0.035 | 15 | 15 | 7 | 1.7783e-11 | 0 | Water | Porous | Wet | R245fa | MinimizeLCOE_Brownfield | IgnoreSilica | 73.03 | 52.1956 | 6.8997 | 4 | 5931.1225 | 6993.5033 | 120.914 | 142.572 | 189.1146 | -3.1967e-07 | 83051431569.0374 | 8895021.261 | 750273.7755 | 7661835.1268 | 27552874.5796 | 24077.0464 | 734278.601 | 0 | 17791160.5522 | 46288950.288 | 31593159.7144 | 141291630.9448 | 3144235.0165 | 19257185.0261 | 19257185.0261 | 1478867.319 | 8584595.0803 | 0 | 163693050.9874 | 193013698.4129 | 17782.7941 | 27.599 | 5931.1225 | 6993.5033 | 120.914 | 142.572
1 | 5200 | 707 | 0.035 | 15 | 15 | 7 | 2.3714e-11 | 0 | Water | Porous | Wet | R245fa | MinimizeLCOE_Brownfield | IgnoreSilica | 86.7176 | 61.9061 | 8.2559 | 4 | 5693.7607 | 6581.6283 | 116.075 | 134.1754 | 188.9533 | -8.878e-05 | 82928353042.5026 | 10045421.9957 | 845450.896 | 8782391.1052 | 33026983.5875 | 24077.0464 | 751266.1361 | 0 | 20855480.3991 | 54261681.9512 | 37034712.8978 | 165627466.015 | 3144235.0165 | 19257185.0261 | 19257185.0261 | 1478867.319 | 8584595.0803 | 0 | 188028886.0575 | 217349533.483 | 23713.7371 | 33.0237 | 5693.7607 | 6581.6283 | 116.075 | 134.1754
1 | 5200 | 707 | 0.035 | 15 | 15 | 7 | 3.1623e-11 | 0 | Water | Porous | Wet | R245fa | MinimizeLCOE_Brownfield | IgnoreSilica | 89.4561 | 63.8237 | 8.6877 | 4 | 5543.8398 | 6387.5839 | 113.0187 | 130.2195 | 188.8725 | -5.9855e-05 | 86550812583.35 | 10266354.8268 | 863694.4668 | 8999362.2688 | 34236113.3319 | 24077.0464 | 578628.6708 | 0 | 21437609.9385 | 55776263.6016 | 38068445.9957 | 170250550.1474 | 3144235.0165 | 19257185.0261 | 19257185.0261 | 1478867.319 | 8584595.0803 | 0 | 192651970.19 | 221972617.6154 | 31622.7766 | 34.7506 | 5543.8398 | 6387.5839 | 113.0187 | 130.2195
1 | 5200 | 707 | 0.035 | 15 | 15 | 7 | 4.217e-11 | 0 | Water | Porous | Wet | R245fa | MinimizeLCOE_Brownfield | IgnoreSilica | 91.3346 | 65.1332 | 9.0088 | 4 | 5432.1655 | 6245.8367 | 110.742 | 127.3298 | 188.8072 | -3.5682e-05 | 89450401358.7907 | 10416142.9147 | 876057.0949 | 9146773.5068 | 35094131.1456 | 24077.0464 | 410686.8758 | 0 | 21827468.7478 | 56790596.2523 | 38760748.8722 | 173346682.4564 | 3144235.0165 | 19257185.0261 | 19257185.0261 | 1478867.319 | 8584595.0803 | 0 | 195748102.499 | 225068749.9244 | 42169.6503 | 36.035 | 5432.1655 | 6245.8367 | 110.742 | 127.3298
1 | 5200 | 707 | 0.035 | 15 | 15 | 7 | 5.6234e-11 | 0 | Water | Porous | Wet | R245fa | MinimizeLCOE_Brownfield | IgnoreSilica | 92.5501 | 65.9774 | 9.2385 | 4 | 5347.6074 | 6141.044 | 109.0182 | 125.1935 | 188.7596 | -1.6018e-05 | 91746174420.025 | 10512256.1993 | 883987.0584 | 9241491.4421 | 35664877.2531 | 24077.0464 | 244073.456 | 0 | 22062597.3576 | 57402352.6634 | 39178285.1931 | 175213997.6693 | 3144235.0165 | 19257185.0261 | 19257185.0261 | 1478867.319 | 8584595.0803 | 0 | 197615417.7119 | 226936065.1373 | 56234.1325 | 36.954 | 5347.6074 | 6141.044 | 109.0182 | 125.1935
1 | 5200 | 707 | 0.035 | 15 | 15 | 7 | 7.4989e-11 | 0 | Water | Porous | Wet | R245fa | MinimizeLCOE_Brownfield | IgnoreSilica | 92.8713 | 66.198 | 9.3587 | 4 | 5276.4707 | 6059.7192 | 107.568 | 123.5356 | 188.7421 | 0.00052415 | 95281504923.7455 | 10537312.5724 | 886053.7906 | 9266200.8479 | 35827251.9789 | 24077.0464 | 0 | 0 | 22050949.5321 | 57372047.4108 | 39157601.2356 | 175121494.4147 | 3144235.0165 | 19257185.0261 | 19257185.0261 | 1478867.319 | 8584595.0803 | 0 | 197522914.4573 | 226843561.8827 | 74989.4209 | 37.4347 | 5276.4707 | 6059.7192 | 107.568 | 123.5356
1 | 5200 | 707 | 0.035 | 15 | 15 | 7 | 1e-10 | 0 | Water | Porous | Wet | R245fa | MinimizeLCOE_Brownfield | IgnoreSilica | 99.0734 | 70.4921 | 9.9657 | 4 | 5265.1688 | 6000.7043 | 107.3376 | 122.3325 | 188.494 | 0.71172 | 97348216831.2923 | 11020526.4552 | 925891.6423 | 9744029.3492 | 38817799.9498 | 24077.0464 | 0 | 0 | 23607606.5327 | 61422149.6121 | 41921879.2092 | 187483959.7968 | 3144235.0165 | 19257185.0261 | 19257185.0261 | 1478867.319 | 8584595.0803 | 0 | 209885379.8394 | 239206027.2648 | 100000 | 39.863 | 5265.1688 | 6000.7043 | 107.3376 | 122.3325
1 | 5200 | 707 | 0.035 | 15 | 15 | 7 | 1.3335e-10 | 0 | Water | Porous | Wet | R245fa | MinimizeLCOE_Brownfield | IgnoreSilica | 99.0309 | 70.4615 | 9.9614 | 4 | 5265.7591 | 6001.6143 | 107.3496 | 122.351 | 188.4933 | 1.6275 | 97345418067.2435 | 11017109.7592 | 925609.9741 | 9740642.2619 | 38803036.3788 | 24077.0464 | 0 | 0 | 23599085.4139 | 61399979.4089 | 41906747.59 | 187416287.8331 | 3144235.0165 | 19257185.0261 | 19257185.0261 | 1478867.319 | 8584595.0803 | 0 | 209817707.8757 | 239138355.3011 | 133352.1432 | 39.8457 | 5265.7591 | 6001.6143 | 107.3496 | 122.351
1 | 5200 | 707 | 0.035 | 15 | 15 | 7 | 1.7783e-10 | 0 | Water | Porous | Wet | R245fa | MinimizeLCOE_Brownfield | IgnoreSilica | 98.9383 | 70.3968 | 9.9523 | 4 | 5266.146 | 6002.6771 | 107.3575 | 122.3727 | 188.4957 | 2.3171 | 97344370095.0092 | 11009895.2958 | 925015.4432 | 9733490.4698 | 38760802.8289 | 24077.0464 | 0 | 0 | 23576779.6228 | 61341944.316 | 41867137.4466 | 187239142.4694 | 3144235.0165 | 19257185.0261 | 19257185.0261 | 1478867.319 | 8584595.0803 | 0 | 209640562.5119 | 238961209.9374 | 177827.941 | 39.8091 | 5266.146 | 6002.6771 | 107.3575 | 122.3727
1 | 5200 | 707 | 0.035 | 15 | 15 | 7 | 2.3714e-10 | 0 | Water | Porous | Wet | R245fa | MinimizeLCOE_Brownfield | IgnoreSilica | 98.9383 | 70.3981 | 9.9524 | 4 | 5265.6207 | 6002.1392 | 107.3468 | 122.3617 | 188.4981 | 2.8286 | 97345351947.2244 | 11010030.5313 | 925026.7249 | 9733624.3775 | 38754935.2234 | 24077.0464 | 0 | 0 | 23574600.6224 | 61336275.0039 | 41863268.0246 | 187221837.5545 | 3144235.0165 | 19257185.0261 | 19257185.0261 | 1478867.319 | 8584595.0803 | 0 | 209623257.5971 | 238943905.0225 | 237137.3706 | 39.8098 | 5265.6207 | 6002.1392 | 107.3468 | 122.3617
1 | 5200 | 707 | 0.035 | 15 | 15 | 7 | 3.1623e-10 | 0 | Water | Porous | Wet | R245fa | MinimizeLCOE_Brownfield | IgnoreSilica | 98.9383 | 70.399 | 9.9526 | 4 | 5265.228 | 6001.7371 | 107.3388 | 122.3535 | 188.4998 | 3.2122 | 97346073069.5359 | 11010131.6637 | 925035.1617 | 9733724.5172 | 38750549.0496 | 24077.0464 | 0 | 0 | 23572971.8011 | 61332037.145 | 41860375.5988 | 187208901.9834 | 3144235.0165 | 19257185.0261 | 19257185.0261 | 1478867.319 | 8584595.0803 | 0 | 209610322.026 | 238930969.4514 | 316227.766 | 39.8103 | 5265.228 | 6001.7371 | 107.3388 | 122.3535
1 | 5200 | 707 | 0.035 | 15 | 15 | 7 | 4.217e-10 | 0 | Water | Porous | Wet | R245fa | MinimizeLCOE_Brownfield | IgnoreSilica | 98.9383 | 70.3996 | 9.9527 | 4 | 5264.9343 | 6001.4362 | 107.3328 | 122.3474 | 188.5012 | 3.4999 | 97346605617.9057 | 11010207.3453 | 925041.4753 | 9733799.4558 | 38747267.6844 | 24077.0464 | 0 | 0 | 23571753.2728 | 61328866.7843 | 41858211.7625 | 187199224.8268 | 3144235.0165 | 19257185.0261 | 19257185.0261 | 1478867.319 | 8584595.0803 | 0 | 209600644.8693 | 238921292.2948 | 421696.5034 | 39.8107 | 5264.9343 | 6001.4362 | 107.3328 | 122.3474
1 | 5200 | 707 | 0.035 | 15 | 15 | 7 | 5.6234e-10 | 0 | Water | Porous | Wet | R245fa | MinimizeLCOE_Brownfield | IgnoreSilica | 98.9337 | 70.397 | 9.9523 | 4 | 5264.7144 | 6001.2444 | 107.3283 | 122.3435 | 188.5024 | 3.7158 | 97347877781.5278 | 11009908.2188 | 925016.8871 | 9733502.871 | 38742484.4956 | 24077.0464 | 0 | 0 | 23569645.9123 | 61323383.8647 | 41854469.5572 | 187182488.853 | 3144235.0165 | 19257185.0261 | 19257185.0261 | 1478867.319 | 8584595.0803 | 0 | 209583908.8956 | 238904556.321 | 562341.3252 | 39.8092 | 5264.7144 | 6001.2444 | 107.3283 | 122.3435
1 | 5200 | 707 | 0.035 | 15 | 15 | 7 | 7.4989e-10 | 0 | Water | Porous | Wet | R245fa | MinimizeLCOE_Brownfield | IgnoreSilica | 98.9337 | 70.3973 | 9.9523 | 4 | 5264.5497 | 6001.0757 | 107.325 | 122.34 | 188.5031 | 3.8776 | 97348171249.9718 | 11009950.6614 | 925020.4278 | 9733544.8969 | 38740645.1114 | 24077.0464 | 0 | 0 | 23568962.8761 | 61321606.7446 | 41853256.6362 | 187177064.4008 | 3144235.0165 | 19257185.0261 | 19257185.0261 | 1478867.319 | 8584595.0803 | 0 | 209578484.4434 | 238899131.8688 | 749894.2093 | 39.8094 | 5264.5497 | 6001.0757 | 107.325 | 122.34
1 | 5200 | 707 | 0.035 | 15 | 15 | 7 | 1e-09 | 0 | Water | Porous | Wet | R245fa | MinimizeLCOE_Brownfield | IgnoreSilica | 98.9531 | 70.411 | 9.9543 | 4 | 5264.4263 | 6000.8093 | 107.3225 | 122.3346 | 188.5028 | 3.9982 | 97344702563.2953 | 11011476.7372 | 925146.2007 | 9735057.6598 | 38749040.2676 | 24077.0464 | 0 | 0 | 23573471.1856 | 61333336.441 | 41861262.395 | 187212867.9332 | 3144235.0165 | 19257185.0261 | 19257185.0261 | 1478867.319 | 8584595.0803 | 0 | 209614287.9758 | 238934935.4012 | 1000000 | 39.8171 | 5264.4263 | 6000.8093 | 107.3225 | 122.3346
1 | 5200 | 707 | 0.035 | 15 | 15 | 7 | 1.3335e-09 | 0 | Water | Porous | Wet | R245fa | MinimizeLCOE_Brownfield | IgnoreSilica | 98.9419 | 70.4035 | 9.9532 | 4 | 5264.3339 | 6000.7953 | 107.3206 | 122.3343 | 188.5037 | 4.0896 | 97346991408.3491 | 11010639.1296 | 925077.211 | 9734227.3103 | 38742373.0114 | 24077.0464 | 0 | 0 | 23570193.5464 | 61324808.6962 | 41855442.034 | 187186837.9853 | 3144235.0165 | 19257185.0261 | 19257185.0261 | 1478867.319 | 8584595.0803 | 0 | 209588258.0278 | 238908905.4533 | 1333521.4322 | 39.8129 | 5264.3339 | 6000.7953 | 107.3206 | 122.3343
1 | 5200 | 707 | 0.035 | 15 | 15 | 7 | 1.7783e-09 | 0 | Water | Porous | Wet | R245fa | MinimizeLCOE_Brownfield | IgnoreSilica | 98.9419 | 70.4037 | 9.9532 | 4 | 5264.2646 | 6000.7244 | 107.3192 | 122.3329 | 188.504 | 4.1578 | 97347112972.4245 | 11010656.9917 | 925078.7012 | 9734244.9972 | 38741599.0523 | 24077.0464 | 0 | 0 | 23569906.1476 | 61324060.9436 | 41854931.6774 | 187184555.5574 | 3144235.0165 | 19257185.0261 | 19257185.0261 | 1478867.319 | 8584595.0803 | 0 | 209585975.6 | 238906623.0255 | 1778279.41 | 39.813 | 5264.2646 | 6000.7244 | 107.3192 | 122.3329
1 | 5200 | 707 | 0.035 | 15 | 15 | 7 | 2.3714e-09 | 0 | Water | Porous | Wet | R245fa | MinimizeLCOE_Brownfield | IgnoreSilica | 98.9419 | 70.4038 | 9.9533 | 4 | 5264.2126 | 6000.6712 | 107.3181 | 122.3318 | 188.5043 | 4.209 | 97347203993.7014 | 11010670.3815 | 925079.8182 | 9734258.2556 | 38741018.9101 | 24077.0464 | 0 | 0 | 23569690.7206 | 61323500.4466 | 41854549.1267 | 187182844.7056 | 3144235.0165 | 19257185.0261 | 19257185.0261 | 1478867.319 | 8584595.0803 | 0 | 209584264.7482 | 238904912.1736 | 2371373.7057 | 39.813 | 5264.2126 | 6000.6712 | 107.3181 | 122.3318
1 | 5200 | 707 | 0.035 | 15 | 15 | 7 | 3.1623e-09 | 0 | Water | Porous | Wet | R245fa | MinimizeLCOE_Brownfield | IgnoreSilica | 98.9419 | 70.4039 | 9.9533 | 4 | 5264.1737 | 6000.6313 | 107.3173 | 122.331 | 188.5044 | 4.2474 | 97347272113.6019 | 11010680.4196 | 925080.6556 | 9734268.1952 | 38740584.0026 | 24077.0464 | 0 | 0 | 23569529.2246 | 61323080.2671 | 41854262.3456 | 187181562.1568 | 3144235.0165 | 19257185.0261 | 19257185.0261 | 1478867.319 | 8584595.0803 | 0 | 209582982.1994 | 238903629.6248 | 3162277.6602 | 39.8131 | 5264.1737 | 6000.6313 | 107.3173 | 122.331
1 | 5200 | 707 | 0.035 | 15 | 15 | 7 | 4.217e-09 | 0 | Water | Porous | Wet | R245fa | MinimizeLCOE_Brownfield | IgnoreSilica | 98.9419 | 70.4039 | 9.9533 | 4 | 5264.1445 | 6000.6014 | 107.3167 | 122.3304 | 188.5046 | 4.2761 | 97347323157.2679 | 11010687.9456 | 925081.2834 | 9734275.6474 | 38740257.9455 | 24077.0464 | 0 | 0 | 23569408.1486 | 61322765.2523 | 41854047.3415 | 187180600.6106 | 3144235.0165 | 19257185.0261 | 19257185.0261 | 1478867.319 | 8584595.0803 | 0 | 209582020.6532 | 238902668.0786 | 4216965.0343 | 39.8131 | 5264.1445 | 6000.6014 | 107.3167 | 122.3304
1 | 5200 | 707 | 0.035 | 15 | 15 | 7 | 5.6234e-09 | 0 | Water | Porous | Wet | R245fa | MinimizeLCOE_Brownfield | IgnoreSilica | 98.9419 | 70.404 | 9.9533 | 4 | 5264.1226 | 6000.579 | 107.3163 | 122.3299 | 188.5047 | 4.2977 | 97347361247.2459 | 11010693.5884 | 925081.7542 | 9734281.2348 | 38740013.4806 | 24077.0464 | 0 | 0 | 23569317.3707 | 61322529.0668 | 41853886.14 | 187179879.6818 | 3144235.0165 | 19257185.0261 | 19257185.0261 | 1478867.319 | 8584595.0803 | 0 | 209581299.7244 | 238901947.1499 | 5623413.2519 | 39.8131 | 5264.1226 | 6000.579 | 107.3163 | 122.3299
1 | 5200 | 707 | 0.035 | 15 | 15 | 7 | 7.4989e-09 | 0 | Water | Porous | Wet | R245fa | MinimizeLCOE_Brownfield | IgnoreSilica | 98.9419 | 70.404 | 9.9533 | 4 | 5264.1062 | 6000.5622 | 107.3159 | 122.3296 | 188.5048 | 4.3139 | 97347389930.6652 | 11010697.8194 | 925082.1071 | 9734285.4243 | 38739830.1824 | 24077.0464 | 0 | 0 | 23569249.306 | 61322351.9765 | 41853765.2723 | 187179339.1344 | 3144235.0165 | 19257185.0261 | 19257185.0261 | 1478867.319 | 8584595.0803 | 0 | 209580759.1769 | 238901406.6024 | 7498942.0933 | 39.8132 | 5264.1062 | 6000.5622 | 107.3159 | 122.3296
1 | 5200 | 707 | 0.035 | 15 | 15 | 7 | 1e-08 | 0 | Water | Porous | Wet | R245fa | MinimizeLCOE_Brownfield | IgnoreSilica | 98.9419 | 70.4041 | 9.9533 | 4 | 5264.0939 | 6000.5496 | 107.3157 | 122.3293 | 188.5048 | 4.326 | 97347411302.5121 | 11010700.992 | 925082.3718 | 9734288.5657 | 38739692.7418 | 24077.0464 | 0 | 0 | 23569198.2699 | 61322219.1908 | 41853674.6433 | 187178933.8216 | 3144235.0165 | 19257185.0261 | 19257185.0261 | 1478867.319 | 8584595.0803 | 0 | 209580353.8642 | 238901001.2896 | 10000000 | 39.8132 | 5264.0939 | 6000.5496 | 107.3157 | 122.3293
1 | 5300 | 707 | 0.035 | 15 | 15 | 7 | 1e-13 | 0 | Water | Porous | Wet | R245fa | MinimizeLCOE_Brownfield | IgnoreSilica | 0.82688 | 0.18098 | 0.0059133 | 4 | 1014120.3389 | 2283970.4926 | 20674.2148 | 46561.8278 | 112.7829 | -5.4283e-05 | 18141745753.0458 | 113370.2248 | 4185.0982 | 87482.36 | 60637.8418 | 24077.0464 | 57256.6424 | 0 | 135333.5933 | 352110.2489 | 240322.48 | 1074775.5356 | 3144235.0165 | 19768034.2612 | 19768034.2612 | 1478867.319 | 8788934.7744 | 0 | 23987044.8134 | 54022881.168 | 100 | 0.023653 | 1014120.3389 | 2283970.4926 | 20674.2148 | 46561.8278
1 | 5300 | 707 | 0.035 | 15 | 15 | 7 | 1.3335e-13 | 0 | Water | Porous | Wet | R245fa | MinimizeLCOE_Brownfield | IgnoreSilica | 1.0658 | 0.2861 | 0.014991 | 4 | 406102.653 | 906993.3397 | 8278.9519 | 18490.286 | 125.6586 | -5.8456e-05 | 28518932330.2101 | 166614.4276 | 6697.8931 | 125124.0769 | 78457.8805 | 24077.0464 | 63832.9081 | 0 | 181273.6507 | 471636.8548 | 321901.8446 | 1439616.5827 | 3144235.0165 | 19768034.2612 | 19768034.2612 | 1478867.319 | 8788934.7744 | 0 | 24351885.8604 | 54387722.215 | 133.3521 | 0.059965 | 406102.653 | 906993.3397 | 8278.9519 | 18490.286
1 | 5300 | 707 | 0.035 | 15 | 15 | 7 | 1.7783e-13 | 0 | Water | Porous | Wet | R245fa | MinimizeLCOE_Brownfield | IgnoreSilica | 1.3974 | 0.44855 | 0.030534 | 4 | 203649.1836 | 449568.339 | 4151.6641 | 9165.0587 | 138.1336 | -6.506e-05 | 38147054554.1062 | 241489.1496 | 10568.7936 | 177851.796 | 106094.4654 | 24077.0464 | 73008.0344 | 0 | 246904.8213 | 642395.6978 | 438448.2637 | 1960838.0682 | 3144235.0165 | 19768034.2612 | 19768034.2612 | 1478867.319 | 8788934.7744 | 0 | 24873107.3459 | 54908943.7005 | 177.8279 | 0.12214 | 203649.1836 | 449568.339 | 4151.6641 | 9165.0587
1 | 5300 | 707 | 0.035 | 15 | 15 | 7 | 2.3714e-13 | 0 | Water | Porous | Wet | R245fa | MinimizeLCOE_Brownfield | IgnoreSilica | 1.8067 | 0.66576 | 0.053539 | 4 | 119149.4097 | 259400.972 | 2429.0219 | 5288.2397 | 148.4878 | -7.033e-05 | 46357353556.4934 | 332695.3757 | 15685.2559 | 242283.52 | 143886.3229 | 24077.0464 | 82245.1878 | 0 | 327940.3564 | 853233.5375 | 582349.4215 | 2604396.024 | 3144235.0165 | 19768034.2612 | 19768034.2612 | 1478867.319 | 8788934.7744 | 0 | 25516665.3017 | 55552501.6563 | 237.1374 | 0.21416 | 119149.4097 | 259400.972 | 2429.0219 | 5288.2397
1 | 5300 | 707 | 0.035 | 15 | 15 | 7 | 3.1623e-13 | 0 | Water | Porous | Wet | R245fa | MinimizeLCOE_Brownfield | IgnoreSilica | 2.3209 | 0.95414 | 0.086261 | 4 | 76270.9563 | 163320.1716 | 1554.8866 | 3329.5026 | 157.1179 | -7.4604e-05 | 53239510470.1922 | 443661.4571 | 22365.4188 | 321254.0075 | 195768.5225 | 24077.0464 | 92102.2696 | 0 | 428699.2016 | 1115387.3842 | 761274.8086 | 3404590.1164 | 3144235.0165 | 19768034.2612 | 19768034.2612 | 1478867.319 | 8788934.7744 | 0 | 26316859.3941 | 56352695.7487 | 316.2278 | 0.34504 | 76270.9563 | 163320.1716 | 1554.8866 | 3329.5026
1 | 5300 | 707 | 0.035 | 15 | 15 | 7 | 4.217e-13 | 0 | Water | Porous | Wet | R245fa | MinimizeLCOE_Brownfield | IgnoreSilica | 3.0371 | 1.3718 | 0.13543 | 4 | 50612.308 | 106056.8089 | 1031.8004 | 2162.1115 | 164.8372 | -8.108e-05 | 58857676724.8957 | 591217.3062 | 31871.7207 | 427188.304 | 274074.8255 | 24077.0464 | 106354.198 | 0 | 567365.5263 | 1476168.7167 | 1007515.4814 | 4505833.1252 | 3144235.0165 | 19768034.2612 | 19768034.2612 | 1478867.319 | 8788934.7744 | 0 | 27418102.4029 | 57453938.7575 | 421.6965 | 0.54173 | 50612.308 | 106056.8089 | 1031.8004 | 2162.1115
1 | 5300 | 707 | 0.035 | 15 | 15 | 7 | 5.6234e-13 | 0 | Water | Porous | Wet | R245fa | MinimizeLCOE_Brownfield | IgnoreSilica | 3.958 | 1.9223 | 0.20338 | 4 | 35398.38 | 72318.7675 | 721.6439 | 1474.3159 | 171.0205 | -8.6374e-05 | 63775007450.9388 | 770498.3041 | 44260.1564 | 556837.9321 | 382053.617 | 24077.0464 | 122462.3838 | 0 | 741073.8815 | 1928122.2245 | 1315983.0372 | 5885368.5829 | 3144235.0165 | 19768034.2612 | 19768034.2612 | 1478867.319 | 8788934.7744 | 0 | 28797637.8606 | 58833474.2152 | 562.3413 | 0.81353 | 35398.38 | 72318.7675 | 721.6439 | 1474.3159
1 | 5300 | 707 | 0.035 | 15 | 15 | 7 | 7.4989e-13 | 0 | Water | Porous | Wet | R245fa | MinimizeLCOE_Brownfield | IgnoreSilica | 5.1495 | 2.6405 | 0.29635 | 4 | 25752.7913 | 51091.1512 | 525.0055 | 1041.5622 | 175.9578 | -9.0545e-05 | 67777388292.3957 | 988819.0556 | 60678.168 | 714483.5279 | 529528.249 | 24077.0464 | 140988.8264 | 0 | 958844.2006 | 2494715.924 | 1702694.8794 | 7614829.8773 | 3144235.0165 | 19768034.2612 | 19768034.2612 | 1478867.319 | 8788934.7744 | 0 | 30527099.155 | 60562935.5096 | 749.8942 | 1.1854 | 25752.7913 | 51091.1512 | 525.0055 | 1041.5622
1 | 5300 | 707 | 0.035 | 15 | 15 | 7 | 1e-12 | 0 | Water | Porous | Wet | R245fa | MinimizeLCOE_Brownfield | IgnoreSilica | 6.258 | 3.5588 | 0.45926 | 4 | 18355.4153 | 34705.6476 | 374.2 | 707.5216 | 178.946 | -9.1667e-05 | 1.3495e+12 | 1330250.5608 | 118901.0697 | 893657.7472 | 967313.2422 | 24077.0464 | 155067.2641 | 0 | 1360814.1029 | 3540559.1544 | 2416504.3741 | 10807144.5618 | 3144235.0165 | 19768034.2612 | 19768034.2612 | 1478867.319 | 8788934.7744 | 0 | 33719413.8396 | 63755250.1942 | 1000 | 1.837 | 18355.4153 | 34705.6476 | 374.2 | 707.5216
1 | 5300 | 707 | 0.035 | 15 | 15 | 7 | 1.3335e-12 | 0 | Water | Porous | Wet | R245fa | MinimizeLCOE_Brownfield | IgnoreSilica | 6.9011 | 4.6155 | 0.60089 | 4 | 17128.8801 | 29625.3217 | 349.1954 | 603.9523 | 180.2496 | -9.416e-05 | 84700550847.2355 | 1596883.2824 | 146153.4969 | 1100366.009 | 2861901.1221 | 24077.0464 | 165476.9362 | 0 | 2298994.5782 | 5981512.304 | 4082505.0552 | 18257869.8304 | 3144235.0165 | 19768034.2612 | 19768034.2612 | 1478867.319 | 8788934.7744 | 0 | 41170139.1081 | 71205975.4627 | 1333.5214 | 2.4036 | 17128.8801 | 29625.3217 | 349.1954 | 603.9523
1 | 5300 | 707 | 0.035 | 15 | 15 | 7 | 1.7783e-12 | 0 | Water | Porous | Wet | R245fa | MinimizeLCOE_Brownfield | IgnoreSilica | 8.889 | 6.0714 | 0.79561 | 4 | 14404.233 | 23842.2529 | 293.6498 | 486.0566 | 182.9936 | -9.7027e-05 | 85603053358.1783 | 1938197.7429 | 173689.9861 | 1370134.5898 | 3704768.3813 | 24077.0464 | 191881.5663 | 0 | 2887072.2319 | 7511569.7276 | 5126800.6864 | 22928191.9586 | 3144235.0165 | 19768034.2612 | 19768034.2612 | 1478867.319 | 8788934.7744 | 0 | 45840461.2364 | 75876297.591 | 1778.2794 | 3.1824 | 14404.233 | 23842.2529 | 293.6498 | 486.0566
1 | 5300 | 707 | 0.035 | 15 | 15 | 7 | 2.3714e-12 | 0 | Water | Porous | Wet | R245fa | MinimizeLCOE_Brownfield | IgnoreSilica | 11.4636 | 7.9189 | 1.041 | 4 | 12372.3777 | 19585.5546 | 252.2277 | 399.278 | 184.5393 | -9.8244e-05 | 80810372943.2554 | 2337513.411 | 206552.3779 | 1694604.497 | 4749941.5601 | 24077.0464 | 223428.6822 | 0 | 3602085.8541 | 9371888.5029 | 6396506.4763 | 28606598.4079 | 3144235.0165 | 19768034.2612 | 19768034.2612 | 1478867.319 | 8788934.7744 | 0 | 51518867.6857 | 81554704.0403 | 2371.3737 | 4.164 | 12372.3777 | 19585.5546 | 252.2277 | 399.278
1 | 5300 | 707 | 0.035 | 15 | 15 | 7 | 3.1623e-12 | 0 | Water | Porous | Wet | R245fa | MinimizeLCOE_Brownfield | IgnoreSilica | 14.9474 | 10.5513 | 1.3928 | 4 | 10604.8478 | 15996.3055 | 216.1942 | 326.1063 | 187.4063 | -3.1922e-07 | 86254914571.9368 | 2859538.1823 | 246052.4619 | 2132321.0202 | 6154131.5437 | 24077.0464 | 261124.3923 | 0 | 4554125.4122 | 11848900.1431 | 8087117.8182 | 36167388.0203 | 3144235.0165 | 19768034.2612 | 19768034.2612 | 1478867.319 | 8788934.7744 | 0 | 59079657.2981 | 89115493.6527 | 3162.2777 | 5.571 | 10604.8478 | 15996.3055 | 216.1942 | 326.1063
1 | 5300 | 707 | 0.035 | 15 | 15 | 7 | 4.217e-12 | 0 | Water | Porous | Wet | R245fa | MinimizeLCOE_Brownfield | IgnoreSilica | 19.5152 | 13.9246 | 1.8407 | 4 | 9107.6006 | 13187.0191 | 185.6708 | 268.8352 | 188.884 | -3.264e-07 | 86536916810.6653 | 3478899.867 | 297523.1008 | 2662269.3213 | 7482378.6516 | 24077.0464 | 307780.7624 | 0 | 5558642.2123 | 14462446.8021 | 9870917.116 | 44144934.8798 | 3144235.0165 | 19768034.2612 | 19768034.2612 | 1478867.319 | 8788934.7744 | 0 | 67057204.1575 | 97093040.5122 | 4216.965 | 7.3628 | 9107.6006 | 13187.0191 | 185.6708 | 268.8352
1 | 5300 | 707 | 0.035 | 15 | 15 | 7 | 5.6234e-12 | 0 | Water | Porous | Wet | R245fa | MinimizeLCOE_Brownfield | IgnoreSilica | 25.5588 | 18.3894 | 2.4336 | 4 | 7917.9611 | 11003.4885 | 161.4183 | 224.321 | 190.039 | -3.3206e-07 | 86775739177.0119 | 4236934.679 | 361471.1158 | 3325676.7938 | 9175102.7171 | 24077.0464 | 364660.8676 | 0 | 6820290.0557 | 17744995.691 | 12111324.1823 | 54164533.1487 | 3144235.0165 | 19768034.2612 | 19768034.2612 | 1478867.319 | 8788934.7744 | 0 | 77076802.4264 | 107112638.781 | 5623.4133 | 9.7344 | 7917.9611 | 11003.4885 | 161.4183 | 224.321
1 | 5300 | 707 | 0.035 | 15 | 15 | 7 | 7.4989e-12 | 0 | Water | Porous | Wet | R245fa | MinimizeLCOE_Brownfield | IgnoreSilica | 33.5099 | 24.2655 | 3.2141 | 4 | 7009.7273 | 9345.9671 | 142.9028 | 190.5302 | 190.9324 | -3.3599e-07 | 86948637491.1671 | 5158385.3623 | 438902.9339 | 4151614.7908 | 11493005.8437 | 24077.0464 | 433302.1896 | 0 | 8462722.385 | 22018267.7027 | 15027920.1372 | 67208198.3915 | 3144235.0165 | 19768034.2612 | 19768034.2612 | 1478867.319 | 8788934.7744 | 0 | 90120467.6693 | 120156304.0239 | 7498.9421 | 12.8565 | 7009.7273 | 9345.9671 | 142.9028 | 190.5302
1 | 5300 | 707 | 0.035 | 15 | 15 | 7 | 1e-11 | 0 | Water | Porous | Wet | R245fa | MinimizeLCOE_Brownfield | IgnoreSilica | 43.9191 | 31.9597 | 4.2362 | 4 | 6305.8545 | 8078.4346 | 128.5534 | 164.6898 | 191.618 | -3.3846e-07 | 87024401586.5514 | 6273520.3172 | 532250.1594 | 5174969.6033 | 14580156.1846 | 24077.0464 | 515984.4908 | 0 | 10569373.5427 | 27499341.8814 | 18768865.889 | 83938539.1147 | 3144235.0165 | 19768034.2612 | 19768034.2612 | 1478867.319 | 8788934.7744 | 0 | 106850808.3924 | 136886644.747 | 10000 | 16.9447 | 6305.8545 | 8078.4346 | 128.5534 | 164.6898
1 | 5300 | 707 | 0.035 | 15 | 15 | 7 | 1.3335e-11 | 0 | Water | Porous | Wet | R245fa | MinimizeLCOE_Brownfield | IgnoreSilica | 57.3615 | 41.8893 | 5.5552 | 4 | 5761.303 | 7112.9905 | 117.452 | 145.0079 | 192.1115 | -3.3903e-07 | 86797002107.4597 | 7605174.7794 | 643246.0496 | 6425517.2781 | 18624201.8493 | 24077.0464 | 614167.081 | 0 | 13235189.7926 | 34435248.9297 | 23502764.9682 | 105109587.7743 | 3144235.0165 | 19768034.2612 | 19768034.2612 | 1478867.319 | 8788934.7744 | 0 | 128021857.052 | 158057693.4066 | 13335.2143 | 22.221 | 5761.303 | 7112.9905 | 117.452 | 145.0079
1 | 5300 | 707 | 0.035 | 15 | 15 | 7 | 1.7783e-11 | 0 | Water | Porous | Wet | R245fa | MinimizeLCOE_Brownfield | IgnoreSilica | 74.3601 | 54.3789 | 7.2132 | 4 | 5360.2816 | 6401.2883 | 109.2766 | 130.4989 | 192.3076 | -3.3675e-07 | 85529985705.2627 | 9158661.5778 | 772158.427 | 7917173.0728 | 23934992.2611 | 24077.0464 | 729404.362 | 0 | 16589222.0314 | 43161752.8083 | 29458783.177 | 131746224.7638 | 3144235.0165 | 19768034.2612 | 19768034.2612 | 1478867.319 | 8788934.7744 | 0 | 154658494.0415 | 184694330.3961 | 17782.7941 | 28.8527 | 5360.2816 | 6401.2883 | 109.2766 | 130.4989
1 | 5300 | 707 | 0.035 | 15 | 15 | 7 | 2.3714e-11 | 0 | Water | Porous | Wet | R245fa | MinimizeLCOE_Brownfield | IgnoreSilica | 92.2017 | 67.2774 | 8.9541 | 4 | 5123.3256 | 5961.9332 | 104.4459 | 121.5421 | 191.998 | -9.8658e-05 | 83442688143.8968 | 10659660.9037 | 896217.2968 | 9386873.248 | 30068903.4438 | 24077.0464 | 812258.2381 | 0 | 20220716.1689 | 52610155.6323 | 35907512.2497 | 160586374.2276 | 3144235.0165 | 19768034.2612 | 19768034.2612 | 1478867.319 | 8788934.7744 | 0 | 183498643.5054 | 213534479.86 | 23713.7371 | 35.8163 | 5123.3256 | 5961.9332 | 104.4459 | 121.5421
1 | 5300 | 707 | 0.035 | 15 | 15 | 7 | 3.1623e-11 | 0 | Water | Porous | Wet | R245fa | MinimizeLCOE_Brownfield | IgnoreSilica | 95.4607 | 69.5908 | 9.4528 | 4 | 4984.2682 | 5778.6347 | 101.611 | 117.8053 | 191.8683 | -6.7897e-05 | 86975843063.3144 | 10919883.241 | 917672.3152 | 9644224.6087 | 31309229.0075 | 24077.0464 | 634909.2586 | 0 | 20845498.2362 | 54235710.4109 | 37016986.7879 | 165548190.9124 | 3144235.0165 | 19768034.2612 | 19768034.2612 | 1478867.319 | 8788934.7744 | 0 | 188460460.1902 | 218496296.5448 | 31622.7766 | 37.8111 | 4984.2682 | 5778.6347 | 101.611 | 117.8053
1 | 5300 | 707 | 0.035 | 15 | 15 | 7 | 4.217e-11 | 0 | Water | Porous | Wet | R245fa | MinimizeLCOE_Brownfield | IgnoreSilica | 97.7434 | 71.2014 | 9.8278 | 4 | 4880.5207 | 5644.5706 | 99.496 | 115.0722 | 191.7633 | -4.1981e-05 | 89831787053.4612 | 11099597.4333 | 932481.0245 | 9822371.6636 | 32207521.2555 | 24077.0464 | 461505.4578 | 0 | 21273546.0136 | 55349402.923 | 37777104.8115 | 168947607.629 | 3144235.0165 | 19768034.2612 | 19768034.2612 | 1478867.319 | 8788934.7744 | 0 | 191859876.9068 | 221895713.2614 | 42169.6503 | 39.3114 | 4880.5207 | 5644.5706 | 99.496 | 115.0722
1 | 5300 | 707 | 0.035 | 15 | 15 | 7 | 5.6234e-11 | 0 | Water | Porous | Wet | R245fa | MinimizeLCOE_Brownfield | IgnoreSilica | 99.2392 | 72.2515 | 10.0974 | 4 | 4802.0419 | 5545.6912 | 97.8961 | 113.0564 | 191.687 | -2.0733e-05 | 92119047469.5052 | 11216162.8055 | 942082.4013 | 9938099.3805 | 32812335.2448 | 24077.0464 | 290738.1972 | 0 | 21537163.0795 | 56035280.4532 | 38245230.3192 | 171041168.9274 | 3144235.0165 | 19768034.2612 | 19768034.2612 | 1478867.319 | 8788934.7744 | 0 | 193953438.2052 | 223989274.5598 | 56234.1325 | 40.3898 | 4802.0419 | 5545.6912 | 97.8961 | 113.0564
1 | 5300 | 707 | 0.035 | 15 | 15 | 7 | 7.4989e-11 | 0 | Water | Porous | Wet | R245fa | MinimizeLCOE_Brownfield | IgnoreSilica | 99.3512 | 72.3261 | 10.2086 | 4 | 4739.9627 | 5475.5114 | 96.6306 | 111.6257 | 191.6734 | -2.9516e-06 | 94199103991.7 | 11224419.0269 | 942761.8877 | 9946302.0576 | 32869492.1746 | 24077.0464 | 87631.3103 | 0 | 21486926.5664 | 55904575.351 | 38156021.4012 | 170642206.822 | 3144235.0165 | 19768034.2612 | 19768034.2612 | 1478867.319 | 8788934.7744 | 0 | 193554476.0998 | 223590312.4544 | 74989.4209 | 40.8346 | 4739.9627 | 5475.5114 | 96.6306 | 111.6257
1 | 5300 | 707 | 0.035 | 15 | 15 | 7 | 1e-10 | 0 | Water | Porous | Wet | R245fa | MinimizeLCOE_Brownfield | IgnoreSilica | 107.3561 | 77.9139 | 11.015 | 4 | 4712.0915 | 5393.7948 | 96.0624 | 109.9598 | 191.2447 | 0.37164 | 97865999998.3934 | 11836663.4928 | 993147.2884 | 10556445.7478 | 36223912.2297 | 24077.0464 | 0 | 0 | 23257355.8639 | 60510869.2183 | 41299911.6155 | 184702382.5026 | 3144235.0165 | 19768034.2612 | 19768034.2612 | 1478867.319 | 8788934.7744 | 0 | 207614651.7803 | 237650488.135 | 100000 | 44.06 | 4712.0915 | 5393.7948 | 96.0624 | 109.9598
1 | 5300 | 707 | 0.035 | 15 | 15 | 7 | 1.3335e-10 | 0 | Water | Porous | Wet | R245fa | MinimizeLCOE_Brownfield | IgnoreSilica | 107.2977 | 77.8713 | 11.009 | 4 | 4712.6504 | 5394.7263 | 96.0738 | 109.9788 | 191.2444 | 1.3631 | 97862920317.5245 | 11832049.2586 | 992767.5954 | 10551833.751 | 36204860.4582 | 24077.0464 | 0 | 0 | 23246179.3627 | 60481790.2548 | 41280064.6254 | 184613622.3525 | 3144235.0165 | 19768034.2612 | 19768034.2612 | 1478867.319 | 8788934.7744 | 0 | 207525891.6302 | 237561727.9848 | 133352.1432 | 44.0359 | 4712.6504 | 5394.7263 | 96.0738 | 109.9788
1 | 5300 | 707 | 0.035 | 15 | 15 | 7 | 1.7783e-10 | 0 | Water | Porous | Wet | R245fa | MinimizeLCOE_Brownfield | IgnoreSilica | 107.2512 | 77.8375 | 11.0042 | 4 | 4713.071 | 5395.443 | 96.0823 | 109.9934 | 191.2442 | 2.1061 | 97862991415.0752 | 11828383.2314 | 992465.9357 | 10548169.6371 | 36189386.9234 | 24077.0464 | 0 | 0 | 23237168.2818 | 60458345.2707 | 41264062.942 | 184542059.2684 | 3144235.0165 | 19768034.2612 | 19768034.2612 | 1478867.319 | 8788934.7744 | 0 | 207454328.5462 | 237490164.9008 | 177827.941 | 44.0168 | 4713.071 | 5395.443 | 96.0823 | 109.9934
1 | 5300 | 707 | 0.035 | 15 | 15 | 7 | 2.3714e-10 | 0 | Water | Porous | Wet | R245fa | MinimizeLCOE_Brownfield | IgnoreSilica | 107.1929 | 77.7981 | 10.9986 | 4 | 4712.815 | 5395.5326 | 96.0771 | 109.9952 | 191.2495 | 2.6628 | 97862747185.7972 | 11824109.477 | 992114.5951 | 10543897.9194 | 36160743.0592 | 24077.0464 | 0 | 0 | 23222527.4179 | 60420252.7459 | 41238064.0111 | 184425786.2719 | 3144235.0165 | 19768034.2612 | 19768034.2612 | 1478867.319 | 8788934.7744 | 0 | 207338055.5497 | 237373891.9043 | 237137.3706 | 43.9945 | 4712.815 | 5395.5326 | 96.0771 | 109.9952
1 | 5300 | 707 | 0.035 | 15 | 15 | 7 | 3.1623e-10 | 0 | Water | Porous | Wet | R245fa | MinimizeLCOE_Brownfield | IgnoreSilica | 107.1929 | 77.7991 | 10.9988 | 4 | 4712.5517 | 5395.2604 | 96.0717 | 109.9897 | 191.2513 | 3.0775 | 97862809382.6736 | 11824219.8057 | 992123.7841 | 10544008.0637 | 36157648.1226 | 24077.0464 | 0 | 0 | 23221409.9607 | 60417345.3517 | 41236079.6548 | 184416911.7896 | 3144235.0165 | 19768034.2612 | 19768034.2612 | 1478867.319 | 8788934.7744 | 0 | 207329181.0674 | 237365017.422 | 316227.766 | 43.9951 | 4712.5517 | 5395.2604 | 96.0717 | 109.9897
1 | 5300 | 707 | 0.035 | 15 | 15 | 7 | 4.217e-10 | 0 | Water | Porous | Wet | R245fa | MinimizeLCOE_Brownfield | IgnoreSilica | 107.1929 | 77.7999 | 10.9989 | 4 | 4712.3549 | 5395.0569 | 96.0677 | 109.9855 | 191.2527 | 3.3886 | 97862844474.314 | 11824302.3126 | 992130.6559 | 10544090.4328 | 36155334.178 | 24077.0464 | 0 | 0 | 23220574.504 | 60415171.6646 | 41234596.0687 | 184410276.8628 | 3144235.0165 | 19768034.2612 | 19768034.2612 | 1478867.319 | 8788934.7744 | 0 | 207322546.1405 | 237358382.4952 | 421696.5034 | 43.9955 | 4712.3549 | 5395.0569 | 96.0677 | 109.9855
1 | 5300 | 707 | 0.035 | 15 | 15 | 7 | 5.6234e-10 | 0 | Water | Porous | Wet | R245fa | MinimizeLCOE_Brownfield | IgnoreSilica | 107.1929 | 77.8005 | 10.999 | 4 | 4712.2076 | 5394.9046 | 96.0647 | 109.9824 | 191.2537 | 3.6218 | 97862864157.3573 | 11824364.0561 | 992135.7983 | 10544152.0732 | 36153602.8531 | 24077.0464 | 0 | 0 | 23219949.4125 | 60413545.3049 | 41233486.0448 | 184405312.5893 | 3144235.0165 | 19768034.2612 | 19768034.2612 | 1478867.319 | 8788934.7744 | 0 | 207317581.867 | 237353418.2217 | 562341.3252 | 43.9959 | 4712.2076 | 5394.9046 | 96.0647 | 109.9824
1 | 5300 | 707 | 0.035 | 15 | 15 | 7 | 7.4989e-10 | 0 | Water | Porous | Wet | R245fa | MinimizeLCOE_Brownfield | IgnoreSilica | 107.1929 | 77.8009 | 10.999 | 4 | 4712.0973 | 5394.7906 | 96.0625 | 109.9801 | 191.2545 | 3.7968 | 97862875247.835 | 11824410.2853 | 992139.6487 | 10544198.2252 | 36152306.7272 | 24077.0464 | 0 | 0 | 23219481.4537 | 60412327.7721 | 41232655.0536 | 184401596.2121 | 3144235.0165 | 19768034.2612 | 19768034.2612 | 1478867.319 | 8788934.7744 | 0 | 207313865.4899 | 237349701.8445 | 749894.2093 | 43.9961 | 4712.0973 | 5394.7906 | 96.0625 | 109.9801
1 | 5300 | 707 | 0.035 | 15 | 15 | 7 | 1e-09 | 0 | Water | Porous | Wet | R245fa | MinimizeLCOE_Brownfield | IgnoreSilica | 107.1929 | 77.8012 | 10.9991 | 4 | 4712.0148 | 5394.7052 | 96.0608 | 109.9784 | 191.2551 | 3.9279 | 97862881438.5507 | 11824444.9119 | 992142.5326 | 10544232.794 | 36151335.997 | 24077.0464 | 0 | 0 | 23219130.9799 | 60411415.9111 | 41232032.6898 | 184398812.8626 | 3144235.0165 | 19768034.2612 | 19768034.2612 | 1478867.319 | 8788934.7744 | 0 | 207311082.1403 | 237346918.495 | 1000000 | 43.9963 | 4712.0148 | 5394.7052 | 96.0608 | 109.9784
1 | 5300 | 707 | 0.035 | 15 | 15 | 7 | 1.3335e-09 | 0 | Water | Porous | Wet | R245fa | MinimizeLCOE_Brownfield | IgnoreSilica | 107.1929 | 77.8015 | 10.9991 | 4 | 4711.9529 | 5394.6413 | 96.0595 | 109.9771 | 191.2555 | 4.0263 | 97862885006.9421 | 11824470.8554 | 992144.6934 | 10544258.6943 | 36150608.7415 | 24077.0464 | 0 | 0 | 23218868.4121 | 60410732.7634 | 41231566.4274 | 184396727.6339 | 3144235.0165 | 19768034.2612 | 19768034.2612 | 1478867.319 | 8788934.7744 | 0 | 207308996.9116 | 237344833.2662 | 1333521.4322 | 43.9964 | 4711.9529 | 5394.6413 | 96.0595 | 109.9771
1 | 5300 | 707 | 0.035 | 15 | 15 | 7 | 1.7783e-09 | 0 | Water | Porous | Wet | R245fa | MinimizeLCOE_Brownfield | IgnoreSilica | 107.1929 | 77.8016 | 10.9991 | 4 | 4711.9065 | 5394.5933 | 96.0586 | 109.9761 | 191.2558 | 4.1001 | 97862887082.1028 | 11824490.2976 | 992146.3127 | 10544278.104 | 36150063.7642 | 24077.0464 | 0 | 0 | 23218671.6547 | 60410220.8411 | 41231217.03 | 184395165.0508 | 3144235.0165 | 19768034.2612 | 19768034.2612 | 1478867.319 | 8788934.7744 | 0 | 207307434.3285 | 237343270.6831 | 1778279.41 | 43.9965 | 4711.9065 | 5394.5933 | 96.0586 | 109.9761
1 | 5300 | 707 | 0.035 | 15 | 15 | 7 | 2.3714e-09 | 0 | Water | Porous | Wet | R245fa | MinimizeLCOE_Brownfield | IgnoreSilica | 107.1929 | 77.8018 | 10.9991 | 4 | 4711.8718 | 5394.5574 | 96.0579 | 109.9753 | 191.256 | 4.1554 | 97862888043.4939 | 11824504.87 | 992147.5264 | 10544292.6521 | 36149655.3066 | 24077.0464 | 0 | 0 | 23218524.1866 | 60409837.1594 | 41230955.1593 | 184393993.9068 | 3144235.0165 | 19768034.2612 | 19768034.2612 | 1478867.319 | 8788934.7744 | 0 | 207306263.1845 | 237342099.5392 | 2371373.7057 | 43.9966 | 4711.8718 | 5394.5574 | 96.0579 | 109.9753
1 | 5300 | 707 | 0.035 | 15 | 15 | 7 | 3.1623e-09 | 0 | Water | Porous | Wet | R245fa | MinimizeLCOE_Brownfield | IgnoreSilica | 107.1929 | 77.8019 | 10.9992 | 4 | 4711.8457 | 5394.5305 | 96.0573 | 109.9748 | 191.2562 | 4.1969 | 97862888775.8867 | 11824515.7938 | 992148.4362 | 10544303.5576 | 36149349.1291 | 24077.0464 | 0 | 0 | 23218413.6456 | 60409549.5543 | 41230758.863 | 184393116.026 | 3144235.0165 | 19768034.2612 | 19768034.2612 | 1478867.319 | 8788934.7744 | 0 | 207305385.3037 | 237341221.6583 | 3162277.6602 | 43.9966 | 4711.8457 | 5394.5305 | 96.0573 | 109.9748
1 | 5300 | 707 | 0.035 | 15 | 15 | 7 | 4.217e-09 | 0 | Water | Porous | Wet | R245fa | MinimizeLCOE_Brownfield | IgnoreSilica | 107.1929 | 77.802 | 10.9992 | 4 | 4711.8262 | 5394.5103 | 96.057 | 109.9744 | 191.2564 | 4.228 | 97862889148.4521 | 11824523.9831 | 992149.1183 | 10544311.7333 | 36149119.5972 | 24077.0464 | 0 | 0 | 23218330.7765 | 60409333.9461 | 41230611.7059 | 184392457.9068 | 3144235.0165 | 19768034.2612 | 19768034.2612 | 1478867.319 | 8788934.7744 | 0 | 207304727.1846 | 237340563.5392 | 4216965.0343 | 43.9967 | 4711.8262 | 5394.5103 | 96.057 | 109.9744
1 | 5300 | 707 | 0.035 | 15 | 15 | 7 | 5.6234e-09 | 0 | Water | Porous | Wet | R245fa | MinimizeLCOE_Brownfield | IgnoreSilica | 107.1929 | 77.802 | 10.9992 | 4 | 4711.8116 | 5394.4952 | 96.0567 | 109.9741 | 191.2565 | 4.2513 | 97862889251.6978 | 11824530.123 | 992149.6297 | 10544317.863 | 36148947.5112 | 24077.0464 | 0 | 0 | 23218268.6476 | 60409172.2992 | 41230501.3786 | 184391964.4986 | 3144235.0165 | 19768034.2612 | 19768034.2612 | 1478867.319 | 8788934.7744 | 0 | 207304233.7763 | 237340070.1309 | 5623413.2519 | 43.9967 | 4711.8116 | 5394.4952 | 96.0567 | 109.9741
1 | 5300 | 707 | 0.035 | 15 | 15 | 7 | 7.4989e-09 | 0 | Water | Porous | Wet | R245fa | MinimizeLCOE_Brownfield | IgnoreSilica | 107.1929 | 77.802 | 10.9992 | 4 | 4711.8006 | 5394.4838 | 96.0564 | 109.9738 | 191.2565 | 4.2688 | 97862889432.4255 | 11824534.7266 | 992150.0131 | 10544322.4588 | 36148818.4867 | 24077.0464 | 0 | 0 | 23218222.0653 | 60409051.1017 | 41230418.6588 | 184391594.5574 | 3144235.0165 | 19768034.2612 | 19768034.2612 | 1478867.319 | 8788934.7744 | 0 | 207303863.8352 | 237339700.1898 | 7498942.0933 | 43.9967 | 4711.8006 | 5394.4838 | 96.0564 | 109.9738
1 | 5300 | 707 | 0.035 | 15 | 15 | 7 | 1e-08 | 0 | Water | Porous | Wet | R245fa | MinimizeLCOE_Brownfield | IgnoreSilica | 107.1929 | 77.8021 | 10.9992 | 4 | 4711.7924 | 5394.4753 | 96.0563 | 109.9737 | 191.2566 | 4.2819 | 97862889443.8227 | 11824538.1784 | 992150.3006 | 10544325.9049 | 36148721.7442 | 24077.0464 | 0 | 0 | 23218187.138 | 60408960.228 | 41230356.6356 | 184391317.176 | 3144235.0165 | 19768034.2612 | 19768034.2612 | 1478867.319 | 8788934.7744 | 0 | 207303586.4537 | 237339422.8083 | 10000000 | 43.9968 | 4711.7924 | 5394.4753 | 96.0563 | 109.9737
1 | 5400 | 707 | 0.035 | 15 | 15 | 7 | 1e-13 | 0 | Water | Porous | Wet | R245fa | MinimizeLCOE_Brownfield | IgnoreSilica | 0.8417 | 0.18983 | 0.0068569 | 4 | 894523.3111 | 2016001.116 | 18236.0676 | 41098.9096 | 114.5814 | -5.4232e-05 | 20338748269.0209 | 118359.0772 | 4420.5236 | 90780.5508 | 62052.4401 | 24077.0464 | 57232.1495 | 0 | 139199.4971 | 362168.5378 | 247187.4689 | 1105477.2913 | 3144235.0165 | 20284743.5872 | 20284743.5872 | 1478867.319 | 8995618.5048 | 0 | 24534455.8951 | 55293685.3061 | 100 | 0.027427 | 894523.3111 | 2016001.116 | 18236.0676 | 41098.9096
1 | 5400 | 707 | 0.035 | 15 | 15 | 7 | 1.3335e-13 | 0 | Water | Porous | Wet | R245fa | MinimizeLCOE_Brownfield | IgnoreSilica | 1.1047 | 0.30971 | 0.01732 | 4 | 360120.3289 | 804115.0438 | 7341.54 | 16392.9728 | 128.5905 | -6.0557e-05 | 31464312190.7577 | 178588.3723 | 7320.6751 | 133064.6465 | 82306.7661 | 24077.0464 | 65261.0861 | 0 | 191341.2511 | 497830.6858 | 339779.6725 | 1519570.2018 | 3144235.0165 | 20284743.5872 | 20284743.5872 | 1478867.319 | 8995618.5048 | 0 | 24948548.8056 | 55707778.2166 | 133.3521 | 0.069278 | 360120.3289 | 804115.0438 | 7341.54 | 16392.9728
1 | 5400 | 707 | 0.035 | 15 | 15 | 7 | 1.7783e-13 | 0 | Water | Porous | Wet | R245fa | MinimizeLCOE_Brownfield | IgnoreSilica | 1.4168 | 0.46799 | 0.033296 | 4 | 191070.6205 | 422023.4483 | 3895.233 | 8603.5188 | 140.23 | -6.4946e-05 | 41387609336.3215 | 251079.0188 | 11149.3747 | 183738.1368 | 109265.1665 | 24077.0464 | 72422.6952 | 0 | 254175.261 | 661311.8906 | 451358.954 | 2018577.5441 | 3144235.0165 | 20284743.5872 | 20284743.5872 | 1478867.319 | 8995618.5048 | 0 | 25447556.1478 | 56206785.5589 | 177.8279 | 0.13318 | 191070.6205 | 422023.4483 | 3895.233 | 8603.5188
1 | 5400 | 707 | 0.035 | 15 | 15 | 7 | 2.3714e-13 | 0 | Water | Porous | Wet | R245fa | MinimizeLCOE_Brownfield | IgnoreSilica | 1.8456 | 0.70318 | 0.058735 | 4 | 111270.1456 | 242194.2109 | 2268.3924 | 4937.4566 | 151.0802 | -7.1486e-05 | 50151726332.1311 | 349484.5393 | 16798.1903 | 252683.3729 | 150442.0926 | 24077.0464 | 82377.6566 | 0 | 341586.5302 | 888738.0826 | 606582.0031 | 2712769.514 | 3144235.0165 | 20284743.5872 | 20284743.5872 | 1478867.319 | 8995618.5048 | 0 | 26141748.1178 | 56900977.5288 | 237.1374 | 0.23494 | 111270.1456 | 242194.2109 | 2268.3924 | 4937.4566
1 | 5400 | 707 | 0.035 | 15 | 15 | 7 | 3.1623e-13 | 0 | Water | Porous | Wet | R245fa | MinimizeLCOE_Brownfield | IgnoreSilica | 2.394 | 1.0218 | 0.095631 | 4 | 70646.0391 | 151057.0427 | 1440.2151 | 3079.5021 | 160.1554 | -7.7534e-05 | 57518788194.3771 | 471491.7104 | 24375.1907 | 338630.6405 | 208557.4171 | 24077.0464 | 93543.5553 | 0 | 452663.4685 | 1177737.4911 | 803830.0378 | 3594906.5578 | 3144235.0165 | 20284743.5872 | 20284743.5872 | 1478867.319 | 8995618.5048 | 0 | 27023885.1616 | 57783114.5726 | 316.2278 | 0.38253 | 70646.0391 | 151057.0427 | 1440.2151 | 3079.5021
1 | 5400 | 707 | 0.035 | 15 | 15 | 7 | 4.217e-13 | 0 | Water | Porous | Wet | R245fa | MinimizeLCOE_Brownfield | IgnoreSilica | 3.1102 | 1.4542 | 0.14838 | 4 | 47444.5298 | 99268.0271 | 967.2209 | 2023.713 | 167.7452 | -8.3541e-05 | 63716759363.0224 | 623962.97 | 34602.316 | 446596.3012 | 291392.202 | 24077.0464 | 106905.0563 | 0 | 595738.9978 | 1549990.6695 | 1057900.4811 | 4731166.0403 | 3144235.0165 | 20284743.5872 | 20284743.5872 | 1478867.319 | 8995618.5048 | 0 | 28160144.644 | 58919374.0551 | 421.6965 | 0.59354 | 47444.5298 | 99268.0271 | 967.2209 | 2023.713
1 | 5400 | 707 | 0.035 | 15 | 15 | 7 | 5.6234e-13 | 0 | Water | Porous | Wet | R245fa | MinimizeLCOE_Brownfield | IgnoreSilica | 4.0311 | 2.0219 | 0.2214 | 4 | 33411.2613 | 68143.1309 | 681.1338 | 1389.1899 | 173.8889 | -8.8521e-05 | 69216133855.9684 | 810188.1035 | 48231.6318 | 578327.5999 | 406164.0029 | 24077.0464 | 122094.4557 | 0 | 775742.3076 | 2018322.3578 | 1377546.4816 | 6160693.987 | 3144235.0165 | 20284743.5872 | 20284743.5872 | 1478867.319 | 8995618.5048 | 0 | 29589672.5908 | 60348902.0018 | 562.3413 | 0.88562 | 33411.2613 | 68143.1309 | 681.1338 | 1389.1899
1 | 5400 | 707 | 0.035 | 15 | 15 | 7 | 7.4989e-13 | 0 | Water | Porous | Wet | R245fa | MinimizeLCOE_Brownfield | IgnoreSilica | 5.2226 | 2.6596 | 0.34107 | 4 | 23143.8232 | 45689.6458 | 471.8181 | 931.4452 | 178.838 | -8.8699e-05 | 535736296652.5399 | 1080557.386 | 91861.907 | 708221.3827 | 589085.4237 | 24077.0464 | 136301.8316 | 0 | 1025740.9411 | 2668767.5204 | 1821488.6704 | 8146102.1092 | 3144235.0165 | 20284743.5872 | 20284743.5872 | 1478867.319 | 8995618.5048 | 0 | 31575080.7129 | 62334310.1239 | 749.8942 | 1.3643 | 23143.8232 | 45689.6458 | 471.8181 | 931.4452
1 | 5400 | 707 | 0.035 | 15 | 15 | 7 | 1e-12 | 0 | Water | Porous | Wet | R245fa | MinimizeLCOE_Brownfield | IgnoreSilica | 5.5199 | 3.6777 | 0.47822 | 4 | 20120.0197 | 36200.044 | 410.1738 | 737.9869 | 179.7573 | -9.3941e-05 | 89270956446.3538 | 1360648.1515 | 125057.4954 | 917559.0417 | 2290026.5625 | 24077.0464 | 144453.6804 | 0 | 1896110.5714 | 4933290.761 | 3367072.3134 | 15058295.6237 | 3144235.0165 | 20284743.5872 | 20284743.5872 | 1478867.319 | 8995618.5048 | 0 | 38487274.2275 | 69246503.6385 | 1000 | 1.9129 | 20120.0197 | 36200.044 | 410.1738 | 737.9869
1 | 5400 | 707 | 0.035 | 15 | 15 | 7 | 1.3335e-12 | 0 | Water | Porous | Wet | R245fa | MinimizeLCOE_Brownfield | IgnoreSilica | 7.0669 | 4.8379 | 0.63463 | 4 | 16634.6248 | 28751.5695 | 339.1193 | 586.1396 | 183.3355 | -9.7484e-05 | 87507329067.4375 | 1651375.8541 | 147753.8664 | 1142498.9103 | 2937909.1794 | 24077.0464 | 165800.3965 | 0 | 2367071.9487 | 6158635.6573 | 4203395.3834 | 18798518.2424 | 3144235.0165 | 20284743.5872 | 20284743.5872 | 1478867.319 | 8995618.5048 | 0 | 42227496.8462 | 72986726.2572 | 1333.5214 | 2.5385 | 16634.6248 | 28751.5695 | 339.1193 | 586.1396
1 | 5400 | 707 | 0.035 | 15 | 15 | 7 | 1.7783e-12 | 0 | Water | Porous | Wet | R245fa | MinimizeLCOE_Brownfield | IgnoreSilica | 9.0742 | 6.3413 | 0.83593 | 4 | 14032.57 | 23231.6407 | 286.0729 | 473.6084 | 186.0528 | -3.1337e-07 | 85852993159.3954 | 1997073.2381 | 174414.8581 | 1418760.9638 | 3779277.899 | 24077.0464 | 191237.7163 | 0 | 2958088.2715 | 7696338.895 | 5252909.4398 | 23492178.328 | 3144235.0165 | 20284743.5872 | 20284743.5872 | 1478867.319 | 8995618.5048 | 0 | 46921156.9317 | 77680386.3428 | 1778.2794 | 3.3437 | 14032.57 | 23231.6407 | 286.0729 | 473.6084
1 | 5400 | 707 | 0.035 | 15 | 15 | 7 | 2.3714e-12 | 0 | Water | Porous | Wet | R245fa | MinimizeLCOE_Brownfield | IgnoreSilica | 11.707 | 8.272 | 1.0922 | 4 | 12046.4416 | 19086.9989 | 245.583 | 389.1143 | 187.5396 | -3.2036e-07 | 82948771898.482 | 2407378.2476 | 207310.2659 | 1755095.8215 | 4810745.8134 | 24077.0464 | 223188.1443 | 0 | 3676840.1823 | 9566383.9306 | 6529253.6022 | 29200273.0541 | 3144235.0165 | 20284743.5872 | 20284743.5872 | 1478867.319 | 8995618.5048 | 0 | 52629251.6579 | 83388481.0689 | 2371.3737 | 4.3689 | 12046.4416 | 19086.9989 | 245.583 | 389.1143
1 | 5400 | 707 | 0.035 | 15 | 15 | 7 | 3.1623e-12 | 0 | Water | Porous | Wet | R245fa | MinimizeLCOE_Brownfield | IgnoreSilica | 15.281 | 11.0364 | 1.4616 | 4 | 9859.9078 | 15120.9612 | 201.0076 | 308.2612 | 190.5666 | -3.3646e-07 | 88860018738.0375 | 2951025.1222 | 252845.0656 | 2210480.8832 | 5348838.9501 | 24077.0464 | 260544.2767 | 0 | 4308646.4242 | 11210214.1709 | 7651201.5185 | 34217873.4578 | 3144235.0165 | 20284743.5872 | 20284743.5872 | 1478867.319 | 8995618.5048 | 0 | 57646852.0615 | 88406081.4725 | 3162.2777 | 5.8466 | 9859.9078 | 15120.9612 | 201.0076 | 308.2612
1 | 5400 | 707 | 0.035 | 15 | 15 | 7 | 4.217e-12 | 0 | Water | Porous | Wet | R245fa | MinimizeLCOE_Brownfield | IgnoreSilica | 19.9368 | 14.5537 | 1.9304 | 4 | 8444.9463 | 12428.5541 | 172.1617 | 253.3729 | 192.0587 | -3.4407e-07 | 89207203047.3518 | 3589543.6676 | 306892.805 | 2758066.6532 | 6503572.201 | 24077.0464 | 306653.8294 | 0 | 5260634.419 | 13687091.6538 | 9341721.2953 | 41778253.5707 | 3144235.0165 | 20284743.5872 | 20284743.5872 | 1478867.319 | 8995618.5048 | 0 | 65207232.1745 | 95966461.5855 | 4216.965 | 7.7215 | 8444.9463 | 12428.5541 | 172.1617 | 253.3729
1 | 5400 | 707 | 0.035 | 15 | 15 | 7 | 5.6234e-12 | 0 | Water | Porous | Wet | R245fa | MinimizeLCOE_Brownfield | IgnoreSilica | 26.0922 | 19.2064 | 2.5504 | 4 | 7360.4568 | 10375.6221 | 150.0529 | 211.5211 | 193.2258 | -3.5005e-07 | 89462515133.0686 | 4369626.1872 | 372663.5799 | 3443358.0173 | 8106323.9543 | 24077.0464 | 362848.1721 | 0 | 6504769.8133 | 16924076.7425 | 11551030.1317 | 51658773.6447 | 3144235.0165 | 20284743.5872 | 20284743.5872 | 1478867.319 | 8995618.5048 | 0 | 75087752.2484 | 105846981.6594 | 5623.4133 | 10.2015 | 7360.4568 | 10375.6221 | 150.0529 | 211.5211
1 | 5400 | 707 | 0.035 | 15 | 15 | 7 | 7.4989e-12 | 0 | Water | Porous | Wet | R245fa | MinimizeLCOE_Brownfield | IgnoreSilica | 34.1969 | 25.3345 | 3.3671 | 4 | 6519.2492 | 8803.0613 | 132.9037 | 179.4623 | 194.1301 | -3.5437e-07 | 89640485669.3984 | 5318807.6577 | 452384.5344 | 4297302.4907 | 10260979.3377 | 24077.0464 | 430891.8009 | 0 | 8105932.7184 | 21089974.1779 | 14394340.732 | 64374690.4961 | 3144235.0165 | 20284743.5872 | 20284743.5872 | 1478867.319 | 8995618.5048 | 0 | 87803669.0998 | 118562898.5109 | 7498.9421 | 13.4684 | 6519.2492 | 8803.0613 | 132.9037 | 179.4623
1 | 5400 | 707 | 0.035 | 15 | 15 | 7 | 1e-11 | 0 | Water | Porous | Wet | R245fa | MinimizeLCOE_Brownfield | IgnoreSilica | 44.8011 | 33.3541 | 4.4359 | 4 | 5861.4513 | 7594.9875 | 119.4936 | 154.8341 | 194.8236 | -3.5712e-07 | 89712363566.1351 | 6466998.4564 | 548445.4131 | 5354823.2084 | 13107618.2143 | 24077.0464 | 512846.1949 | 0 | 10145775.328 | 26397226.2189 | 18016649.3031 | 80574459.3834 | 3144235.0165 | 20284743.5872 | 20284743.5872 | 1478867.319 | 8995618.5048 | 0 | 104003437.9872 | 134762667.3982 | 10000 | 17.7436 | 5861.4513 | 7594.9875 | 119.4936 | 154.8341
1 | 5400 | 707 | 0.035 | 15 | 15 | 7 | 1.3335e-11 | 0 | Water | Porous | Wet | R245fa | MinimizeLCOE_Brownfield | IgnoreSilica | 58.4675 | 43.6809 | 5.8124 | 4 | 5349.4203 | 6672.4227 | 109.0552 | 136.0264 | 195.317 | -3.5765e-07 | 89445033102.7145 | 7835396.5846 | 662427.0194 | 6644447.4354 | 16814817.861 | 24077.0464 | 609871.3943 | 0 | 12710504.563 | 33070125.59 | 22571040.2383 | 100942707.7323 | 3144235.0165 | 20284743.5872 | 20284743.5872 | 1478867.319 | 8995618.5048 | 0 | 124371686.336 | 155130915.7471 | 13335.2143 | 23.2496 | 5349.4203 | 6672.4227 | 109.0552 | 136.0264
1 | 5400 | 707 | 0.035 | 15 | 15 | 7 | 1.7783e-11 | 0 | Water | Porous | Wet | R245fa | MinimizeLCOE_Brownfield | IgnoreSilica | 75.722 | 56.6414 | 7.5384 | 4 | 4967.3876 | 5987.4735 | 101.2669 | 122.0627 | 195.4911 | -3.5508e-07 | 88029812044.984 | 9428712.8649 | 794561.278 | 8179606.7022 | 21645138.2088 | 24077.0464 | 723876.1668 | 0 | 15910429.1841 | 41395673.0593 | 28253397.459 | 126355471.9695 | 3144235.0165 | 20284743.5872 | 20284743.5872 | 1478867.319 | 8995618.5048 | 0 | 149784450.5733 | 180543679.9843 | 17782.7941 | 30.1536 | 4967.3876 | 5987.4735 | 101.2669 | 122.0627
1 | 5400 | 707 | 0.035 | 15 | 15 | 7 | 2.3714e-11 | 0 | Water | Porous | Wet | R245fa | MinimizeLCOE_Brownfield | IgnoreSilica | 96.6259 | 72.0391 | 9.5838 | 4 | 4729.6204 | 5531.9959 | 96.4197 | 112.7772 | 195.0233 | -3.4653e-07 | 84346770844.9894 | 11192699.3944 | 940224.6766 | 9914712.722 | 28048799.1229 | 24077.0464 | 854324.1327 | 0 | 19880186.467 | 51724167.2003 | 35302806.9395 | 157881997.7018 | 3144235.0165 | 20284743.5872 | 20284743.5872 | 1478867.319 | 8995618.5048 | 0 | 181310976.3056 | 212070205.7166 | 23713.7371 | 38.3352 | 4729.6204 | 5531.9959 | 96.4197 | 112.7772
1 | 5400 | 707 | 0.035 | 15 | 15 | 7 | 3.1623e-11 | 0 | Water | Porous | Wet | R245fa | MinimizeLCOE_Brownfield | IgnoreSilica | 100.8056 | 75.0477 | 10.1811 | 4 | 4599.1321 | 5354.4314 | 93.7595 | 109.1573 | 194.8208 | -7.5417e-05 | 87518298342.9994 | 11524301.5331 | 967530.2482 | 10244602.3744 | 29465809.3845 | 24077.0464 | 681399.6999 | 0 | 20634010.9117 | 53685463.7746 | 36641432.1522 | 163868627.125 | 3144235.0165 | 20284743.5872 | 20284743.5872 | 1478867.319 | 8995618.5048 | 0 | 187297605.7287 | 218056835.1397 | 31622.7766 | 40.7246 | 4599.1321 | 5354.4314 | 93.7595 | 109.1573
1 | 5400 | 707 | 0.035 | 15 | 15 | 7 | 4.217e-11 | 0 | Water | Porous | Wet | R245fa | MinimizeLCOE_Brownfield | IgnoreSilica | 103.4197 | 76.9133 | 10.6019 | 4 | 4501.7335 | 5227.057 | 91.7739 | 106.5606 | 194.6729 | -4.7788e-05 | 90304993933.3068 | 11728040.7553 | 984294.6341 | 10447836.4571 | 30385789.7035 | 24077.0464 | 503269.7032 | 0 | 21088590.2368 | 54868185.9314 | 37448664.3267 | 167478748.7943 | 3144235.0165 | 20284743.5872 | 20284743.5872 | 1478867.319 | 8995618.5048 | 0 | 190907727.3981 | 221666956.8091 | 42169.6503 | 42.4076 | 4501.7335 | 5227.057 | 91.7739 | 106.5606
1 | 5400 | 707 | 0.035 | 15 | 15 | 7 | 5.6234e-11 | 0 | Water | Porous | Wet | R245fa | MinimizeLCOE_Brownfield | IgnoreSilica | 105.1707 | 78.1551 | 10.9074 | 4 | 4428.1017 | 5133.1076 | 90.2728 | 104.6453 | 194.5641 | -2.5034e-05 | 92553306142.9521 | 11862889.8139 | 995385.6087 | 10582575.8306 | 31018674.5167 | 24077.0464 | 328815.0396 | 0 | 21376842.9638 | 55618160.3984 | 37960537.3108 | 169767958.5289 | 3144235.0165 | 20284743.5872 | 20284743.5872 | 1478867.319 | 8995618.5048 | 0 | 193196937.1326 | 223956166.5437 | 56234.1325 | 43.6297 | 4428.1017 | 5133.1076 | 90.2728 | 104.6453
1 | 5400 | 707 | 0.035 | 15 | 15 | 7 | 7.4989e-11 | 0 | Water | Porous | Wet | R245fa | MinimizeLCOE_Brownfield | IgnoreSilica | 105.824 | 78.614 | 11.0789 | 4 | 4370.5393 | 5064.633 | 89.0994 | 103.2494 | 194.5163 | -6.2723e-06 | 94513324878.0138 | 11912559.9002 | 999469.5305 | 10632250.5164 | 31264092.5438 | 24077.0464 | 137024.0569 | 0 | 21438094.7017 | 55777524.856 | 38069306.8277 | 170254399.9796 | 3144235.0165 | 20284743.5872 | 20284743.5872 | 1478867.319 | 8995618.5048 | 0 | 193683378.5834 | 224442607.9944 | 74989.4209 | 44.3157 | 4370.5393 | 5064.633 | 89.0994 | 103.2494
1 | 5400 | 707 | 0.035 | 15 | 15 | 7 | 1e-10 | 0 | Water | Porous | Wet | R245fa | MinimizeLCOE_Brownfield | IgnoreSilica | 114.8011 | 84.921 | 12.0056 | 4 | 4334.1825 | 4974.6996 | 88.3582 | 101.416 | 193.9171 | 0.064751 | 98276415012.9738 | 12587286.6501 | 1054910.2915 | 11309351.3729 | 34660850.0321 | 24077.0464 | 0 | 0 | 23258225.4033 | 60513131.5813 | 41301455.7248 | 184709288.1025 | 3144235.0165 | 20284743.5872 | 20284743.5872 | 1478867.319 | 8995618.5048 | 0 | 208138266.7062 | 238897496.1172 | 100000 | 48.0225 | 4334.1825 | 4974.6996 | 88.3582 | 101.416
1 | 5400 | 707 | 0.035 | 15 | 15 | 7 | 1.3335e-10 | 0 | Water | Porous | Wet | R245fa | MinimizeLCOE_Brownfield | IgnoreSilica | 114.7233 | 84.8638 | 11.9975 | 4 | 4334.7276 | 4975.6765 | 88.3693 | 101.4359 | 193.9176 | 1.1241 | 98276556610.7253 | 12581230.765 | 1054412.7528 | 11303255.633 | 34636670.9305 | 24077.0464 | 0 | 0 | 23243862.3798 | 60475761.9404 | 41275950.177 | 184595221.6247 | 3144235.0165 | 20284743.5872 | 20284743.5872 | 1478867.319 | 8995618.5048 | 0 | 208024200.2284 | 238783429.6395 | 133352.1432 | 47.9901 | 4334.7276 | 4975.6765 | 88.3693 | 101.4359
1 | 5400 | 707 | 0.035 | 15 | 15 | 7 | 1.7783e-10 | 0 | Water | Porous | Wet | R245fa | MinimizeLCOE_Brownfield | IgnoreSilica | 114.687 | 84.8362 | 11.9936 | 4 | 4335.1378 | 4976.2951 | 88.3776 | 101.4485 | 193.9164 | 1.9163 | 98270452883.3491 | 12578310.262 | 1054172.8082 | 11300316.0298 | 34627292.0722 | 24077.0464 | 0 | 0 | 23237825.6053 | 60460055.4914 | 41265230.2028 | 184547279.518 | 3144235.0165 | 20284743.5872 | 20284743.5872 | 1478867.319 | 8995618.5048 | 0 | 207976258.1218 | 238735487.5328 | 177827.941 | 47.9745 | 4335.1378 | 4976.2951 | 88.3776 | 101.4485
1 | 5400 | 707 | 0.035 | 15 | 15 | 7 | 2.3714e-10 | 0 | Water | Porous | Wet | R245fa | MinimizeLCOE_Brownfield | IgnoreSilica | 114.6112 | 84.7841 | 11.9863 | 4 | 4335.0474 | 4976.599 | 88.3758 | 101.4547 | 193.9229 | 2.5116 | 98272866365.9995 | 12572789.025 | 1053719.1869 | 11294758.8971 | 34596149.3195 | 24077.0464 | 0 | 0 | 23221182.4552 | 60416753.429 | 41235675.6554 | 184415105.0145 | 3144235.0165 | 20284743.5872 | 20284743.5872 | 1478867.319 | 8995618.5048 | 0 | 207844083.6182 | 238603313.0292 | 237137.3706 | 47.9451 | 4335.0474 | 4976.599 | 88.3758 | 101.4547
1 | 5400 | 707 | 0.035 | 15 | 15 | 7 | 3.1623e-10 | 0 | Water | Porous | Wet | R245fa | MinimizeLCOE_Brownfield | IgnoreSilica | 114.6159 | 84.7884 | 11.9869 | 4 | 4334.8551 | 4976.374 | 88.3719 | 101.4501 | 193.9244 | 2.9538 | 98270979483.0271 | 12573246.8136 | 1053756.7987 | 11295219.6514 | 34595638.6788 | 24077.0464 | 0 | 0 | 23221356.2057 | 60417205.4921 | 41235984.1978 | 184416484.8845 | 3144235.0165 | 20284743.5872 | 20284743.5872 | 1478867.319 | 8995618.5048 | 0 | 207845463.4882 | 238604692.8993 | 316227.766 | 47.9475 | 4334.8551 | 4976.374 | 88.3719 | 101.4501
1 | 5400 | 707 | 0.035 | 15 | 15 | 7 | 4.217e-10 | 0 | Water | Porous | Wet | R245fa | MinimizeLCOE_Brownfield | IgnoreSilica | 114.6159 | 84.7892 | 11.987 | 4 | 4334.7115 | 4976.2242 | 88.369 | 101.4471 | 193.9258 | 3.2857 | 98270437984.4674 | 12573334.2009 | 1053763.9785 | 11295307.605 | 34593885.8259 | 24077.0464 | 0 | 0 | 23220743.7761 | 60415612.076 | 41234896.6586 | 184411621.1674 | 3144235.0165 | 20284743.5872 | 20284743.5872 | 1478867.319 | 8995618.5048 | 0 | 207840599.7712 | 238599829.1822 | 421696.5034 | 47.948 | 4334.7115 | 4976.2242 | 88.369 | 101.4471
1 | 5400 | 707 | 0.035 | 15 | 15 | 7 | 5.6234e-10 | 0 | Water | Porous | Wet | R245fa | MinimizeLCOE_Brownfield | IgnoreSilica | 114.6159 | 84.7898 | 11.9871 | 4 | 4334.6041 | 4976.1121 | 88.3668 | 101.4448 | 193.9268 | 3.5346 | 98270023279.8822 | 12573399.5559 | 1053769.348 | 11295373.3836 | 34592575.0915 | 24077.0464 | 0 | 0 | 23220285.8259 | 60414420.5835 | 41234083.4404 | 184407984.2753 | 3144235.0165 | 20284743.5872 | 20284743.5872 | 1478867.319 | 8995618.5048 | 0 | 207836962.879 | 238596192.2901 | 562341.3252 | 47.9483 | 4334.6041 | 4976.1121 | 88.3668 | 101.4448
1 | 5400 | 707 | 0.035 | 15 | 15 | 7 | 7.4989e-10 | 0 | Water | Porous | Wet | R245fa | MinimizeLCOE_Brownfield | IgnoreSilica | 114.6159 | 84.7903 | 11.9871 | 4 | 4334.5237 | 4976.0282 | 88.3651 | 101.4431 | 193.9275 | 3.7212 | 98269707269.6019 | 12573448.4663 | 1053773.3665 | 11295422.611 | 34591594.2684 | 24077.0464 | 0 | 0 | 23219943.1458 | 60413529.0001 | 41233474.9165 | 184405262.8208 | 3144235.0165 | 20284743.5872 | 20284743.5872 | 1478867.319 | 8995618.5048 | 0 | 207834241.4246 | 238593470.8356 | 749894.2093 | 47.9486 | 4334.5237 | 4976.0282 | 88.3651 | 101.4431
1 | 5400 | 707 | 0.035 | 15 | 15 | 7 | 1e-09 | 0 | Water | Porous | Wet | R245fa | MinimizeLCOE_Brownfield | IgnoreSilica | 114.6159 | 84.7906 | 11.9872 | 4 | 4334.4635 | 4975.9654 | 88.3639 | 101.4418 | 193.9281 | 3.8612 | 98269467573.0755 | 12573485.0882 | 1053776.3753 | 11295459.4703 | 34590859.9282 | 24077.0464 | 0 | 0 | 23219686.5843 | 60412861.4797 | 41233019.3201 | 184403225.2925 | 3144235.0165 | 20284743.5872 | 20284743.5872 | 1478867.319 | 8995618.5048 | 0 | 207832203.8963 | 238591433.3073 | 1000000 | 47.9488 | 4334.4635 | 4975.9654 | 88.3639 | 101.4418
1 | 5400 | 707 | 0.035 | 15 | 15 | 7 | 1.3335e-09 | 0 | Water | Porous | Wet | R245fa | MinimizeLCOE_Brownfield | IgnoreSilica | 114.6159 | 84.7909 | 11.9872 | 4 | 4334.4185 | 4975.9184 | 88.363 | 101.4408 | 193.9285 | 3.9661 | 98269286356.9657 | 12573512.5195 | 1053778.6291 | 11295487.0795 | 34590309.911 | 24077.0464 | 0 | 0 | 23219494.4223 | 60412361.5136 | 41232678.0829 | 184401699.2043 | 3144235.0165 | 20284743.5872 | 20284743.5872 | 1478867.319 | 8995618.5048 | 0 | 207830677.808 | 238589907.219 | 1333521.4322 | 47.9489 | 4334.4185 | 4975.9184 | 88.363 | 101.4408
1 | 5400 | 707 | 0.035 | 15 | 15 | 7 | 1.7783e-09 | 0 | Water | Porous | Wet | R245fa | MinimizeLCOE_Brownfield | IgnoreSilica | 114.6159 | 84.7911 | 11.9873 | 4 | 4334.3847 | 4975.8832 | 88.3623 | 101.4401 | 193.9289 | 4.0448 | 98269149472.9809 | 12573533.0725 | 1053780.3177 | 11295507.7657 | 34589897.8266 | 24077.0464 | 0 | 0 | 23219350.4513 | 60411986.9305 | 41232422.4223 | 184400555.833 | 3144235.0165 | 20284743.5872 | 20284743.5872 | 1478867.319 | 8995618.5048 | 0 | 207829534.4367 | 238588763.8478 | 1778279.41 | 47.949 | 4334.3847 | 4975.8832 | 88.3623 | 101.4401
1 | 5400 | 707 | 0.035 | 15 | 15 | 7 | 2.3714e-09 | 0 | Water | Porous | Wet | R245fa | MinimizeLCOE_Brownfield | IgnoreSilica | 114.6159 | 84.7912 | 11.9873 | 4 | 4334.3594 | 4975.8568 | 88.3618 | 101.4396 | 193.9291 | 4.1038 | 98269046520.3202 | 12573548.4752 | 1053781.5832 | 11295523.2683 | 34589589.0153 | 24077.0464 | 0 | 0 | 23219242.5615 | 60411706.2233 | 41232230.8339 | 184399699.007 | 3144235.0165 | 20284743.5872 | 20284743.5872 | 1478867.319 | 8995618.5048 | 0 | 207828677.6107 | 238587907.0218 | 2371373.7057 | 47.9491 | 4334.3594 | 4975.8568 | 88.3618 | 101.4396
1 | 5400 | 707 | 0.035 | 15 | 15 | 7 | 3.1623e-09 | 0 | Water | Porous | Wet | R245fa | MinimizeLCOE_Brownfield | IgnoreSilica | 114.6159 | 84.7913 | 11.9873 | 4 | 4334.3404 | 4975.837 | 88.3614 | 101.4392 | 193.9293 | 4.1481 | 98268968917.4325 | 12573560.02 | 1053782.5317 | 11295534.8879 | 34589357.5566 | 24077.0464 | 0 | 0 | 23219161.6967 | 60411495.8297 | 41232087.2359 | 184399056.805 | 3144235.0165 | 20284743.5872 | 20284743.5872 | 1478867.319 | 8995618.5048 | 0 | 207828035.4087 | 238587264.8197 | 3162277.6602 | 47.9492 | 4334.3404 | 4975.837 | 88.3614 | 101.4392
1 | 5400 | 707 | 0.035 | 15 | 15 | 7 | 4.217e-09 | 0 | Water | Porous | Wet | R245fa | MinimizeLCOE_Brownfield | IgnoreSilica | 114.6159 | 84.7914 | 11.9873 | 4 | 4334.3262 | 4975.8221 | 88.3611 | 101.4389 | 193.9294 | 4.1813 | 98268910513.8275 | 12573568.6743 | 1053783.2427 | 11295543.5983 | 34589184.053 | 24077.0464 | 0 | 0 | 23219101.0797 | 60411338.117 | 41231979.5937 | 184398575.4051 | 3144235.0165 | 20284743.5872 | 20284743.5872 | 1478867.319 | 8995618.5048 | 0 | 207827554.0088 | 238586783.4199 | 4216965.0343 | 47.9492 | 4334.3262 | 4975.8221 | 88.3611 | 101.4389
1 | 5400 | 707 | 0.035 | 15 | 15 | 7 | 5.6234e-09 | 0 | Water | Porous | Wet | R245fa | MinimizeLCOE_Brownfield | IgnoreSilica | 114.6159 | 84.7915 | 11.9873 | 4 | 4334.3155 | 4975.811 | 88.3609 | 101.4386 | 193.9295 | 4.2062 | 98268866684.1392 | 12573575.1624 | 1053783.7758 | 11295550.1284 | 34589053.9806 | 24077.0464 | 0 | 0 | 23219055.6365 | 60411219.8829 | 41231898.8965 | 184398214.5095 | 3144235.0165 | 20284743.5872 | 20284743.5872 | 1478867.319 | 8995618.5048 | 0 | 207827193.1133 | 238586422.5243 | 5623413.2519 | 47.9493 | 4334.3155 | 4975.811 | 88.3609 | 101.4386
1 | 5400 | 707 | 0.035 | 15 | 15 | 7 | 7.4989e-09 | 0 | Water | Porous | Wet | R245fa | MinimizeLCOE_Brownfield | IgnoreSilica | 114.6159 | 84.7915 | 11.9873 | 4 | 4334.3075 | 4975.8027 | 88.3607 | 101.4385 | 193.9296 | 4.2249 | 98268833737.288 | 12573580.0267 | 1053784.1754 | 11295555.0243 | 34588956.4609 | 24077.0464 | 0 | 0 | 23219021.5662 | 60411131.239 | 41231838.3952 | 184397943.9341 | 3144235.0165 | 20284743.5872 | 20284743.5872 | 1478867.319 | 8995618.5048 | 0 | 207826922.5378 | 238586151.9489 | 7498942.0933 | 47.9493 | 4334.3075 | 4975.8027 | 88.3607 | 101.4385
1 | 5400 | 707 | 0.035 | 15 | 15 | 7 | 1e-08 | 0 | Water | Porous | Wet | R245fa | MinimizeLCOE_Brownfield | IgnoreSilica | 114.6159 | 84.7916 | 11.9873 | 4 | 4334.3016 | 4975.7964 | 88.3606 | 101.4383 | 193.9297 | 4.2389 | 98268808959.1013 | 12573583.6739 | 1053784.4751 | 11295558.6952 | 34588883.3431 | 24077.0464 | 0 | 0 | 23218996.0211 | 60411064.776 | 41231793.0329 | 184397741.0638 | 3144235.0165 | 20284743.5872 | 20284743.5872 | 1478867.319 | 8995618.5048 | 0 | 207826719.6675 | 238585949.0785 | 10000000 | 47.9493 | 4334.3016 | 4975.7964 | 88.3606 | 101.4383
1 | 5500 | 707 | 0.035 | 15 | 15 | 7 | 1e-13 | 0 | Water | Porous | Wet | R245fa | MinimizeLCOE_Brownfield | IgnoreSilica | 0.86115 | 0.20097 | 0.0079597 | 4 | 788235.8983 | 1777309.3337 | 16069.255 | 36232.8548 | 116.6737 | -5.4699e-05 | 22693725491.8774 | 124542.193 | 4715.3383 | 94887.4474 | 63847.8026 | 24077.0464 | 57570.4223 | 0 | 144159.6975 | 375073.9616 | 255995.6858 | 1144869.5948 | 3144235.0165 | 20807313.0041 | 20807313.0041 | 1478867.319 | 9204646.2715 | 0 | 25096417.6154 | 56587244.2101 | 100 | 0.031839 | 788235.8983 | 1777309.3337 | 16069.255 | 36232.8548
1 | 5500 | 707 | 0.035 | 15 | 15 | 7 | 1.3335e-13 | 0 | Water | Porous | Wet | R245fa | MinimizeLCOE_Brownfield | IgnoreSilica | 1.1195 | 0.32244 | 0.019029 | 4 | 335164.1023 | 748896.4574 | 6832.7736 | 15267.2672 | 130.4399 | -6.0201e-05 | 34256662148.8266 | 185291.1239 | 7689.4733 | 137256.9599 | 84317.4956 | 24077.0464 | 64760.3837 | 0 | 196323.0683 | 510792.3523 | 348626.2762 | 1559134.1795 | 3144235.0165 | 20807313.0041 | 20807313.0041 | 1478867.319 | 9204646.2715 | 0 | 25510682.2001 | 57001508.7948 | 133.3521 | 0.076114 | 335164.1023 | 748896.4574 | 6832.7736 | 15267.2672
1 | 5500 | 707 | 0.035 | 15 | 15 | 7 | 1.7783e-13 | 0 | Water | Porous | Wet | R245fa | MinimizeLCOE_Brownfield | IgnoreSilica | 1.4557 | 0.49861 | 0.03706 | 4 | 175823.9387 | 388253.6698 | 3584.4088 | 7915.0762 | 142.9276 | -6.6495e-05 | 44882713608.9635 | 265556.4019 | 12018.1355 | 192956.8462 | 114400.2117 | 24077.0464 | 73142.1485 | 0 | 266038.8081 | 692178.4067 | 472425.9854 | 2112793.9904 | 3144235.0165 | 20807313.0041 | 20807313.0041 | 1478867.319 | 9204646.2715 | 0 | 26064342.011 | 57555168.6057 | 177.8279 | 0.14824 | 175823.9387 | 388253.6698 | 3584.4088 | 7915.0762
1 | 5500 | 707 | 0.035 | 15 | 15 | 7 | 2.3714e-13 | 0 | Water | Porous | Wet | R245fa | MinimizeLCOE_Brownfield | IgnoreSilica | 1.8993 | 0.75069 | 0.065069 | 4 | 102979.3048 | 223969.1961 | 2099.3724 | 4565.915 | 153.9722 | -7.3739e-05 | 54188030565.6791 | 370332.4138 | 18200.004 | 265737.6202 | 158952.6101 | 24077.0464 | 83369.5052 | 0 | 359060.9879 | 934203.037 | 637612.7687 | 2851545.9934 | 3144235.0165 | 20807313.0041 | 20807313.0041 | 1478867.319 | 9204646.2715 | 0 | 26803094.014 | 58293920.6086 | 237.1374 | 0.26028 | 102979.3048 | 223969.1961 | 2099.3724 | 4565.915
1 | 5500 | 707 | 0.035 | 15 | 15 | 7 | 3.1623e-13 | 0 | Water | Porous | Wet | R245fa | MinimizeLCOE_Brownfield | IgnoreSilica | 2.4524 | 1.0834 | 0.10484 | 4 | 66098.7826 | 141190.8749 | 1347.5131 | 2878.367 | 162.9891 | -7.9639e-05 | 62101095979.3905 | 497236.693 | 26350.0204 | 354149.1418 | 220655.937 | 24077.0464 | 94034.5341 | 0 | 474436.3153 | 1234385.9721 | 842493.7901 | 3767819.4501 | 3144235.0165 | 20807313.0041 | 20807313.0041 | 1478867.319 | 9204646.2715 | 0 | 27719367.4707 | 59210194.0653 | 316.2278 | 0.41936 | 66098.7826 | 141190.8749 | 1347.5131 | 2878.367
1 | 5500 | 707 | 0.035 | 15 | 15 | 7 | 4.217e-13 | 0 | Water | Porous | Wet | R245fa | MinimizeLCOE_Brownfield | IgnoreSilica | 3.1834 | 1.5395 | 0.16237 | 4 | 44527.2629 | 93013.3024 | 907.7485 | 1896.202 | 170.6496 | -8.6054e-05 | 69270208948.2241 | 658338.7372 | 37662.0384 | 466345.7473 | 310290.1795 | 24077.0464 | 107327.6697 | 0 | 625576.1532 | 1627620.8273 | 1110884.6589 | 4968123.058 | 3144235.0165 | 20807313.0041 | 20807313.0041 | 1478867.319 | 9204646.2715 | 0 | 28919671.0786 | 60410497.6732 | 421.6965 | 0.64948 | 44527.2629 | 93013.3024 | 907.7485 | 1896.202
1 | 5500 | 707 | 0.035 | 15 | 15 | 7 | 5.6234e-13 | 0 | Water | Porous | Wet | R245fa | MinimizeLCOE_Brownfield | IgnoreSilica | 4.1238 | 2.1335 | 0.24258 | 4 | 31365.5126 | 63819.5467 | 639.4284 | 1301.0478 | 176.8567 | -9.129e-05 | 75943964185.3723 | 856444.0205 | 53405.6741 | 601827.7075 | 435071.9805 | 24077.0464 | 122338.7693 | 0 | 816334.4273 | 2123934.7267 | 1449629.0935 | 6483063.4458 | 3144235.0165 | 20807313.0041 | 20807313.0041 | 1478867.319 | 9204646.2715 | 0 | 30434611.4664 | 61925438.0611 | 562.3413 | 0.97032 | 31365.5126 | 63819.5467 | 639.4284 | 1301.0478
1 | 5500 | 707 | 0.035 | 15 | 15 | 7 | 7.4989e-13 | 0 | Water | Porous | Wet | R245fa | MinimizeLCOE_Brownfield | IgnoreSilica | 4.5648 | 2.6477 | 0.34682 | 4 | 23492.5561 | 46192.4691 | 478.9275 | 941.696 | 178.9562 | -7.9463e-05 | 1.7958e+12 | 1080593.2988 | 97215.971 | 705391.4499 | 765788.8492 | 24077.0464 | 116141.7609 | 0 | 1087791.2667 | 2830209.7393 | 1931676.3021 | 8638885.6842 | 3144235.0165 | 20807313.0041 | 20807313.0041 | 1478867.319 | 9204646.2715 | 0 | 32590433.7048 | 64081260.2995 | 749.8942 | 1.3873 | 23492.5561 | 46192.4691 | 478.9275 | 941.696
1 | 5500 | 707 | 0.035 | 15 | 15 | 7 | 1e-12 | 0 | Water | Porous | Wet | R245fa | MinimizeLCOE_Brownfield | IgnoreSilica | 5.6442 | 3.8482 | 0.50443 | 4 | 19550.9277 | 35157.9963 | 398.5721 | 716.7433 | 182.7879 | -9.6858e-05 | 91333406725.4027 | 1405556.2608 | 126417.6308 | 951339.54 | 2351726.2362 | 24077.0464 | 144320.949 | 0 | 1951340.6886 | 5076988.1968 | 3465148.766 | 15496915.3147 | 3144235.0165 | 20807313.0041 | 20807313.0041 | 1478867.319 | 9204646.2715 | 0 | 39448463.3353 | 70939289.9299 | 1000 | 2.0177 | 19550.9277 | 35157.9963 | 398.5721 | 716.7433
1 | 5500 | 707 | 0.035 | 15 | 15 | 7 | 1.3335e-12 | 0 | Water | Porous | Wet | R245fa | MinimizeLCOE_Brownfield | IgnoreSilica | 7.23 | 5.0647 | 0.66802 | 4 | 16185.6394 | 27970.7112 | 329.9662 | 570.2208 | 186.4103 | -3.1662e-07 | 89531999193.6959 | 1703964.9396 | 148491.7267 | 1185274.244 | 3003118.2261 | 24077.0464 | 165758.7181 | 0 | 2429967.1113 | 6322275.9689 | 4315083.2586 | 19298011.2397 | 3144235.0165 | 20807313.0041 | 20807313.0041 | 1478867.319 | 9204646.2715 | 0 | 43249559.2603 | 74740385.8549 | 1333.5214 | 2.6721 | 16185.6394 | 27970.7112 | 329.9662 | 570.2208
1 | 5500 | 707 | 0.035 | 15 | 15 | 7 | 1.7783e-12 | 0 | Water | Porous | Wet | R245fa | MinimizeLCOE_Brownfield | IgnoreSilica | 9.2789 | 6.6321 | 0.87737 | 4 | 13392.957 | 22366.0327 | 273.0335 | 455.9618 | 189.1214 | -3.2954e-07 | 88769906500.1323 | 2059101.9707 | 177023.8904 | 1470776.3816 | 3520374.4199 | 24077.0464 | 190969.2992 | 0 | 2902505.9732 | 7551725.1564 | 5154207.5917 | 23050761.7295 | 3144235.0165 | 20807313.0041 | 20807313.0041 | 1478867.319 | 9204646.2715 | 0 | 47002309.7502 | 78493136.3448 | 1778.2794 | 3.5095 | 13392.957 | 22366.0327 | 273.0335 | 455.9618
1 | 5500 | 707 | 0.035 | 15 | 15 | 7 | 2.3714e-12 | 0 | Water | Porous | Wet | R245fa | MinimizeLCOE_Brownfield | IgnoreSilica | 11.9654 | 8.6399 | 1.1444 | 4 | 11293.8526 | 18173.0589 | 230.2405 | 370.4824 | 190.5367 | -3.366e-07 | 85593716820.33 | 2481960.5125 | 213025.9731 | 1817327.2348 | 4199757.2995 | 24077.0464 | 222798.6354 | 0 | 3493989.2137 | 9090643.2182 | 6204550.7905 | 27748129.924 | 3144235.0165 | 20807313.0041 | 20807313.0041 | 1478867.319 | 9204646.2715 | 0 | 51699677.9446 | 83190504.5392 | 2371.3737 | 4.5777 | 11293.8526 | 18173.0589 | 230.2405 | 370.4824
1 | 5500 | 707 | 0.035 | 15 | 15 | 7 | 3.1623e-12 | 0 | Water | Porous | Wet | R245fa | MinimizeLCOE_Brownfield | IgnoreSilica | 15.6099 | 11.5308 | 1.5323 | 4 | 9287.7301 | 14425.652 | 189.3429 | 294.0864 | 193.7191 | -3.5444e-07 | 91575210267.5381 | 3043987.4378 | 260739.1782 | 2289353.4885 | 4768685.2996 | 24077.0464 | 259318.3713 | 0 | 4152002.7205 | 10802659.3859 | 7373037.0033 | 32973859.9315 | 3144235.0165 | 20807313.0041 | 20807313.0041 | 1478867.319 | 9204646.2715 | 0 | 56925407.9521 | 88416234.5468 | 3162.2777 | 6.1291 | 9287.7301 | 14425.652 | 189.3429 | 294.0864
1 | 5500 | 707 | 0.035 | 15 | 15 | 7 | 4.217e-12 | 0 | Water | Porous | Wet | R245fa | MinimizeLCOE_Brownfield | IgnoreSilica | 20.3648 | 15.205 | 2.0234 | 4 | 7970.1425 | 11860.9228 | 162.4821 | 241.801 | 195.2291 | -3.6292e-07 | 91928151428.4593 | 3702649.9939 | 316464.1028 | 2856372.044 | 5889637.5301 | 24077.0464 | 305120.3899 | 0 | 5106785.2318 | 13286807.6273 | 9068519.2223 | 40556433.1884 | 3144235.0165 | 20807313.0041 | 20807313.0041 | 1478867.319 | 9204646.2715 | 0 | 64507981.209 | 95998807.8037 | 4216.965 | 8.0937 | 7970.1425 | 11860.9228 | 162.4821 | 241.801
1 | 5500 | 707 | 0.035 | 15 | 15 | 7 | 5.6234e-12 | 0 | Water | Porous | Wet | R245fa | MinimizeLCOE_Brownfield | IgnoreSilica | 26.6259 | 20.0457 | 2.6708 | 4 | 6951.5169 | 9899.2354 | 141.7161 | 201.8093 | 196.4065 | -3.6908e-07 | 92206580564.442 | 4504274.463 | 384015.3041 | 3563217.1674 | 7408243.7953 | 24077.0464 | 360348.1374 | 0 | 6335228.6064 | 16482965.2997 | 11249962.5081 | 50312332.3279 | 3144235.0165 | 20807313.0041 | 20807313.0041 | 1478867.319 | 9204646.2715 | 0 | 74263880.3485 | 105754706.9432 | 5623.4133 | 10.6831 | 6951.5169 | 9899.2354 | 141.7161 | 201.8093
1 | 5500 | 707 | 0.035 | 15 | 15 | 7 | 7.4989e-12 | 0 | Water | Porous | Wet | R245fa | MinimizeLCOE_Brownfield | IgnoreSilica | 34.8937 | 26.4401 | 3.5257 | 4 | 6153.7252 | 8386.6833 | 125.452 | 170.9739 | 197.3224 | -3.74e-07 | 92383145569.6699 | 5482696.1121 | 466151.6835 | 4446679.9162 | 9439153.1292 | 24077.0464 | 427871.299 | 0 | 7911785.3827 | 20584842.6354 | 14049578.0749 | 62832835.2794 | 3144235.0165 | 20807313.0041 | 20807313.0041 | 1478867.319 | 9204646.2715 | 0 | 86784383.3 | 118275209.8946 | 7498.9421 | 14.1027 | 6153.7252 | 8386.6833 | 125.452 | 170.9739
1 | 5500 | 707 | 0.035 | 15 | 15 | 7 | 1e-11 | 0 | Water | Porous | Wet | R245fa | MinimizeLCOE_Brownfield | IgnoreSilica | 45.6831 | 34.7861 | 4.6418 | 4 | 5528.0059 | 7224.0676 | 112.6959 | 147.2724 | 198.0226 | -3.7688e-07 | 92456142684.2122 | 6663308.9761 | 564867.5322 | 5537962.4386 | 12106508.0579 | 24077.0464 | 508718.1642 | 0 | 9908122.464 | 25778902.2159 | 17594630.4659 | 78687097.3612 | 3144235.0165 | 20807313.0041 | 20807313.0041 | 1478867.319 | 9204646.2715 | 0 | 102638645.3818 | 134129471.9764 | 10000 | 18.567 | 5528.0059 | 7224.0676 | 112.6959 | 147.2724
1 | 5500 | 707 | 0.035 | 15 | 15 | 7 | 1.3335e-11 | 0 | Water | Porous | Wet | R245fa | MinimizeLCOE_Brownfield | IgnoreSilica | 59.6079 | 45.5465 | 6.0804 | 4 | 5038.5676 | 6333.3322 | 102.718 | 129.1135 | 198.5158 | -3.7773e-07 | 92127442880.7114 | 8072286.3423 | 682146.113 | 6870511.8235 | 15578870.1805 | 24077.0464 | 605079.7633 | 0 | 12414858.7949 | 32300915.9467 | 22046038.8511 | 98594784.8617 | 3144235.0165 | 20807313.0041 | 20807313.0041 | 1478867.319 | 9204646.2715 | 0 | 122546332.8824 | 154037159.477 | 13335.2143 | 24.3217 | 5038.5676 | 6333.3322 | 102.718 | 129.1135
1 | 5500 | 707 | 0.035 | 15 | 15 | 7 | 1.7783e-11 | 0 | Water | Porous | Wet | R245fa | MinimizeLCOE_Brownfield | IgnoreSilica | 77.0863 | 58.9632 | 7.8732 | 4 | 4671.649 | 5671.5877 | 95.2379 | 115.623 | 198.6646 | -3.7454e-07 | 90564806919.9973 | 9702689.2903 | 817268.1717 | 8446754.9626 | 20060100.8163 | 24077.0464 | 717099.7954 | 0 | 15509516.1322 | 40352579.5369 | 27541464.6965 | 123171550.4483 | 3144235.0165 | 20807313.0041 | 20807313.0041 | 1478867.319 | 9204646.2715 | 0 | 147123098.4689 | 178613925.0635 | 17782.7941 | 31.4928 | 4671.649 | 5671.5877 | 95.2379 | 115.623
1 | 5500 | 707 | 0.035 | 15 | 15 | 7 | 2.3714e-11 | 0 | Water | Porous | Wet | R245fa | MinimizeLCOE_Brownfield | IgnoreSilica | 98.2311 | 74.857 | 9.9907 | 4 | 4434.9665 | 5222.968 | 90.4128 | 106.4773 | 198.1317 | -3.65e-07 | 86576000365.6532 | 11503460.8662 | 965881.9926 | 10223764.0233 | 25926526.3032 | 24077.0464 | 846126.8727 | 0 | 19301036.4707 | 50217337.7097 | 34274364.85 | 153282576.1347 | 3144235.0165 | 20807313.0041 | 20807313.0041 | 1478867.319 | 9204646.2715 | 0 | 177234124.1553 | 208724950.75 | 23713.7371 | 39.9629 | 4434.9665 | 5222.968 | 90.4128 | 106.4773
1 | 5500 | 707 | 0.035 | 15 | 15 | 7 | 3.1623e-11 | 0 | Water | Porous | Wet | R245fa | MinimizeLCOE_Brownfield | IgnoreSilica | 105.6628 | 80.2976 | 10.8865 | 4 | 4309.95 | 5033.1142 | 87.8642 | 102.6068 | 197.7369 | -8.2612e-05 | 88148675799.977 | 12094203.6768 | 1014487.2933 | 10814018.6429 | 28195812.6833 | 24077.0464 | 720051.5756 | 0 | 20616433.8581 | 53639731.8867 | 36610219.1989 | 163729035.8619 | 3144235.0165 | 20807313.0041 | 20807313.0041 | 1478867.319 | 9204646.2715 | 0 | 187680583.8825 | 219171410.4772 | 31622.7766 | 43.5459 | 4309.95 | 5033.1142 | 87.8642 | 102.6068
1 | 5500 | 707 | 0.035 | 15 | 15 | 7 | 4.217e-11 | 0 | Water | Porous | Wet | R245fa | MinimizeLCOE_Brownfield | IgnoreSilica | 108.5398 | 82.3731 | 11.3452 | 4 | 4218.0744 | 4911.9968 | 85.9912 | 100.1377 | 197.5453 | -5.3256e-05 | 90855609435.0428 | 12316553.178 | 1032759.1325 | 11037059.5179 | 29121884.9739 | 24077.0464 | 537660.7174 | 0 | 21087297.8808 | 54864823.4862 | 37446369.3887 | 167468485.3218 | 3144235.0165 | 20807313.0041 | 20807313.0041 | 1478867.319 | 9204646.2715 | 0 | 191420033.3424 | 222910859.937 | 42169.6503 | 45.3809 | 4218.0744 | 4911.9968 | 85.9912 | 100.1377
1 | 5500 | 707 | 0.035 | 15 | 15 | 7 | 5.6234e-11 | 0 | Water | Porous | Wet | R245fa | MinimizeLCOE_Brownfield | IgnoreSilica | 110.5085 | 83.7829 | 11.6818 | 4 | 4148.6457 | 4822.573 | 84.5758 | 98.3147 | 197.4022 | -2.9019e-05 | 93047200617.6044 | 12466686.6328 | 1045090.6483 | 11187922.7714 | 29772473.5356 | 24077.0464 | 359969.4473 | 0 | 21393925.8318 | 55662606.5168 | 37990872.6999 | 169903625.1303 | 3144235.0165 | 20807313.0041 | 20807313.0041 | 1478867.319 | 9204646.2715 | 0 | 193855173.1509 | 225345999.7455 | 56234.1325 | 46.7273 | 4148.6457 | 4822.573 | 84.5758 | 98.3147
1 | 5500 | 707 | 0.035 | 15 | 15 | 7 | 7.4989e-11 | 0 | Water | Porous | Wet | R245fa | MinimizeLCOE_Brownfield | IgnoreSilica | 111.4272 | 84.4351 | 11.8865 | 4 | 4094.6799 | 4757.0028 | 83.4756 | 96.9779 | 197.3275 | -9.0843e-06 | 94947932359.6618 | 12535901.7895 | 1050773.8653 | 11257545.3454 | 30085035.1065 | 24077.0464 | 171064.1838 | 0 | 21498514.9614 | 55934725.9778 | 38176599.8235 | 170734238.0996 | 3144235.0165 | 20807313.0041 | 20807313.0041 | 1478867.319 | 9204646.2715 | 0 | 194685786.1202 | 226176612.7149 | 74989.4209 | 47.546 | 4094.6799 | 4757.0028 | 83.4756 | 96.9779
1 | 5500 | 707 | 0.035 | 15 | 15 | 7 | 1e-10 | 0 | Water | Porous | Wet | R245fa | MinimizeLCOE_Brownfield | IgnoreSilica | 118.9226 | 89.751 | 12.6885 | 4 | 4053.8201 | 4674.2816 | 82.6426 | 95.2916 | 196.7522 | 0.00064394 | 96018448995.6067 | 13094564.1587 | 1096632.807 | 11821070.5181 | 32659382.0564 | 24077.0464 | 0 | 0 | 22891333.3687 | 59558553.7673 | 40649936.752 | 181795550.4744 | 3144235.0165 | 20807313.0041 | 20807313.0041 | 1478867.319 | 9204646.2715 | 0 | 205747098.495 | 237237925.0897 | 100000 | 50.7539 | 4053.8201 | 4674.2816 | 82.6426 | 95.2916
1 | 5500 | 707 | 0.035 | 15 | 15 | 7 | 1.3335e-10 | 0 | Water | Porous | Wet | R245fa | MinimizeLCOE_Brownfield | IgnoreSilica | 121.3586 | 91.4528 | 12.9291 | 4 | 4053.4707 | 4662.3862 | 82.6355 | 95.049 | 196.5402 | 0.91469 | 98642719108.4182 | 13271432.0917 | 1111147.4485 | 12000049.7682 | 33542781.8637 | 24077.0464 | 0 | 0 | 23380300.4052 | 60830745.6953 | 41518233.8838 | 185678768.2028 | 3144235.0165 | 20807313.0041 | 20807313.0041 | 1478867.319 | 9204646.2715 | 0 | 209630316.2234 | 241121142.818 | 133352.1432 | 51.7163 | 4053.4707 | 4662.3862 | 82.6355 | 95.049
1 | 5500 | 707 | 0.035 | 15 | 15 | 7 | 1.7783e-10 | 0 | Water | Porous | Wet | R245fa | MinimizeLCOE_Brownfield | IgnoreSilica | 121.3003 | 91.4089 | 12.9229 | 4 | 4053.8759 | 4663.0839 | 82.6437 | 95.0633 | 196.5403 | 1.7525 | 98640811016.7999 | 13266880.0408 | 1110773.948 | 11995439.9474 | 33526580.9576 | 24077.0464 | 0 | 0 | 23370263.2567 | 60804631.0938 | 41500410.1317 | 185599056.4224 | 3144235.0165 | 20807313.0041 | 20807313.0041 | 1478867.319 | 9204646.2715 | 0 | 209550604.443 | 241041431.0377 | 177827.941 | 51.6914 | 4053.8759 | 4663.0839 | 82.6437 | 95.0633
1 | 5500 | 707 | 0.035 | 15 | 15 | 7 | 2.3714e-10 | 0 | Water | Porous | Wet | R245fa | MinimizeLCOE_Brownfield | IgnoreSilica | 121.2271 | 91.3578 | 12.9156 | 4 | 4053.8793 | 4663.4279 | 82.6438 | 95.0703 | 196.5466 | 2.3808 | 98639868127.7449 | 13261584.6411 | 1110339.4508 | 11990077.5713 | 33499925.6544 | 24077.0464 | 0 | 0 | 23355541.7019 | 60766328.6281 | 41474267.9119 | 185482142.6058 | 3144235.0165 | 20807313.0041 | 20807313.0041 | 1478867.319 | 9204646.2715 | 0 | 209433690.6264 | 240924517.2211 | 237137.3706 | 51.6625 | 4053.8793 | 4663.4279 | 82.6438 | 95.0703
1 | 5500 | 707 | 0.035 | 15 | 15 | 7 | 3.1623e-10 | 0 | Water | Porous | Wet | R245fa | MinimizeLCOE_Brownfield | IgnoreSilica | 121.2271 | 91.359 | 12.9158 | 4 | 4053.7305 | 4663.2712 | 82.6408 | 95.0671 | 196.5484 | 2.8478 | 98638342714.9304 | 13261706.5465 | 1110349.4535 | 11990201.0158 | 33498057.7645 | 24077.0464 | 0 | 0 | 23354912.8124 | 60764692.3864 | 41473151.1433 | 185477148.1687 | 3144235.0165 | 20807313.0041 | 20807313.0041 | 1478867.319 | 9204646.2715 | 0 | 209428696.1893 | 240919522.784 | 316227.766 | 51.6632 | 4053.7305 | 4663.2712 | 82.6408 | 95.0671
1 | 5500 | 707 | 0.035 | 15 | 15 | 7 | 4.217e-10 | 0 | Water | Porous | Wet | R245fa | MinimizeLCOE_Brownfield | IgnoreSilica | 121.2077 | 91.3463 | 12.914 | 4 | 4053.6194 | 4663.2448 | 82.6385 | 95.0666 | 196.5514 | 3.1991 | 98642727921.4581 | 13260390.5421 | 1110241.4722 | 11988868.403 | 33489567.6034 | 24077.0464 | 0 | 0 | 23350526.5762 | 60753280.2997 | 41465362.1596 | 185442314.1026 | 3144235.0165 | 20807313.0041 | 20807313.0041 | 1478867.319 | 9204646.2715 | 0 | 209393862.1232 | 240884688.7179 | 421696.5034 | 51.656 | 4053.6194 | 4663.2448 | 82.6385 | 95.0666
1 | 5500 | 707 | 0.035 | 15 | 15 | 7 | 5.6234e-10 | 0 | Water | Porous | Wet | R245fa | MinimizeLCOE_Brownfield | IgnoreSilica | 121.2077 | 91.347 | 12.9141 | 4 | 4053.5363 | 4663.1574 | 82.6368 | 95.0648 | 196.5525 | 3.4617 | 98641846188.6823 | 13260458.5673 | 1110247.0539 | 11988937.2863 | 33488525.8055 | 24077.0464 | 0 | 0 | 23350175.8462 | 60752367.7721 | 41464739.3408 | 185439528.7184 | 3144235.0165 | 20807313.0041 | 20807313.0041 | 1478867.319 | 9204646.2715 | 0 | 209391076.739 | 240881903.3336 | 562341.3252 | 51.6564 | 4053.5363 | 4663.1574 | 82.6368 | 95.0648
1 | 5500 | 707 | 0.035 | 15 | 15 | 7 | 7.4989e-10 | 0 | Water | Porous | Wet | R245fa | MinimizeLCOE_Brownfield | IgnoreSilica | 121.2077 | 91.3475 | 12.9142 | 4 | 4053.4742 | 4663.092 | 82.6356 | 95.0634 | 196.5532 | 3.6586 | 98641178542.2473 | 13260509.4485 | 1110251.2288 | 11988988.8094 | 33487746.6356 | 24077.0464 | 0 | 0 | 23349913.5358 | 60751685.2942 | 41464273.5356 | 185437445.5343 | 3144235.0165 | 20807313.0041 | 20807313.0041 | 1478867.319 | 9204646.2715 | 0 | 209388993.5549 | 240879820.1496 | 749894.2093 | 51.6567 | 4053.4742 | 4663.092 | 82.6356 | 95.0634
1 | 5500 | 707 | 0.035 | 15 | 15 | 7 | 1e-09 | 0 | Water | Porous | Wet | R245fa | MinimizeLCOE_Brownfield | IgnoreSilica | 121.2077 | 91.3478 | 12.9142 | 4 | 4053.4278 | 4663.0431 | 82.6346 | 95.0624 | 196.5538 | 3.8063 | 98640674595.2176 | 13260547.5307 | 1110254.3535 | 11989027.372 | 33487163.5024 | 24077.0464 | 0 | 0 | 23349717.2239 | 60751174.5311 | 41463924.9293 | 185435886.4893 | 3144235.0165 | 20807313.0041 | 20807313.0041 | 1478867.319 | 9204646.2715 | 0 | 209387434.5099 | 240878261.1046 | 1000000 | 51.6569 | 4053.4278 | 4663.0431 | 82.6346 | 95.0624
1 | 5500 | 707 | 0.035 | 15 | 15 | 7 | 1.3335e-09 | 0 | Water | Porous | Wet | R245fa | MinimizeLCOE_Brownfield | IgnoreSilica | 121.2077 | 91.3481 | 12.9143 | 4 | 4053.393 | 4663.0065 | 82.6339 | 95.0617 | 196.5542 | 3.9171 | 98640294605.7806 | 13260576.0471 | 1110256.6934 | 11989056.2482 | 33486726.8671 | 24077.0464 | 0 | 0 | 23349570.2318 | 60750792.0877 | 41463663.9038 | 185434719.1254 | 3144235.0165 | 20807313.0041 | 20807313.0041 | 1478867.319 | 9204646.2715 | 0 | 209386267.146 | 240877093.7407 | 1333521.4322 | 51.657 | 4053.393 | 4663.0065 | 82.6339 | 95.0617
1 | 5500 | 707 | 0.035 | 15 | 15 | 7 | 1.7783e-09 | 0 | Water | Porous | Wet | R245fa | MinimizeLCOE_Brownfield | IgnoreSilica | 121.2077 | 91.3483 | 12.9143 | 4 | 4053.3669 | 4662.979 | 82.6334 | 95.0611 | 196.5545 | 4.0001 | 98640008514.994 | 13260597.4082 | 1110258.4461 | 11989077.8788 | 33486399.8037 | 24077.0464 | 0 | 0 | 23349460.1274 | 60750505.6188 | 41463468.3829 | 185433844.7123 | 3144235.0165 | 20807313.0041 | 20807313.0041 | 1478867.319 | 9204646.2715 | 0 | 209385392.7329 | 240876219.3275 | 1778279.41 | 51.6572 | 4053.3669 | 4662.979 | 82.6334 | 95.0611
1 | 5500 | 707 | 0.035 | 15 | 15 | 7 | 2.3714e-09 | 0 | Water | Porous | Wet | R245fa | MinimizeLCOE_Brownfield | IgnoreSilica | 121.2077 | 91.3485 | 12.9143 | 4 | 4053.3474 | 4662.9585 | 82.633 | 95.0607 | 196.5548 | 4.0624 | 98639793486.6086 | 13260613.4137 | 1110259.7594 | 11989094.0863 | 33486154.7475 | 24077.0464 | 0 | 0 | 23349377.6307 | 60750290.9793 | 41463321.887 | 185433189.5502 | 3144235.0165 | 20807313.0041 | 20807313.0041 | 1478867.319 | 9204646.2715 | 0 | 209384737.5708 | 240875564.1655 | 2371373.7057 | 51.6572 | 4053.3474 | 4662.9585 | 82.633 | 95.0607
1 | 5500 | 707 | 0.035 | 15 | 15 | 7 | 3.1623e-09 | 0 | Water | Porous | Wet | R245fa | MinimizeLCOE_Brownfield | IgnoreSilica | 121.2077 | 91.3486 | 12.9143 | 4 | 4053.3327 | 4662.943 | 82.6327 | 95.0604 | 196.555 | 4.1091 | 98639631810.4539 | 13260625.4089 | 1110260.7436 | 11989106.2328 | 33485971.0968 | 24077.0464 | 0 | 0 | 23349315.8061 | 60750130.1242 | 41463212.1001 | 185432698.5589 | 3144235.0165 | 20807313.0041 | 20807313.0041 | 1478867.319 | 9204646.2715 | 0 | 209384246.5795 | 240875073.1741 | 3162277.6602 | 51.6573 | 4053.3327 | 4662.943 | 82.6327 | 95.0604
1 | 5500 | 707 | 0.035 | 15 | 15 | 7 | 4.217e-09 | 0 | Water | Porous | Wet | R245fa | MinimizeLCOE_Brownfield | IgnoreSilica | 121.2077 | 91.3487 | 12.9143 | 4 | 4053.3218 | 4662.9315 | 82.6324 | 95.0602 | 196.5551 | 4.1441 | 98639510348.5706 | 13260634.3998 | 1110261.4814 | 11989115.3372 | 33485833.4435 | 24077.0464 | 0 | 0 | 23349269.4662 | 60750009.5573 | 41463129.8107 | 185432330.5425 | 3144235.0165 | 20807313.0041 | 20807313.0041 | 1478867.319 | 9204646.2715 | 0 | 209383878.5631 | 240874705.1578 | 4216965.0343 | 51.6574 | 4053.3218 | 4662.9315 | 82.6324 | 95.0602
1 | 5500 | 707 | 0.035 | 15 | 15 | 7 | 5.6234e-09 | 0 | Water | Porous | Wet | R245fa | MinimizeLCOE_Brownfield | IgnoreSilica | 121.2077 | 91.3487 | 12.9143 | 4 | 4053.3135 | 4662.9228 | 82.6323 | 95.06 | 196.5552 | 4.1704 | 98639419255.3666 | 13260641.1398 | 1110262.0344 | 11989122.1622 | 33485730.2547 | 24077.0464 | 0 | 0 | 23349234.7286 | 60749919.1772 | 41463068.1245 | 185432054.6678 | 3144235.0165 | 20807313.0041 | 20807313.0041 | 1478867.319 | 9204646.2715 | 0 | 209383602.6884 | 240874429.2831 | 5623413.2519 | 51.6574 | 4053.3135 | 4662.9228 | 82.6323 | 95.06
1 | 5500 | 707 | 0.035 | 15 | 15 | 7 | 7.4989e-09 | 0 | Water | Porous | Wet | R245fa | MinimizeLCOE_Brownfield | IgnoreSilica | 121.2077 | 91.3488 | 12.9144 | 4 | 4053.3074 | 4662.9163 | 82.6322 | 95.0599 | 196.5553 | 4.1901 | 98639350766.4444 | 13260646.1928 | 1110262.449 | 11989127.2789 | 33485652.8946 | 24077.0464 | 0 | 0 | 23349208.6861 | 60749851.4199 | 41463021.8787 | 185431847.8463 | 3144235.0165 | 20807313.0041 | 20807313.0041 | 1478867.319 | 9204646.2715 | 0 | 209383395.8669 | 240874222.4615 | 7498942.0933 | 51.6574 | 4053.3074 | 4662.9163 | 82.6322 | 95.0599
1 | 5500 | 707 | 0.035 | 15 | 15 | 7 | 1e-08 | 0 | Water | Porous | Wet | R245fa | MinimizeLCOE_Brownfield | IgnoreSilica | 121.2077 | 91.3488 | 12.9144 | 4 | 4053.3027 | 4662.9115 | 82.6321 | 95.0598 | 196.5553 | 4.2049 | 98639299358.9285 | 13260649.9812 | 1110262.7598 | 11989131.1152 | 33485594.8944 | 24077.0464 | 0 | 0 | 23349189.1608 | 60749800.6192 | 41462987.2062 | 185431692.7832 | 3144235.0165 | 20807313.0041 | 20807313.0041 | 1478867.319 | 9204646.2715 | 0 | 209383240.8038 | 240874067.3985 | 10000000 | 51.6574 | 4053.3027 | 4662.9115 | 82.6321 | 95.0598
1 | 5600 | 707 | 0.035 | 15 | 15 | 7 | 1e-13 | 0 | Water | Porous | Wet | R245fa | MinimizeLCOE_Brownfield | IgnoreSilica | 0.90004 | 0.22138 | 0.0096366 | 4 | 666726.2076 | 1502879.6783 | 13592.1156 | 30638.235 | 119.9677 | -5.7451e-05 | 25536890042.3383 | 135519.5578 | 5243.0979 | 102297.0105 | 67192.9626 | 24077.0464 | 59520.9211 | 0 | 153601.7325 | 399640.2 | 272762.6483 | 1219855.177 | 3144235.0165 | 21335742.5118 | 21335742.5118 | 1478867.319 | 9416018.0746 | 0 | 25699832.7053 | 57930460.6108 | 100 | 0.038546 | 666726.2076 | 1502879.6783 | 13592.1156 | 30638.235
1 | 5600 | 707 | 0.035 | 15 | 15 | 7 | 1.3335e-13 | 0 | Water | Porous | Wet | R245fa | MinimizeLCOE_Brownfield | IgnoreSilica | 1.1584 | 0.34788 | 0.021714 | 4 | 300772.8804 | 671861.1859 | 6131.662 | 13696.799 | 133.3592 | -6.2294e-05 | 37481112839.2359 | 198032.5666 | 8381.7969 | 145577.2617 | 88482.5661 | 24077.0464 | 66064.3092 | 0 | 206940.0633 | 538415.5953 | 367479.7072 | 1643450.9126 | 3144235.0165 | 21335742.5118 | 21335742.5118 | 1478867.319 | 9416018.0746 | 0 | 26123428.4409 | 58354056.3464 | 133.3521 | 0.086854 | 300772.8804 | 671861.1859 | 6131.662 | 13696.799
1 | 5600 | 707 | 0.035 | 15 | 15 | 7 | 1.7783e-13 | 0 | Water | Porous | Wet | R245fa | MinimizeLCOE_Brownfield | IgnoreSilica | 1.49 | 0.52791 | 0.040874 | 4 | 163196.4206 | 360332.6615 | 3326.9798 | 7345.8687 | 145.4798 | -6.7635e-05 | 48512680034.6842 | 279425.5393 | 12878.7508 | 201638.2674 | 119362.1272 | 24077.0464 | 73469.7571 | 0 | 277232.0804 | 721301.005 | 492302.7571 | 2201687.3306 | 3144235.0165 | 21335742.5118 | 21335742.5118 | 1478867.319 | 9416018.0746 | 0 | 26681664.8589 | 58912292.7644 | 177.8279 | 0.16349 | 163196.4206 | 360332.6615 | 3326.9798 | 7345.8687
1 | 5600 | 707 | 0.035 | 15 | 15 | 7 | 2.3714e-13 | 0 | Water | Porous | Wet | R245fa | MinimizeLCOE_Brownfield | IgnoreSilica | 1.9382 | 0.79132 | 0.071018 | 4 | 96626.0176 | 210085.8821 | 1969.8521 | 4282.8849 | 156.5615 | -7.491e-05 | 58409135936.7769 | 388462.6216 | 19486.5613 | 276695.9327 | 166410.7751 | 24077.0464 | 83344.2711 | 0 | 373806.1112 | 972566.8231 | 663796.841 | 2968646.9833 | 3144235.0165 | 21335742.5118 | 21335742.5118 | 1478867.319 | 9416018.0746 | 0 | 27448624.5117 | 59679252.4171 | 237.1374 | 0.28407 | 96626.0176 | 210085.8821 | 1969.8521 | 4282.8849
1 | 5600 | 707 | 0.035 | 15 | 15 | 7 | 3.1623e-13 | 0 | Water | Porous | Wet | R245fa | MinimizeLCOE_Brownfield | IgnoreSilica | 2.5035 | 1.1428 | 0.11425 | 4 | 62180.6461 | 132709.8701 | 1267.6366 | 2705.4702 | 165.7252 | -8.1332e-05 | 67021246155.338 | 522428.8548 | 28395.6221 | 368876.3625 | 232844.4507 | 24077.0464 | 94018.0723 | 0 | 495549.7594 | 1289318.8228 | 879986.5894 | 3935495.5803 | 3144235.0165 | 21335742.5118 | 21335742.5118 | 1478867.319 | 9416018.0746 | 0 | 28415473.1087 | 60646101.0141 | 316.2278 | 0.45698 | 62180.6461 | 132709.8701 | 1267.6366 | 2705.4702
1 | 5600 | 707 | 0.035 | 15 | 15 | 7 | 4.217e-13 | 0 | Water | Porous | Wet | R245fa | MinimizeLCOE_Brownfield | IgnoreSilica | 3.2418 | 1.6177 | 0.17642 | 4 | 42047.4067 | 87721.6384 | 857.1933 | 1788.3243 | 173.4279 | -8.7865e-05 | 71410425283.2177 | 691268.6947 | 40907.7844 | 484012.6393 | 328973.7532 | 24077.0464 | 106868.6196 | 0 | 653682.3297 | 1700747.3331 | 1160795.0017 | 5191333.2022 | 3144235.0165 | 21335742.5118 | 21335742.5118 | 1478867.319 | 9416018.0746 | 0 | 29671310.7305 | 61901938.636 | 421.6965 | 0.70566 | 42047.4067 | 87721.6384 | 857.1933 | 1788.3243
1 | 5600 | 707 | 0.035 | 15 | 15 | 7 | 5.6234e-13 | 0 | Water | Porous | Wet | R245fa | MinimizeLCOE_Brownfield | IgnoreSilica | 4.0506 | 2.2506 | 0.29034 | 4 | 27477.1527 | 55230.086 | 560.1589 | 1125.94 | 178.932 | -9.1844e-05 | 1.3978e+12 | 963864.3197 | 85625.6872 | 619412.5324 | 587497.8306 | 24077.0464 | 118543.1061 | 0 | 935618.0037 | 2434286.124 | 1661450.2992 | 7430374.9493 | 3144235.0165 | 21335742.5118 | 21335742.5118 | 1478867.319 | 9416018.0746 | 0 | 31910352.4776 | 64140980.3831 | 562.3413 | 1.1613 | 27477.1527 | 55230.086 | 560.1589 | 1125.94
1 | 5600 | 707 | 0.035 | 15 | 15 | 7 | 7.4989e-13 | 0 | Water | Porous | Wet | R245fa | MinimizeLCOE_Brownfield | IgnoreSilica | 4.5453 | 3.0667 | 0.40073 | 4 | 23283.9399 | 43391.6327 | 474.6746 | 884.5971 | 181.4074 | -9.5736e-05 | 91372799807.85 | 1197945.1991 | 108931.1605 | 793365.4264 | 1894670.74 | 24077.0464 | 127218.4749 | 0 | 1617021.1384 | 4207157.3056 | 2871471.3095 | 12841857.8008 | 3144235.0165 | 21335742.5118 | 21335742.5118 | 1478867.319 | 9416018.0746 | 0 | 37321835.3292 | 69552463.2346 | 749.8942 | 1.6029 | 23283.9399 | 43391.6327 | 474.6746 | 884.5971
1 | 5600 | 707 | 0.035 | 15 | 15 | 7 | 1e-12 | 0 | Water | Porous | Wet | R245fa | MinimizeLCOE_Brownfield | IgnoreSilica | 5.7757 | 4.0292 | 0.53127 | 4 | 19016.412 | 34183.221 | 387.6753 | 696.8712 | 185.8348 | -3.1369e-07 | 93303417766.199 | 1450820.7854 | 127229.6377 | 987039.9425 | 2410239.7957 | 24077.0464 | 144295.3119 | 0 | 2006043.9826 | 5219314.9466 | 3562289.6973 | 15931351.1461 | 3144235.0165 | 21335742.5118 | 21335742.5118 | 1478867.319 | 9416018.0746 | 0 | 40411328.6745 | 72641956.58 | 1000 | 2.1251 | 19016.412 | 34183.221 | 387.6753 | 696.8712
1 | 5600 | 707 | 0.035 | 15 | 15 | 7 | 1.3335e-12 | 0 | Water | Porous | Wet | R245fa | MinimizeLCOE_Brownfield | IgnoreSilica | 7.3912 | 5.2963 | 0.70103 | 4 | 15444.8596 | 26938.8945 | 314.8644 | 549.1858 | 189.4753 | -3.3264e-07 | 92096211048.6442 | 1757030.8388 | 151237.4747 | 1228589.1863 | 2753026.865 | 24077.0464 | 165369.0975 | 0 | 2370938.8984 | 6168696.6673 | 4210262.2295 | 18829228.3039 | 3144235.0165 | 21335742.5118 | 21335742.5118 | 1478867.319 | 9416018.0746 | 0 | 43309205.8323 | 75539833.7378 | 1333.5214 | 2.8041 | 15444.8596 | 26938.8945 | 314.8644 | 549.1858
1 | 5600 | 707 | 0.035 | 15 | 15 | 7 | 1.7783e-12 | 0 | Water | Porous | Wet | R245fa | MinimizeLCOE_Brownfield | IgnoreSilica | 9.4958 | 6.9384 | 0.9208 | 4 | 12651.378 | 21402.1333 | 257.9155 | 436.3114 | 192.1905 | -3.4709e-07 | 91169801352.2818 | 2125790.5147 | 182720.0592 | 1524869.8619 | 3092772.7857 | 24077.0464 | 190726.7953 | 0 | 2784973.2546 | 7245929.132 | 4945495.5216 | 22117354.9714 | 3144235.0165 | 21335742.5118 | 21335742.5118 | 1478867.319 | 9416018.0746 | 0 | 46597332.4997 | 78827960.4052 | 1778.2794 | 3.6832 | 12651.378 | 21402.1333 | 257.9155 | 436.3114
1 | 5600 | 707 | 0.035 | 15 | 15 | 7 | 2.3714e-12 | 0 | Water | Porous | Wet | R245fa | MinimizeLCOE_Brownfield | IgnoreSilica | 12.2212 | 9.0166 | 1.1982 | 4 | 10708.6707 | 17433.6308 | 218.3107 | 355.4081 | 193.5472 | -3.536e-07 | 89574521169.9147 | 2557965.2003 | 219499.484 | 1880434.6261 | 3762956.3818 | 24077.0464 | 221883.4572 | 0 | 3380058.3163 | 8794218.3938 | 6002234.7569 | 26843327.6628 | 3144235.0165 | 21335742.5118 | 21335742.5118 | 1478867.319 | 9416018.0746 | 0 | 51323305.1912 | 83553933.0967 | 2371.3737 | 4.7927 | 10708.6707 | 17433.6308 | 218.3107 | 355.4081
1 | 5600 | 707 | 0.035 | 15 | 15 | 7 | 3.1623e-12 | 0 | Water | Porous | Wet | R245fa | MinimizeLCOE_Brownfield | IgnoreSilica | 15.9459 | 12.0443 | 1.6058 | 4 | 8848.0922 | 13866.0427 | 180.3803 | 282.678 | 196.8687 | -3.7369e-07 | 94341292355.8504 | 3139328.9717 | 268831.5144 | 2370554.1892 | 4384758.7783 | 24077.0464 | 257801.1075 | 0 | 4073687.1269 | 10598898.2761 | 7233965.859 | 32351902.8695 | 3144235.0165 | 21335742.5118 | 21335742.5118 | 1478867.319 | 9416018.0746 | 0 | 56831880.3978 | 89062508.3033 | 3162.2777 | 6.4231 | 8848.0922 | 13866.0427 | 180.3803 | 282.678
1 | 5600 | 707 | 0.035 | 15 | 15 | 7 | 4.217e-12 | 0 | Water | Porous | Wet | R245fa | MinimizeLCOE_Brownfield | IgnoreSilica | 20.7863 | 15.8691 | 2.1188 | 4 | 7599.7259 | 11402.6759 | 154.9307 | 232.459 | 198.3919 | -3.8265e-07 | 94716769850.28 | 3816553.1473 | 326096.4746 | 2955742.6776 | 5466449.191 | 24077.0464 | 302809.923 | 0 | 5027774.0994 | 13081236.8683 | 8928212.9551 | 39928952.3826 | 3144235.0165 | 21335742.5118 | 21335742.5118 | 1478867.319 | 9416018.0746 | 0 | 64408929.911 | 96639557.8165 | 4216.965 | 8.4752 | 7599.7259 | 11402.6759 | 154.9307 | 232.459
1 | 5600 | 707 | 0.035 | 15 | 15 | 7 | 5.6234e-12 | 0 | Water | Porous | Wet | R245fa | MinimizeLCOE_Brownfield | IgnoreSilica | 27.1984 | 20.9385 | 2.7986 | 4 | 6624.7816 | 9503.9756 | 135.0551 | 193.7514 | 199.5866 | -3.9011e-07 | 94977820175.7819 | 4645740.5253 | 395929.04 | 3689618.1567 | 6926567.9306 | 24077.0464 | 358073.7036 | 0 | 6255602.4971 | 16275794.4968 | 11108564.1782 | 49679967.5748 | 3144235.0165 | 21335742.5118 | 21335742.5118 | 1478867.319 | 9416018.0746 | 0 | 74159945.1031 | 106390573.0086 | 5623.4133 | 11.1943 | 6624.7816 | 9503.9756 | 135.0551 | 193.7514
1 | 5600 | 707 | 0.035 | 15 | 15 | 7 | 7.4989e-12 | 0 | Water | Porous | Wet | R245fa | MinimizeLCOE_Brownfield | IgnoreSilica | 35.6099 | 27.5911 | 3.691 | 4 | 5861.9207 | 8044.9679 | 119.5032 | 164.0076 | 200.5099 | -3.9512e-07 | 95173395572.7608 | 5651242.4939 | 480295.0533 | 4600867.018 | 8858066.0615 | 24077.0464 | 424412.3707 | 0 | 7815194.417 | 20333532.7563 | 13878053.9185 | 62065741.1355 | 3144235.0165 | 21335742.5118 | 21335742.5118 | 1478867.319 | 9416018.0746 | 0 | 86545718.6639 | 118776346.5694 | 7498.9421 | 14.7641 | 5861.9207 | 8044.9679 | 119.5032 | 164.0076
1 | 5600 | 707 | 0.035 | 15 | 15 | 7 | 1e-11 | 0 | Water | Porous | Wet | R245fa | MinimizeLCOE_Brownfield | IgnoreSilica | 46.6064 | 36.2893 | 4.8578 | 4 | 5260.8263 | 6919.5288 | 107.2491 | 141.064 | 201.217 | -3.9839e-07 | 95237438125.8854 | 6866905.1985 | 581874.3802 | 5728587.9056 | 11395213.1528 | 24077.0464 | 504399.4919 | 0 | 9789412.2984 | 25470042.7158 | 17383827.5106 | 77744339.7002 | 3144235.0165 | 21335742.5118 | 21335742.5118 | 1478867.319 | 9416018.0746 | 0 | 102224317.2286 | 134454945.134 | 10000 | 19.4312 | 5260.8263 | 6919.5288 | 107.2491 | 141.064
1 | 5600 | 707 | 0.035 | 15 | 15 | 7 | 1.3335e-11 | 0 | Water | Porous | Wet | R245fa | MinimizeLCOE_Brownfield | IgnoreSilica | 60.7474 | 47.461 | 6.3564 | 4 | 4790.2727 | 6057.909 | 97.6562 | 123.4987 | 201.7067 | -3.9903e-07 | 94861835122.6044 | 8312553.6994 | 702134.6201 | 7100592.8713 | 14681805.8233 | 24077.0464 | 599054.7458 | 0 | 12253885.3344 | 31882096.0227 | 21760185.6471 | 97316385.8105 | 3144235.0165 | 21335742.5118 | 21335742.5118 | 1478867.319 | 9416018.0746 | 0 | 121796363.3388 | 154026991.2443 | 13335.2143 | 25.4258 | 4790.2727 | 6057.909 | 97.6562 | 123.4987
1 | 5600 | 707 | 0.035 | 15 | 15 | 7 | 1.7783e-11 | 0 | Water | Porous | Wet | R245fa | MinimizeLCOE_Brownfield | IgnoreSilica | 78.4869 | 61.3721 | 8.2209 | 4 | 4435.7516 | 5415.8893 | 90.4288 | 110.4102 | 201.8275 | -3.9545e-07 | 93121142896.4846 | 9983739.8972 | 840550.6261 | 8721706.2675 | 18911246.6859 | 24077.0464 | 709618.8416 | 0 | 15284466.3522 | 39767046.1732 | 27141826.1443 | 121384278.0343 | 3144235.0165 | 21335742.5118 | 21335742.5118 | 1478867.319 | 9416018.0746 | 0 | 145864255.5627 | 178094883.4681 | 17782.7941 | 32.8838 | 4435.7516 | 5415.8893 | 90.4288 | 110.4102
1 | 5600 | 707 | 0.035 | 15 | 15 | 7 | 2.3714e-11 | 0 | Water | Porous | Wet | R245fa | MinimizeLCOE_Brownfield | IgnoreSilica | 99.8636 | 77.7615 | 10.4108 | 4 | 4202.3408 | 4976.3082 | 85.6704 | 101.4488 | 201.2251 | -3.8474e-07 | 88810090411.3342 | 11820344.3025 | 992018.2006 | 10539903.0344 | 24384477.0798 | 24077.0464 | 836987.4288 | 0 | 18953144.766 | 49312194.8566 | 33656586.2539 | 150519732.9688 | 3144235.0165 | 21335742.5118 | 21335742.5118 | 1478867.319 | 9416018.0746 | 0 | 174999710.4972 | 207230338.4026 | 23713.7371 | 41.6434 | 4202.3408 | 4976.3082 | 85.6704 | 101.4488
1 | 5600 | 707 | 0.035 | 15 | 15 | 7 | 3.1623e-11 | 0 | Water | Porous | Wet | R245fa | MinimizeLCOE_Brownfield | IgnoreSilica | 110.1166 | 85.3868 | 11.5751 | 4 | 4080.7272 | 4776.8497 | 83.1911 | 97.3825 | 200.6227 | -8.957e-05 | 88857808756.6797 | 12636700.9988 | 1059124.5468 | 11358933.7745 | 27267647.6093 | 24077.0464 | 751718.4847 | 0 | 20708298.9596 | 53878746.0367 | 36773351.2676 | 164458598.7244 | 3144235.0165 | 21335742.5118 | 21335742.5118 | 1478867.319 | 9416018.0746 | 0 | 188938576.2527 | 221169204.1582 | 31622.7766 | 46.3002 | 4080.7272 | 4776.8497 | 83.1911 | 97.3825
1 | 5600 | 707 | 0.035 | 15 | 15 | 7 | 4.217e-11 | 0 | Water | Porous | Wet | R245fa | MinimizeLCOE_Brownfield | IgnoreSilica | 113.2345 | 87.6596 | 12.0684 | 4 | 3993.8684 | 4661.5327 | 81.4204 | 95.0316 | 200.3853 | -5.8504e-05 | 91465029353.2594 | 12875979.0705 | 1078763.4777 | 11600174.4157 | 28199561.0688 | 24077.0464 | 565989.892 | 0 | 21194372.5387 | 55143409.7822 | 37636510.2601 | 168318837.552 | 3144235.0165 | 21335742.5118 | 21335742.5118 | 1478867.319 | 9416018.0746 | 0 | 192798815.0804 | 225029442.9858 | 42169.6503 | 48.2737 | 3993.8684 | 4661.5327 | 81.4204 | 95.0316
1 | 5600 | 707 | 0.035 | 15 | 15 | 7 | 5.6234e-11 | 0 | Water | Porous | Wet | R245fa | MinimizeLCOE_Brownfield | IgnoreSilica | 115.383 | 89.2123 | 12.4314 | 4 | 3928.2516 | 4576.4238 | 80.0827 | 93.2966 | 200.2075 | -3.2777e-05 | 93588282073.7799 | 13038438.2304 | 1092090.6451 | 11764260.6869 | 28858704.7943 | 24077.0464 | 385473.7171 | 0 | 21513587.5969 | 55973941.8834 | 38203365.4849 | 170853940.0854 | 3144235.0165 | 21335742.5118 | 21335742.5118 | 1478867.319 | 9416018.0746 | 0 | 195333917.6138 | 227564545.5192 | 56234.1325 | 49.7254 | 3928.2516 | 4576.4238 | 80.0827 | 93.2966
1 | 5600 | 707 | 0.035 | 15 | 15 | 7 | 7.4989e-11 | 0 | Water | Porous | Wet | R245fa | MinimizeLCOE_Brownfield | IgnoreSilica | 116.4935 | 90.0077 | 12.6612 | 4 | 3877.4246 | 4513.8284 | 79.0465 | 92.0205 | 200.1068 | -1.1631e-05 | 95437473682.1088 | 13121362.9286 | 1098890.8494 | 11848107.0785 | 29208310.9978 | 24077.0464 | 197431.5099 | 0 | 21644290.3601 | 56314003.6625 | 38435464.6367 | 171891939.0698 | 3144235.0165 | 21335742.5118 | 21335742.5118 | 1478867.319 | 9416018.0746 | 0 | 196371916.5982 | 228602544.5037 | 74989.4209 | 50.6449 | 3877.4246 | 4513.8284 | 79.0465 | 92.0205
1 | 5600 | 707 | 0.035 | 15 | 15 | 7 | 1e-10 | 0 | Water | Porous | Wet | R245fa | MinimizeLCOE_Brownfield | IgnoreSilica | 122.1869 | 94.0849 | 13.3012 | 4 | 3835.6803 | 4441.4659 | 78.1955 | 90.5453 | 199.6171 | 0.00070456 | 97319434196.4316 | 13543214.6579 | 1133494.4268 | 12275547.9823 | 31009282.4462 | 24077.0464 | 0 | 0 | 22614390.4583 | 58838005.123 | 40158147.4966 | 179596159.6375 | 3144235.0165 | 21335742.5118 | 21335742.5118 | 1478867.319 | 9416018.0746 | 0 | 204076137.1658 | 236306765.0713 | 100000 | 53.2047 | 3835.6803 | 4441.4659 | 78.1955 | 90.5453
1 | 5600 | 707 | 0.035 | 15 | 15 | 7 | 1.3335e-10 | 0 | Water | Porous | Wet | R245fa | MinimizeLCOE_Brownfield | IgnoreSilica | 127.395 | 97.7556 | 13.8201 | 4 | 3832.8797 | 4415.918 | 78.1384 | 90.0245 | 199.1207 | 0.72758 | 98965427487.2547 | 13918641.4285 | 1164272.7172 | 12657222.364 | 32742105.0378 | 24077.0464 | 0 | 0 | 23597464.2516 | 61395761.4773 | 41903868.765 | 187403413.0878 | 3144235.0165 | 21335742.5118 | 21335742.5118 | 1478867.319 | 9416018.0746 | 0 | 211883390.6161 | 244114018.5216 | 133352.1432 | 55.2805 | 3832.8797 | 4415.918 | 78.1384 | 90.0245
1 | 5600 | 707 | 0.035 | 15 | 15 | 7 | 1.7783e-10 | 0 | Water | Porous | Wet | R245fa | MinimizeLCOE_Brownfield | IgnoreSilica | 127.3218 | 97.7002 | 13.8123 | 4 | 3833.2822 | 4416.6509 | 78.1466 | 90.0394 | 199.1219 | 1.6063 | 98965923850.7104 | 13913007.7678 | 1163811.0189 | 12651486.1995 | 32722365.118 | 24077.0464 | 0 | 0 | 23585151.3887 | 61363725.9337 | 41882003.8483 | 187305628.3214 | 3144235.0165 | 21335742.5118 | 21335742.5118 | 1478867.319 | 9416018.0746 | 0 | 211785605.8497 | 244016233.7552 | 177827.941 | 55.2492 | 3833.2822 | 4416.6509 | 78.1466 | 90.0394
1 | 5600 | 707 | 0.035 | 15 | 15 | 7 | 2.3714e-10 | 0 | Water | Porous | Wet | R245fa | MinimizeLCOE_Brownfield | IgnoreSilica | 127.2512 | 97.6502 | 13.8052 | 4 | 3833.3448 | 4417.0125 | 78.1479 | 90.0468 | 199.1279 | 2.2644 | 98961740045.3892 | 13907916.0673 | 1163393.732 | 12646302.0837 | 32699152.5108 | 24077.0464 | 0 | 0 | 23571928.1617 | 61329321.8093 | 41858522.3264 | 187200613.7375 | 3144235.0165 | 21335742.5118 | 21335742.5118 | 1478867.319 | 9416018.0746 | 0 | 211680591.2658 | 243911219.1713 | 237137.3706 | 55.2209 | 3833.3448 | 4417.0125 | 78.1479 | 90.0468
1 | 5600 | 707 | 0.035 | 15 | 15 | 7 | 3.1623e-10 | 0 | Water | Porous | Wet | R245fa | MinimizeLCOE_Brownfield | IgnoreSilica | 127.2512 | 97.6514 | 13.8054 | 4 | 3833.2253 | 4416.8856 | 78.1455 | 90.0442 | 199.1297 | 2.7536 | 98959334690.3159 | 13908041.6586 | 1163404.0248 | 12646429.9519 | 32697621.9201 | 24077.0464 | 0 | 0 | 23571434.0947 | 61328036.3485 | 41857644.973 | 187196690.0179 | 3144235.0165 | 21335742.5118 | 21335742.5118 | 1478867.319 | 9416018.0746 | 0 | 211676667.5463 | 243907295.4517 | 316227.766 | 55.2216 | 3833.2253 | 4416.8856 | 78.1455 | 90.0442
1 | 5600 | 707 | 0.035 | 15 | 15 | 7 | 4.217e-10 | 0 | Water | Porous | Wet | R245fa | MinimizeLCOE_Brownfield | IgnoreSilica | 127.2512 | 97.6523 | 13.8055 | 4 | 3833.1362 | 4416.791 | 78.1437 | 90.0423 | 199.131 | 3.1204 | 98957506490.3246 | 13908135.3101 | 1163411.7 | 12646525.3013 | 32696480.741 | 24077.0464 | 0 | 0 | 23571065.7385 | 61327077.9612 | 41856990.854 | 187193764.6525 | 3144235.0165 | 21335742.5118 | 21335742.5118 | 1478867.319 | 9416018.0746 | 0 | 211673742.1808 | 243904370.0863 | 421696.5034 | 55.2221 | 3833.1362 | 4416.791 | 78.1437 | 90.0423
1 | 5600 | 707 | 0.035 | 15 | 15 | 7 | 5.6234e-10 | 0 | Water | Porous | Wet | R245fa | MinimizeLCOE_Brownfield | IgnoreSilica | 127.2318 | 97.6394 | 13.8037 | 4 | 3833.0697 | 4416.8017 | 78.1423 | 90.0425 | 199.134 | 3.3966 | 98962204840.6774 | 13906819.8932 | 1163303.8952 | 12645186.042 | 32689010.4029 | 24077.0464 | 0 | 0 | 23567074.9391 | 61316694.7197 | 41849904.0783 | 187162071.0168 | 3144235.0165 | 21335742.5118 | 21335742.5118 | 1478867.319 | 9416018.0746 | 0 | 211642048.5452 | 243872676.4506 | 562341.3252 | 55.2148 | 3833.0697 | 4416.8017 | 78.1423 | 90.0425
1 | 5600 | 707 | 0.035 | 15 | 15 | 7 | 7.4989e-10 | 0 | Water | Porous | Wet | R245fa | MinimizeLCOE_Brownfield | IgnoreSilica | 127.2318 | 97.6399 | 13.8038 | 4 | 3833.02 | 4416.7489 | 78.1413 | 90.0414 | 199.1347 | 3.6028 | 98961160346.9974 | 13906872.1844 | 1163308.1808 | 12645239.2808 | 32688373.4647 | 24077.0464 | 0 | 0 | 23566869.3612 | 61316159.8483 | 41849539.0176 | 187160438.3841 | 3144235.0165 | 21335742.5118 | 21335742.5118 | 1478867.319 | 9416018.0746 | 0 | 211640415.9124 | 243871043.8179 | 749894.2093 | 55.2151 | 3833.02 | 4416.7489 | 78.1413 | 90.0414
1 | 5600 | 707 | 0.035 | 15 | 15 | 7 | 1e-09 | 0 | Water | Porous | Wet | R245fa | MinimizeLCOE_Brownfield | IgnoreSilica | 127.2318 | 97.6403 | 13.8038 | 4 | 3832.9828 | 4416.7094 | 78.1405 | 90.0406 | 199.1353 | 3.7575 | 98960372912.5418 | 13906911.3036 | 1163311.3868 | 12645279.1088 | 32687896.9973 | 24077.0464 | 0 | 0 | 23566715.5787 | 61315759.7378 | 41849265.9339 | 187159217.0934 | 3144235.0165 | 21335742.5118 | 21335742.5118 | 1478867.319 | 9416018.0746 | 0 | 211639194.6217 | 243869822.5272 | 1000000 | 55.2153 | 3832.9828 | 4416.7094 | 78.1405 | 90.0406
1 | 5600 | 707 | 0.035 | 15 | 15 | 7 | 1.3335e-09 | 0 | Water | Porous | Wet | R245fa | MinimizeLCOE_Brownfield | IgnoreSilica | 127.2318 | 97.6406 | 13.8039 | 4 | 3832.9549 | 4416.6798 | 78.14 | 90.04 | 199.1357 | 3.8735 | 98959779717.1294 | 13906940.5862 | 1163313.7866 | 12645308.922 | 32687540.3544 | 24077.0464 | 0 | 0 | 23566600.4713 | 61315460.2518 | 41849061.5286 | 187158302.9472 | 3144235.0165 | 21335742.5118 | 21335742.5118 | 1478867.319 | 9416018.0746 | 0 | 211638280.4755 | 243868908.381 | 1333521.4322 | 55.2154 | 3832.9549 | 4416.6798 | 78.14 | 90.04
1 | 5600 | 707 | 0.035 | 15 | 15 | 7 | 1.7783e-09 | 0 | Water | Porous | Wet | R245fa | MinimizeLCOE_Brownfield | IgnoreSilica | 127.2318 | 97.6408 | 13.8039 | 4 | 3832.934 | 4416.6577 | 78.1395 | 90.0395 | 199.136 | 3.9605 | 98959333688.6991 | 13906962.5154 | 1163315.5838 | 12645331.2486 | 32687273.2789 | 24077.0464 | 0 | 0 | 23566514.2725 | 61315235.9803 | 41848908.4587 | 187157618.3847 | 3144235.0165 | 21335742.5118 | 21335742.5118 | 1478867.319 | 9416018.0746 | 0 | 211637595.9131 | 243868223.8185 | 1778279.41 | 55.2156 | 3832.934 | 4416.6577 | 78.1395 | 90.0395
1 | 5600 | 707 | 0.035 | 15 | 15 | 7 | 2.3714e-09 | 0 | Water | Porous | Wet | R245fa | MinimizeLCOE_Brownfield | IgnoreSilica | 127.2318 | 97.641 | 13.8039 | 4 | 3832.9184 | 4416.6411 | 78.1392 | 90.0392 | 199.1362 | 4.0257 | 98958998478.7529 | 13906978.9434 | 1163316.9302 | 12645347.9743 | 32687073.2081 | 24077.0464 | 0 | 0 | 23566449.6999 | 61315067.9757 | 41848793.7921 | 187157105.57 | 3144235.0165 | 21335742.5118 | 21335742.5118 | 1478867.319 | 9416018.0746 | 0 | 211637083.0984 | 243867711.0038 | 2371373.7057 | 55.2157 | 3832.9184 | 4416.6411 | 78.1392 | 90.0392
1 | 5600 | 707 | 0.035 | 15 | 15 | 7 | 3.1623e-09 | 0 | Water | Porous | Wet | R245fa | MinimizeLCOE_Brownfield | IgnoreSilica | 127.2272 | 97.6379 | 13.8035 | 4 | 3832.9067 | 4416.6481 | 78.139 | 90.0393 | 199.1369 | 4.0749 | 98958746580.7567 | 13906661.4009 | 1163290.906 | 12645024.678 | 32685347.6515 | 24077.0464 | 0 | 0 | 23565516.6563 | 61312640.3875 | 41847136.9132 | 187149695.6398 | 3144235.0165 | 21335742.5118 | 21335742.5118 | 1478867.319 | 9416018.0746 | 0 | 211629673.1681 | 243860301.0736 | 3162277.6602 | 55.2139 | 3832.9067 | 4416.6481 | 78.139 | 90.0393
1 | 5600 | 707 | 0.035 | 15 | 15 | 7 | 4.217e-09 | 0 | Water | Porous | Wet | R245fa | MinimizeLCOE_Brownfield | IgnoreSilica | 127.2272 | 97.6379 | 13.8035 | 4 | 3832.8979 | 4416.6387 | 78.1388 | 90.0392 | 199.137 | 4.1116 | 98958557496.5249 | 13906670.6275 | 1163291.6622 | 12645034.0717 | 32685235.2935 | 24077.0464 | 0 | 0 | 23565480.3935 | 61312546.0392 | 41847072.5186 | 187149407.6525 | 3144235.0165 | 21335742.5118 | 21335742.5118 | 1478867.319 | 9416018.0746 | 0 | 211629385.1808 | 243860013.0863 | 4216965.0343 | 55.2139 | 3832.8979 | 4416.6387 | 78.1388 | 90.0392
1 | 5600 | 707 | 0.035 | 15 | 15 | 7 | 5.6234e-09 | 0 | Water | Porous | Wet | R245fa | MinimizeLCOE_Brownfield | IgnoreSilica | 127.2272 | 97.638 | 13.8035 | 4 | 3832.8914 | 4416.6318 | 78.1387 | 90.039 | 199.1371 | 4.1391 | 98958415542.2982 | 13906677.5435 | 1163292.229 | 12645041.113 | 32685151.0738 | 24077.0464 | 0 | 0 | 23565453.2122 | 61312475.319 | 41847024.2506 | 187149191.7874 | 3144235.0165 | 21335742.5118 | 21335742.5118 | 1478867.319 | 9416018.0746 | 0 | 211629169.3157 | 243859797.2212 | 5623413.2519 | 55.214 | 3832.8914 | 4416.6318 | 78.1387 | 90.039
1 | 5600 | 707 | 0.035 | 15 | 15 | 7 | 7.4989e-09 | 0 | Water | Porous | Wet | R245fa | MinimizeLCOE_Brownfield | IgnoreSilica | 127.2272 | 97.6381 | 13.8035 | 4 | 3832.8864 | 4416.6265 | 78.1386 | 90.0389 | 199.1372 | 4.1597 | 98958308959.8543 | 13906682.728 | 1163292.6539 | 12645046.3915 | 32685087.9387 | 24077.0464 | 0 | 0 | 23565432.8358 | 61312422.3039 | 41846988.0667 | 187149029.9649 | 3144235.0165 | 21335742.5118 | 21335742.5118 | 1478867.319 | 9416018.0746 | 0 | 211629007.4932 | 243859635.3987 | 7498942.0933 | 55.214 | 3832.8864 | 4416.6265 | 78.1386 | 90.0389
1 | 5600 | 707 | 0.035 | 15 | 15 | 7 | 1e-08 | 0 | Water | Porous | Wet | R245fa | MinimizeLCOE_Brownfield | IgnoreSilica | 127.2272 | 97.6381 | 13.8035 | 4 | 3832.8827 | 4416.6226 | 78.1385 | 90.0388 | 199.1372 | 4.1752 | 98958228927.0546 | 13906686.615 | 1163292.9724 | 12645050.3489 | 32685040.6057 | 24077.0464 | 0 | 0 | 23565417.5595 | 61312382.558 | 41846960.9393 | 187148908.6451 | 3144235.0165 | 21335742.5118 | 21335742.5118 | 1478867.319 | 9416018.0746 | 0 | 211628886.1735 | 243859514.079 | 10000000 | 55.214 | 3832.8827 | 4416.6226 | 78.1385 | 90.0388
1 | 5700 | 707 | 0.035 | 15 | 15 | 7 | 1e-13 | 0 | Water | Porous | Wet | R245fa | MinimizeLCOE_Brownfield | IgnoreSilica | 0.91949 | 0.23364 | 0.010947 | 4 | 600068.9672 | 1353201.6601 | 12233.2176 | 27586.8462 | 122.0537 | -5.7884e-05 | 28113318929.6586 | 142201.7232 | 5577.3245 | 106658.593 | 69155.2997 | 24077.0464 | 59761.4605 | 0 | 158898.2644 | 413420.6894 | 282168.1155 | 1261918.5165 | 3144235.0165 | 21870032.1104 | 21870032.1104 | 1478867.319 | 9629733.914 | 0 | 26276185.6434 | 59254818.9869 | 100 | 0.043789 | 600068.9672 | 1353201.6601 | 12233.2176 | 27586.8462
1 | 5700 | 707 | 0.035 | 15 | 15 | 7 | 1.3335e-13 | 0 | Water | Porous | Wet | R245fa | MinimizeLCOE_Brownfield | IgnoreSilica | 1.1973 | 0.37452 | 0.024629 | 4 | 271475.9007 | 606227.9077 | 5534.4034 | 12358.7759 | 136.261 | -6.4404e-05 | 40866973232.7922 | 211255.9833 | 9120.0459 | 154138.483 | 92866.8171 | 24077.0464 | 67300.7273 | 0 | 217916.0502 | 566972.8618 | 386970.6283 | 1730618.6432 | 3144235.0165 | 21870032.1104 | 21870032.1104 | 1478867.319 | 9629733.914 | 0 | 26744885.7701 | 59723519.1136 | 133.3521 | 0.098517 | 271475.9007 | 606227.9077 | 5534.4034 | 12358.7759
1 | 5700 | 707 | 0.035 | 15 | 15 | 7 | 1.7783e-13 | 0 | Water | Porous | Wet | R245fa | MinimizeLCOE_Brownfield | IgnoreSilica | 1.5289 | 0.56106 | 0.045183 | 4 | 151145.6043 | 333620.1047 | 3081.3076 | 6801.2971 | 148.1692 | -6.9186e-05 | 52362369635.9456 | 294943.985 | 13863.4133 | 211332.8853 | 125069.4156 | 24077.0464 | 74046.6194 | 0 | 289900.0123 | 754260.3654 | 514798.1979 | 2302291.9406 | 3144235.0165 | 21870032.1104 | 21870032.1104 | 1478867.319 | 9629733.914 | 0 | 27316559.0675 | 60295192.411 | 177.8279 | 0.18073 | 151145.6043 | 333620.1047 | 3081.3076 | 6801.2971
1 | 5700 | 707 | 0.035 | 15 | 15 | 7 | 2.3714e-13 | 0 | Water | Porous | Wet | R245fa | MinimizeLCOE_Brownfield | IgnoreSilica | 1.9919 | 0.84275 | 0.078279 | 4 | 89846.7941 | 195170.4629 | 1831.6484 | 3978.8139 | 159.4437 | -7.7225e-05 | 62951862944.6219 | 410940.935 | 21109.3004 | 290414.0443 | 176088.2501 | 24077.0464 | 84163.4537 | 0 | 392649.2816 | 1021592.8873 | 697258.1372 | 3118293.336 | 3144235.0165 | 21870032.1104 | 21870032.1104 | 1478867.319 | 9629733.914 | 0 | 28132560.4629 | 61111193.8064 | 237.1374 | 0.31312 | 89846.7941 | 195170.4629 | 1831.6484 | 3978.8139
1 | 5700 | 707 | 0.035 | 15 | 15 | 7 | 3.1623e-13 | 0 | Water | Porous | Wet | R245fa | MinimizeLCOE_Brownfield | IgnoreSilica | 2.5766 | 1.2189 | 0.12589 | 4 | 57924.1268 | 123417.5515 | 1180.8617 | 2516.0337 | 168.7438 | -8.4624e-05 | 72586466643.4165 | 554064.8837 | 31040.4246 | 387478.3441 | 248938.3585 | 24077.0464 | 95238.3112 | 0 | 522926.5737 | 1360547.6778 | 928601.7466 | 4152913.3667 | 3144235.0165 | 21870032.1104 | 21870032.1104 | 1478867.319 | 9629733.914 | 0 | 29167180.4936 | 62145813.8371 | 316.2278 | 0.50354 | 57924.1268 | 123417.5515 | 1180.8617 | 2516.0337
1 | 5700 | 707 | 0.035 | 15 | 15 | 7 | 4.217e-13 | 0 | Water | Porous | Wet | R245fa | MinimizeLCOE_Brownfield | IgnoreSilica | 3.3344 | 1.7187 | 0.19449 | 4 | 39210.5808 | 81602.0044 | 799.3607 | 1663.5672 | 176.4856 | -9.1408e-05 | 82171172104.0635 | 734233.2979 | 45496.232 | 506448.6309 | 354265.9666 | 24077.0464 | 107956.4245 | 0 | 691266.2634 | 1798533.019 | 1227535.7417 | 5489812.6224 | 3144235.0165 | 21870032.1104 | 21870032.1104 | 1478867.319 | 9629733.914 | 0 | 30504079.7493 | 63482713.0928 | 421.6965 | 0.77796 | 39210.5808 | 81602.0044 | 799.3607 | 1663.5672
1 | 5700 | 707 | 0.035 | 15 | 15 | 7 | 5.6234e-13 | 0 | Water | Porous | Wet | R245fa | MinimizeLCOE_Brownfield | IgnoreSilica | 3.6828 | 2.4414 | 0.31699 | 4 | 28155.4819 | 54164.5729 | 573.9876 | 1104.2181 | 179.0821 | -9.3851e-05 | 2.0278e+12 | 1019870.0706 | 94265.7065 | 661153.5874 | 1537497.0765 | 24077.0464 | 113262.8335 | 0 | 1345549.2651 | 3500843.1778 | 2389397.404 | 10685916.1678 | 3144235.0165 | 21870032.1104 | 21870032.1104 | 1478867.319 | 9629733.914 | 0 | 35700183.2947 | 68678816.6382 | 562.3413 | 1.268 | 28155.4819 | 54164.5729 | 573.9876 | 1104.2181
1 | 5700 | 707 | 0.035 | 15 | 15 | 7 | 7.4989e-13 | 0 | Water | Porous | Wet | R245fa | MinimizeLCOE_Brownfield | IgnoreSilica | 4.6574 | 3.2149 | 0.42293 | 4 | 22600.8797 | 42095.023 | 460.7495 | 858.164 | 184.4403 | -9.9019e-05 | 93595027616.8622 | 1238309.0986 | 109989.9754 | 823891.6192 | 1944604.4585 | 24077.0464 | 127455.8577 | 0 | 1664647.9417 | 4331072.4781 | 2956045.9609 | 13220094.4364 | 3144235.0165 | 21870032.1104 | 21870032.1104 | 1478867.319 | 9629733.914 | 0 | 38234361.5633 | 71212994.9068 | 749.8942 | 1.6917 | 22600.8797 | 42095.023 | 460.7495 | 858.164
1 | 5700 | 707 | 0.035 | 15 | 15 | 7 | 1e-12 | 0 | Water | Porous | Wet | R245fa | MinimizeLCOE_Brownfield | IgnoreSilica | 5.907 | 4.2146 | 0.55778 | 4 | 18289.8637 | 33071.1801 | 372.8636 | 674.2007 | 188.8759 | -3.292e-07 | 94111612649.6328 | 1495778.891 | 128884.0855 | 1023358.4969 | 2282716.6708 | 24077.0464 | 143990.7478 | 0 | 1988534.316 | 5173758.3857 | 3531196.4083 | 15792295.0484 | 3144235.0165 | 21870032.1104 | 21870032.1104 | 1478867.319 | 9629733.914 | 0 | 40806562.1754 | 73785195.5189 | 1000 | 2.2311 | 18289.8637 | 33071.1801 | 372.8636 | 674.2007
1 | 5700 | 707 | 0.035 | 15 | 15 | 7 | 1.3335e-12 | 0 | Water | Porous | Wet | R245fa | MinimizeLCOE_Brownfield | IgnoreSilica | 7.5468 | 5.5274 | 0.73418 | 4 | 14692.9329 | 25922.6726 | 299.5353 | 528.4687 | 192.5241 | -3.4856e-07 | 94760837861.8151 | 1810747.5533 | 155836.9948 | 1271286.5494 | 2428836.6987 | 24077.0464 | 164339.5049 | 0 | 2283498.4955 | 5941194.6754 | 4054987.4453 | 18134804.9637 | 3144235.0165 | 21870032.1104 | 21870032.1104 | 1478867.319 | 9629733.914 | 0 | 43149072.0906 | 76127705.4341 | 1333.5214 | 2.9367 | 14692.9329 | 25922.6726 | 299.5353 | 528.4687
1 | 5700 | 707 | 0.035 | 15 | 15 | 7 | 1.7783e-12 | 0 | Water | Porous | Wet | R245fa | MinimizeLCOE_Brownfield | IgnoreSilica | 9.7005 | 7.2431 | 0.96439 | 4 | 12095.8437 | 20644.8936 | 246.5901 | 420.8741 | 195.2371 | -3.6468e-07 | 93642370172.8802 | 2191295.6544 | 188313.3636 | 1578211.7509 | 2817306.2767 | 24077.0464 | 189698.29 | 0 | 2725671.929 | 7091639.2471 | 4840189.5047 | 21646403.0628 | 3144235.0165 | 21870032.1104 | 21870032.1104 | 1478867.319 | 9629733.914 | 0 | 46660670.1898 | 79639303.5333 | 1778.2794 | 3.8576 | 12095.8437 | 20644.8936 | 246.5901 | 420.8741
1 | 5700 | 707 | 0.035 | 15 | 15 | 7 | 2.3714e-12 | 0 | Water | Porous | Wet | R245fa | MinimizeLCOE_Brownfield | IgnoreSilica | 12.4944 | 9.4216 | 1.2559 | 4 | 10233.9127 | 16798.4859 | 208.6322 | 342.4599 | 196.6327 | -3.7269e-07 | 96434266629.761 | 2638683.8135 | 226371.0282 | 1947712.866 | 3465259.08 | 24077.0464 | 220973.2943 | 0 | 3324000.0801 | 8648366.3622 | 5902687.7483 | 26398131.3189 | 3144235.0165 | 21870032.1104 | 21870032.1104 | 1478867.319 | 9629733.914 | 0 | 51412398.4459 | 84391031.7894 | 2371.3737 | 5.0237 | 10233.9127 | 16798.4859 | 208.6322 | 342.4599
1 | 5700 | 707 | 0.035 | 15 | 15 | 7 | 3.1623e-12 | 0 | Water | Porous | Wet | R245fa | MinimizeLCOE_Brownfield | IgnoreSilica | 16.2969 | 12.5839 | 1.683 | 4 | 8485.1776 | 13383.9465 | 172.9818 | 272.8499 | 200.0184 | -3.9464e-07 | 97149602949.4831 | 3238273.6344 | 277221.7392 | 2455149.1053 | 4115738.191 | 24077.0464 | 256194.8509 | 0 | 4042995.2812 | 10519044.3893 | 7179463.9405 | 32108158.1782 | 3144235.0165 | 21870032.1104 | 21870032.1104 | 1478867.319 | 9629733.914 | 0 | 57122425.3051 | 90101058.6486 | 3162.2777 | 6.732 | 8485.1776 | 13383.9465 | 172.9818 | 272.8499
1 | 5700 | 707 | 0.035 | 15 | 15 | 7 | 4.217e-12 | 0 | Water | Porous | Wet | R245fa | MinimizeLCOE_Brownfield | IgnoreSilica | 21.2273 | 16.5669 | 2.219 | 4 | 7291.1172 | 11006.6098 | 148.6393 | 224.3846 | 201.5532 | -4.0412e-07 | 97547179525.5406 | 3934782.7304 | 336088.3282 | 3059271.9864 | 5163696.5786 | 24077.0464 | 300385.9446 | 0 | 4999138.0197 | 13006731.663 | 8877361.6216 | 39701533.9188 | 3144235.0165 | 21870032.1104 | 21870032.1104 | 1478867.319 | 9629733.914 | 0 | 64715801.0458 | 97694434.3893 | 4216.965 | 8.876 | 7291.1172 | 11006.6098 | 148.6393 | 224.3846
1 | 5700 | 707 | 0.035 | 15 | 15 | 7 | 5.6234e-12 | 0 | Water | Porous | Wet | R245fa | MinimizeLCOE_Brownfield | IgnoreSilica | 27.7636 | 21.8501 | 2.9297 | 4 | 6353.9412 | 9168.1153 | 129.5337 | 186.9044 | 202.7593 | -4.122e-07 | 97819143411.5761 | 4788423.2545 | 407944.7761 | 3817571.4206 | 6571615.5902 | 24077.0464 | 354850.798 | 0 | 6226148.3254 | 16199160.7841 | 11056260.0946 | 49446052.0899 | 3144235.0165 | 21870032.1104 | 21870032.1104 | 1478867.319 | 9629733.914 | 0 | 74460319.2168 | 107438952.5603 | 5623.4133 | 11.7188 | 6353.9412 | 9168.1153 | 129.5337 | 186.9044
1 | 5700 | 707 | 0.035 | 15 | 15 | 7 | 7.4989e-12 | 0 | Water | Porous | Wet | R245fa | MinimizeLCOE_Brownfield | IgnoreSilica | 36.348 | 28.7911 | 3.8636 | 4 | 5618.2289 | 7752.1576 | 114.5352 | 158.0382 | 203.6926 | -4.1791e-07 | 98013254410.6317 | 5824848.251 | 494840.5594 | 4760270.6186 | 8432554.08 | 24077.0464 | 420512.1678 | 0 | 7783270.062 | 20250472.1332 | 13821363.3365 | 61812208.2548 | 3144235.0165 | 21870032.1104 | 21870032.1104 | 1478867.319 | 9629733.914 | 0 | 86826475.3817 | 119805108.7252 | 7498.9421 | 15.4544 | 5618.2289 | 7752.1576 | 114.5352 | 158.0382
1 | 5700 | 707 | 0.035 | 15 | 15 | 7 | 1e-11 | 0 | Water | Porous | Wet | R245fa | MinimizeLCOE_Brownfield | IgnoreSilica | 47.5273 | 37.8313 | 5.0803 | 4 | 5038.631 | 6661.5069 | 102.7193 | 135.8038 | 204.4042 | -4.2117e-07 | 98081431158.1602 | 7073284.4882 | 599090.1505 | 5922514.3703 | 10864326.1517 | 24077.0464 | 498933.3164 | 0 | 9743067.9542 | 25349464.2387 | 17301530.2223 | 77376287.9386 | 3144235.0165 | 21870032.1104 | 21870032.1104 | 1478867.319 | 9629733.914 | 0 | 102390555.0655 | 135369188.409 | 10000 | 20.3211 | 5038.631 | 6661.5069 | 102.7193 | 135.8038
1 | 5700 | 707 | 0.035 | 15 | 15 | 7 | 1.3335e-11 | 0 | Water | Porous | Wet | R245fa | MinimizeLCOE_Brownfield | IgnoreSilica | 61.9117 | 49.4463 | 6.6432 | 4 | 4583.5649 | 5824.6398 | 93.4422 | 118.7432 | 204.89 | -4.219e-07 | 97639125842.7756 | 8558814.792 | 722609.2878 | 7337220.6464 | 14013109.8691 | 24077.0464 | 592217.467 | 0 | 12186739.1524 | 31707395.4306 | 21640948.9032 | 96783132.595 | 3144235.0165 | 21870032.1104 | 21870032.1104 | 1478867.319 | 9629733.914 | 0 | 121797399.7219 | 154776033.0654 | 13335.2143 | 26.5726 | 4583.5649 | 5824.6398 | 93.4422 | 118.7432
1 | 5700 | 707 | 0.035 | 15 | 15 | 7 | 1.7783e-11 | 0 | Water | Porous | Wet | R245fa | MinimizeLCOE_Brownfield | IgnoreSilica | 79.922 | 63.8696 | 8.582 | 4 | 4240.0809 | 5200.7751 | 86.4398 | 106.0248 | 204.9794 | -4.1793e-07 | 95700511056.1383 | 10271866.132 | 864407.3372 | 9004506.9801 | 18051816.038 | 24077.0464 | 701318.689 | 0 | 15178016.9668 | 39490086.7083 | 26952795.6186 | 120538891.5164 | 3144235.0165 | 21870032.1104 | 21870032.1104 | 1478867.319 | 9629733.914 | 0 | 145553158.6433 | 178531791.9868 | 17782.7941 | 34.3279 | 4240.0809 | 5200.7751 | 86.4398 | 106.0248
1 | 5700 | 707 | 0.035 | 15 | 15 | 7 | 2.3714e-11 | 0 | Water | Porous | Wet | R245fa | MinimizeLCOE_Brownfield | IgnoreSilica | 101.5025 | 80.7393 | 10.8427 | 4 | 4011.2644 | 4771.654 | 81.775 | 97.2766 | 204.3038 | -4.0571e-07 | 91059518694.055 | 12141741.1894 | 1018479.9784 | 10861571.6179 | 23220930.867 | 24077.0464 | 826482.0687 | 0 | 18756380.2794 | 48800254.0243 | 33307176.1166 | 148957093.1879 | 3144235.0165 | 21870032.1104 | 21870032.1104 | 1478867.319 | 9629733.914 | 0 | 173971360.3149 | 206949993.6584 | 23713.7371 | 43.3707 | 4011.2644 | 4771.654 | 81.775 | 97.2766
1 | 5700 | 707 | 0.035 | 15 | 15 | 7 | 3.1623e-11 | 0 | Water | Porous | Wet | R245fa | MinimizeLCOE_Brownfield | IgnoreSilica | 114.3406 | 90.4323 | 12.2615 | 4 | 3892.0825 | 4564.4867 | 79.3454 | 93.0532 | 203.4742 | -9.6535e-05 | 89588382138.1169 | 13165592.8298 | 1102581.3892 | 11892782.9392 | 26592087.2537 | 24077.0464 | 778780.5728 | 0 | 20886801.7921 | 54343173.7909 | 37090332.7529 | 165876210.367 | 3144235.0165 | 21870032.1104 | 21870032.1104 | 1478867.319 | 9629733.914 | 0 | 190890477.4939 | 223869110.8374 | 31622.7766 | 49.0458 | 3892.0825 | 4564.4867 | 79.3454 | 93.0532
1 | 5700 | 707 | 0.035 | 15 | 15 | 7 | 4.217e-11 | 0 | Water | Porous | Wet | R245fa | MinimizeLCOE_Brownfield | IgnoreSilica | 117.6682 | 92.8814 | 12.7855 | 4 | 3809.8272 | 4454.6693 | 77.6685 | 90.8145 | 203.1898 | -6.3721e-05 | 92079568040.8396 | 13419301.4945 | 1123399.7575 | 12149759.5928 | 27525282.398 | 24077.0464 | 590186.2103 | 0 | 21384482.5348 | 55638036.995 | 37974103.4964 | 169828629.5256 | 3144235.0165 | 21870032.1104 | 21870032.1104 | 1478867.319 | 9629733.914 | 0 | 194842896.6525 | 227821529.996 | 42169.6503 | 51.1422 | 3809.8272 | 4454.6693 | 77.6685 | 90.8145
1 | 5700 | 707 | 0.035 | 15 | 15 | 7 | 5.6234e-11 | 0 | Water | Porous | Wet | R245fa | MinimizeLCOE_Brownfield | IgnoreSilica | 119.9897 | 94.5734 | 13.1732 | 4 | 3747.7071 | 4373.5727 | 76.4021 | 89.1612 | 202.9751 | -3.6503e-05 | 94124587234.8932 | 13593480.4534 | 1137686.3084 | 12326503.9665 | 28193309.6607 | 24077.0464 | 407509.569 | 0 | 21716201.1317 | 56501100.7393 | 38563162.2361 | 172463031.1115 | 3144235.0165 | 21870032.1104 | 21870032.1104 | 1478867.319 | 9629733.914 | 0 | 197477298.2384 | 230455931.5819 | 56234.1325 | 52.6928 | 3747.7071 | 4373.5727 | 76.4021 | 89.1612
1 | 5700 | 707 | 0.035 | 15 | 15 | 7 | 7.4989e-11 | 0 | Water | Porous | Wet | R245fa | MinimizeLCOE_Brownfield | IgnoreSilica | 121.264 | 95.4933 | 13.4249 | 4 | 3699.7096 | 4313.8433 | 75.4236 | 87.9435 | 202.8473 | -1.4123e-05 | 95909842008.1706 | 13687812.5467 | 1145421.6515 | 12422333.5003 | 28568887.0558 | 24077.0464 | 219871.7212 | 0 | 21866677.3735 | 56892609.0535 | 38830374.7052 | 173658064.6538 | 3144235.0165 | 21870032.1104 | 21870032.1104 | 1478867.319 | 9629733.914 | 0 | 198672331.7807 | 231650965.1242 | 74989.4209 | 53.6994 | 3699.7096 | 4313.8433 | 75.4236 | 87.9435
1 | 5700 | 707 | 0.035 | 15 | 15 | 7 | 1e-10 | 0 | Water | Porous | Wet | R245fa | MinimizeLCOE_Brownfield | IgnoreSilica | 125.407 | 98.4856 | 13.9233 | 4 | 3658.7639 | 4250.9107 | 74.5889 | 86.6606 | 202.4514 | 0.0012101 | 100142895898.805 | 13992900.1529 | 1170429.7423 | 12732777.209 | 29793691.5063 | 24077.0464 | 0 | 0 | 22508411.5062 | 58562269.629 | 39969952.3561 | 178754509.1481 | 3144235.0165 | 21870032.1104 | 21870032.1104 | 1478867.319 | 9629733.914 | 0 | 203768776.275 | 236747409.6186 | 100000 | 55.6933 | 3658.7639 | 4250.9107 | 74.5889 | 86.6606
1 | 5700 | 707 | 0.035 | 15 | 15 | 7 | 1.3335e-10 | 0 | Water | Porous | Wet | R245fa | MinimizeLCOE_Brownfield | IgnoreSilica | 132.9593 | 103.8488 | 14.6815 | 4 | 3653.2791 | 4214.8451 | 74.477 | 85.9253 | 201.6647 | 0.55776 | 99244400932.1279 | 14533276.6213 | 1214689.7189 | 13284524.2065 | 32135999.0816 | 24077.0464 | 0 | 0 | 23865101.0031 | 62092097.4048 | 42379132.3438 | 189528897.4264 | 3144235.0165 | 21870032.1104 | 21870032.1104 | 1478867.319 | 9629733.914 | 0 | 214543164.5533 | 247521797.8968 | 133352.1432 | 58.7262 | 3653.2791 | 4214.8451 | 74.477 | 85.9253
1 | 5700 | 707 | 0.035 | 15 | 15 | 7 | 1.7783e-10 | 0 | Water | Porous | Wet | R245fa | MinimizeLCOE_Brownfield | IgnoreSilica | 132.9009 | 103.8026 | 14.675 | 4 | 3653.6801 | 4215.4959 | 74.4852 | 85.9386 | 201.6638 | 1.4719 | 99242846893.6466 | 14528657.5358 | 1214311.5743 | 13279797.911 | 32122518.2606 | 24077.0464 | 0 | 0 | 23856051.308 | 62068551.9543 | 42363062.09 | 189457027.6804 | 3144235.0165 | 21870032.1104 | 21870032.1104 | 1478867.319 | 9629733.914 | 0 | 214471294.8073 | 247449928.1508 | 177827.941 | 58.7001 | 3653.6801 | 4215.4959 | 74.4852 | 85.9386
1 | 5700 | 707 | 0.035 | 15 | 15 | 7 | 2.3714e-10 | 0 | Water | Porous | Wet | R245fa | MinimizeLCOE_Brownfield | IgnoreSilica | 132.813 | 103.7395 | 14.6661 | 4 | 3653.782 | 4215.9395 | 74.4873 | 85.9476 | 201.6716 | 2.1589 | 99236835710.3725 | 14522346.6035 | 1213794.9204 | 13273340.7768 | 32095649.1725 | 24077.0464 | 0 | 0 | 23840391.3226 | 62027807.8848 | 42335253.4254 | 189332661.1525 | 3144235.0165 | 21870032.1104 | 21870032.1104 | 1478867.319 | 9629733.914 | 0 | 214346928.2794 | 247325561.6229 | 237137.3706 | 58.6644 | 3653.782 | 4215.9395 | 74.4873 | 85.9476
1 | 5700 | 707 | 0.035 | 15 | 15 | 7 | 3.1623e-10 | 0 | Water | Porous | Wet | R245fa | MinimizeLCOE_Brownfield | IgnoreSilica | 132.8083 | 103.7376 | 14.6658 | 4 | 3653.6835 | 4215.8516 | 74.4853 | 85.9458 | 201.6739 | 2.6686 | 99233498816.2726 | 14522149.8145 | 1213778.8099 | 13273139.434 | 32092884.5965 | 24077.0464 | 0 | 0 | 23839151.5835 | 62024582.3378 | 42333051.9233 | 189322815.5457 | 3144235.0165 | 21870032.1104 | 21870032.1104 | 1478867.319 | 9629733.914 | 0 | 214337082.6726 | 247315716.0161 | 316227.766 | 58.6633 | 3653.6835 | 4215.8516 | 74.4853 | 85.9458
1 | 5700 | 707 | 0.035 | 15 | 15 | 7 | 4.217e-10 | 0 | Water | Porous | Wet | R245fa | MinimizeLCOE_Brownfield | IgnoreSilica | 132.7935 | 103.7281 | 14.6645 | 4 | 3653.6101 | 4215.8294 | 74.4838 | 85.9454 | 201.6769 | 3.0515 | 99237556668.3337 | 14521204.8422 | 1213701.4477 | 13272172.5989 | 32087182.7901 | 24077.0464 | 0 | 0 | 23836152.1029 | 62016778.3046 | 42327725.5102 | 189298994.643 | 3144235.0165 | 21870032.1104 | 21870032.1104 | 1478867.319 | 9629733.914 | 0 | 214313261.7699 | 247291895.1134 | 421696.5034 | 58.6579 | 3653.6101 | 4215.8294 | 74.4838 | 85.9454
1 | 5700 | 707 | 0.035 | 15 | 15 | 7 | 5.6234e-10 | 0 | Water | Porous | Wet | R245fa | MinimizeLCOE_Brownfield | IgnoreSilica | 132.7935 | 103.7288 | 14.6646 | 4 | 3653.5553 | 4215.7708 | 74.4827 | 85.9442 | 201.6779 | 3.3379 | 99235643670.4406 | 14521276.2061 | 1213707.2901 | 13272245.6136 | 32086471.2333 | 24077.0464 | 0 | 0 | 23835933.1819 | 62016208.7171 | 42327336.755 | 189297256.0434 | 3144235.0165 | 21870032.1104 | 21870032.1104 | 1478867.319 | 9629733.914 | 0 | 214311523.1703 | 247290156.5138 | 562341.3252 | 58.6583 | 3653.5553 | 4215.7708 | 74.4827 | 85.9442
1 | 5700 | 707 | 0.035 | 15 | 15 | 7 | 7.4989e-10 | 0 | Water | Porous | Wet | R245fa | MinimizeLCOE_Brownfield | IgnoreSilica | 132.7935 | 103.7294 | 14.6647 | 4 | 3653.5144 | 4215.727 | 74.4818 | 85.9433 | 201.6786 | 3.5527 | 99234199813.8257 | 14521329.5135 | 1213711.6542 | 13272300.1542 | 32085939.7507 | 24077.0464 | 0 | 0 | 23835769.6664 | 62015783.2833 | 42327046.3878 | 189295957.4565 | 3144235.0165 | 21870032.1104 | 21870032.1104 | 1478867.319 | 9629733.914 | 0 | 214310224.5834 | 247288857.9269 | 749894.2093 | 58.6587 | 3653.5144 | 4215.727 | 74.4818 | 85.9433
1 | 5700 | 707 | 0.035 | 15 | 15 | 7 | 1e-09 | 0 | Water | Porous | Wet | R245fa | MinimizeLCOE_Brownfield | IgnoreSilica | 132.7935 | 103.7298 | 14.6647 | 4 | 3653.4838 | 4215.6943 | 74.4812 | 85.9426 | 201.6792 | 3.7138 | 99233111906.9836 | 14521369.3715 | 1213714.9173 | 13272340.9343 | 32085542.3807 | 24077.0464 | 0 | 0 | 23835647.4136 | 62015465.2065 | 42326829.2938 | 189294986.564 | 3144235.0165 | 21870032.1104 | 21870032.1104 | 1478867.319 | 9629733.914 | 0 | 214309253.6909 | 247287887.0345 | 1000000 | 58.6589 | 3653.4838 | 4215.6943 | 74.4812 | 85.9426
1 | 5700 | 707 | 0.035 | 15 | 15 | 7 | 1.3335e-09 | 0 | Water | Porous | Wet | R245fa | MinimizeLCOE_Brownfield | IgnoreSilica | 132.7935 | 103.7301 | 14.6648 | 4 | 3653.4609 | 4215.6698 | 74.4807 | 85.9421 | 201.6796 | 3.8346 | 99232293196.1874 | 14521399.1951 | 1213717.3589 | 13272371.4479 | 32085245.0613 | 24077.0464 | 0 | 0 | 23835555.9427 | 62015227.2181 | 42326666.8619 | 189294260.1322 | 3144235.0165 | 21870032.1104 | 21870032.1104 | 1478867.319 | 9629733.914 | 0 | 214308527.2591 | 247287160.6026 | 1333521.4322 | 58.659 | 3653.4609 | 4215.6698 | 74.4807 | 85.9421
1 | 5700 | 707 | 0.035 | 15 | 15 | 7 | 1.7783e-09 | 0 | Water | Porous | Wet | R245fa | MinimizeLCOE_Brownfield | IgnoreSilica | 132.7935 | 103.7303 | 14.6648 | 4 | 3653.4438 | 4215.6514 | 74.4804 | 85.9418 | 201.6799 | 3.9252 | 99231677471.8683 | 14521421.5228 | 1213719.1868 | 13272394.292 | 32085022.4777 | 24077.0464 | 0 | 0 | 23835487.465 | 62015049.0532 | 42326545.2606 | 189293716.3045 | 3144235.0165 | 21870032.1104 | 21870032.1104 | 1478867.319 | 9629733.914 | 0 | 214307983.4314 | 247286616.7749 | 1778279.41 | 58.6592 | 3653.4438 | 4215.6514 | 74.4804 | 85.9418
1 | 5700 | 707 | 0.035 | 15 | 15 | 7 | 2.3714e-09 | 0 | Water | Porous | Wet | R245fa | MinimizeLCOE_Brownfield | IgnoreSilica | 132.7741 | 103.7168 | 14.6629 | 4 | 3653.431 | 4215.7117 | 74.4801 | 85.943 | 201.6823 | 3.9942 | 99237811428.6667 | 14520072.4266 | 1213608.74 | 13271013.9934 | 32078624.5108 | 24077.0464 | 0 | 0 | 23831884.7197 | 62005675.4489 | 42320147.5831 | 189265104.4688 | 3144235.0165 | 21870032.1104 | 21870032.1104 | 1478867.319 | 9629733.914 | 0 | 214279371.5957 | 247258004.9392 | 2371373.7057 | 58.6515 | 3653.431 | 4215.7117 | 74.4801 | 85.943
1 | 5700 | 707 | 0.035 | 15 | 15 | 7 | 3.1623e-09 | 0 | Water | Porous | Wet | R245fa | MinimizeLCOE_Brownfield | IgnoreSilica | 132.7741 | 103.7169 | 14.6629 | 4 | 3653.4213 | 4215.7014 | 74.4799 | 85.9428 | 201.6824 | 4.0451 | 99237464364.5315 | 14520084.9603 | 1213609.7661 | 13271026.8169 | 32078499.5932 | 24077.0464 | 0 | 0 | 23831846.2913 | 62005575.4662 | 42320079.3428 | 189264799.2833 | 3144235.0165 | 21870032.1104 | 21870032.1104 | 1478867.319 | 9629733.914 | 0 | 214279066.4102 | 247257699.7537 | 3162277.6602 | 58.6516 | 3653.4213 | 4215.7014 | 74.4799 | 85.9428
1 | 5700 | 707 | 0.035 | 15 | 15 | 7 | 4.217e-09 | 0 | Water | Porous | Wet | R245fa | MinimizeLCOE_Brownfield | IgnoreSilica | 132.7741 | 103.717 | 14.6629 | 4 | 3653.4141 | 4215.6937 | 74.4798 | 85.9426 | 201.6826 | 4.0833 | 99237203914.6743 | 14520094.3528 | 1213610.5351 | 13271036.4265 | 32078405.9846 | 24077.0464 | 0 | 0 | 23831817.4947 | 62005500.5432 | 42320028.2064 | 189264570.5896 | 3144235.0165 | 21870032.1104 | 21870032.1104 | 1478867.319 | 9629733.914 | 0 | 214278837.7166 | 247257471.0601 | 4216965.0343 | 58.6517 | 3653.4141 | 4215.6937 | 74.4798 | 85.9426
1 | 5700 | 707 | 0.035 | 15 | 15 | 7 | 5.6234e-09 | 0 | Water | Porous | Wet | R245fa | MinimizeLCOE_Brownfield | IgnoreSilica | 132.7741 | 103.7171 | 14.6629 | 4 | 3653.4087 | 4215.6879 | 74.4797 | 85.9425 | 201.6827 | 4.112 | 99237008333.7252 | 14520101.3924 | 1213611.1114 | 13271043.629 | 32078335.8255 | 24077.0464 | 0 | 0 | 23831795.9118 | 62005444.389 | 42319989.8799 | 189264399.1853 | 3144235.0165 | 21870032.1104 | 21870032.1104 | 1478867.319 | 9629733.914 | 0 | 214278666.3123 | 247257299.6558 | 5623413.2519 | 58.6517 | 3653.4087 | 4215.6879 | 74.4797 | 85.9425
1 | 5700 | 707 | 0.035 | 15 | 15 | 7 | 7.4989e-09 | 0 | Water | Porous | Wet | R245fa | MinimizeLCOE_Brownfield | IgnoreSilica | 132.7741 | 103.7171 | 14.6629 | 4 | 3653.4047 | 4215.6835 | 74.4796 | 85.9424 | 201.6827 | 4.1335 | 99236861738.7124 | 14520106.6693 | 1213611.5434 | 13271049.0279 | 32078283.2346 | 24077.0464 | 0 | 0 | 23831779.7334 | 62005402.2961 | 42319961.1507 | 189264270.7019 | 3144235.0165 | 21870032.1104 | 21870032.1104 | 1478867.319 | 9629733.914 | 0 | 214278537.8288 | 247257171.1723 | 7498942.0933 | 58.6517 | 3653.4047 | 4215.6835 | 74.4796 | 85.9424
1 | 5700 | 707 | 0.035 | 15 | 15 | 7 | 1e-08 | 0 | Water | Porous | Wet | R245fa | MinimizeLCOE_Brownfield | IgnoreSilica | 132.7741 | 103.7172 | 14.6629 | 4 | 3653.4016 | 4215.6803 | 74.4795 | 85.9423 | 201.6828 | 4.1496 | 99236751333.3067 | 14520110.6253 | 1213611.8672 | 13271053.0753 | 32078243.8088 | 24077.0464 | 0 | 0 | 23831767.605 | 62005370.7404 | 42319939.6133 | 189264174.3818 | 3144235.0165 | 21870032.1104 | 21870032.1104 | 1478867.319 | 9629733.914 | 0 | 214278441.5087 | 247257074.8522 | 10000000 | 58.6518 | 3653.4016 | 4215.6803 | 74.4795 | 85.9423
1 | 5800 | 707 | 0.035 | 15 | 15 | 7 | 1e-13 | 0 | Water | Porous | Wet | R245fa | MinimizeLCOE_Brownfield | IgnoreSilica | 0.93431 | 0.24407 | 0.012199 | 4 | 550252.7465 | 1241579.2806 | 11217.6465 | 25311.273 | 123.8595 | -5.7736e-05 | 30673581471.6904 | 147922.4348 | 5871.0027 | 110318.4695 | 70806.4823 | 24077.0464 | 59572.594 | 0 | 163241.5316 | 424720.9798 | 289880.7958 | 1296411.3369 | 3144235.0165 | 22410181.7999 | 22410181.7999 | 1478867.319 | 9845793.7898 | 0 | 26850828.1533 | 60585671.0621 | 100 | 0.048797 | 550252.7465 | 1241579.2806 | 11217.6465 | 25311.273
1 | 5800 | 707 | 0.035 | 15 | 15 | 7 | 1.3335e-13 | 0 | Water | Porous | Wet | R245fa | MinimizeLCOE_Brownfield | IgnoreSilica | 1.2121 | 0.38904 | 0.026719 | 4 | 255712.6272 | 571362.9846 | 5213.0478 | 11648.0073 | 138.1227 | -6.3961e-05 | 44018657801.2677 | 218758.4407 | 9565.2669 | 158710.2011 | 95214.1683 | 24077.0464 | 66645.7379 | 0 | 223458.6359 | 581393.5329 | 396813.0327 | 1774636.0627 | 3144235.0165 | 22410181.7999 | 22410181.7999 | 1478867.319 | 9845793.7898 | 0 | 27329052.8791 | 61063895.7878 | 133.3521 | 0.10687 | 255712.6272 | 571362.9846 | 5213.0478 | 11648.0073
1 | 5800 | 707 | 0.035 | 15 | 15 | 7 | 1.7783e-13 | 0 | Water | Porous | Wet | R245fa | MinimizeLCOE_Brownfield | IgnoreSilica | 1.5826 | 0.60458 | 0.050633 | 4 | 138197.776 | 304762.024 | 2817.3486 | 6212.9861 | 151.2891 | -7.2113e-05 | 56573419846.0963 | 314876.2669 | 15149.6937 | 223885.857 | 132716.4055 | 24077.0464 | 75560.5937 | 0 | 306643.6867 | 797823.9715 | 544531.2542 | 2435264.7756 | 3144235.0165 | 22410181.7999 | 22410181.7999 | 1478867.319 | 9845793.7898 | 0 | 27989681.592 | 61724524.5008 | 177.8279 | 0.20253 | 138197.776 | 304762.024 | 2817.3486 | 6212.9861
1 | 5800 | 707 | 0.035 | 15 | 15 | 7 | 2.3714e-13 | 0 | Water | Porous | Wet | R245fa | MinimizeLCOE_Brownfield | IgnoreSilica | 2.043 | 0.8947 | 0.085912 | 4 | 83875.9368 | 182042.8366 | 1709.9244 | 3711.1895 | 162.2685 | -7.9378e-05 | 67791774866.7566 | 433704.9931 | 22828.1266 | 304041.9742 | 186187.171 | 24077.0464 | 84730.5449 | 0 | 411672.2439 | 1071086.7331 | 731038.704 | 3269367.5371 | 3144235.0165 | 22410181.7999 | 22410181.7999 | 1478867.319 | 9845793.7898 | 0 | 28823784.3535 | 62558627.2623 | 237.1374 | 0.34365 | 83875.9368 | 182042.8366 | 1709.9244 | 3711.1895
1 | 5800 | 707 | 0.035 | 15 | 15 | 7 | 3.1623e-13 | 0 | Water | Porous | Wet | R245fa | MinimizeLCOE_Brownfield | IgnoreSilica | 2.6452 | 1.2946 | 0.13825 | 4 | 54116.8682 | 115120.5201 | 1103.2456 | 2346.8875 | 171.6948 | -8.7304e-05 | 78554732340.1137 | 586198.2359 | 33942.0649 | 405623.3167 | 265914.4198 | 24077.0464 | 95835.7083 | 0 | 550520.4089 | 1432341.1766 | 977602.2847 | 4372054.662 | 3144235.0165 | 22410181.7999 | 22410181.7999 | 1478867.319 | 9845793.7898 | 0 | 29926471.4784 | 63661314.3872 | 316.2278 | 0.553 | 54116.8682 | 115120.5201 | 1103.2456 | 2346.8875
1 | 5800 | 707 | 0.035 | 15 | 15 | 7 | 4.217e-13 | 0 | Water | Porous | Wet | R245fa | MinimizeLCOE_Brownfield | IgnoreSilica | 3.3344 | 1.6565 | 0.21242 | 4 | 36674.8692 | 76378.5118 | 747.6668 | 1557.0793 | 178.7768 | -8.5946e-05 | 393627725960.3156 | 772808.6368 | 64113.4081 | 485148.1065 | 362548.5906 | 24077.0464 | 101611.172 | 0 | 706019.7145 | 1836918.4726 | 1253734.6025 | 5606979.7499 | 3144235.0165 | 22410181.7999 | 22410181.7999 | 1478867.319 | 9845793.7898 | 0 | 31161396.5663 | 64896239.4751 | 421.6965 | 0.84967 | 36674.8692 | 76378.5118 | 747.6668 | 1557.0793
1 | 5800 | 707 | 0.035 | 15 | 15 | 7 | 5.6234e-13 | 0 | Water | Porous | Wet | R245fa | MinimizeLCOE_Brownfield | IgnoreSilica | 3.7559 | 2.5452 | 0.33334 | 4 | 27396.477 | 52697.3012 | 558.5142 | 1074.3058 | 181.9543 | -9.5913e-05 | 99084400646.2282 | 1050987.0116 | 95245.0855 | 683470.3014 | 1577004.8482 | 24077.0464 | 112568.9865 | 0 | 1381907.779 | 3595440.5728 | 2453962.0698 | 10974663.7012 | 3144235.0165 | 22410181.7999 | 22410181.7999 | 1478867.319 | 9845793.7898 | 0 | 36529080.5176 | 70263923.4263 | 562.3413 | 1.3333 | 27396.477 | 52697.3012 | 558.5142 | 1074.3058
1 | 5800 | 707 | 0.035 | 15 | 15 | 7 | 7.4989e-13 | 0 | Water | Porous | Wet | R245fa | MinimizeLCOE_Brownfield | IgnoreSilica | 4.7622 | 3.3623 | 0.44439 | 4 | 21987.0527 | 40965.3915 | 448.2358 | 835.1349 | 187.4361 | -3.2292e-07 | 95687260703.4278 | 1276276.5472 | 110476.172 | 854126.2602 | 1975778.014 | 24077.0464 | 127183.8094 | 0 | 1703487.9612 | 4432126.2416 | 3025017.231 | 13528549.283 | 3144235.0165 | 22410181.7999 | 22410181.7999 | 1478867.319 | 9845793.7898 | 0 | 39082966.0994 | 72817809.0082 | 749.8942 | 1.7775 | 21987.0527 | 40965.3915 | 448.2358 | 835.1349
1 | 5800 | 707 | 0.035 | 15 | 15 | 7 | 1e-12 | 0 | Water | Porous | Wet | R245fa | MinimizeLCOE_Brownfield | IgnoreSilica | 6.058 | 4.4194 | 0.58664 | 4 | 17373.3805 | 31749.5884 | 354.1799 | 647.2583 | 191.9667 | -3.4746e-07 | 96810494231.6312 | 1546619.5946 | 133246.7023 | 1062953.2453 | 2000848.8247 | 24077.0464 | 144191.6319 | 0 | 1915655.4476 | 4984142.5198 | 3401779.6836 | 15213514.6963 | 3144235.0165 | 22410181.7999 | 22410181.7999 | 1478867.319 | 9845793.7898 | 0 | 40767931.5126 | 74502774.4214 | 1000 | 2.3466 | 17373.3805 | 31749.5884 | 354.1799 | 647.2583
1 | 5800 | 707 | 0.035 | 15 | 15 | 7 | 1.3335e-12 | 0 | Water | Porous | Wet | R245fa | MinimizeLCOE_Brownfield | IgnoreSilica | 7.7294 | 5.7867 | 0.77096 | 4 | 14072.0398 | 25011.2917 | 286.8776 | 509.889 | 195.6124 | -3.6774e-07 | 97432513925.1567 | 1870243.8162 | 160928.7102 | 1318766.796 | 2222316.845 | 24077.0464 | 164068.8517 | 0 | 2246556.8055 | 5845079.9758 | 3989387.1878 | 17841426.0345 | 3144235.0165 | 22410181.7999 | 22410181.7999 | 1478867.319 | 9845793.7898 | 0 | 43395842.8509 | 77130685.7597 | 1333.5214 | 3.0838 | 14072.0398 | 25011.2917 | 286.8776 | 509.889
1 | 5800 | 707 | 0.035 | 15 | 15 | 7 | 1.7783e-12 | 0 | Water | Porous | Wet | R245fa | MinimizeLCOE_Brownfield | IgnoreSilica | 9.922 | 7.5692 | 1.0109 | 4 | 11629.4371 | 19972.294 | 237.0818 | 407.1622 | 198.2861 | -3.8435e-07 | 96074851894.5755 | 2260524.7862 | 194221.0865 | 1634805.5481 | 2629366.2714 | 24077.0464 | 188924.0126 | 0 | 2703448.3129 | 7033817.9567 | 4800725.2859 | 21469910.3066 | 3144235.0165 | 22410181.7999 | 22410181.7999 | 1478867.319 | 9845793.7898 | 0 | 47024327.1229 | 80759170.0317 | 1778.2794 | 4.0436 | 11629.4371 | 19972.294 | 237.0818 | 407.1622
1 | 5800 | 707 | 0.035 | 15 | 15 | 7 | 2.3714e-12 | 0 | Water | Porous | Wet | R245fa | MinimizeLCOE_Brownfield | IgnoreSilica | 12.7742 | 9.8563 | 1.3183 | 4 | 9815.689 | 16213.2531 | 200.1061 | 330.5291 | 199.9091 | -3.9411e-07 | 110421962330.9994 | 2724211.5393 | 233644.8023 | 2019282.8497 | 3239965.5222 | 24077.0464 | 219364.9633 | 0 | 3299613.222 | 8584916.7599 | 5859382.091 | 26204458.796 | 3144235.0165 | 22410181.7999 | 22410181.7999 | 1478867.319 | 9845793.7898 | 0 | 51758875.6124 | 85493718.5212 | 2371.3737 | 5.2731 | 9815.689 | 16213.2531 | 200.1061 | 330.5291
1 | 5800 | 707 | 0.035 | 15 | 15 | 7 | 3.1623e-12 | 0 | Water | Porous | Wet | R245fa | MinimizeLCOE_Brownfield | IgnoreSilica | 16.6453 | 13.1363 | 1.7624 | 4 | 8176.4418 | 12961.7464 | 166.6878 | 264.2427 | 203.1608 | -4.1667e-07 | 100028369202.3402 | 3338309.1312 | 285703.9768 | 2540997.3378 | 3916727.3215 | 24077.0464 | 253957.4137 | 0 | 4040311.1687 | 10512060.8792 | 7174697.5513 | 32086841.8267 | 3144235.0165 | 22410181.7999 | 22410181.7999 | 1478867.319 | 9845793.7898 | 0 | 57641258.643 | 91376101.5518 | 3162.2777 | 7.0497 | 8176.4418 | 12961.7464 | 166.6878 | 264.2427
1 | 5800 | 707 | 0.035 | 15 | 15 | 7 | 4.217e-12 | 0 | Water | Porous | Wet | R245fa | MinimizeLCOE_Brownfield | IgnoreSilica | 21.6948 | 17.3058 | 2.325 | 4 | 7023.2255 | 10650.6491 | 143.178 | 217.1279 | 204.7144 | -4.2772e-07 | 100416543845.6141 | 4058424.2159 | 346528.7192 | 3167949.0892 | 4942606.2906 | 24077.0464 | 297981.0543 | 0 | 5006650.902 | 13026278.6418 | 8890702.8363 | 39761198.7957 | 3144235.0165 | 22410181.7999 | 22410181.7999 | 1478867.319 | 9845793.7898 | 0 | 65315615.612 | 99050458.5208 | 4216.965 | 9.2999 | 7023.2255 | 10650.6491 | 143.178 | 217.1279
1 | 5800 | 707 | 0.035 | 15 | 15 | 7 | 5.6234e-12 | 0 | Water | Porous | Wet | R245fa | MinimizeLCOE_Brownfield | IgnoreSilica | 28.3432 | 22.7985 | 3.0663 | 4 | 6120.448 | 8870.8864 | 124.7736 | 180.845 | 205.9273 | -4.3597e-07 | 100715709310.93 | 4935075.069 | 420288.0291 | 3949563.1037 | 6306408.3665 | 24077.0464 | 351161.1192 | 0 | 6234763.3662 | 16221575.353 | 11071558.4985 | 49514469.9515 | 3144235.0165 | 22410181.7999 | 22410181.7999 | 1478867.319 | 9845793.7898 | 0 | 75068886.7678 | 108803729.6766 | 5623.4133 | 12.2653 | 6120.448 | 8870.8864 | 124.7736 | 180.845
1 | 5800 | 707 | 0.035 | 15 | 15 | 7 | 7.4989e-12 | 0 | Water | Porous | Wet | R245fa | MinimizeLCOE_Brownfield | IgnoreSilica | 37.0863 | 30.0243 | 4.0416 | 4 | 5408.9929 | 7495.7224 | 110.2696 | 152.8104 | 206.8686 | -4.4208e-07 | 100919850004.3754 | 6001128.1082 | 509617.2136 | 4922694.1075 | 8108856.5026 | 24077.0464 | 415641.8156 | 0 | 7792985.7696 | 20275750.4113 | 13838616.2807 | 61889367.2555 | 3144235.0165 | 22410181.7999 | 22410181.7999 | 1478867.319 | 9845793.7898 | 0 | 87443784.0719 | 121178626.9807 | 7498.9421 | 16.1664 | 5408.9929 | 7495.7224 | 110.2696 | 152.8104
1 | 5800 | 707 | 0.035 | 15 | 15 | 7 | 1e-11 | 0 | Water | Porous | Wet | R245fa | MinimizeLCOE_Brownfield | IgnoreSilica | 48.4869 | 39.4472 | 5.3135 | 4 | 4847.0312 | 6434.2627 | 98.8133 | 131.1711 | 207.5863 | -4.4592e-07 | 100970912825.7187 | 7287022.7958 | 616937.6662 | 6124030.7359 | 10465348.7792 | 24077.0464 | 493080.5736 | 0 | 9754094.0628 | 25378151.9117 | 17321110.1486 | 77463853.7201 | 3144235.0165 | 22410181.7999 | 22410181.7999 | 1478867.319 | 9845793.7898 | 0 | 103018270.5365 | 136753113.4452 | 10000 | 21.2539 | 4847.0312 | 6434.2627 | 98.8133 | 131.1711
1 | 5800 | 707 | 0.035 | 15 | 15 | 7 | 1.3335e-11 | 0 | Water | Porous | Wet | R245fa | MinimizeLCOE_Brownfield | IgnoreSilica | 63.1032 | 51.5069 | 6.9412 | 4 | 4406.3493 | 5621.3656 | 89.8294 | 114.5991 | 208.0655 | -4.465e-07 | 100460488858.8764 | 8811483.784 | 743613.6368 | 7580821.8165 | 13504951.4857 | 24077.0464 | 584533.826 | 0 | 12187297.8222 | 31708848.9748 | 21641940.977 | 96787569.3693 | 3144235.0165 | 22410181.7999 | 22410181.7999 | 1478867.319 | 9845793.7898 | 0 | 122341986.1857 | 156076829.0944 | 13335.2143 | 27.7649 | 4406.3493 | 5621.3656 | 89.8294 | 114.5991
1 | 5800 | 707 | 0.035 | 15 | 15 | 7 | 1.7783e-11 | 0 | Water | Porous | Wet | R245fa | MinimizeLCOE_Brownfield | IgnoreSilica | 81.3588 | 66.4324 | 8.9536 | 4 | 4073.3333 | 5015.2694 | 83.0404 | 102.2431 | 208.12 | -4.4182e-07 | 98318692673.1781 | 10564232.8711 | 888602.8263 | 9292404.6058 | 17389494.7788 | 24077.0464 | 691549.2852 | 0 | 15151640.9513 | 39421461.7263 | 26905957.6582 | 120329421.7492 | 3144235.0165 | 22410181.7999 | 22410181.7999 | 1478867.319 | 9845793.7898 | 0 | 145883838.5656 | 179618681.4744 | 17782.7941 | 35.8144 | 4073.3333 | 5015.2694 | 83.0404 | 102.2431
1 | 5800 | 707 | 0.035 | 15 | 15 | 7 | 2.3714e-11 | 0 | Water | Porous | Wet | R245fa | MinimizeLCOE_Brownfield | IgnoreSilica | 103.1615 | 83.8026 | 11.2878 | 4 | 3849.4004 | 4596.5554 | 78.4752 | 93.707 | 207.3666 | -4.2807e-07 | 93317649892.2777 | 12468945.2752 | 1045450.9331 | 11190003.0209 | 22321775.0068 | 24077.0464 | 814771.4524 | 0 | 18667358.8666 | 48568638.569 | 33149093.809 | 148250113.9793 | 3144235.0165 | 22410181.7999 | 22410181.7999 | 1478867.319 | 9845793.7898 | 0 | 173804530.7957 | 207539373.7044 | 23713.7371 | 45.1511 | 3849.4004 | 4596.5554 | 78.4752 | 93.707
1 | 5800 | 707 | 0.035 | 15 | 15 | 7 | 3.1623e-11 | 0 | Water | Porous | Wet | R245fa | MinimizeLCOE_Brownfield | IgnoreSilica | 118.2381 | 95.3535 | 12.9363 | 4 | 3732.3437 | 4384.2839 | 76.0889 | 89.3796 | 206.3041 | -3.5747e-07 | 90400333965.2028 | 13673561.8708 | 1144323.3019 | 12407774.1991 | 26055737.0541 | 24077.0464 | 799500.9492 | 0 | 21100940.0243 | 54900317.5454 | 37470594.8135 | 167576826.8046 | 3144235.0165 | 22410181.7999 | 22410181.7999 | 1478867.319 | 9845793.7898 | 0 | 193131243.621 | 226866086.5298 | 31622.7766 | 51.7453 | 3732.3437 | 4384.2839 | 76.0889 | 89.3796
1 | 5800 | 707 | 0.035 | 15 | 15 | 7 | 4.217e-11 | 0 | Water | Porous | Wet | R245fa | MinimizeLCOE_Brownfield | IgnoreSilica | 121.7413 | 97.9563 | 13.4866 | 4 | 3654.5013 | 4279.8391 | 74.502 | 87.2503 | 205.9736 | -6.8738e-05 | 92774828413.2483 | 13939194.5978 | 1166099.9958 | 12677993.1422 | 26985805.7579 | 24077.0464 | 608642.1491 | 0 | 21606706.9488 | 56216219.3357 | 38368724.8244 | 171593463.7981 | 3144235.0165 | 22410181.7999 | 22410181.7999 | 1478867.319 | 9845793.7898 | 0 | 197147880.6145 | 230882723.5232 | 42169.6503 | 53.9466 | 3654.5013 | 4279.8391 | 74.502 | 87.2503
1 | 5800 | 707 | 0.035 | 15 | 15 | 7 | 5.6234e-11 | 0 | Water | Porous | Wet | R245fa | MinimizeLCOE_Brownfield | IgnoreSilica | 124.2091 | 99.7699 | 13.8953 | 4 | 3595.7362 | 4202.6835 | 73.3039 | 85.6774 | 205.7224 | -4.0011e-05 | 94727371767.1151 | 14123102.3223 | 1181170.4812 | 12865420.5769 | 27657810.1471 | 24077.0464 | 424349.3407 | 0 | 21947612.6667 | 57103186.0843 | 38974097.8557 | 174300826.5212 | 3144235.0165 | 22410181.7999 | 22410181.7999 | 1478867.319 | 9845793.7898 | 0 | 199855243.3376 | 233590086.2464 | 56234.1325 | 55.5812 | 3595.7362 | 4202.6835 | 73.3039 | 85.6774
1 | 5800 | 707 | 0.035 | 15 | 15 | 7 | 7.4989e-11 | 0 | Water | Porous | Wet | R245fa | MinimizeLCOE_Brownfield | IgnoreSilica | 125.6117 | 100.7899 | 14.1643 | 4 | 3550.4079 | 4145.8297 | 72.3799 | 84.5183 | 205.5686 | -1.6371e-05 | 96451118909.7733 | 14226129.9318 | 1189610.9245 | 12970541.6465 | 28048613.2585 | 24077.0464 | 236808.6586 | 0 | 22111354.7718 | 57529209.4538 | 39264867.5593 | 175601213.2512 | 3144235.0165 | 22410181.7999 | 22410181.7999 | 1478867.319 | 9845793.7898 | 0 | 201155630.0676 | 234890472.9764 | 74989.4209 | 56.657 | 3550.4079 | 4145.8297 | 72.3799 | 84.5183
1 | 5800 | 707 | 0.035 | 15 | 15 | 7 | 1e-10 | 0 | Water | Porous | Wet | R245fa | MinimizeLCOE_Brownfield | IgnoreSilica | 128.5937 | 102.9598 | 14.5559 | 4 | 3511.0086 | 4090.4113 | 71.5767 | 83.3886 | 205.2539 | 0.0011727 | 100968900536.2667 | 14444324.9352 | 1207481.0753 | 13193455.5174 | 28881408.1044 | 24077.0464 | 0 | 0 | 22522791.2047 | 58599682.6549 | 39995487.515 | 178868708.0534 | 3144235.0165 | 22410181.7999 | 22410181.7999 | 1478867.319 | 9845793.7898 | 0 | 204423124.8698 | 238157967.7785 | 100000 | 58.2235 | 3511.0086 | 4090.4113 | 71.5767 | 83.3886
1 | 5800 | 707 | 0.035 | 15 | 15 | 7 | 1.3335e-10 | 0 | Water | Porous | Wet | R245fa | MinimizeLCOE_Brownfield | IgnoreSilica | 137.9823 | 109.6741 | 15.5051 | 4 | 3503.3156 | 4047.2471 | 71.4198 | 82.5086 | 204.1944 | 0.41479 | 99535235057.6257 | 15111417.3132 | 1262009.9412 | 13877397.95 | 31625932.9428 | 24077.0464 | 0 | 0 | 24141325.7255 | 62810777.471 | 42869646.2564 | 191722584.6466 | 3144235.0165 | 22410181.7999 | 22410181.7999 | 1478867.319 | 9845793.7898 | 0 | 217277001.463 | 251011844.3717 | 133352.1432 | 62.0204 | 3503.3156 | 4047.2471 | 71.4198 | 82.5086
1 | 5800 | 707 | 0.035 | 15 | 15 | 7 | 1.7783e-10 | 0 | Water | Porous | Wet | R245fa | MinimizeLCOE_Brownfield | IgnoreSilica | 137.9091 | 109.6162 | 15.4969 | 4 | 3503.7155 | 4047.9342 | 71.428 | 82.5226 | 204.1948 | 1.3628 | 99531499017.5218 | 15105716.9782 | 1261543.7826 | 13871539.4225 | 31608945.4156 | 24077.0464 | 0 | 0 | 24130010.8317 | 62781338.4383 | 42849553.5116 | 191632725.427 | 3144235.0165 | 22410181.7999 | 22410181.7999 | 1478867.319 | 9845793.7898 | 0 | 217187142.2433 | 250921985.1521 | 177827.941 | 61.9877 | 3503.7155 | 4047.9342 | 71.428 | 82.5226
1 | 5800 | 707 | 0.035 | 15 | 15 | 7 | 2.3714e-10 | 0 | Water | Porous | Wet | R245fa | MinimizeLCOE_Brownfield | IgnoreSilica | 137.8165 | 109.549 | 15.4874 | 4 | 3503.8425 | 4048.3951 | 71.4306 | 82.532 | 204.2033 | 2.0746 | 99529842106.9267 | 15099095.385 | 1261002.9009 | 13864733.6889 | 31582452.2737 | 24077.0464 | 0 | 0 | 24114230.905 | 62740282.3059 | 42821531.8577 | 191507406.3635 | 3144235.0165 | 22410181.7999 | 22410181.7999 | 1478867.319 | 9845793.7898 | 0 | 217061823.1799 | 250796666.0886 | 237137.3706 | 61.9497 | 3503.8425 | 4048.3951 | 71.4306 | 82.532
1 | 5800 | 707 | 0.035 | 15 | 15 | 7 | 3.1623e-10 | 0 | Water | Porous | Wet | R245fa | MinimizeLCOE_Brownfield | IgnoreSilica | 137.8165 | 109.5503 | 15.4876 | 4 | 3503.7588 | 4048.3047 | 71.4289 | 82.5302 | 204.205 | 2.6021 | 99525568667.5363 | 15099226.7103 | 1261013.7775 | 13864868.4954 | 31581351.7394 | 24077.0464 | 0 | 0 | 24113909.7299 | 62739446.6741 | 42820961.5218 | 191504855.6946 | 3144235.0165 | 22410181.7999 | 22410181.7999 | 1478867.319 | 9845793.7898 | 0 | 217059272.5109 | 250794115.4197 | 316227.766 | 61.9504 | 3503.7588 | 4048.3047 | 71.4289 | 82.5302
1 | 5800 | 707 | 0.035 | 15 | 15 | 7 | 4.217e-10 | 0 | Water | Porous | Wet | R245fa | MinimizeLCOE_Brownfield | IgnoreSilica | 137.7971 | 109.5376 | 15.4858 | 4 | 3503.6965 | 4048.3056 | 71.4276 | 82.5302 | 204.2087 | 2.9989 | 99529401106.5015 | 15097975.5815 | 1260911.7376 | 13863582.4327 | 31574619.6706 | 24077.0464 | 0 | 0 | 24110254.9228 | 62729937.6157 | 42814471.3941 | 191475830.4012 | 3144235.0165 | 22410181.7999 | 22410181.7999 | 1478867.319 | 9845793.7898 | 0 | 217030247.2176 | 250765090.1264 | 421696.5034 | 61.9432 | 3503.6965 | 4048.3056 | 71.4276 | 82.5302
1 | 5800 | 707 | 0.035 | 15 | 15 | 7 | 5.6234e-10 | 0 | Water | Porous | Wet | R245fa | MinimizeLCOE_Brownfield | IgnoreSilica | 137.7971 | 109.5384 | 15.4859 | 4 | 3503.65 | 4048.2555 | 71.4266 | 82.5292 | 204.2097 | 3.2955 | 99526954615.4165 | 15098048.4132 | 1260917.7696 | 13863657.1945 | 31574009.5704 | 24077.0464 | 0 | 0 | 24110076.8977 | 62729474.431 | 42814155.2609 | 191474416.5836 | 3144235.0165 | 22410181.7999 | 22410181.7999 | 1478867.319 | 9845793.7898 | 0 | 217028833.4 | 250763676.3088 | 562341.3252 | 61.9436 | 3503.65 | 4048.2555 | 71.4266 | 82.5292
1 | 5800 | 707 | 0.035 | 15 | 15 | 7 | 7.4989e-10 | 0 | Water | Porous | Wet | R245fa | MinimizeLCOE_Brownfield | IgnoreSilica | 137.7971 | 109.5389 | 15.486 | 4 | 3503.6153 | 4048.218 | 71.4259 | 82.5284 | 204.2104 | 3.5179 | 99525109025.5271 | 15098102.7759 | 1260922.272 | 13863712.9978 | 31573554.2106 | 24077.0464 | 0 | 0 | 24109944.0281 | 62729128.7315 | 42813919.314 | 191473361.3763 | 3144235.0165 | 22410181.7999 | 22410181.7999 | 1478867.319 | 9845793.7898 | 0 | 217027778.1927 | 250762621.1014 | 749894.2093 | 61.944 | 3503.6153 | 4048.218 | 71.4259 | 82.5284
1 | 5800 | 707 | 0.035 | 15 | 15 | 7 | 1e-09 | 0 | Water | Porous | Wet | R245fa | MinimizeLCOE_Brownfield | IgnoreSilica | 137.7971 | 109.5393 | 15.486 | 4 | 3503.5894 | 4048.1901 | 71.4254 | 82.5278 | 204.2109 | 3.6847 | 99523719049.1515 | 15098143.3999 | 1260925.6366 | 13863754.6983 | 31573213.947 | 24077.0464 | 0 | 0 | 24109844.7439 | 62728870.4146 | 42813743.0073 | 191472572.8939 | 3144235.0165 | 22410181.7999 | 22410181.7999 | 1478867.319 | 9845793.7898 | 0 | 217026989.7103 | 250761832.6191 | 1000000 | 61.9442 | 3503.5894 | 4048.1901 | 71.4254 | 82.5278
1 | 5800 | 707 | 0.035 | 15 | 15 | 7 | 1.3335e-09 | 0 | Water | Porous | Wet | R245fa | MinimizeLCOE_Brownfield | IgnoreSilica | 137.7971 | 109.5397 | 15.4861 | 4 | 3503.5701 | 4048.1692 | 71.425 | 82.5274 | 204.2114 | 3.8098 | 99522672831.9972 | 15098173.7835 | 1260928.153 | 13863785.8871 | 31572959.4644 | 24077.0464 | 0 | 0 | 24109770.4904 | 62728677.2221 | 42813611.1495 | 191471983.1964 | 3144235.0165 | 22410181.7999 | 22410181.7999 | 1478867.319 | 9845793.7898 | 0 | 217026400.0128 | 250761242.9215 | 1333521.4322 | 61.9444 | 3503.5701 | 4048.1692 | 71.425 | 82.5274
1 | 5800 | 707 | 0.035 | 15 | 15 | 7 | 1.7783e-09 | 0 | Water | Porous | Wet | R245fa | MinimizeLCOE_Brownfield | IgnoreSilica | 137.7776 | 109.5262 | 15.4842 | 4 | 3503.5556 | 4048.2216 | 71.4247 | 82.5285 | 204.214 | 3.9047 | 99528965552.0441 | 15096847.6838 | 1260819.9038 | 13862422.8774 | 31566855.93 | 24077.0464 | 0 | 0 | 24106299.1421 | 62719645.486 | 42807446.804 | 191444414.8735 | 3144235.0165 | 22410181.7999 | 22410181.7999 | 1478867.319 | 9845793.7898 | 0 | 216998831.6898 | 250733674.5986 | 1778279.41 | 61.9367 | 3503.5556 | 4048.2216 | 71.4247 | 82.5285
1 | 5800 | 707 | 0.035 | 15 | 15 | 7 | 2.3714e-09 | 0 | Water | Porous | Wet | R245fa | MinimizeLCOE_Brownfield | IgnoreSilica | 137.7823 | 109.5296 | 15.4847 | 4 | 3503.5447 | 4048.1937 | 71.4245 | 82.5279 | 204.2137 | 3.9748 | 99526690030.2747 | 15097185.8824 | 1260847.5376 | 13862770.458 | 31568121.0732 | 24077.0464 | 0 | 0 | 24107070.7791 | 62721653.127 | 42808817.0603 | 191450542.9641 | 3144235.0165 | 22410181.7999 | 22410181.7999 | 1478867.319 | 9845793.7898 | 0 | 217004959.7805 | 250739802.6892 | 2371373.7057 | 61.9387 | 3503.5447 | 4048.1937 | 71.4245 | 82.5279
1 | 5800 | 707 | 0.035 | 15 | 15 | 7 | 3.1623e-09 | 0 | Water | Porous | Wet | R245fa | MinimizeLCOE_Brownfield | IgnoreSilica | 137.7823 | 109.5298 | 15.4847 | 4 | 3503.5366 | 4048.1849 | 71.4243 | 82.5277 | 204.2138 | 4.0276 | 99526246811.026 | 15097198.6415 | 1260848.5944 | 13862783.5552 | 31568014.2308 | 24077.0464 | 0 | 0 | 24107039.6066 | 62721572.0227 | 42808761.7049 | 191450295.4025 | 3144235.0165 | 22410181.7999 | 22410181.7999 | 1478867.319 | 9845793.7898 | 0 | 217004712.2189 | 250739555.1276 | 3162277.6602 | 61.9388 | 3503.5366 | 4048.1849 | 71.4243 | 82.5277
1 | 5800 | 707 | 0.035 | 15 | 15 | 7 | 4.217e-09 | 0 | Water | Porous | Wet | R245fa | MinimizeLCOE_Brownfield | IgnoreSilica | 137.7823 | 109.5299 | 15.4847 | 4 | 3503.5305 | 4048.1783 | 71.4242 | 82.5276 | 204.214 | 4.0671 | 99525913926.3094 | 15097208.2015 | 1260849.3862 | 13862793.3684 | 31567934.1781 | 24077.0464 | 0 | 0 | 24107016.2504 | 62721511.2547 | 42808720.2295 | 191450109.9152 | 3144235.0165 | 22410181.7999 | 22410181.7999 | 1478867.319 | 9845793.7898 | 0 | 217004526.7316 | 250739369.6403 | 4216965.0343 | 61.9388 | 3503.5305 | 4048.1783 | 71.4242 | 82.5276
1 | 5800 | 707 | 0.035 | 15 | 15 | 7 | 5.6234e-09 | 0 | Water | Porous | Wet | R245fa | MinimizeLCOE_Brownfield | IgnoreSilica | 137.7823 | 109.5299 | 15.4847 | 4 | 3503.5259 | 4048.1734 | 71.4241 | 82.5275 | 204.2141 | 4.0968 | 99525664101.1754 | 15097215.366 | 1260849.9795 | 13862800.7227 | 31567874.1852 | 24077.0464 | 0 | 0 | 24106998.7469 | 62721465.7141 | 42808689.1471 | 191449970.908 | 3144235.0165 | 22410181.7999 | 22410181.7999 | 1478867.319 | 9845793.7898 | 0 | 217004387.7244 | 250739230.6331 | 5623413.2519 | 61.9389 | 3503.5259 | 4048.1734 | 71.4241 | 82.5275
1 | 5800 | 707 | 0.035 | 15 | 15 | 7 | 7.4989e-09 | 0 | Water | Porous | Wet | R245fa | MinimizeLCOE_Brownfield | IgnoreSilica | 137.7823 | 109.53 | 15.4847 | 4 | 3503.5225 | 4048.1697 | 71.424 | 82.5274 | 204.2141 | 4.119 | 99525476721.0712 | 15097220.7361 | 1260850.4243 | 13862806.2351 | 31567829.2183 | 24077.0464 | 0 | 0 | 24106985.6274 | 62721431.5799 | 42808665.8498 | 191449866.7172 | 3144235.0165 | 22410181.7999 | 22410181.7999 | 1478867.319 | 9845793.7898 | 0 | 217004283.5336 | 250739126.4424 | 7498942.0933 | 61.9389 | 3503.5225 | 4048.1697 | 71.424 | 82.5274
1 | 5800 | 707 | 0.035 | 15 | 15 | 7 | 1e-08 | 0 | Water | Porous | Wet | R245fa | MinimizeLCOE_Brownfield | IgnoreSilica | 137.7823 | 109.53 | 15.4847 | 4 | 3503.5199 | 4048.1669 | 71.424 | 82.5274 | 204.2142 | 4.1357 | 99525336166.024 | 15097224.7616 | 1260850.7577 | 13862810.3673 | 31567795.5099 | 24077.0464 | 0 | 0 | 24106975.7927 | 62721405.992 | 42808648.3856 | 191449788.6132 | 3144235.0165 | 22410181.7999 | 22410181.7999 | 1478867.319 | 9845793.7898 | 0 | 217004205.4296 | 250739048.3383 | 10000000 | 61.9389 | 3503.5199 | 4048.1669 | 71.424 | 82.5274
1 | 5900 | 707 | 0.035 | 15 | 15 | 7 | 1e-13 | 0 | Water | Porous | Wet | R245fa | MinimizeLCOE_Brownfield | IgnoreSilica | 0.95376 | 0.25713 | 0.01367 | 4 | 501846.5676 | 1132779.658 | 10230.8211 | 23093.2455 | 125.9476 | -5.8117e-05 | 33434030145.1503 | 154971.5911 | 6236.1124 | 114860.5796 | 72896.8545 | 24077.0464 | 59732.4029 | 0 | 168782.0889 | 439136.3734 | 299719.5982 | 1340412.6474 | 3144235.0165 | 22956191.5802 | 22956191.5802 | 1478867.319 | 10064197.702 | 0 | 27440839.2441 | 61940095.8453 | 100 | 0.05468 | 501846.5676 | 1132779.658 | 10230.8211 | 23093.2455
1 | 5900 | 707 | 0.035 | 15 | 15 | 7 | 1.3335e-13 | 0 | Water | Porous | Wet | R245fa | MinimizeLCOE_Brownfield | IgnoreSilica | 1.251 | 0.41764 | 0.030042 | 4 | 232732.5468 | 519823.6763 | 4744.5678 | 10597.3088 | 141.0146 | -6.606e-05 | 47727086636.8644 | 232815.42 | 10387.6508 | 167661.4494 | 99985.2443 | 24077.0464 | 67752.5606 | 0 | 235044.9549 | 611538.7582 | 417387.7683 | 1866650.8528 | 3144235.0165 | 22956191.5802 | 22956191.5802 | 1478867.319 | 10064197.702 | 0 | 27967077.4495 | 62466334.0507 | 133.3521 | 0.12017 | 232732.5468 | 519823.6763 | 4744.5678 | 10597.3088
1 | 5900 | 707 | 0.035 | 15 | 15 | 7 | 1.7783e-13 | 0 | Water | Porous | Wet | R245fa | MinimizeLCOE_Brownfield | IgnoreSilica | 1.6215 | 0.64082 | 0.05563 | 4 | 128727.9864 | 283767.604 | 2624.2941 | 5784.9864 | 153.9643 | -7.3697e-05 | 60868928205.1722 | 331672.4013 | 16289.9965 | 234138.6924 | 139211.4021 | 24077.0464 | 75980.9876 | 0 | 320334.5052 | 833444.673 | 568843.1149 | 2543992.8193 | 3144235.0165 | 22956191.5802 | 22956191.5802 | 1478867.319 | 10064197.702 | 0 | 28644419.416 | 63143676.0172 | 177.8279 | 0.22252 | 128727.9864 | 283767.604 | 2624.2941 | 5784.9864
1 | 5900 | 707 | 0.035 | 15 | 15 | 7 | 2.3714e-13 | 0 | Water | Porous | Wet | R245fa | MinimizeLCOE_Brownfield | IgnoreSilica | 2.0819 | 0.94056 | 0.093218 | 4 | 79123.5043 | 171646.3875 | 1613.0397 | 3499.2438 | 164.8531 | -8.0573e-05 | 72881373161.753 | 454220.1717 | 24477.3011 | 315854.4711 | 195490.5219 | 24077.0464 | 84456.1793 | 0 | 428444.5197 | 1114724.7541 | 760822.55 | 3402567.5153 | 3144235.0165 | 22956191.5802 | 22956191.5802 | 1478867.319 | 10064197.702 | 0 | 29502994.112 | 64002250.7132 | 237.1374 | 0.37287 | 79123.5043 | 171646.3875 | 1613.0397 | 3499.2438
1 | 5900 | 707 | 0.035 | 15 | 15 | 7 | 3.1623e-13 | 0 | Water | Porous | Wet | R245fa | MinimizeLCOE_Brownfield | IgnoreSilica | 2.6887 | 1.355 | 0.14951 | 4 | 51256.1037 | 108942.4459 | 1044.925 | 2220.9391 | 174.3281 | -8.8652e-05 | 85074562859.0641 | 613654.8417 | 36761.5206 | 419687.713 | 280786.0102 | 24077.0464 | 95119.9836 | 0 | 573333.975 | 1491697.396 | 1018114.1241 | 4553232.6105 | 3144235.0165 | 22956191.5802 | 22956191.5802 | 1478867.319 | 10064197.702 | 0 | 30653659.2073 | 65152915.8084 | 316.2278 | 0.59805 | 51256.1037 | 108942.4459 | 1044.925 | 2220.9391
1 | 5900 | 707 | 0.035 | 15 | 15 | 7 | 4.217e-13 | 0 | Water | Porous | Wet | R245fa | MinimizeLCOE_Brownfield | IgnoreSilica | 3.0908 | 1.5549 | 0.20337 | 4 | 38646.0168 | 81055.5533 | 787.8513 | 1652.4271 | 178.8125 | -7.2319e-05 | 516899707183.7867 | 740608.8293 | 62340.4548 | 461045.3235 | 348100.4501 | 24077.0464 | 87059.9265 | 0 | 672060.4919 | 1748563.5414 | 1193430.5464 | 5337286.6101 | 3144235.0165 | 22956191.5802 | 22956191.5802 | 1478867.319 | 10064197.702 | 0 | 31437713.2068 | 65936969.808 | 421.6965 | 0.81348 | 38646.0168 | 81055.5533 | 787.8513 | 1652.4271
1 | 5900 | 707 | 0.035 | 15 | 15 | 7 | 5.6234e-13 | 0 | Water | Porous | Wet | R245fa | MinimizeLCOE_Brownfield | IgnoreSilica | 3.8459 | 2.6651 | 0.35127 | 4 | 26602.0545 | 51154.9899 | 542.3189 | 1042.8637 | 184.9363 | -9.8922e-05 | 100118875182.7698 | 1085226.736 | 96048.8627 | 709111.682 | 1614268.0198 | 24077.0464 | 112571.365 | 0 | 1420108.4477 | 3694830.8765 | 2521797.9944 | 11278041.0305 | 3144235.0165 | 22956191.5802 | 22956191.5802 | 1478867.319 | 10064197.702 | 0 | 37378467.6272 | 71877724.2284 | 562.3413 | 1.4051 | 26602.0545 | 51154.9899 | 542.3189 | 1042.8637
1 | 5900 | 707 | 0.035 | 15 | 15 | 7 | 7.4989e-13 | 0 | Water | Porous | Wet | R245fa | MinimizeLCOE_Brownfield | IgnoreSilica | 4.8742 | 3.5176 | 0.46643 | 4 | 20960.0761 | 39451.1171 | 427.2995 | 804.2644 | 190.4586 | -3.3885e-07 | 98320041237.8323 | 1317072.7354 | 113565.9025 | 885568.5043 | 1731794.1143 | 24077.0464 | 126925.0211 | 0 | 1637611.2964 | 4260728.6729 | 2908034.8684 | 13005378.1616 | 3144235.0165 | 22956191.5802 | 22956191.5802 | 1478867.319 | 10064197.702 | 0 | 39105804.7584 | 73605061.3596 | 749.8942 | 1.8657 | 20960.0761 | 39451.1171 | 427.2995 | 804.2644
1 | 5900 | 707 | 0.035 | 15 | 15 | 7 | 1e-12 | 0 | Water | Porous | Wet | R245fa | MinimizeLCOE_Brownfield | IgnoreSilica | 6.1849 | 4.6098 | 0.61405 | 4 | 16701.0452 | 30746.7969 | 340.4734 | 626.815 | 194.9844 | -3.637e-07 | 99671433180.4081 | 1593287.3489 | 137250.2135 | 1099445.3861 | 1820275.5405 | 24077.0464 | 143086.2996 | 0 | 1878794.5156 | 4888237.9359 | 3336322.8345 | 14920777.1209 | 3144235.0165 | 22956191.5802 | 22956191.5802 | 1478867.319 | 10064197.702 | 0 | 41021203.7176 | 75520460.3188 | 1000 | 2.4562 | 16701.0452 | 30746.7969 | 340.4734 | 626.815
1 | 5900 | 707 | 0.035 | 15 | 15 | 7 | 1.3335e-12 | 0 | Water | Porous | Wet | R245fa | MinimizeLCOE_Brownfield | IgnoreSilica | 7.9124 | 6.0534 | 0.80894 | 4 | 13551.5489 | 24213.4441 | 276.2667 | 493.6238 | 198.6928 | -3.8796e-07 | 100209035610.4144 | 1930650.3782 | 166094.7264 | 1367171.4629 | 2079095.5232 | 24077.0464 | 163483.0123 | 0 | 2234923.1383 | 5814811.56 | 3968728.3722 | 17749035.2199 | 3144235.0165 | 22956191.5802 | 22956191.5802 | 1478867.319 | 10064197.702 | 0 | 43849461.8166 | 78348718.4178 | 1333.5214 | 3.2358 | 13551.5489 | 24213.4441 | 276.2667 | 493.6238
1 | 5900 | 707 | 0.035 | 15 | 15 | 7 | 1.7783e-12 | 0 | Water | Porous | Wet | R245fa | MinimizeLCOE_Brownfield | IgnoreSilica | 10.1406 | 7.9015 | 1.0585 | 4 | 11231.4674 | 19379.7176 | 228.9687 | 395.0818 | 201.3196 | -4.0479e-07 | 98542277648.2115 | 2330173.1908 | 200161.0795 | 1691963.1284 | 2492407.1786 | 24077.0464 | 187679.5746 | 0 | 2701319.8673 | 7028280.1779 | 4796945.6381 | 21453006.8816 | 3144235.0165 | 22956191.5802 | 22956191.5802 | 1478867.319 | 10064197.702 | 0 | 47553433.4783 | 82052690.0795 | 1778.2794 | 4.2339 | 11231.4674 | 19379.7176 | 228.9687 | 395.0818
1 | 5900 | 707 | 0.035 | 15 | 15 | 7 | 2.3714e-12 | 0 | Water | Porous | Wet | R245fa | MinimizeLCOE_Brownfield | IgnoreSilica | 13.0689 | 10.3427 | 1.3884 | 4 | 9414.7779 | 15626.6424 | 191.933 | 318.5702 | 203.564 | -4.1962e-07 | 125412277347.3206 | 2818616.2896 | 241672.1974 | 2098603.4748 | 3055212.4419 | 24077.0464 | 216750.87 | 0 | 3297423.6048 | 8579219.8252 | 5855493.816 | 26187069.5662 | 3144235.0165 | 22956191.5802 | 22956191.5802 | 1478867.319 | 10064197.702 | 0 | 52287496.1629 | 86786752.7641 | 2371.3737 | 5.5538 | 9414.7779 | 15626.6424 | 191.933 | 318.5702
1 | 5900 | 707 | 0.035 | 15 | 15 | 7 | 3.1623e-12 | 0 | Water | Porous | Wet | R245fa | MinimizeLCOE_Brownfield | IgnoreSilica | 17.0131 | 13.7204 | 1.8463 | 4 | 7901.4967 | 12572.87 | 161.0827 | 256.315 | 206.3046 | -4.4085e-07 | 102950855724.9759 | 3442763.4163 | 294556.6193 | 2630975.4169 | 3769712.7092 | 24077.0464 | 251687.8297 | 0 | 4061371.4847 | 10566855.5014 | 7212096.0069 | 32254096.0307 | 3144235.0165 | 22956191.5802 | 22956191.5802 | 1478867.319 | 10064197.702 | 0 | 58354522.6275 | 92853779.2287 | 3162.2777 | 7.3852 | 7901.4967 | 12572.87 | 161.0827 | 256.315
1 | 5900 | 707 | 0.035 | 15 | 15 | 7 | 4.217e-12 | 0 | Water | Porous | Wet | R245fa | MinimizeLCOE_Brownfield | IgnoreSilica | 22.148 | 18.0533 | 2.4329 | 4 | 6789.5979 | 10334.7257 | 138.4151 | 210.6874 | 207.8656 | -4.5223e-07 | 103371379894.8722 | 4181978.4486 | 356966.0966 | 3276942.9882 | 4771247.2185 | 24077.0464 | 294496.3914 | 0 | 5033226.194 | 13095422.1001 | 8937894.6673 | 39972251.1511 | 3144235.0165 | 22956191.5802 | 22956191.5802 | 1478867.319 | 10064197.702 | 0 | 66072677.7478 | 100571934.349 | 4216.965 | 9.7315 | 6789.5979 | 10334.7257 | 138.4151 | 210.6874
1 | 5900 | 707 | 0.035 | 15 | 15 | 7 | 5.6234e-12 | 0 | Water | Porous | Wet | R245fa | MinimizeLCOE_Brownfield | IgnoreSilica | 28.9279 | 23.7774 | 3.2077 | 4 | 5914.9156 | 8603.6654 | 120.5836 | 175.3974 | 209.0894 | -4.613e-07 | 103678452269.7873 | 5084632.476 | 432869.1602 | 4084656.0164 | 6103735.1436 | 24077.0464 | 346741.6057 | 0 | 6269917.4648 | 16313039.1064 | 11133984.3896 | 49793652.4088 | 3144235.0165 | 22956191.5802 | 22956191.5802 | 1478867.319 | 10064197.702 | 0 | 75894079.0056 | 110393335.6067 | 5623.4133 | 12.831 | 5914.9156 | 8603.6654 | 120.5836 | 175.3974
1 | 5900 | 707 | 0.035 | 15 | 15 | 7 | 7.4989e-12 | 0 | Water | Porous | Wet | R245fa | MinimizeLCOE_Brownfield | IgnoreSilica | 37.8562 | 31.3181 | 4.2284 | 4 | 5223.9663 | 7263.7053 | 106.4976 | 148.0805 | 210.0403 | -4.6838e-07 | 103877607718.0129 | 6183872.709 | 524926.6473 | 5091674.1481 | 7865245.0484 | 24077.0464 | 410419.4443 | 0 | 7839083.867 | 20395688.2047 | 13920476.2892 | 62255463.4044 | 3144235.0165 | 22956191.5802 | 22956191.5802 | 1478867.319 | 10064197.702 | 0 | 88355890.0011 | 122855146.6023 | 7498.9421 | 16.9136 | 5223.9663 | 7263.7053 | 106.4976 | 148.0805
1 | 5900 | 707 | 0.035 | 15 | 15 | 7 | 1e-11 | 0 | Water | Porous | Wet | R245fa | MinimizeLCOE_Brownfield | IgnoreSilica | 49.4421 | 41.1036 | 5.5534 | 4 | 4679.4142 | 6232.4745 | 95.3962 | 127.0574 | 210.7607 | -4.7215e-07 | 103929982980.7007 | 7503537.3734 | 634977.0764 | 6328904.1592 | 10156726.8545 | 24077.0464 | 485916.1417 | 0 | 9802314.0741 | 25503610.4897 | 17406738.206 | 77846801.4214 | 3144235.0165 | 22956191.5802 | 22956191.5802 | 1478867.319 | 10064197.702 | 0 | 103947228.0181 | 138446484.6193 | 10000 | 22.2137 | 4679.4142 | 6232.4745 | 95.3962 | 127.0574
1 | 5900 | 707 | 0.035 | 15 | 15 | 7 | 1.3335e-11 | 0 | Water | Porous | Wet | R245fa | MinimizeLCOE_Brownfield | IgnoreSilica | 64.3212 | 53.645 | 7.251 | 4 | 4251.2388 | 5440.6964 | 86.6673 | 110.916 | 211.2328 | -4.7296e-07 | 103328641389.0042 | 9070615.0418 | 765100.8985 | 7831541.9577 | 13116474.9911 | 24077.0464 | 575903.5329 | 0 | 12239648.2527 | 31845054.0564 | 21734903.7439 | 97203319.5213 | 3144235.0165 | 22956191.5802 | 22956191.5802 | 1478867.319 | 10064197.702 | 0 | 123303746.1181 | 157803002.7193 | 13335.2143 | 29.0042 | 4251.2388 | 5440.6964 | 86.6673 | 110.916
1 | 5900 | 707 | 0.035 | 15 | 15 | 7 | 1.7783e-11 | 0 | Water | Porous | Wet | R245fa | MinimizeLCOE_Brownfield | IgnoreSilica | 82.8326 | 69.0911 | 9.3396 | 4 | 3928.0115 | 4851.4796 | 80.0778 | 98.904 | 211.2484 | -4.6754e-07 | 100960778873.3005 | 10864158.1033 | 913365.1462 | 9588747.2827 | 16880635.2677 | 24077.0464 | 680835.1804 | 0 | 15191209.0304 | 39524409.7517 | 26976221.8009 | 120643658.6097 | 3144235.0165 | 22956191.5802 | 22956191.5802 | 1478867.319 | 10064197.702 | 0 | 146744085.2064 | 181243341.8076 | 17782.7941 | 37.3584 | 3928.0115 | 4851.4796 | 80.0778 | 98.904
1 | 5900 | 707 | 0.035 | 15 | 15 | 7 | 2.3714e-11 | 0 | Water | Porous | Wet | R245fa | MinimizeLCOE_Brownfield | IgnoreSilica | 104.8502 | 86.9612 | 11.7474 | 4 | 3709.3998 | 4443.5885 | 75.6211 | 90.5886 | 210.4125 | -4.52e-07 | 95587248145.3145 | 12802804.0276 | 1072925.8094 | 11526161.0995 | 21621873.2491 | 24077.0464 | 801933.6262 | 0 | 18661412.1947 | 48553166.5486 | 33138533.8372 | 148202887.4386 | 3144235.0165 | 22956191.5802 | 22956191.5802 | 1478867.319 | 10064197.702 | 0 | 174303314.0353 | 208802570.6365 | 23713.7371 | 46.9896 | 3709.3998 | 4443.5885 | 75.6211 | 90.5886
1 | 5900 | 707 | 0.035 | 15 | 15 | 7 | 3.1623e-11 | 0 | Water | Porous | Wet | R245fa | MinimizeLCOE_Brownfield | IgnoreSilica | 121.9239 | 100.229 | 13.6093 | 4 | 3594.3518 | 4228.0938 | 73.2757 | 86.1954 | 209.1089 | -3.863e-07 | 91250537353.5413 | 14169584.8414 | 1185051.3649 | 12912756.1871 | 25640501.5357 | 24077.0464 | 815460.2004 | 0 | 21351498.1586 | 55552218.4142 | 37915530.5516 | 169566678.3003 | 3144235.0165 | 22956191.5802 | 22956191.5802 | 1478867.319 | 10064197.702 | 0 | 195667104.897 | 230166361.4982 | 31622.7766 | 54.4374 | 3594.3518 | 4228.0938 | 73.2757 | 86.1954
1 | 5900 | 707 | 0.035 | 15 | 15 | 7 | 4.217e-11 | 0 | Water | Porous | Wet | R245fa | MinimizeLCOE_Brownfield | IgnoreSilica | 125.5922 | 102.979 | 14.1838 | 4 | 3520.7223 | 4128.7981 | 71.7747 | 84.1711 | 208.731 | -7.3728e-05 | 93491847552.4141 | 14446328.3793 | 1207719.1605 | 13195421.6636 | 26568596.3117 | 24077.0464 | 623062.8477 | 0 | 21865430.1095 | 56889363.9286 | 38828159.8408 | 173648159.288 | 3144235.0165 | 22956191.5802 | 22956191.5802 | 1478867.319 | 10064197.702 | 0 | 199748585.8847 | 234247842.4859 | 42169.6503 | 56.7351 | 3520.7223 | 4128.7981 | 71.7747 | 84.1711
1 | 5900 | 707 | 0.035 | 15 | 15 | 7 | 5.6234e-11 | 0 | Water | Porous | Wet | R245fa | MinimizeLCOE_Brownfield | IgnoreSilica | 128.1797 | 104.8952 | 14.6099 | 4 | 3465.1624 | 4055.5039 | 70.642 | 82.6769 | 208.4442 | -4.3446e-05 | 95350091182.9772 | 14637931.9372 | 1223406.5263 | 13391486.8811 | 27239838.6082 | 24077.0464 | 437553.5034 | 0 | 22212174.856 | 57791522.6318 | 39443901.6932 | 176401893.6836 | 3144235.0165 | 22956191.5802 | 22956191.5802 | 1478867.319 | 10064197.702 | 0 | 202502320.2803 | 237001576.8815 | 56234.1325 | 58.4395 | 3465.1624 | 4055.5039 | 70.642 | 82.6769
1 | 5900 | 707 | 0.035 | 15 | 15 | 7 | 7.4989e-11 | 0 | Water | Porous | Wet | R245fa | MinimizeLCOE_Brownfield | IgnoreSilica | 129.6996 | 106.0083 | 14.8942 | 4 | 3422.3643 | 4001.4346 | 69.7695 | 81.5747 | 208.2636 | -1.8526e-05 | 97005998939.5945 | 14748775.5825 | 1232479.2742 | 13505045.0298 | 27642938.5292 | 24077.0464 | 250348.0608 | 0 | 22387428.7739 | 58247497.3767 | 39755113.826 | 177793703.4995 | 3144235.0165 | 22956191.5802 | 22956191.5802 | 1478867.319 | 10064197.702 | 0 | 203894130.0962 | 238393386.6974 | 74989.4209 | 59.577 | 3422.3643 | 4001.4346 | 69.7695 | 81.5747
1 | 5900 | 707 | 0.035 | 15 | 15 | 7 | 1e-10 | 0 | Water | Porous | Wet | R245fa | MinimizeLCOE_Brownfield | IgnoreSilica | 131.7459 | 107.5054 | 15.1985 | 4 | 3384.8159 | 3952.2934 | 69.0041 | 80.5728 | 208.0248 | 0.00057099 | 99796855112.4253 | 14897353.0135 | 1244637.7789 | 13657412.9648 | 28187994.4879 | 24077.0464 | 0 | 0 | 22624475.3636 | 58864243.9781 | 40176056.0543 | 179676250.6875 | 3144235.0165 | 22956191.5802 | 22956191.5802 | 1478867.319 | 10064197.702 | 0 | 205776677.2842 | 240275933.8854 | 100000 | 60.7941 | 3384.8159 | 3952.2934 | 69.0041 | 80.5728
1 | 5900 | 707 | 0.035 | 15 | 15 | 7 | 1.3335e-10 | 0 | Water | Porous | Wet | R245fa | MinimizeLCOE_Brownfield | IgnoreSilica | 142.9445 | 115.562 | 16.3375 | 4 | 3375.2114 | 3903.1264 | 68.8082 | 79.5705 | 206.663 | 0.26186 | 99686533107.7879 | 15687113.687 | 1309132.655 | 14470270.204 | 31297197.1875 | 24077.0464 | 0 | 0 | 24487238.4041 | 63710771.3043 | 43483910.5406 | 194469711.0289 | 3144235.0165 | 22956191.5802 | 22956191.5802 | 1478867.319 | 10064197.702 | 0 | 220570137.6256 | 255069394.2268 | 133352.1432 | 65.35 | 3375.2114 | 3903.1264 | 68.8082 | 79.5705
1 | 5900 | 707 | 0.035 | 15 | 15 | 7 | 1.7783e-10 | 0 | Water | Porous | Wet | R245fa | MinimizeLCOE_Brownfield | IgnoreSilica | 142.8667 | 115.4995 | 16.3287 | 4 | 3375.6108 | 3903.8115 | 68.8164 | 79.5845 | 206.6635 | 1.2424 | 99682099365.8503 | 15681045.6714 | 1308636.8668 | 14464007.393 | 31279920.3349 | 24077.0464 | 0 | 0 | 24475498.0519 | 63680225.3161 | 43463062.276 | 194376472.9566 | 3144235.0165 | 22956191.5802 | 22956191.5802 | 1478867.319 | 10064197.702 | 0 | 220476899.5533 | 254976156.1545 | 177827.941 | 65.3147 | 3375.6108 | 3903.8115 | 68.8164 | 79.5845
1 | 5900 | 707 | 0.035 | 15 | 15 | 7 | 2.3714e-10 | 0 | Water | Porous | Wet | R245fa | MinimizeLCOE_Brownfield | IgnoreSilica | 142.7741 | 115.4314 | 16.319 | 4 | 3375.7576 | 3904.2701 | 68.8194 | 79.5938 | 206.6721 | 1.9786 | 99677917181.3324 | 15674432.8855 | 1308096.5623 | 14457182.6358 | 31255011.312 | 24077.0464 | 0 | 0 | 24460332.1724 | 63640766.8085 | 43436131.0338 | 194256030.4566 | 3144235.0165 | 22956191.5802 | 22956191.5802 | 1478867.319 | 10064197.702 | 0 | 220356457.0533 | 254855713.6545 | 237137.3706 | 65.2761 | 3375.7576 | 3904.2701 | 68.8194 | 79.5938
1 | 5900 | 707 | 0.035 | 15 | 15 | 7 | 3.1623e-10 | 0 | Water | Porous | Wet | R245fa | MinimizeLCOE_Brownfield | IgnoreSilica | 142.7593 | 115.4223 | 16.3178 | 4 | 3375.6862 | 3904.2402 | 68.8179 | 79.5932 | 206.6757 | 2.5249 | 99678352396.8414 | 15673551.4759 | 1308024.5454 | 14456272.9975 | 31249773.4744 | 24077.0464 | 0 | 0 | 24457562.8204 | 63633561.5228 | 43431213.2782 | 194234037.161 | 3144235.0165 | 22956191.5802 | 22956191.5802 | 1478867.319 | 10064197.702 | 0 | 220334463.7578 | 254833720.3589 | 316227.766 | 65.271 | 3375.6862 | 3904.2402 | 68.8179 | 79.5932
1 | 5900 | 707 | 0.035 | 15 | 15 | 7 | 4.217e-10 | 0 | Water | Porous | Wet | R245fa | MinimizeLCOE_Brownfield | IgnoreSilica | 142.7398 | 115.4096 | 16.316 | 4 | 3375.6332 | 3904.2453 | 68.8168 | 79.5933 | 206.6796 | 2.9351 | 99681882014.1508 | 15672318.855 | 1307923.832 | 14455000.9093 | 31243436.1815 | 24077.0464 | 0 | 0 | 24454075.1614 | 63624487.3495 | 43425019.9685 | 194206339.3037 | 3144235.0165 | 22956191.5802 | 22956191.5802 | 1478867.319 | 10064197.702 | 0 | 220306765.9004 | 254806022.5016 | 421696.5034 | 65.2638 | 3375.6332 | 3904.2453 | 68.8168 | 79.5933
1 | 5900 | 707 | 0.035 | 15 | 15 | 7 | 5.6234e-10 | 0 | Water | Porous | Wet | R245fa | MinimizeLCOE_Brownfield | IgnoreSilica | 142.7398 | 115.4104 | 16.3161 | 4 | 3375.5937 | 3904.2023 | 68.816 | 79.5924 | 206.6805 | 3.2417 | 99678841490.3868 | 15672392.3988 | 1307929.841 | 14455076.8075 | 31242915.1428 | 24077.0464 | 0 | 0 | 24453932.5822 | 63624116.3876 | 43424766.7794 | 194205206.9857 | 3144235.0165 | 22956191.5802 | 22956191.5802 | 1478867.319 | 10064197.702 | 0 | 220305633.5824 | 254804890.1836 | 562341.3252 | 65.2643 | 3375.5937 | 3904.2023 | 68.816 | 79.5924
1 | 5900 | 707 | 0.035 | 15 | 15 | 7 | 7.4989e-10 | 0 | Water | Porous | Wet | R245fa | MinimizeLCOE_Brownfield | IgnoreSilica | 142.7398 | 115.4109 | 16.3161 | 4 | 3375.5642 | 3904.1703 | 68.8154 | 79.5918 | 206.6812 | 3.4716 | 99676548537.8232 | 15672447.2432 | 1307934.3222 | 14455133.4078 | 31242526.6057 | 24077.0464 | 0 | 0 | 24453826.2638 | 63623839.7689 | 43424577.9815 | 194204362.6394 | 3144235.0165 | 22956191.5802 | 22956191.5802 | 1478867.319 | 10064197.702 | 0 | 220304789.2361 | 254804045.8373 | 749894.2093 | 65.2646 | 3375.5642 | 3904.1703 | 68.8154 | 79.5918
1 | 5900 | 707 | 0.035 | 15 | 15 | 7 | 1e-09 | 0 | Water | Porous | Wet | R245fa | MinimizeLCOE_Brownfield | IgnoreSilica | 142.7398 | 115.4114 | 16.3162 | 4 | 3375.5422 | 3904.1464 | 68.815 | 79.5913 | 206.6818 | 3.644 | 99674821653.6948 | 15672488.199 | 1307937.6686 | 14455175.6748 | 31242236.4722 | 24077.0464 | 0 | 0 | 24453746.8738 | 63623633.2123 | 43424437.0024 | 194203732.1494 | 3144235.0165 | 22956191.5802 | 22956191.5802 | 1478867.319 | 10064197.702 | 0 | 220304158.7461 | 254803415.3473 | 1000000 | 65.2648 | 3375.5422 | 3904.1464 | 68.815 | 79.5913
1 | 5900 | 707 | 0.035 | 15 | 15 | 7 | 1.3335e-09 | 0 | Water | Porous | Wet | R245fa | MinimizeLCOE_Brownfield | IgnoreSilica | 142.7204 | 115.398 | 16.3143 | 4 | 3375.5257 | 3904.1913 | 68.8147 | 79.5922 | 206.6847 | 3.7745 | 99681086828.7062 | 15671187.4266 | 1307831.3865 | 14453833.2636 | 31236382.4614 | 24077.0464 | 0 | 0 | 24450391.518 | 63614903.2648 | 43418478.6338 | 194177085.001 | 3144235.0165 | 22956191.5802 | 22956191.5802 | 1478867.319 | 10064197.702 | 0 | 220277511.5977 | 254776768.1989 | 1333521.4322 | 65.2572 | 3375.5257 | 3904.1913 | 68.8147 | 79.5922
1 | 5900 | 707 | 0.035 | 15 | 15 | 7 | 1.7783e-09 | 0 | Water | Porous | Wet | R245fa | MinimizeLCOE_Brownfield | IgnoreSilica | 142.7204 | 115.3982 | 16.3143 | 4 | 3375.5134 | 3904.1779 | 68.8144 | 79.5919 | 206.685 | 3.8715 | 99680111400.5149 | 15671210.3449 | 1307833.2591 | 14453856.9154 | 31236220.1494 | 24077.0464 | 0 | 0 | 24450347.1089 | 63614787.7216 | 43418399.7732 | 194176732.3189 | 3144235.0165 | 22956191.5802 | 22956191.5802 | 1478867.319 | 10064197.702 | 0 | 220277158.9156 | 254776415.5168 | 1778279.41 | 65.2574 | 3375.5134 | 3904.1779 | 68.8144 | 79.5919
1 | 5900 | 707 | 0.035 | 15 | 15 | 7 | 2.3714e-09 | 0 | Water | Porous | Wet | R245fa | MinimizeLCOE_Brownfield | IgnoreSilica | 142.7204 | 115.3984 | 16.3144 | 4 | 3375.5042 | 3904.1679 | 68.8142 | 79.5917 | 206.6852 | 3.9442 | 99679378392.7918 | 15671227.5007 | 1307834.6609 | 14453874.6203 | 31236098.6506 | 24077.0464 | 0 | 0 | 24450313.8668 | 63614701.2323 | 43418340.7424 | 194176468.3204 | 3144235.0165 | 22956191.5802 | 22956191.5802 | 1478867.319 | 10064197.702 | 0 | 220276894.9171 | 254776151.5183 | 2371373.7057 | 65.2575 | 3375.5042 | 3904.1679 | 68.8142 | 79.5917
1 | 5900 | 707 | 0.035 | 15 | 15 | 7 | 3.1623e-09 | 0 | Water | Porous | Wet | R245fa | MinimizeLCOE_Brownfield | IgnoreSilica | 142.7204 | 115.3985 | 16.3144 | 4 | 3375.4973 | 3904.1604 | 68.8141 | 79.5916 | 206.6854 | 3.9987 | 99678828188.6519 | 15671240.3486 | 1307835.7106 | 14453887.8795 | 31236007.6619 | 24077.0464 | 0 | 0 | 24450288.9723 | 63614636.4621 | 43418296.5354 | 194176270.6168 | 3144235.0165 | 22956191.5802 | 22956191.5802 | 1478867.319 | 10064197.702 | 0 | 220276697.2135 | 254775953.8147 | 3162277.6602 | 65.2576 | 3375.4973 | 3904.1604 | 68.8141 | 79.5916
1 | 5900 | 707 | 0.035 | 15 | 15 | 7 | 4.217e-09 | 0 | Water | Porous | Wet | R245fa | MinimizeLCOE_Brownfield | IgnoreSilica | 142.7204 | 115.3986 | 16.3144 | 4 | 3375.4922 | 3904.1547 | 68.814 | 79.5915 | 206.6855 | 4.0396 | 99678415067.2303 | 15671249.9735 | 1307836.4971 | 14453897.8124 | 31235939.499 | 24077.0464 | 0 | 0 | 24450270.3231 | 63614587.9405 | 43418263.4185 | 194176122.5104 | 3144235.0165 | 22956191.5802 | 22956191.5802 | 1478867.319 | 10064197.702 | 0 | 220276549.1071 | 254775805.7083 | 4216965.0343 | 65.2576 | 3375.4922 | 3904.1547 | 68.814 | 79.5915
1 | 5900 | 707 | 0.035 | 15 | 15 | 7 | 5.6234e-09 | 0 | Water | Porous | Wet | R245fa | MinimizeLCOE_Brownfield | IgnoreSilica | 142.7204 | 115.3987 | 16.3144 | 4 | 3375.4883 | 3904.1505 | 68.8139 | 79.5914 | 206.6856 | 4.0703 | 99678105064.1604 | 15671257.1858 | 1307837.0864 | 14453905.2555 | 31235888.4227 | 24077.0464 | 0 | 0 | 24450256.3487 | 63614551.5822 | 43418238.6032 | 194176011.5308 | 3144235.0165 | 22956191.5802 | 22956191.5802 | 1478867.319 | 10064197.702 | 0 | 220276438.1275 | 254775694.7287 | 5623413.2519 | 65.2577 | 3375.4883 | 3904.1505 | 68.8139 | 79.5914
1 | 5900 | 707 | 0.035 | 15 | 15 | 7 | 7.4989e-09 | 0 | Water | Porous | Wet | R245fa | MinimizeLCOE_Brownfield | IgnoreSilica | 142.7204 | 115.3987 | 16.3144 | 4 | 3375.4854 | 3904.1474 | 68.8138 | 79.5913 | 206.6857 | 4.0933 | 99677872559.5833 | 15671262.5911 | 1307837.528 | 14453910.8339 | 31235850.1427 | 24077.0464 | 0 | 0 | 24450245.8754 | 63614524.3328 | 43418220.0049 | 194175928.3553 | 3144235.0165 | 22956191.5802 | 22956191.5802 | 1478867.319 | 10064197.702 | 0 | 220276354.9521 | 254775611.5533 | 7498942.0933 | 65.2577 | 3375.4854 | 3904.1474 | 68.8138 | 79.5913
1 | 5900 | 707 | 0.035 | 15 | 15 | 7 | 1e-08 | 0 | Water | Porous | Wet | R245fa | MinimizeLCOE_Brownfield | IgnoreSilica | 142.7204 | 115.3988 | 16.3144 | 4 | 3375.4832 | 3904.145 | 68.8138 | 79.5913 | 206.6857 | 4.1105 | 99677698140.4461 | 15671266.6429 | 1307837.8591 | 14453915.0154 | 31235821.449 | 24077.0464 | 0 | 0 | 24450238.0249 | 63614503.9075 | 43418206.0642 | 194175866.0093 | 3144235.0165 | 22956191.5802 | 22956191.5802 | 1478867.319 | 10064197.702 | 0 | 220276292.606 | 254775549.2072 | 10000000 | 65.2577 | 3375.4832 | 3904.145 | 68.8138 | 79.5913
1 | 6000 | 707 | 0.035 | 15 | 15 | 7 | 1e-13 | 0 | Water | Porous | Wet | R245fa | MinimizeLCOE_Brownfield | IgnoreSilica | 0.99265 | 0.28076 | 0.015948 | 4 | 440115.9028 | 993045.2484 | 8972.358 | 20244.5706 | 129.1928 | -6.0855e-05 | 36842142284.0164 | 167343.1913 | 6881.4745 | 122969.0326 | 76752.3916 | 24077.0464 | 61449.7613 | 0 | 179194.4301 | 466227.1492 | 318209.6094 | 1423104.0863 | 3144235.0165 | 23508061.4514 | 23508061.4514 | 1478867.319 | 10284945.6504 | 0 | 28075400.5542 | 63347274.975 | 100 | 0.063791 | 440115.9028 | 993045.2484 | 8972.358 | 20244.5706
1 | 6000 | 707 | 0.035 | 15 | 15 | 7 | 1.3335e-13 | 0 | Water | Porous | Wet | R245fa | MinimizeLCOE_Brownfield | IgnoreSilica | 1.2899 | 0.44755 | 0.03363 | 4 | 212713.5439 | 474919.2772 | 4336.4533 | 9681.8718 | 143.8917 | -6.8176e-05 | 51622972294.3327 | 247400.4687 | 11265.6486 | 176868.7618 | 105030.3063 | 24077.0464 | 68788.7332 | 0 | 247038.0763 | 642742.4001 | 438684.8951 | 1961896.3366 | 3144235.0165 | 23508061.4514 | 23508061.4514 | 1478867.319 | 10284945.6504 | 0 | 28614192.8045 | 63886067.2253 | 133.3521 | 0.13452 | 212713.5439 | 474919.2772 | 4336.4533 | 9681.8718
1 | 6000 | 707 | 0.035 | 15 | 15 | 7 | 1.7783e-13 | 0 | Water | Porous | Wet | R245fa | MinimizeLCOE_Brownfield | IgnoreSilica | 1.6604 | 0.67852 | 0.060969 | 4 | 120180.1049 | 264810.1624 | 2450.034 | 5398.5133 | 156.6358 | -7.5285e-05 | 65405412428.232 | 349099.8389 | 17513.6257 | 244651.8207 | 146127.5521 | 24077.0464 | 76325.134 | 0 | 334540.0569 | 870404.6044 | 594069.0276 | 2656808.7066 | 3144235.0165 | 23508061.4514 | 23508061.4514 | 1478867.319 | 10284945.6504 | 0 | 29309105.1745 | 64580979.5953 | 177.8279 | 0.24388 | 120180.1049 | 264810.1624 | 2450.034 | 5398.5133
1 | 6000 | 707 | 0.035 | 15 | 15 | 7 | 2.3714e-13 | 0 | Water | Porous | Wet | R245fa | MinimizeLCOE_Brownfield | IgnoreSilica | 2.1356 | 0.99821 | 0.10217 | 4 | 73957.3077 | 160264.8669 | 1507.7198 | 3267.2161 | 167.7207 | -8.2989e-05 | 78525816049.3323 | 479636.4048 | 26581.2253 | 330528.6639 | 207559.5013 | 24077.0464 | 85000.2519 | 0 | 449819.4065 | 1170337.825 | 798779.6136 | 3572319.9385 | 3144235.0165 | 23508061.4514 | 23508061.4514 | 1478867.319 | 10284945.6504 | 0 | 30224616.4064 | 65496490.8273 | 237.1374 | 0.40868 | 73957.3077 | 160264.8669 | 1507.7198 | 3267.2161
1 | 6000 | 707 | 0.035 | 15 | 15 | 7 | 3.1623e-13 | 0 | Water | Porous | Wet | R245fa | MinimizeLCOE_Brownfield | IgnoreSilica | 2.7619 | 1.4351 | 0.16452 | 4 | 47801.0773 | 101399.288 | 974.4896 | 2067.1616 | 177.3285 | -9.1841e-05 | 93608297186.7609 | 650916.9912 | 40977.4592 | 437975.592 | 301505.4966 | 24077.0464 | 95794.0817 | 0 | 604986.2002 | 1574049.9931 | 1074321.4638 | 4804604.3241 | 3144235.0165 | 23508061.4514 | 23508061.4514 | 1478867.319 | 10284945.6504 | 0 | 31456900.792 | 66728775.2129 | 316.2278 | 0.65808 | 47801.0773 | 101399.288 | 974.4896 | 2067.1616
1 | 6000 | 707 | 0.035 | 15 | 15 | 7 | 4.217e-13 | 0 | Water | Porous | Wet | R245fa | MinimizeLCOE_Brownfield | IgnoreSilica | 3.1297 | 2.1114 | 0.27626 | 4 | 32616.0427 | 64535.575 | 664.9221 | 1315.645 | 181.3999 | -9.5438e-05 | 98574283072.495 | 921706.8133 | 83891.1836 | 588580.8926 | 1312148.2182 | 24077.0464 | 101068.4168 | 0 | 1182274.3027 | 3076035.2177 | 2099457.2423 | 9389239.3336 | 3144235.0165 | 23508061.4514 | 23508061.4514 | 1478867.319 | 10284945.6504 | 0 | 36041535.8015 | 71313410.2223 | 421.6965 | 1.105 | 32616.0427 | 64535.575 | 664.9221 | 1315.645
1 | 6000 | 707 | 0.035 | 15 | 15 | 7 | 5.6234e-13 | 0 | Water | Porous | Wet | R245fa | MinimizeLCOE_Brownfield | IgnoreSilica | 3.9385 | 2.7909 | 0.36935 | 4 | 25814.2274 | 49688.3854 | 526.2579 | 1012.9649 | 187.9302 | -3.2431e-07 | 99413163970.3142 | 1119329.2057 | 96624.0648 | 735897.6362 | 1619927.6194 | 24077.0464 | 112543.4393 | 0 | 1446275.6146 | 3762912.4772 | 2568265.0858 | 11485852.1892 | 3144235.0165 | 23508061.4514 | 23508061.4514 | 1478867.319 | 10284945.6504 | 0 | 38138148.6571 | 73410023.078 | 562.3413 | 1.4774 | 25814.2274 | 49688.3854 | 526.2579 | 1012.9649
1 | 6000 | 707 | 0.035 | 15 | 15 | 7 | 7.4989e-13 | 0 | Water | Porous | Wet | R245fa | MinimizeLCOE_Brownfield | IgnoreSilica | 4.9863 | 3.6769 | 0.48916 | 4 | 20107.895 | 38134.662 | 409.9266 | 777.4267 | 193.4756 | -3.5547e-07 | 101165418890.5464 | 1358780.8788 | 117150.634 | 917516.3835 | 1553738.1954 | 24077.0464 | 126429.766 | 0 | 1598100.2326 | 4157928.9898 | 2837871.9724 | 12691594.0988 | 3144235.0165 | 23508061.4514 | 23508061.4514 | 1478867.319 | 10284945.6504 | 0 | 39343890.5667 | 74615764.9875 | 749.8942 | 1.9566 | 20107.895 | 38134.662 | 409.9266 | 777.4267
1 | 6000 | 707 | 0.035 | 15 | 15 | 7 | 1e-12 | 0 | Water | Porous | Wet | R245fa | MinimizeLCOE_Brownfield | IgnoreSilica | 6.3358 | 4.8259 | 0.64475 | 4 | 16089.9756 | 29766.5944 | 328.0159 | 606.8323 | 198.0624 | -3.8376e-07 | 102500894056.9742 | 1645543.8549 | 141730.6804 | 1140471.2188 | 1697956.3879 | 24077.0464 | 142725.6307 | 0 | 1869076.8794 | 4862954.6399 | 3319066.4655 | 14843602.8039 | 3144235.0165 | 23508061.4514 | 23508061.4514 | 1478867.319 | 10284945.6504 | 0 | 41495899.2718 | 76767773.6926 | 1000 | 2.579 | 16089.9756 | 29766.5944 | 328.0159 | 606.8323
1 | 6000 | 707 | 0.035 | 15 | 15 | 7 | 1.3335e-12 | 0 | Water | Porous | Wet | R245fa | MinimizeLCOE_Brownfield | IgnoreSilica | 8.0802 | 6.3144 | 0.84654 | 4 | 13114.4463 | 23530.9306 | 267.3557 | 479.7098 | 201.7401 | -4.0768e-07 | 102986965578.4246 | 1989028.6091 | 171086.7738 | 1414132.4795 | 1972291.9283 | 24077.0464 | 161980.2648 | 0 | 2235712.8697 | 5816866.2793 | 3970130.7602 | 17755307.0111 | 3144235.0165 | 23508061.4514 | 23508061.4514 | 1478867.319 | 10284945.6504 | 0 | 44407603.479 | 79679477.8999 | 1333.5214 | 3.3862 | 13114.4463 | 23530.9306 | 267.3557 | 479.7098
1 | 6000 | 707 | 0.035 | 15 | 15 | 7 | 1.7783e-12 | 0 | Water | Porous | Wet | R245fa | MinimizeLCOE_Brownfield | IgnoreSilica | 10.3648 | 8.2468 | 1.108 | 4 | 10877.3016 | 18835.5682 | 221.7485 | 383.9885 | 204.3434 | -4.267e-07 | 101010325251.1863 | 2401670.793 | 206250.0404 | 1750866.8737 | 2390941.2644 | 24077.0464 | 186246.8365 | 0 | 2714420.6132 | 7062365.6314 | 4820209.6605 | 21557048.7596 | 3144235.0165 | 23508061.4514 | 23508061.4514 | 1478867.319 | 10284945.6504 | 0 | 48209345.2274 | 83481219.6483 | 1778.2794 | 4.4321 | 10877.3016 | 18835.5682 | 221.7485 | 383.9885
1 | 6000 | 707 | 0.035 | 15 | 15 | 7 | 2.3714e-12 | 0 | Water | Porous | Wet | R245fa | MinimizeLCOE_Brownfield | IgnoreSilica | 13.381 | 10.8559 | 1.4624 | 4 | 9063.2835 | 15093.0264 | 184.7673 | 307.6918 | 207.1777 | -4.4771e-07 | 117656642954.4653 | 2916881.6438 | 250026.1283 | 2181516.2554 | 2925641.8454 | 24077.0464 | 214148.1424 | 0 | 3319793.514 | 8637421.7403 | 5895217.819 | 26364724.135 | 3144235.0165 | 23508061.4514 | 23508061.4514 | 1478867.319 | 10284945.6504 | 0 | 53017020.6028 | 88288895.0237 | 2371.3737 | 5.8496 | 9063.2835 | 15093.0264 | 184.7673 | 307.6918
1 | 6000 | 707 | 0.035 | 15 | 15 | 7 | 3.1623e-12 | 0 | Water | Porous | Wet | R245fa | MinimizeLCOE_Brownfield | IgnoreSilica | 17.381 | 14.3207 | 1.9329 | 4 | 7655.5834 | 12217.707 | 156.0694 | 249.0745 | 209.4418 | -4.6645e-07 | 105947519137.9431 | 3548812.5078 | 303540.2223 | 2722670.1771 | 3657066.4695 | 24077.0464 | 248797.5701 | 0 | 4096935.9573 | 10659386.9639 | 7275250.6313 | 32536537.5457 | 3144235.0165 | 23508061.4514 | 23508061.4514 | 1478867.319 | 10284945.6504 | 0 | 59188834.0136 | 94460708.4344 | 3162.2777 | 7.7315 | 7655.5834 | 12217.707 | 156.0694 | 249.0745
1 | 6000 | 707 | 0.035 | 15 | 15 | 7 | 4.217e-12 | 0 | Water | Porous | Wet | R245fa | MinimizeLCOE_Brownfield | IgnoreSilica | 22.6279 | 18.8444 | 2.5469 | 4 | 6577.3366 | 10039.5106 | 134.0879 | 204.669 | 211.0164 | -4.7917e-07 | 106373327495.617 | 4311145.6771 | 367849.0588 | 3391328.0964 | 4644324.68 | 24077.0464 | 290940.6171 | 0 | 5081569.4185 | 13221201.2538 | 9023741.5243 | 40356177.3724 | 3144235.0165 | 23508061.4514 | 23508061.4514 | 1478867.319 | 10284945.6504 | 0 | 67008473.8403 | 102280348.2611 | 4216.965 | 10.1878 | 6577.3366 | 10039.5106 | 134.0879 | 204.669
1 | 6000 | 707 | 0.035 | 15 | 15 | 7 | 5.6234e-12 | 0 | Water | Porous | Wet | R245fa | MinimizeLCOE_Brownfield | IgnoreSilica | 29.5347 | 24.8024 | 3.3559 | 4 | 5729.5039 | 8357.0796 | 116.8037 | 170.3704 | 212.2476 | -4.8879e-07 | 106698325813.6429 | 5239361.7214 | 445878.0228 | 4224923.2678 | 5950799.3906 | 24077.0464 | 341928.3115 | 0 | 6328517.4266 | 16465504.1866 | 11238044.9396 | 50259034.3133 | 3144235.0165 | 23508061.4514 | 23508061.4514 | 1478867.319 | 10284945.6504 | 0 | 76911330.7812 | 112183205.202 | 5623.4133 | 13.4237 | 5729.5039 | 8357.0796 | 116.8037 | 170.3704
1 | 6000 | 707 | 0.035 | 15 | 15 | 7 | 7.4989e-12 | 0 | Water | Porous | Wet | R245fa | MinimizeLCOE_Brownfield | IgnoreSilica | 38.6138 | 32.6372 | 4.4197 | 4 | 5059.2805 | 7054.4181 | 103.1403 | 143.8139 | 213.2039 | -4.9606e-07 | 106916353826.4407 | 6367989.0663 | 540342.7258 | 5262522.435 | 7674116.3295 | 24077.0464 | 403850.8309 | 0 | 7906430.3892 | 20570910.0409 | 14040068.7929 | 62790307.657 | 3144235.0165 | 23508061.4514 | 23508061.4514 | 1478867.319 | 10284945.6504 | 0 | 89442604.1249 | 124714478.5457 | 7498.9421 | 17.6789 | 5059.2805 | 7054.4181 | 103.1403 | 143.8139
1 | 6000 | 707 | 0.035 | 15 | 15 | 7 | 1e-11 | 0 | Water | Porous | Wet | R245fa | MinimizeLCOE_Brownfield | IgnoreSilica | 50.4379 | 42.8405 | 5.8051 | 4 | 4528.9697 | 6047.9634 | 92.3292 | 123.2959 | 213.9295 | -5.0069e-07 | 106940924019.6822 | 7727948.6286 | 653685.756 | 6541960.4964 | 9923288.5383 | 24077.0464 | 478236.0612 | 0 | 9886186.6455 | 25721829.7158 | 17555677.3118 | 78512890.1999 | 3144235.0165 | 23508061.4514 | 23508061.4514 | 1478867.319 | 10284945.6504 | 0 | 105165186.6678 | 140437061.0886 | 10000 | 23.2206 | 4528.9697 | 6047.9634 | 92.3292 | 123.2959
1 | 6000 | 707 | 0.035 | 15 | 15 | 7 | 1.3335e-11 | 0 | Water | Porous | Wet | R245fa | MinimizeLCOE_Brownfield | IgnoreSilica | 65.5394 | 55.8408 | 7.5703 | 4 | 4113.326 | 5278.14 | 83.8557 | 107.602 | 214.3909 | -5.0111e-07 | 106257181785.1651 | 9333746.9707 | 786931.1712 | 8086960.4552 | 12812402.7159 | 24077.0464 | 565766.6789 | 0 | 12327855.1649 | 32074550.3484 | 21891539.6789 | 97903830.2305 | 3144235.0165 | 23508061.4514 | 23508061.4514 | 1478867.319 | 10284945.6504 | 0 | 124556126.6984 | 159828001.1192 | 13335.2143 | 30.2811 | 4113.326 | 5278.14 | 83.8557 | 107.602
1 | 6000 | 707 | 0.035 | 15 | 15 | 7 | 1.7783e-11 | 0 | Water | Porous | Wet | R245fa | MinimizeLCOE_Brownfield | IgnoreSilica | 84.3166 | 71.8266 | 9.7378 | 4 | 3799.2037 | 4704.7468 | 77.4519 | 95.9126 | 214.3645 | -4.9498e-07 | 103647197908.2328 | 11169385.8863 | 938577.3375 | 9891267.9153 | 16481734.8607 | 24077.0464 | 668621.4062 | 0 | 15277729.1364 | 39749517.3199 | 27129862.3417 | 121330773.2504 | 3144235.0165 | 23508061.4514 | 23508061.4514 | 1478867.319 | 10284945.6504 | 0 | 147983069.7183 | 183254944.1392 | 17782.7941 | 38.9511 | 3799.2037 | 4704.7468 | 77.4519 | 95.9126
1 | 6000 | 707 | 0.035 | 15 | 15 | 7 | 2.3714e-11 | 0 | Water | Porous | Wet | R245fa | MinimizeLCOE_Brownfield | IgnoreSilica | 106.5332 | 90.1895 | 12.2186 | 4 | 3586.1557 | 4307.8388 | 73.1086 | 87.8211 | 213.4428 | -4.7736e-07 | 97863167463.6355 | 13140538.8636 | 1100727.4166 | 11867214.3939 | 21064309.1901 | 24077.0464 | 787295.4541 | 0 | 18713823.3222 | 48689529.5514 | 33231604.3886 | 148619119.6269 | 3144235.0165 | 23508061.4514 | 23508061.4514 | 1478867.319 | 10284945.6504 | 0 | 175271416.0948 | 210543290.5157 | 23713.7371 | 48.8745 | 3586.1557 | 4307.8388 | 73.1086 | 87.8211
1 | 6000 | 707 | 0.035 | 15 | 15 | 7 | 3.1623e-11 | 0 | Water | Porous | Wet | R245fa | MinimizeLCOE_Brownfield | IgnoreSilica | 125.3681 | 105.0298 | 14.2772 | 4 | 3473.1831 | 4090.8074 | 70.8055 | 83.3966 | 211.8954 | -4.1575e-07 | 92169182500.3186 | 14651419.4965 | 1224577.8391 | 13405224.6469 | 25304103.2761 | 24077.0464 | 826013.312 | 0 | 21619812.0906 | 56250316.2265 | 38391996.653 | 171697540.587 | 3144235.0165 | 23508061.4514 | 23508061.4514 | 1478867.319 | 10284945.6504 | 0 | 198349837.0549 | 233621711.4757 | 31622.7766 | 57.1089 | 3473.1831 | 4090.8074 | 70.8055 | 83.3966
1 | 6000 | 707 | 0.035 | 15 | 15 | 7 | 4.217e-11 | 0 | Water | Porous | Wet | R245fa | MinimizeLCOE_Brownfield | IgnoreSilica | 129.1466 | 107.8872 | 14.8694 | 4 | 3403.6606 | 3996.6901 | 69.3882 | 81.4779 | 211.4746 | -7.8552e-05 | 94289207128.8686 | 14935182.3104 | 1247769.2486 | 13696194.42 | 26220871.8569 | 24077.0464 | 632226.5974 | 0 | 22134965.3771 | 57590639.4055 | 39306794.7636 | 175788721.026 | 3144235.0165 | 23508061.4514 | 23508061.4514 | 1478867.319 | 10284945.6504 | 0 | 202441017.4939 | 237712891.9147 | 42169.6503 | 59.4774 | 3403.6606 | 3996.6901 | 69.3882 | 81.4779
1 | 6000 | 707 | 0.035 | 15 | 15 | 7 | 5.6234e-11 | 0 | Water | Porous | Wet | R245fa | MinimizeLCOE_Brownfield | IgnoreSilica | 131.8339 | 109.8925 | 15.3098 | 4 | 3351.2315 | 3927.2 | 68.3194 | 80.0613 | 211.1534 | -4.6682e-05 | 96053199772.7617 | 15133070.3198 | 1263932.5019 | 13899483.9143 | 26889145.5035 | 24077.0464 | 446079.4706 | 0 | 22485757.6151 | 58503328.8513 | 39929724.0642 | 178574599.287 | 3144235.0165 | 23508061.4514 | 23508061.4514 | 1478867.319 | 10284945.6504 | 0 | 205226895.7549 | 240498770.1758 | 56234.1325 | 61.2392 | 3351.2315 | 3927.2 | 68.3194 | 80.0613
1 | 6000 | 707 | 0.035 | 15 | 15 | 7 | 7.4989e-11 | 0 | Water | Porous | Wet | R245fa | MinimizeLCOE_Brownfield | IgnoreSilica | 133.5512 | 111.1596 | 15.6164 | 4 | 3310.8781 | 3875.5386 | 67.4967 | 79.0081 | 210.9355 | -2.0588e-05 | 97579636143.7717 | 15257581.4488 | 1274103.0175 | 14027544.6218 | 27324865.6699 | 24077.0464 | 260716.8451 | 0 | 22685866.5733 | 59023971.3126 | 40285073.2422 | 180163799.7776 | 3144235.0165 | 23508061.4514 | 23508061.4514 | 1478867.319 | 10284945.6504 | 0 | 206816096.2455 | 242087970.6663 | 74989.4209 | 62.4656 | 3310.8781 | 3875.5386 | 67.4967 | 79.0081
1 | 6000 | 707 | 0.035 | 15 | 15 | 7 | 1e-10 | 0 | Water | Porous | Wet | R245fa | MinimizeLCOE_Brownfield | IgnoreSilica | 134.8418 | 112.1052 | 15.8488 | 4 | 3275.3302 | 3831.7105 | 66.772 | 78.1146 | 210.7668 | 0.0013411 | 103289401676.6905 | 15350262.8108 | 1281680.9782 | 14122935.2166 | 27656069.9462 | 24077.0464 | 0 | 0 | 22789660.1393 | 59294020.8803 | 40469387.6211 | 180988094.6389 | 3144235.0165 | 23508061.4514 | 23508061.4514 | 1478867.319 | 10284945.6504 | 0 | 207640391.1068 | 242912265.5277 | 100000 | 63.3953 | 3275.3302 | 3831.7105 | 66.772 | 78.1146
1 | 6000 | 707 | 0.035 | 15 | 15 | 7 | 1.3335e-10 | 0 | Water | Porous | Wet | R245fa | MinimizeLCOE_Brownfield | IgnoreSilica | 147.4345 | 121.2168 | 17.137 | 4 | 3264.0776 | 3778.6362 | 66.5426 | 77.0326 | 209.1289 | 0.13554 | 99865933391.6129 | 16232327.3838 | 1353741.7084 | 15033999.5715 | 30990661.7495 | 24077.0464 | 0 | 0 | 24817574.9092 | 64570239.1292 | 44070514.9914 | 197093136.4893 | 3144235.0165 | 23508061.4514 | 23508061.4514 | 1478867.319 | 10284945.6504 | 0 | 223745432.9572 | 259017307.378 | 133352.1432 | 68.5478 | 3264.0776 | 3778.6362 | 66.5426 | 77.0326
1 | 6000 | 707 | 0.035 | 15 | 15 | 7 | 1.7783e-10 | 0 | Water | Porous | Wet | R245fa | MinimizeLCOE_Brownfield | IgnoreSilica | 147.3561 | 121.1524 | 17.1278 | 4 | 3264.4764 | 3779.3087 | 66.5508 | 77.0463 | 209.1289 | 1.1451 | 99859324007.4285 | 16226156.0545 | 1353237.9094 | 15027605.5155 | 30974150.5785 | 24077.0464 | 0 | 0 | 24806038.5707 | 64540223.9427 | 44050029.0099 | 197001518.6274 | 3144235.0165 | 23508061.4514 | 23508061.4514 | 1478867.319 | 10284945.6504 | 0 | 223653815.0953 | 258925689.5162 | 177827.941 | 68.5114 | 3264.4764 | 3779.3087 | 66.5508 | 77.0463
1 | 6000 | 707 | 0.035 | 15 | 15 | 7 | 2.3714e-10 | 0 | Water | Porous | Wet | R245fa | MinimizeLCOE_Brownfield | IgnoreSilica | 147.2707 | 121.0885 | 17.1188 | 4 | 3264.6356 | 3779.7395 | 66.554 | 77.0551 | 209.1366 | 1.9025 | 99849630175.9321 | 16220034.954 | 1352738.2057 | 15021263.7726 | 30952541.7497 | 24077.0464 | 0 | 0 | 24792555.734 | 64505144.3675 | 44026086.479 | 196894442.3088 | 3144235.0165 | 23508061.4514 | 23508061.4514 | 1478867.319 | 10284945.6504 | 0 | 223546738.7767 | 258818613.1976 | 237137.3706 | 68.4753 | 3264.6356 | 3779.7395 | 66.554 | 77.0551
1 | 6000 | 707 | 0.035 | 15 | 15 | 7 | 3.1623e-10 | 0 | Water | Porous | Wet | R245fa | MinimizeLCOE_Brownfield | IgnoreSilica | 147.2512 | 121.0762 | 17.1171 | 4 | 3264.5731 | 3779.7295 | 66.5527 | 77.0549 | 209.141 | 2.4652 | 99851289171.2654 | 16218854.469 | 1352641.8348 | 15020040.7667 | 30946314.7716 | 24077.0464 | 0 | 0 | 24789152.2665 | 64496289.2431 | 44020042.6746 | 196867413.0726 | 3144235.0165 | 23508061.4514 | 23508061.4514 | 1478867.319 | 10284945.6504 | 0 | 223519709.5405 | 258791583.9614 | 316227.766 | 68.4683 | 3264.5731 | 3779.7295 | 66.5527 | 77.0549
1 | 6000 | 707 | 0.035 | 15 | 15 | 7 | 4.217e-10 | 0 | Water | Porous | Wet | R245fa | MinimizeLCOE_Brownfield | IgnoreSilica | 147.2318 | 121.0635 | 17.1153 | 4 | 3264.5267 | 3779.7371 | 66.5518 | 77.0551 | 209.145 | 2.8875 | 99854499232.6975 | 16217638.9777 | 1352542.6058 | 15018781.504 | 30940301.6221 | 24077.0464 | 0 | 0 | 24785803.2849 | 64487575.8799 | 44014095.6252 | 196840816.5459 | 3144235.0165 | 23508061.4514 | 23508061.4514 | 1478867.319 | 10284945.6504 | 0 | 223493113.0138 | 258764987.4347 | 421696.5034 | 68.4611 | 3264.5267 | 3779.7371 | 66.5518 | 77.0551
1 | 6000 | 707 | 0.035 | 15 | 15 | 7 | 5.6234e-10 | 0 | Water | Porous | Wet | R245fa | MinimizeLCOE_Brownfield | IgnoreSilica | 147.2318 | 121.0642 | 17.1154 | 4 | 3264.4923 | 3779.6994 | 66.5511 | 77.0543 | 209.146 | 3.2031 | 99850865715.5111 | 16217713.6631 | 1352548.7029 | 15018858.8786 | 30939846.294 | 24077.0464 | 0 | 0 | 24785687.3881 | 64487274.3404 | 44013889.8183 | 196839896.1318 | 3144235.0165 | 23508061.4514 | 23508061.4514 | 1478867.319 | 10284945.6504 | 0 | 223492192.5997 | 258764067.0206 | 562341.3252 | 68.4615 | 3264.4923 | 3779.6994 | 66.5511 | 77.0543
1 | 6000 | 707 | 0.035 | 15 | 15 | 7 | 7.4989e-10 | 0 | Water | Porous | Wet | R245fa | MinimizeLCOE_Brownfield | IgnoreSilica | 147.2272 | 121.0616 | 17.115 | 4 | 3264.4666 | 3779.6851 | 66.5506 | 77.054 | 209.1473 | 3.44 | 99848126161.4942 | 16217456.0015 | 1352527.6682 | 15018591.9396 | 30938221.1715 | 24077.0464 | 0 | 0 | 24784840.7926 | 64485071.6724 | 44012386.4521 | 196833172.7442 | 3144235.0165 | 23508061.4514 | 23508061.4514 | 1478867.319 | 10284945.6504 | 0 | 223485469.2121 | 258757343.6329 | 749894.2093 | 68.46 | 3264.4666 | 3779.6851 | 66.5506 | 77.054
1 | 6000 | 707 | 0.035 | 15 | 15 | 7 | 1e-09 | 0 | Water | Porous | Wet | R245fa | MinimizeLCOE_Brownfield | IgnoreSilica | 147.2272 | 121.062 | 17.1151 | 4 | 3264.4474 | 3779.6641 | 66.5502 | 77.0536 | 209.1478 | 3.6175 | 99846063175.3697 | 16217497.5316 | 1352531.0586 | 15018634.965 | 30937968.0134 | 24077.0464 | 0 | 0 | 24784776.3599 | 64484904.0317 | 44012272.0339 | 196832661.0404 | 3144235.0165 | 23508061.4514 | 23508061.4514 | 1478867.319 | 10284945.6504 | 0 | 223484957.5083 | 258756831.9292 | 1000000 | 68.4603 | 3264.4474 | 3779.6641 | 66.5502 | 77.0536
1 | 6000 | 707 | 0.035 | 15 | 15 | 7 | 1.3335e-09 | 0 | Water | Porous | Wet | R245fa | MinimizeLCOE_Brownfield | IgnoreSilica | 147.2124 | 121.0518 | 17.1136 | 4 | 3264.4331 | 3779.693 | 66.5499 | 77.0542 | 209.1503 | 3.7516 | 99852543249.6616 | 16216525.965 | 1352451.7428 | 15017628.4197 | 30933664.163 | 24077.0464 | 0 | 0 | 24782295.4613 | 64478449.2426 | 44007866.5077 | 196812958.5483 | 3144235.0165 | 23508061.4514 | 23508061.4514 | 1478867.319 | 10284945.6504 | 0 | 223465255.0162 | 258737129.4371 | 1333521.4322 | 68.4545 | 3264.4331 | 3779.693 | 66.5499 | 77.0542
1 | 6000 | 707 | 0.035 | 15 | 15 | 7 | 1.7783e-09 | 0 | Water | Porous | Wet | R245fa | MinimizeLCOE_Brownfield | IgnoreSilica | 147.2124 | 121.0521 | 17.1137 | 4 | 3264.4224 | 3779.6812 | 66.5497 | 77.0539 | 209.1506 | 3.8514 | 99851378028.0233 | 16216549.1812 | 1352453.6381 | 15017652.4717 | 30933522.6716 | 24077.0464 | 0 | 0 | 24782259.4535 | 64478355.5575 | 44007802.5657 | 196812672.5855 | 3144235.0165 | 23508061.4514 | 23508061.4514 | 1478867.319 | 10284945.6504 | 0 | 223464969.0534 | 258736843.4743 | 1778279.41 | 68.4547 | 3264.4224 | 3779.6812 | 66.5497 | 77.0539
1 | 6000 | 707 | 0.035 | 15 | 15 | 7 | 2.3714e-09 | 0 | Water | Porous | Wet | R245fa | MinimizeLCOE_Brownfield | IgnoreSilica | 147.2124 | 121.0523 | 17.1137 | 4 | 3264.4144 | 3779.6724 | 66.5495 | 77.0537 | 209.1508 | 3.9262 | 99850502659.6036 | 16216566.5547 | 1352455.0564 | 15017670.4707 | 30933416.79 | 24077.0464 | 0 | 0 | 24782232.5081 | 64478285.4512 | 44007754.7167 | 196812458.5942 | 3144235.0165 | 23508061.4514 | 23508061.4514 | 1478867.319 | 10284945.6504 | 0 | 223464755.0621 | 258736629.483 | 2371373.7057 | 68.4548 | 3264.4144 | 3779.6724 | 66.5495 | 77.0537
1 | 6000 | 707 | 0.035 | 15 | 15 | 7 | 3.1623e-09 | 0 | Water | Porous | Wet | R245fa | MinimizeLCOE_Brownfield | IgnoreSilica | 147.2124 | 121.0524 | 17.1137 | 4 | 3264.4084 | 3779.6658 | 66.5494 | 77.0536 | 209.151 | 3.9823 | 99849845427.9525 | 16216579.5628 | 1352456.1183 | 15017683.947 | 30933337.5148 | 24077.0464 | 0 | 0 | 24782212.3338 | 64478232.9618 | 44007718.8916 | 196812298.3765 | 3144235.0165 | 23508061.4514 | 23508061.4514 | 1478867.319 | 10284945.6504 | 0 | 223464594.8444 | 258736469.2652 | 3162277.6602 | 68.4549 | 3264.4084 | 3779.6658 | 66.5494 | 77.0536
1 | 6000 | 707 | 0.035 | 15 | 15 | 7 | 4.217e-09 | 0 | Water | Porous | Wet | R245fa | MinimizeLCOE_Brownfield | IgnoreSilica | 147.2124 | 121.0525 | 17.1137 | 4 | 3264.4039 | 3779.6609 | 66.5493 | 77.0535 | 209.1511 | 4.0244 | 99849352100.1867 | 16216589.306 | 1352456.9137 | 15017694.0409 | 30933278.137 | 24077.0464 | 0 | 0 | 24782197.2232 | 64478193.647 | 44007692.0585 | 196812178.3726 | 3144235.0165 | 23508061.4514 | 23508061.4514 | 1478867.319 | 10284945.6504 | 0 | 223464474.8405 | 258736349.2614 | 4216965.0343 | 68.4549 | 3264.4039 | 3779.6609 | 66.5493 | 77.0535
1 | 6000 | 707 | 0.035 | 15 | 15 | 7 | 5.6234e-09 | 0 | Water | Porous | Wet | R245fa | MinimizeLCOE_Brownfield | IgnoreSilica | 147.2124 | 121.0526 | 17.1137 | 4 | 3264.4005 | 3779.6572 | 66.5492 | 77.0534 | 209.1512 | 4.056 | 99848981934.8881 | 16216596.6059 | 1352457.5097 | 15017701.6036 | 30933233.6494 | 24077.0464 | 0 | 0 | 24782185.9019 | 64478164.1913 | 44007671.9543 | 196812088.4625 | 3144235.0165 | 23508061.4514 | 23508061.4514 | 1478867.319 | 10284945.6504 | 0 | 223464384.9304 | 258736259.3512 | 5623413.2519 | 68.455 | 3264.4005 | 3779.6572 | 66.5492 | 77.0534
1 | 6000 | 707 | 0.035 | 15 | 15 | 7 | 7.4989e-09 | 0 | Water | Porous | Wet | R245fa | MinimizeLCOE_Brownfield | IgnoreSilica | 147.2124 | 121.0526 | 17.1137 | 4 | 3264.398 | 3779.6545 | 66.5492 | 77.0534 | 209.1513 | 4.0796 | 99848704261.7815 | 16216602.0765 | 1352457.9563 | 15017707.2712 | 30933200.3105 | 24077.0464 | 0 | 0 | 24782177.4177 | 64478142.1174 | 44007656.8884 | 196812021.0844 | 3144235.0165 | 23508061.4514 | 23508061.4514 | 1478867.319 | 10284945.6504 | 0 | 223464317.5523 | 258736191.9732 | 7498942.0933 | 68.455 | 3264.398 | 3779.6545 | 66.5492 | 77.0534
1 | 6000 | 707 | 0.035 | 15 | 15 | 7 | 1e-08 | 0 | Water | Porous | Wet | R245fa | MinimizeLCOE_Brownfield | IgnoreSilica | 147.2124 | 121.0527 | 17.1138 | 4 | 3264.3961 | 3779.6524 | 66.5491 | 77.0533 | 209.1513 | 4.0974 | 99848495768.8066 | 16216606.1768 | 1352458.291 | 15017711.5191 | 30933175.3224 | 24077.0464 | 0 | 0 | 24782171.0587 | 64478125.5726 | 44007645.5963 | 196811970.5833 | 3144235.0165 | 23508061.4514 | 23508061.4514 | 1478867.319 | 10284945.6504 | 0 | 223464267.0512 | 258736141.472 | 10000000 | 68.455 | 3264.3961 | 3779.6524 | 66.5491 | 77.0533
1 | 6100 | 707 | 0.035 | 15 | 15 | 7 | 1e-13 | 0 | Water | Porous | Wet | R245fa | MinimizeLCOE_Brownfield | IgnoreSilica | 1.0223 | 0.30055 | 0.018072 | 4 | 397028.4184 | 895767.4054 | 8093.9613 | 18261.4302 | 131.8693 | -6.2467e-05 | 39714847611.8741 | 177692.4102 | 7439.795 | 129628.99 | 79970.7272 | 24077.0464 | 62341.9585 | 0 | 187648.8616 | 488223.8458 | 333222.8068 | 1490246.4415 | 3144235.0165 | 24065791.4134 | 24065791.4134 | 1478867.319 | 10508037.6352 | 0 | 28700272.8714 | 64752969.2391 | 100 | 0.072288 | 397028.4184 | 895767.4054 | 8093.9613 | 18261.4302
1 | 6100 | 707 | 0.035 | 15 | 15 | 7 | 1.3335e-13 | 0 | Water | Porous | Wet | R245fa | MinimizeLCOE_Brownfield | IgnoreSilica | 1.3048 | 0.46402 | 0.036156 | 4 | 202047.4615 | 451332.3925 | 4119.0108 | 9201.0213 | 145.7653 | -6.7626e-05 | 55197015098.9831 | 255785.1165 | 11805.49 | 181834.4451 | 107802.2368 | 24077.0464 | 67973.0873 | 0 | 253218.1946 | 658821.8001 | 449659.416 | 2010976.8327 | 3144235.0165 | 24065791.4134 | 24065791.4134 | 1478867.319 | 10508037.6352 | 0 | 29221003.2627 | 65273699.6304 | 133.3521 | 0.14462 | 202047.4615 | 451332.3925 | 4119.0108 | 9201.0213
1 | 6100 | 707 | 0.035 | 15 | 15 | 7 | 1.7783e-13 | 0 | Water | Porous | Wet | R245fa | MinimizeLCOE_Brownfield | IgnoreSilica | 1.6946 | 0.7146 | 0.066348 | 4 | 112943.8324 | 248791.4509 | 2302.5128 | 5071.9502 | 159.1733 | -7.642e-05 | 70144227281.2947 | 365881.7692 | 18743.1306 | 254559.9908 | 152929.3872 | 24077.0464 | 76282.512 | 0 | 348064.7961 | 905593.2016 | 618085.9682 | 2764217.8022 | 3144235.0165 | 24065791.4134 | 24065791.4134 | 1478867.319 | 10508037.6352 | 0 | 29974244.2321 | 66026940.5998 | 177.8279 | 0.26539 | 112943.8324 | 248791.4509 | 2302.5128 | 5071.9502
1 | 6100 | 707 | 0.035 | 15 | 15 | 7 | 2.3714e-13 | 0 | Water | Porous | Wet | R245fa | MinimizeLCOE_Brownfield | IgnoreSilica | 2.2042 | 1.0685 | 0.11309 | 4 | 68511.5724 | 148209.325 | 1396.7011 | 3021.4476 | 170.8582 | -8.6696e-05 | 84940312715.5518 | 510491.556 | 29264.5798 | 348138.9246 | 222911.771 | 24077.0464 | 86327.8157 | 0 | 476272.5605 | 1239163.5054 | 845754.5547 | 3782402.3141 | 3144235.0165 | 24065791.4134 | 24065791.4134 | 1478867.319 | 10508037.6352 | 0 | 30992428.744 | 67045125.1117 | 237.1374 | 0.45237 | 68511.5724 | 148209.325 | 1396.7011 | 3021.4476
1 | 6100 | 707 | 0.035 | 15 | 15 | 7 | 3.1623e-13 | 0 | Water | Porous | Wet | R245fa | MinimizeLCOE_Brownfield | IgnoreSilica | 2.7081 | 1.3295 | 0.17058 | 4 | 46790.7386 | 99627.8956 | 953.8925 | 2031.0494 | 178.7216 | -8.2516e-05 | 256237045273.0094 | 660398.8824 | 53625.4547 | 407088.2871 | 290253.2042 | 24077.0464 | 87513.068 | 0 | 593952.8176 | 1545343.395 | 1054728.6207 | 4716980.7761 | 3144235.0165 | 24065791.4134 | 24065791.4134 | 1478867.319 | 10508037.6352 | 0 | 31927007.206 | 67979703.5737 | 316.2278 | 0.68234 | 46790.7386 | 99627.8956 | 953.8925 | 2031.0494
1 | 6100 | 707 | 0.035 | 15 | 15 | 7 | 4.217e-13 | 0 | Water | Porous | Wet | R245fa | MinimizeLCOE_Brownfield | IgnoreSilica | 3.2029 | 2.2091 | 0.291 | 4 | 31671.0392 | 62644.0676 | 645.657 | 1277.0841 | 184.3264 | -9.8193e-05 | 99910995127.0371 | 951397.6504 | 84667.4352 | 610253.0946 | 1345962.9902 | 24077.0464 | 100970.1905 | 0 | 1215758.0788 | 3163153.1349 | 2158917.0108 | 9655156.6318 | 3144235.0165 | 24065791.4134 | 24065791.4134 | 1478867.319 | 10508037.6352 | 0 | 36865183.0618 | 72917879.4295 | 421.6965 | 1.164 | 31671.0392 | 62644.0676 | 645.657 | 1277.0841
1 | 6100 | 707 | 0.035 | 15 | 15 | 7 | 5.6234e-13 | 0 | Water | Porous | Wet | R245fa | MinimizeLCOE_Brownfield | IgnoreSilica | 4.0506 | 2.9355 | 0.38953 | 4 | 24552.9761 | 47691.8147 | 500.5456 | 972.2621 | 191.0436 | -3.4372e-07 | 102121676408.3252 | 1159744.6477 | 100058.4993 | 766249.9575 | 1403019.8702 | 24077.0464 | 113248.8935 | 0 | 1390895.5767 | 3618824.9785 | 2469922.4073 | 11046041.877 | 3144235.0165 | 24065791.4134 | 24065791.4134 | 1478867.319 | 10508037.6352 | 0 | 38256068.3069 | 74308764.6746 | 562.3413 | 1.5581 | 24552.9761 | 47691.8147 | 500.5456 | 972.2621
1 | 6100 | 707 | 0.035 | 15 | 15 | 7 | 7.4989e-13 | 0 | Water | Porous | Wet | R245fa | MinimizeLCOE_Brownfield | IgnoreSilica | 5.0984 | 3.8406 | 0.51259 | 4 | 19398.0383 | 36981.6041 | 395.4552 | 753.92 | 196.4873 | -3.7284e-07 | 104079248645.921 | 1401071.0202 | 120784.3341 | 950039.8187 | 1434503.1628 | 24077.0464 | 125698.0496 | 0 | 1581907.6384 | 4115799.1812 | 2809117.5124 | 12562997.7638 | 3144235.0165 | 24065791.4134 | 24065791.4134 | 1478867.319 | 10508037.6352 | 0 | 39773024.1937 | 75825720.5614 | 749.8942 | 2.0504 | 19398.0383 | 36981.6041 | 395.4552 | 753.92
1 | 6100 | 707 | 0.035 | 15 | 15 | 7 | 1e-12 | 0 | Water | Porous | Wet | R245fa | MinimizeLCOE_Brownfield | IgnoreSilica | 6.4795 | 5.0416 | 0.67566 | 4 | 15567.4412 | 28907.233 | 317.3633 | 589.313 | 201.114 | -4.0387e-07 | 105427465838.5809 | 1697053.0091 | 146143.8214 | 1181075.203 | 1608721.5083 | 24077.0464 | 141765.1089 | 0 | 1871545.9219 | 4869378.5819 | 3323450.9379 | 14863211.139 | 3144235.0165 | 24065791.4134 | 24065791.4134 | 1478867.319 | 10508037.6352 | 0 | 42073237.5689 | 78125933.9366 | 1000 | 2.7026 | 15567.4412 | 28907.233 | 317.3633 | 589.313
1 | 6100 | 707 | 0.035 | 15 | 15 | 7 | 1.3335e-12 | 0 | Water | Porous | Wet | R245fa | MinimizeLCOE_Brownfield | IgnoreSilica | 8.2654 | 6.5975 | 0.88711 | 4 | 12706.3342 | 22866.478 | 259.0358 | 466.1641 | 204.8069 | -4.3024e-07 | 105810112887.9688 | 2051553.3998 | 176429.5992 | 1464624.2798 | 1894633.7487 | 24077.0464 | 160790.0344 | 0 | 2251122.1622 | 5856958.0974 | 3997494.2499 | 17877682.6177 | 3144235.0165 | 24065791.4134 | 24065791.4134 | 1478867.319 | 10508037.6352 | 0 | 45087709.0476 | 81140405.4154 | 1333.5214 | 3.5484 | 12706.3342 | 22866.478 | 259.0358 | 466.1641
1 | 6100 | 707 | 0.035 | 15 | 15 | 7 | 1.7783e-12 | 0 | Water | Porous | Wet | R245fa | MinimizeLCOE_Brownfield | IgnoreSilica | 10.5816 | 8.5948 | 1.1583 | 4 | 10562.751 | 18344.4019 | 215.336 | 373.9754 | 207.3477 | -4.4911e-07 | 103530464826.1096 | 2472860.2556 | 212318.7295 | 1809727.9392 | 2311966.8962 | 24077.0464 | 184172.7409 | 0 | 2735898.207 | 7118245.9248 | 4858349.109 | 21727616.8486 | 3144235.0165 | 24065791.4134 | 24065791.4134 | 1478867.319 | 10508037.6352 | 0 | 48937643.2785 | 84990339.6462 | 1778.2794 | 4.633 | 10562.751 | 18344.4019 | 215.336 | 373.9754
1 | 6100 | 707 | 0.035 | 15 | 15 | 7 | 2.3714e-12 | 0 | Water | Porous | Wet | R245fa | MinimizeLCOE_Brownfield | IgnoreSilica | 13.6951 | 11.3653 | 1.5357 | 4 | 8771.5341 | 14640.577 | 178.8196 | 298.468 | 210.4996 | -4.7612e-07 | 112386469507.8221 | 3013074.2333 | 258195.0641 | 2263019.9989 | 2841484.8019 | 24077.0464 | 211733.5589 | 0 | 3358518.0343 | 8738174.9986 | 5963983.9881 | 26672261.7244 | 3144235.0165 | 24065791.4134 | 24065791.4134 | 1478867.319 | 10508037.6352 | 0 | 53882288.1543 | 89934984.5221 | 2371.3737 | 6.1429 | 8771.5341 | 14640.577 | 178.8196 | 298.468
1 | 6100 | 707 | 0.035 | 15 | 15 | 7 | 3.1623e-12 | 0 | Water | Porous | Wet | R245fa | MinimizeLCOE_Brownfield | IgnoreSilica | 17.7442 | 14.9337 | 2.0216 | 4 | 7433.3297 | 11891.6717 | 151.5385 | 242.4278 | 212.5704 | -4.9332e-07 | 109027260464.9002 | 3655790.9251 | 312598.4719 | 2815508.6423 | 3569242.2099 | 24077.0464 | 245134.884 | 0 | 4142717.35 | 10778500.7566 | 7356548.2424 | 32900118.5287 | 3144235.0165 | 24065791.4134 | 24065791.4134 | 1478867.319 | 10508037.6352 | 0 | 60110144.9586 | 96162841.3263 | 3162.2777 | 8.0866 | 7433.3297 | 11891.6717 | 151.5385 | 242.4278
1 | 6100 | 707 | 0.035 | 15 | 15 | 7 | 4.217e-12 | 0 | Water | Porous | Wet | R245fa | MinimizeLCOE_Brownfield | IgnoreSilica | 23.1032 | 19.6536 | 2.6641 | 4 | 6385.0984 | 9768.2416 | 130.1689 | 199.1388 | 214.1591 | -5.0758e-07 | 109457808368.6424 | 4441694.0199 | 378861.3847 | 3507341.0479 | 4545233.8884 | 24077.0464 | 286475.9143 | 0 | 5141636.4876 | 13377483.4461 | 9130407.3317 | 40833210.5669 | 3144235.0165 | 24065791.4134 | 24065791.4134 | 1478867.319 | 10508037.6352 | 0 | 68043236.9968 | 104095933.3645 | 4216.965 | 10.6566 | 6385.0984 | 9768.2416 | 130.1689 | 199.1388
1 | 6100 | 707 | 0.035 | 15 | 15 | 7 | 5.6234e-12 | 0 | Water | Porous | Wet | R245fa | MinimizeLCOE_Brownfield | IgnoreSilica | 30.1601 | 25.8725 | 3.5108 | 4 | 5560.1568 | 8127.3983 | 113.3513 | 165.688 | 215.4013 | -5.1854e-07 | 109782813704.1392 | 5398945.8669 | 459270.6313 | 4370128.6306 | 5836286.6203 | 24077.0464 | 336571.3521 | 0 | 6405859.2576 | 16666731.7659 | 11375386.8973 | 50873258.0685 | 3144235.0165 | 24065791.4134 | 24065791.4134 | 1478867.319 | 10508037.6352 | 0 | 78083284.4984 | 114135980.8661 | 5623.4133 | 14.0434 | 5560.1568 | 8127.3983 | 113.3513 | 165.688
1 | 6100 | 707 | 0.035 | 15 | 15 | 7 | 7.4989e-12 | 0 | Water | Porous | Wet | R245fa | MinimizeLCOE_Brownfield | IgnoreSilica | 39.4226 | 34.038 | 4.6227 | 4 | 4908.1377 | 6857.9173 | 100.059 | 139.8079 | 216.3644 | -5.2662e-07 | 110003794785.2535 | 6561212.2832 | 556508.2344 | 5442455.3019 | 7535015.012 | 24077.0464 | 397179.7714 | 0 | 8001414.5832 | 20818039.4296 | 14208739.6787 | 63544641.3407 | 3144235.0165 | 24065791.4134 | 24065791.4134 | 1478867.319 | 10508037.6352 | 0 | 90754667.7706 | 126807364.1384 | 7498.9421 | 18.4907 | 4908.1377 | 6857.9173 | 100.059 | 139.8079
1 | 6100 | 707 | 0.035 | 15 | 15 | 7 | 1e-11 | 0 | Water | Porous | Wet | R245fa | MinimizeLCOE_Brownfield | IgnoreSilica | 51.4442 | 44.6348 | 6.0659 | 4 | 4392.8937 | 5878.7813 | 89.5551 | 119.8469 | 217.0909 | -5.3124e-07 | 110021488385.0726 | 7957073.1165 | 672766.1964 | 6760251.0121 | 9744508.0441 | 24077.0464 | 469367.3933 | 0 | 9994936.6954 | 26004775.038 | 17748793.3082 | 79376547.8503 | 3144235.0165 | 24065791.4134 | 24065791.4134 | 1478867.319 | 10508037.6352 | 0 | 106586574.2803 | 142639270.648 | 10000 | 24.2634 | 4392.8937 | 5878.7813 | 89.5551 | 119.8469
1 | 6100 | 707 | 0.035 | 15 | 15 | 7 | 1.3335e-11 | 0 | Water | Porous | Wet | R245fa | MinimizeLCOE_Brownfield | IgnoreSilica | 66.8085 | 58.1405 | 7.9047 | 4 | 3988.423 | 5128.6479 | 81.3094 | 104.5544 | 217.5404 | -5.3174e-07 | 109227040283.3332 | 9606204.6983 | 809520.1597 | 8352314.3169 | 12584372.6714 | 24077.0464 | 554914.7437 | 0 | 12453247.4182 | 32400795.2698 | 22114208.5414 | 98899654.8657 | 3144235.0165 | 24065791.4134 | 24065791.4134 | 1478867.319 | 10508037.6352 | 0 | 126109681.2956 | 162162377.6633 | 13335.2143 | 31.6189 | 3988.423 | 5128.6479 | 81.3094 | 104.5544
1 | 6100 | 707 | 0.035 | 15 | 15 | 7 | 1.7783e-11 | 0 | Water | Porous | Wet | R245fa | MinimizeLCOE_Brownfield | IgnoreSilica | 85.817 | 74.6464 | 10.1492 | 4 | 3683.512 | 4571.583 | 75.0934 | 93.1979 | 217.4676 | -5.2434e-07 | 106355320940.3145 | 11480615.6298 | 964269.7618 | 10200716.8284 | 16171095.9839 | 24077.0464 | 654915.0273 | 0 | 15403319.2082 | 40076276.9246 | 27352882.4862 | 122328168.8966 | 3144235.0165 | 24065791.4134 | 24065791.4134 | 1478867.319 | 10508037.6352 | 0 | 149538195.3265 | 185590891.6942 | 17782.7941 | 40.5966 | 3683.512 | 4571.583 | 75.0934 | 93.1979
1 | 6100 | 707 | 0.035 | 15 | 15 | 7 | 2.3714e-11 | 0 | Water | Porous | Wet | R245fa | MinimizeLCOE_Brownfield | IgnoreSilica | 108.2654 | 93.5338 | 12.7071 | 4 | 3476.0591 | 4185.3617 | 70.8642 | 85.3243 | 216.4537 | -5.0464e-07 | 100139354330.2864 | 13486832.3033 | 1129208.7748 | 12217957.3237 | 20629924.461 | 24077.0464 | 771656.6108 | 0 | 18821266.0428 | 48969073.4708 | 33422398.8577 | 149472394.8913 | 3144235.0165 | 24065791.4134 | 24065791.4134 | 1478867.319 | 10508037.6352 | 0 | 176682421.3212 | 212735117.6889 | 23713.7371 | 50.8284 | 3476.0591 | 4185.3617 | 70.8642 | 85.3243
1 | 6100 | 707 | 0.035 | 15 | 15 | 7 | 3.1623e-11 | 0 | Water | Porous | Wet | R245fa | MinimizeLCOE_Brownfield | IgnoreSilica | 128.8176 | 109.9414 | 14.9624 | 4 | 3365.4418 | 3967.8303 | 68.6091 | 80.8896 | 214.6424 | -4.4717e-07 | 93014096874.5171 | 15137943.8079 | 1264396.7349 | 13904420.1342 | 25080899.8464 | 24077.0464 | 834941.7937 | 0 | 21936204.9517 | 57073505.55 | 38953840.2812 | 174210230.1463 | 3144235.0165 | 24065791.4134 | 24065791.4134 | 1478867.319 | 10508037.6352 | 0 | 201420256.5762 | 237472952.9439 | 31622.7766 | 59.8496 | 3365.4418 | 3967.8303 | 68.6091 | 80.8896
1 | 6100 | 707 | 0.035 | 15 | 15 | 7 | 4.217e-11 | 0 | Water | Porous | Wet | R245fa | MinimizeLCOE_Brownfield | IgnoreSilica | 132.7204 | 112.9154 | 15.5727 | 4 | 3299.764 | 3878.5437 | 67.2702 | 79.0694 | 214.1745 | -8.3697e-05 | 94995194355.2697 | 15429563.8829 | 1288242.9433 | 14204517.6028 | 25991619.7664 | 24077.0464 | 640458.2774 | 0 | 22455607.0124 | 58424883.1679 | 39876183.2734 | 178335152.9727 | 3144235.0165 | 24065791.4134 | 24065791.4134 | 1478867.319 | 10508037.6352 | 0 | 205545179.4026 | 241597875.7703 | 42169.6503 | 62.2909 | 3299.764 | 3878.5437 | 67.2702 | 79.0694
1 | 6100 | 707 | 0.035 | 15 | 15 | 7 | 5.6234e-11 | 0 | Water | Porous | Wet | R245fa | MinimizeLCOE_Brownfield | IgnoreSilica | 135.5191 | 115.0175 | 16.028 | 4 | 3250.2703 | 3812.6107 | 66.2612 | 77.7252 | 213.8153 | -5.0205e-05 | 96648680599.3503 | 15634380.6933 | 1304983.938 | 14415673.578 | 26660599.8319 | 24077.0464 | 454319.812 | 0 | 22812673.6108 | 59353897.2126 | 40510254.4482 | 181170860.1712 | 3144235.0165 | 24065791.4134 | 24065791.4134 | 1478867.319 | 10508037.6352 | 0 | 208380886.6011 | 244433582.9688 | 56234.1325 | 64.1119 | 3250.2703 | 3812.6107 | 66.2612 | 77.7252
1 | 6100 | 707 | 0.035 | 15 | 15 | 7 | 7.4989e-11 | 0 | Water | Porous | Wet | R245fa | MinimizeLCOE_Brownfield | IgnoreSilica | 137.2272 | 116.2837 | 16.3361 | 4 | 3212.2322 | 3763.9655 | 65.4857 | 76.7335 | 213.5818 | -2.2614e-05 | 98150597419.391 | 15757250.1993 | 1315024.0407 | 14542496.5573 | 27077511.5966 | 24077.0464 | 268623.8184 | 0 | 23004143.4708 | 59852062.5125 | 40850262.5017 | 182691451.7436 | 3144235.0165 | 24065791.4134 | 24065791.4134 | 1478867.319 | 10508037.6352 | 0 | 209901478.1735 | 245954174.5412 | 74989.4209 | 65.3444 | 3212.2322 | 3763.9655 | 65.4857 | 76.7335
1 | 6100 | 707 | 0.035 | 15 | 15 | 7 | 1e-10 | 0 | Water | Porous | Wet | R245fa | MinimizeLCOE_Brownfield | IgnoreSilica | 137.9138 | 116.7821 | 16.51 | 4 | 3178.6796 | 3724.6012 | 64.8017 | 75.931 | 213.4762 | 0.00046449 | 101173789680.6552 | 15805514.058 | 1318967.2786 | 14592344.0285 | 27250123.8861 | 24077.0464 | 0 | 0 | 23006500.256 | 59858194.384 | 40854447.63 | 182710168.5675 | 3144235.0165 | 24065791.4134 | 24065791.4134 | 1478867.319 | 10508037.6352 | 0 | 209920194.9974 | 245972891.3652 | 100000 | 66.0401 | 3178.6796 | 3724.6012 | 64.8017 | 75.931
1 | 6100 | 707 | 0.035 | 15 | 15 | 7 | 1.3335e-10 | 0 | Water | Porous | Wet | R245fa | MinimizeLCOE_Brownfield | IgnoreSilica | 151.5024 | 126.6681 | 17.9076 | 4 | 3166.473 | 3669.7878 | 64.5528 | 74.8136 | 211.5971 | 0.035121 | 100079822860.2336 | 16751166.1307 | 1396130.1936 | 15572477.9832 | 30702293.6108 | 24077.0464 | 0 | 0 | 25133996.5362 | 65393503.2956 | 44632409.7014 | 199606054.4979 | 3144235.0165 | 24065791.4134 | 24065791.4134 | 1478867.319 | 10508037.6352 | 0 | 226816080.9278 | 262868777.2956 | 133352.1432 | 71.6305 | 3166.473 | 3669.7878 | 64.5528 | 74.8136
1 | 6100 | 707 | 0.035 | 15 | 15 | 7 | 1.7783e-10 | 0 | Water | Porous | Wet | R245fa | MinimizeLCOE_Brownfield | IgnoreSilica | 151.4272 | 126.6044 | 17.8986 | 4 | 3166.8712 | 3670.4391 | 64.561 | 74.8269 | 211.5962 | 1.0704 | 100067325216.2833 | 16745144.1621 | 1395638.9072 | 15566216.5866 | 30687469.7834 | 24077.0464 | 0 | 0 | 25123233.1294 | 65365499.119 | 44613296.2754 | 199520575.0096 | 3144235.0165 | 24065791.4134 | 24065791.4134 | 1478867.319 | 10508037.6352 | 0 | 226730601.4395 | 262783297.8072 | 177827.941 | 71.5945 | 3166.8712 | 3670.4391 | 64.561 | 74.8269
1 | 6100 | 707 | 0.035 | 15 | 15 | 7 | 2.3714e-10 | 0 | Water | Porous | Wet | R245fa | MinimizeLCOE_Brownfield | IgnoreSilica | 151.3197 | 126.524 | 17.8873 | 4 | 3167.0367 | 3670.9245 | 64.5643 | 74.8368 | 211.6072 | 1.8492 | 100066578667.5788 | 16737540.7649 | 1395019.6394 | 15558310.0659 | 30660947.4358 | 24077.0464 | 0 | 0 | 25106599.0314 | 65322220.6081 | 44583757.8025 | 199388472.3943 | 3144235.0165 | 24065791.4134 | 24065791.4134 | 1478867.319 | 10508037.6352 | 0 | 226598498.8243 | 262651195.192 | 237137.3706 | 71.5491 | 3167.0367 | 3670.9245 | 64.5643 | 74.8368
1 | 6100 | 707 | 0.035 | 15 | 15 | 7 | 3.1623e-10 | 0 | Water | Porous | Wet | R245fa | MinimizeLCOE_Brownfield | IgnoreSilica | 151.3197 | 126.5255 | 17.8875 | 4 | 3166.9805 | 3670.8624 | 64.5632 | 74.8355 | 211.6089 | 2.4247 | 100059201750.541 | 16737680.0418 | 1395031.147 | 15558454.7056 | 30660204.9961 | 24077.0464 | 0 | 0 | 25106424.6954 | 65321767.0216 | 44583448.2203 | 199387087.8742 | 3144235.0165 | 24065791.4134 | 24065791.4134 | 1478867.319 | 10508037.6352 | 0 | 226597114.3041 | 262649810.6718 | 316227.766 | 71.5499 | 3166.9805 | 3670.8624 | 64.5632 | 74.8355
1 | 6100 | 707 | 0.035 | 15 | 15 | 7 | 4.217e-10 | 0 | Water | Porous | Wet | R245fa | MinimizeLCOE_Brownfield | IgnoreSilica | 151.3003 | 126.5128 | 17.8857 | 4 | 3166.9389 | 3670.8713 | 64.5623 | 74.8357 | 211.6131 | 2.8578 | 100062090959.5874 | 16736480.9447 | 1394933.6935 | 15557207.603 | 30654457.9183 | 24077.0464 | 0 | 0 | 25103191.3103 | 65313354.4168 | 44577706.4447 | 199361409.3776 | 3144235.0165 | 24065791.4134 | 24065791.4134 | 1478867.319 | 10508037.6352 | 0 | 226571435.8075 | 262624132.1752 | 421696.5034 | 71.5427 | 3166.9389 | 3670.8713 | 64.5623 | 74.8357
1 | 6100 | 707 | 0.035 | 15 | 15 | 7 | 5.6234e-10 | 0 | Water | Porous | Wet | R245fa | MinimizeLCOE_Brownfield | IgnoreSilica | 151.2808 | 126.4999 | 17.8838 | 4 | 3166.908 | 3670.892 | 64.5617 | 74.8361 | 211.617 | 3.1828 | 100066352786.8127 | 16735255.272 | 1394834.044 | 15555932.9118 | 30648852.7012 | 24077.0464 | 0 | 0 | 25099991.2704 | 65305028.5694 | 44572023.8827 | 199335995.6978 | 3144235.0165 | 24065791.4134 | 24065791.4134 | 1478867.319 | 10508037.6352 | 0 | 226546022.1277 | 262598718.4954 | 562341.3252 | 71.5354 | 3166.908 | 3670.892 | 64.5617 | 74.8361
1 | 6100 | 707 | 0.035 | 15 | 15 | 7 | 7.4989e-10 | 0 | Water | Porous | Wet | R245fa | MinimizeLCOE_Brownfield | IgnoreSilica | 151.2855 | 126.5037 | 17.8844 | 4 | 3166.885 | 3670.8536 | 64.5612 | 74.8353 | 211.617 | 3.4252 | 100061157748.901 | 16735622.4196 | 1394863.9934 | 15556314.6286 | 30649785.9728 | 24077.0464 | 0 | 0 | 25100658.9837 | 65306765.8225 | 44573209.5937 | 199341298.4607 | 3144235.0165 | 24065791.4134 | 24065791.4134 | 1478867.319 | 10508037.6352 | 0 | 226551324.8906 | 262604021.2583 | 749894.2093 | 71.5376 | 3166.885 | 3670.8536 | 64.5612 | 74.8353
1 | 6100 | 707 | 0.035 | 15 | 15 | 7 | 1e-09 | 0 | Water | Porous | Wet | R245fa | MinimizeLCOE_Brownfield | IgnoreSilica | 151.2855 | 126.5042 | 17.8845 | 4 | 3166.8679 | 3670.8346 | 64.5609 | 74.8349 | 211.6175 | 3.6072 | 100058766240.1402 | 16735664.9743 | 1394867.5094 | 15556358.8213 | 30649559.2644 | 24077.0464 | 0 | 0 | 25100605.7701 | 65306627.3717 | 44573115.0982 | 199340875.8558 | 3144235.0165 | 24065791.4134 | 24065791.4134 | 1478867.319 | 10508037.6352 | 0 | 226550902.2857 | 262603598.6534 | 1000000 | 71.5378 | 3166.8679 | 3670.8346 | 64.5609 | 74.8349
1 | 6100 | 707 | 0.035 | 15 | 15 | 7 | 1.3335e-09 | 0 | Water | Porous | Wet | R245fa | MinimizeLCOE_Brownfield | IgnoreSilica | 151.2855 | 126.5045 | 17.8845 | 4 | 3166.8551 | 3670.8205 | 64.5606 | 74.8346 | 211.6179 | 3.7437 | 100056967250.0445 | 16735696.7521 | 1394870.1351 | 15556391.8223 | 30649389.9737 | 24077.0464 | 0 | 0 | 25100566.0345 | 65306523.9878 | 44573044.5365 | 199340560.2884 | 3144235.0165 | 24065791.4134 | 24065791.4134 | 1478867.319 | 10508037.6352 | 0 | 226550586.7183 | 262603283.086 | 1333521.4322 | 71.538 | 3166.8551 | 3670.8205 | 64.5606 | 74.8346
1 | 6100 | 707 | 0.035 | 15 | 15 | 7 | 1.7783e-09 | 0 | Water | Porous | Wet | R245fa | MinimizeLCOE_Brownfield | IgnoreSilica | 151.266 | 126.491 | 17.8826 | 4 | 3166.8455 | 3670.8647 | 64.5604 | 74.8355 | 211.6211 | 3.8473 | 100064099390.2576 | 16734418.2202 | 1394766.1181 | 15555062.2445 | 30644066.6466 | 24077.0464 | 0 | 0 | 25097432.2075 | 65298370.4128 | 44567479.5541 | 199315672.4501 | 3144235.0165 | 24065791.4134 | 24065791.4134 | 1478867.319 | 10508037.6352 | 0 | 226525698.88 | 262578395.2477 | 1778279.41 | 71.5304 | 3166.8455 | 3670.8647 | 64.5604 | 74.8355
1 | 6100 | 707 | 0.035 | 15 | 15 | 7 | 2.3714e-09 | 0 | Water | Porous | Wet | R245fa | MinimizeLCOE_Brownfield | IgnoreSilica | 151.266 | 126.4912 | 17.8826 | 4 | 3166.8383 | 3670.8568 | 64.5603 | 74.8354 | 211.6213 | 3.9241 | 100063084578.7404 | 16734436.0053 | 1394767.5875 | 15555080.7141 | 30643971.9224 | 24077.0464 | 0 | 0 | 25097409.9775 | 65298312.5749 | 44567440.0785 | 199315495.9067 | 3144235.0165 | 24065791.4134 | 24065791.4134 | 1478867.319 | 10508037.6352 | 0 | 226525522.3366 | 262578218.7044 | 2371373.7057 | 71.5305 | 3166.8383 | 3670.8568 | 64.5603 | 74.8354
1 | 6100 | 707 | 0.035 | 15 | 15 | 7 | 3.1623e-09 | 0 | Water | Porous | Wet | R245fa | MinimizeLCOE_Brownfield | IgnoreSilica | 151.266 | 126.4913 | 17.8826 | 4 | 3166.8329 | 3670.8509 | 64.5602 | 74.8353 | 211.6215 | 3.9816 | 100062322806.189 | 16734449.3186 | 1394768.6875 | 15555094.5397 | 30643901.0165 | 24077.0464 | 0 | 0 | 25097393.3374 | 65298269.2806 | 44567410.5293 | 199315363.756 | 3144235.0165 | 24065791.4134 | 24065791.4134 | 1478867.319 | 10508037.6352 | 0 | 226525390.1859 | 262578086.5536 | 3162277.6602 | 71.5306 | 3166.8329 | 3670.8509 | 64.5602 | 74.8353
1 | 6100 | 707 | 0.035 | 15 | 15 | 7 | 4.217e-09 | 0 | Water | Porous | Wet | R245fa | MinimizeLCOE_Brownfield | IgnoreSilica | 151.266 | 126.4914 | 17.8827 | 4 | 3166.8289 | 3670.8465 | 64.5601 | 74.8352 | 211.6216 | 4.0248 | 100061750836.0874 | 16734459.2888 | 1394769.5113 | 15555104.8935 | 30643847.9161 | 24077.0464 | 0 | 0 | 25097380.8759 | 65298236.8584 | 44567388.4004 | 199315264.7908 | 3144235.0165 | 24065791.4134 | 24065791.4134 | 1478867.319 | 10508037.6352 | 0 | 226525291.2207 | 262577987.5884 | 4216965.0343 | 71.5306 | 3166.8289 | 3670.8465 | 64.5601 | 74.8352
1 | 6100 | 707 | 0.035 | 15 | 15 | 7 | 5.6234e-09 | 0 | Water | Porous | Wet | R245fa | MinimizeLCOE_Brownfield | IgnoreSilica | 151.266 | 126.4915 | 17.8827 | 4 | 3166.8259 | 3670.8431 | 64.56 | 74.8351 | 211.6217 | 4.0571 | 100061321683.4342 | 16734466.7578 | 1394770.1285 | 15555112.65 | 30643808.1367 | 24077.0464 | 0 | 0 | 25097371.5406 | 65298212.5697 | 44567371.8229 | 199315190.6526 | 3144235.0165 | 24065791.4134 | 24065791.4134 | 1478867.319 | 10508037.6352 | 0 | 226525217.0825 | 262577913.4503 | 5623413.2519 | 71.5307 | 3166.8259 | 3670.8431 | 64.56 | 74.8351
1 | 6100 | 707 | 0.035 | 15 | 15 | 7 | 7.4989e-09 | 0 | Water | Porous | Wet | R245fa | MinimizeLCOE_Brownfield | IgnoreSilica | 151.266 | 126.4916 | 17.8827 | 4 | 3166.8237 | 3670.8406 | 64.56 | 74.8351 | 211.6218 | 4.0814 | 100060999746.8735 | 16734472.3546 | 1394770.5909 | 15555118.4622 | 30643778.3289 | 24077.0464 | 0 | 0 | 25097364.5454 | 65298194.3697 | 44567359.4011 | 199315135.0992 | 3144235.0165 | 24065791.4134 | 24065791.4134 | 1478867.319 | 10508037.6352 | 0 | 226525161.5291 | 262577857.8968 | 7498942.0933 | 71.5307 | 3166.8237 | 3670.8406 | 64.56 | 74.8351
1 | 6100 | 707 | 0.035 | 15 | 15 | 7 | 1e-08 | 0 | Water | Porous | Wet | R245fa | MinimizeLCOE_Brownfield | IgnoreSilica | 151.266 | 126.4916 | 17.8827 | 4 | 3166.822 | 3670.8388 | 64.5599 | 74.835 | 211.6218 | 4.0996 | 100060758073.9306 | 16734476.5493 | 1394770.9375 | 15555122.8183 | 30643755.989 | 24077.0464 | 0 | 0 | 25097359.3027 | 65298180.7294 | 44567350.0913 | 199315093.4637 | 3144235.0165 | 24065791.4134 | 24065791.4134 | 1478867.319 | 10508037.6352 | 0 | 226525119.8937 | 262577816.2614 | 10000000 | 71.5307 | 3166.822 | 3670.8388 | 64.5599 | 74.835
1 | 6200 | 707 | 0.035 | 15 | 15 | 7 | 1e-13 | 0 | Water | Porous | Wet | R245fa | MinimizeLCOE_Brownfield | IgnoreSilica | 1.0464 | 0.31807 | 0.02012 | 4 | 364344.9562 | 822130.372 | 7427.6647 | 16760.2396 | 134.2179 | -6.3371e-05 | 43445122613.5577 | 186857.976 | 7948.9591 | 135433.3315 | 82818.6131 | 24077.0464 | 62723.3136 | 0 | 194945.1035 | 507207.1706 | 346179.316 | 1548190.8298 | 3144235.0165 | 24629381.4663 | 24629381.4663 | 1478867.319 | 10733473.6564 | 0 | 29321807.3126 | 66163529.7544 | 100 | 0.080478 | 364344.9562 | 822130.372 | 7427.6647 | 16760.2396
1 | 6200 | 707 | 0.035 | 15 | 15 | 7 | 1.3335e-13 | 0 | Water | Porous | Wet | R245fa | MinimizeLCOE_Brownfield | IgnoreSilica | 1.3436 | 0.49607 | 0.040213 | 4 | 185793.1031 | 414832.6052 | 3787.6437 | 8456.9238 | 148.6346 | -6.9725e-05 | 59477640448.1644 | 271293.3175 | 12787.6057 | 191453.6551 | 113339.7658 | 24077.0464 | 68874.2773 | 0 | 265912.0104 | 691848.5051 | 472200.8208 | 2111787.0042 | 3144235.0165 | 24629381.4663 | 24629381.4663 | 1478867.319 | 10733473.6564 | 0 | 29885403.487 | 66727125.9288 | 133.3521 | 0.16085 | 185793.1031 | 414832.6052 | 3787.6437 | 8456.9238
1 | 6200 | 707 | 0.035 | 15 | 15 | 7 | 1.7783e-13 | 0 | Water | Porous | Wet | R245fa | MinimizeLCOE_Brownfield | IgnoreSilica | 1.7335 | 0.75523 | 0.072418 | 4 | 105842.2448 | 233026.8798 | 2157.7373 | 4750.5681 | 161.8393 | -7.8002e-05 | 75255433166.7538 | 384645.2222 | 20160.3247 | 265576.0632 | 160807.0171 | 24077.0464 | 76472.9391 | 0 | 363378.0589 | 945435.1703 | 645278.9305 | 2885830.7723 | 3144235.0165 | 24629381.4663 | 24629381.4663 | 1478867.319 | 10733473.6564 | 0 | 30659447.2552 | 67501169.697 | 177.8279 | 0.28967 | 105842.2448 | 233026.8798 | 2157.7373 | 4750.5681
1 | 6200 | 707 | 0.035 | 15 | 15 | 7 | 2.3714e-13 | 0 | Water | Porous | Wet | R245fa | MinimizeLCOE_Brownfield | IgnoreSilica | 2.2477 | 1.1228 | 0.12272 | 4 | 64622.5962 | 139675.1037 | 1317.419 | 2847.4659 | 173.523 | -8.8335e-05 | 90460765908.0647 | 535720.5535 | 31736.7679 | 361368.409 | 235813.8511 | 24077.0464 | 86050.9135 | 0 | 497159.3411 | 1293506.6241 | 882844.8499 | 3948278.3564 | 3144235.0165 | 24629381.4663 | 24629381.4663 | 1478867.319 | 10733473.6564 | 0 | 31721894.8392 | 68563617.281 | 237.1374 | 0.49088 | 64622.5962 | 139675.1037 | 1317.419 | 2847.4659
1 | 6200 | 707 | 0.035 | 15 | 15 | 7 | 3.1623e-13 | 0 | Water | Porous | Wet | R245fa | MinimizeLCOE_Brownfield | IgnoreSilica | 2.6155 | 1.7388 | 0.22642 | 4 | 39529.3323 | 80207.5543 | 805.8589 | 1635.1395 | 179.495 | -9.3548e-05 | 103425028742.8255 | 803920.6229 | 74143.6316 | 503942.1157 | 1094243.2211 | 24077.0464 | 91508.9091 | 0 | 1010815.8632 | 2629935.5293 | 1794985.0385 | 8027571.9777 | 3144235.0165 | 24629381.4663 | 24629381.4663 | 1478867.319 | 10733473.6564 | 0 | 35801188.4605 | 72642910.9023 | 316.2278 | 0.90569 | 39529.3323 | 80207.5543 | 805.8589 | 1635.1395
1 | 6200 | 707 | 0.035 | 15 | 15 | 7 | 4.217e-13 | 0 | Water | Porous | Wet | R245fa | MinimizeLCOE_Brownfield | IgnoreSilica | 3.2955 | 2.3267 | 0.3077 | 4 | 30637.5703 | 60571.1184 | 624.5883 | 1234.8242 | 187.4343 | -3.2454e-07 | 102850186724.2942 | 985337.7514 | 85378.3151 | 636217.7102 | 1374722.5595 | 24077.0464 | 101819.588 | 0 | 1250945.6585 | 3254703.9992 | 2221402.3569 | 9934604.9852 | 3144235.0165 | 24629381.4663 | 24629381.4663 | 1478867.319 | 10733473.6564 | 0 | 37708221.468 | 74549943.9098 | 421.6965 | 1.2308 | 30637.5703 | 60571.1184 | 624.5883 | 1234.8242
1 | 6200 | 707 | 0.035 | 15 | 15 | 7 | 5.6234e-13 | 0 | Water | Porous | Wet | R245fa | MinimizeLCOE_Brownfield | IgnoreSilica | 4.1432 | 3.0672 | 0.40833 | 4 | 23639.137 | 46195.3124 | 481.9158 | 941.7539 | 194.0246 | -3.6006e-07 | 105033504290.8185 | 1196080.3473 | 103186.1871 | 793624.7584 | 1269174.0812 | 24077.0464 | 112745.0315 | 0 | 1364566.1063 | 3550321.0975 | 2423167.1009 | 10836941.7566 | 3144235.0165 | 24629381.4663 | 24629381.4663 | 1478867.319 | 10733473.6564 | 0 | 38610558.2395 | 75452280.6812 | 562.3413 | 1.6333 | 23639.137 | 46195.3124 | 481.9158 | 941.7539
1 | 6200 | 707 | 0.035 | 15 | 15 | 7 | 7.4989e-13 | 0 | Water | Porous | Wet | R245fa | MinimizeLCOE_Brownfield | IgnoreSilica | 5.2226 | 4.0194 | 0.53805 | 4 | 18743.2326 | 35861.4852 | 382.1061 | 731.0849 | 199.544 | -3.9311e-07 | 107010441131.6694 | 1446695.0234 | 124701.0126 | 985271.3387 | 1350921.4932 | 24077.0464 | 125273.7005 | 0 | 1582206.4498 | 4116576.6271 | 2809648.1352 | 12565370.8268 | 3144235.0165 | 24629381.4663 | 24629381.4663 | 1478867.319 | 10733473.6564 | 0 | 40338987.3096 | 77180709.7514 | 749.8942 | 2.1522 | 18743.2326 | 35861.4852 | 382.1061 | 731.0849
1 | 6200 | 707 | 0.035 | 15 | 15 | 7 | 1e-12 | 0 | Water | Porous | Wet | R245fa | MinimizeLCOE_Brownfield | IgnoreSilica | 6.6259 | 5.2655 | 0.70781 | 4 | 15093.9476 | 28106.4455 | 307.7105 | 572.9879 | 204.1659 | -4.2535e-07 | 108414639189.2154 | 1749839.8713 | 150659.1176 | 1222854.7216 | 1542442.6343 | 24077.0464 | 140607.5536 | 0 | 1883887.5685 | 4901489.0146 | 3345366.968 | 14961224.4958 | 3144235.0165 | 24629381.4663 | 24629381.4663 | 1478867.319 | 10733473.6564 | 0 | 42734840.9787 | 79576563.4205 | 1000 | 2.8313 | 15093.9476 | 28106.4455 | 307.7105 | 572.9879
1 | 6200 | 707 | 0.035 | 15 | 15 | 7 | 1.3335e-12 | 0 | Water | Porous | Wet | R245fa | MinimizeLCOE_Brownfield | IgnoreSilica | 8.448 | 6.8859 | 0.92865 | 4 | 12338.0366 | 22256.1182 | 251.5276 | 453.7211 | 207.8603 | -4.5368e-07 | 108697665982.0051 | 2114471.2017 | 181806.7467 | 1515627.648 | 1834972.7674 | 24077.0464 | 159136.9356 | 0 | 2273736.0148 | 5915794.7031 | 4037651.4423 | 18057274.5059 | 3144235.0165 | 24629381.4663 | 24629381.4663 | 1478867.319 | 10733473.6564 | 0 | 45830890.9887 | 82672613.4305 | 1333.5214 | 3.7146 | 12338.0366 | 22256.1182 | 251.5276 | 453.7211
1 | 6200 | 707 | 0.035 | 15 | 15 | 7 | 1.7783e-12 | 0 | Water | Porous | Wet | R245fa | MinimizeLCOE_Brownfield | IgnoreSilica | 10.8252 | 8.9747 | 1.2128 | 4 | 10261.3638 | 17856.0248 | 209.1918 | 364.0192 | 210.3543 | -4.7493e-07 | 105956447475.8669 | 2549629.3016 | 218854.9334 | 1873444.6003 | 2255847.3824 | 24077.0464 | 182598.519 | 0 | 2770736.1954 | 7208887.2243 | 4920213.6584 | 22004288.8611 | 3144235.0165 | 24629381.4663 | 24629381.4663 | 1478867.319 | 10733473.6564 | 0 | 49777905.344 | 86619627.7857 | 1778.2794 | 4.851 | 10261.3638 | 17856.0248 | 209.1918 | 364.0192
1 | 6200 | 707 | 0.035 | 15 | 15 | 7 | 2.3714e-12 | 0 | Water | Porous | Wet | R245fa | MinimizeLCOE_Brownfield | IgnoreSilica | 13.9922 | 11.8635 | 1.6078 | 4 | 8521.0607 | 14249.5849 | 173.7133 | 290.4971 | 213.6657 | -5.0424e-07 | 112654218932.5914 | 3105974.0302 | 266084.1734 | 2342036.4867 | 2779571.5145 | 24077.0464 | 208594.3323 | 0 | 3403271.6576 | 8854614.746 | 6043456.5083 | 27027680.4955 | 3144235.0165 | 24629381.4663 | 24629381.4663 | 1478867.319 | 10733473.6564 | 0 | 54801296.9783 | 91643019.4201 | 2371.3737 | 6.4313 | 8521.0607 | 14249.5849 | 173.7133 | 290.4971
1 | 6200 | 707 | 0.035 | 15 | 15 | 7 | 3.1623e-12 | 0 | Water | Porous | Wet | R245fa | MinimizeLCOE_Brownfield | IgnoreSilica | 18.1385 | 15.5917 | 2.1167 | 4 | 7223.1628 | 11574.5042 | 147.2539 | 235.9619 | 215.7042 | -5.2345e-07 | 112150171264.9949 | 3769232.3087 | 322192.7378 | 2914324.9586 | 3506845.4387 | 24077.0464 | 241618.876 | 0 | 4203533.6328 | 10936732.2493 | 7464544.4875 | 33383101.7358 | 3144235.0165 | 24629381.4663 | 24629381.4663 | 1478867.319 | 10733473.6564 | 0 | 61156718.2187 | 97998440.6604 | 3162.2777 | 8.4668 | 7223.1628 | 11574.5042 | 147.2539 | 235.9619
1 | 6200 | 707 | 0.035 | 15 | 15 | 7 | 4.217e-12 | 0 | Water | Porous | Wet | R245fa | MinimizeLCOE_Brownfield | IgnoreSilica | 23.6025 | 20.5072 | 2.7877 | 4 | 6205.9314 | 9509.8325 | 126.5163 | 193.8708 | 217.3002 | -5.3871e-07 | 112601903902.4192 | 4577735.9547 | 390325.4153 | 3628680.4824 | 4473334.5805 | 24077.0464 | 281753.9474 | 0 | 5216603.8964 | 13572533.2658 | 9263532.8416 | 41428577.4303 | 3144235.0165 | 24629381.4663 | 24629381.4663 | 1478867.319 | 10733473.6564 | 0 | 69202193.9132 | 106043916.355 | 4216.965 | 11.151 | 6205.9314 | 9509.8325 | 126.5163 | 193.8708
1 | 6200 | 707 | 0.035 | 15 | 15 | 7 | 5.6234e-12 | 0 | Water | Porous | Wet | R245fa | MinimizeLCOE_Brownfield | IgnoreSilica | 30.7863 | 26.9735 | 3.6708 | 4 | 5404.842 | 7913.9739 | 110.185 | 161.3371 | 218.5478 | -5.5017e-07 | 112949095022.7132 | 5561204.6503 | 472894.3862 | 4518280.9348 | 5748727.5796 | 24077.0464 | 330209.2509 | 0 | 6495603.6008 | 16900228.1377 | 11534752.969 | 51585978.5556 | 3144235.0165 | 24629381.4663 | 24629381.4663 | 1478867.319 | 10733473.6564 | 0 | 79359595.0384 | 116201317.4802 | 5623.4133 | 14.6831 | 5404.842 | 7913.9739 | 110.185 | 161.3371
1 | 6200 | 707 | 0.035 | 15 | 15 | 7 | 7.4989e-12 | 0 | Water | Porous | Wet | R245fa | MinimizeLCOE_Brownfield | IgnoreSilica | 40.2138 | 35.4625 | 4.83 | 4 | 4770.5943 | 6677.4969 | 97.255 | 136.1298 | 219.5159 | -5.5872e-07 | 113182903997.3123 | 6755389.0591 | 572742.3526 | 5623910.4661 | 7426019.1353 | 24077.0464 | 388918.9233 | 0 | 8108512.2233 | 21096685.5204 | 14398921.3612 | 64395176.0877 | 3144235.0165 | 24629381.4663 | 24629381.4663 | 1478867.319 | 10733473.6564 | 0 | 92168792.5705 | 129010515.0123 | 7498.9421 | 19.3202 | 4770.5943 | 6677.4969 | 97.255 | 136.1298
1 | 6200 | 707 | 0.035 | 15 | 15 | 7 | 1e-11 | 0 | Water | Porous | Wet | R245fa | MinimizeLCOE_Brownfield | IgnoreSilica | 52.4648 | 46.492 | 6.3363 | 4 | 4268.3347 | 5721.9241 | 87.0158 | 116.6492 | 220.245 | -5.6403e-07 | 113173584495.9458 | 8191500.171 | 692286.2873 | 6984346.0138 | 9609822.1391 | 24077.0464 | 459289.4655 | 0 | 10124915.238 | 26342952.5436 | 17979606.4046 | 80408795.3094 | 3144235.0165 | 24629381.4663 | 24629381.4663 | 1478867.319 | 10733473.6564 | 0 | 108182411.7922 | 145024134.234 | 10000 | 25.3453 | 4268.3347 | 5721.9241 | 87.0158 | 116.6492
1 | 6200 | 707 | 0.035 | 15 | 15 | 7 | 1.3335e-11 | 0 | Water | Porous | Wet | R245fa | MinimizeLCOE_Brownfield | IgnoreSilica | 68.0802 | 60.5053 | 8.2497 | 4 | 3874.6669 | 4991.1211 | 78.9903 | 101.7508 | 220.6801 | -5.644e-07 | 112261332371.2502 | 9883223.0406 | 832485.0989 | 8622992.7369 | 12409266.9022 | 24077.0464 | 542390.0569 | 0 | 12602629.604 | 32789457.0747 | 22379478.2095 | 100085999.7701 | 3144235.0165 | 24629381.4663 | 24629381.4663 | 1478867.319 | 10733473.6564 | 0 | 127859616.2529 | 164701338.6947 | 13335.2143 | 32.9989 | 3874.6669 | 4991.1211 | 78.9903 | 101.7508
1 | 6200 | 707 | 0.035 | 15 | 15 | 7 | 1.7783e-11 | 0 | Water | Porous | Wet | R245fa | MinimizeLCOE_Brownfield | IgnoreSilica | 87.3421 | 77.5603 | 10.5751 | 4 | 3578.3652 | 4449.3212 | 72.9498 | 90.7054 | 220.5571 | -5.5583e-07 | 109103368794.6943 | 11798781.2081 | 990532.6384 | 10518043.4213 | 15932702.9887 | 24077.0464 | 639731.8336 | 0 | 15562508.9632 | 40490456.0128 | 27635568.2244 | 123592402.3368 | 3144235.0165 | 24629381.4663 | 24629381.4663 | 1478867.319 | 10733473.6564 | 0 | 151366018.8196 | 188207741.2614 | 17782.7941 | 42.3003 | 3578.3652 | 4449.3212 | 72.9498 | 90.7054
1 | 6200 | 707 | 0.035 | 15 | 15 | 7 | 2.3714e-11 | 0 | Water | Porous | Wet | R245fa | MinimizeLCOE_Brownfield | IgnoreSilica | 109.9951 | 96.9548 | 13.2082 | 4 | 3376.6977 | 4074.0251 | 68.8386 | 83.0545 | 219.4478 | -5.336e-07 | 102436199698.2153 | 13837474.8571 | 1158029.3752 | 12574152.2508 | 20284516.9864 | 24077.0464 | 754065.592 | 0 | 18966603.282 | 49347211.1546 | 33680485.5968 | 150626616.1412 | 3144235.0165 | 24629381.4663 | 24629381.4663 | 1478867.319 | 10733473.6564 | 0 | 178400232.6241 | 215241955.0658 | 23713.7371 | 52.8328 | 3376.6977 | 4074.0251 | 68.8386 | 83.0545
1 | 6200 | 707 | 0.035 | 15 | 15 | 7 | 3.1623e-11 | 0 | Water | Porous | Wet | R245fa | MinimizeLCOE_Brownfield | IgnoreSilica | 132.0554 | 114.7935 | 15.6445 | 4 | 3268.4086 | 3857.1402 | 66.6309 | 78.633 | 217.3735 | -4.7945e-07 | 93924597468.9238 | 15612665.7719 | 1303270.215 | 14393203.297 | 24897192.4663 | 24077.0464 | 838638.3338 | 0 | 22256928.3808 | 57907962.1231 | 39523374.0386 | 176757311.6728 | 3144235.0165 | 24629381.4663 | 24629381.4663 | 1478867.319 | 10733473.6564 | 0 | 204530928.1557 | 241372650.5974 | 31622.7766 | 62.5781 | 3268.4086 | 3857.1402 | 66.6309 | 78.633
1 | 6200 | 707 | 0.035 | 15 | 15 | 7 | 4.217e-11 | 0 | Water | Porous | Wet | R245fa | MinimizeLCOE_Brownfield | IgnoreSilica | 136.0844 | 117.8867 | 16.2719 | 4 | 3206.5078 | 3772.5393 | 65.369 | 76.9083 | 216.8573 | -8.8789e-05 | 95748781851.8388 | 15912321.4411 | 1327757.2861 | 14702644.1445 | 25805346.8865 | 24077.0464 | 644380.3307 | 0 | 22782445.5828 | 59275250.0842 | 40456576.167 | 180930798.9692 | 3144235.0165 | 24629381.4663 | 24629381.4663 | 1478867.319 | 10733473.6564 | 0 | 208704415.452 | 245546137.8938 | 42169.6503 | 65.0878 | 3206.5078 | 3772.5393 | 65.369 | 76.9083
1 | 6200 | 707 | 0.035 | 15 | 15 | 7 | 5.6234e-11 | 0 | Water | Porous | Wet | R245fa | MinimizeLCOE_Brownfield | IgnoreSilica | 138.9808 | 120.0756 | 16.7395 | 4 | 3159.8977 | 3710.1176 | 64.4188 | 75.6358 | 216.4609 | -5.3633e-05 | 97287170824.9411 | 16123052.1064 | 1344976.1144 | 14920645.3148 | 26473690.1722 | 24077.0464 | 458839.4812 | 0 | 23144659.2918 | 60217655.8548 | 41099787.47 | 183807382.8519 | 3144235.0165 | 24629381.4663 | 24629381.4663 | 1478867.319 | 10733473.6564 | 0 | 211580999.3348 | 248422721.7766 | 56234.1325 | 66.9582 | 3159.8977 | 3710.1176 | 64.4188 | 75.6358
1 | 6200 | 707 | 0.035 | 15 | 15 | 7 | 7.4989e-11 | 0 | Water | Porous | Wet | R245fa | MinimizeLCOE_Brownfield | IgnoreSilica | 140.7667 | 121.4064 | 17.0568 | 4 | 3124.1183 | 3664.1051 | 63.6894 | 74.6977 | 216.201 | -2.4642e-05 | 98713734532.0482 | 16250632.3731 | 1355398.2664 | 15052783.5673 | 26894297.347 | 24077.0464 | 274499.3353 | 0 | 23342158.2948 | 60731507.7481 | 41450501.9458 | 185375855.9243 | 3144235.0165 | 24629381.4663 | 24629381.4663 | 1478867.319 | 10733473.6564 | 0 | 213149472.4071 | 249991194.8489 | 74989.4209 | 68.2271 | 3124.1183 | 3664.1051 | 63.6894 | 74.6977
1 | 6200 | 707 | 0.035 | 15 | 15 | 7 | 1e-10 | 0 | Water | Porous | Wet | R245fa | MinimizeLCOE_Brownfield | IgnoreSilica | 140.9371 | 121.5167 | 17.1794 | 4 | 3092.5594 | 3628.6927 | 63.046 | 73.9758 | 216.1562 | 0.0002157 | 101178306701.5005 | 16261190.4357 | 1356261.1322 | 15063723.5695 | 26940889.0748 | 24077.0464 | 0 | 0 | 23261995.0908 | 60522939.535 | 41308149.8547 | 184739225.7391 | 3144235.0165 | 24629381.4663 | 24629381.4663 | 1478867.319 | 10733473.6564 | 0 | 212512842.2219 | 249354564.6637 | 100000 | 68.7175 | 3092.5594 | 3628.6927 | 63.046 | 73.9758
1 | 6200 | 707 | 0.035 | 15 | 15 | 7 | 1.3335e-10 | 0 | Water | Porous | Wet | R245fa | MinimizeLCOE_Brownfield | IgnoreSilica | 154.7622 | 131.6367 | 18.6101 | 4 | 3079.8159 | 3574.7324 | 62.7862 | 72.8758 | 214.1391 | 0.00080141 | 96695454288.3973 | 17218627.0193 | 1434281.5774 | 16059259.4896 | 30317764.0324 | 24077.0464 | 0 | 0 | 25371063.5744 | 66010303.0998 | 45053388.2417 | 201488764.0811 | 3144235.0165 | 24629381.4663 | 24629381.4663 | 1478867.319 | 10733473.6564 | 0 | 229262380.5639 | 266104103.0057 | 133352.1432 | 74.4403 | 3079.8159 | 3574.7324 | 62.7862 | 72.8758
1 | 6200 | 707 | 0.035 | 15 | 15 | 7 | 1.7783e-10 | 0 | Water | Porous | Wet | R245fa | MinimizeLCOE_Brownfield | IgnoreSilica | 155.5534 | 132.1863 | 18.6878 | 4 | 3080.1666 | 3573.0254 | 62.7934 | 72.841 | 214.0008 | 0.97974 | 100119255243.3678 | 17270022.0035 | 1438470.6124 | 16112874.6414 | 30526063.5005 | 24077.0464 | 0 | 0 | 25494888.0436 | 66332468.9689 | 45273273.0672 | 202472137.8839 | 3144235.0165 | 24629381.4663 | 24629381.4663 | 1478867.319 | 10733473.6564 | 0 | 230245754.3667 | 267087476.8085 | 177827.941 | 74.7511 | 3080.1666 | 3573.0254 | 62.7934 | 72.841
1 | 6200 | 707 | 0.035 | 15 | 15 | 7 | 2.3714e-10 | 0 | Water | Porous | Wet | R245fa | MinimizeLCOE_Brownfield | IgnoreSilica | 155.4413 | 132.1018 | 18.6758 | 4 | 3080.3376 | 3573.5117 | 62.7968 | 72.8509 | 214.0129 | 1.7788 | 100116198062.8645 | 17262121.1579 | 1437826.6627 | 16104631.3237 | 30499439.906 | 24077.0464 | 0 | 0 | 25477957.4777 | 66288419.1092 | 45243208.1328 | 202337680.8162 | 3144235.0165 | 24629381.4663 | 24629381.4663 | 1478867.319 | 10733473.6564 | 0 | 230111297.2991 | 266953019.7408 | 237137.3706 | 74.7033 | 3080.3376 | 3573.5117 | 62.7968 | 72.8509
1 | 6200 | 707 | 0.035 | 15 | 15 | 7 | 3.1623e-10 | 0 | Water | Porous | Wet | R245fa | MinimizeLCOE_Brownfield | IgnoreSilica | 155.4265 | 132.0928 | 18.6745 | 4 | 3080.2872 | 3573.4949 | 62.7958 | 72.8505 | 214.0169 | 2.37 | 100114487118.311 | 17261282.4448 | 1437758.3038 | 16103756.2805 | 30494961.5529 | 24077.0464 | 0 | 0 | 25475515.8951 | 66282066.6121 | 45238872.423 | 202318290.5586 | 3144235.0165 | 24629381.4663 | 24629381.4663 | 1478867.319 | 10733473.6564 | 0 | 230091907.0414 | 266933629.4832 | 316227.766 | 74.6982 | 3080.2872 | 3573.4949 | 62.7958 | 72.8505
1 | 6200 | 707 | 0.035 | 15 | 15 | 7 | 4.217e-10 | 0 | Water | Porous | Wet | R245fa | MinimizeLCOE_Brownfield | IgnoreSilica | 155.4265 | 132.0939 | 18.6747 | 4 | 3080.25 | 3573.4535 | 62.7951 | 72.8497 | 214.0182 | 2.8124 | 100108043417.323 | 17261387.577 | 1437766.8726 | 16103865.9664 | 30494472.9428 | 24077.0464 | 0 | 0 | 25475412.458 | 66281797.4901 | 45238688.7417 | 202317469.0949 | 3144235.0165 | 24629381.4663 | 24629381.4663 | 1478867.319 | 10733473.6564 | 0 | 230091085.5778 | 266932808.0196 | 421696.5034 | 74.6988 | 3080.25 | 3573.4535 | 62.7951 | 72.8497
1 | 6200 | 707 | 0.035 | 15 | 15 | 7 | 5.6234e-10 | 0 | Water | Porous | Wet | R245fa | MinimizeLCOE_Brownfield | IgnoreSilica | 155.407 | 132.081 | 18.6729 | 4 | 3080.2224 | 3573.4741 | 62.7945 | 72.8501 | 214.0222 | 3.1457 | 100112116244.5029 | 17260178.1175 | 1437668.2961 | 16102604.1249 | 30489100.4986 | 24077.0464 | 0 | 0 | 25472314.9525 | 66273738.4162 | 45233188.2582 | 202292869.7103 | 3144235.0165 | 24629381.4663 | 24629381.4663 | 1478867.319 | 10733473.6564 | 0 | 230066486.1931 | 266908208.6349 | 562341.3252 | 74.6915 | 3080.2224 | 3573.4741 | 62.7945 | 72.8501
1 | 6200 | 707 | 0.035 | 15 | 15 | 7 | 7.4989e-10 | 0 | Water | Porous | Wet | R245fa | MinimizeLCOE_Brownfield | IgnoreSilica | 155.405 | 132.0802 | 18.6728 | 4 | 3080.2018 | 3573.4566 | 62.7941 | 72.8497 | 214.0232 | 3.3947 | 100108450249.7636 | 17260101.8439 | 1437662.0794 | 16102524.5482 | 30488308.3621 | 24077.0464 | 0 | 0 | 25471942.8132 | 66272770.186 | 45232527.4212 | 202289914.3003 | 3144235.0165 | 24629381.4663 | 24629381.4663 | 1478867.319 | 10733473.6564 | 0 | 230063530.7831 | 266905253.2249 | 749894.2093 | 74.6911 | 3080.2018 | 3573.4566 | 62.7941 | 72.8497
1 | 6200 | 707 | 0.035 | 15 | 15 | 7 | 1e-09 | 0 | Water | Porous | Wet | R245fa | MinimizeLCOE_Brownfield | IgnoreSilica | 155.3876 | 132.0683 | 18.6711 | 4 | 3080.1865 | 3573.4857 | 62.7938 | 72.8503 | 214.0265 | 3.5825 | 100114633152.6559 | 17258991.8798 | 1437571.6121 | 16101366.5207 | 30483620.3972 | 24077.0464 | 0 | 0 | 25469194.7079 | 66265620.1798 | 45227647.395 | 202268089.7389 | 3144235.0165 | 24629381.4663 | 24629381.4663 | 1478867.319 | 10733473.6564 | 0 | 230041706.2217 | 266883428.6635 | 1000000 | 74.6843 | 3080.1865 | 3573.4857 | 62.7938 | 72.8503
1 | 6200 | 707 | 0.035 | 15 | 15 | 7 | 1.3335e-09 | 0 | Water | Porous | Wet | R245fa | MinimizeLCOE_Brownfield | IgnoreSilica | 155.3876 | 132.0686 | 18.6711 | 4 | 3080.1751 | 3573.473 | 62.7935 | 72.8501 | 214.0269 | 3.7224 | 100112559176.5219 | 17259024.1708 | 1437574.244 | 16101400.2098 | 30483470.4095 | 24077.0464 | 0 | 0 | 25469162.9714 | 66265537.6078 | 45227591.038 | 202267837.6976 | 3144235.0165 | 24629381.4663 | 24629381.4663 | 1478867.319 | 10733473.6564 | 0 | 230041454.1804 | 266883176.6222 | 1333521.4322 | 74.6845 | 3080.1751 | 3573.473 | 62.7935 | 72.8501
1 | 6200 | 707 | 0.035 | 15 | 15 | 7 | 1.7783e-09 | 0 | Water | Porous | Wet | R245fa | MinimizeLCOE_Brownfield | IgnoreSilica | 155.3876 | 132.0689 | 18.6712 | 4 | 3080.1666 | 3573.4635 | 62.7934 | 72.8499 | 214.0272 | 3.8273 | 100111000057.0717 | 17259048.2983 | 1437576.2105 | 16101425.382 | 30483358.3424 | 24077.0464 | 0 | 0 | 25469139.259 | 66265475.9131 | 45227548.93 | 202267649.3816 | 3144235.0165 | 24629381.4663 | 24629381.4663 | 1478867.319 | 10733473.6564 | 0 | 230041265.8644 | 266882988.3062 | 1778279.41 | 74.6847 | 3080.1666 | 3573.4635 | 62.7934 | 72.8499
1 | 6200 | 707 | 0.035 | 15 | 15 | 7 | 2.3714e-09 | 0 | Water | Porous | Wet | R245fa | MinimizeLCOE_Brownfield | IgnoreSilica | 155.3876 | 132.0691 | 18.6712 | 4 | 3080.1602 | 3573.4564 | 62.7932 | 72.8497 | 214.0274 | 3.906 | 100109829175.5039 | 17259066.3422 | 1437577.6811 | 16101444.2072 | 30483274.5333 | 24077.0464 | 0 | 0 | 25469121.526 | 66265429.7754 | 45227517.4401 | 202267508.5517 | 3144235.0165 | 24629381.4663 | 24629381.4663 | 1478867.319 | 10733473.6564 | 0 | 230041125.0346 | 266882847.4763 | 2371373.7057 | 74.6848 | 3080.1602 | 3573.4564 | 62.7932 | 72.8497
1 | 6200 | 707 | 0.035 | 15 | 15 | 7 | 3.1623e-09 | 0 | Water | Porous | Wet | R245fa | MinimizeLCOE_Brownfield | IgnoreSilica | 155.383 | 132.0659 | 18.6708 | 4 | 3080.1554 | 3573.4633 | 62.7931 | 72.8499 | 214.0283 | 3.9654 | 100108950172.0332 | 17258773.2964 | 1437553.7965 | 16101138.4732 | 30482019.0783 | 24077.0464 | 0 | 0 | 25468389.0594 | 66263524.0476 | 45226216.7417 | 202261691.5394 | 3144235.0165 | 24629381.4663 | 24629381.4663 | 1478867.319 | 10733473.6564 | 0 | 230035308.0222 | 266877030.464 | 3162277.6602 | 74.683 | 3080.1554 | 3573.4633 | 62.7931 | 72.8499
1 | 6200 | 707 | 0.035 | 15 | 15 | 7 | 4.217e-09 | 0 | Water | Porous | Wet | R245fa | MinimizeLCOE_Brownfield | IgnoreSilica | 155.383 | 132.0661 | 18.6708 | 4 | 3080.1518 | 3573.4593 | 62.7931 | 72.8498 | 214.0284 | 4.0096 | 100108290100.6483 | 17258783.4091 | 1437554.6207 | 16101149.0237 | 30481972.1108 | 24077.0464 | 0 | 0 | 25468379.1222 | 66263498.193 | 45226199.0954 | 202261612.6213 | 3144235.0165 | 24629381.4663 | 24629381.4663 | 1478867.319 | 10733473.6564 | 0 | 230035229.1041 | 266876951.5459 | 4216965.0343 | 74.6831 | 3080.1518 | 3573.4593 | 62.7931 | 72.8498
1 | 6200 | 707 | 0.035 | 15 | 15 | 7 | 5.6234e-09 | 0 | Water | Porous | Wet | R245fa | MinimizeLCOE_Brownfield | IgnoreSilica | 155.383 | 132.0661 | 18.6708 | 4 | 3080.1491 | 3573.4563 | 62.793 | 72.8497 | 214.0285 | 4.0428 | 100107794991.8473 | 17258790.9838 | 1437555.2381 | 16101156.9264 | 30481936.9309 | 24077.0464 | 0 | 0 | 25468371.679 | 66263478.8273 | 45226185.878 | 202261553.5098 | 3144235.0165 | 24629381.4663 | 24629381.4663 | 1478867.319 | 10733473.6564 | 0 | 230035169.9927 | 266876892.4345 | 5623413.2519 | 74.6831 | 3080.1491 | 3573.4563 | 62.793 | 72.8497
1 | 6200 | 707 | 0.035 | 15 | 15 | 7 | 7.4989e-09 | 0 | Water | Porous | Wet | R245fa | MinimizeLCOE_Brownfield | IgnoreSilica | 155.383 | 132.0662 | 18.6708 | 4 | 3080.1471 | 3573.4541 | 62.793 | 72.8497 | 214.0286 | 4.0677 | 100107423469.4145 | 17258796.6591 | 1437555.7007 | 16101162.8474 | 30481910.5726 | 24077.0464 | 0 | 0 | 25468366.1022 | 66263464.3178 | 45226175.9749 | 202261509.2212 | 3144235.0165 | 24629381.4663 | 24629381.4663 | 1478867.319 | 10733473.6564 | 0 | 230035125.704 | 266876848.1458 | 7498942.0933 | 74.6832 | 3080.1471 | 3573.4541 | 62.793 | 72.8497
1 | 6200 | 707 | 0.035 | 15 | 15 | 7 | 1e-08 | 0 | Water | Porous | Wet | R245fa | MinimizeLCOE_Brownfield | IgnoreSilica | 155.383 | 132.0662 | 18.6708 | 4 | 3080.1456 | 3573.4524 | 62.7929 | 72.8497 | 214.0286 | 4.0863 | 100107144610.6113 | 17258800.9123 | 1437556.0473 | 16101167.2847 | 30481890.8196 | 24077.0464 | 0 | 0 | 25468361.923 | 66263453.4443 | 45226168.5535 | 202261476.0311 | 3144235.0165 | 24629381.4663 | 24629381.4663 | 1478867.319 | 10733473.6564 | 0 | 230035092.5139 | 266876814.9557 | 10000000 | 74.6832 | 3080.1456 | 3573.4524 | 62.7929 | 72.8497
1 | 6300 | 707 | 0.035 | 15 | 15 | 7 | 1e-13 | 0 | Water | Porous | Wet | R245fa | MinimizeLCOE_Brownfield | IgnoreSilica | 1.0658 | 0.33357 | 0.022084 | 4 | 338941.2943 | 765022.2872 | 6909.7767 | 15596.0141 | 136.3008 | -6.3663e-05 | 46717976090.6972 | 194992.1673 | 8413.7723 | 140497.3216 | 85338.9641 | 24077.0464 | 62679.2257 | 0 | 201239.4139 | 523583.6752 | 357356.6169 | 1598178.2033 | 3144235.0165 | 25198831.6101 | 25198831.6101 | 1478867.319 | 10961253.7139 | 0 | 29941244.8299 | 67580197.4729 | 100 | 0.088338 | 338941.2943 | 765022.2872 | 6909.7767 | 15596.0141
1 | 6300 | 707 | 0.035 | 15 | 15 | 7 | 1.3335e-13 | 0 | Water | Porous | Wet | R245fa | MinimizeLCOE_Brownfield | IgnoreSilica | 1.3825 | 0.52953 | 0.044576 | 4 | 171388.3551 | 382481.757 | 3493.9834 | 7797.408 | 151.4912 | -7.1842e-05 | 63994531835.282 | 287389.3268 | 13840.1722 | 201333.2185 | 119224.5219 | 24077.0464 | 69701.3498 | 0 | 279070.5979 | 726084.4504 | 495567.5569 | 2216288.2406 | 3144235.0165 | 25198831.6101 | 25198831.6101 | 1478867.319 | 10961253.7139 | 0 | 30559354.8673 | 68198307.5103 | 133.3521 | 0.1783 | 171388.3551 | 382481.757 | 3493.9834 | 7797.408
1 | 6300 | 707 | 0.035 | 15 | 15 | 7 | 1.7783e-13 | 0 | Water | Porous | Wet | R245fa | MinimizeLCOE_Brownfield | IgnoreSilica | 1.7872 | 0.80798 | 0.080107 | 4 | 97958.8867 | 215423.7572 | 1997.0244 | 4391.7047 | 164.9089 | -8.1107e-05 | 81041631295.0918 | 408636.8429 | 22024.2928 | 279690.8191 | 171348.6594 | 24077.0464 | 77556.7653 | 0 | 383500.4261 | 997789.442 | 681011.7967 | 3045636.0906 | 3144235.0165 | 25198831.6101 | 25198831.6101 | 1478867.319 | 10961253.7139 | 0 | 31388702.7172 | 69027655.3603 | 177.8279 | 0.32043 | 97958.8867 | 215423.7572 | 1997.0244 | 4391.7047
1 | 6300 | 707 | 0.035 | 15 | 15 | 7 | 2.3714e-13 | 0 | Water | Porous | Wet | R245fa | MinimizeLCOE_Brownfield | IgnoreSilica | 2.3014 | 1.1849 | 0.13418 | 4 | 60531.7697 | 130658.7635 | 1234.022 | 2663.6556 | 176.3716 | -9.0807e-05 | 100348197349.6417 | 565569.6532 | 34972.3882 | 376170.9254 | 251537.0439 | 24077.0464 | 86240.6491 | 0 | 522041.4054 | 1358244.6514 | 927029.8837 | 4145883.6467 | 3144235.0165 | 25198831.6101 | 25198831.6101 | 1478867.319 | 10961253.7139 | 0 | 32488950.2733 | 70127902.9163 | 237.1374 | 0.53673 | 60531.7697 | 130658.7635 | 1234.022 | 2663.6556
1 | 6300 | 707 | 0.035 | 15 | 15 | 7 | 3.1623e-13 | 0 | Water | Porous | Wet | R245fa | MinimizeLCOE_Brownfield | IgnoreSilica | 2.6887 | 1.8296 | 0.24002 | 4 | 38168.1118 | 77371.7411 | 778.1086 | 1577.3276 | 182.5459 | -9.7214e-05 | 105652748331.3668 | 833666.8171 | 75257.3652 | 524815.4429 | 1130338.9982 | 24077.0464 | 92185.9076 | 0 | 1045333.2152 | 2719742.5985 | 1856280.2086 | 8301697.5997 | 3144235.0165 | 25198831.6101 | 25198831.6101 | 1478867.319 | 10961253.7139 | 0 | 36644764.2263 | 74283716.8694 | 316.2278 | 0.96009 | 38168.1118 | 77371.7411 | 778.1086 | 1577.3276
1 | 6300 | 707 | 0.035 | 15 | 15 | 7 | 4.217e-13 | 0 | Water | Porous | Wet | R245fa | MinimizeLCOE_Brownfield | IgnoreSilica | 3.366 | 2.4268 | 0.32206 | 4 | 29447.1729 | 58664.3534 | 600.3205 | 1195.9522 | 190.3242 | -3.3788e-07 | 105523977506.5704 | 1014614.2276 | 87579.2575 | 658043.3548 | 1211482.4536 | 24077.0464 | 101196.789 | 0 | 1207827.3202 | 3142518.9278 | 2144833.7405 | 9592173.1174 | 3144235.0165 | 25198831.6101 | 25198831.6101 | 1478867.319 | 10961253.7139 | 0 | 37935239.744 | 75574192.3871 | 421.6965 | 1.2882 | 29447.1729 | 58664.3534 | 600.3205 | 1195.9522
1 | 6300 | 707 | 0.035 | 15 | 15 | 7 | 5.6234e-13 | 0 | Water | Porous | Wet | R245fa | MinimizeLCOE_Brownfield | IgnoreSilica | 4.246 | 3.2115 | 0.42882 | 4 | 22808.6694 | 44752.2179 | 464.9856 | 912.3345 | 197.0636 | -3.7931e-07 | 108054007615.6371 | 1235388.1212 | 106568.7409 | 823360.913 | 1178504.7328 | 24077.0464 | 112537.3781 | 0 | 1357370.4036 | 3531599.3553 | 2410389.1271 | 10779795.8183 | 3144235.0165 | 25198831.6101 | 25198831.6101 | 1478867.319 | 10961253.7139 | 0 | 39122862.4449 | 76761815.088 | 562.3413 | 1.7153 | 22808.6694 | 44752.2179 | 464.9856 | 912.3345
1 | 6300 | 707 | 0.035 | 15 | 15 | 7 | 7.4989e-13 | 0 | Water | Porous | Wet | R245fa | MinimizeLCOE_Brownfield | IgnoreSilica | 5.3541 | 4.2098 | 0.56511 | 4 | 18136.395 | 34787.6293 | 369.7349 | 709.1929 | 202.6231 | -4.1572e-07 | 109989170129.3915 | 1494607.97 | 128814.4505 | 1022423.5355 | 1290404.8013 | 24077.0464 | 124900.4678 | 0 | 1593239.0258 | 4145281.127 | 2829239.5462 | 12652987.9703 | 3144235.0165 | 25198831.6101 | 25198831.6101 | 1478867.319 | 10961253.7139 | 0 | 40996054.5969 | 78635007.24 | 749.8942 | 2.2604 | 18136.395 | 34787.6293 | 369.7349 | 709.1929
1 | 6300 | 707 | 0.035 | 15 | 15 | 7 | 1e-12 | 0 | Water | Porous | Wet | R245fa | MinimizeLCOE_Brownfield | IgnoreSilica | 6.789 | 5.5108 | 0.74284 | 4 | 14634.7596 | 27301.9951 | 298.3494 | 556.5881 | 207.2543 | -4.5042e-07 | 111414451085.3382 | 1806938.9796 | 155549.8783 | 1268221.4491 | 1494294.5982 | 24077.0464 | 139802.061 | 0 | 1906664.7649 | 4960750.6075 | 3385814.2228 | 15142113.6076 | 3144235.0165 | 25198831.6101 | 25198831.6101 | 1478867.319 | 10961253.7139 | 0 | 43485180.2343 | 81124132.8773 | 1000 | 2.9714 | 14634.7596 | 27301.9951 | 298.3494 | 556.5881
1 | 6300 | 707 | 0.035 | 15 | 15 | 7 | 1.3335e-12 | 0 | Water | Porous | Wet | R245fa | MinimizeLCOE_Brownfield | IgnoreSilica | 8.6527 | 7.202 | 0.97391 | 4 | 11979.1204 | 21640.9061 | 244.2106 | 441.1791 | 210.937 | -4.8095e-07 | 111561890884.1921 | 2182553.2558 | 187611.7675 | 1571042.666 | 1792839.1583 | 24077.0464 | 157896.3928 | 0 | 2307247.9118 | 6002985.785 | 4097161.1473 | 18323415.1309 | 3144235.0165 | 25198831.6101 | 25198831.6101 | 1478867.319 | 10961253.7139 | 0 | 46666481.7575 | 84305434.4005 | 1333.5214 | 3.8957 | 11979.1204 | 21640.9061 | 244.2106 | 441.1791
1 | 6300 | 707 | 0.035 | 15 | 15 | 7 | 1.7783e-12 | 0 | Water | Porous | Wet | R245fa | MinimizeLCOE_Brownfield | IgnoreSilica | 11.0615 | 9.358 | 1.268 | 4 | 9987.4371 | 17408.0982 | 203.6074 | 354.8876 | 213.3391 | -5.0145e-07 | 108432105534.4694 | 2626136.3105 | 225370.9548 | 1937178.0679 | 2211676.2968 | 24077.0464 | 180345.5127 | 0 | 2809865.8337 | 7310694.5166 | 4989699.2273 | 22315043.7667 | 3144235.0165 | 25198831.6101 | 25198831.6101 | 1478867.319 | 10961253.7139 | 0 | 50658110.3933 | 88297063.0364 | 1778.2794 | 5.0722 | 9987.4371 | 17408.0982 | 203.6074 | 354.8876
1 | 6300 | 707 | 0.035 | 15 | 15 | 7 | 2.3714e-12 | 0 | Water | Porous | Wet | R245fa | MinimizeLCOE_Brownfield | IgnoreSilica | 14.3064 | 12.3883 | 1.6837 | 4 | 8286.484 | 13875.2659 | 168.9312 | 282.8661 | 216.7981 | -5.3502e-07 | 115003172140.0325 | 3202638.5915 | 274285.7096 | 2424568.1375 | 2736251.7949 | 24077.0464 | 205450.2386 | 0 | 3458235.8922 | 8997620.4098 | 6141060.8123 | 27464188.6328 | 3144235.0165 | 25198831.6101 | 25198831.6101 | 1478867.319 | 10961253.7139 | 0 | 55807255.2594 | 93446207.9025 | 2371.3737 | 6.7347 | 8286.484 | 13875.2659 | 168.9312 | 282.8661
1 | 6300 | 707 | 0.035 | 15 | 15 | 7 | 3.1623e-12 | 0 | Water | Porous | Wet | R245fa | MinimizeLCOE_Brownfield | IgnoreSilica | 18.5212 | 16.2577 | 2.2134 | 4 | 7030.7314 | 11281.9185 | 143.331 | 229.9972 | 218.8263 | -5.5475e-07 | 115373214493.65 | 3882664.5818 | 331785.2799 | 3013493.3007 | 3457805.7444 | 24077.0464 | 237059.107 | 0 | 4269285.1734 | 11107804.2705 | 7581304.6571 | 33905279.1611 | 3144235.0165 | 25198831.6101 | 25198831.6101 | 1478867.319 | 10961253.7139 | 0 | 62248345.7877 | 99887298.4308 | 3162.2777 | 8.8538 | 7030.7314 | 11281.9185 | 143.331 | 229.9972
1 | 6300 | 707 | 0.035 | 15 | 15 | 7 | 4.217e-12 | 0 | Water | Porous | Wet | R245fa | MinimizeLCOE_Brownfield | IgnoreSilica | 24.1043 | 21.3873 | 2.9156 | 4 | 6039.8063 | 9267.2003 | 123.1296 | 188.9244 | 220.4346 | -5.7188e-07 | 115830690553.9484 | 4716322.1393 | 402003.4656 | 3752731.897 | 4419810.6544 | 24077.0464 | 276187.2688 | 0 | 5300541.6639 | 13790922.1188 | 9412587.7212 | 42095183.9753 | 3144235.0165 | 25198831.6101 | 25198831.6101 | 1478867.319 | 10961253.7139 | 0 | 70438250.6019 | 108077203.245 | 4216.965 | 11.6623 | 6039.8063 | 9267.2003 | 123.1296 | 188.9244
1 | 6300 | 707 | 0.035 | 15 | 15 | 7 | 5.6234e-12 | 0 | Water | Porous | Wet | R245fa | MinimizeLCOE_Brownfield | IgnoreSilica | 31.4396 | 28.1305 | 3.8389 | 4 | 5259.5315 | 7710.6845 | 107.2227 | 157.1927 | 221.6904 | -5.8471e-07 | 116193473308.495 | 5729683.7324 | 487018.4799 | 4672673.2965 | 5687965.7458 | 24077.0464 | 323335.4154 | 0 | 6600653.9494 | 17173547.596 | 11721299.1154 | 52420254.3772 | 3144235.0165 | 25198831.6101 | 25198831.6101 | 1478867.319 | 10961253.7139 | 0 | 80763321.0038 | 118402273.6469 | 5623.4133 | 15.3556 | 5259.5315 | 7710.6845 | 107.2227 | 157.1927
1 | 6300 | 707 | 0.035 | 15 | 15 | 7 | 7.4989e-12 | 0 | Water | Porous | Wet | R245fa | MinimizeLCOE_Brownfield | IgnoreSilica | 41.0421 | 36.9612 | 5.0483 | 4 | 4642.3074 | 6506.2547 | 94.6397 | 132.6388 | 222.6628 | -5.9381e-07 | 116428465451.1561 | 6957281.4854 | 589580.43 | 5813261.2195 | 7351112.7123 | 24077.0464 | 380072.6159 | 0 | 8235000.3487 | 21425781.6764 | 14623536.2499 | 65399703.7844 | 3144235.0165 | 25198831.6101 | 25198831.6101 | 1478867.319 | 10961253.7139 | 0 | 93742770.411 | 131381723.054 | 7498.9421 | 20.1931 | 4642.3074 | 6506.2547 | 94.6397 | 132.6388
1 | 6300 | 707 | 0.035 | 15 | 15 | 7 | 1e-11 | 0 | Water | Porous | Wet | R245fa | MinimizeLCOE_Brownfield | IgnoreSilica | 53.5099 | 48.4238 | 6.6182 | 4 | 4153.1308 | 5574.9336 | 84.6672 | 113.6526 | 223.3918 | -5.9943e-07 | 116396734949.2174 | 8432532.911 | 712317.5643 | 7215565.6748 | 9513833.9128 | 24077.0464 | 448077.5116 | 0 | 10275097.8022 | 26733696.7689 | 18246297.3673 | 81601496.5593 | 3144235.0165 | 25198831.6101 | 25198831.6101 | 1478867.319 | 10961253.7139 | 0 | 109944563.1859 | 147583515.8289 | 10000 | 26.4727 | 4153.1308 | 5574.9336 | 84.6672 | 113.6526
1 | 6300 | 707 | 0.035 | 15 | 15 | 7 | 1.3335e-11 | 0 | Water | Porous | Wet | R245fa | MinimizeLCOE_Brownfield | IgnoreSilica | 69.3689 | 62.9502 | 8.6072 | 4 | 3769.986 | 4863.2246 | 76.8563 | 99.1434 | 223.8097 | -5.9946e-07 | 115356611368.3576 | 10166429.4237 | 855938.6456 | 8900636.77 | 12280467.5833 | 24077.0464 | 528322.1064 | 0 | 12774789.9143 | 33237382.8874 | 22685196.7806 | 101453241.1575 | 3144235.0165 | 25198831.6101 | 25198831.6101 | 1478867.319 | 10961253.7139 | 0 | 129796307.7841 | 167435260.4271 | 13335.2143 | 34.4289 | 3769.986 | 4863.2246 | 76.8563 | 99.1434
1 | 6300 | 707 | 0.035 | 15 | 15 | 7 | 1.7783e-11 | 0 | Water | Porous | Wet | R245fa | MinimizeLCOE_Brownfield | IgnoreSilica | 88.889 | 80.569 | 11.0158 | 4 | 3481.9905 | 4336.1979 | 70.9851 | 88.3993 | 223.6324 | -5.8961e-07 | 111886718840.3924 | 12123764.4248 | 1017318.9192 | 10843208.2251 | 15754173.7187 | 24077.0464 | 622892.6623 | 0 | 15750319.6486 | 40979100.8909 | 27969078.3944 | 125083933.9304 | 3144235.0165 | 25198831.6101 | 25198831.6101 | 1478867.319 | 10961253.7139 | 0 | 153427000.557 | 191065953.2 | 17782.7941 | 44.063 | 3481.9905 | 4336.1979 | 70.9851 | 88.3993
1 | 6300 | 707 | 0.035 | 15 | 15 | 7 | 2.3714e-11 | 0 | Water | Porous | Wet | R245fa | MinimizeLCOE_Brownfield | IgnoreSilica | 111.7459 | 100.474 | 13.7246 | 4 | 3286.1806 | 3971.7895 | 66.9932 | 80.9703 | 222.423 | -5.6456e-07 | 104740354073.6038 | 14194522.1228 | 1187295.5269 | 12937978.8005 | 20017600.4896 | 24077.0464 | 734781.5697 | 0 | 19147539.6668 | 49817970.5125 | 34001788.5317 | 152063554.2668 | 3144235.0165 | 25198831.6101 | 25198831.6101 | 1478867.319 | 10961253.7139 | 0 | 180406620.8934 | 218045573.5364 | 23713.7371 | 54.8986 | 3286.1806 | 3971.7895 | 66.9932 | 80.9703
1 | 6300 | 707 | 0.035 | 15 | 15 | 7 | 3.1623e-11 | 0 | Water | Porous | Wet | R245fa | MinimizeLCOE_Brownfield | IgnoreSilica | 135.1714 | 119.6524 | 16.3317 | 4 | 3180.2635 | 3756.4267 | 64.834 | 76.5798 | 220.0818 | -5.131e-07 | 94851220607.8622 | 16082458.1915 | 1341732.875 | 14878543.2427 | 24761504.6448 | 24077.0464 | 838387.9539 | 0 | 22591414.5421 | 58778226.5024 | 40117347.3596 | 179413692.3584 | 3144235.0165 | 25198831.6101 | 25198831.6101 | 1478867.319 | 10961253.7139 | 0 | 207756758.985 | 245395711.628 | 31622.7766 | 65.3269 | 3180.2635 | 3756.4267 | 64.834 | 76.5798
1 | 6300 | 707 | 0.035 | 15 | 15 | 7 | 4.217e-11 | 0 | Water | Porous | Wet | R245fa | MinimizeLCOE_Brownfield | IgnoreSilica | 139.2929 | 122.8387 | 16.9718 | 4 | 3122.0367 | 3676.4699 | 63.6469 | 74.9498 | 219.5203 | -9.3903e-05 | 96527156569.2458 | 16387578.3506 | 1366645.4745 | 15194682.1294 | 25661838.7909 | 24077.0464 | 644625.7215 | 0 | 23118984.5302 | 60150855.3917 | 41054194.7813 | 183603482.2164 | 3144235.0165 | 25198831.6101 | 25198831.6101 | 1478867.319 | 10961253.7139 | 0 | 211946548.8431 | 249585501.4861 | 42169.6503 | 67.8873 | 3122.0367 | 3676.4699 | 63.6469 | 74.9498
1 | 6300 | 707 | 0.035 | 15 | 15 | 7 | 5.6234e-11 | 0 | Water | Porous | Wet | R245fa | MinimizeLCOE_Brownfield | IgnoreSilica | 142.2601 | 125.0941 | 17.4481 | 4 | 3078.2543 | 3617.5535 | 62.7544 | 73.7487 | 219.0892 | -5.7004e-05 | 97956890838.0924 | 16602204.6095 | 1384161.8933 | 15417458.4309 | 26325223.6391 | 24077.0464 | 460050.1401 | 0 | 23483138.5461 | 61098309.4428 | 41700851.6395 | 186495475.3876 | 3144235.0165 | 25198831.6101 | 25198831.6101 | 1478867.319 | 10961253.7139 | 0 | 214838542.0142 | 252477494.6572 | 56234.1325 | 69.7923 | 3078.2543 | 3617.5535 | 62.7544 | 73.7487
1 | 6300 | 707 | 0.035 | 15 | 15 | 7 | 7.4989e-11 | 0 | Water | Porous | Wet | R245fa | MinimizeLCOE_Brownfield | IgnoreSilica | 144.0071 | 126.4009 | 17.7619 | 4 | 3044.7062 | 3574.4775 | 62.0705 | 72.8706 | 218.8183 | -2.6398e-05 | 99368600269.3052 | 16726048.8099 | 1394250.9344 | 15546171.1947 | 26724495.5975 | 24077.0464 | 276103.5475 | 0 | 23669547.3808 | 61583306.9932 | 42031872.4332 | 187975873.9376 | 3144235.0165 | 25198831.6101 | 25198831.6101 | 1478867.319 | 10961253.7139 | 0 | 216318940.5642 | 253957893.2072 | 74989.4209 | 71.0476 | 3044.7062 | 3574.4775 | 62.0705 | 72.8706
1 | 6300 | 707 | 0.035 | 15 | 15 | 7 | 1e-10 | 0 | Water | Porous | Wet | R245fa | MinimizeLCOE_Brownfield | IgnoreSilica | 143.9138 | 126.3094 | 17.8569 | 4 | 3015.1215 | 3542.0729 | 61.4673 | 72.2099 | 218.8069 | 0.00043038 | 102632655579.8998 | 16717388.7577 | 1393543.4525 | 15537169.5133 | 26710435.2582 | 24077.0464 | 0 | 0 | 23549219.4709 | 61270238.4542 | 41818196.7225 | 187020268.6755 | 3144235.0165 | 25198831.6101 | 25198831.6101 | 1478867.319 | 10961253.7139 | 0 | 215363335.3022 | 253002287.9452 | 100000 | 71.4277 | 3015.1215 | 3542.0729 | 61.4673 | 72.2099
1 | 6300 | 707 | 0.035 | 15 | 15 | 7 | 1.3335e-10 | 0 | Water | Porous | Wet | R245fa | MinimizeLCOE_Brownfield | IgnoreSilica | 157.6005 | 136.3904 | 19.2821 | 4 | 3002.1466 | 3490.1497 | 61.2028 | 71.1514 | 216.7098 | 0.0012781 | 98852348915.2902 | 17661288.3146 | 1470425.3272 | 16521542.915 | 29931758.6278 | 24077.0464 | 0 | 0 | 25587545.97 | 66573545.8867 | 45437813.0172 | 203207997.1049 | 3144235.0165 | 25198831.6101 | 25198831.6101 | 1478867.319 | 10961253.7139 | 0 | 231551063.7315 | 269190016.3745 | 133352.1432 | 77.1285 | 3002.1466 | 3490.1497 | 61.2028 | 71.1514
1 | 6300 | 707 | 0.035 | 15 | 15 | 7 | 1.7783e-10 | 0 | Water | Porous | Wet | R245fa | MinimizeLCOE_Brownfield | IgnoreSilica | 164.8741 | 141.5552 | 20.0123 | 4 | 3002.127 | 3472.3248 | 61.2024 | 70.788 | 215.5272 | 0.39627 | 100673621990.4742 | 18137259.6575 | 1509154.6418 | 17020190.2762 | 31748913.7408 | 24077.0464 | 0 | 0 | 26691442.1914 | 69445657.4144 | 47398088.1509 | 211974783.1194 | 3144235.0165 | 25198831.6101 | 25198831.6101 | 1478867.319 | 10961253.7139 | 0 | 240317849.746 | 277956802.3891 | 177827.941 | 80.0492 | 3002.127 | 3472.3248 | 61.2024 | 70.788
1 | 6300 | 707 | 0.035 | 15 | 15 | 7 | 2.3714e-10 | 0 | Water | Porous | Wet | R245fa | MinimizeLCOE_Brownfield | IgnoreSilica | 164.7427 | 141.4556 | 19.9982 | 4 | 3002.3056 | 3472.8346 | 61.2061 | 70.7984 | 215.541 | 1.2436 | 100671910407.4834 | 18128124.31 | 1508412.321 | 17010604.8737 | 31718372.9116 | 24077.0464 | 0 | 0 | 26671940.6705 | 69394918.4572 | 47363457.77 | 211819908.3604 | 3144235.0165 | 25198831.6101 | 25198831.6101 | 1478867.319 | 10961253.7139 | 0 | 240162974.987 | 277801927.6301 | 237137.3706 | 79.9928 | 3002.3056 | 3472.8346 | 61.2061 | 70.7984
1 | 6300 | 707 | 0.035 | 15 | 15 | 7 | 3.1623e-10 | 0 | Water | Porous | Wet | R245fa | MinimizeLCOE_Brownfield | IgnoreSilica | 164.7427 | 141.458 | 19.9986 | 4 | 3002.2352 | 3472.7561 | 61.2046 | 70.7968 | 215.5435 | 1.8677 | 100666225997.512 | 18128345.574 | 1508430.5658 | 17010836.728 | 31717404.7561 | 24077.0464 | 0 | 0 | 26671746.9214 | 69394414.362 | 47363113.7147 | 211818369.6683 | 3144235.0165 | 25198831.6101 | 25198831.6101 | 1478867.319 | 10961253.7139 | 0 | 240161436.295 | 277800388.938 | 316227.766 | 79.9942 | 3002.2352 | 3472.7561 | 61.2046 | 70.7968
1 | 6300 | 707 | 0.035 | 15 | 15 | 7 | 4.217e-10 | 0 | Water | Porous | Wet | R245fa | MinimizeLCOE_Brownfield | IgnoreSilica | 164.7233 | 141.4459 | 19.9968 | 4 | 3002.183 | 3472.7441 | 61.2036 | 70.7966 | 215.5484 | 2.3374 | 100669538329.3982 | 18127239.963 | 1508341.0218 | 17009676.3444 | 31711800.7192 | 24077.0464 | 0 | 0 | 26668642.687 | 69386337.7806 | 47357601.282 | 211793716.8443 | 3144235.0165 | 25198831.6101 | 25198831.6101 | 1478867.319 | 10961253.7139 | 0 | 240136783.4709 | 277775736.1139 | 421696.5034 | 79.9874 | 3002.183 | 3472.7441 | 61.2036 | 70.7966
1 | 6300 | 707 | 0.035 | 15 | 15 | 7 | 5.6234e-10 | 0 | Water | Porous | Wet | R245fa | MinimizeLCOE_Brownfield | IgnoreSilica | 164.7233 | 141.4472 | 19.997 | 4 | 3002.1441 | 3472.7008 | 61.2028 | 70.7957 | 215.5498 | 2.6884 | 100666258860.2726 | 18127362.0381 | 1508351.0878 | 17009804.2615 | 31711266.7877 | 24077.0464 | 0 | 0 | 26668535.8764 | 69386059.8814 | 47357411.61 | 211792868.5893 | 3144235.0165 | 25198831.6101 | 25198831.6101 | 1478867.319 | 10961253.7139 | 0 | 240135935.2159 | 277774887.859 | 562341.3252 | 79.9881 | 3002.1441 | 3472.7008 | 61.2028 | 70.7957
1 | 6300 | 707 | 0.035 | 15 | 15 | 7 | 7.4989e-10 | 0 | Water | Porous | Wet | R245fa | MinimizeLCOE_Brownfield | IgnoreSilica | 164.7233 | 141.4482 | 19.9972 | 4 | 3002.1152 | 3472.6686 | 61.2022 | 70.795 | 215.5508 | 2.9517 | 100663779225.3269 | 18127453.0055 | 1508358.5887 | 17009899.5824 | 31710868.941 | 24077.0464 | 0 | 0 | 26668456.294 | 69385852.8244 | 47357270.2893 | 211792236.5717 | 3144235.0165 | 25198831.6101 | 25198831.6101 | 1478867.319 | 10961253.7139 | 0 | 240135303.1983 | 277774255.8414 | 749894.2093 | 79.9887 | 3002.1152 | 3472.6686 | 61.2022 | 70.795
1 | 6300 | 707 | 0.035 | 15 | 15 | 7 | 1e-09 | 0 | Water | Porous | Wet | R245fa | MinimizeLCOE_Brownfield | IgnoreSilica | 164.7085 | 141.4384 | 19.9958 | 4 | 3002.0936 | 3472.6796 | 61.2017 | 70.7953 | 215.5539 | 3.1502 | 100667734102.8906 | 18126553.492 | 1508285.6528 | 17008955.607 | 31706849.5326 | 24077.0464 | 0 | 0 | 26666141.319 | 69379829.7342 | 47353159.4066 | 211773851.7905 | 3144235.0165 | 25198831.6101 | 25198831.6101 | 1478867.319 | 10961253.7139 | 0 | 240116918.4171 | 277755871.0601 | 1000000 | 79.9832 | 3002.0936 | 3472.6796 | 61.2017 | 70.7953
1 | 6300 | 707 | 0.035 | 15 | 15 | 7 | 1.3335e-09 | 0 | Water | Porous | Wet | R245fa | MinimizeLCOE_Brownfield | IgnoreSilica | 164.7085 | 141.439 | 19.9959 | 4 | 3002.0775 | 3472.6616 | 61.2014 | 70.7949 | 215.5544 | 3.2982 | 100666326047.8975 | 18126604.2369 | 1508289.8371 | 17009008.7801 | 31706627.6517 | 24077.0464 | 0 | 0 | 26666096.9453 | 69379714.2831 | 47353080.6088 | 211773499.3893 | 3144235.0165 | 25198831.6101 | 25198831.6101 | 1478867.319 | 10961253.7139 | 0 | 240116566.0159 | 277755518.659 | 1333521.4322 | 79.9835 | 3002.0775 | 3472.6616 | 61.2014 | 70.7949
1 | 6300 | 707 | 0.035 | 15 | 15 | 7 | 1.7783e-09 | 0 | Water | Porous | Wet | R245fa | MinimizeLCOE_Brownfield | IgnoreSilica | 164.7085 | 141.4394 | 19.9959 | 4 | 3002.0654 | 3472.6482 | 61.2012 | 70.7946 | 215.5549 | 3.4092 | 100665265288.4325 | 18126642.188 | 1508292.9664 | 17009048.5474 | 31706461.7157 | 24077.0464 | 0 | 0 | 26666063.7609 | 69379627.944 | 47353021.6806 | 211773235.8494 | 3144235.0165 | 25198831.6101 | 25198831.6101 | 1478867.319 | 10961253.7139 | 0 | 240116302.476 | 277755255.119 | 1778279.41 | 79.9837 | 3002.0654 | 3472.6482 | 61.2012 | 70.7946
1 | 6300 | 707 | 0.035 | 15 | 15 | 7 | 2.3714e-09 | 0 | Water | Porous | Wet | R245fa | MinimizeLCOE_Brownfield | IgnoreSilica | 164.7085 | 141.4397 | 19.996 | 4 | 3002.0564 | 3472.6381 | 61.201 | 70.7944 | 215.5552 | 3.4925 | 100664468294.9442 | 18126670.59 | 1508295.3084 | 17009078.3084 | 31706337.5349 | 24077.0464 | 0 | 0 | 26666038.9273 | 69379563.3322 | 47352977.5817 | 211773038.6291 | 3144235.0165 | 25198831.6101 | 25198831.6101 | 1478867.319 | 10961253.7139 | 0 | 240116105.2557 | 277755057.8987 | 2371373.7057 | 79.9839 | 3002.0564 | 3472.6381 | 61.201 | 70.7944
1 | 6300 | 707 | 0.035 | 15 | 15 | 7 | 3.1623e-09 | 0 | Water | Porous | Wet | R245fa | MinimizeLCOE_Brownfield | IgnoreSilica | 164.7085 | 141.4399 | 19.996 | 4 | 3002.0496 | 3472.6306 | 61.2008 | 70.7943 | 215.5554 | 3.5549 | 100663869598.972 | 18126691.8561 | 1508297.0619 | 17009100.5921 | 31706244.5552 | 24077.0464 | 0 | 0 | 26666020.3336 | 69379514.955 | 47352944.5633 | 211772890.9636 | 3144235.0165 | 25198831.6101 | 25198831.6101 | 1478867.319 | 10961253.7139 | 0 | 240115957.5902 | 277754910.2333 | 3162277.6602 | 79.984 | 3002.0496 | 3472.6306 | 61.2008 | 70.7943
1 | 6300 | 707 | 0.035 | 15 | 15 | 7 | 4.217e-09 | 0 | Water | Porous | Wet | R245fa | MinimizeLCOE_Brownfield | IgnoreSilica | 164.7085 | 141.4401 | 19.996 | 4 | 3002.0445 | 3472.6249 | 61.2007 | 70.7942 | 215.5556 | 3.6017 | 100663419690.881 | 18126707.7853 | 1508298.3754 | 17009117.2836 | 31706174.9103 | 24077.0464 | 0 | 0 | 26666006.4064 | 69379478.7194 | 47352919.8317 | 211772780.3584 | 3144235.0165 | 25198831.6101 | 25198831.6101 | 1478867.319 | 10961253.7139 | 0 | 240115846.985 | 277754799.6281 | 4216965.0343 | 79.9841 | 3002.0445 | 3472.6249 | 61.2007 | 70.7942
1 | 6300 | 707 | 0.035 | 15 | 15 | 7 | 5.6234e-09 | 0 | Water | Porous | Wet | R245fa | MinimizeLCOE_Brownfield | IgnoreSilica | 164.7085 | 141.4402 | 19.996 | 4 | 3002.0407 | 3472.6207 | 61.2007 | 70.7941 | 215.5558 | 3.6368 | 100663081955.4392 | 18126719.7203 | 1508299.3595 | 17009129.7898 | 31706122.7291 | 24077.0464 | 0 | 0 | 26665995.9716 | 69379451.5701 | 47352901.3018 | 211772697.4885 | 3144235.0165 | 25198831.6101 | 25198831.6101 | 1478867.319 | 10961253.7139 | 0 | 240115764.1152 | 277754716.7582 | 5623413.2519 | 79.9842 | 3002.0407 | 3472.6207 | 61.2007 | 70.7941
1 | 6300 | 707 | 0.035 | 15 | 15 | 7 | 7.4989e-09 | 0 | Water | Porous | Wet | R245fa | MinimizeLCOE_Brownfield | IgnoreSilica | 164.7085 | 141.4403 | 19.9961 | 4 | 3002.0379 | 3472.6175 | 61.2006 | 70.794 | 215.5559 | 3.6631 | 100662828504.0655 | 18126728.6646 | 1508300.097 | 17009139.1621 | 31706083.624 | 24077.0464 | 0 | 0 | 26665988.1517 | 69379431.2244 | 47352887.4154 | 211772635.3855 | 3144235.0165 | 25198831.6101 | 25198831.6101 | 1478867.319 | 10961253.7139 | 0 | 240115702.0121 | 277754654.6552 | 7498942.0933 | 79.9842 | 3002.0379 | 3472.6175 | 61.2006 | 70.794
1 | 6300 | 707 | 0.035 | 15 | 15 | 7 | 1e-08 | 0 | Water | Porous | Wet | R245fa | MinimizeLCOE_Brownfield | IgnoreSilica | 164.7085 | 141.4404 | 19.9961 | 4 | 3002.0358 | 3472.6152 | 61.2006 | 70.794 | 215.5559 | 3.6829 | 100662638670.0099 | 18126735.3686 | 1508300.6498 | 17009146.1869 | 31706054.3136 | 24077.0464 | 0 | 0 | 26665982.2905 | 69379415.9747 | 47352877.0072 | 211772588.8377 | 3144235.0165 | 25198831.6101 | 25198831.6101 | 1478867.319 | 10961253.7139 | 0 | 240115655.4643 | 277754608.1074 | 10000000 | 79.9843 | 3002.0358 | 3472.6152 | 61.2006 | 70.794
1 | 6400 | 707 | 0.035 | 15 | 15 | 7 | 1e-13 | 0 | Water | Porous | Wet | R245fa | MinimizeLCOE_Brownfield | IgnoreSilica | 1.0853 | 0.34957 | 0.024158 | 4 | 316333.8378 | 714178.9527 | 6448.8932 | 14559.5039 | 138.3846 | -6.3922e-05 | 50111806359.5938 | 203356.3311 | 8901.5729 | 145668.2771 | 87959.4868 | 24077.0464 | 62589.6417 | 0 | 207695.4188 | 540380.8755 | 368821.0513 | 1649449.7015 | 3144235.0165 | 25774141.8447 | 25774141.8447 | 1478867.319 | 11191377.8078 | 0 | 30567826.5628 | 69012213.5343 | 100 | 0.096632 | 316333.8378 | 714178.9527 | 6448.8932 | 14559.5039
1 | 6400 | 707 | 0.035 | 15 | 15 | 7 | 1.3335e-13 | 0 | Water | Porous | Wet | R245fa | MinimizeLCOE_Brownfield | IgnoreSilica | 1.4168 | 0.56126 | 0.048944 | 4 | 159533.9634 | 355904.1645 | 3252.3156 | 7255.5878 | 154.1531 | -7.3431e-05 | 68641515608.8784 | 302689.3018 | 14880.2591 | 210553.8255 | 124921.7874 | 24077.0464 | 70118.3767 | 0 | 291423.8327 | 758225.0336 | 517504.1654 | 2314393.6284 | 3144235.0165 | 25774141.8447 | 25774141.8447 | 1478867.319 | 11191377.8078 | 0 | 31232770.4897 | 69677157.4612 | 133.3521 | 0.19578 | 159533.9634 | 355904.1645 | 3252.3156 | 7255.5878
1 | 6400 | 707 | 0.035 | 15 | 15 | 7 | 1.7783e-13 | 0 | Water | Porous | Wet | R245fa | MinimizeLCOE_Brownfield | IgnoreSilica | 1.8261 | 0.85198 | 0.087135 | 4 | 92090.5657 | 202391.8624 | 1877.3907 | 4126.0319 | 167.5645 | -8.2717e-05 | 87009496478.5958 | 429132.5522 | 23737.0273 | 291223.8241 | 180597.5323 | 24077.0464 | 77575.6152 | 0 | 400274.003 | 1041430.8484 | 710797.9533 | 3178846.4022 | 3144235.0165 | 25774141.8447 | 25774141.8447 | 1478867.319 | 11191377.8078 | 0 | 32097223.2634 | 70541610.2349 | 177.8279 | 0.34854 | 92090.5657 | 202391.8624 | 1877.3907 | 4126.0319
1 | 6400 | 707 | 0.035 | 15 | 15 | 7 | 2.3714e-13 | 0 | Water | Porous | Wet | R245fa | MinimizeLCOE_Brownfield | IgnoreSilica | 2.3209 | 1.1316 | 0.14271 | 4 | 57933.7115 | 125282.3002 | 1181.0571 | 2554.0491 | 178.5895 | -8.7072e-05 | 101656869152.6082 | 584766.6386 | 45243.7637 | 358364.7161 | 245260.3953 | 24077.0464 | 82747.5334 | 0 | 522779.4365 | 1360164.8569 | 928340.4634 | 4151744.8504 | 3144235.0165 | 25774141.8447 | 25774141.8447 | 1478867.319 | 11191377.8078 | 0 | 33070121.7116 | 71514508.6832 | 237.1374 | 0.57083 | 57933.7115 | 125282.3002 | 1181.0571 | 2554.0491
1 | 6400 | 707 | 0.035 | 15 | 15 | 7 | 3.1623e-13 | 0 | Water | Porous | Wet | R245fa | MinimizeLCOE_Brownfield | IgnoreSilica | 2.7424 | 1.9055 | 0.25157 | 4 | 37187.7666 | 75391.9291 | 758.1229 | 1536.9665 | 185.3189 | -9.9116e-05 | 105311133345.9881 | 857405.2244 | 75680.3193 | 542193.7585 | 1154523.9958 | 24077.0464 | 91527.1215 | 0 | 1070708.9117 | 2785764.9556 | 1901341.8239 | 8503223.157 | 3144235.0165 | 25774141.8447 | 25774141.8447 | 1478867.319 | 11191377.8078 | 0 | 37421600.0183 | 75865986.9898 | 316.2278 | 1.0063 | 37187.7666 | 75391.9291 | 758.1229 | 1536.9665
1 | 6400 | 707 | 0.035 | 15 | 15 | 7 | 4.217e-13 | 0 | Water | Porous | Wet | R245fa | MinimizeLCOE_Brownfield | IgnoreSilica | 3.4586 | 2.5493 | 0.33923 | 4 | 28247.5644 | 56579.32 | 575.8648 | 1153.446 | 193.4141 | -3.5753e-07 | 108385473072.2397 | 1050320.2934 | 90656.6845 | 684482.9187 | 1087606.6459 | 24077.0464 | 101602.7241 | 0 | 1185111.0621 | 3083415.8839 | 2104494.6986 | 9411767.9577 | 3144235.0165 | 25774141.8447 | 25774141.8447 | 1478867.319 | 11191377.8078 | 0 | 38330144.8189 | 76774531.7904 | 421.6965 | 1.3569 | 28247.5644 | 56579.32 | 575.8648 | 1153.446
1 | 6400 | 707 | 0.035 | 15 | 15 | 7 | 5.6234e-13 | 0 | Water | Porous | Wet | R245fa | MinimizeLCOE_Brownfield | IgnoreSilica | 4.3406 | 3.3523 | 0.44904 | 4 | 22107.8997 | 43511.4017 | 450.6994 | 887.0388 | 200.0454 | -3.9761e-07 | 111014354059.9754 | 1273250.8819 | 109824.4221 | 852121.8745 | 1113153.1721 | 24077.0464 | 111701.3409 | 0 | 1358810.2078 | 3535345.4303 | 2412945.9003 | 10791230.2763 | 3144235.0165 | 25774141.8447 | 25774141.8447 | 1478867.319 | 11191377.8078 | 0 | 39709607.1376 | 78153994.1091 | 562.3413 | 1.7962 | 22107.8997 | 43511.4017 | 450.6994 | 887.0388
1 | 6400 | 707 | 0.035 | 15 | 15 | 7 | 7.4989e-13 | 0 | Water | Porous | Wet | R245fa | MinimizeLCOE_Brownfield | IgnoreSilica | 5.481 | 4.4012 | 0.59252 | 4 | 17594.9355 | 33815.7481 | 358.6966 | 689.3798 | 205.6759 | -4.3862e-07 | 113069746240.0985 | 1542159.3289 | 132895.7005 | 1059447.0116 | 1244516.8157 | 24077.0464 | 124035.0855 | 0 | 1609581.0856 | 4187799.8141 | 2858259.4238 | 12782771.3121 | 3144235.0165 | 25774141.8447 | 25774141.8447 | 1478867.319 | 11191377.8078 | 0 | 41701148.1733 | 80145535.1449 | 749.8942 | 2.3701 | 17594.9355 | 33815.7481 | 358.6966 | 689.3798
1 | 6400 | 707 | 0.035 | 15 | 15 | 7 | 1e-12 | 0 | Water | Porous | Wet | R245fa | MinimizeLCOE_Brownfield | IgnoreSilica | 6.9502 | 5.7611 | 0.77876 | 4 | 14214.3168 | 26555.8681 | 289.7781 | 541.3773 | 210.3289 | -4.7654e-07 | 114550668009.8045 | 1864446.7217 | 160470.6184 | 1314100.2428 | 1457491.5579 | 24077.0464 | 138563.1683 | 0 | 1934068.2487 | 5032048.8511 | 3434476.7391 | 15359743.1944 | 3144235.0165 | 25774141.8447 | 25774141.8447 | 1478867.319 | 11191377.8078 | 0 | 44278120.0556 | 82722507.0271 | 1000 | 3.115 | 14214.3168 | 26555.8681 | 289.7781 | 541.3773
1 | 6400 | 707 | 0.035 | 15 | 15 | 7 | 1.3335e-12 | 0 | Water | Porous | Wet | R245fa | MinimizeLCOE_Brownfield | IgnoreSilica | 8.8379 | 7.5089 | 1.0184 | 4 | 11663.3024 | 21101.0247 | 237.7722 | 430.1729 | 213.9737 | -5.0732e-07 | 114552843710.971 | 2247832.9506 | 193185.5542 | 1624373.0521 | 1757676.3954 | 24077.0464 | 155550.2582 | 0 | 2341051.1502 | 6090934.8772 | 4157188.2099 | 18591869.4943 | 3144235.0165 | 25774141.8447 | 25774141.8447 | 1478867.319 | 11191377.8078 | 0 | 47510246.3556 | 85954633.3271 | 1333.5214 | 4.0735 | 11663.3024 | 21101.0247 | 237.7722 | 430.1729
1 | 6400 | 707 | 0.035 | 15 | 15 | 7 | 1.7783e-12 | 0 | Water | Porous | Wet | R245fa | MinimizeLCOE_Brownfield | IgnoreSilica | 11.3005 | 9.7533 | 1.3252 | 4 | 9731.7584 | 16984.2689 | 198.3951 | 346.2473 | 216.3078 | -5.2958e-07 | 110924823275.2398 | 2704102.5554 | 232007.5137 | 2002366.2501 | 2178490.6547 | 24077.0464 | 177731.0561 | 0 | 2854322.2798 | 7426361.07 | 5068644.0267 | 22668102.4528 | 3144235.0165 | 25774141.8447 | 25774141.8447 | 1478867.319 | 11191377.8078 | 0 | 51586479.3141 | 90030866.2856 | 1778.2794 | 5.3008 | 9731.7584 | 16984.2689 | 198.3951 | 346.2473
1 | 6400 | 707 | 0.035 | 15 | 15 | 7 | 2.3714e-12 | 0 | Water | Porous | Wet | R245fa | MinimizeLCOE_Brownfield | IgnoreSilica | 14.6185 | 12.9254 | 1.7616 | 4 | 8069.0829 | 13524.9344 | 164.4992 | 275.7241 | 219.9118 | -5.6742e-07 | 118081639222.4603 | 3300345.7746 | 282574.3488 | 2508299.9425 | 2703969.949 | 24077.0464 | 201633.4126 | 0 | 3518151.1848 | 9153507.7109 | 6247457.0984 | 27940016.468 | 3144235.0165 | 25774141.8447 | 25774141.8447 | 1478867.319 | 11191377.8078 | 0 | 56858393.3292 | 95302780.3008 | 2371.3737 | 7.0465 | 8069.0829 | 13524.9344 | 164.4992 | 275.7241
1 | 6400 | 707 | 0.035 | 15 | 15 | 7 | 3.1623e-12 | 0 | Water | Porous | Wet | R245fa | MinimizeLCOE_Brownfield | IgnoreSilica | 18.9279 | 16.9651 | 2.3161 | 4 | 6846.8864 | 10996.5569 | 139.583 | 224.1797 | 221.9502 | -5.894e-07 | 118659322655.5673 | 4001689.1289 | 341830.316 | 3117944.8516 | 3425615.6598 | 24077.0464 | 232332.8623 | 0 | 4345961.0474 | 11307299.1661 | 7717464.0226 | 34514214.1011 | 3144235.0165 | 25774141.8447 | 25774141.8447 | 1478867.319 | 11191377.8078 | 0 | 63432590.9623 | 101876977.9339 | 3162.2777 | 9.2644 | 6846.8864 | 10996.5569 | 139.583 | 224.1797
1 | 6400 | 707 | 0.035 | 15 | 15 | 7 | 4.217e-12 | 0 | Water | Porous | Wet | R245fa | MinimizeLCOE_Brownfield | IgnoreSilica | 24.599 | 22.2858 | 3.0467 | 4 | 5885.776 | 9040.3949 | 119.9895 | 184.3007 | 223.5599 | -6.0681e-07 | 119156401108.2651 | 4856138.4933 | 413768.2241 | 3878340.4667 | 4380024.4002 | 24077.0464 | 269508.041 | 0 | 5390524.102 | 14025037.9648 | 9572376.5967 | 42809795.3352 | 3144235.0165 | 25774141.8447 | 25774141.8447 | 1478867.319 | 11191377.8078 | 0 | 71728172.1964 | 110172559.168 | 4216.965 | 12.1867 | 5885.776 | 9040.3949 | 119.9895 | 184.3007
1 | 6400 | 707 | 0.035 | 15 | 15 | 7 | 5.6234e-12 | 0 | Water | Porous | Wet | R245fa | MinimizeLCOE_Brownfield | IgnoreSilica | 32.0775 | 29.3063 | 4.0106 | 4 | 5125.2006 | 7521.6138 | 104.4841 | 153.3383 | 224.8234 | -6.2092e-07 | 119519846456.6752 | 5898899.298 | 501212.9874 | 4828269.9822 | 5642166.82 | 24077.0464 | 314974.6825 | 0 | 6711744.3184 | 17462581.9484 | 11918571 | 53302498.0832 | 3144235.0165 | 25774141.8447 | 25774141.8447 | 1478867.319 | 11191377.8078 | 0 | 82220874.9444 | 120665261.916 | 5623.4133 | 16.0425 | 5125.2006 | 7521.6138 | 104.4841 | 153.3383
1 | 6400 | 707 | 0.035 | 15 | 15 | 7 | 7.4989e-12 | 0 | Water | Porous | Wet | R245fa | MinimizeLCOE_Brownfield | IgnoreSilica | 41.8728 | 38.5049 | 5.2738 | 4 | 4522.9041 | 6345.3291 | 92.2055 | 129.3581 | 225.802 | -6.3125e-07 | 119763769842.1332 | 7162865.0109 | 606752.3302 | 6006704.5992 | 7298152.6674 | 24077.0464 | 369856.1006 | 0 | 8372679.0243 | 21783993.3487 | 14868023.0768 | 66493103.2044 | 3144235.0165 | 25774141.8447 | 25774141.8447 | 1478867.319 | 11191377.8078 | 0 | 95411480.0657 | 133855867.0372 | 7498.9421 | 21.0952 | 4522.9041 | 6345.3291 | 92.2055 | 129.3581
1 | 6400 | 707 | 0.035 | 15 | 15 | 7 | 1e-11 | 0 | Water | Porous | Wet | R245fa | MinimizeLCOE_Brownfield | IgnoreSilica | 54.5648 | 50.4194 | 6.9101 | 4 | 4046.0387 | 5436.9186 | 82.484 | 110.8389 | 226.5305 | -6.3737e-07 | 119701434006.6206 | 8678683.9318 | 732770.7046 | 7452483.3119 | 9447293.6963 | 24077.0464 | 435340.2446 | 0 | 10440553.0849 | 27164177.4749 | 18540109.2947 | 82915488.7901 | 3144235.0165 | 25774141.8447 | 25774141.8447 | 1478867.319 | 11191377.8078 | 0 | 111833865.6513 | 150278252.6229 | 10000 | 27.6403 | 4046.0387 | 5436.9186 | 82.484 | 110.8389
1 | 6400 | 707 | 0.035 | 15 | 15 | 7 | 1.3335e-11 | 0 | Water | Porous | Wet | R245fa | MinimizeLCOE_Brownfield | IgnoreSilica | 70.6937 | 65.496 | 8.98 | 4 | 3672.6967 | 4742.98 | 74.8729 | 96.6921 | 226.9291 | -6.374e-07 | 118507564515.2639 | 10457999.8013 | 880035.8839 | 9187451.291 | 12194200.0898 | 24077.0464 | 512872.0402 | 0 | 12970088.0995 | 33745508.704 | 23032003.0914 | 103004236.0475 | 3144235.0165 | 25774141.8447 | 25774141.8447 | 1478867.319 | 11191377.8078 | 0 | 131922612.9087 | 170366999.8803 | 13335.2143 | 35.9198 | 3672.6967 | 4742.98 | 74.8729 | 96.6921
1 | 6400 | 707 | 0.035 | 15 | 15 | 7 | 1.7783e-11 | 0 | Water | Porous | Wet | R245fa | MinimizeLCOE_Brownfield | IgnoreSilica | 90.4574 | 83.6754 | 11.4716 | 4 | 3392.9566 | 4230.77 | 69.17 | 86.25 | 226.693 | -6.2584e-07 | 114706798267.324 | 12455700.6525 | 1044643.8136 | 11176380.2783 | 15625671.1658 | 24077.0464 | 604236.8268 | 0 | 15962976.8156 | 41532391.2173 | 28346710.4111 | 126772788.2275 | 3144235.0165 | 25774141.8447 | 25774141.8447 | 1478867.319 | 11191377.8078 | 0 | 155691165.0887 | 194135552.0602 | 17782.7941 | 45.8866 | 3392.9566 | 4230.77 | 69.17 | 86.25
1 | 6400 | 707 | 0.035 | 15 | 15 | 7 | 2.3714e-11 | 0 | Water | Porous | Wet | R245fa | MinimizeLCOE_Brownfield | IgnoreSilica | 113.4905 | 104.0708 | 14.254 | 4 | 3202.9774 | 3877.2508 | 65.297 | 79.043 | 225.3808 | -5.974e-07 | 107068070379.6315 | 14555885.2537 | 1216970.4785 | 13307181.8552 | 19808116.9875 | 24077.0464 | 713237.7909 | 0 | 19353933.0708 | 50354963.8126 | 34368297.4932 | 153702663.7889 | 3144235.0165 | 25774141.8447 | 25774141.8447 | 1478867.319 | 11191377.8078 | 0 | 182621040.6501 | 221065427.6217 | 23713.7371 | 57.016 | 3202.9774 | 3877.2508 | 65.297 | 79.043
1 | 6400 | 707 | 0.035 | 15 | 15 | 7 | 3.1623e-11 | 0 | Water | Porous | Wet | R245fa | MinimizeLCOE_Brownfield | IgnoreSilica | 138.2117 | 124.5524 | 17.0282 | 4 | 3099.6731 | 3664.0956 | 63.191 | 74.6975 | 222.7634 | -5.4845e-07 | 95766581694.2437 | 16550755.6714 | 1379963.5201 | 15364026.0294 | 24675606.3928 | 24077.0464 | 834783.4 | 0 | 22943392.7035 | 59694001.4775 | 40742382.5974 | 182208988.8386 | 3144235.0165 | 25774141.8447 | 25774141.8447 | 1478867.319 | 11191377.8078 | 0 | 211127365.6998 | 249571752.6713 | 31622.7766 | 68.1128 | 3099.6731 | 3664.0956 | 63.191 | 74.6975
1 | 6400 | 707 | 0.035 | 15 | 15 | 7 | 4.217e-11 | 0 | Water | Porous | Wet | R245fa | MinimizeLCOE_Brownfield | IgnoreSilica | 142.4038 | 127.8137 | 17.6777 | 4 | 3045.0187 | 3588.7045 | 62.0768 | 73.1606 | 222.1583 | -9.9131e-05 | 97299350133.3814 | 16859575.8122 | 1405158.8302 | 15685031.3035 | 25565621.4978 | 24077.0464 | 641889.6003 | 0 | 23470728.0952 | 61066019.9953 | 41678813.4281 | 186396915.6088 | 3144235.0165 | 25774141.8447 | 25774141.8447 | 1478867.319 | 11191377.8078 | 0 | 215315292.47 | 253759679.4416 | 42169.6503 | 70.7107 | 3045.0187 | 3588.7045 | 62.0768 | 73.1606
1 | 6400 | 707 | 0.035 | 15 | 15 | 7 | 5.6234e-11 | 0 | Water | Porous | Wet | R245fa | MinimizeLCOE_Brownfield | IgnoreSilica | 145.4607 | 130.1494 | 18.1634 | 4 | 3003.9858 | 3533.1311 | 61.2403 | 72.0277 | 221.6888 | -6.0477e-05 | 98600154487.8845 | 17079387.0521 | 1423084.6681 | 15913920.615 | 26229467.6889 | 24077.0464 | 459209.8859 | 0 | 23840367.313 | 62027745.4167 | 42335210.7896 | 189332470.4757 | 3144235.0165 | 25774141.8447 | 25774141.8447 | 1478867.319 | 11191377.8078 | 0 | 218250847.337 | 256695234.3085 | 56234.1325 | 72.6538 | 3003.9858 | 3533.1311 | 61.2403 | 72.0277
1 | 6400 | 707 | 0.035 | 15 | 15 | 7 | 7.4989e-11 | 0 | Water | Porous | Wet | R245fa | MinimizeLCOE_Brownfield | IgnoreSilica | 147.395 | 131.6036 | 18.4955 | 4 | 2972.5729 | 3492.2182 | 60.5999 | 71.1936 | 221.3743 | -2.8578e-05 | 99852155916.4716 | 17215681.2542 | 1434196.4568 | 16056010.7682 | 26657802.1559 | 24077.0464 | 279262.802 | 0 | 24050141.8885 | 62573535.8315 | 42707723.9626 | 190998432.166 | 3144235.0165 | 25774141.8447 | 25774141.8447 | 1478867.319 | 11191377.8078 | 0 | 219916809.0273 | 258361195.9988 | 74989.4209 | 73.982 | 2972.5729 | 3492.2182 | 60.5999 | 71.1936
1 | 6400 | 707 | 0.035 | 15 | 15 | 7 | 1e-10 | 0 | Water | Porous | Wet | R245fa | MinimizeLCOE_Brownfield | IgnoreSilica | 146.8491 | 131.1633 | 18.5432 | 4 | 2944.9239 | 3463.2335 | 60.0363 | 70.6027 | 221.428 | 0.0005989 | 103859908745.2543 | 17174456.3784 | 1430835.7294 | 16013019.3781 | 26545495.8999 | 24077.0464 | 0 | 0 | 23863274.9286 | 62087346.3334 | 42375889.6399 | 189514395.3341 | 3144235.0165 | 25774141.8447 | 25774141.8447 | 1478867.319 | 11191377.8078 | 0 | 218432772.1954 | 256877159.1669 | 100000 | 74.1726 | 2944.9239 | 3463.2335 | 60.0363 | 70.6027
1 | 6400 | 707 | 0.035 | 15 | 15 | 7 | 1.3335e-10 | 0 | Water | Porous | Wet | R245fa | MinimizeLCOE_Brownfield | IgnoreSilica | 160.399 | 141.1983 | 19.9619 | 4 | 2931.9679 | 3413.4409 | 59.7721 | 69.5876 | 219.2523 | 0.00124 | 99089508324.5874 | 18104639.4037 | 1506613.4919 | 16985840.0523 | 29628407.6207 | 24077.0464 | 0 | 0 | 25837335.2699 | 67223446.406 | 45881383.4758 | 205191742.7667 | 3144235.0165 | 25774141.8447 | 25774141.8447 | 1478867.319 | 11191377.8078 | 0 | 234110119.6279 | 272554506.5995 | 133352.1432 | 79.8474 | 2931.9679 | 3413.4409 | 59.7721 | 69.5876
1 | 6400 | 707 | 0.035 | 15 | 15 | 7 | 1.7783e-10 | 0 | Water | Porous | Wet | R245fa | MinimizeLCOE_Brownfield | IgnoreSilica | 169.2392 | 147.5693 | 20.8625 | 4 | 2929.7221 | 3390.4089 | 59.7263 | 69.1181 | 217.8314 | 0.24678 | 100742252976.0414 | 18685456.0597 | 1553780.255 | 17596263.7664 | 31739954.6706 | 24077.0464 | 0 | 0 | 27143817.4012 | 70622644.9155 | 48201406.3051 | 215567400.4199 | 3144235.0165 | 25774141.8447 | 25774141.8447 | 1478867.319 | 11191377.8078 | 0 | 244485777.2811 | 282930164.2527 | 177827.941 | 83.4502 | 2929.7221 | 3390.4089 | 59.7263 | 69.1181
1 | 6400 | 707 | 0.035 | 15 | 15 | 7 | 2.3714e-10 | 0 | Water | Porous | Wet | R245fa | MinimizeLCOE_Brownfield | IgnoreSilica | 169.1271 | 147.4824 | 20.8503 | 4 | 2929.9035 | 3390.8617 | 59.73 | 69.1273 | 217.8424 | 1.1134 | 100730337684.9877 | 18677580.1103 | 1553139.6876 | 17587973.3777 | 31715160.5284 | 24077.0464 | 0 | 0 | 27127592.9927 | 70580432.3324 | 48172595.3497 | 215438551.4252 | 3144235.0165 | 25774141.8447 | 25774141.8447 | 1478867.319 | 11191377.8078 | 0 | 244356928.2864 | 282801315.258 | 237137.3706 | 83.401 | 2929.9035 | 3390.8617 | 59.73 | 69.1273
1 | 6400 | 707 | 0.035 | 15 | 15 | 7 | 3.1623e-10 | 0 | Water | Porous | Wet | R245fa | MinimizeLCOE_Brownfield | IgnoreSilica | 169.1077 | 147.4711 | 20.8487 | 4 | 2929.8365 | 3390.83 | 59.7287 | 69.1267 | 217.8481 | 1.7546 | 100731778126.5472 | 18676559.9848 | 1553056.7181 | 17586899.601 | 31709514.575 | 24077.0464 | 0 | 0 | 27124542.0909 | 70572494.5118 | 48167177.624 | 215414322.1519 | 3144235.0165 | 25774141.8447 | 25774141.8447 | 1478867.319 | 11191377.8078 | 0 | 244332699.0131 | 282777085.9847 | 316227.766 | 83.3947 | 2929.8365 | 3390.83 | 59.7287 | 69.1267
1 | 6400 | 707 | 0.035 | 15 | 15 | 7 | 4.217e-10 | 0 | Water | Porous | Wet | R245fa | MinimizeLCOE_Brownfield | IgnoreSilica | 169.1077 | 147.4731 | 20.8489 | 4 | 2929.787 | 3390.7744 | 59.7277 | 69.1255 | 217.8501 | 2.2342 | 100726806226.209 | 18676734.8011 | 1553070.9364 | 17587083.6108 | 31708837.8691 | 24077.0464 | 0 | 0 | 27124423.6629 | 70572186.3864 | 48166967.3222 | 215413381.6352 | 3144235.0165 | 25774141.8447 | 25774141.8447 | 1478867.319 | 11191377.8078 | 0 | 244331758.4965 | 282776145.468 | 421696.5034 | 83.3957 | 2929.787 | 3390.7744 | 59.7277 | 69.1255
1 | 6400 | 707 | 0.035 | 15 | 15 | 7 | 5.6234e-10 | 0 | Water | Porous | Wet | R245fa | MinimizeLCOE_Brownfield | IgnoreSilica | 169.0929 | 147.4639 | 20.8476 | 4 | 2929.7501 | 3390.766 | 59.7269 | 69.1254 | 217.8539 | 2.5951 | 100729119954.6107 | 18675907.7797 | 1553003.6725 | 17586213.098 | 31704729.3756 | 24077.0464 | 0 | 0 | 27122133.0791 | 70566226.7573 | 48162899.7528 | 215395190.5613 | 3144235.0165 | 25774141.8447 | 25774141.8447 | 1478867.319 | 11191377.8078 | 0 | 244313567.4226 | 282757954.3941 | 562341.3252 | 83.3906 | 2929.7501 | 3390.766 | 59.7269 | 69.1254
1 | 6400 | 707 | 0.035 | 15 | 15 | 7 | 7.4989e-10 | 0 | Water | Porous | Wet | R245fa | MinimizeLCOE_Brownfield | IgnoreSilica | 169.0929 | 147.465 | 20.8478 | 4 | 2929.7226 | 3390.7352 | 59.7264 | 69.1247 | 217.855 | 2.8648 | 100726271006.7655 | 18676004.5618 | 1553011.544 | 17586314.9695 | 31704354.8499 | 24077.0464 | 0 | 0 | 27122067.559 | 70566056.2874 | 48162783.4036 | 215394670.2216 | 3144235.0165 | 25774141.8447 | 25774141.8447 | 1478867.319 | 11191377.8078 | 0 | 244313047.0828 | 282757434.0543 | 749894.2093 | 83.3912 | 2929.7226 | 3390.7352 | 59.7264 | 69.1247
1 | 6400 | 707 | 0.035 | 15 | 15 | 7 | 1e-09 | 0 | Water | Porous | Wet | R245fa | MinimizeLCOE_Brownfield | IgnoreSilica | 169.0734 | 147.4519 | 20.846 | 4 | 2929.7022 | 3390.7556 | 59.7259 | 69.1251 | 217.859 | 3.0686 | 100732114387.8175 | 18674820.7426 | 1552915.2607 | 17585068.9023 | 31699343.3926 | 24077.0464 | 0 | 0 | 27119127.8843 | 70558407.857 | 48157563.1927 | 215371324.2786 | 3144235.0165 | 25774141.8447 | 25774141.8447 | 1478867.319 | 11191377.8078 | 0 | 244289701.1398 | 282734088.1113 | 1000000 | 83.3838 | 2929.7022 | 3390.7556 | 59.7259 | 69.1251
1 | 6400 | 707 | 0.035 | 15 | 15 | 7 | 1.3335e-09 | 0 | Water | Porous | Wet | R245fa | MinimizeLCOE_Brownfield | IgnoreSilica | 169.0734 | 147.4525 | 20.846 | 4 | 2929.6868 | 3390.7384 | 59.7256 | 69.1248 | 217.8596 | 3.2202 | 100730493104.7249 | 18674874.6987 | 1552919.6491 | 17585125.6953 | 31699134.6532 | 24077.0464 | 0 | 0 | 27119091.3796 | 70558312.8793 | 48157498.3684 | 215371034.37 | 3144235.0165 | 25774141.8447 | 25774141.8447 | 1478867.319 | 11191377.8078 | 0 | 244289411.2312 | 282733798.2027 | 1333521.4322 | 83.3841 | 2929.6868 | 3390.7384 | 59.7256 | 69.1248
1 | 6400 | 707 | 0.035 | 15 | 15 | 7 | 1.7783e-09 | 0 | Water | Porous | Wet | R245fa | MinimizeLCOE_Brownfield | IgnoreSilica | 169.0734 | 147.453 | 20.8461 | 4 | 2929.6754 | 3390.7256 | 59.7254 | 69.1245 | 217.86 | 3.334 | 100729275759.5556 | 18674915.0421 | 1552922.9303 | 17585168.16 | 31698978.5814 | 24077.0464 | 0 | 0 | 27119064.0864 | 70558241.868 | 48157449.9018 | 215370817.6162 | 3144235.0165 | 25774141.8447 | 25774141.8447 | 1478867.319 | 11191377.8078 | 0 | 244289194.4775 | 282733581.449 | 1778279.41 | 83.3844 | 2929.6754 | 3390.7256 | 59.7254 | 69.1245
1 | 6400 | 707 | 0.035 | 15 | 15 | 7 | 2.3714e-09 | 0 | Water | Porous | Wet | R245fa | MinimizeLCOE_Brownfield | IgnoreSilica | 169.0734 | 147.4533 | 20.8461 | 4 | 2929.6668 | 3390.716 | 59.7252 | 69.1243 | 217.8604 | 3.4192 | 100728360721.2507 | 18674945.229 | 1552925.3855 | 17585199.9341 | 31698861.8029 | 24077.0464 | 0 | 0 | 27119043.6652 | 70558188.7361 | 48157413.6382 | 215370655.4376 | 3144235.0165 | 25774141.8447 | 25774141.8447 | 1478867.319 | 11191377.8078 | 0 | 244289032.2988 | 282733419.2703 | 2371373.7057 | 83.3846 | 2929.6668 | 3390.716 | 59.7252 | 69.1243
1 | 6400 | 707 | 0.035 | 15 | 15 | 7 | 3.1623e-09 | 0 | Water | Porous | Wet | R245fa | MinimizeLCOE_Brownfield | IgnoreSilica | 169.0734 | 147.4536 | 20.8462 | 4 | 2929.6604 | 3390.7088 | 59.7251 | 69.1242 | 217.8606 | 3.4832 | 100727673354.1329 | 18674967.8288 | 1552927.2236 | 17585223.7222 | 31698774.377 | 24077.0464 | 0 | 0 | 27119028.3772 | 70558148.9599 | 48157386.4901 | 215370534.0252 | 3144235.0165 | 25774141.8447 | 25774141.8447 | 1478867.319 | 11191377.8078 | 0 | 244288910.8864 | 282733297.8579 | 3162277.6602 | 83.3847 | 2929.6604 | 3390.7088 | 59.7251 | 69.1242
1 | 6400 | 707 | 0.035 | 15 | 15 | 7 | 4.217e-09 | 0 | Water | Porous | Wet | R245fa | MinimizeLCOE_Brownfield | IgnoreSilica | 169.0734 | 147.4537 | 20.8462 | 4 | 2929.6556 | 3390.7034 | 59.725 | 69.1241 | 217.8608 | 3.5312 | 100727156607.6131 | 18674984.7553 | 1552928.6003 | 17585241.5386 | 31698708.8986 | 24077.0464 | 0 | 0 | 27119016.9273 | 70558119.1695 | 48157366.1576 | 215370443.0936 | 3144235.0165 | 25774141.8447 | 25774141.8447 | 1478867.319 | 11191377.8078 | 0 | 244288819.9548 | 282733206.9264 | 4216965.0343 | 83.3848 | 2929.6556 | 3390.7034 | 59.725 | 69.1241
1 | 6400 | 707 | 0.035 | 15 | 15 | 7 | 5.6234e-09 | 0 | Water | Porous | Wet | R245fa | MinimizeLCOE_Brownfield | IgnoreSilica | 169.0734 | 147.4539 | 20.8462 | 4 | 2929.652 | 3390.6994 | 59.7249 | 69.124 | 217.8609 | 3.5671 | 100726769395.483 | 18674997.4366 | 1552929.6317 | 17585254.8867 | 31698659.8428 | 24077.0464 | 0 | 0 | 27119008.3492 | 70558096.8511 | 48157350.9248 | 215370374.9692 | 3144235.0165 | 25774141.8447 | 25774141.8447 | 1478867.319 | 11191377.8078 | 0 | 244288751.8304 | 282733138.802 | 5623413.2519 | 83.3849 | 2929.652 | 3390.6994 | 59.7249 | 69.124
1 | 6400 | 707 | 0.035 | 15 | 15 | 7 | 7.4989e-09 | 0 | Water | Porous | Wet | R245fa | MinimizeLCOE_Brownfield | IgnoreSilica | 169.0734 | 147.454 | 20.8462 | 4 | 2929.6493 | 3390.6963 | 59.7249 | 69.1239 | 217.861 | 3.5941 | 100726478669.5612 | 18675006.9395 | 1552930.4046 | 17585264.8894 | 31698623.082 | 24077.0464 | 0 | 0 | 27119001.9211 | 70558080.1266 | 48157339.5099 | 215370323.9194 | 3144235.0165 | 25774141.8447 | 25774141.8447 | 1478867.319 | 11191377.8078 | 0 | 244288700.7807 | 282733087.7522 | 7498942.0933 | 83.385 | 2929.6493 | 3390.6963 | 59.7249 | 69.1239
1 | 6400 | 707 | 0.035 | 15 | 15 | 7 | 1e-08 | 0 | Water | Porous | Wet | R245fa | MinimizeLCOE_Brownfield | IgnoreSilica | 169.0734 | 147.4541 | 20.8463 | 4 | 2929.6473 | 3390.6941 | 59.7248 | 69.1239 | 217.8611 | 3.6143 | 100726260133.2185 | 18675014.0621 | 1552930.9839 | 17585272.3864 | 31698595.5298 | 24077.0464 | 0 | 0 | 27118997.1033 | 70558067.5916 | 48157330.9546 | 215370285.6579 | 3144235.0165 | 25774141.8447 | 25774141.8447 | 1478867.319 | 11191377.8078 | 0 | 244288662.5192 | 282733049.4907 | 10000000 | 83.385 | 2929.6473 | 3390.6941 | 59.7248 | 69.1239
1 | 6500 | 707 | 0.035 | 15 | 15 | 7 | 1e-13 | 0 | Water | Porous | Wet | R245fa | MinimizeLCOE_Brownfield | IgnoreSilica | 1.1195 | 0.37519 | 0.027149 | 4 | 287616.7661 | 649127.1659 | 5863.4568 | 13233.3353 | 141.3019 | -6.607e-05 | 54206100820.6296 | 216402.7492 | 9668.2295 | 153855.6471 | 92233.6077 | 24077.0464 | 63626.2232 | 0 | 218346.7662 | 568093.4965 | 387735.4845 | 1734039.2501 | 3144235.0165 | 26355312.1702 | 26355312.1702 | 1478867.319 | 11423845.938 | 0 | 31233586.4368 | 70491611.8641 | 100 | 0.10859 | 287616.7661 | 649127.1659 | 5863.4568 | 13233.3353
1 | 6500 | 707 | 0.035 | 15 | 15 | 7 | 1.3335e-13 | 0 | Water | Porous | Wet | R245fa | MinimizeLCOE_Brownfield | IgnoreSilica | 1.4557 | 0.59752 | 0.053952 | 4 | 147939.0829 | 329852.025 | 3015.9383 | 6724.4797 | 156.9898 | -7.5569e-05 | 73694275810.9713 | 320008.3891 | 16091.7419 | 220940.5191 | 131585.1292 | 24077.0464 | 70795.4887 | 0 | 305564.3426 | 795015.7396 | 542614.5782 | 2426692.9747 | 3144235.0165 | 26355312.1702 | 26355312.1702 | 1478867.319 | 11423845.938 | 0 | 31926240.1614 | 71184265.5886 | 133.3521 | 0.21581 | 147939.0829 | 329852.025 | 3015.9383 | 6724.4797
1 | 6500 | 707 | 0.035 | 15 | 15 | 7 | 1.7783e-13 | 0 | Water | Porous | Wet | R245fa | MinimizeLCOE_Brownfield | IgnoreSilica | 1.8799 | 0.90869 | 0.096061 | 4 | 85500.6417 | 187669.9048 | 1743.0462 | 3825.9049 | 170.6108 | -8.5916e-05 | 94130449661.9242 | 455345.899 | 26023.1065 | 305881.1039 | 192986.4445 | 24077.0464 | 78466.4206 | 0 | 422284.2081 | 1098696.8871 | 749883.2014 | 3353644.3175 | 3144235.0165 | 26355312.1702 | 26355312.1702 | 1478867.319 | 11423845.938 | 0 | 32853191.5043 | 72111216.9315 | 177.8279 | 0.38424 | 85500.6417 | 187669.9048 | 1743.0462 | 3825.9049
1 | 6500 | 707 | 0.035 | 15 | 15 | 7 | 2.3714e-13 | 0 | Water | Porous | Wet | R245fa | MinimizeLCOE_Brownfield | IgnoreSilica | 2.2477 | 1.4897 | 0.19373 | 4 | 47222.8351 | 97884.7262 | 962.7014 | 1995.5125 | 179.042 | -9.3533e-05 | 2.7766e+12 | 721242.5547 | 66725.0754 | 445324.3081 | 948803.2257 | 24077.0464 | 84097.1831 | 0 | 893205.0635 | 2323936.3536 | 1586134.3134 | 7093545.124 | 3144235.0165 | 26355312.1702 | 26355312.1702 | 1478867.319 | 11423845.938 | 0 | 36593092.3107 | 75851117.738 | 237.1374 | 0.7749 | 47222.8351 | 97884.7262 | 962.7014 | 1995.5125
1 | 6500 | 707 | 0.035 | 15 | 15 | 7 | 3.1623e-13 | 0 | Water | Porous | Wet | R245fa | MinimizeLCOE_Brownfield | IgnoreSilica | 2.8202 | 2.0055 | 0.26563 | 4 | 35865.1973 | 72813.2145 | 731.1606 | 1484.3959 | 188.4165 | -3.2898e-07 | 108113132930.8885 | 887515.5725 | 76632.5974 | 564939.7827 | 1133872.627 | 24077.0464 | 92185.8394 | 0 | 1083897.1515 | 2820078.0502 | 1924761.2161 | 8607959.8831 | 3144235.0165 | 26355312.1702 | 26355312.1702 | 1478867.319 | 11423845.938 | 0 | 38107507.0698 | 77365532.497 | 316.2278 | 1.0625 | 35865.1973 | 72813.2145 | 731.1606 | 1484.3959
1 | 6500 | 707 | 0.035 | 15 | 15 | 7 | 4.217e-13 | 0 | Water | Porous | Wet | R245fa | MinimizeLCOE_Brownfield | IgnoreSilica | 3.5318 | 2.6573 | 0.3548 | 4 | 27362.2151 | 55024.0322 | 557.8158 | 1121.7393 | 196.3172 | -3.7273e-07 | 111438731980.5189 | 1081387.667 | 93334.4488 | 707583.4164 | 1006262.7971 | 24077.0464 | 100759.456 | 0 | 1175227.8844 | 3057701.8827 | 2086944.3645 | 9333278.9632 | 3144235.0165 | 26355312.1702 | 26355312.1702 | 1478867.319 | 11423845.938 | 0 | 38832826.15 | 78090851.5772 | 421.6965 | 1.4192 | 27362.2151 | 55024.0322 | 557.8158 | 1121.7393
1 | 6500 | 707 | 0.035 | 15 | 15 | 7 | 5.6234e-13 | 0 | Water | Porous | Wet | R245fa | MinimizeLCOE_Brownfield | IgnoreSilica | 4.4332 | 3.495 | 0.46965 | 4 | 21479.7895 | 42377.127 | 437.8946 | 863.9151 | 203.0093 | -4.1621e-07 | 114151388363.4302 | 1311145.9656 | 113083.4715 | 881017.6441 | 1064100.3011 | 24077.0464 | 110544.4953 | 0 | 1366547.8803 | 3555477.2671 | 2426686.2925 | 10852680.3638 | 3144235.0165 | 26355312.1702 | 26355312.1702 | 1478867.319 | 11423845.938 | 0 | 40352227.5505 | 79610252.9778 | 562.3413 | 1.8786 | 21479.7895 | 42377.127 | 437.8946 | 863.9151
1 | 6500 | 707 | 0.035 | 15 | 15 | 7 | 7.4989e-13 | 0 | Water | Porous | Wet | R245fa | MinimizeLCOE_Brownfield | IgnoreSilica | 5.6099 | 4.5998 | 0.62103 | 4 | 17089.9634 | 32893.6764 | 348.402 | 670.5821 | 208.7293 | -4.6309e-07 | 116227076256.041 | 1590870.0262 | 137075.0362 | 1097525.4551 | 1209793.3802 | 24077.0464 | 122962.6041 | 0 | 1631098.3838 | 4243783.4104 | 2896469.3786 | 12953654.7211 | 3144235.0165 | 26355312.1702 | 26355312.1702 | 1478867.319 | 11423845.938 | 0 | 42453201.9078 | 81711227.3351 | 749.8942 | 2.4841 | 17089.9634 | 32893.6764 | 348.402 | 670.5821
1 | 6500 | 707 | 0.035 | 15 | 15 | 7 | 1e-12 | 0 | Water | Porous | Wet | R245fa | MinimizeLCOE_Brownfield | IgnoreSilica | 7.1058 | 6.0131 | 0.81516 | 4 | 13831.0281 | 25870.9495 | 281.9642 | 527.4143 | 213.3815 | -5.0316e-07 | 117683583382.497 | 1921626.2059 | 165364.1543 | 1359893.4798 | 1428579.1496 | 24077.0464 | 136747.1483 | 0 | 1964152.0018 | 5110320.6057 | 3487898.82 | 15598658.6117 | 3144235.0165 | 26355312.1702 | 26355312.1702 | 1478867.319 | 11423845.938 | 0 | 45098205.7984 | 84356231.2256 | 1000 | 3.2607 | 13831.0281 | 25870.9495 | 281.9642 | 527.4143
1 | 6500 | 707 | 0.035 | 15 | 15 | 7 | 1.3335e-12 | 0 | Water | Porous | Wet | R245fa | MinimizeLCOE_Brownfield | IgnoreSilica | 9.04 | 7.8399 | 1.0661 | 4 | 11354.0264 | 20559.6337 | 231.4672 | 419.1359 | 217.0235 | -5.3726e-07 | 117540098063.4824 | 2317369.1633 | 199117.0319 | 1681398.0287 | 1733491.2494 | 24077.0464 | 153371.8205 | 0 | 2382441.4927 | 6198624.058 | 4230688.2885 | 18920578.1793 | 3144235.0165 | 26355312.1702 | 26355312.1702 | 1478867.319 | 11423845.938 | 0 | 48420125.366 | 87678150.7933 | 1333.5214 | 4.2646 | 11354.0264 | 20559.6337 | 231.4672 | 419.1359
1 | 6500 | 707 | 0.035 | 15 | 15 | 7 | 1.7783e-12 | 0 | Water | Porous | Wet | R245fa | MinimizeLCOE_Brownfield | IgnoreSilica | 11.5368 | 10.1562 | 1.3837 | 4 | 9494.0217 | 16586.9305 | 193.5485 | 338.147 | 219.258 | -5.589e-07 | 113506257750.6418 | 2782639.8709 | 238688.7494 | 2068269.5626 | 2153261.8618 | 24077.0464 | 174566.4817 | 0 | 2902186.3934 | 7550893.6754 | 5153640.0888 | 23048223.7304 | 3144235.0165 | 26355312.1702 | 26355312.1702 | 1478867.319 | 11423845.938 | 0 | 52547770.9171 | 91805796.3444 | 1778.2794 | 5.5348 | 9494.0217 | 16586.9305 | 193.5485 | 338.147
1 | 6500 | 707 | 0.035 | 15 | 15 | 7 | 2.3714e-12 | 0 | Water | Porous | Wet | R245fa | MinimizeLCOE_Brownfield | IgnoreSilica | 14.9326 | 13.4796 | 1.8423 | 4 | 7864.7782 | 13192.2336 | 160.3341 | 268.9415 | 223.0171 | -6.0192e-07 | 121401031099.9101 | 3399926.377 | 291001.3339 | 2593966.2703 | 2681326.4507 | 24077.0464 | 197201.2037 | 0 | 3583124.486 | 9322554.9126 | 6362835.2872 | 28456013.3677 | 3144235.0165 | 26355312.1702 | 26355312.1702 | 1478867.319 | 11423845.938 | 0 | 57955560.5544 | 97213585.9816 | 2371.3737 | 7.369 | 7864.7782 | 13192.2336 | 160.3341 | 268.9415
1 | 6500 | 707 | 0.035 | 15 | 15 | 7 | 3.1623e-12 | 0 | Water | Porous | Wet | R245fa | MinimizeLCOE_Brownfield | IgnoreSilica | 19.33 | 17.6884 | 2.4215 | 4 | 6675.2001 | 10728.2021 | 136.083 | 218.7089 | 225.0647 | -6.2592e-07 | 122046548018.3975 | 4121949.6772 | 351991.8528 | 3223849.367 | 3402671.2146 | 24077.0464 | 226648.6263 | 0 | 4426963.2359 | 11518050.2447 | 7861305.9643 | 35157507.2292 | 3144235.0165 | 26355312.1702 | 26355312.1702 | 1478867.319 | 11423845.938 | 0 | 64657054.416 | 103915079.8432 | 3162.2777 | 9.6862 | 6675.2001 | 10728.2021 | 136.083 | 218.7089
1 | 6500 | 707 | 0.035 | 15 | 15 | 7 | 4.217e-12 | 0 | Water | Porous | Wet | R245fa | MinimizeLCOE_Brownfield | IgnoreSilica | 25.13 | 23.2448 | 3.1864 | 4 | 5737.585 | 8817.7255 | 116.9684 | 179.7613 | 226.6856 | -6.4568e-07 | 122547776749.9339 | 5003590.2625 | 426164.938 | 4011284.1955 | 4358621.0446 | 24077.0464 | 262618.6543 | 0 | 5493678.8951 | 14293425.5765 | 9755556.6565 | 43629017.2693 | 3144235.0165 | 26355312.1702 | 26355312.1702 | 1478867.319 | 11423845.938 | 0 | 73128564.456 | 112386589.8833 | 4216.965 | 12.7455 | 5737.585 | 8817.7255 | 116.9684 | 179.7613
1 | 6500 | 707 | 0.035 | 15 | 15 | 7 | 5.6234e-12 | 0 | Water | Porous | Wet | R245fa | MinimizeLCOE_Brownfield | IgnoreSilica | 32.7548 | 30.5535 | 4.1927 | 4 | 4996.9795 | 7337.861 | 101.8702 | 149.5922 | 227.9538 | -6.6091e-07 | 122927497589.3868 | 6076299.1005 | 516083.5338 | 4991965.3304 | 5618002.9065 | 24077.0464 | 306162.5894 | 0 | 6837710.2977 | 17790319.5874 | 12142258.6729 | 54302879.0649 | 3144235.0165 | 26355312.1702 | 26355312.1702 | 1478867.319 | 11423845.938 | 0 | 83802426.2516 | 123060451.6789 | 5623.4133 | 16.7706 | 4996.9795 | 7337.861 | 101.8702 | 149.5922
1 | 6500 | 707 | 0.035 | 15 | 15 | 7 | 7.4989e-12 | 0 | Water | Porous | Wet | R245fa | MinimizeLCOE_Brownfield | IgnoreSilica | 42.74 | 40.128 | 5.511 | 4 | 4409.9236 | 6190.8113 | 89.9023 | 126.2081 | 228.936 | -6.7218e-07 | 123177263715.113 | 7376504.0253 | 624586.068 | 6208421.8151 | 7269948.3244 | 24077.0464 | 358782.0453 | 0 | 8526304.5366 | 22183695.4186 | 15140827.9526 | 67713147.2322 | 3144235.0165 | 26355312.1702 | 26355312.1702 | 1478867.319 | 11423845.938 | 0 | 97212694.419 | 136470719.8462 | 7498.9421 | 22.0441 | 4409.9236 | 6190.8113 | 89.9023 | 126.2081
1 | 6500 | 707 | 0.035 | 15 | 15 | 7 | 1e-11 | 0 | Water | Porous | Wet | R245fa | MinimizeLCOE_Brownfield | IgnoreSilica | 55.6442 | 52.4954 | 7.2143 | 4 | 3945.5325 | 5305.9584 | 80.435 | 108.1691 | 229.6614 | -6.7837e-07 | 123085926304.7526 | 8931858.0912 | 753807.9685 | 7696964.8054 | 9408265.008 | 24077.0464 | 421190.9688 | 0 | 10622103.9165 | 27636535.4975 | 18862503.3511 | 84357306.6533 | 3144235.0165 | 26355312.1702 | 26355312.1702 | 1478867.319 | 11423845.938 | 0 | 113856853.8401 | 153114879.2673 | 10000 | 28.8572 | 3945.5325 | 5305.9584 | 80.435 | 108.1691
1 | 6500 | 707 | 0.035 | 15 | 15 | 7 | 1.3335e-11 | 0 | Water | Porous | Wet | R245fa | MinimizeLCOE_Brownfield | IgnoreSilica | 72.0238 | 68.1175 | 9.3649 | 4 | 3581.9878 | 4629.9992 | 73.0237 | 94.3888 | 230.0375 | -6.7797e-07 | 121730175440.7894 | 10754952.2101 | 904598.8539 | 9480471.3012 | 12138233.0862 | 24077.0464 | 495375.8708 | 0 | 13181106.2638 | 34294534.6816 | 23406724.6024 | 104680073.9165 | 3144235.0165 | 26355312.1702 | 26355312.1702 | 1478867.319 | 11423845.938 | 0 | 134179621.1032 | 173437646.5304 | 13335.2143 | 37.4595 | 3581.9878 | 4629.9992 | 73.0237 | 94.3888
1 | 6500 | 707 | 0.035 | 15 | 15 | 7 | 1.7783e-11 | 0 | Water | Porous | Wet | R245fa | MinimizeLCOE_Brownfield | IgnoreSilica | 92.058 | 86.8926 | 11.9446 | 4 | 3310.0211 | 4131.6911 | 67.4793 | 84.2301 | 229.7378 | -6.6486e-07 | 117558999659.3533 | 12795882.1816 | 1072664.0127 | 11518845.8761 | 15540855.4092 | 24077.0464 | 583749.2502 | 0 | 16199068.7727 | 42146654.0607 | 28765957.4236 | 128647754.0332 | 3144235.0165 | 26355312.1702 | 26355312.1702 | 1478867.319 | 11423845.938 | 0 | 158147301.2199 | 197405326.6471 | 17782.7941 | 47.7783 | 3310.0211 | 4131.6911 | 67.4793 | 84.2301
1 | 6500 | 707 | 0.035 | 15 | 15 | 7 | 2.3714e-11 | 0 | Water | Porous | Wet | R245fa | MinimizeLCOE_Brownfield | IgnoreSilica | 115.281 | 107.7925 | 14.8023 | 4 | 3125.8973 | 3788.9376 | 63.7256 | 77.2426 | 228.3166 | -6.3273e-07 | 109387166784.1508 | 14926129.8298 | 1247356.6225 | 13686538.0761 | 19658079.3683 | 24077.0464 | 690082.5546 | 0 | 19590582.7641 | 50970677.7711 | 34788534.9215 | 155582058.9544 | 3144235.0165 | 26355312.1702 | 26355312.1702 | 1478867.319 | 11423845.938 | 0 | 185081606.1411 | 224339631.5683 | 23713.7371 | 59.2091 | 3125.8973 | 3788.9376 | 63.7256 | 77.2426
1 | 6500 | 707 | 0.035 | 15 | 15 | 7 | 3.1623e-11 | 0 | Water | Porous | Wet | R245fa | MinimizeLCOE_Brownfield | IgnoreSilica | 140.489 | 128.9407 | 17.6673 | 4 | 3025.3502 | 3580.8695 | 61.6759 | 73.0009 | 225.5119 | -5.8127e-07 | 97199036275.3001 | 16965855.2967 | 1413913.5724 | 15795560.0646 | 24487979.6718 | 24077.0464 | 816645.0894 | 0 | 23206571.9891 | 60378739.9932 | 41209730.7044 | 184299073.4279 | 3144235.0165 | 26355312.1702 | 26355312.1702 | 1478867.319 | 11423845.938 | 0 | 213798620.6147 | 253056646.0419 | 31622.7766 | 70.669 | 3025.3502 | 3580.8695 | 61.6759 | 73.0009
1 | 6500 | 707 | 0.035 | 15 | 15 | 7 | 4.217e-11 | 0 | Water | Porous | Wet | R245fa | MinimizeLCOE_Brownfield | IgnoreSilica | 145.4265 | 132.8171 | 18.3903 | 4 | 2974.1477 | 3507.8274 | 60.632 | 71.5118 | 224.7715 | -4.0694e-07 | 98062721897.0586 | 17329181.0986 | 1443536.6142 | 16174333.3632 | 25505484.7654 | 24077.0464 | 636174.1349 | 0 | 23833986.9389 | 62011144.9919 | 42323880.6586 | 189281799.6121 | 3144235.0165 | 26355312.1702 | 26355312.1702 | 1478867.319 | 11423845.938 | 0 | 218781346.7989 | 258039372.2261 | 42169.6503 | 73.561 | 2974.1477 | 3507.8274 | 60.632 | 71.5118
1 | 6500 | 707 | 0.035 | 15 | 15 | 7 | 5.6234e-11 | 0 | Water | Porous | Wet | R245fa | MinimizeLCOE_Brownfield | IgnoreSilica | 148.5593 | 135.2217 | 18.8831 | 4 | 2935.801 | 3455.5509 | 59.8503 | 70.4461 | 224.2646 | -6.4006e-05 | 99236117401.744 | 17553055.7735 | 1461781.3597 | 16408173.3786 | 26167793.606 | 24077.0464 | 455892.7744 | 0 | 24207601.8361 | 62983214.3155 | 42987337.946 | 192248928.0361 | 3144235.0165 | 26355312.1702 | 26355312.1702 | 1478867.319 | 11423845.938 | 0 | 221748475.2228 | 261006500.6501 | 56234.1325 | 75.5325 | 2935.801 | 3455.5509 | 59.8503 | 70.4461
1 | 6500 | 707 | 0.035 | 15 | 15 | 7 | 7.4989e-11 | 0 | Water | Porous | Wet | R245fa | MinimizeLCOE_Brownfield | IgnoreSilica | 150.465 | 136.6582 | 19.211 | 4 | 2906.5025 | 3417.3813 | 59.253 | 69.6679 | 223.937 | -3.0411e-05 | 100457123944.4088 | 17686258.1718 | 1472628.0308 | 16547471.1006 | 26578895.6576 | 24077.0464 | 277739.0956 | 0 | 24408956.9501 | 63507099.0186 | 43344900.0206 | 193848025.0919 | 3144235.0165 | 26355312.1702 | 26355312.1702 | 1478867.319 | 11423845.938 | 0 | 223347572.2787 | 262605597.7059 | 74989.4209 | 76.8441 | 2906.5025 | 3417.3813 | 59.253 | 69.6679
1 | 6500 | 707 | 0.035 | 15 | 15 | 7 | 1e-10 | 0 | Water | Porous | Wet | R245fa | MinimizeLCOE_Brownfield | IgnoreSilica | 149.7385 | 136.0741 | 19.2374 | 4 | 2880.7579 | 3390.9355 | 58.7281 | 69.1288 | 224.0206 | 0.0012287 | 106328327241.8382 | 17632145.3654 | 1468225.2742 | 16490863.9682 | 26431256.9317 | 24077.0464 | 0 | 0 | 24198161.7485 | 62958653.144 | 42970574.4417 | 192173957.92 | 3144235.0165 | 26355312.1702 | 26355312.1702 | 1478867.319 | 11423845.938 | 0 | 221673505.1067 | 260931530.5339 | 100000 | 76.9497 | 2880.7579 | 3390.9355 | 58.7281 | 69.1288
1 | 6500 | 707 | 0.035 | 15 | 15 | 7 | 1.3335e-10 | 0 | Water | Porous | Wet | R245fa | MinimizeLCOE_Brownfield | IgnoreSilica | 163.181 | 146.1034 | 20.6553 | 4 | 2867.5555 | 3342.712 | 58.459 | 68.1457 | 221.7905 | 0.00027857 | 99516180653.0643 | 18552522.5285 | 1543062.1477 | 17456279.0841 | 29393546.6447 | 24077.0464 | 0 | 0 | 26118100.106 | 67953938.9168 | 46379959.6245 | 207421486.0987 | 3144235.0165 | 26355312.1702 | 26355312.1702 | 1478867.319 | 11423845.938 | 0 | 236921033.2854 | 276179058.7126 | 133352.1432 | 82.6213 | 2867.5555 | 3342.712 | 58.459 | 68.1457
1 | 6500 | 707 | 0.035 | 15 | 15 | 7 | 1.7783e-10 | 0 | Water | Porous | Wet | R245fa | MinimizeLCOE_Brownfield | IgnoreSilica | 173.2345 | 153.4134 | 21.6888 | 4 | 2863.7771 | 3316.293 | 58.382 | 67.6071 | 220.148 | 0.11997 | 100847738632.9548 | 19212264.26 | 1596707.8455 | 18151562.2587 | 31706256.108 | 24077.0464 | 0 | 0 | 27569438.3323 | 71730023.2711 | 48957214.7871 | 218947543.9091 | 3144235.0165 | 26355312.1702 | 26355312.1702 | 1478867.319 | 11423845.938 | 0 | 248447091.0959 | 287705116.5231 | 177827.941 | 86.755 | 2863.7771 | 3316.293 | 58.382 | 67.6071
1 | 6500 | 707 | 0.035 | 15 | 15 | 7 | 2.3714e-10 | 0 | Water | Porous | Wet | R245fa | MinimizeLCOE_Brownfield | IgnoreSilica | 173.1102 | 153.3169 | 21.6751 | 4 | 2863.9578 | 3316.7586 | 58.3857 | 67.6166 | 220.1612 | 1.0068 | 100838511083.2731 | 19203609.7325 | 1596004.4519 | 18142423.9619 | 31679333.5109 | 24077.0464 | 0 | 0 | 27551724.9944 | 71683936.7994 | 48925759.8232 | 218806870.3205 | 3144235.0165 | 26355312.1702 | 26355312.1702 | 1478867.319 | 11423845.938 | 0 | 248306417.5073 | 287564442.9345 | 237137.3706 | 86.7004 | 2863.9578 | 3316.7586 | 58.3857 | 67.6166
1 | 6500 | 707 | 0.035 | 15 | 15 | 7 | 3.1623e-10 | 0 | Water | Porous | Wet | R245fa | MinimizeLCOE_Brownfield | IgnoreSilica | 173.0862 | 153.3025 | 21.6731 | 4 | 2863.893 | 3316.7361 | 58.3843 | 67.6162 | 220.168 | 1.6623 | 100839468514.3515 | 19202323.4553 | 1595899.9094 | 18141065.824 | 31672765.8151 | 24077.0464 | 0 | 0 | 27548091.4996 | 71674483.1913 | 48919307.5414 | 218778014.2824 | 3144235.0165 | 26355312.1702 | 26355312.1702 | 1478867.319 | 11423845.938 | 0 | 248277561.4691 | 287535586.8963 | 316227.766 | 86.6923 | 2863.893 | 3316.7361 | 58.3843 | 67.6162
1 | 6500 | 707 | 0.035 | 15 | 15 | 7 | 4.217e-10 | 0 | Water | Porous | Wet | R245fa | MinimizeLCOE_Brownfield | IgnoreSilica | 173.0714 | 153.294 | 21.6719 | 4 | 2863.845 | 3316.7131 | 58.3834 | 67.6157 | 220.1725 | 2.1536 | 100842191823.5581 | 19201563.6434 | 1595838.1554 | 18140263.5683 | 31668614.7164 | 24077.0464 | 0 | 0 | 27545839.2806 | 71668623.3796 | 48915308.0995 | 218760127.8895 | 3144235.0165 | 26355312.1702 | 26355312.1702 | 1478867.319 | 11423845.938 | 0 | 248259675.0763 | 287517700.5035 | 421696.5034 | 86.6875 | 2863.845 | 3316.7131 | 58.3834 | 67.6157
1 | 6500 | 707 | 0.035 | 15 | 15 | 7 | 5.6234e-10 | 0 | Water | Porous | Wet | R245fa | MinimizeLCOE_Brownfield | IgnoreSilica | 173.0714 | 153.2956 | 21.6721 | 4 | 2863.8093 | 3316.6729 | 58.3826 | 67.6149 | 220.174 | 2.521 | 100837954134.1666 | 19201703.1964 | 1595849.4977 | 18140410.9166 | 31668132.1785 | 24077.0464 | 0 | 0 | 27545767.4059 | 71668436.3762 | 48915180.4659 | 218759557.0834 | 3144235.0165 | 26355312.1702 | 26355312.1702 | 1478867.319 | 11423845.938 | 0 | 248259104.2702 | 287517129.6974 | 562341.3252 | 86.6884 | 2863.8093 | 3316.6729 | 58.3826 | 67.6149
1 | 6500 | 707 | 0.035 | 15 | 15 | 7 | 7.4989e-10 | 0 | Water | Porous | Wet | R245fa | MinimizeLCOE_Brownfield | IgnoreSilica | 173.0519 | 153.2829 | 21.6703 | 4 | 2863.7828 | 3316.6839 | 58.3821 | 67.6151 | 220.1785 | 2.7981 | 100843072362.1132 | 19200563.2657 | 1595756.8493 | 18139207.314 | 31663177.6573 | 24077.0464 | 0 | 0 | 27542885.0318 | 71660937.0301 | 48910062.008 | 218736666.2026 | 3144235.0165 | 26355312.1702 | 26355312.1702 | 1478867.319 | 11423845.938 | 0 | 248236213.3893 | 287494238.8165 | 749894.2093 | 86.6812 | 2863.7828 | 3316.6839 | 58.3821 | 67.6151
1 | 6500 | 707 | 0.035 | 15 | 15 | 7 | 1e-09 | 0 | Water | Porous | Wet | R245fa | MinimizeLCOE_Brownfield | IgnoreSilica | 173.0519 | 153.2837 | 21.6704 | 4 | 2863.763 | 3316.6615 | 58.3817 | 67.6146 | 220.1793 | 3.0047 | 100840657076.9741 | 19200640.777 | 1595763.1491 | 18139289.1544 | 31662909.7276 | 24077.0464 | 0 | 0 | 27542845.1432 | 71660833.2483 | 48909991.1749 | 218736349.4209 | 3144235.0165 | 26355312.1702 | 26355312.1702 | 1478867.319 | 11423845.938 | 0 | 248235896.6077 | 287493922.0349 | 1000000 | 86.6817 | 2863.763 | 3316.6615 | 58.3817 | 67.6146
1 | 6500 | 707 | 0.035 | 15 | 15 | 7 | 1.3335e-09 | 0 | Water | Porous | Wet | R245fa | MinimizeLCOE_Brownfield | IgnoreSilica | 173.0519 | 153.2844 | 21.6705 | 4 | 2863.7482 | 3316.6448 | 58.3814 | 67.6143 | 220.1799 | 3.1597 | 100838837937.8889 | 19200698.6623 | 1595767.8537 | 18139350.2729 | 31662709.6453 | 24077.0464 | 0 | 0 | 27542815.3574 | 71660755.7518 | 48909938.2819 | 218736112.8717 | 3144235.0165 | 26355312.1702 | 26355312.1702 | 1478867.319 | 11423845.938 | 0 | 248235660.0584 | 287493685.4856 | 1333521.4322 | 86.6821 | 2863.7482 | 3316.6448 | 58.3814 | 67.6143
1 | 6500 | 707 | 0.035 | 15 | 15 | 7 | 1.7783e-09 | 0 | Water | Porous | Wet | R245fa | MinimizeLCOE_Brownfield | IgnoreSilica | 173.0519 | 153.2849 | 21.6706 | 4 | 2863.7371 | 3316.6323 | 58.3812 | 67.614 | 220.1804 | 3.2758 | 100837468813.0137 | 19200741.9354 | 1595771.3708 | 18139395.9629 | 31662560.075 | 24077.0464 | 0 | 0 | 27542793.0922 | 71660697.8223 | 48909898.7438 | 218735936.0487 | 3144235.0165 | 26355312.1702 | 26355312.1702 | 1478867.319 | 11423845.938 | 0 | 248235483.2354 | 287493508.6626 | 1778279.41 | 86.6824 | 2863.7371 | 3316.6323 | 58.3812 | 67.614
1 | 6500 | 707 | 0.035 | 15 | 15 | 7 | 2.3714e-09 | 0 | Water | Porous | Wet | R245fa | MinimizeLCOE_Brownfield | IgnoreSilica | 173.0519 | 153.2852 | 21.6706 | 4 | 2863.7288 | 3316.623 | 58.381 | 67.6138 | 220.1808 | 3.363 | 100836439520.8649 | 19200774.3098 | 1595774.002 | 18139430.1455 | 31662448.1773 | 24077.0464 | 0 | 0 | 27542776.4356 | 71660654.4851 | 48909869.1653 | 218735803.767 | 3144235.0165 | 26355312.1702 | 26355312.1702 | 1478867.319 | 11423845.938 | 0 | 248235350.9537 | 287493376.3809 | 2371373.7057 | 86.6826 | 2863.7288 | 3316.623 | 58.381 | 67.6138
1 | 6500 | 707 | 0.035 | 15 | 15 | 7 | 3.1623e-09 | 0 | Water | Porous | Wet | R245fa | MinimizeLCOE_Brownfield | IgnoreSilica | 173.0519 | 153.2855 | 21.6707 | 4 | 2863.7227 | 3316.616 | 58.3809 | 67.6137 | 220.181 | 3.4283 | 100835666102.4355 | 19200798.5446 | 1595775.9717 | 18139455.7339 | 31662364.4144 | 24077.0464 | 0 | 0 | 27542763.9673 | 71660622.0452 | 48909847.0244 | 218735704.7478 | 3144235.0165 | 26355312.1702 | 26355312.1702 | 1478867.319 | 11423845.938 | 0 | 248235251.9346 | 287493277.3618 | 3162277.6602 | 86.6827 | 2863.7227 | 3316.616 | 58.3809 | 67.6137
1 | 6500 | 707 | 0.035 | 15 | 15 | 7 | 4.217e-09 | 0 | Water | Porous | Wet | R245fa | MinimizeLCOE_Brownfield | IgnoreSilica | 173.0519 | 153.2857 | 21.6707 | 4 | 2863.718 | 3316.6108 | 58.3808 | 67.6136 | 220.1812 | 3.4773 | 100835085041.1629 | 19200816.6942 | 1595777.4468 | 18139474.8972 | 31662301.6846 | 24077.0464 | 0 | 0 | 27542754.63 | 71660597.7514 | 48909830.4434 | 218735630.5941 | 3144235.0165 | 26355312.1702 | 26355312.1702 | 1478867.319 | 11423845.938 | 0 | 248235177.7808 | 287493203.208 | 4216965.0343 | 86.6828 | 2863.718 | 3316.6108 | 58.3808 | 67.6136
1 | 6500 | 707 | 0.035 | 15 | 15 | 7 | 5.6234e-09 | 0 | Water | Porous | Wet | R245fa | MinimizeLCOE_Brownfield | IgnoreSilica | 173.0519 | 153.2859 | 21.6707 | 4 | 2863.7145 | 3316.6069 | 58.3807 | 67.6135 | 220.1814 | 3.5141 | 100834649039.6271 | 19200830.291 | 1595778.5519 | 18139489.2535 | 31662254.6909 | 24077.0464 | 0 | 0 | 27542747.6351 | 71660579.5522 | 48909818.022 | 218735575.0429 | 3144235.0165 | 26355312.1702 | 26355312.1702 | 1478867.319 | 11423845.938 | 0 | 248235122.2296 | 287493147.6569 | 5623413.2519 | 86.6829 | 2863.7145 | 3316.6069 | 58.3807 | 67.6135
1 | 6500 | 707 | 0.035 | 15 | 15 | 7 | 7.4989e-09 | 0 | Water | Porous | Wet | R245fa | MinimizeLCOE_Brownfield | IgnoreSilica | 173.0519 | 153.286 | 21.6707 | 4 | 2863.7119 | 3316.6039 | 58.3806 | 67.6135 | 220.1815 | 3.5416 | 100834322630.9404 | 19200840.4796 | 1595779.38 | 18139500.0111 | 31662219.477 | 24077.0464 | 0 | 0 | 27542742.3937 | 71660565.915 | 48909808.7144 | 218735533.4171 | 3144235.0165 | 26355312.1702 | 26355312.1702 | 1478867.319 | 11423845.938 | 0 | 248235080.6038 | 287493106.031 | 7498942.0933 | 86.683 | 2863.7119 | 3316.6039 | 58.3806 | 67.6135
1 | 6500 | 707 | 0.035 | 15 | 15 | 7 | 1e-08 | 0 | Water | Porous | Wet | R245fa | MinimizeLCOE_Brownfield | IgnoreSilica | 173.0519 | 153.2861 | 21.6708 | 4 | 2863.71 | 3316.6017 | 58.3806 | 67.6134 | 220.1816 | 3.5623 | 100834077390.5639 | 19200848.1157 | 1595780.0006 | 18139508.0737 | 31662193.0851 | 24077.0464 | 0 | 0 | 27542738.4654 | 71660555.6944 | 48909801.7386 | 218735502.2199 | 3144235.0165 | 26355312.1702 | 26355312.1702 | 1478867.319 | 11423845.938 | 0 | 248235049.4066 | 287493074.8338 | 10000000 | 86.683 | 2863.71 | 3316.6017 | 58.3806 | 67.6134
1 | 6600 | 707 | 0.035 | 15 | 15 | 7 | 1e-13 | 0 | Water | Porous | Wet | R245fa | MinimizeLCOE_Brownfield | IgnoreSilica | 1.139 | 0.39251 | 0.029507 | 4 | 270068.3184 | 609651.3409 | 5505.708 | 12428.5672 | 143.3853 | -6.627e-05 | 57902342908.718 | 225358.5185 | 10218.0609 | 159296.5033 | 95129.7967 | 24077.0464 | 63431.1803 | 0 | 225229.3314 | 586000.5194 | 399957.3956 | 1788698.3525 | 3144235.0165 | 26942342.5866 | 26942342.5866 | 1478867.319 | 11658658.1045 | 0 | 31875275.9556 | 71955143.9657 | 100 | 0.11803 | 270068.3184 | 609651.3409 | 5505.708 | 12428.5672
1 | 6600 | 707 | 0.035 | 15 | 15 | 7 | 1.3335e-13 | 0 | Water | Porous | Wet | R245fa | MinimizeLCOE_Brownfield | IgnoreSilica | 1.49 | 0.6319 | 0.058958 | 4 | 138314.0071 | 308263.6729 | 2819.7181 | 6284.3719 | 159.6387 | -7.7157e-05 | 78920317566.1854 | 336515.0203 | 17298.4677 | 230630.761 | 138084.6685 | 24077.0464 | 71064.9513 | 0 | 318891.6569 | 829690.6775 | 566280.9358 | 2532534.1852 | 3144235.0165 | 26942342.5866 | 26942342.5866 | 1478867.319 | 11658658.1045 | 0 | 32619111.7883 | 72698979.7984 | 133.3521 | 0.23583 | 138314.0071 | 308263.6729 | 2819.7181 | 6284.3719
1 | 6600 | 707 | 0.035 | 15 | 15 | 7 | 1.7783e-13 | 0 | Water | Porous | Wet | R245fa | MinimizeLCOE_Brownfield | IgnoreSilica | 1.9188 | 0.95567 | 0.10428 | 4 | 80518.545 | 176601.3389 | 1641.4794 | 3600.2572 | 173.2569 | -8.7423e-05 | 101567179118.051 | 478002.528 | 28211.2025 | 317733.0956 | 204033.6984 | 24077.0464 | 78246.1253 | 0 | 440818.4415 | 1146919.1605 | 782795.8939 | 3500837.1921 | 3144235.0165 | 26942342.5866 | 26942342.5866 | 1478867.319 | 11658658.1045 | 0 | 33587414.7952 | 73667282.8053 | 177.8279 | 0.41714 | 80518.545 | 176601.3389 | 1641.4794 | 3600.2572
1 | 6600 | 707 | 0.035 | 15 | 15 | 7 | 2.3714e-13 | 0 | Water | Porous | Wet | R245fa | MinimizeLCOE_Brownfield | IgnoreSilica | 2.3014 | 1.5591 | 0.20438 | 4 | 45735.6063 | 94762.8883 | 932.3822 | 1931.8697 | 181.9181 | -9.6161e-05 | 114803826860.2355 | 745208.6519 | 67600.1862 | 461775.3039 | 974883.3211 | 24077.0464 | 84138.1817 | 0 | 919496.2495 | 2392340.6266 | 1632821.6354 | 7302341.2026 | 3144235.0165 | 26942342.5866 | 26942342.5866 | 1478867.319 | 11658658.1045 | 0 | 37388918.8057 | 77468786.8158 | 237.1374 | 0.8175 | 45735.6063 | 94762.8883 | 932.3822 | 1931.8697
1 | 6600 | 707 | 0.035 | 15 | 15 | 7 | 3.1623e-13 | 0 | Water | Porous | Wet | R245fa | MinimizeLCOE_Brownfield | IgnoreSilica | 2.8739 | 2.0848 | 0.27717 | 4 | 34637.3686 | 70787.9883 | 706.1296 | 1443.1089 | 191.1815 | -3.3993e-07 | 111154314937.4637 | 912002.1136 | 78745.793 | 582744.694 | 996039.5011 | 24077.0464 | 91208.9723 | 0 | 1047079.0669 | 2724284.9467 | 1859380.4546 | 8315562.5885 | 3144235.0165 | 26942342.5866 | 26942342.5866 | 1478867.319 | 11658658.1045 | 0 | 38402140.1916 | 78482008.2017 | 316.2278 | 1.1087 | 34637.3686 | 70787.9883 | 706.1296 | 1443.1089
1 | 6600 | 707 | 0.035 | 15 | 15 | 7 | 4.217e-13 | 0 | Water | Porous | Wet | R245fa | MinimizeLCOE_Brownfield | IgnoreSilica | 3.6244 | 2.7864 | 0.37305 | 4 | 26436.492 | 53295.7465 | 538.9436 | 1086.5059 | 199.3898 | -3.9412e-07 | 114462562750.7167 | 1118043.6097 | 96490.7755 | 734953.1236 | 948493.9228 | 24077.0464 | 100760.3331 | 0 | 1178899.3363 | 3067254.2476 | 2093464.0498 | 9362436.4449 | 3144235.0165 | 26942342.5866 | 26942342.5866 | 1478867.319 | 11658658.1045 | 0 | 39449014.048 | 79528882.0581 | 421.6965 | 1.4922 | 26436.492 | 53295.7465 | 538.9436 | 1086.5059
1 | 6600 | 707 | 0.035 | 15 | 15 | 7 | 5.6234e-13 | 0 | Water | Porous | Wet | R245fa | MinimizeLCOE_Brownfield | IgnoreSilica | 4.5453 | 3.66 | 0.49316 | 4 | 20823.0591 | 41140.9656 | 424.5062 | 838.7142 | 206.0834 | -4.4045e-07 | 117283184872.9487 | 1354409.1625 | 116802.6065 | 914139.556 | 1028730.8323 | 24077.0464 | 110072.4326 | 0 | 1383810.3382 | 3600390.6414 | 2457340.5934 | 10989773.2092 | 3144235.0165 | 26942342.5866 | 26942342.5866 | 1478867.319 | 11658658.1045 | 0 | 41076350.8123 | 81156218.8224 | 562.3413 | 1.9726 | 20823.0591 | 41140.9656 | 424.5062 | 838.7142
1 | 6600 | 707 | 0.035 | 15 | 15 | 7 | 7.4989e-13 | 0 | Water | Porous | Wet | R245fa | MinimizeLCOE_Brownfield | IgnoreSilica | 5.7368 | 4.802 | 0.65019 | 4 | 16624.4252 | 32035.2272 | 338.9114 | 653.0814 | 211.7675 | -4.8838e-07 | 119480319925.3305 | 1639828.3071 | 141272.3348 | 1135949.8713 | 1182955.2937 | 24077.0464 | 121497.2715 | 0 | 1655776.2487 | 4307990.1526 | 2940291.7995 | 13149638.3256 | 3144235.0165 | 26942342.5866 | 26942342.5866 | 1478867.319 | 11658658.1045 | 0 | 43236215.9287 | 83316083.9389 | 749.8942 | 2.6008 | 16624.4252 | 32035.2272 | 338.9114 | 653.0814
1 | 6600 | 707 | 0.035 | 15 | 15 | 7 | 1e-12 | 0 | Water | Porous | Wet | R245fa | MinimizeLCOE_Brownfield | IgnoreSilica | 7.2689 | 6.2794 | 0.85362 | 4 | 13461.4922 | 25199.7321 | 274.4307 | 513.7306 | 216.4442 | -5.3249e-07 | 120924419173.0755 | 1981293.3877 | 170467.3907 | 1407864.6165 | 1407701.5647 | 24077.0464 | 134842.0017 | 0 | 1999235.943 | 5201601.824 | 3550200.1271 | 15877283.9018 | 3144235.0165 | 26942342.5866 | 26942342.5866 | 1478867.319 | 11658658.1045 | 0 | 45963861.5049 | 86043729.515 | 1000 | 3.4145 | 13461.4922 | 25199.7321 | 274.4307 | 513.7306
1 | 6600 | 707 | 0.035 | 15 | 15 | 7 | 1.3335e-12 | 0 | Water | Porous | Wet | R245fa | MinimizeLCOE_Brownfield | IgnoreSilica | 9.24 | 8.1779 | 1.1151 | 4 | 11065.3131 | 20050.6678 | 225.5814 | 408.76 | 220.0581 | -5.6858e-07 | 120592295267.7319 | 2387524.8896 | 205101.9611 | 1739146.3442 | 1715476.8017 | 24077.0464 | 150671.0375 | 0 | 2426579.2514 | 6313461.4523 | 4309067.1699 | 19271105.9541 | 3144235.0165 | 26942342.5866 | 26942342.5866 | 1478867.319 | 11658658.1045 | 0 | 49357683.5572 | 89437551.5673 | 1333.5214 | 4.4606 | 11065.3131 | 20050.6678 | 225.5814 | 408.76
1 | 6600 | 707 | 0.035 | 15 | 15 | 7 | 1.7783e-12 | 0 | Water | Porous | Wet | R245fa | MinimizeLCOE_Brownfield | IgnoreSilica | 11.7996 | 10.594 | 1.447 | 4 | 9258.5217 | 16183.3577 | 188.7475 | 329.9196 | 222.2047 | -5.9248e-07 | 116253390523.0671 | 2866959.7056 | 245845.5743 | 2139294.1677 | 2139544.5887 | 24077.0464 | 171742.2618 | 0 | 2959110.7043 | 7698999.0556 | 5254725.0541 | 23500298.1584 | 3144235.0165 | 26942342.5866 | 26942342.5866 | 1478867.319 | 11658658.1045 | 0 | 53586875.7615 | 93666743.7716 | 1778.2794 | 5.7878 | 9258.5217 | 16183.3577 | 188.7475 | 329.9196
1 | 6600 | 707 | 0.035 | 15 | 15 | 7 | 2.3714e-12 | 0 | Water | Porous | Wet | R245fa | MinimizeLCOE_Brownfield | IgnoreSilica | 15.2615 | 14.064 | 1.9273 | 4 | 7667.9079 | 12866.8413 | 156.3207 | 262.308 | 226.1231 | -6.3978e-07 | 124834711562.9161 | 3503700.7588 | 299796.1919 | 2683552.9612 | 2668360.1376 | 24077.0464 | 192438.0949 | 0 | 3655050.8244 | 9509692.4911 | 6490560.5298 | 29027229.0362 | 3144235.0165 | 26942342.5866 | 26942342.5866 | 1478867.319 | 11658658.1045 | 0 | 59113806.6393 | 99193674.6494 | 2371.3737 | 7.7092 | 7667.9079 | 12866.8413 | 156.3207 | 262.308
1 | 6600 | 707 | 0.035 | 15 | 15 | 7 | 3.1623e-12 | 0 | Water | Porous | Wet | R245fa | MinimizeLCOE_Brownfield | IgnoreSilica | 19.7394 | 18.4397 | 2.5313 | 4 | 6512.1549 | 10470.6297 | 132.7591 | 213.4579 | 228.1742 | -6.6519e-07 | 125526763917.8905 | 4245371.621 | 362415.2586 | 3332928.4867 | 3389573.7798 | 24077.0464 | 220243.1089 | 0 | 4514097.6275 | 11744756.0581 | 8016037.3402 | 35849500.3272 | 3144235.0165 | 26942342.5866 | 26942342.5866 | 1478867.319 | 11658658.1045 | 0 | 65936077.9302 | 106015945.9404 | 3162.2777 | 10.1251 | 6512.1549 | 10470.6297 | 132.7591 | 213.4579
1 | 6600 | 707 | 0.035 | 15 | 15 | 7 | 4.217e-12 | 0 | Water | Porous | Wet | R245fa | MinimizeLCOE_Brownfield | IgnoreSilica | 25.6636 | 24.2342 | 3.331 | 4 | 5597.7179 | 8605.8361 | 114.1171 | 175.4416 | 229.804 | -6.8721e-07 | 126039327154.5377 | 5153934.4266 | 438809.746 | 4147309.6824 | 4347759.1645 | 24077.0464 | 254663.9176 | 0 | 5602956.0535 | 14577742.327 | 9949608.6808 | 44496861.0448 | 3144235.0165 | 26942342.5866 | 26942342.5866 | 1478867.319 | 11658658.1045 | 0 | 74583438.6479 | 114663306.658 | 4216.965 | 13.3239 | 5597.7179 | 8605.8361 | 114.1171 | 175.4416
1 | 6600 | 707 | 0.035 | 15 | 15 | 7 | 5.6234e-12 | 0 | Water | Porous | Wet | R245fa | MinimizeLCOE_Brownfield | IgnoreSilica | 33.4394 | 31.8442 | 4.3815 | 4 | 4875.9552 | 7162.8172 | 99.4029 | 146.0237 | 231.077 | -7.0382e-07 | 126433143866.6084 | 6257699.145 | 531249.3574 | 5159970.7705 | 5608045.3378 | 24077.0464 | 296121.0401 | 0 | 6972093.4519 | 18139956.9888 | 12380893.3837 | 55370106.5215 | 3144235.0165 | 26942342.5866 | 26942342.5866 | 1478867.319 | 11658658.1045 | 0 | 85456684.1246 | 125536552.1347 | 5623.4133 | 17.5261 | 4875.9552 | 7162.8172 | 99.4029 | 146.0237
1 | 6600 | 707 | 0.035 | 15 | 15 | 7 | 7.4989e-12 | 0 | Water | Porous | Wet | R245fa | MinimizeLCOE_Brownfield | IgnoreSilica | 43.6025 | 41.794 | 5.7554 | 4 | 4303.9293 | 6044.9051 | 87.7414 | 123.2336 | 232.0613 | -7.1572e-07 | 126694252150.9832 | 7593237.8899 | 642662.0004 | 6413769.504 | 7256904.57 | 24077.0464 | 345960.5034 | 0 | 8687878.4905 | 22604077.7034 | 15427747.4999 | 68996315.2079 | 3144235.0165 | 26942342.5866 | 26942342.5866 | 1478867.319 | 11658658.1045 | 0 | 99082892.811 | 139162760.8211 | 7498.9421 | 23.0215 | 4303.9293 | 6044.9051 | 87.7414 | 123.2336
1 | 6600 | 707 | 0.035 | 15 | 15 | 7 | 1e-11 | 0 | Water | Porous | Wet | R245fa | MinimizeLCOE_Brownfield | IgnoreSilica | 56.7379 | 54.6451 | 7.53 | 4 | 3850.9425 | 5181.607 | 78.5067 | 105.6341 | 232.7837 | -7.2247e-07 | 126559043633.135 | 9191053.0265 | 775325.4592 | 7948103.9182 | 9391871.1905 | 24077.0464 | 405285.5583 | 0 | 10816929.3177 | 28143431.2273 | 19208470.1023 | 85904546.8464 | 3144235.0165 | 26942342.5866 | 26942342.5866 | 1478867.319 | 11658658.1045 | 0 | 115991124.4495 | 156070992.4596 | 10000 | 30.1202 | 3850.9425 | 5181.607 | 78.5067 | 105.6341
1 | 6600 | 707 | 0.035 | 15 | 15 | 7 | 1.3335e-11 | 0 | Water | Porous | Wet | R245fa | MinimizeLCOE_Brownfield | IgnoreSilica | 73.381 | 70.8386 | 9.7652 | 4 | 3496.7273 | 4522.8206 | 71.2855 | 92.2038 | 233.1346 | -7.2176e-07 | 125018118111.4086 | 11059784.8232 | 929791.6811 | 9782244.5314 | 12112726.7889 | 24077.0464 | 475985.7167 | 0 | 13409998.1292 | 34890064.3633 | 23813185.8471 | 106497858.9272 | 3144235.0165 | 26942342.5866 | 26942342.5866 | 1478867.319 | 11658658.1045 | 0 | 136584436.5303 | 176664304.5404 | 13335.2143 | 39.0606 | 3496.7273 | 4522.8206 | 71.2855 | 92.2038
1 | 6600 | 707 | 0.035 | 15 | 15 | 7 | 1.7783e-11 | 0 | Water | Porous | Wet | R245fa | MinimizeLCOE_Brownfield | IgnoreSilica | 93.6562 | 90.192 | 12.4311 | 4 | 3232.6096 | 4038.6527 | 65.9011 | 82.3334 | 232.7675 | -7.0643e-07 | 120462314029.6576 | 13141089.328 | 1101072.8933 | 11867442.972 | 15488920.7471 | 24077.0464 | 560707.5515 | 0 | 16451491.1099 | 42803405.2032 | 29214203.5732 | 130652410.4247 | 3144235.0165 | 26942342.5866 | 26942342.5866 | 1478867.319 | 11658658.1045 | 0 | 160738988.0278 | 200818856.038 | 17782.7941 | 49.7242 | 3232.6096 | 4038.6527 | 65.9011 | 82.3334
1 | 6600 | 707 | 0.035 | 15 | 15 | 7 | 2.3714e-11 | 0 | Water | Porous | Wet | R245fa | MinimizeLCOE_Brownfield | IgnoreSilica | 117.0669 | 111.5983 | 15.3645 | 4 | 3054.2662 | 3706.4173 | 62.2653 | 75.5603 | 231.2339 | -6.7028e-07 | 111728222966.3497 | 15300974.3501 | 1278032.2691 | 14071771.7927 | 19551791.4204 | 24077.0464 | 664353.1921 | 0 | 19847490.0276 | 51639097.7717 | 35244745.3065 | 157622333.1764 | 3144235.0165 | 26942342.5866 | 26942342.5866 | 1478867.319 | 11658658.1045 | 0 | 187708910.7795 | 227788778.7897 | 23713.7371 | 61.4579 | 3054.2662 | 3706.4173 | 62.2653 | 75.5603
1 | 6600 | 707 | 0.035 | 15 | 15 | 7 | 3.1623e-11 | 0 | Water | Porous | Wet | R245fa | MinimizeLCOE_Brownfield | IgnoreSilica | 142.3332 | 133.068 | 18.2786 | 4 | 2956.5848 | 3504.765 | 60.274 | 71.4494 | 228.2946 | -6.1328e-07 | 98921112106.0335 | 17352676.496 | 1445540.394 | 16198758.0399 | 24269481.4149 | 24077.0464 | 789254.7475 | 0 | 23431117.3741 | 60962961.0243 | 41608473.5627 | 186082340.0997 | 3144235.0165 | 26942342.5866 | 26942342.5866 | 1478867.319 | 11658658.1045 | 0 | 216168917.7028 | 256248785.7129 | 31622.7766 | 73.1144 | 2956.5848 | 3504.765 | 60.274 | 71.4494
1 | 6600 | 707 | 0.035 | 15 | 15 | 7 | 4.217e-11 | 0 | Water | Porous | Wet | R245fa | MinimizeLCOE_Brownfield | IgnoreSilica | 148.277 | 137.7812 | 19.1012 | 4 | 2908.6701 | 3433.243 | 59.2972 | 69.9913 | 227.3741 | -4.3436e-07 | 98883604937.7778 | 17790164.4506 | 1481131.7016 | 16656163.8375 | 25461083.9424 | 24077.0464 | 626118.0625 | 0 | 24195108.226 | 62950708.5049 | 42965152.0623 | 192149707.8342 | 3144235.0165 | 26942342.5866 | 26942342.5866 | 1478867.319 | 11658658.1045 | 0 | 222236285.4373 | 262316153.4474 | 42169.6503 | 76.4048 | 2908.6701 | 3433.243 | 59.2972 | 69.9913
1 | 6600 | 707 | 0.035 | 15 | 15 | 7 | 5.6234e-11 | 0 | Water | Porous | Wet | R245fa | MinimizeLCOE_Brownfield | IgnoreSilica | 151.5755 | 140.3249 | 19.609 | 4 | 2872.9829 | 3383.9716 | 58.5696 | 68.9868 | 226.8151 | -6.7622e-05 | 99855275102.9714 | 18024517.8982 | 1500182.6703 | 16901715.1827 | 26141728.5204 | 24077.0464 | 450242.7349 | 0 | 24586560.9806 | 63969188.2745 | 43660285.4327 | 195258498.7408 | 3144235.0165 | 26942342.5866 | 26942342.5866 | 1478867.319 | 11658658.1045 | 0 | 225345076.3439 | 265424944.354 | 56234.1325 | 78.4359 | 2872.9829 | 3383.9716 | 58.5696 | 68.9868
1 | 6600 | 707 | 0.035 | 15 | 15 | 7 | 7.4989e-11 | 0 | Water | Porous | Wet | R245fa | MinimizeLCOE_Brownfield | IgnoreSilica | 153.6755 | 141.914 | 19.9542 | 4 | 2845.7485 | 3347.896 | 58.0144 | 68.2514 | 226.4387 | -3.2687e-05 | 100896444373.5037 | 18170350.4952 | 1512055.3598 | 17054673.317 | 26582991.5129 | 24077.0464 | 277479.6521 | 0 | 24812434.6795 | 64556865.306 | 44061387.0822 | 197052314.4512 | 3144235.0165 | 26942342.5866 | 26942342.5866 | 1478867.319 | 11658658.1045 | 0 | 227138892.0542 | 267218760.0644 | 74989.4209 | 79.8169 | 2845.7485 | 3347.896 | 58.0144 | 68.2514
1 | 6600 | 707 | 0.035 | 15 | 15 | 7 | 1e-10 | 0 | Water | Porous | Wet | R245fa | MinimizeLCOE_Brownfield | IgnoreSilica | 152.5908 | 141.048 | 19.9406 | 4 | 2821.8827 | 3324.3731 | 57.5279 | 67.7718 | 226.5836 | 0.0014045 | 107337088908.3533 | 18090930.7992 | 1505589.8783 | 16971355.9169 | 26365008.6872 | 24077.0464 | 0 | 0 | 24553215.3079 | 63882429.6742 | 43601070.9053 | 194993678.2154 | 3144235.0165 | 26942342.5866 | 26942342.5866 | 1478867.319 | 11658658.1045 | 0 | 225080255.8185 | 265160123.8286 | 100000 | 79.7624 | 2821.8827 | 3324.3731 | 57.5279 | 67.7718
1 | 6600 | 707 | 0.035 | 15 | 15 | 7 | 1.3335e-10 | 0 | Water | Porous | Wet | R245fa | MinimizeLCOE_Brownfield | IgnoreSilica | 165.9212 | 151.0974 | 21.3613 | 4 | 2807.7686 | 3276.8386 | 57.2402 | 66.8028 | 224.3367 | 0.0016427 | 104580915768.1199 | 19004305.7235 | 1579900.5905 | 17931995.7429 | 29204983.2831 | 24077.0464 | 0 | 0 | 26420652.3307 | 68741117.7435 | 46917225.3486 | 209824257.8091 | 3144235.0165 | 26942342.5866 | 26942342.5866 | 1478867.319 | 11658658.1045 | 0 | 239910835.4122 | 279990703.4223 | 133352.1432 | 85.4454 | 2807.7686 | 3276.8386 | 57.2402 | 66.8028
1 | 6600 | 707 | 0.035 | 15 | 15 | 7 | 1.7783e-10 | 0 | Water | Porous | Wet | R245fa | MinimizeLCOE_Brownfield | IgnoreSilica | 176.9937 | 159.1802 | 22.504 | 4 | 2803.5135 | 3248.7655 | 57.1534 | 66.2305 | 222.4607 | 0.0052187 | 100945632587.235 | 19726526.7413 | 1638488.7018 | 18695391.8252 | 31680674.8013 | 24077.0464 | 0 | 0 | 27988412.0553 | 72820106.9551 | 49701219.3004 | 222274897.4267 | 3144235.0165 | 26942342.5866 | 26942342.5866 | 1478867.319 | 11658658.1045 | 0 | 252361475.0298 | 292441343.04 | 177827.941 | 90.0161 | 2803.5135 | 3248.7655 | 57.1534 | 66.2305
1 | 6600 | 707 | 0.035 | 15 | 15 | 7 | 2.3714e-10 | 0 | Water | Porous | Wet | R245fa | MinimizeLCOE_Brownfield | IgnoreSilica | 176.8614 | 159.077 | 22.4895 | 4 | 2803.6915 | 3249.2323 | 57.157 | 66.24 | 222.4756 | 0.91066 | 100937709404.0451 | 19717374.7157 | 1637745.4195 | 18685699.6156 | 31652634.6184 | 24077.0464 | 0 | 0 | 27969837.2521 | 72771779.1274 | 49668234.565 | 222127382.3599 | 3144235.0165 | 26942342.5866 | 26942342.5866 | 1478867.319 | 11658658.1045 | 0 | 252213959.963 | 292293827.9731 | 237137.3706 | 89.9578 | 2803.6915 | 3249.2323 | 57.157 | 66.24
1 | 6600 | 707 | 0.035 | 15 | 15 | 7 | 3.1623e-10 | 0 | Water | Porous | Wet | R245fa | MinimizeLCOE_Brownfield | IgnoreSilica | 176.8567 | 159.0768 | 22.4894 | 4 | 2803.628 | 3249.1693 | 57.1557 | 66.2387 | 222.4794 | 1.5774 | 100938181413.2151 | 19717355.4167 | 1637743.8521 | 18685679.178 | 31650719.8409 | 24077.0464 | 0 | 0 | 27969074.3803 | 72769794.2914 | 49666879.8737 | 222121323.8794 | 3144235.0165 | 26942342.5866 | 26942342.5866 | 1478867.319 | 11658658.1045 | 0 | 252207901.4825 | 292287769.4926 | 316227.766 | 89.9577 | 2803.628 | 3249.1693 | 57.1557 | 66.2387
1 | 6600 | 707 | 0.035 | 15 | 15 | 7 | 4.217e-10 | 0 | Water | Porous | Wet | R245fa | MinimizeLCOE_Brownfield | IgnoreSilica | 176.8445 | 159.0704 | 22.4885 | 4 | 2803.581 | 3249.1404 | 57.1548 | 66.2381 | 222.4836 | 2.0782 | 100930807460.9935 | 19716784.3248 | 1637697.4706 | 18685074.3951 | 31647282.5307 | 24077.0464 | 0 | 0 | 27967257.1493 | 72765066.2293 | 49663652.8741 | 222106892.0203 | 3144235.0165 | 26942342.5866 | 26942342.5866 | 1478867.319 | 11658658.1045 | 0 | 252193469.6234 | 292273337.6335 | 421696.5034 | 89.9541 | 2803.581 | 3249.1404 | 57.1548 | 66.2381
1 | 6600 | 707 | 0.035 | 15 | 15 | 7 | 5.6234e-10 | 0 | Water | Porous | Wet | R245fa | MinimizeLCOE_Brownfield | IgnoreSilica | 176.8297 | 159.0615 | 22.4873 | 4 | 2803.5461 | 3249.1304 | 57.1541 | 66.2379 | 222.4878 | 2.4543 | 100932687633.9572 | 19715996.1542 | 1637633.4587 | 18684239.7303 | 31643409.3438 | 24077.0464 | 0 | 0 | 27965088.736 | 72759424.4627 | 49659802.2525 | 222089671.1847 | 3144235.0165 | 26942342.5866 | 26942342.5866 | 1478867.319 | 11658658.1045 | 0 | 252176248.7878 | 292256116.7979 | 562341.3252 | 89.949 | 2803.5461 | 3249.1304 | 57.1541 | 66.2379
1 | 6600 | 707 | 0.035 | 15 | 15 | 7 | 7.4989e-10 | 0 | Water | Porous | Wet | R245fa | MinimizeLCOE_Brownfield | IgnoreSilica | 176.8297 | 159.0628 | 22.4874 | 4 | 2803.5202 | 3249.1008 | 57.1536 | 66.2373 | 222.489 | 2.7352 | 100929126606.5093 | 19716108.2419 | 1637642.562 | 18684358.4298 | 31643061.8043 | 24077.0464 | 0 | 0 | 27965046.7529 | 72759315.2313 | 49659727.6998 | 222089337.7685 | 3144235.0165 | 26942342.5866 | 26942342.5866 | 1478867.319 | 11658658.1045 | 0 | 252175915.3716 | 292255783.3817 | 749894.2093 | 89.9497 | 2803.5202 | 3249.1008 | 57.1536 | 66.2373
1 | 6600 | 707 | 0.035 | 15 | 15 | 7 | 1e-09 | 0 | Water | Porous | Wet | R245fa | MinimizeLCOE_Brownfield | IgnoreSilica | 176.8102 | 159.0498 | 22.4856 | 4 | 2803.5008 | 3249.1177 | 57.1532 | 66.2377 | 222.4933 | 2.9476 | 100935097781.5245 | 19714959.6684 | 1637549.2797 | 18683142.1078 | 31638332.3609 | 24077.0464 | 0 | 0 | 27962243.5806 | 72752021.952 | 49654749.8868 | 222067075.8826 | 3144235.0165 | 26942342.5866 | 26942342.5866 | 1478867.319 | 11658658.1045 | 0 | 252153653.4857 | 292233521.4958 | 1000000 | 89.9424 | 2803.5008 | 3249.1177 | 57.1532 | 66.2377
1 | 6600 | 707 | 0.035 | 15 | 15 | 7 | 1.3335e-09 | 0 | Water | Porous | Wet | R245fa | MinimizeLCOE_Brownfield | IgnoreSilica | 176.8102 | 159.0505 | 22.4857 | 4 | 2803.4863 | 3249.1013 | 57.1529 | 66.2373 | 222.494 | 3.1056 | 100933075441.8089 | 19715022.0903 | 1637554.3494 | 18683208.2115 | 31638138.8708 | 24077.0464 | 0 | 0 | 27962220.2216 | 72751961.1767 | 49654708.4064 | 222066890.373 | 3144235.0165 | 26942342.5866 | 26942342.5866 | 1478867.319 | 11658658.1045 | 0 | 252153467.976 | 292233335.9862 | 1333521.4322 | 89.9428 | 2803.4863 | 3249.1013 | 57.1529 | 66.2373
1 | 6600 | 707 | 0.035 | 15 | 15 | 7 | 1.7783e-09 | 0 | Water | Porous | Wet | R245fa | MinimizeLCOE_Brownfield | IgnoreSilica | 176.8102 | 159.051 | 22.4858 | 4 | 2803.4755 | 3249.089 | 57.1526 | 66.2371 | 222.4945 | 3.2241 | 100931553863.7366 | 19715068.7471 | 1637558.1386 | 18683257.6202 | 31637994.2521 | 24077.0464 | 0 | 0 | 27962202.7637 | 72751915.7547 | 49654677.405 | 222066751.7278 | 3144235.0165 | 26942342.5866 | 26942342.5866 | 1478867.319 | 11658658.1045 | 0 | 252153329.3309 | 292233197.3411 | 1778279.41 | 89.9431 | 2803.4755 | 3249.089 | 57.1526 | 66.2371
1 | 6600 | 707 | 0.035 | 15 | 15 | 7 | 2.3714e-09 | 0 | Water | Porous | Wet | R245fa | MinimizeLCOE_Brownfield | IgnoreSilica | 176.8102 | 159.0514 | 22.4858 | 4 | 2803.4674 | 3249.0798 | 57.1525 | 66.2369 | 222.4949 | 3.313 | 100930409950.3506 | 19715103.6488 | 1637560.9732 | 18683294.5804 | 31637886.0724 | 24077.0464 | 0 | 0 | 27962189.7052 | 72751881.7792 | 49654654.216 | 222066648.0216 | 3144235.0165 | 26942342.5866 | 26942342.5866 | 1478867.319 | 11658658.1045 | 0 | 252153225.6247 | 292233093.6348 | 2371373.7057 | 89.9433 | 2803.4674 | 3249.0798 | 57.1525 | 66.2369
1 | 6600 | 707 | 0.035 | 15 | 15 | 7 | 3.1623e-09 | 0 | Water | Porous | Wet | R245fa | MinimizeLCOE_Brownfield | IgnoreSilica | 176.8102 | 159.0517 | 22.4859 | 4 | 2803.4614 | 3249.073 | 57.1524 | 66.2367 | 222.4951 | 3.3796 | 100929550201.1376 | 19715129.7729 | 1637563.0949 | 18683322.2454 | 31637805.1002 | 24077.0464 | 0 | 0 | 27962179.9313 | 72751856.3496 | 49654636.8597 | 222066570.4005 | 3144235.0165 | 26942342.5866 | 26942342.5866 | 1478867.319 | 11658658.1045 | 0 | 252153148.0036 | 292233016.0137 | 3162277.6602 | 89.9435 | 2803.4614 | 3249.073 | 57.1524 | 66.2367
1 | 6600 | 707 | 0.035 | 15 | 15 | 7 | 4.217e-09 | 0 | Water | Porous | Wet | R245fa | MinimizeLCOE_Brownfield | IgnoreSilica | 176.8102 | 159.0519 | 22.4859 | 4 | 2803.4569 | 3249.0678 | 57.1523 | 66.2366 | 222.4953 | 3.4296 | 100928904957.665 | 19715149.3361 | 1637564.6837 | 18683342.9625 | 31637744.4646 | 24077.0464 | 0 | 0 | 27962172.6124 | 72751837.3072 | 49654623.8629 | 222066512.2759 | 3144235.0165 | 26942342.5866 | 26942342.5866 | 1478867.319 | 11658658.1045 | 0 | 252153089.879 | 292232957.8891 | 4216965.0343 | 89.9436 | 2803.4569 | 3249.0678 | 57.1523 | 66.2366
1 | 6600 | 707 | 0.035 | 15 | 15 | 7 | 5.6234e-09 | 0 | Water | Porous | Wet | R245fa | MinimizeLCOE_Brownfield | IgnoreSilica | 176.8102 | 159.0521 | 22.4859 | 4 | 2803.4535 | 3249.064 | 57.1522 | 66.2366 | 222.4955 | 3.4671 | 100928420704.4053 | 19715163.9912 | 1637565.874 | 18683358.4819 | 31637699.0421 | 24077.0464 | 0 | 0 | 27962167.1299 | 72751823.0427 | 49654614.1271 | 222066468.7353 | 3144235.0165 | 26942342.5866 | 26942342.5866 | 1478867.319 | 11658658.1045 | 0 | 252153046.3384 | 292232914.3485 | 5623413.2519 | 89.9437 | 2803.4535 | 3249.064 | 57.1522 | 66.2366
1 | 6600 | 707 | 0.035 | 15 | 15 | 7 | 7.4989e-09 | 0 | Water | Porous | Wet | R245fa | MinimizeLCOE_Brownfield | IgnoreSilica | 176.8102 | 159.0522 | 22.4859 | 4 | 2803.4509 | 3249.0611 | 57.1521 | 66.2365 | 222.4956 | 3.4952 | 100928056830.1948 | 19715174.9723 | 1637566.7658 | 18683370.1108 | 31637665.0069 | 24077.0464 | 0 | 0 | 27962163.0218 | 72751812.3545 | 49654606.8322 | 222066436.1107 | 3144235.0165 | 26942342.5866 | 26942342.5866 | 1478867.319 | 11658658.1045 | 0 | 252153013.7138 | 292232881.7239 | 7498942.0933 | 89.9438 | 2803.4509 | 3249.0611 | 57.1521 | 66.2365
1 | 6600 | 707 | 0.035 | 15 | 15 | 7 | 1e-08 | 0 | Water | Porous | Wet | R245fa | MinimizeLCOE_Brownfield | IgnoreSilica | 176.8102 | 159.0523 | 22.486 | 4 | 2803.449 | 3249.0589 | 57.1521 | 66.2365 | 222.4957 | 3.5162 | 100927784110.7717 | 19715183.2021 | 1637567.4342 | 18683378.826 | 31637639.4992 | 24077.0464 | 0 | 0 | 27962159.9431 | 72751804.3443 | 49654601.3651 | 222066411.6604 | 3144235.0165 | 26942342.5866 | 26942342.5866 | 1478867.319 | 11658658.1045 | 0 | 252152989.2635 | 292232857.2736 | 10000000 | 89.9438 | 2803.449 | 3249.0589 | 57.1521 | 66.2365
1 | 6700 | 707 | 0.035 | 15 | 15 | 7 | 1e-13 | 0 | Water | Porous | Wet | R245fa | MinimizeLCOE_Brownfield | IgnoreSilica | 1.1779 | 0.42315 | 0.033206 | 4 | 245201.4358 | 553205.1753 | 4998.7629 | 11277.8358 | 146.5353 | -6.9031e-05 | 62592661627.5501 | 240724.2241 | 11166.0706 | 168820.4176 | 100362.2451 | 24077.0464 | 64703.0854 | 0 | 237842.7047 | 618817.9295 | 422355.9523 | 1888869.6757 | 3144235.0165 | 27535233.0938 | 27535233.0938 | 1478867.319 | 11895814.3074 | 0 | 32568337.786 | 73478252.5062 | 100 | 0.13282 | 245201.4358 | 553205.1753 | 4998.7629 | 11277.8358
1 | 6700 | 707 | 0.035 | 15 | 15 | 7 | 1.3335e-13 | 0 | Water | Porous | Wet | R245fa | MinimizeLCOE_Brownfield | IgnoreSilica | 1.5289 | 0.67107 | 0.064698 | 4 | 128802.3582 | 286881.7056 | 2625.8103 | 5848.4716 | 162.458 | -7.9316e-05 | 84663727939.9696 | 355203.8609 | 18712.1538 | 241515.6597 | 145712.1567 | 24077.0464 | 71586.8319 | 0 | 334155.0067 | 869402.7827 | 593385.2637 | 2653750.7625 | 3144235.0165 | 27535233.0938 | 27535233.0938 | 1478867.319 | 11895814.3074 | 0 | 33333218.8728 | 74243133.593 | 133.3521 | 0.25879 | 128802.3582 | 286881.7056 | 2625.8103 | 5848.4716
1 | 6700 | 707 | 0.035 | 15 | 15 | 7 | 1.7783e-13 | 0 | Water | Porous | Wet | R245fa | MinimizeLCOE_Brownfield | IgnoreSilica | 1.9725 | 1.0146 | 0.1148 | 4 | 74856.5857 | 163948.6848 | 1526.0528 | 3342.3157 | 176.2825 | -9.0787e-05 | 110865903000.7718 | 507175.2693 | 31306.6932 | 332306.3046 | 218735.0908 | 24077.0464 | 78968.0702 | 0 | 465101.705 | 1210099.2311 | 825917.5902 | 3693687.0008 | 3144235.0165 | 27535233.0938 | 27535233.0938 | 1478867.319 | 11895814.3074 | 0 | 34373155.1111 | 75283069.8314 | 177.8279 | 0.45919 | 74856.5857 | 163948.6848 | 1526.0528 | 3342.3157
1 | 6700 | 707 | 0.035 | 15 | 15 | 7 | 2.3714e-13 | 0 | Water | Porous | Wet | R245fa | MinimizeLCOE_Brownfield | IgnoreSilica | 2.3598 | 1.6344 | 0.21557 | 4 | 44291.2787 | 91735.7064 | 902.9376 | 1870.1565 | 184.8764 | -9.9332e-05 | 114584588527.6363 | 770072.5646 | 68244.418 | 479547.9556 | 998948.7914 | 24077.0464 | 84348.2409 | 0 | 945843.2166 | 2460890.0304 | 1679608.012 | 7511580.2758 | 3144235.0165 | 27535233.0938 | 27535233.0938 | 1478867.319 | 11895814.3074 | 0 | 38191048.3861 | 79100963.1064 | 237.1374 | 0.86227 | 44291.2787 | 91735.7064 | 902.9376 | 1870.1565
1 | 6700 | 707 | 0.035 | 15 | 15 | 7 | 3.1623e-13 | 0 | Water | Porous | Wet | R245fa | MinimizeLCOE_Brownfield | IgnoreSilica | 2.9445 | 2.182 | 0.29095 | 4 | 33404.9758 | 68556.5119 | 681.0056 | 1397.6172 | 194.1663 | -3.5688e-07 | 114164085044.4516 | 941625.0783 | 81302.0836 | 604368.8487 | 904344.7874 | 24077.0464 | 91069.6688 | 0 | 1032247.1301 | 2685695.2895 | 1833042.2206 | 8197772.1533 | 3144235.0165 | 27535233.0938 | 27535233.0938 | 1478867.319 | 11895814.3074 | 0 | 38877240.2636 | 79787154.9838 | 316.2278 | 1.1638 | 33404.9758 | 68556.5119 | 681.0056 | 1397.6172
1 | 6700 | 707 | 0.035 | 15 | 15 | 7 | 4.217e-13 | 0 | Water | Porous | Wet | R245fa | MinimizeLCOE_Brownfield | IgnoreSilica | 3.7124 | 2.9146 | 0.39135 | 4 | 25625.0864 | 51758.9757 | 522.402 | 1055.1767 | 202.4119 | -4.1515e-07 | 117670544349.7932 | 1153971.5378 | 99585.1262 | 761892.2797 | 906087.0355 | 24077.0464 | 100300.9187 | 0 | 1187906.4382 | 3090688.8792 | 2109458.6674 | 9433967.929 | 3144235.0165 | 27535233.0938 | 27535233.0938 | 1478867.319 | 11895814.3074 | 0 | 40113436.0393 | 81023350.7596 | 421.6965 | 1.5654 | 25625.0864 | 51758.9757 | 522.402 | 1055.1767
1 | 6700 | 707 | 0.035 | 15 | 15 | 7 | 5.6234e-13 | 0 | Water | Porous | Wet | R245fa | MinimizeLCOE_Brownfield | IgnoreSilica | 4.6574 | 3.8297 | 0.51742 | 4 | 20213.8405 | 39980.1075 | 412.0865 | 815.0486 | 209.1484 | -4.6594e-07 | 120508150016.0848 | 1398297.9378 | 120574.3704 | 947880.5492 | 1001994.5095 | 24077.0464 | 109328.72 | 0 | 1404839.7219 | 3655104.7842 | 2494684.1201 | 11156781.7595 | 3144235.0165 | 27535233.0938 | 27535233.0938 | 1478867.319 | 11895814.3074 | 0 | 41836249.8698 | 82746164.59 | 562.3413 | 2.0697 | 20213.8405 | 39980.1075 | 412.0865 | 815.0486
1 | 6700 | 707 | 0.035 | 15 | 15 | 7 | 7.4989e-13 | 0 | Water | Porous | Wet | R245fa | MinimizeLCOE_Brownfield | IgnoreSilica | 5.8559 | 5.0021 | 0.67931 | 4 | 16205.1658 | 31260.7974 | 330.3642 | 637.2936 | 214.7693 | -5.1322e-07 | 122850517785.0803 | 1687701.9978 | 145370.7537 | 1173669.0571 | 1161348.351 | 24077.0464 | 119400.4156 | 0 | 1681511.3724 | 4374947.6656 | 2985991.678 | 13354018.3376 | 3144235.0165 | 27535233.0938 | 27535233.0938 | 1478867.319 | 11895814.3074 | 0 | 44033486.4479 | 84943401.1681 | 749.8942 | 2.7172 | 16205.1658 | 31260.7974 | 330.3642 | 637.2936
1 | 6700 | 707 | 0.035 | 15 | 15 | 7 | 1e-12 | 0 | Water | Porous | Wet | R245fa | MinimizeLCOE_Brownfield | IgnoreSilica | 7.4347 | 6.5558 | 0.89361 | 4 | 13110.3148 | 24555.4884 | 267.2715 | 500.5968 | 219.5042 | -5.639e-07 | 124242525234.0265 | 2042430.8585 | 175694.0613 | 1457208.106 | 1392707.9851 | 24077.0464 | 132629.6639 | 0 | 2037651.6113 | 5301551.5127 | 3618417.8434 | 16182368.6887 | 3144235.0165 | 27535233.0938 | 27535233.0938 | 1478867.319 | 11895814.3074 | 0 | 46861836.799 | 87771751.5192 | 1000 | 3.5744 | 13110.3148 | 24555.4884 | 267.2715 | 500.5968
1 | 6700 | 707 | 0.035 | 15 | 15 | 7 | 1.3335e-12 | 0 | Water | Porous | Wet | R245fa | MinimizeLCOE_Brownfield | IgnoreSilica | 9.4421 | 8.5271 | 1.1659 | 4 | 10791.5674 | 19563.8377 | 220.0007 | 398.8353 | 223.0828 | -6.0189e-07 | 123695263499.8689 | 2459110.8625 | 211194.5984 | 1798301.5544 | 1703286.2262 | 24077.0464 | 147565.2967 | 0 | 2473978.878 | 6436785.5577 | 4393238.4058 | 19647538.426 | 3144235.0165 | 27535233.0938 | 27535233.0938 | 1478867.319 | 11895814.3074 | 0 | 50327006.5363 | 91236921.2566 | 1333.5214 | 4.6635 | 10791.5674 | 19563.8377 | 220.0007 | 398.8353
1 | 6700 | 707 | 0.035 | 15 | 15 | 7 | 1.7783e-12 | 0 | Water | Porous | Wet | R245fa | MinimizeLCOE_Brownfield | IgnoreSilica | 12.058 | 11.0398 | 1.5117 | 4 | 9037.531 | 15803.1888 | 184.2423 | 322.1694 | 225.1435 | -6.2751e-07 | 119879360712.1606 | 2951809.2274 | 253059.222 | 2211013.4173 | 2130241.9816 | 24077.0464 | 168198.5626 | 0 | 3017975.7883 | 7852153.9293 | 5359256.4024 | 23967785.5772 | 3144235.0165 | 27535233.0938 | 27535233.0938 | 1478867.319 | 11895814.3074 | 0 | 54647253.6875 | 95557168.4078 | 1778.2794 | 6.0467 | 9037.531 | 15803.1888 | 184.2423 | 322.1694
1 | 6700 | 707 | 0.035 | 15 | 15 | 7 | 2.3714e-12 | 0 | Water | Porous | Wet | R245fa | MinimizeLCOE_Brownfield | IgnoreSilica | 15.5905 | 14.6654 | 2.0151 | 4 | 7481.6743 | 12556.9959 | 152.5241 | 255.9913 | 229.2212 | -6.8e-07 | 128383120835.4303 | 3609206.5467 | 308733.4114 | 2774968.2213 | 2661697.0747 | 24077.0464 | 186885.0269 | 0 | 3730571.2577 | 9706181.167 | 6624668.0886 | 29626987.8406 | 3144235.0165 | 27535233.0938 | 27535233.0938 | 1478867.319 | 11895814.3074 | 0 | 60306455.9509 | 101216370.6712 | 2371.3737 | 8.0606 | 7481.6743 | 12556.9959 | 152.5241 | 255.9913
1 | 6700 | 707 | 0.035 | 15 | 15 | 7 | 3.1623e-12 | 0 | Water | Porous | Wet | R245fa | MinimizeLCOE_Brownfield | IgnoreSilica | 20.1601 | 19.2242 | 2.646 | 4 | 6356.0515 | 10221.279 | 129.5767 | 208.3746 | 231.2799 | -7.0775e-07 | 129102059697.9535 | 4372708.7486 | 373144.1665 | 3445889.5784 | 3385887.329 | 24077.0464 | 213131.9336 | 0 | 4607787.1329 | 11988516.9328 | 8182409.146 | 36593552.0142 | 3144235.0165 | 27535233.0938 | 27535233.0938 | 1478867.319 | 11895814.3074 | 0 | 67273020.1245 | 108182934.8447 | 3162.2777 | 10.5841 | 6356.0515 | 10221.279 | 129.5767 | 208.3746
1 | 6700 | 707 | 0.035 | 15 | 15 | 7 | 4.217e-12 | 0 | Water | Porous | Wet | R245fa | MinimizeLCOE_Brownfield | IgnoreSilica | 26.2043 | 25.2598 | 3.4812 | 4 | 5464.7612 | 8402.6709 | 111.4065 | 171.2998 | 232.9157 | -7.3182e-07 | 129633061336.0655 | 5307922.2982 | 451750.1549 | 4287129.4462 | 4346930.8276 | 24077.0464 | 245646.6809 | 0 | 5718748.0171 | 14879009.2639 | 10155229.5557 | 45416443.2908 | 3144235.0165 | 27535233.0938 | 27535233.0938 | 1478867.319 | 11895814.3074 | 0 | 76095911.4011 | 117005826.1213 | 4216.965 | 13.9248 | 5464.7612 | 8402.6709 | 111.4065 | 171.2998
1 | 6700 | 707 | 0.035 | 15 | 15 | 7 | 5.6234e-12 | 0 | Water | Porous | Wet | R245fa | MinimizeLCOE_Brownfield | IgnoreSilica | 34.1238 | 33.1727 | 4.5766 | 4 | 4761.5581 | 6996.3013 | 97.0708 | 142.6291 | 234.192 | -7.4957e-07 | 130046604167.2549 | 6442261.5849 | 546693.0522 | 5331477.0195 | 5608707.4334 | 24077.0464 | 284592.6317 | 0 | 7112745.4196 | 18505904.557 | 12630660.1185 | 56487118.8633 | 3144235.0165 | 27535233.0938 | 27535233.0938 | 1478867.319 | 11895814.3074 | 0 | 87166586.9736 | 128076501.6938 | 5623.4133 | 18.3063 | 4761.5581 | 6996.3013 | 97.0708 | 142.6291
1 | 6700 | 707 | 0.035 | 15 | 15 | 7 | 7.4989e-12 | 0 | Water | Porous | Wet | R245fa | MinimizeLCOE_Brownfield | IgnoreSilica | 44.4916 | 43.5352 | 6.0111 | 4 | 4203.0067 | 5904.4295 | 85.684 | 120.3698 | 235.1802 | -7.6303e-07 | 130306104883.7814 | 7817139.9588 | 661287.9053 | 6626669.475 | 7262354.426 | 24077.0464 | 331782.2506 | 0 | 8862091.3142 | 23057343.7346 | 15737110.8799 | 70379856.9908 | 3144235.0165 | 27535233.0938 | 27535233.0938 | 1478867.319 | 11895814.3074 | 0 | 101059325.1011 | 141969239.8213 | 7498.9421 | 24.0445 | 4203.0067 | 5904.4295 | 85.684 | 120.3698
1 | 6700 | 707 | 0.035 | 15 | 15 | 7 | 1e-11 | 0 | Water | Porous | Wet | R245fa | MinimizeLCOE_Brownfield | IgnoreSilica | 57.8562 | 56.8819 | 7.8592 | 4 | 3761.2734 | 5062.614 | 76.6786 | 103.2082 | 235.8975 | -7.7016e-07 | 130121657808.4609 | 9457702.2047 | 797451.5119 | 8207321.8717 | 9396951.4306 | 24077.0464 | 387585.6111 | 0 | 11025724.9738 | 28686674.6946 | 19579244.9313 | 87562734.2759 | 3144235.0165 | 27535233.0938 | 27535233.0938 | 1478867.319 | 11895814.3074 | 0 | 118242202.3862 | 159152117.1064 | 10000 | 31.4367 | 3761.2734 | 5062.614 | 76.6786 | 103.2082
1 | 6700 | 707 | 0.035 | 15 | 15 | 7 | 1.3335e-11 | 0 | Water | Porous | Wet | R245fa | MinimizeLCOE_Brownfield | IgnoreSilica | 74.7622 | 73.66 | 10.181 | 4 | 3416.2162 | 4420.7787 | 69.6442 | 90.1236 | 236.2198 | -7.6897e-07 | 128375862250.0677 | 11372399.8781 | 955625.044 | 10092702.6915 | 12113386.6724 | 24077.0464 | 454408.9672 | 0 | 13654914.1168 | 35527285.524 | 24248102.3828 | 108442902.3233 | 3144235.0165 | 27535233.0938 | 27535233.0938 | 1478867.319 | 11895814.3074 | 0 | 139122370.4336 | 180032285.1538 | 13335.2143 | 40.7241 | 3416.2162 | 4420.7787 | 69.6442 | 90.1236
1 | 6700 | 707 | 0.035 | 15 | 15 | 7 | 1.7783e-11 | 0 | Water | Porous | Wet | R245fa | MinimizeLCOE_Brownfield | IgnoreSilica | 95.281 | 93.6039 | 12.935 | 4 | 3159.7945 | 3950.4757 | 64.4167 | 80.5358 | 235.7805 | -7.5114e-07 | 123402938688.3655 | 13494331.9417 | 1130120.7786 | 12225241.0467 | 15470389.1981 | 24077.0464 | 535302.4666 | 0 | 16722990.3665 | 43509790.5765 | 29696326.1053 | 132808569.5263 | 3144235.0165 | 27535233.0938 | 27535233.0938 | 1478867.319 | 11895814.3074 | 0 | 163488037.6367 | 204397952.3569 | 17782.7941 | 51.7401 | 3159.7945 | 3950.4757 | 64.4167 | 80.5358
1 | 6700 | 707 | 0.035 | 15 | 15 | 7 | 2.3714e-11 | 0 | Water | Porous | Wet | R245fa | MinimizeLCOE_Brownfield | IgnoreSilica | 118.8574 | 115.4985 | 15.942 | 4 | 2987.2431 | 3628.7848 | 60.899 | 73.9777 | 234.1315 | -7.1026e-07 | 114085891379.6657 | 15681447.0733 | 1309182.7417 | 14463846.0157 | 19483253.5639 | 24077.0464 | 635981.2556 | 0 | 20123137.2016 | 52356275.1756 | 35734233.6213 | 159811433.695 | 3144235.0165 | 27535233.0938 | 27535233.0938 | 1478867.319 | 11895814.3074 | 0 | 190490901.8054 | 231400816.5256 | 23713.7371 | 63.7681 | 2987.2431 | 3628.7848 | 60.899 | 73.9777
1 | 6700 | 707 | 0.035 | 15 | 15 | 7 | 3.1623e-11 | 0 | Water | Porous | Wet | R245fa | MinimizeLCOE_Brownfield | IgnoreSilica | 144.1969 | 137.2963 | 18.9059 | 4 | 2892.6796 | 3433.6477 | 58.9712 | 69.9996 | 231.0528 | -6.4736e-07 | 100619267028.5188 | 17745391.6679 | 1477534.1059 | 16609244.1883 | 24107229.8647 | 24077.0464 | 759722.9982 | 0 | 23682047.9498 | 61615830.9095 | 42054070.6744 | 188075149.4051 | 3144235.0165 | 27535233.0938 | 27535233.0938 | 1478867.319 | 11895814.3074 | 0 | 218754617.5154 | 259664532.2356 | 31622.7766 | 75.6235 | 2892.6796 | 3433.6477 | 58.9712 | 69.9996
1 | 6700 | 707 | 0.035 | 15 | 15 | 7 | 4.217e-11 | 0 | Water | Porous | Wet | R245fa | MinimizeLCOE_Brownfield | IgnoreSilica | 151.264 | 142.9491 | 19.8409 | 4 | 2847.8007 | 3363.274 | 58.0563 | 68.5649 | 229.9202 | -4.6464e-07 | 99532727713.8689 | 18265164.2893 | 1519854.8356 | 17154100.3803 | 25487272.2394 | 24077.0464 | 615983.5787 | 0 | 24595916.4242 | 63993529.2195 | 43676898.6278 | 195332796.6411 | 3144235.0165 | 27535233.0938 | 27535233.0938 | 1478867.319 | 11895814.3074 | 0 | 226012264.7514 | 266922179.4716 | 42169.6503 | 79.3638 | 2847.8007 | 3363.274 | 58.0563 | 68.5649
1 | 6700 | 707 | 0.035 | 15 | 15 | 7 | 5.6234e-11 | 0 | Water | Porous | Wet | R245fa | MinimizeLCOE_Brownfield | IgnoreSilica | 154.5381 | 145.4798 | 20.3437 | 4 | 2814.6635 | 3317.3968 | 57.3807 | 67.6296 | 229.3368 | -7.1378e-05 | 100440168193.1252 | 18495996.7533 | 1538648.0087 | 17396624.1544 | 26147190.501 | 24077.0464 | 442503.4272 | 0 | 24977565.5575 | 64986501.9773 | 44354622.9386 | 198363730.3642 | 3144235.0165 | 27535233.0938 | 27535233.0938 | 1478867.319 | 11895814.3074 | 0 | 229043198.4745 | 269953113.1948 | 56234.1325 | 81.375 | 2814.6635 | 3317.3968 | 57.3807 | 67.6296
1 | 6700 | 707 | 0.035 | 15 | 15 | 7 | 7.4989e-11 | 0 | Water | Porous | Wet | R245fa | MinimizeLCOE_Brownfield | IgnoreSilica | 156.6982 | 147.1177 | 20.692 | 4 | 2789.4605 | 3283.733 | 56.8669 | 66.9433 | 228.9315 | -3.4816e-05 | 101384089932.2255 | 18644789.5651 | 1550758.1138 | 17553133.9543 | 26590583.6363 | 24077.0464 | 274066.4312 | 0 | 25208589.4113 | 65587578.6556 | 44764870.1224 | 200198446.9364 | 3144235.0165 | 27535233.0938 | 27535233.0938 | 1478867.319 | 11895814.3074 | 0 | 230877915.0467 | 271787829.7669 | 74989.4209 | 82.7679 | 2789.4605 | 3283.733 | 56.8669 | 66.9433
1 | 6700 | 707 | 0.035 | 15 | 15 | 7 | 1e-10 | 0 | Water | Porous | Wet | R245fa | MinimizeLCOE_Brownfield | IgnoreSilica | 155.407 | 146.0852 | 20.6528 | 4 | 2767.4391 | 3262.6505 | 56.418 | 66.5135 | 229.1173 | 0.00099841 | 106740115828.1351 | 18551045.4808 | 1543129.8788 | 17454510.1585 | 26335941.6855 | 24077.0464 | 0 | 0 | 24924394.6575 | 64848162.2024 | 44260203.1996 | 197941464.3094 | 3144235.0165 | 27535233.0938 | 27535233.0938 | 1478867.319 | 11895814.3074 | 0 | 228620932.4197 | 269530847.14 | 100000 | 82.611 | 2767.4391 | 3262.6505 | 56.418 | 66.5135
1 | 6700 | 707 | 0.035 | 15 | 15 | 7 | 1.3335e-10 | 0 | Water | Porous | Wet | R245fa | MinimizeLCOE_Brownfield | IgnoreSilica | 168.6474 | 156.1719 | 22.0788 | 4 | 2752.7372 | 3215.9643 | 56.1183 | 65.5618 | 226.8559 | 0.00025004 | 101005985167.3478 | 19459021.7329 | 1616858.4952 | 18412191.6119 | 29073969.9645 | 24077.0464 | 0 | 0 | 26748586.3519 | 69594334.7981 | 47499563.5203 | 212428603.5212 | 3144235.0165 | 27535233.0938 | 27535233.0938 | 1478867.319 | 11895814.3074 | 0 | 243108071.6315 | 284017986.3517 | 133352.1432 | 88.315 | 2752.7372 | 3215.9643 | 56.1183 | 65.5618
1 | 6700 | 707 | 0.035 | 15 | 15 | 7 | 1.7783e-10 | 0 | Water | Porous | Wet | R245fa | MinimizeLCOE_Brownfield | IgnoreSilica | 179.607 | 164.2157 | 23.2159 | 4 | 2748.0183 | 3188.555 | 56.0221 | 65.003 | 224.9381 | 0.00094977 | 97796102390.3725 | 20171426.9804 | 1674712.554 | 19167034.7116 | 31450174.3363 | 24077.0464 | 0 | 0 | 28270095.9952 | 73552990.7855 | 50201427.5739 | 224511939.9833 | 3144235.0165 | 27535233.0938 | 27535233.0938 | 1478867.319 | 11895814.3074 | 0 | 255191408.0936 | 296101322.8138 | 177827.941 | 92.8638 | 2748.0183 | 3188.555 | 56.0221 | 65.003
1 | 6700 | 707 | 0.035 | 15 | 15 | 7 | 2.3714e-10 | 0 | Water | Porous | Wet | R245fa | MinimizeLCOE_Brownfield | IgnoreSilica | 180.4501 | 164.8104 | 23.3 | 4 | 2748.1585 | 3187.1058 | 56.0249 | 64.9735 | 224.7773 | 0.81981 | 101003415387.085 | 20223697.6475 | 1678955.1592 | 19222537.8756 | 31640723.3369 | 24077.0464 | 0 | 0 | 28388096.5156 | 73860003.9342 | 50410970.3564 | 225449061.8717 | 3144235.0165 | 27535233.0938 | 27535233.0938 | 1478867.319 | 11895814.3074 | 0 | 256128529.982 | 297038444.7023 | 237137.3706 | 93.2001 | 2748.1585 | 3187.1058 | 56.0249 | 64.9735
1 | 6700 | 707 | 0.035 | 15 | 15 | 7 | 3.1623e-10 | 0 | Water | Porous | Wet | R245fa | MinimizeLCOE_Brownfield | IgnoreSilica | 180.4307 | 164.7999 | 23.2985 | 4 | 2748.0957 | 3187.071 | 56.0236 | 64.9728 | 224.7839 | 1.5003 | 101003386747.2434 | 20222774.1895 | 1678880.2084 | 19221557.1703 | 31635538.2739 | 24077.0464 | 0 | 0 | 28385302.4865 | 73852734.4437 | 50406008.7798 | 225426872.5983 | 3144235.0165 | 27535233.0938 | 27535233.0938 | 1478867.319 | 11895814.3074 | 0 | 256106340.7086 | 297016255.4289 | 316227.766 | 93.1941 | 2748.0957 | 3187.071 | 56.0236 | 64.9728
1 | 6700 | 707 | 0.035 | 15 | 15 | 7 | 4.217e-10 | 0 | Water | Porous | Wet | R245fa | MinimizeLCOE_Brownfield | IgnoreSilica | 180.4112 | 164.7885 | 23.2969 | 4 | 2748.0492 | 3187.0549 | 56.0227 | 64.9724 | 224.7897 | 2.011 | 101005519619.7457 | 20221773.3152 | 1678798.9741 | 19220494.2553 | 31630569.613 | 24077.0464 | 0 | 0 | 28382528.1496 | 73845516.1881 | 50401082.172 | 225404839.7136 | 3144235.0165 | 27535233.0938 | 27535233.0938 | 1478867.319 | 11895814.3074 | 0 | 256084307.8239 | 296994222.5441 | 421696.5034 | 93.1877 | 2748.0492 | 3187.0549 | 56.0227 | 64.9724
1 | 6700 | 707 | 0.035 | 15 | 15 | 7 | 5.6234e-10 | 0 | Water | Porous | Wet | R245fa | MinimizeLCOE_Brownfield | IgnoreSilica | 180.4159 | 164.7936 | 23.2976 | 4 | 2748.0147 | 3187.0066 | 56.022 | 64.9714 | 224.7906 | 2.3922 | 100998189956.2629 | 20222227.2611 | 1678835.8178 | 19220976.3389 | 31631151.284 | 24077.0464 | 0 | 0 | 28383134.4218 | 73847093.5841 | 50402158.7772 | 225409654.5312 | 3144235.0165 | 27535233.0938 | 27535233.0938 | 1478867.319 | 11895814.3074 | 0 | 256089122.6415 | 296999037.3618 | 562341.3252 | 93.1906 | 2748.0147 | 3187.0066 | 56.022 | 64.9714
1 | 6700 | 707 | 0.035 | 15 | 15 | 7 | 7.4989e-10 | 0 | Water | Porous | Wet | R245fa | MinimizeLCOE_Brownfield | IgnoreSilica | 180.3964 | 164.7811 | 23.2959 | 4 | 2747.9891 | 3187.0143 | 56.0215 | 64.9716 | 224.7954 | 2.6801 | 101003254915.782 | 20221127.8958 | 1678746.5897 | 19219808.8316 | 31626457.656 | 24077.0464 | 0 | 0 | 28380385.0276 | 73839940.2244 | 50397276.4622 | 225387819.7337 | 3144235.0165 | 27535233.0938 | 27535233.0938 | 1478867.319 | 11895814.3074 | 0 | 256067287.844 | 296977202.5642 | 749894.2093 | 93.1835 | 2747.9891 | 3187.0143 | 56.0215 | 64.9716
1 | 6700 | 707 | 0.035 | 15 | 15 | 7 | 1e-09 | 0 | Water | Porous | Wet | R245fa | MinimizeLCOE_Brownfield | IgnoreSilica | 180.3964 | 164.7822 | 23.296 | 4 | 2747.9699 | 3186.9924 | 56.0211 | 64.9712 | 224.7963 | 2.8947 | 101000296410.5244 | 20221218.4636 | 1678753.9404 | 19219905.0128 | 31626205.1975 | 24077.0464 | 0 | 0 | 28380362.2677 | 73839881.0077 | 50397236.0456 | 225387638.9817 | 3144235.0165 | 27535233.0938 | 27535233.0938 | 1478867.319 | 11895814.3074 | 0 | 256067107.092 | 296977021.8122 | 1000000 | 93.1841 | 2747.9699 | 3186.9924 | 56.0211 | 64.9712
1 | 6700 | 707 | 0.035 | 15 | 15 | 7 | 1.3335e-09 | 0 | Water | Porous | Wet | R245fa | MinimizeLCOE_Brownfield | IgnoreSilica | 180.3964 | 164.7829 | 23.2961 | 4 | 2747.9557 | 3186.9761 | 56.0208 | 64.9708 | 224.797 | 3.0556 | 100998067485.867 | 20221286.0723 | 1678759.4278 | 19219976.812 | 31626016.7449 | 24077.0464 | 0 | 0 | 28380345.2803 | 73839836.8101 | 50397205.8798 | 225387504.0735 | 3144235.0165 | 27535233.0938 | 27535233.0938 | 1478867.319 | 11895814.3074 | 0 | 256066972.1838 | 296976886.904 | 1333521.4322 | 93.1845 | 2747.9557 | 3186.9761 | 56.0208 | 64.9708
1 | 6700 | 707 | 0.035 | 15 | 15 | 7 | 1.7783e-09 | 0 | Water | Porous | Wet | R245fa | MinimizeLCOE_Brownfield | IgnoreSilica | 180.3964 | 164.7835 | 23.2962 | 4 | 2747.945 | 3186.9639 | 56.0206 | 64.9706 | 224.7976 | 3.1763 | 100996390556.6325 | 20221336.599 | 1678763.5287 | 19220030.4703 | 31625875.911 | 24077.0464 | 0 | 0 | 28380332.5866 | 73839803.7836 | 50397183.3386 | 225387403.2642 | 3144235.0165 | 27535233.0938 | 27535233.0938 | 1478867.319 | 11895814.3074 | 0 | 256066871.3745 | 296976786.0947 | 1778279.41 | 93.1849 | 2747.945 | 3186.9639 | 56.0206 | 64.9706
1 | 6700 | 707 | 0.035 | 15 | 15 | 7 | 2.3714e-09 | 0 | Water | Porous | Wet | R245fa | MinimizeLCOE_Brownfield | IgnoreSilica | 180.3964 | 164.7839 | 23.2963 | 4 | 2747.937 | 3186.9548 | 56.0204 | 64.9704 | 224.798 | 3.2668 | 100995130127.9592 | 20221374.3915 | 1678766.5961 | 19220070.6053 | 31625770.5734 | 24077.0464 | 0 | 0 | 28380323.093 | 73839779.0832 | 50397166.48 | 225387327.8689 | 3144235.0165 | 27535233.0938 | 27535233.0938 | 1478867.319 | 11895814.3074 | 0 | 256066795.9792 | 296976710.6994 | 2371373.7057 | 93.1851 | 2747.937 | 3186.9548 | 56.0204 | 64.9704
1 | 6700 | 707 | 0.035 | 15 | 15 | 7 | 3.1623e-09 | 0 | Water | Porous | Wet | R245fa | MinimizeLCOE_Brownfield | IgnoreSilica | 180.377 | 164.7704 | 23.2944 | 4 | 2747.931 | 3186.9849 | 56.0203 | 64.971 | 224.8018 | 3.3364 | 101003178375.9029 | 20220181.8375 | 1678669.8043 | 19218804.1394 | 31621337.043 | 24077.0464 | 0 | 0 | 28377597.2495 | 73832686.9976 | 50392325.9859 | 225365680.1035 | 3144235.0165 | 27535233.0938 | 27535233.0938 | 1478867.319 | 11895814.3074 | 0 | 256045148.2138 | 296955062.934 | 3162277.6602 | 93.1774 | 2747.931 | 3186.9849 | 56.0203 | 64.971
1 | 6700 | 707 | 0.035 | 15 | 15 | 7 | 4.217e-09 | 0 | Water | Porous | Wet | R245fa | MinimizeLCOE_Brownfield | IgnoreSilica | 180.377 | 164.7706 | 23.2944 | 4 | 2747.9266 | 3186.9798 | 56.0202 | 64.9709 | 224.802 | 3.3873 | 101002467500.1942 | 20220203.0273 | 1678671.5241 | 19218826.6424 | 31621277.9952 | 24077.0464 | 0 | 0 | 28377591.9318 | 73832673.1619 | 50392316.5427 | 225365637.8717 | 3144235.0165 | 27535233.0938 | 27535233.0938 | 1478867.319 | 11895814.3074 | 0 | 256045105.982 | 296955020.7022 | 4216965.0343 | 93.1776 | 2747.9266 | 3186.9798 | 56.0202 | 64.9709
1 | 6700 | 707 | 0.035 | 15 | 15 | 7 | 5.6234e-09 | 0 | Water | Porous | Wet | R245fa | MinimizeLCOE_Brownfield | IgnoreSilica | 180.377 | 164.7708 | 23.2944 | 4 | 2747.9232 | 3186.976 | 56.0201 | 64.9708 | 224.8022 | 3.4254 | 101001933976.3542 | 20220218.9001 | 1678672.8124 | 19218843.4989 | 31621233.764 | 24077.0464 | 0 | 0 | 28377587.9485 | 73832662.7983 | 50392309.4693 | 225365606.2379 | 3144235.0165 | 27535233.0938 | 27535233.0938 | 1478867.319 | 11895814.3074 | 0 | 256045074.3482 | 296954989.0684 | 5623413.2519 | 93.1777 | 2747.9232 | 3186.976 | 56.0201 | 64.9708
1 | 6700 | 707 | 0.035 | 15 | 15 | 7 | 7.4989e-09 | 0 | Water | Porous | Wet | R245fa | MinimizeLCOE_Brownfield | IgnoreSilica | 180.377 | 164.7709 | 23.2944 | 4 | 2747.9207 | 3186.9731 | 56.0201 | 64.9708 | 224.8023 | 3.454 | 101001533772.5134 | 20220230.7934 | 1678673.7777 | 19218856.1292 | 31621200.6225 | 24077.0464 | 0 | 0 | 28377584.964 | 73832655.0332 | 50392304.1695 | 225365582.5359 | 3144235.0165 | 27535233.0938 | 27535233.0938 | 1478867.319 | 11895814.3074 | 0 | 256045050.6463 | 296954965.3665 | 7498942.0933 | 93.1777 | 2747.9207 | 3186.9731 | 56.0201 | 64.9708
1 | 6700 | 707 | 0.035 | 15 | 15 | 7 | 1e-08 | 0 | Water | Porous | Wet | R245fa | MinimizeLCOE_Brownfield | IgnoreSilica | 180.377 | 164.771 | 23.2945 | 4 | 2747.9188 | 3186.971 | 56.02 | 64.9707 | 224.8024 | 3.4755 | 101001233011.8435 | 20220239.7066 | 1678674.5011 | 19218865.5949 | 31621175.7853 | 24077.0464 | 0 | 0 | 28377582.7273 | 73832649.2139 | 50392300.1977 | 225365564.7733 | 3144235.0165 | 27535233.0938 | 27535233.0938 | 1478867.319 | 11895814.3074 | 0 | 256045032.8836 | 296954947.6038 | 10000000 | 93.1778 | 2747.9188 | 3186.971 | 56.02 | 64.9707
1 | 6800 | 707 | 0.035 | 15 | 15 | 7 | 1e-13 | 0 | Water | Porous | Wet | R245fa | MinimizeLCOE_Brownfield | IgnoreSilica | 1.2121 | 0.45204 | 0.036894 | 4 | 225375.9 | 508267.6565 | 4594.5926 | 10361.7237 | 149.4128 | -7.1193e-05 | 67332114911.6336 | 255179.2386 | 12091.1081 | 177643.3372 | 105375.0208 | 24077.0464 | 65543.1161 | 0 | 249564.4582 | 649315.5275 | 443171.1896 | 1981960.0425 | 3144235.0165 | 28133983.6919 | 28133983.6919 | 1478867.319 | 12135314.5466 | 0 | 33260178.7509 | 75008344.3084 | 100 | 0.14758 | 225375.9 | 508267.6565 | 4594.5926 | 10361.7237
1 | 6800 | 707 | 0.035 | 15 | 15 | 7 | 1.3335e-13 | 0 | Water | Porous | Wet | R245fa | MinimizeLCOE_Brownfield | IgnoreSilica | 1.5678 | 0.71179 | 0.07086 | 4 | 120160.4377 | 267450.8516 | 2449.6331 | 5452.3474 | 165.2679 | -8.1489e-05 | 90849505407.7855 | 374679.4211 | 20255.242 | 252653.0982 | 153939.7121 | 24077.0464 | 72027.8102 | 0 | 350076.6087 | 910827.5251 | 621658.5015 | 2780194.9652 | 3144235.0165 | 28133983.6919 | 28133983.6919 | 1478867.319 | 12135314.5466 | 0 | 34058413.6736 | 75806579.2311 | 133.3521 | 0.28344 | 120160.4377 | 267450.8516 | 2449.6331 | 5452.3474
1 | 6800 | 707 | 0.035 | 15 | 15 | 7 | 1.7783e-13 | 0 | Water | Porous | Wet | R245fa | MinimizeLCOE_Brownfield | IgnoreSilica | 2.0114 | 1.105 | 0.14242 | 4 | 62436.0435 | 135721.2258 | 1272.8432 | 2766.8608 | 178.9241 | -9.3663e-05 | 1.0703e+12 | 585471.5029 | 51825.0178 | 350613.8272 | 293788.4737 | 24077.0464 | 79176.3202 | 0 | 540131.3534 | 1405310.9854 | 959153.6238 | 4289548.1509 | 3144235.0165 | 28133983.6919 | 28133983.6919 | 1478867.319 | 12135314.5466 | 0 | 35567766.8593 | 77315932.4168 | 177.8279 | 0.56967 | 62436.0435 | 135721.2258 | 1272.8432 | 2766.8608
1 | 6800 | 707 | 0.035 | 15 | 15 | 7 | 2.3714e-13 | 0 | Water | Porous | Wet | R245fa | MinimizeLCOE_Brownfield | IgnoreSilica | 2.4135 | 1.7078 | 0.2262 | 4 | 43035.4722 | 89176.9964 | 877.3363 | 1817.9937 | 187.7384 | -3.2352e-07 | 112995673807.961 | 793057.2433 | 68607.9911 | 496785.7111 | 1006376.0595 | 24077.0464 | 84137.578 | 0 | 964486.2355 | 2509395.3414 | 1712713.8834 | 7659637.0898 | 3144235.0165 | 28133983.6919 | 28133983.6919 | 1478867.319 | 12135314.5466 | 0 | 38937855.7981 | 80686021.3557 | 237.1374 | 0.90479 | 43035.4722 | 89176.9964 | 877.3363 | 1817.9937
1 | 6800 | 707 | 0.035 | 15 | 15 | 7 | 3.1623e-13 | 0 | Water | Porous | Wet | R245fa | MinimizeLCOE_Brownfield | IgnoreSilica | 3.0176 | 2.2842 | 0.30547 | 4 | 32290.896 | 66458.4496 | 658.2936 | 1354.8454 | 197.1764 | -3.7544e-07 | 117240420007.6189 | 972394.1554 | 83956.6881 | 626925.031 | 841796.2263 | 24077.0464 | 90906.9092 | 0 | 1029621.862 | 2678864.8804 | 1828380.326 | 8176923.1248 | 3144235.0165 | 28133983.6919 | 28133983.6919 | 1478867.319 | 12135314.5466 | 0 | 39455141.8332 | 81203307.3907 | 316.2278 | 1.2219 | 32290.896 | 66458.4496 | 658.2936 | 1354.8454
1 | 6800 | 707 | 0.035 | 15 | 15 | 7 | 4.217e-13 | 0 | Water | Porous | Wet | R245fa | MinimizeLCOE_Brownfield | IgnoreSilica | 3.7948 | 3.0409 | 0.40955 | 4 | 24910.4724 | 50394.9363 | 507.8337 | 1027.3689 | 205.3781 | -4.3537e-07 | 120847350222.8448 | 1188905.5057 | 102593.3588 | 788191.2391 | 873696.9915 | 24077.0464 | 99340.703 | 0 | 1199953.8893 | 3122033.8757 | 2130852.2715 | 9529644.881 | 3144235.0165 | 28133983.6919 | 28133983.6919 | 1478867.319 | 12135314.5466 | 0 | 40807863.5894 | 82556029.1469 | 421.6965 | 1.6382 | 24910.4724 | 50394.9363 | 507.8337 | 1027.3689
1 | 6800 | 707 | 0.035 | 15 | 15 | 7 | 5.6234e-13 | 0 | Water | Porous | Wet | R245fa | MinimizeLCOE_Brownfield | IgnoreSilica | 4.7622 | 3.9969 | 0.54156 | 4 | 19670.3901 | 38942.5039 | 401.0075 | 793.8956 | 212.1635 | -4.9074e-07 | 123857571839.7127 | 1441005.9852 | 124243.8763 | 980845.1645 | 980804.5813 | 24077.0464 | 107978.3944 | 0 | 1426992.4687 | 3712741.6871 | 2534022.4907 | 11332711.6944 | 3144235.0165 | 28133983.6919 | 28133983.6919 | 1478867.319 | 12135314.5466 | 0 | 42610930.4028 | 84359095.9603 | 562.3413 | 2.1662 | 19670.3901 | 38942.5039 | 401.0075 | 793.8956
1 | 6800 | 707 | 0.035 | 15 | 15 | 7 | 7.4989e-13 | 0 | Water | Porous | Wet | R245fa | MinimizeLCOE_Brownfield | IgnoreSilica | 5.9996 | 5.2323 | 0.71242 | 4 | 15757.2174 | 30407.3735 | 321.2322 | 619.8954 | 217.8562 | -5.4496e-07 | 126232849152.8522 | 1742089.55 | 150029.5819 | 1216682.8276 | 1148121.0117 | 24077.0464 | 117964.9915 | 0 | 1715596.3536 | 4463629.7947 | 3046519.0533 | 13624710.2107 | 3144235.0165 | 28133983.6919 | 28133983.6919 | 1478867.319 | 12135314.5466 | 0 | 44902928.9191 | 86651094.4767 | 749.8942 | 2.8497 | 15757.2174 | 30407.3735 | 321.2322 | 619.8954
1 | 6800 | 707 | 0.035 | 15 | 15 | 7 | 1e-12 | 0 | Water | Porous | Wet | R245fa | MinimizeLCOE_Brownfield | IgnoreSilica | 7.6005 | 6.8398 | 0.93486 | 4 | 12778.5935 | 23942.9193 | 260.5089 | 488.1088 | 222.5547 | -5.9704e-07 | 127649069048.3274 | 2104501.2338 | 180988.858 | 1507503.9006 | 1382297.3097 | 24077.0464 | 129992.0518 | 0 | 2078450.5561 | 5407701.9983 | 3690867.731 | 16506380.6858 | 3144235.0165 | 28133983.6919 | 28133983.6919 | 1478867.319 | 12135314.5466 | 0 | 47784599.3942 | 89532764.9517 | 1000 | 3.7394 | 12778.5935 | 23942.9193 | 260.5089 | 488.1088
1 | 6800 | 707 | 0.035 | 15 | 15 | 7 | 1.3335e-12 | 0 | Water | Porous | Wet | R245fa | MinimizeLCOE_Brownfield | IgnoreSilica | 9.6468 | 8.8883 | 1.2185 | 4 | 10530.5259 | 19096.0021 | 214.679 | 389.2978 | 226.0974 | -6.3742e-07 | 126846796032.6407 | 2532294.8246 | 217431.4261 | 1858990.8793 | 1695866.1515 | 24077.0464 | 144044.2317 | 0 | 2524354.7783 | 6567853.3167 | 4482694.8445 | 20047607.4991 | 3144235.0165 | 28133983.6919 | 28133983.6919 | 1478867.319 | 12135314.5466 | 0 | 51325826.2075 | 93073991.765 | 1333.5214 | 4.874 | 10530.5259 | 19096.0021 | 214.679 | 389.2978
1 | 6800 | 707 | 0.035 | 15 | 15 | 7 | 1.7783e-12 | 0 | Water | Porous | Wet | R245fa | MinimizeLCOE_Brownfield | IgnoreSilica | 12.3138 | 11.4977 | 1.5784 | 4 | 8826.895 | 15439.128 | 179.9482 | 314.7475 | 228.1037 | -6.645e-07 | 125605116270.9868 | 3037939.3553 | 260378.7244 | 2284076.2101 | 2124657.4893 | 24077.0464 | 163875.3328 | 0 | 3079051.6218 | 8011060.7195 | 5467713.5519 | 24452830.0514 | 3144235.0165 | 28133983.6919 | 28133983.6919 | 1478867.319 | 12135314.5466 | 0 | 55731048.7598 | 97479214.3174 | 1778.2794 | 6.3138 | 8826.895 | 15439.128 | 179.9482 | 314.7475
1 | 6800 | 707 | 0.035 | 15 | 15 | 7 | 2.3714e-12 | 0 | Water | Porous | Wet | R245fa | MinimizeLCOE_Brownfield | IgnoreSilica | 15.9265 | 15.2916 | 2.1068 | 4 | 7303.0054 | 12257.0911 | 148.8816 | 249.8774 | 232.3154 | -7.2341e-07 | 132036369377.2909 | 3717742.7049 | 317919.9092 | 2869353.4314 | 2661593.8845 | 24077.0464 | 180658.0441 | 0 | 3810824.558 | 9914983.7923 | 6767180.1708 | 30264333.5415 | 3144235.0165 | 28133983.6919 | 28133983.6919 | 1478867.319 | 12135314.5466 | 0 | 61542552.2498 | 103290717.8074 | 2371.3737 | 8.427 | 7303.0054 | 12257.0911 | 148.8816 | 249.8774
1 | 6800 | 707 | 0.035 | 15 | 15 | 7 | 3.1623e-12 | 0 | Water | Porous | Wet | R245fa | MinimizeLCOE_Brownfield | IgnoreSilica | 20.6011 | 20.0525 | 2.7672 | 4 | 6204.6092 | 9976.2747 | 126.4894 | 203.3799 | 234.3846 | -7.5456e-07 | 132771300344.7492 | 4505555.6282 | 384338.7055 | 3564156.4779 | 3391664.5363 | 24077.0464 | 205403.0816 | 0 | 4709326.2356 | 12252700.8493 | 8362720.0975 | 37399942.6583 | 3144235.0165 | 28133983.6919 | 28133983.6919 | 1478867.319 | 12135314.5466 | 0 | 68678161.3667 | 110426326.9242 | 3162.2777 | 11.0689 | 6204.6092 | 9976.2747 | 126.4894 | 203.3799
1 | 6800 | 707 | 0.035 | 15 | 15 | 7 | 4.217e-12 | 0 | Water | Porous | Wet | R245fa | MinimizeLCOE_Brownfield | IgnoreSilica | 26.7574 | 26.3284 | 3.638 | 4 | 5337.3933 | 8206.2597 | 108.81 | 167.2957 | 236.0219 | -7.8007e-07 | 133331581462.9267 | 5466491.1937 | 465074.3708 | 4431611.0211 | 4355725.0546 | 24077.0464 | 235554.2627 | 0 | 5841627.8502 | 15198717.3837 | 10373436.9168 | 46392315.1 | 3144235.0165 | 28133983.6919 | 28133983.6919 | 1478867.319 | 12135314.5466 | 0 | 77670533.8083 | 119418699.3659 | 4216.965 | 14.5521 | 5337.3933 | 8206.2597 | 108.81 | 167.2957
1 | 6800 | 707 | 0.035 | 15 | 15 | 7 | 5.6234e-12 | 0 | Water | Porous | Wet | R245fa | MinimizeLCOE_Brownfield | IgnoreSilica | 34.84 | 34.5731 | 4.7823 | 4 | 4651.2431 | 6833.6828 | 94.8219 | 139.3139 | 237.3027 | -7.9977e-07 | 133756798134.0662 | 6634558.1743 | 562784.8767 | 5510780.0196 | 5623906.4002 | 24077.0464 | 272008.2021 | 0 | 7264964.7405 | 18901948.0056 | 12900967.91 | 57695995.3753 | 3144235.0165 | 28133983.6919 | 28133983.6919 | 1478867.319 | 12135314.5466 | 0 | 88974214.0836 | 130722379.6412 | 5623.4133 | 19.1291 | 4651.2431 | 6833.6828 | 94.8219 | 139.3139
1 | 6800 | 707 | 0.035 | 15 | 15 | 7 | 7.4989e-12 | 0 | Water | Porous | Wet | R245fa | MinimizeLCOE_Brownfield | IgnoreSilica | 45.3884 | 45.3362 | 6.2764 | 4 | 4107.0706 | 5769.9832 | 83.7282 | 117.6289 | 238.2909 | -8.1382e-07 | 134027338646.6598 | 8046095.389 | 680357.4696 | 6845079.4122 | 7280704.5698 | 24077.0464 | 315726.7924 | 0 | 9044895.865 | 23532963.6775 | 16061731.2639 | 71831631.4858 | 3144235.0165 | 28133983.6919 | 28133983.6919 | 1478867.319 | 12135314.5466 | 0 | 103109850.1942 | 144858015.7518 | 7498.9421 | 25.1054 | 4107.0706 | 5769.9832 | 83.7282 | 117.6289
1 | 6800 | 707 | 0.035 | 15 | 15 | 7 | 1e-11 | 0 | Water | Porous | Wet | R245fa | MinimizeLCOE_Brownfield | IgnoreSilica | 59.0011 | 59.2115 | 8.2026 | 4 | 3675.9152 | 4948.3232 | 74.9385 | 100.8783 | 239.0026 | -8.2183e-07 | 133778246295.9022 | 9732247.6922 | 820180.8225 | 8475142.4944 | 9422134.7838 | 24077.0464 | 367861.3302 | 0 | 11248241.2261 | 29265616.3388 | 19974384.4995 | 89329886.2339 | 3144235.0165 | 28133983.6919 | 28133983.6919 | 1478867.319 | 12135314.5466 | 0 | 120608104.9423 | 162356270.4999 | 10000 | 32.8104 | 3675.9152 | 4948.3232 | 74.9385 | 100.8783
1 | 6800 | 707 | 0.035 | 15 | 15 | 7 | 1.3335e-11 | 0 | Water | Porous | Wet | R245fa | MinimizeLCOE_Brownfield | IgnoreSilica | 76.1506 | 76.569 | 10.611 | 4 | 3340.1273 | 4323.7374 | 68.093 | 88.1452 | 239.2926 | -8.1957e-07 | 131813766594.9535 | 11691153.6636 | 981889.2099 | 10410332.0654 | 12135811.4015 | 24077.0464 | 430128.3627 | 0 | 13912622.7823 | 36197790.6082 | 24705735.8803 | 110489541.0202 | 3144235.0165 | 28133983.6919 | 28133983.6919 | 1478867.319 | 12135314.5466 | 0 | 141767759.7286 | 183515925.2861 | 13335.2143 | 42.4438 | 3340.1273 | 4323.7374 | 68.093 | 88.1452
1 | 6800 | 707 | 0.035 | 15 | 15 | 7 | 1.7783e-11 | 0 | Water | Porous | Wet | R245fa | MinimizeLCOE_Brownfield | IgnoreSilica | 96.9205 | 97.1208 | 13.4557 | 4 | 3091.0971 | 3866.7575 | 63.0162 | 78.8291 | 238.7767 | -7.9908e-07 | 126388205797.6384 | 13854648.5807 | 1159695.7213 | 12591343.971 | 15480219.6651 | 24077.0464 | 507072.2704 | 0 | 17010652.3294 | 44258227.9965 | 30207150.0232 | 135093087.604 | 3144235.0165 | 28133983.6919 | 28133983.6919 | 1478867.319 | 12135314.5466 | 0 | 166371306.3124 | 208119471.8699 | 17782.7941 | 53.8227 | 3091.0971 | 3866.7575 | 63.0162 | 78.8291
1 | 6800 | 707 | 0.035 | 15 | 15 | 7 | 2.3714e-11 | 0 | Water | Porous | Wet | R245fa | MinimizeLCOE_Brownfield | IgnoreSilica | 120.6742 | 119.5157 | 16.5379 | 4 | 2924.1758 | 3555.2747 | 59.6133 | 72.4791 | 237.0068 | -7.5309e-07 | 116444736997.9138 | 16069610.2154 | 1340982.1627 | 14864910.9686 | 19451630.6177 | 24077.0464 | 605019.537 | 0 | 20418929.9136 | 53125867.1368 | 36259495.9483 | 162160523.5464 | 3144235.0165 | 28133983.6919 | 28133983.6919 | 1478867.319 | 12135314.5466 | 0 | 193438742.2548 | 235186907.8124 | 23713.7371 | 66.1515 | 2924.1758 | 3555.2747 | 59.6133 | 72.4791
1 | 6800 | 707 | 0.035 | 15 | 15 | 7 | 3.1623e-11 | 0 | Water | Porous | Wet | R245fa | MinimizeLCOE_Brownfield | IgnoreSilica | 146.0728 | 141.6218 | 19.5488 | 4 | 2832.8755 | 3366.7727 | 57.752 | 68.6362 | 233.787 | -6.836e-07 | 102297605905.7736 | 18143710.7876 | 1510037.6231 | 17026549.3958 | 23989693.2264 | 24077.0464 | 727723.6117 | 0 | 23954498.7595 | 62324692.0288 | 42537882.954 | 190238865.4332 | 3144235.0165 | 28133983.6919 | 28133983.6919 | 1478867.319 | 12135314.5466 | 0 | 221517084.1416 | 263265249.6991 | 31622.7766 | 78.1951 | 2832.8755 | 3366.7727 | 57.752 | 68.6362
1 | 6800 | 707 | 0.035 | 15 | 15 | 7 | 4.217e-11 | 0 | Water | Porous | Wet | R245fa | MinimizeLCOE_Brownfield | IgnoreSilica | 154.0823 | 148.0785 | 20.5793 | 4 | 2790.9366 | 3298.0981 | 56.897 | 67.2362 | 232.4571 | -4.9578e-07 | 100243746833.6978 | 18731929.5465 | 1557919.0527 | 17644778.3793 | 25517547.0884 | 24077.0464 | 601214.1848 | 0 | 24990211.4663 | 65019404.038 | 44377079.2711 | 198464160.0735 | 3144235.0165 | 28133983.6919 | 28133983.6919 | 1478867.319 | 12135314.5466 | 0 | 229742378.7819 | 271490544.3394 | 42169.6503 | 82.3173 | 2790.9366 | 3298.0981 | 56.897 | 67.2362
1 | 6800 | 707 | 0.035 | 15 | 15 | 7 | 5.6234e-11 | 0 | Water | Porous | Wet | R245fa | MinimizeLCOE_Brownfield | IgnoreSilica | 157.3218 | 150.5877 | 21.0748 | 4 | 2760.3434 | 3255.5825 | 56.2733 | 66.3695 | 231.8521 | -7.5016e-05 | 101088572118.1173 | 18958561.3055 | 1576347.5255 | 17883567.8352 | 26157066.2115 | 24077.0464 | 430892.5393 | 0 | 25361899.8607 | 65986460.9965 | 45037115.5163 | 201415988.8368 | 3144235.0165 | 28133983.6919 | 28133983.6919 | 1478867.319 | 12135314.5466 | 0 | 232694207.5452 | 274442373.1027 | 56234.1325 | 84.299 | 2760.3434 | 3255.5825 | 56.2733 | 66.3695
1 | 6800 | 707 | 0.035 | 15 | 15 | 7 | 7.4989e-11 | 0 | Water | Porous | Wet | R245fa | MinimizeLCOE_Brownfield | IgnoreSilica | 159.5681 | 152.2945 | 21.4276 | 4 | 2737.1748 | 3224.2587 | 55.801 | 65.7309 | 231.4129 | -3.6834e-05 | 101908967809.1654 | 19112077.2021 | 1588786.8367 | 18045547.5228 | 26608882.0025 | 24077.0464 | 267881.2505 | 0 | 25602428.2258 | 66612266.4633 | 45464240.6064 | 203326187.1565 | 3144235.0165 | 28133983.6919 | 28133983.6919 | 1478867.319 | 12135314.5466 | 0 | 234604405.8649 | 276352571.4224 | 74989.4209 | 85.7104 | 2737.1748 | 3224.2587 | 55.801 | 65.7309
1 | 6800 | 707 | 0.035 | 15 | 15 | 7 | 1e-10 | 0 | Water | Porous | Wet | R245fa | MinimizeLCOE_Brownfield | IgnoreSilica | 160 | 152.5927 | 21.5626 | 4 | 2718.2154 | 3202.2509 | 55.4145 | 65.2822 | 231.3001 | -3.807e-06 | 103175331144.4948 | 19138850.9282 | 1590952.4147 | 18073816.4748 | 26701316.8147 | 24077.0464 | 67308.0677 | 0 | 25582565.4811 | 66560587.6761 | 45428968.7722 | 203168443.6758 | 3144235.0165 | 28133983.6919 | 28133983.6919 | 1478867.319 | 12135314.5466 | 0 | 234446662.3842 | 276194827.9417 | 100000 | 86.2502 | 2718.2154 | 3202.2509 | 55.4145 | 65.2822
1 | 6800 | 707 | 0.035 | 15 | 15 | 7 | 1.3335e-10 | 0 | Water | Porous | Wet | R245fa | MinimizeLCOE_Brownfield | IgnoreSilica | 171.3049 | 161.2859 | 22.8017 | 4 | 2701.7362 | 3159.466 | 55.0785 | 64.41 | 229.3574 | 0.0019881 | 106623754818.4935 | 19913190.5686 | 1653844.6398 | 18892953.2693 | 28977153.853 | 24077.0464 | 0 | 0 | 27089875.5571 | 70482299.302 | 48105617.54 | 215139011.7763 | 3144235.0165 | 28133983.6919 | 28133983.6919 | 1478867.319 | 12135314.5466 | 0 | 246417230.4846 | 288165396.0422 | 133352.1432 | 91.207 | 2701.7362 | 3159.466 | 55.0785 | 64.41
1 | 6800 | 707 | 0.035 | 15 | 15 | 7 | 1.7783e-10 | 0 | Water | Porous | Wet | R245fa | MinimizeLCOE_Brownfield | IgnoreSilica | 182.148 | 169.2839 | 23.9325 | 4 | 2696.8113 | 3132.9152 | 54.9781 | 63.8687 | 227.4001 | 0.00010835 | 95681099988.8537 | 20615312.2291 | 1710773.2805 | 19638828.8396 | 31265322.3122 | 24077.0464 | 0 | 0 | 28569182.346 | 74331152.1193 | 50732538.6738 | 226887186.8469 | 3144235.0165 | 28133983.6919 | 28133983.6919 | 1478867.319 | 12135314.5466 | 0 | 258165405.5553 | 299913571.1128 | 177827.941 | 95.7299 | 2696.8113 | 3132.9152 | 54.9781 | 63.8687
1 | 6800 | 707 | 0.035 | 15 | 15 | 7 | 2.3714e-10 | 0 | Water | Porous | Wet | R245fa | MinimizeLCOE_Brownfield | IgnoreSilica | 183.6413 | 170.3471 | 24.0828 | 4 | 2696.8895 | 3130.2715 | 54.9797 | 63.8148 | 227.1132 | 0.75998 | 101152258424.1831 | 20707917.243 | 1718254.8136 | 19737445.3525 | 31592544.9792 | 24077.0464 | 0 | 0 | 28774293.3795 | 74864808.9544 | 51096770.4294 | 228516112.198 | 3144235.0165 | 28133983.6919 | 28133983.6919 | 1478867.319 | 12135314.5466 | 0 | 259794330.9063 | 301542496.4639 | 237137.3706 | 96.3311 | 2696.8895 | 3130.2715 | 54.9797 | 63.8148
1 | 6800 | 707 | 0.035 | 15 | 15 | 7 | 3.1623e-10 | 0 | Water | Porous | Wet | R245fa | MinimizeLCOE_Brownfield | IgnoreSilica | 183.6218 | 170.337 | 24.0813 | 4 | 2696.8263 | 3130.2342 | 54.9785 | 63.8141 | 227.1201 | 1.4513 | 101151794622.3708 | 20707031.8962 | 1718183.7366 | 19736501.7809 | 31587467.5176 | 24077.0464 | 0 | 0 | 28771572.1713 | 74857728.9288 | 51091938.1664 | 228494501.2442 | 3144235.0165 | 28133983.6919 | 28133983.6919 | 1478867.319 | 12135314.5466 | 0 | 259772719.9526 | 301520885.5101 | 316227.766 | 96.3253 | 2696.8263 | 3130.2342 | 54.9785 | 63.8141
1 | 6800 | 707 | 0.035 | 15 | 15 | 7 | 4.217e-10 | 0 | Water | Porous | Wet | R245fa | MinimizeLCOE_Brownfield | IgnoreSilica | 183.6024 | 170.3258 | 24.0798 | 4 | 2696.7796 | 3130.2159 | 54.9775 | 63.8137 | 227.1262 | 1.9702 | 101153674014.5753 | 20706061.6954 | 1718105.6863 | 19735467.9676 | 31582605.3011 | 24077.0464 | 0 | 0 | 28768863.9018 | 74850682.567 | 51087128.8797 | 228472993.0453 | 3144235.0165 | 28133983.6919 | 28133983.6919 | 1478867.319 | 12135314.5466 | 0 | 259751211.7537 | 301499377.3112 | 421696.5034 | 96.319 | 2696.7796 | 3130.2159 | 54.9775 | 63.8137
1 | 6800 | 707 | 0.035 | 15 | 15 | 7 | 5.6234e-10 | 0 | Water | Porous | Wet | R245fa | MinimizeLCOE_Brownfield | IgnoreSilica | 183.6024 | 170.3279 | 24.08 | 4 | 2696.7449 | 3130.176 | 54.9768 | 63.8129 | 227.128 | 2.3579 | 101148043051.5563 | 20706240.4085 | 1718120.3731 | 19735658.0374 | 31582153.144 | 24077.0464 | 0 | 0 | 28768837.1136 | 74850612.8698 | 51087081.3099 | 228472780.3027 | 3144235.0165 | 28133983.6919 | 28133983.6919 | 1478867.319 | 12135314.5466 | 0 | 259750999.0111 | 301499164.5686 | 562341.3252 | 96.3202 | 2696.7449 | 3130.176 | 54.9768 | 63.8129
1 | 6800 | 707 | 0.035 | 15 | 15 | 7 | 7.4989e-10 | 0 | Water | Porous | Wet | R245fa | MinimizeLCOE_Brownfield | IgnoreSilica | 183.5977 | 170.3261 | 24.0798 | 4 | 2696.7191 | 3130.1547 | 54.9763 | 63.8124 | 227.1303 | 2.649 | 101143785685.347 | 20706085.0061 | 1718108.0024 | 19735492.2937 | 31580804.3259 | 24077.0464 | 0 | 0 | 28768181.003 | 74848905.8046 | 51085916.2028 | 228467569.6849 | 3144235.0165 | 28133983.6919 | 28133983.6919 | 1478867.319 | 12135314.5466 | 0 | 259745788.3933 | 301493953.9508 | 749894.2093 | 96.3192 | 2696.7191 | 3130.1547 | 54.9763 | 63.8124
1 | 6800 | 707 | 0.035 | 15 | 15 | 7 | 1e-09 | 0 | Water | Porous | Wet | R245fa | MinimizeLCOE_Brownfield | IgnoreSilica | 183.5829 | 170.3166 | 24.0785 | 4 | 2696.6999 | 3130.1596 | 54.9759 | 63.8125 | 227.134 | 2.8684 | 101149893004.388 | 20705261.413 | 1718041.6 | 19734614.8749 | 31577313.7229 | 24077.0464 | 0 | 0 | 28766130.3763 | 74843570.4945 | 51082274.7441 | 228451284.2721 | 3144235.0165 | 28133983.6919 | 28133983.6919 | 1478867.319 | 12135314.5466 | 0 | 259729502.9804 | 301477668.538 | 1000000 | 96.3138 | 2696.6999 | 3130.1596 | 54.9759 | 63.8125
1 | 6800 | 707 | 0.035 | 15 | 15 | 7 | 1.3335e-09 | 0 | Water | Porous | Wet | R245fa | MinimizeLCOE_Brownfield | IgnoreSilica | 183.5855 | 170.3193 | 24.0788 | 4 | 2696.6855 | 3130.1383 | 54.9756 | 63.8121 | 227.1343 | 3.0317 | 101146228197.4523 | 20705497.4073 | 1718060.7693 | 19734866.1266 | 31577695.5389 | 24077.0464 | 0 | 0 | 28766476.7865 | 74844471.7828 | 51082889.8918 | 228454035.3496 | 3144235.0165 | 28133983.6919 | 28133983.6919 | 1478867.319 | 12135314.5466 | 0 | 259732254.058 | 301480419.6155 | 1333521.4322 | 96.3154 | 2696.6855 | 3130.1383 | 54.9756 | 63.8121
1 | 6800 | 707 | 0.035 | 15 | 15 | 7 | 1.7783e-09 | 0 | Water | Porous | Wet | R245fa | MinimizeLCOE_Brownfield | IgnoreSilica | 183.5855 | 170.32 | 24.0789 | 4 | 2696.6748 | 3130.126 | 54.9754 | 63.8119 | 227.1349 | 3.1543 | 101144408415.9073 | 20705552.685 | 1718065.3121 | 19734924.9169 | 31577555.7351 | 24077.0464 | 0 | 0 | 28766468.5212 | 74844450.2781 | 51082875.2144 | 228453969.709 | 3144235.0165 | 28133983.6919 | 28133983.6919 | 1478867.319 | 12135314.5466 | 0 | 259732188.4174 | 301480353.9749 | 1778279.41 | 96.3157 | 2696.6748 | 3130.126 | 54.9754 | 63.8119
1 | 6800 | 707 | 0.035 | 15 | 15 | 7 | 2.3714e-09 | 0 | Water | Porous | Wet | R245fa | MinimizeLCOE_Brownfield | IgnoreSilica | 183.5855 | 170.3204 | 24.079 | 4 | 2696.6668 | 3130.1168 | 54.9752 | 63.8117 | 227.1353 | 3.2462 | 101143040646.6339 | 20705594.0286 | 1718068.7097 | 19734968.8876 | 31577451.1745 | 24077.0464 | 0 | 0 | 28766462.3403 | 74844434.1966 | 51082864.2385 | 228453920.6222 | 3144235.0165 | 28133983.6919 | 28133983.6919 | 1478867.319 | 12135314.5466 | 0 | 259732139.3306 | 301480304.8881 | 2371373.7057 | 96.316 | 2696.6668 | 3130.1168 | 54.9752 | 63.8117
1 | 6800 | 707 | 0.035 | 15 | 15 | 7 | 3.1623e-09 | 0 | Water | Porous | Wet | R245fa | MinimizeLCOE_Brownfield | IgnoreSilica | 183.5855 | 170.3208 | 24.079 | 4 | 2696.6608 | 3130.1099 | 54.9751 | 63.8115 | 227.1356 | 3.3151 | 101142012748.7801 | 20705624.9709 | 1718071.2526 | 19735001.7961 | 31577372.921 | 24077.0464 | 0 | 0 | 28766457.7149 | 74844422.1623 | 51082856.0249 | 228453883.889 | 3144235.0165 | 28133983.6919 | 28133983.6919 | 1478867.319 | 12135314.5466 | 0 | 259732102.5974 | 301480268.155 | 3162277.6602 | 96.3162 | 2696.6608 | 3130.1099 | 54.9751 | 63.8115
1 | 6800 | 707 | 0.035 | 15 | 15 | 7 | 4.217e-09 | 0 | Water | Porous | Wet | R245fa | MinimizeLCOE_Brownfield | IgnoreSilica | 183.5661 | 170.3071 | 24.0771 | 4 | 2696.6563 | 3130.1401 | 54.975 | 63.8121 | 227.1395 | 3.3686 | 101150564867.8038 | 20704437.1256 | 1717975.316 | 19733736.5174 | 31573062.0676 | 24077.0464 | 0 | 0 | 28763782.3485 | 74837461.4077 | 51078105.1668 | 228432636.9961 | 3144235.0165 | 28133983.6919 | 28133983.6919 | 1478867.319 | 12135314.5466 | 0 | 259710855.7045 | 301459021.262 | 4216965.0343 | 96.3085 | 2696.6563 | 3130.1401 | 54.975 | 63.8121
1 | 6800 | 707 | 0.035 | 15 | 15 | 7 | 5.6234e-09 | 0 | Water | Porous | Wet | R245fa | MinimizeLCOE_Brownfield | IgnoreSilica | 183.5661 | 170.3073 | 24.0771 | 4 | 2696.6529 | 3130.1362 | 54.9749 | 63.8121 | 227.1397 | 3.4074 | 101149985641.9667 | 20704454.488 | 1717976.7429 | 19733754.9829 | 31573018.1678 | 24077.0464 | 0 | 0 | 28763779.7569 | 74837454.6649 | 51078100.5647 | 228432616.4145 | 3144235.0165 | 28133983.6919 | 28133983.6919 | 1478867.319 | 12135314.5466 | 0 | 259710835.1229 | 301459000.6804 | 5623413.2519 | 96.3086 | 2696.6529 | 3130.1362 | 54.9749 | 63.8121
1 | 6800 | 707 | 0.035 | 15 | 15 | 7 | 7.4989e-09 | 0 | Water | Porous | Wet | R245fa | MinimizeLCOE_Brownfield | IgnoreSilica | 183.5707 | 170.3108 | 24.0776 | 4 | 2696.6504 | 3130.1249 | 54.9749 | 63.8118 | 227.1389 | 3.436 | 101147331007.7735 | 20704755.8434 | 1718001.1081 | 19734075.9518 | 31573997.6816 | 24077.0464 | 0 | 0 | 28764413.9762 | 74839104.7735 | 51079226.7978 | 228437653.1789 | 3144235.0165 | 28133983.6919 | 28133983.6919 | 1478867.319 | 12135314.5466 | 0 | 259715871.8872 | 301464037.4448 | 7498942.0933 | 96.3105 | 2696.6504 | 3130.1249 | 54.9749 | 63.8118
1 | 6800 | 707 | 0.035 | 15 | 15 | 7 | 1e-08 | 0 | Water | Porous | Wet | R245fa | MinimizeLCOE_Brownfield | IgnoreSilica | 183.5707 | 170.3109 | 24.0777 | 4 | 2696.6485 | 3130.1227 | 54.9748 | 63.8118 | 227.139 | 3.4578 | 101147004962.2663 | 20704765.5917 | 1718001.9093 | 19734086.3196 | 31573973.0326 | 24077.0464 | 0 | 0 | 28764412.5208 | 74839100.9868 | 51079224.2133 | 228437641.6204 | 3144235.0165 | 28133983.6919 | 28133983.6919 | 1478867.319 | 12135314.5466 | 0 | 259715860.3288 | 301464025.8863 | 10000000 | 96.3106 | 2696.6485 | 3130.1227 | 54.9748 | 63.8118
1 | 6900 | 707 | 0.035 | 15 | 15 | 7 | 1e-13 | 0 | Water | Porous | Wet | R245fa | MinimizeLCOE_Brownfield | IgnoreSilica | 1.2316 | 0.47173 | 0.039784 | 4 | 213188.8512 | 480852.0604 | 4346.1431 | 9802.8197 | 151.4953 | -7.1301e-05 | 71604263373.9123 | 265209.1295 | 12765.2594 | 183553.3189 | 108840.1426 | 24077.0464 | 65173.9638 | 0 | 257251.3556 | 669315.2579 | 456821.4165 | 2043006.8906 | 3144235.0165 | 28738594.3808 | 28738594.3808 | 1478867.319 | 12377158.8222 | 0 | 33925836.288 | 76520456.81 | 100 | 0.15914 | 213188.8512 | 480852.0604 | 4346.1431 | 9802.8197
1 | 6900 | 707 | 0.035 | 15 | 15 | 7 | 1.3335e-13 | 0 | Water | Porous | Wet | R245fa | MinimizeLCOE_Brownfield | IgnoreSilica | 1.602 | 0.75038 | 0.077022 | 4 | 112901.0397 | 251156.248 | 2301.6404 | 5120.1598 | 167.8996 | -8.3125e-05 | 97004555728.9218 | 393366.8454 | 21824.9923 | 263025.8169 | 162091.2931 | 24077.0464 | 72089.9798 | 0 | 365225.6298 | 950242.1707 | 648559.8071 | 2900503.5816 | 3144235.0165 | 28738594.3808 | 28738594.3808 | 1478867.319 | 12377158.8222 | 0 | 34783332.9789 | 77377953.501 | 133.3521 | 0.30809 | 112901.0397 | 251156.248 | 2301.6404 | 5120.1598
1 | 6900 | 707 | 0.035 | 15 | 15 | 7 | 1.7783e-13 | 0 | Water | Porous | Wet | R245fa | MinimizeLCOE_Brownfield | IgnoreSilica | 1.9725 | 1.3118 | 0.17089 | 4 | 55960.5393 | 118274.5903 | 1140.8313 | 2411.1875 | 179.5455 | -9.3923e-05 | 114129789553.6141 | 659937.1391 | 60852.1973 | 402233.2787 | 831363.7503 | 24077.0464 | 77830.3956 | 0 | 801954.5849 | 2086521.3264 | 1424093.679 | 6368863.3976 | 3144235.0165 | 28738594.3808 | 28738594.3808 | 1478867.319 | 12377158.8222 | 0 | 38251692.795 | 80846313.317 | 177.8279 | 0.68355 | 55960.5393 | 118274.5903 | 1140.8313 | 2411.1875
1 | 6900 | 707 | 0.035 | 15 | 15 | 7 | 2.3714e-13 | 0 | Water | Porous | Wet | R245fa | MinimizeLCOE_Brownfield | IgnoreSilica | 2.4718 | 1.7867 | 0.23737 | 4 | 41385.1982 | 86246.5136 | 843.6932 | 1758.2518 | 190.6804 | -3.3873e-07 | 115774014208.0932 | 818447.2352 | 70681.8822 | 515065.3481 | 880535.3122 | 24077.0464 | 84058.4749 | 0 | 933217.4666 | 2428040.4189 | 1657187.4771 | 7411310.6616 | 3144235.0165 | 28738594.3808 | 28738594.3808 | 1478867.319 | 12377158.8222 | 0 | 39294140.0589 | 81888760.581 | 237.1374 | 0.94947 | 41385.1982 | 86246.5136 | 843.6932 | 1758.2518
1 | 6900 | 707 | 0.035 | 15 | 15 | 7 | 3.1623e-13 | 0 | Water | Porous | Wet | R245fa | MinimizeLCOE_Brownfield | IgnoreSilica | 3.0908 | 2.3893 | 0.32043 | 4 | 31282.9535 | 64515.2365 | 637.7453 | 1315.2304 | 200.1773 | -3.948e-07 | 120401873850.2609 | 1003578.3555 | 86645.1837 | 649882.82 | 797050.9676 | 24077.0464 | 90562.7558 | 0 | 1034200.8803 | 2690778.5468 | 1836511.6482 | 8213288.2043 | 3144235.0165 | 28738594.3808 | 28738594.3808 | 1478867.319 | 12377158.8222 | 0 | 40096117.6016 | 82690738.1237 | 316.2278 | 1.2817 | 31282.9535 | 64515.2365 | 637.7453 | 1315.2304
1 | 6900 | 707 | 0.035 | 15 | 15 | 7 | 4.217e-13 | 0 | Water | Porous | Wet | R245fa | MinimizeLCOE_Brownfield | IgnoreSilica | 3.8802 | 3.1736 | 0.42866 | 4 | 24226.552 | 49068.4451 | 493.891 | 1000.3266 | 208.3628 | -4.5742e-07 | 124172459251.1946 | 1225135.9856 | 105712.3068 | 815572.9407 | 849018.7596 | 24077.0464 | 98312.7663 | 0 | 1215953.6241 | 3163661.9036 | 2159264.256 | 9656709.5892 | 3144235.0165 | 28738594.3808 | 28738594.3808 | 1478867.319 | 12377158.8222 | 0 | 41539538.9865 | 84134159.5086 | 421.6965 | 1.7146 | 24226.552 | 49068.4451 | 493.891 | 1000.3266
1 | 6900 | 707 | 0.035 | 15 | 15 | 7 | 5.6234e-13 | 0 | Water | Porous | Wet | R245fa | MinimizeLCOE_Brownfield | IgnoreSilica | 4.8742 | 4.176 | 0.56737 | 4 | 19134.2183 | 37902.706 | 390.0769 | 772.6979 | 215.2119 | -5.1883e-07 | 127278155973.8283 | 1486178.3769 | 128117.4454 | 1015854.3953 | 965571.2065 | 24077.0464 | 106666.6969 | 0 | 1453321.4153 | 3781244.2053 | 2580776.8669 | 11541807.655 | 3144235.0165 | 28738594.3808 | 28738594.3808 | 1478867.319 | 12377158.8222 | 0 | 43424637.0523 | 86019257.5743 | 562.3413 | 2.2695 | 19134.2183 | 37902.706 | 390.0769 | 772.6979
1 | 6900 | 707 | 0.035 | 15 | 15 | 7 | 7.4989e-13 | 0 | Water | Porous | Wet | R245fa | MinimizeLCOE_Brownfield | IgnoreSilica | 6.1311 | 5.4566 | 0.74501 | 4 | 15359.1754 | 29652.4059 | 313.1176 | 604.5044 | 220.8892 | -5.7548e-07 | 129756855929.7365 | 1794419.7131 | 154513.1823 | 1258229.3544 | 1137172.0925 | 24077.0464 | 115679.2279 | 0 | 1748795.3405 | 4550006.7487 | 3105473.0993 | 13888365.805 | 3144235.0165 | 28738594.3808 | 28738594.3808 | 1478867.319 | 12377158.8222 | 0 | 45771195.2023 | 88365815.7244 | 749.8942 | 2.9801 | 15359.1754 | 29652.4059 | 313.1176 | 604.5044
1 | 6900 | 707 | 0.035 | 15 | 15 | 7 | 1e-12 | 0 | Water | Porous | Wet | R245fa | MinimizeLCOE_Brownfield | IgnoreSilica | 7.7636 | 7.1292 | 0.97706 | 4 | 12467.1167 | 23365.7746 | 254.159 | 476.3429 | 225.5899 | -6.3147e-07 | 131154744359.721 | 2166977.4737 | 186327.2939 | 1558308.5175 | 1375118.1214 | 24077.0464 | 126819.1434 | 0 | 2120674.7625 | 5517560.7219 | 3765848.5673 | 16841711.648 | 3144235.0165 | 28738594.3808 | 28738594.3808 | 1478867.319 | 12377158.8222 | 0 | 48724541.0453 | 91319161.5674 | 1000 | 3.9082 | 12467.1167 | 23365.7746 | 254.159 | 476.3429
1 | 6900 | 707 | 0.035 | 15 | 15 | 7 | 1.3335e-12 | 0 | Water | Porous | Wet | R245fa | MinimizeLCOE_Brownfield | IgnoreSilica | 9.8636 | 9.2717 | 1.2743 | 4 | 10274.1951 | 18630.6862 | 209.4534 | 379.8117 | 229.1126 | -6.7685e-07 | 130009896335.3996 | 2609043.1376 | 223969.9023 | 1922870.9408 | 1694140.0332 | 24077.0464 | 140369.3516 | 0 | 2579643.4606 | 6711703.1269 | 4580875.2958 | 20486692.2952 | 3144235.0165 | 28738594.3808 | 28738594.3808 | 1478867.319 | 12377158.8222 | 0 | 52369521.6925 | 94964142.2146 | 1333.5214 | 5.0972 | 10274.1951 | 18630.6862 | 209.4534 | 379.8117
1 | 6900 | 707 | 0.035 | 15 | 15 | 7 | 1.7783e-12 | 0 | Water | Porous | Wet | R245fa | MinimizeLCOE_Brownfield | IgnoreSilica | 12.5768 | 11.983 | 1.6494 | 4 | 8617.5936 | 15073.5882 | 175.6813 | 307.2955 | 231.1547 | -7.0541e-07 | 135927175012.7799 | 3128151.7751 | 268025.32 | 2360891.2648 | 2123131.4329 | 24077.0464 | 158782.9236 | 0 | 3144593.3075 | 8181586.7412 | 5584101.0657 | 24973340.8771 | 3144235.0165 | 28738594.3808 | 28738594.3808 | 1478867.319 | 12377158.8222 | 0 | 56856170.2744 | 99450790.7965 | 1778.2794 | 6.5977 | 8617.5936 | 15073.5882 | 175.6813 | 307.2955
1 | 6900 | 707 | 0.035 | 15 | 15 | 7 | 2.3714e-12 | 0 | Water | Porous | Wet | R245fa | MinimizeLCOE_Brownfield | IgnoreSilica | 16.2775 | 15.9518 | 2.2034 | 4 | 7129.0957 | 11961.9008 | 145.3363 | 243.8595 | 235.4099 | -7.7109e-07 | 135791344785.9453 | 3830805.3387 | 327472.9361 | 2968044.1477 | 2668625.0644 | 24077.0464 | 173853.5208 | 0 | 3897222.4411 | 10139773.3615 | 6920603.6707 | 30950477.5273 | 3144235.0165 | 28738594.3808 | 28738594.3808 | 1478867.319 | 12377158.8222 | 0 | 62833306.9246 | 105427927.4467 | 2371.3737 | 8.8136 | 7129.0957 | 11961.9008 | 145.3363 | 243.8595
1 | 6900 | 707 | 0.035 | 15 | 15 | 7 | 3.1623e-12 | 0 | Water | Porous | Wet | R245fa | MinimizeLCOE_Brownfield | IgnoreSilica | 21.0421 | 20.9055 | 2.8925 | 4 | 6060.4144 | 9741.931 | 123.5497 | 198.6024 | 237.4808 | -8.0445e-07 | 136560661180.692 | 4640764.6398 | 395738.6034 | 3684947.9595 | 3402886.2871 | 24077.0464 | 196489.3071 | 0 | 4814512.4989 | 12526373.9298 | 8549507.5983 | 38235297.8702 | 3144235.0165 | 28738594.3808 | 28738594.3808 | 1478867.319 | 12377158.8222 | 0 | 70118127.2676 | 112712747.7896 | 3162.2777 | 11.5699 | 6060.4144 | 9741.931 | 123.5497 | 198.6024
1 | 6900 | 707 | 0.035 | 15 | 15 | 7 | 4.217e-12 | 0 | Water | Porous | Wet | R245fa | MinimizeLCOE_Brownfield | IgnoreSilica | 27.3032 | 27.4215 | 3.7991 | 4 | 5216.8439 | 8019.7975 | 106.3524 | 163.4944 | 239.118 | -8.3109e-07 | 137154644575.9732 | 5626788.3556 | 478508.0812 | 4578204.6154 | 4370519.376 | 24077.0464 | 223871.5223 | 0 | 5967767.9088 | 15526907.9411 | 10597433.7159 | 47394078.5627 | 3144235.0165 | 28738594.3808 | 28738594.3808 | 1478867.319 | 12377158.8222 | 0 | 79276907.96 | 121871528.4821 | 4216.965 | 15.1963 | 5216.8439 | 8019.7975 | 106.3524 | 163.4944
1 | 6900 | 707 | 0.035 | 15 | 15 | 7 | 5.6234e-12 | 0 | Water | Porous | Wet | R245fa | MinimizeLCOE_Brownfield | IgnoreSilica | 35.5394 | 35.9982 | 4.9925 | 4 | 4547.2315 | 6680.1438 | 92.7015 | 136.1838 | 240.4026 | -8.5259e-07 | 137596242063.1432 | 6827969.7957 | 578940.1666 | 5691763.9316 | 5645219.0515 | 24077.0464 | 257322.3252 | 0 | 7419864.0036 | 19304964.114 | 13176034.6852 | 58926155.1198 | 3144235.0165 | 28738594.3808 | 28738594.3808 | 1478867.319 | 12377158.8222 | 0 | 90808984.5171 | 133403605.0391 | 5623.4133 | 19.9702 | 4547.2315 | 6680.1438 | 92.7015 | 136.1838
1 | 6900 | 707 | 0.035 | 15 | 15 | 7 | 7.4989e-12 | 0 | Water | Porous | Wet | R245fa | MinimizeLCOE_Brownfield | IgnoreSilica | 46.2969 | 47.2035 | 6.552 | 4 | 4015.465 | 5640.7167 | 81.8607 | 114.9936 | 241.3935 | -8.6851e-07 | 137862729959.9438 | 8280782.7191 | 699900.2578 | 7069705.3582 | 7311645.1294 | 24077.0464 | 297626.5521 | 0 | 9236657.4546 | 24031887.9979 | 16402257.3645 | 73354539.88 | 3144235.0165 | 28738594.3808 | 28738594.3808 | 1478867.319 | 12377158.8222 | 0 | 105237369.2774 | 147831989.7994 | 7498.9421 | 26.208 | 4015.465 | 5640.7167 | 81.8607 | 114.9936
1 | 6900 | 707 | 0.035 | 15 | 15 | 7 | 1e-11 | 0 | Water | Porous | Wet | R245fa | MinimizeLCOE_Brownfield | IgnoreSilica | 60.1406 | 61.605 | 8.5566 | 4 | 3594.9165 | 4839.4158 | 73.2872 | 98.658 | 242.0974 | -8.7695e-07 | 137546170654.245 | 10011208.831 | 843306.4828 | 8748121.0383 | 9459785.506 | 24077.0464 | 345352.7545 | 0 | 11478422.147 | 29864499.8784 | 20383134.8211 | 91157908.5054 | 3144235.0165 | 28738594.3808 | 28738594.3808 | 1478867.319 | 12377158.8222 | 0 | 123040737.9027 | 165635358.4248 | 10000 | 34.2263 | 3594.9165 | 4839.4158 | 73.2872 | 98.658
1 | 6900 | 707 | 0.035 | 15 | 15 | 7 | 1.3335e-11 | 0 | Water | Porous | Wet | R245fa | MinimizeLCOE_Brownfield | IgnoreSilica | 77.5662 | 79.5894 | 11.0582 | 4 | 3267.6119 | 4230.5781 | 66.6147 | 86.2461 | 242.3525 | -8.7424e-07 | 135326602383.896 | 12018578.5038 | 1008911.018 | 10737572.9452 | 12179548.2146 | 24077.0464 | 403071.0349 | 0 | 14184985.9175 | 36906423.6167 | 25189392.4696 | 112652560.7668 | 3144235.0165 | 28738594.3808 | 28738594.3808 | 1478867.319 | 12377158.8222 | 0 | 144535390.1641 | 187130010.6862 | 13335.2143 | 44.2327 | 3267.6119 | 4230.5781 | 66.6147 | 86.2461
1 | 6900 | 707 | 0.035 | 15 | 15 | 7 | 1.7783e-11 | 0 | Water | Porous | Wet | R245fa | MinimizeLCOE_Brownfield | IgnoreSilica | 98.5795 | 100.751 | 13.9943 | 4 | 3025.9339 | 3786.8644 | 61.6878 | 77.2004 | 241.7551 | -8.5054e-07 | 129416526565.345 | 14222798.4536 | 1189950.4393 | 12966464.2169 | 15515136.9137 | 24077.0464 | 475715.6081 | 0 | 17313715.6444 | 45046736.5753 | 30745323.3305 | 137499918.2282 | 3144235.0165 | 28738594.3808 | 28738594.3808 | 1478867.319 | 12377158.8222 | 0 | 169382747.6255 | 211977368.1475 | 17782.7941 | 55.977 | 3025.9339 | 3786.8644 | 61.6878 | 77.2004
1 | 6900 | 707 | 0.035 | 15 | 15 | 7 | 2.3714e-11 | 0 | Water | Porous | Wet | R245fa | MinimizeLCOE_Brownfield | IgnoreSilica | 122.499 | 123.6364 | 17.1505 | 4 | 2864.7121 | 3485.6082 | 58.401 | 71.0588 | 239.8609 | -7.9876e-07 | 118816162943.3941 | 16463904.8624 | 1373181.2109 | 15273525.1848 | 19451756.9155 | 24077.0464 | 570879.2364 | 0 | 20731356.538 | 53938737.1259 | 36814296.4186 | 164641714.5388 | 3144235.0165 | 28738594.3808 | 28738594.3808 | 1478867.319 | 12377158.8222 | 0 | 196524543.9361 | 239119164.4582 | 23713.7371 | 68.6018 | 2864.7121 | 3485.6082 | 58.401 | 71.0588
1 | 6900 | 707 | 0.035 | 15 | 15 | 7 | 3.1623e-11 | 0 | Water | Porous | Wet | R245fa | MinimizeLCOE_Brownfield | IgnoreSilica | 147.9365 | 146.0263 | 20.2052 | 4 | 2776.7039 | 3303.7302 | 56.6069 | 67.351 | 236.5005 | -7.2194e-07 | 103973719481.7374 | 18545846.4237 | 1542862.5594 | 17448863.9774 | 23907977.6887 | 24077.0464 | 692631.0563 | 0 | 24243280.9132 | 63076043.9555 | 43050696.0827 | 192532279.7032 | 3144235.0165 | 28738594.3808 | 28738594.3808 | 1478867.319 | 12377158.8222 | 0 | 224415109.1006 | 267009729.6226 | 31622.7766 | 80.8207 | 2776.7039 | 3303.7302 | 56.6069 | 67.351
1 | 6900 | 707 | 0.035 | 15 | 15 | 7 | 4.217e-11 | 0 | Water | Porous | Wet | R245fa | MinimizeLCOE_Brownfield | IgnoreSilica | 156.8102 | 153.2309 | 21.324 | 4 | 2737.6695 | 3237.0427 | 55.8111 | 65.9915 | 234.9743 | -5.2836e-07 | 100957420969.0966 | 19196148.3876 | 1595655.366 | 18134249.6434 | 25566726.7397 | 24077.0464 | 582726.3437 | 0 | 25388837.5754 | 66056547.4045 | 45084950.9299 | 201629919.4365 | 3144235.0165 | 28738594.3808 | 28738594.3808 | 1478867.319 | 12377158.8222 | 0 | 233512748.8339 | 276107369.3559 | 42169.6503 | 85.2962 | 2737.6695 | 3237.0427 | 55.8111 | 65.9915
1 | 6900 | 707 | 0.035 | 15 | 15 | 7 | 5.6234e-11 | 0 | Water | Porous | Wet | R245fa | MinimizeLCOE_Brownfield | IgnoreSilica | 160 | 155.7047 | 21.8092 | 4 | 2709.5718 | 3197.8359 | 55.2383 | 65.1922 | 234.3512 | -7.8661e-05 | 101739118859.948 | 19417484.6837 | 1613644.7378 | 18368088.6235 | 26184012.0527 | 24077.0464 | 416227.3238 | 0 | 25749178.4425 | 66994080.4246 | 45724836.4805 | 204491629.8154 | 3144235.0165 | 28738594.3808 | 28738594.3808 | 1478867.319 | 12377158.8222 | 0 | 236374459.2127 | 278969079.7348 | 56234.1325 | 87.2368 | 2709.5718 | 3197.8359 | 55.2383 | 65.1922
1 | 6900 | 707 | 0.035 | 15 | 15 | 7 | 7.4989e-11 | 0 | Water | Porous | Wet | R245fa | MinimizeLCOE_Brownfield | IgnoreSilica | 167.7971 | 161.797 | 22.7333 | 4 | 2687.3793 | 3155.7965 | 54.7859 | 64.3352 | 232.9606 | -5.0487e-05 | 102397611355.9205 | 19958421.9542 | 1657587.1756 | 18940830.974 | 27697212.9235 | 24077.0464 | 327433.1555 | 0 | 26756169.6593 | 69614065.0086 | 47513029.7943 | 212488827.6913 | 3144235.0165 | 28738594.3808 | 28738594.3808 | 1478867.319 | 12377158.8222 | 0 | 244371657.0887 | 286966277.6107 | 74989.4209 | 90.9331 | 2687.3793 | 3155.7965 | 54.7859 | 64.3352
1 | 6900 | 707 | 0.035 | 15 | 15 | 7 | 1e-10 | 0 | Water | Porous | Wet | R245fa | MinimizeLCOE_Brownfield | IgnoreSilica | 169.1855 | 162.8436 | 22.9736 | 4 | 2669.862 | 3133.379 | 54.4287 | 63.8782 | 232.6896 | -1.7871e-05 | 103458968805.5448 | 20050770.7326 | 1665092.1221 | 19038776.9794 | 27974525.5482 | 24077.0464 | 166717.5957 | 0 | 26878784.4095 | 69933083.4367 | 47730766.4267 | 213462594.2971 | 3144235.0165 | 28738594.3808 | 28738594.3808 | 1478867.319 | 12377158.8222 | 0 | 245345423.6944 | 287940044.2165 | 100000 | 91.8944 | 2669.862 | 3133.379 | 54.4287 | 63.8782
1 | 6900 | 707 | 0.035 | 15 | 15 | 7 | 1.3335e-10 | 0 | Water | Porous | Wet | R245fa | MinimizeLCOE_Brownfield | IgnoreSilica | 173.958 | 166.4879 | 23.5372 | 4 | 2654.2873 | 3106.7055 | 54.1112 | 63.3344 | 231.8305 | -8.6884e-05 | 101657163257.0143 | 20371051.0237 | 1691089.7089 | 19378885.667 | 28924714.7579 | 24077.0464 | 0 | 0 | 27452029.0995 | 71424548.5313 | 48748722.0003 | 218015117.8348 | 3144235.0165 | 28738594.3808 | 28738594.3808 | 1478867.319 | 12377158.8222 | 0 | 249897947.2322 | 292492567.7542 | 133352.1432 | 94.1488 | 2654.2873 | 3106.7055 | 54.1112 | 63.3344
1 | 6900 | 707 | 0.035 | 15 | 15 | 7 | 1.7783e-10 | 0 | Water | Porous | Wet | R245fa | MinimizeLCOE_Brownfield | IgnoreSilica | 184.6379 | 174.3999 | 24.6557 | 4 | 2649.2904 | 3081.184 | 54.0094 | 62.8141 | 229.8436 | 0.00069931 | 98065351588.9065 | 21059632.7855 | 1746858.6436 | 20112209.4202 | 31122201.1647 | 24077.0464 | 0 | 0 | 28885341.8335 | 75153734.2525 | 51293967.8822 | 229398023.0286 | 3144235.0165 | 28738594.3808 | 28738594.3808 | 1478867.319 | 12377158.8222 | 0 | 261280852.4259 | 303875472.9479 | 177827.941 | 98.623 | 2649.2904 | 3081.184 | 54.0094 | 62.8141
1 | 6900 | 707 | 0.035 | 15 | 15 | 7 | 2.3714e-10 | 0 | Water | Porous | Wet | R245fa | MinimizeLCOE_Brownfield | IgnoreSilica | 187.1003 | 176.1619 | 24.9048 | 4 | 2649.2387 | 3076.8123 | 54.0083 | 62.725 | 229.3612 | 0.66293 | 101070668392.2129 | 21211805.541 | 1759201.8247 | 20274604.4224 | 31645929.1368 | 24077.0464 | 0 | 0 | 29217091.0088 | 76016877.5554 | 51883080.9222 | 232032667.4576 | 3144235.0165 | 28738594.3808 | 28738594.3808 | 1478867.319 | 12377158.8222 | 0 | 263915496.8549 | 306510117.377 | 237137.3706 | 99.6194 | 2649.2387 | 3076.8123 | 54.0083 | 62.725
1 | 6900 | 707 | 0.035 | 15 | 15 | 7 | 3.1623e-10 | 0 | Water | Porous | Wet | R245fa | MinimizeLCOE_Brownfield | IgnoreSilica | 187.0855 | 176.1554 | 24.9039 | 4 | 2649.1756 | 3076.765 | 54.007 | 62.724 | 229.3676 | 1.3657 | 101067327729.0726 | 21211246.1366 | 1759156.3874 | 20274007.2795 | 31641964.9732 | 24077.0464 | 0 | 0 | 29215076.211 | 76011635.4649 | 51879503.0877 | 232016666.5866 | 3144235.0165 | 28738594.3808 | 28738594.3808 | 1478867.319 | 12377158.8222 | 0 | 263899495.9839 | 306494116.506 | 316227.766 | 99.6157 | 2649.1756 | 3076.765 | 54.007 | 62.724
1 | 6900 | 707 | 0.035 | 15 | 15 | 7 | 4.217e-10 | 0 | Water | Porous | Wet | R245fa | MinimizeLCOE_Brownfield | IgnoreSilica | 187.066 | 176.1445 | 24.9024 | 4 | 2649.1289 | 3076.7447 | 54.0061 | 62.7236 | 229.374 | 1.8935 | 101068844515.3214 | 21210308.8366 | 1759080.3183 | 20273006.6785 | 31637222.9675 | 24077.0464 | 0 | 0 | 29212441.3804 | 76004780.1762 | 51874824.2123 | 231995741.6162 | 3144235.0165 | 28738594.3808 | 28738594.3808 | 1478867.319 | 12377158.8222 | 0 | 263878571.0135 | 306473191.5355 | 421696.5034 | 99.6096 | 2649.1289 | 3076.7447 | 54.0061 | 62.7236
1 | 6900 | 707 | 0.035 | 15 | 15 | 7 | 5.6234e-10 | 0 | Water | Porous | Wet | R245fa | MinimizeLCOE_Brownfield | IgnoreSilica | 187.064 | 176.1453 | 24.9025 | 4 | 2649.0944 | 3076.7082 | 54.0054 | 62.7229 | 229.3763 | 2.2879 | 101062683291.3311 | 21210377.9651 | 1759085.8882 | 20273080.5225 | 31636350.0899 | 24077.0464 | 0 | 0 | 29212158.8897 | 76004045.1932 | 51874322.5713 | 231993498.1662 | 3144235.0165 | 28738594.3808 | 28738594.3808 | 1478867.319 | 12377158.8222 | 0 | 263876327.5636 | 306470948.0856 | 562341.3252 | 99.61 | 2649.0944 | 3076.7082 | 54.0054 | 62.7229
1 | 6900 | 707 | 0.035 | 15 | 15 | 7 | 7.4989e-10 | 0 | Water | Porous | Wet | R245fa | MinimizeLCOE_Brownfield | IgnoreSilica | 187.0466 | 176.1346 | 24.901 | 4 | 2649.0686 | 3076.7086 | 54.0048 | 62.7229 | 229.3812 | 2.5853 | 101067679458.225 | 21209448.3653 | 1759010.4657 | 20272088.1208 | 31632307.2884 | 24077.0464 | 0 | 0 | 29209803.2018 | 75997916.1765 | 51870139.3915 | 231974790.0563 | 3144235.0165 | 28738594.3808 | 28738594.3808 | 1478867.319 | 12377158.8222 | 0 | 263857619.4536 | 306452239.9757 | 749894.2093 | 99.6039 | 2649.0686 | 3076.7086 | 54.0048 | 62.7229
1 | 6900 | 707 | 0.035 | 15 | 15 | 7 | 1e-09 | 0 | Water | Porous | Wet | R245fa | MinimizeLCOE_Brownfield | IgnoreSilica | 187.0466 | 176.1358 | 24.9012 | 4 | 2649.0495 | 3076.6864 | 54.0045 | 62.7224 | 229.3822 | 2.8071 | 101064166914.2769 | 21209556.0127 | 1759019.1761 | 20272203.0678 | 31632063.3825 | 24077.0464 | 0 | 0 | 29209798.2874 | 75997903.3903 | 51870130.6646 | 231974751.0278 | 3144235.0165 | 28738594.3808 | 28738594.3808 | 1478867.319 | 12377158.8222 | 0 | 263857580.4251 | 306452200.9472 | 1000000 | 99.6046 | 2649.0495 | 3076.6864 | 54.0045 | 62.7224
1 | 6900 | 707 | 0.035 | 15 | 15 | 7 | 1.3335e-09 | 0 | Water | Porous | Wet | R245fa | MinimizeLCOE_Brownfield | IgnoreSilica | 187.042 | 176.1334 | 24.9008 | 4 | 2649.0352 | 3076.6779 | 54.0042 | 62.7222 | 229.3839 | 2.9738 | 101061520807.9051 | 21209350.853 | 1759002.5215 | 20271984.0591 | 31630893.729 | 24077.0464 | 0 | 0 | 29209170.2015 | 75996269.2395 | 51869015.3232 | 231969762.973 | 3144235.0165 | 28738594.3808 | 28738594.3808 | 1478867.319 | 12377158.8222 | 0 | 263852592.3704 | 306447212.8924 | 1333521.4322 | 99.6033 | 2649.0352 | 3076.6779 | 54.0042 | 62.7222
1 | 6900 | 707 | 0.035 | 15 | 15 | 7 | 1.7783e-09 | 0 | Water | Porous | Wet | R245fa | MinimizeLCOE_Brownfield | IgnoreSilica | 187.042 | 176.1341 | 24.9009 | 4 | 2649.0245 | 3076.6655 | 54.0039 | 62.722 | 229.3845 | 3.0985 | 101059530258.8428 | 21209410.8871 | 1759007.3792 | 20272048.1641 | 31630757.7215 | 24077.0464 | 0 | 0 | 29209167.4673 | 75996262.1259 | 51869010.4679 | 231969741.2594 | 3144235.0165 | 28738594.3808 | 28738594.3808 | 1478867.319 | 12377158.8222 | 0 | 263852570.6567 | 306447191.1788 | 1778279.41 | 99.6037 | 2649.0245 | 3076.6655 | 54.0039 | 62.722
1 | 6900 | 707 | 0.035 | 15 | 15 | 7 | 2.3714e-09 | 0 | Water | Porous | Wet | R245fa | MinimizeLCOE_Brownfield | IgnoreSilica | 187.042 | 176.1346 | 24.901 | 4 | 2649.0165 | 3076.6563 | 54.0038 | 62.7218 | 229.385 | 3.192 | 101058033090.2228 | 21209455.7844 | 1759011.0121 | 20272096.106 | 31630656.0089 | 24077.0464 | 0 | 0 | 29209165.4235 | 75996256.8083 | 51869006.8386 | 231969725.0282 | 3144235.0165 | 28738594.3808 | 28738594.3808 | 1478867.319 | 12377158.8222 | 0 | 263852554.4256 | 306447174.9476 | 2371373.7057 | 99.604 | 2649.0165 | 3076.6563 | 54.0038 | 62.7218
1 | 6900 | 707 | 0.035 | 15 | 15 | 7 | 3.1623e-09 | 0 | Water | Porous | Wet | R245fa | MinimizeLCOE_Brownfield | IgnoreSilica | 187.042 | 176.135 | 24.901 | 4 | 2649.0105 | 3076.6494 | 54.0037 | 62.7217 | 229.3853 | 3.2621 | 101066570162.3922 | 21209489.3841 | 1759013.7308 | 20272131.9841 | 31630579.8919 | 24077.0464 | 0 | 0 | 29209163.8946 | 75996252.8303 | 51869004.1235 | 231969712.8857 | 3144235.0165 | 28738594.3808 | 28738594.3808 | 1478867.319 | 12377158.8222 | 0 | 263852542.283 | 306447162.805 | 3162277.6602 | 99.6042 | 2649.0105 | 3076.6494 | 54.0037 | 62.7217
1 | 6900 | 707 | 0.035 | 15 | 15 | 7 | 4.217e-09 | 0 | Water | Porous | Wet | R245fa | MinimizeLCOE_Brownfield | IgnoreSilica | 187.0271 | 176.1247 | 24.8996 | 4 | 2649.006 | 3076.6699 | 54.0036 | 62.7221 | 229.3884 | 3.3161 | 101065725645.8375 | 21208600.9467 | 1758941.6693 | 20271183.505 | 31627362.5753 | 24077.0464 | 0 | 0 | 29207164.6396 | 75991051.179 | 51865453.8896 | 231953835.4508 | 3144235.0165 | 28738594.3808 | 28738594.3808 | 1478867.319 | 12377158.8222 | 0 | 263836664.8481 | 306431285.3702 | 4216965.0343 | 99.5984 | 2649.006 | 3076.6699 | 54.0036 | 62.7221
1 | 6900 | 707 | 0.035 | 15 | 15 | 7 | 5.6234e-09 | 0 | Water | Porous | Wet | R245fa | MinimizeLCOE_Brownfield | IgnoreSilica | 187.0271 | 176.125 | 24.8996 | 4 | 2649.0027 | 3076.666 | 54.0035 | 62.722 | 229.3886 | 3.3555 | 101065092277.5286 | 21208619.7967 | 1758943.1946 | 20271203.6331 | 31627319.8801 | 24077.0464 | 0 | 0 | 29207163.7848 | 75991048.9549 | 51865452.3716 | 231953828.662 | 3144235.0165 | 28738594.3808 | 28738594.3808 | 1478867.319 | 12377158.8222 | 0 | 263836658.0594 | 306431278.5814 | 5623413.2519 | 99.5985 | 2649.0027 | 3076.666 | 54.0035 | 62.722
1 | 6900 | 707 | 0.035 | 15 | 15 | 7 | 7.4989e-09 | 0 | Water | Porous | Wet | R245fa | MinimizeLCOE_Brownfield | IgnoreSilica | 187.0271 | 176.1251 | 24.8996 | 4 | 2649.0002 | 3076.6631 | 54.0035 | 62.7219 | 229.3888 | 3.3851 | 101064616947.0672 | 21208633.92 | 1758944.3374 | 20271218.714 | 31627287.891 | 24077.0464 | 0 | 0 | 29207163.1444 | 75991047.2888 | 51865451.2345 | 231953823.5764 | 3144235.0165 | 28738594.3808 | 28738594.3808 | 1478867.319 | 12377158.8222 | 0 | 263836652.9737 | 306431273.4957 | 7498942.0933 | 99.5986 | 2649.0002 | 3076.6631 | 54.0035 | 62.7219
1 | 6900 | 707 | 0.035 | 15 | 15 | 7 | 1e-08 | 0 | Water | Porous | Wet | R245fa | MinimizeLCOE_Brownfield | IgnoreSilica | 187.0271 | 176.1252 | 24.8997 | 4 | 2648.9983 | 3076.6609 | 54.0034 | 62.7219 | 229.3889 | 3.4072 | 101064260051.0358 | 21208644.5041 | 1758945.1938 | 20271230.0158 | 31627263.9182 | 24077.0464 | 0 | 0 | 29207162.6645 | 75991046.0403 | 51865450.3824 | 231953819.7655 | 3144235.0165 | 28738594.3808 | 28738594.3808 | 1478867.319 | 12377158.8222 | 0 | 263836649.1628 | 306431269.6849 | 10000000 | 99.5986 | 2648.9983 | 3076.6609 | 54.0034 | 62.7219
1 | 7000 | 707 | 0.035 | 15 | 15 | 7 | 1e-13 | 0 | Water | Porous | Wet | R245fa | MinimizeLCOE_Brownfield | IgnoreSilica | 1.2705 | 0.50612 | 0.044318 | 4 | 195441.5638 | 440538.5389 | 3984.3406 | 8980.974 | 154.5985 | -7.4103e-05 | 77090749699.1849 | 282221.0343 | 13915.6387 | 193778.6876 | 115025.5524 | 24077.0464 | 66234.9201 | 0 | 271148.623 | 705473.0968 | 481499.8846 | 2153374.4838 | 3144235.0165 | 29349065.1606 | 29349065.1606 | 1478867.319 | 12621347.1341 | 0 | 34646674.661 | 78095954.2747 | 100 | 0.17727 | 195441.5638 | 440538.5389 | 3984.3406 | 8980.974
1 | 7000 | 707 | 0.035 | 15 | 15 | 7 | 1.3335e-13 | 0 | Water | Porous | Wet | R245fa | MinimizeLCOE_Brownfield | IgnoreSilica | 1.6409 | 0.79396 | 0.084125 | 4 | 105591.9189 | 234713.1123 | 2152.6341 | 4784.9443 | 170.6949 | -8.5249e-05 | 104862130703.1813 | 414594.8783 | 23709.2082 | 274555.5239 | 171715.5145 | 24077.0464 | 72339.1472 | 0 | 382586.6142 | 995411.8908 | 679389.0692 | 3038378.8927 | 3144235.0165 | 29349065.1606 | 29349065.1606 | 1478867.319 | 12621347.1341 | 0 | 35531679.0698 | 78980958.6836 | 133.3521 | 0.3365 | 105591.9189 | 234713.1123 | 2152.6341 | 4784.9443
1 | 7000 | 707 | 0.035 | 15 | 15 | 7 | 1.7783e-13 | 0 | Water | Porous | Wet | R245fa | MinimizeLCOE_Brownfield | IgnoreSilica | 2.0114 | 1.3653 | 0.17926 | 4 | 54432.1139 | 115027.9562 | 1109.6723 | 2345.0005 | 182.1981 | -9.5466e-05 | 119913916976.7983 | 679066.9688 | 61473.9385 | 415244.6863 | 853179.9672 | 24077.0464 | 77335.6194 | 0 | 823047.5084 | 2141400.7865 | 1461550.0382 | 6536376.5597 | 3144235.0165 | 29349065.1606 | 29349065.1606 | 1478867.319 | 12621347.1341 | 0 | 39029676.7368 | 82478956.3506 | 177.8279 | 0.71703 | 54432.1139 | 115027.9562 | 1109.6723 | 2345.0005
1 | 7000 | 707 | 0.035 | 15 | 15 | 7 | 2.3714e-13 | 0 | Water | Porous | Wet | R245fa | MinimizeLCOE_Brownfield | IgnoreSilica | 2.5229 | 1.8605 | 0.24802 | 4 | 40095.8228 | 83891.9635 | 817.4076 | 1710.2511 | 193.4822 | -3.5143e-07 | 118898890002.261 | 842020.3278 | 72718.7605 | 532022.7437 | 797847.1646 | 24077.0464 | 83387.3091 | 0 | 917308.6073 | 2386648.8303 | 1628936.8674 | 7284967.6571 | 3144235.0165 | 29349065.1606 | 29349065.1606 | 1478867.319 | 12621347.1341 | 0 | 39778267.8342 | 83227547.448 | 237.1374 | 0.99208 | 40095.8228 | 83891.9635 | 817.4076 | 1710.2511
1 | 7000 | 707 | 0.035 | 15 | 15 | 7 | 3.1623e-13 | 0 | Water | Porous | Wet | R245fa | MinimizeLCOE_Brownfield | IgnoreSilica | 3.1788 | 2.512 | 0.33769 | 4 | 30212.6548 | 62379.2823 | 615.9258 | 1271.686 | 203.3527 | -4.208e-07 | 123651353870.7264 | 1039515.2833 | 89742.3501 | 676456.4047 | 764529.6 | 24077.0464 | 90844.6851 | 0 | 1047214.4941 | 2724637.3005 | 1859620.9433 | 8316638.1075 | 3144235.0165 | 29349065.1606 | 29349065.1606 | 1478867.319 | 12621347.1341 | 0 | 40809938.2846 | 84259217.8984 | 316.2278 | 1.3508 | 30212.6548 | 62379.2823 | 615.9258 | 1271.686
1 | 7000 | 707 | 0.035 | 15 | 15 | 7 | 4.217e-13 | 0 | Water | Porous | Wet | R245fa | MinimizeLCOE_Brownfield | IgnoreSilica | 3.9728 | 3.3172 | 0.44927 | 4 | 23544.6914 | 47722.2122 | 479.9904 | 972.8818 | 211.4006 | -4.8296e-07 | 127563947516.9699 | 1263862.6367 | 109040.8966 | 844961.2724 | 830790.2366 | 24077.0464 | 97407.2349 | 0 | 1236354.3362 | 3216740.3716 | 2195491.401 | 9818725.4322 | 3144235.0165 | 29349065.1606 | 29349065.1606 | 1478867.319 | 12621347.1341 | 0 | 42312025.6093 | 85761305.2231 | 421.6965 | 1.7971 | 23544.6914 | 47722.2122 | 479.9904 | 972.8818
1 | 7000 | 707 | 0.035 | 15 | 15 | 7 | 5.6234e-13 | 0 | Water | Porous | Wet | R245fa | MinimizeLCOE_Brownfield | IgnoreSilica | 4.9863 | 4.3601 | 0.59399 | 4 | 18628.0852 | 36915.0697 | 379.7587 | 752.5636 | 218.2518 | -5.4835e-07 | 130803209594.6137 | 1532033.9729 | 132052.8815 | 1051529.7997 | 954243.2826 | 24077.0464 | 105049.2317 | 0 | 1481604.6238 | 3854831.3122 | 2631001.5794 | 11766423.7302 | 3144235.0165 | 29349065.1606 | 29349065.1606 | 1478867.319 | 12621347.1341 | 0 | 44259723.9073 | 87709003.5211 | 562.3413 | 2.376 | 18628.0852 | 36915.0697 | 379.7587 | 752.5636
1 | 7000 | 707 | 0.035 | 15 | 15 | 7 | 7.4989e-13 | 0 | Water | Porous | Wet | R245fa | MinimizeLCOE_Brownfield | IgnoreSilica | 6.2775 | 5.7026 | 0.7806 | 4 | 14952.7656 | 28868.0829 | 304.8324 | 588.5149 | 223.9672 | -6.1141e-07 | 133342943243.0231 | 1851105.7397 | 159367.373 | 1303409.0917 | 1131661.3506 | 24077.0464 | 113573.6351 | 0 | 1787445.7522 | 4650567.1918 | 3174107.668 | 14195314.8485 | 3144235.0165 | 29349065.1606 | 29349065.1606 | 1478867.319 | 12621347.1341 | 0 | 46688615.0256 | 90137894.6394 | 749.8942 | 3.1224 | 14952.7656 | 28868.0829 | 304.8324 | 588.5149
1 | 7000 | 707 | 0.035 | 15 | 15 | 7 | 1e-12 | 0 | Water | Porous | Wet | R245fa | MinimizeLCOE_Brownfield | IgnoreSilica | 7.9365 | 7.4367 | 1.0219 | 4 | 12159.7393 | 22789.4803 | 247.8927 | 464.5944 | 228.6369 | -6.698e-07 | 134725667557.7351 | 2232584.6789 | 191930.8182 | 1611858.2314 | 1372548.0091 | 24077.0464 | 123497.5548 | 0 | 2167033.5721 | 5638176.8349 | 3848171.5427 | 17209878.2883 | 3144235.0165 | 29349065.1606 | 29349065.1606 | 1478867.319 | 12621347.1341 | 0 | 49703178.4655 | 93152458.0793 | 1000 | 4.0875 | 12159.7393 | 22789.4803 | 247.8927 | 464.5944
1 | 7000 | 707 | 0.035 | 15 | 15 | 7 | 1.3335e-12 | 0 | Water | Porous | Wet | R245fa | MinimizeLCOE_Brownfield | IgnoreSilica | 10.0869 | 9.6722 | 1.3327 | 4 | 10026.2593 | 18177.1156 | 204.3989 | 370.5651 | 232.1193 | -7.196e-07 | 133204770643.5156 | 2688248.1051 | 230712.8324 | 1989043.3092 | 1696669.7861 | 24077.0464 | 136299.4275 | 0 | 2638369.6976 | 6864496.749 | 4685160.0825 | 20953077.0357 | 3144235.0165 | 29349065.1606 | 29349065.1606 | 1478867.319 | 12621347.1341 | 0 | 53446377.2129 | 96895656.8267 | 1333.5214 | 5.3306 | 10026.2593 | 18177.1156 | 204.3989 | 370.5651
1 | 7000 | 707 | 0.035 | 15 | 15 | 7 | 1.7783e-12 | 0 | Water | Porous | Wet | R245fa | MinimizeLCOE_Brownfield | IgnoreSilica | 12.8669 | 12.5317 | 1.7297 | 4 | 8391.766 | 14671.4827 | 171.0775 | 299.098 | 234.4748 | -7.5507e-07 | 156687280893.7012 | 3228883.0427 | 276568.823 | 2446977.7368 | 2126228.8067 | 24077.0464 | 152714.2641 | 0 | 3219625.3907 | 8376804.8305 | 5717341.423 | 25569221.3638 | 3144235.0165 | 29349065.1606 | 29349065.1606 | 1478867.319 | 12621347.1341 | 0 | 58062521.5409 | 101511801.1547 | 1778.2794 | 6.919 | 8391.766 | 14671.4827 | 171.0775 | 299.098
1 | 7000 | 707 | 0.035 | 15 | 15 | 7 | 2.3714e-12 | 0 | Water | Porous | Wet | R245fa | MinimizeLCOE_Brownfield | IgnoreSilica | 16.6259 | 16.6291 | 2.3029 | 4 | 6963.7834 | 11680.5211 | 141.9661 | 238.1232 | 238.4944 | -8.2157e-07 | 139674486973.8941 | 3945413.8823 | 337158.4525 | 3068441.1547 | 2679347.44 | 24077.0464 | 165952.3268 | 0 | 3985952.218 | 10370630.0401 | 7078168.0975 | 31655140.6583 | 3144235.0165 | 29349065.1606 | 29349065.1606 | 1478867.319 | 12621347.1341 | 0 | 64148440.8354 | 107597720.4492 | 2371.3737 | 9.2117 | 6963.7834 | 11680.5211 | 141.9661 | 238.1232
1 | 7000 | 707 | 0.035 | 15 | 15 | 7 | 3.1623e-12 | 0 | Water | Porous | Wet | R245fa | MinimizeLCOE_Brownfield | IgnoreSilica | 21.4831 | 21.7844 | 3.0219 | 4 | 5922.7789 | 9517.3234 | 120.7439 | 194.0235 | 240.5685 | -8.5761e-07 | 140476227130.7438 | 4778410.3283 | 407327.2977 | 3808362.9117 | 3419199.6838 | 24077.0464 | 186276.3871 | 0 | 4923224.9254 | 12809221.3637 | 8742556.7839 | 39098656.728 | 3144235.0165 | 29349065.1606 | 29349065.1606 | 1478867.319 | 12621347.1341 | 0 | 71591956.9051 | 115041236.5189 | 3162.2777 | 12.0876 | 5922.7789 | 9517.3234 | 120.7439 | 194.0235
1 | 7000 | 707 | 0.035 | 15 | 15 | 7 | 4.217e-12 | 0 | Water | Porous | Wet | R245fa | MinimizeLCOE_Brownfield | IgnoreSilica | 27.8757 | 28.576 | 3.9692 | 4 | 5099.335 | 7835.958 | 103.9568 | 159.7466 | 242.2111 | -8.872e-07 | 141087386137.3359 | 5794148.0493 | 492555.2541 | 4731761.0269 | 4395326.8287 | 24077.0464 | 211054.905 | 0 | 6103080.013 | 15878962.2801 | 10837718.0362 | 48468683.4397 | 3144235.0165 | 29349065.1606 | 29349065.1606 | 1478867.319 | 12621347.1341 | 0 | 80961983.6168 | 124411263.2306 | 4216.965 | 15.877 | 5099.335 | 7835.958 | 103.9568 | 159.7466
1 | 7000 | 707 | 0.035 | 15 | 15 | 7 | 5.6234e-12 | 0 | Water | Porous | Wet | R245fa | MinimizeLCOE_Brownfield | IgnoreSilica | 36.2775 | 37.5077 | 5.2153 | 4 | 4445.8943 | 6528.6786 | 90.6356 | 133.0959 | 243.4985 | -9.1091e-07 | 141544163162.8736 | 7030486.7561 | 595852.3773 | 5881911.4658 | 5680174.4665 | 24077.0464 | 241240.1804 | 0 | 7586959.494 | 19739712.3041 | 13472759.2581 | 60253173.3486 | 3144235.0165 | 29349065.1606 | 29349065.1606 | 1478867.319 | 12621347.1341 | 0 | 92746473.5257 | 136195753.1395 | 5623.4133 | 20.8612 | 4445.8943 | 6528.6786 | 90.6356 | 133.0959
1 | 7000 | 707 | 0.035 | 15 | 15 | 7 | 7.4989e-12 | 0 | Water | Porous | Wet | R245fa | MinimizeLCOE_Brownfield | IgnoreSilica | 47.23 | 49.1538 | 6.8404 | 4 | 3927.3493 | 5515.3232 | 80.0643 | 112.4373 | 244.4888 | -9.2793e-07 | 141814318302.7472 | 8523073.5399 | 720019.524 | 7302435.613 | 7356635.5315 | 24077.0464 | 277362.8414 | 0 | 9439405.5975 | 24559397.0764 | 16762293.1498 | 74964699.92 | 3144235.0165 | 29349065.1606 | 29349065.1606 | 1478867.319 | 12621347.1341 | 0 | 107458000.0972 | 150907279.7109 | 7498.9421 | 27.3615 | 3927.3493 | 5515.3232 | 80.0643 | 112.4373
1 | 7000 | 707 | 0.035 | 15 | 15 | 7 | 1e-11 | 0 | Water | Porous | Wet | R245fa | MinimizeLCOE_Brownfield | IgnoreSilica | 61.3199 | 64.1127 | 8.9279 | 4 | 3517.0084 | 4733.6821 | 71.699 | 96.5025 | 245.1831 | -9.3708e-07 | 141414365404.1123 | 10300155.6906 | 867191.2582 | 9031856.2035 | 9516737.1473 | 24077.0464 | 320305.6858 | 0 | 11723525.9824 | 30502209.7804 | 20818384.9328 | 93104443.7275 | 3144235.0165 | 29349065.1606 | 29349065.1606 | 1478867.319 | 12621347.1341 | 0 | 125597743.9046 | 169047023.5184 | 10000 | 35.7115 | 3517.0084 | 4733.6821 | 71.699 | 96.5025
1 | 7000 | 707 | 0.035 | 15 | 15 | 7 | 1.3335e-11 | 0 | Water | Porous | Wet | R245fa | MinimizeLCOE_Brownfield | IgnoreSilica | 78.9816 | 82.6974 | 11.5197 | 4 | 3198.6648 | 4141.5999 | 65.2091 | 84.4321 | 245.3992 | -9.3272e-07 | 138929755242.1499 | 12351806.5295 | 1036331.2802 | 11071731.5383 | 12240105.5454 | 24077.0464 | 372432.3881 | 0 | 14467628.8878 | 37641802.6474 | 25691303.7685 | 114897219.6315 | 3144235.0165 | 29349065.1606 | 29349065.1606 | 1478867.319 | 12621347.1341 | 0 | 147390519.8086 | 190839799.4224 | 13335.2143 | 46.0788 | 3198.6648 | 4141.5999 | 65.2091 | 84.4321
1 | 7000 | 707 | 0.035 | 15 | 15 | 7 | 1.7783e-11 | 0 | Water | Porous | Wet | R245fa | MinimizeLCOE_Brownfield | IgnoreSilica | 100.2332 | 104.4739 | 14.5481 | 4 | 2964.1401 | 3710.7868 | 60.428 | 75.6494 | 244.7166 | -9.0542e-07 | 132503179138.4154 | 14596422.9654 | 1220561.8612 | 13348372.9932 | 15570662.167 | 24077.0464 | 440457.9125 | 0 | 17628216.4288 | 45865003.1034 | 31303807.0496 | 139997581.5275 | 3144235.0165 | 29349065.1606 | 29349065.1606 | 1478867.319 | 12621347.1341 | 0 | 172490881.7047 | 215940161.3185 | 17782.7941 | 58.1926 | 2964.1401 | 3710.7868 | 60.428 | 75.6494
1 | 7000 | 707 | 0.035 | 15 | 15 | 7 | 2.3714e-11 | 0 | Water | Porous | Wet | R245fa | MinimizeLCOE_Brownfield | IgnoreSilica | 124.3406 | 127.8718 | 17.7814 | 4 | 2808.3121 | 3419.1945 | 57.2512 | 69.7049 | 242.6925 | -8.4758e-07 | 121193205341.3799 | 16865441.9084 | 1406036.6896 | 15690684.3435 | 19479646.0159 | 24077.0464 | 533278.8904 | 0 | 21059674.3087 | 54792952.6181 | 37397316.0444 | 167249107.8654 | 3144235.0165 | 29349065.1606 | 29349065.1606 | 1478867.319 | 12621347.1341 | 0 | 199742408.0425 | 243191687.6563 | 23713.7371 | 71.1254 | 2808.3121 | 3419.1945 | 57.2512 | 69.7049
1 | 7000 | 707 | 0.035 | 15 | 15 | 7 | 3.1623e-11 | 0 | Water | Porous | Wet | R245fa | MinimizeLCOE_Brownfield | IgnoreSilica | 149.8099 | 150.5303 | 20.8777 | 4 | 2723.7905 | 3244.075 | 55.5282 | 66.1349 | 239.1896 | -7.6269e-07 | 105628254726.8692 | 18953473.2208 | 1576021.8041 | 17878102.4483 | 23863847.6516 | 24077.0464 | 654486.0042 | 0 | 24550503.1884 | 63875373.2955 | 43596254.7818 | 194972139.441 | 3144235.0165 | 29349065.1606 | 29349065.1606 | 1478867.319 | 12621347.1341 | 0 | 227465439.6182 | 270914719.232 | 31622.7766 | 83.5106 | 2723.7905 | 3244.075 | 55.5282 | 66.1349
1 | 7000 | 707 | 0.035 | 15 | 15 | 7 | 4.217e-11 | 0 | Water | Porous | Wet | R245fa | MinimizeLCOE_Brownfield | IgnoreSilica | 159.5339 | 158.4745 | 22.0838 | 4 | 2687.4643 | 3179.3322 | 54.7876 | 64.815 | 237.4579 | -5.631e-07 | 101605698430.6343 | 19664234.7959 | 1633793.2473 | 18629013.1962 | 25644245.6994 | 24077.0464 | 561488.0978 | 0 | 25801172.3124 | 67129357.8087 | 45817166.0748 | 204904548.279 | 3144235.0165 | 29349065.1606 | 29349065.1606 | 1478867.319 | 12621347.1341 | 0 | 237397848.4561 | 280847128.0699 | 42169.6503 | 88.3353 | 2687.4643 | 3179.3322 | 54.7876 | 64.815
1 | 7000 | 707 | 0.035 | 15 | 15 | 7 | 5.6234e-11 | 0 | Water | Porous | Wet | R245fa | MinimizeLCOE_Brownfield | IgnoreSilica | 167.924 | 165.125 | 23.1024 | 4 | 2660.8987 | 3131.0801 | 54.246 | 63.8313 | 235.9241 | -9.4333e-05 | 102405535176.59 | 20251585.9406 | 1681482.0299 | 19251852.2306 | 27224019.2081 | 24077.0464 | 466504.5911 | 0 | 26870813.2082 | 69912344.006 | 47716611.3391 | 213399289.6 | 3144235.0165 | 29349065.1606 | 29349065.1606 | 1478867.319 | 12621347.1341 | 0 | 245892589.7771 | 289341869.3909 | 56234.1325 | 92.4096 | 2660.8987 | 3131.0801 | 54.246 | 63.8313
1 | 7000 | 707 | 0.035 | 15 | 15 | 7 | 7.4989e-11 | 0 | Water | Porous | Wet | R245fa | MinimizeLCOE_Brownfield | IgnoreSilica | 170.9371 | 167.4581 | 23.5383 | 4 | 2640.3252 | 3101.7995 | 53.8266 | 63.2344 | 235.3566 | -5.4046e-05 | 102956662420.4013 | 20456012.1433 | 1698014.3635 | 19469172.3753 | 27804438.4036 | 24077.0464 | 320342.7271 | 0 | 27211102.2531 | 70797706.2979 | 48320889.2957 | 216101754.9057 | 3144235.0165 | 29349065.1606 | 29349065.1606 | 1478867.319 | 12621347.1341 | 0 | 248595055.0829 | 292044334.6967 | 74989.4209 | 94.1532 | 2640.3252 | 3101.7995 | 53.8266 | 63.2344
1 | 7000 | 707 | 0.035 | 15 | 15 | 7 | 1e-10 | 0 | Water | Porous | Wet | R245fa | MinimizeLCOE_Brownfield | IgnoreSilica | 172.5112 | 168.649 | 23.7932 | 4 | 2624.4158 | 3080.9461 | 53.5023 | 62.8093 | 235.0421 | -2.027e-05 | 103869027360.637 | 20560040.7152 | 1706422.4248 | 19579859.4172 | 28112875.8913 | 24077.0464 | 169123.4837 | 0 | 27359435.6016 | 71183639.2435 | 48584296.4612 | 217279770.2849 | 3144235.0165 | 29349065.1606 | 29349065.1606 | 1478867.319 | 12621347.1341 | 0 | 249773070.4621 | 293222350.0758 | 100000 | 95.1728 | 2624.4158 | 3080.9461 | 53.5023 | 62.8093
1 | 7000 | 707 | 0.035 | 15 | 15 | 7 | 1.3335e-10 | 0 | Water | Porous | Wet | R245fa | MinimizeLCOE_Brownfield | IgnoreSilica | 176.5474 | 171.7336 | 24.2788 | 4 | 2610.0477 | 3057.4471 | 53.2094 | 62.3302 | 234.2859 | 0.00067618 | 104297341070.435 | 20828628.129 | 1728205.5546 | 19865833.429 | 28900981.1216 | 24077.0464 | 0 | 0 | 27825612.8594 | 72396536.8422 | 49412123.9949 | 220981998.9772 | 3144235.0165 | 29349065.1606 | 29349065.1606 | 1478867.319 | 12621347.1341 | 0 | 253475299.1543 | 296924578.7681 | 133352.1432 | 97.1152 | 2610.0477 | 3057.4471 | 53.2094 | 62.3302
1 | 7000 | 707 | 0.035 | 15 | 15 | 7 | 1.7783e-10 | 0 | Water | Porous | Wet | R245fa | MinimizeLCOE_Brownfield | IgnoreSilica | 187.0863 | 179.5707 | 25.3868 | 4 | 2604.9839 | 3032.8571 | 53.1061 | 61.8289 | 232.2672 | 0.0018306 | 101655068700.1363 | 21505075.3544 | 1783062.5821 | 20587847.0837 | 31016384.4211 | 24077.0464 | 0 | 0 | 29217414.1302 | 76017718.2512 | 51883654.7143 | 232035233.5835 | 3144235.0165 | 29349065.1606 | 29349065.1606 | 1478867.319 | 12621347.1341 | 0 | 264528533.7607 | 307977813.3745 | 177827.941 | 101.5471 | 2604.9839 | 3032.8571 | 53.1061 | 61.8289
1 | 7000 | 707 | 0.035 | 15 | 15 | 7 | 2.3714e-10 | 0 | Water | Porous | Wet | R245fa | MinimizeLCOE_Brownfield | IgnoreSilica | 189.936 | 181.6163 | 25.676 | 4 | 2604.8476 | 3027.9014 | 53.1033 | 61.7279 | 231.6946 | 0.62463 | 101197570093.7156 | 21680240.9189 | 1797228.3049 | 20775264.8677 | 31608053.96 | 24077.0464 | 0 | 0 | 29595097.3882 | 77000372.6148 | 52554336.509 | 235034671.6098 | 3144235.0165 | 29349065.1606 | 29349065.1606 | 1478867.319 | 12621347.1341 | 0 | 267527971.7869 | 310977251.4007 | 237137.3706 | 102.7039 | 2604.8476 | 3027.9014 | 53.1033 | 61.7279
1 | 7000 | 707 | 0.035 | 15 | 15 | 7 | 3.1623e-10 | 0 | Water | Porous | Wet | R245fa | MinimizeLCOE_Brownfield | IgnoreSilica | 189.9165 | 181.607 | 25.6746 | 4 | 2604.783 | 3027.8587 | 53.102 | 61.727 | 231.7023 | 1.3374 | 101196100022.3822 | 21679441.8171 | 1797164.416 | 20774408.6371 | 31603185.3852 | 24077.0464 | 0 | 0 | 29592528.1477 | 76993687.9781 | 52549774.1071 | 235014267.5347 | 3144235.0165 | 29349065.1606 | 29349065.1606 | 1478867.319 | 12621347.1341 | 0 | 267507567.7119 | 310956847.3257 | 316227.766 | 102.6986 | 2604.783 | 3027.8587 | 53.102 | 61.727
1 | 7000 | 707 | 0.035 | 15 | 15 | 7 | 4.217e-10 | 0 | Water | Porous | Wet | R245fa | MinimizeLCOE_Brownfield | IgnoreSilica | 189.8971 | 181.5964 | 25.6732 | 4 | 2604.7354 | 3027.8356 | 53.1011 | 61.7265 | 231.709 | 1.8723 | 101197370262.2643 | 21678540.7268 | 1797092.1555 | 20773443.385 | 31598528.0333 | 24077.0464 | 0 | 0 | 29589955.7253 | 76986995.0627 | 52545206.0549 | 234993838.1899 | 3144235.0165 | 29349065.1606 | 29349065.1606 | 1478867.319 | 12621347.1341 | 0 | 267487138.367 | 310936417.9808 | 421696.5034 | 102.6926 | 2604.7354 | 3027.8356 | 53.1011 | 61.7265
1 | 7000 | 707 | 0.035 | 15 | 15 | 7 | 5.6234e-10 | 0 | Water | Porous | Wet | R245fa | MinimizeLCOE_Brownfield | IgnoreSilica | 189.8971 | 181.5989 | 25.6735 | 4 | 2604.7 | 3027.7944 | 53.1003 | 61.7257 | 231.711 | 2.2719 | 101190774493.0954 | 21678755.0198 | 1797109.7457 | 20773672.4622 | 31598085.4495 | 24077.0464 | 0 | 0 | 29589962.8922 | 76987013.7095 | 52545218.7816 | 234993895.1068 | 3144235.0165 | 29349065.1606 | 29349065.1606 | 1478867.319 | 12621347.1341 | 0 | 267487195.2839 | 310936474.8977 | 562341.3252 | 102.6941 | 2604.7 | 3027.7944 | 53.1003 | 61.7257
1 | 7000 | 707 | 0.035 | 15 | 15 | 7 | 7.4989e-10 | 0 | Water | Porous | Wet | R245fa | MinimizeLCOE_Brownfield | IgnoreSilica | 189.8971 | 181.6008 | 25.6738 | 4 | 2604.6737 | 3027.7638 | 53.0998 | 61.7251 | 231.7126 | 2.5715 | 101185786813.7974 | 21678914.3588 | 1797122.825 | 20773842.7941 | 31597756.3909 | 24077.0464 | 0 | 0 | 29589968.2319 | 76987027.6024 | 52545228.2639 | 234993937.5135 | 3144235.0165 | 29349065.1606 | 29349065.1606 | 1478867.319 | 12621347.1341 | 0 | 267487237.6906 | 310936517.3044 | 749894.2093 | 102.6951 | 2604.6737 | 3027.7638 | 53.0998 | 61.7251
1 | 7000 | 707 | 0.035 | 15 | 15 | 7 | 1e-09 | 0 | Water | Porous | Wet | R245fa | MinimizeLCOE_Brownfield | IgnoreSilica | 189.8823 | 181.5916 | 25.6725 | 4 | 2604.6541 | 3027.7657 | 53.0994 | 61.7251 | 231.7167 | 2.7978 | 101189630412.2943 | 21678126.4884 | 1797059.4521 | 20772999.05 | 31594417.6123 | 24077.0464 | 0 | 0 | 29588005.0632 | 76981919.8401 | 52541742.1111 | 234978346.6636 | 3144235.0165 | 29349065.1606 | 29349065.1606 | 1478867.319 | 12621347.1341 | 0 | 267471646.8407 | 310920926.4545 | 1000000 | 102.6899 | 2604.6541 | 3027.7657 | 53.0994 | 61.7251
1 | 7000 | 707 | 0.035 | 15 | 15 | 7 | 1.3335e-09 | 0 | Water | Porous | Wet | R245fa | MinimizeLCOE_Brownfield | IgnoreSilica | 189.8823 | 181.5926 | 25.6726 | 4 | 2604.6395 | 3027.7487 | 53.0991 | 61.7248 | 231.7176 | 2.9663 | 101186796314.1982 | 21678215.1177 | 1797066.7272 | 20773093.7937 | 31594234.6286 | 24077.0464 | 0 | 0 | 29588008.0523 | 76981927.617 | 52541747.4191 | 234978370.4019 | 3144235.0165 | 29349065.1606 | 29349065.1606 | 1478867.319 | 12621347.1341 | 0 | 267471670.579 | 310920950.1928 | 1333521.4322 | 102.6905 | 2604.6395 | 3027.7487 | 53.0991 | 61.7248
1 | 7000 | 707 | 0.035 | 15 | 15 | 7 | 1.7783e-09 | 0 | Water | Porous | Wet | R245fa | MinimizeLCOE_Brownfield | IgnoreSilica | 189.8823 | 181.5934 | 25.6727 | 4 | 2604.6286 | 3027.7359 | 53.0989 | 61.7245 | 231.7182 | 3.0926 | 101184664253.2947 | 21678281.3396 | 1797072.163 | 20773164.584 | 31594097.9119 | 24077.0464 | 0 | 0 | 29588010.2875 | 76981933.4327 | 52541751.3883 | 234978388.1534 | 3144235.0165 | 29349065.1606 | 29349065.1606 | 1478867.319 | 12621347.1341 | 0 | 267471688.3305 | 310920967.9443 | 1778279.41 | 102.6909 | 2604.6286 | 3027.7359 | 53.0989 | 61.7245
1 | 7000 | 707 | 0.035 | 15 | 15 | 7 | 2.3714e-09 | 0 | Water | Porous | Wet | R245fa | MinimizeLCOE_Brownfield | IgnoreSilica | 189.8628 | 181.5801 | 25.6708 | 4 | 2604.6204 | 3027.7589 | 53.0987 | 61.725 | 231.7226 | 3.1893 | 101193048551.0371 | 21677140.9131 | 1796980.2566 | 20771943.4916 | 31589935.577 | 24077.0464 | 0 | 0 | 29585430.141 | 76975220.4207 | 52537169.6197 | 234957897.4661 | 3144235.0165 | 29349065.1606 | 29349065.1606 | 1478867.319 | 12621347.1341 | 0 | 267451197.6432 | 310900477.257 | 2371373.7057 | 102.6834 | 2604.6204 | 3027.7589 | 53.0987 | 61.725
1 | 7000 | 707 | 0.035 | 15 | 15 | 7 | 3.1623e-09 | 0 | Water | Porous | Wet | R245fa | MinimizeLCOE_Brownfield | IgnoreSilica | 189.8628 | 181.5805 | 25.6709 | 4 | 2604.6143 | 3027.7517 | 53.0986 | 61.7248 | 231.7229 | 3.2604 | 101191844819.1594 | 21677177.9898 | 1796983.3 | 20771983.1259 | 31589859.0506 | 24077.0464 | 0 | 0 | 29585431.4 | 76975223.6962 | 52537171.8554 | 234957907.4643 | 3144235.0165 | 29349065.1606 | 29349065.1606 | 1478867.319 | 12621347.1341 | 0 | 267451207.6414 | 310900487.2552 | 3162277.6602 | 102.6836 | 2604.6143 | 3027.7517 | 53.0986 | 61.7248
1 | 7000 | 707 | 0.035 | 15 | 15 | 7 | 4.217e-09 | 0 | Water | Porous | Wet | R245fa | MinimizeLCOE_Brownfield | IgnoreSilica | 189.8628 | 181.5808 | 25.6709 | 4 | 2604.6097 | 3027.7464 | 53.0985 | 61.7247 | 231.7232 | 3.3136 | 101190940711.8665 | 21677205.7506 | 1796985.5788 | 20772012.8017 | 31589801.7531 | 24077.0464 | 0 | 0 | 29585432.3429 | 76975226.1496 | 52537173.5298 | 234957914.9529 | 3144235.0165 | 29349065.1606 | 29349065.1606 | 1478867.319 | 12621347.1341 | 0 | 267451215.13 | 310900494.7438 | 4216965.0343 | 102.6838 | 2604.6097 | 3027.7464 | 53.0985 | 61.7247
1 | 7000 | 707 | 0.035 | 15 | 15 | 7 | 5.6234e-09 | 0 | Water | Porous | Wet | R245fa | MinimizeLCOE_Brownfield | IgnoreSilica | 189.8628 | 181.5811 | 25.671 | 4 | 2604.6063 | 3027.7424 | 53.0984 | 61.7246 | 231.7234 | 3.3536 | 101190257437.0303 | 21677226.5443 | 1796987.2856 | 20772035.0298 | 31589758.8359 | 24077.0464 | 0 | 0 | 29585433.0494 | 76975227.9877 | 52537174.7844 | 234957920.5636 | 3144235.0165 | 29349065.1606 | 29349065.1606 | 1478867.319 | 12621347.1341 | 0 | 267451220.7407 | 310900500.3545 | 5623413.2519 | 102.6839 | 2604.6063 | 3027.7424 | 53.0984 | 61.7246
1 | 7000 | 707 | 0.035 | 15 | 15 | 7 | 7.4989e-09 | 0 | Water | Porous | Wet | R245fa | MinimizeLCOE_Brownfield | IgnoreSilica | 189.8628 | 181.5812 | 25.671 | 4 | 2604.6037 | 3027.7394 | 53.0984 | 61.7246 | 231.7236 | 3.3836 | 101189752398.2594 | 21677242.1238 | 1796988.5645 | 20772051.684 | 31589726.6808 | 24077.0464 | 0 | 0 | 29585433.5788 | 76975229.3652 | 52537175.7246 | 234957924.7681 | 3144235.0165 | 29349065.1606 | 29349065.1606 | 1478867.319 | 12621347.1341 | 0 | 267451224.9453 | 310900504.5591 | 7498942.0933 | 102.684 | 2604.6037 | 3027.7394 | 53.0984 | 61.7246
1 | 7000 | 707 | 0.035 | 15 | 15 | 7 | 1e-08 | 0 | Water | Porous | Wet | R245fa | MinimizeLCOE_Brownfield | IgnoreSilica | 189.8628 | 181.5814 | 25.671 | 4 | 2604.6018 | 3027.7372 | 53.0983 | 61.7245 | 231.7237 | 3.406 | 101189370486.902 | 21677253.7992 | 1796989.5228 | 20772064.1648 | 31589702.5838 | 24077.0464 | 0 | 0 | 29585433.9756 | 76975230.3976 | 52537176.4292 | 234957927.9195 | 3144235.0165 | 29349065.1606 | 29349065.1606 | 1478867.319 | 12621347.1341 | 0 | 267451228.0967 | 310900507.7104 | 10000000 | 102.6841 | 2604.6018 | 3027.7372 | 53.0983 | 61.7245

## Water (R600a)
Time [year] | Depth [m] | Res Length [m] | Temp Gradient [C/m] | Temp Surface Air [C] | Temp Surface Rock [C] | dT Approach [C] | Transmissivity [m^3] | Config Number [-] | Fluid | Reservoir | Cooling Wet/Dry | orcFluid | Method | Silica? | mass flow [kg/s] | Reservoir Heat [MWth] | Electric Power I-P Pair [MWe] | N_IP_Multiplier | SpCC (Brownfield) [$/kWe] | SpCC (Greenfield) [$/kWe] | LCOE (Brownfield) [$/MWh] | LCOE (Greenfield) [$/MWh] | Temp Production [C] | dP Surface [Mpa] | dW/dmdot [MW/(kg/s)] | C_T_G_N | C_pump_orc_N | C_coolingTowers_N | C_heatExchanger_N | C_recuperator_N | C_pump_prod_N | C_pump_inj_N | C_plant_otherEquipment_N | C_plant_installation_N | C_plant_indirectContingency_N | C_surfacePlant_N | C_gatheringSystem_N | C_wells_production_N | C_wells_injection_N | C_wellfield_N | C_exploration_N | C_stimulation_N | CapitalCost_N (Brownfield) | CapitalCost_N (Greenfield) | Trans [mD-m] | Electric Power 5-spot [MW] | Sp CC (Brownfield) [$/kWe] | Sp CC (Greenfield) [$/kWe] | LCOE (Brownfield) [$/MWh] | LCOE (Greenfield) [$/MWh]
1 | 1000 | 707 | 0.035 | 15 | 15 | 7 | 1e-13 | 0 | Water | Porous | Wet | R600a | MinimizeLCOE_Brownfield | IgnoreSilica | 0 | 0 | 0 | 0 | [5 empty] | 0 | 0 | 0 | 0 | 0 | 0 | 0 | 0 | 0 | 0 | 0 | 0 | 0 | 0 | 0 | 0 | 0 | 0 | 0 | 0 | 0 | 100 | 0
1 | 1000 | 707 | 0.035 | 15 | 15 | 7 | 1.3335e-13 | 0 | Water | Porous | Wet | R600a | MinimizeLCOE_Brownfield | IgnoreSilica | 0 | 0 | 0 | 0 | [5 empty] | 0 | 0 | 0 | 0 | 0 | 0 | 0 | 0 | 0 | 0 | 0 | 0 | 0 | 0 | 0 | 0 | 0 | 0 | 0 | 0 | 0 | 133.3521 | 0
1 | 1000 | 707 | 0.035 | 15 | 15 | 7 | 1.7783e-13 | 0 | Water | Porous | Wet | R600a | MinimizeLCOE_Brownfield | IgnoreSilica | 0 | 0 | 0 | 0 | [5 empty] | 0 | 0 | 0 | 0 | 0 | 0 | 0 | 0 | 0 | 0 | 0 | 0 | 0 | 0 | 0 | 0 | 0 | 0 | 0 | 0 | 0 | 177.8279 | 0
1 | 1000 | 707 | 0.035 | 15 | 15 | 7 | 2.3714e-13 | 0 | Water | Porous | Wet | R600a | MinimizeLCOE_Brownfield | IgnoreSilica | 0 | 0 | 0 | 0 | [5 empty] | 0 | 0 | 0 | 0 | 0 | 0 | 0 | 0 | 0 | 0 | 0 | 0 | 0 | 0 | 0 | 0 | 0 | 0 | 0 | 0 | 0 | 237.1374 | 0
1 | 1000 | 707 | 0.035 | 15 | 15 | 7 | 3.1623e-13 | 0 | Water | Porous | Wet | R600a | MinimizeLCOE_Brownfield | IgnoreSilica | 0 | 0 | 0 | 0 | [5 empty] | 0 | 0 | 0 | 0 | 0 | 0 | 0 | 0 | 0 | 0 | 0 | 0 | 0 | 0 | 0 | 0 | 0 | 0 | 0 | 0 | 0 | 316.2278 | 0
1 | 1000 | 707 | 0.035 | 15 | 15 | 7 | 4.217e-13 | 0 | Water | Porous | Wet | R600a | MinimizeLCOE_Brownfield | IgnoreSilica | 0 | 0 | 0 | 0 | [5 empty] | 0 | 0 | 0 | 0 | 0 | 0 | 0 | 0 | 0 | 0 | 0 | 0 | 0 | 0 | 0 | 0 | 0 | 0 | 0 | 0 | 0 | 421.6965 | 0
1 | 1000 | 707 | 0.035 | 15 | 15 | 7 | 5.6234e-13 | 0 | Water | Porous | Wet | R600a | MinimizeLCOE_Brownfield | IgnoreSilica | 0 | 0 | 0 | 0 | [5 empty] | 0 | 0 | 0 | 0 | 0 | 0 | 0 | 0 | 0 | 0 | 0 | 0 | 0 | 0 | 0 | 0 | 0 | 0 | 0 | 0 | 0 | 562.3413 | 0
1 | 1000 | 707 | 0.035 | 15 | 15 | 7 | 7.4989e-13 | 0 | Water | Porous | Wet | R600a | MinimizeLCOE_Brownfield | IgnoreSilica | 0 | 0 | 0 | 0 | [5 empty] | 0 | 0 | 0 | 0 | 0 | 0 | 0 | 0 | 0 | 0 | 0 | 0 | 0 | 0 | 0 | 0 | 0 | 0 | 0 | 0 | 0 | 749.8942 | 0
1 | 1000 | 707 | 0.035 | 15 | 15 | 7 | 1e-12 | 0 | Water | Porous | Wet | R600a | MinimizeLCOE_Brownfield | IgnoreSilica | 0 | 0 | 0 | 0 | [5 empty] | 0 | 0 | 0 | 0 | 0 | 0 | 0 | 0 | 0 | 0 | 0 | 0 | 0 | 0 | 0 | 0 | 0 | 0 | 0 | 0 | 0 | 1000 | 0
1 | 1000 | 707 | 0.035 | 15 | 15 | 7 | 1.3335e-12 | 0 | Water | Porous | Wet | R600a | MinimizeLCOE_Brownfield | IgnoreSilica | 0 | 0 | 0 | 0 | [5 empty] | 0 | 0 | 0 | 0 | 0 | 0 | 0 | 0 | 0 | 0 | 0 | 0 | 0 | 0 | 0 | 0 | 0 | 0 | 0 | 0 | 0 | 1333.5214 | 0
1 | 1000 | 707 | 0.035 | 15 | 15 | 7 | 1.7783e-12 | 0 | Water | Porous | Wet | R600a | MinimizeLCOE_Brownfield | IgnoreSilica | 0 | 0 | 0 | 0 | [5 empty] | 0 | 0 | 0 | 0 | 0 | 0 | 0 | 0 | 0 | 0 | 0 | 0 | 0 | 0 | 0 | 0 | 0 | 0 | 0 | 0 | 0 | 1778.2794 | 0
1 | 1000 | 707 | 0.035 | 15 | 15 | 7 | 2.3714e-12 | 0 | Water | Porous | Wet | R600a | MinimizeLCOE_Brownfield | IgnoreSilica | 0 | 0 | 0 | 0 | [5 empty] | 0 | 0 | 0 | 0 | 0 | 0 | 0 | 0 | 0 | 0 | 0 | 0 | 0 | 0 | 0 | 0 | 0 | 0 | 0 | 0 | 0 | 2371.3737 | 0
1 | 1000 | 707 | 0.035 | 15 | 15 | 7 | 3.1623e-12 | 0 | Water | Porous | Wet | R600a | MinimizeLCOE_Brownfield | IgnoreSilica | 0 | 0 | 0 | 0 | [5 empty] | 0 | 0 | 0 | 0 | 0 | 0 | 0 | 0 | 0 | 0 | 0 | 0 | 0 | 0 | 0 | 0 | 0 | 0 | 0 | 0 | 0 | 3162.2777 | 0
1 | 1000 | 707 | 0.035 | 15 | 15 | 7 | 4.217e-12 | 0 | Water | Porous | Wet | R600a | MinimizeLCOE_Brownfield | IgnoreSilica | 0 | 0 | 0 | 0 | [5 empty] | 0 | 0 | 0 | 0 | 0 | 0 | 0 | 0 | 0 | 0 | 0 | 0 | 0 | 0 | 0 | 0 | 0 | 0 | 0 | 0 | 0 | 4216.965 | 0
1 | 1000 | 707 | 0.035 | 15 | 15 | 7 | 5.6234e-12 | 0 | Water | Porous | Wet | R600a | MinimizeLCOE_Brownfield | IgnoreSilica | 0 | 0 | 0 | 0 | [5 empty] | 0 | 0 | 0 | 0 | 0 | 0 | 0 | 0 | 0 | 0 | 0 | 0 | 0 | 0 | 0 | 0 | 0 | 0 | 0 | 0 | 0 | 5623.4133 | 0
1 | 1000 | 707 | 0.035 | 15 | 15 | 7 | 7.4989e-12 | 0 | Water | Porous | Wet | R600a | MinimizeLCOE_Brownfield | IgnoreSilica | 0 | 0 | 0 | 0 | [5 empty] | 0 | 0 | 0 | 0 | 0 | 0 | 0 | 0 | 0 | 0 | 0 | 0 | 0 | 0 | 0 | 0 | 0 | 0 | 0 | 0 | 0 | 7498.9421 | 0
1 | 1000 | 707 | 0.035 | 15 | 15 | 7 | 1e-11 | 0 | Water | Porous | Wet | R600a | MinimizeLCOE_Brownfield | IgnoreSilica | 0 | 0 | 0 | 0 | [5 empty] | 0 | 0 | 0 | 0 | 0 | 0 | 0 | 0 | 0 | 0 | 0 | 0 | 0 | 0 | 0 | 0 | 0 | 0 | 0 | 0 | 0 | 10000 | 0
1 | 1000 | 707 | 0.035 | 15 | 15 | 7 | 1.3335e-11 | 0 | Water | Porous | Wet | R600a | MinimizeLCOE_Brownfield | IgnoreSilica | 0 | 0 | 0 | 0 | [5 empty] | 0 | 0 | 0 | 0 | 0 | 0 | 0 | 0 | 0 | 0 | 0 | 0 | 0 | 0 | 0 | 0 | 0 | 0 | 0 | 0 | 0 | 13335.2143 | 0
1 | 1000 | 707 | 0.035 | 15 | 15 | 7 | 1.7783e-11 | 0 | Water | Porous | Wet | R600a | MinimizeLCOE_Brownfield | IgnoreSilica | 0 | 0 | 0 | 0 | [5 empty] | 0 | 0 | 0 | 0 | 0 | 0 | 0 | 0 | 0 | 0 | 0 | 0 | 0 | 0 | 0 | 0 | 0 | 0 | 0 | 0 | 0 | 17782.7941 | 0
1 | 1000 | 707 | 0.035 | 15 | 15 | 7 | 2.3714e-11 | 0 | Water | Porous | Wet | R600a | MinimizeLCOE_Brownfield | IgnoreSilica | 0.86115 | 0.016435 | 2.5599e-05 | 4 | 63698487.1476 | 129043502.6702 | 1298579.8191 | 2630726.3462 | 45.6037 | -6.0206e-07 | 2587754.6588 | 11022.3782 | 491.1582 | 13496.9576 | 32033.9533 | 24077.0464 | 10904.5069 | 0 | 35890.1402 | 93378.7828 | 63732.938 | 285027.8617 | 3144235.0165 | 3093179.1987 | 3093179.1987 | 1478867.319 | 2118992.7493 | 0 | 6522442.0769 | 13213481.3439 | 23713.7371 | 0.0001024 | 63698487.1476 | 129043502.6702 | 1298579.8191 | 2630726.3462
1 | 1000 | 707 | 0.035 | 15 | 15 | 7 | 3.1623e-11 | 0 | Water | Porous | Wet | R600a | MinimizeLCOE_Brownfield | IgnoreSilica | 1.2316 | 0.026908 | 8.6705e-05 | 4 | 18964804.1122 | 38257359.8867 | 386623.1836 | 779928.0282 | 46.7511 | -6.5775e-07 | 290063.3135 | 15761.8899 | 714.7242 | 20004.3648 | 36671.0172 | 24077.0464 | 12530.8765 | 0 | 42806.3684 | 111373.3897 | 76014.627 | 339954.3041 | 3144235.0165 | 3093179.1987 | 3093179.1987 | 1478867.319 | 2118992.7493 | 0 | 6577368.5193 | 13268407.7863 | 31622.7766 | 0.00034682 | 18964804.1122 | 38257359.8867 | 386623.1836 | 779928.0282
1 | 1000 | 707 | 0.035 | 15 | 15 | 7 | 4.217e-11 | 0 | Water | Porous | Wet | R600a | MinimizeLCOE_Brownfield | IgnoreSilica | 1.7069 | 0.040488 | 0.00017632 | 4 | 9418028.5959 | 18905290.4331 | 191999.2518 | 385409.9168 | 47.5252 | -6.8992e-07 | 363020.6677 | 21129.879 | 970.3373 | 27721.2798 | 42618.474 | 24077.0464 | 14178.5228 | 0 | 50971.2603 | 132616.7637 | 90513.6662 | 404797.2295 | 3144235.0165 | 3093179.1987 | 3093179.1987 | 1478867.319 | 2118992.7493 | 0 | 6642211.4447 | 13333250.7118 | 42169.6503 | 0.00070527 | 9418028.5959 | 18905290.4331 | 191999.2518 | 385409.9168
1 | 1000 | 707 | 0.035 | 15 | 15 | 7 | 5.6234e-11 | 0 | Water | Porous | Wet | R600a | MinimizeLCOE_Brownfield | IgnoreSilica | 2.2988 | 0.057488 | 0.00030148 | 4 | 5570191.5956 | 11118601.956 | 113555.8899 | 226667.7399 | 48.056 | -6.9871e-07 | 4100001.5361 | 27109.1232 | 1256.8554 | 36680.477 | 50025.1408 | 24077.0464 | 15792.4549 | 0 | 60427.0281 | 157218.7318 | 107305.015 | 479891.8726 | 3144235.0165 | 3093179.1987 | 3093179.1987 | 1478867.319 | 2118992.7493 | 0 | 6717306.0878 | 13408345.3548 | 56234.1325 | 0.0012059 | 5570191.5956 | 11118601.956 | 113555.8899 | 226667.7399
1 | 1000 | 707 | 0.035 | 15 | 15 | 7 | 7.4989e-11 | 0 | Water | Porous | Wet | R600a | MinimizeLCOE_Brownfield | IgnoreSilica | 3.0714 | 0.07973 | 0.00047238 | 4 | 3603846.4649 | 7144989.1432 | 73469.2847 | 145660.268 | 48.4484 | -7.0099e-07 | 8252742.1758 | 34147.8827 | 1595.7007 | 47636.2886 | 59689.7239 | 24077.0464 | 17566.9197 | 0 | 72038.2892 | 187428.8514 | 127924.0424 | 572104.7451 | 3144235.0165 | 3093179.1987 | 3093179.1987 | 1478867.319 | 2118992.7493 | 0 | 6809518.9603 | 13500558.2273 | 74989.4209 | 0.0018895 | 3603846.4649 | 7144989.1432 | 73469.2847 | 145660.268
1 | 1000 | 707 | 0.035 | 15 | 15 | 7 | 1e-10 | 0 | Water | Porous | Wet | R600a | MinimizeLCOE_Brownfield | IgnoreSilica | 4.0971 | 0.10931 | 0.00070292 | 4 | 2463069.5126 | 4842782.6899 | 50213.0036 | 98726.6755 | 48.7447 | -7.0235e-07 | 10715804.9235 | 42612.7896 | 2004.6788 | 61300.9109 | 72522.8388 | 24077.0464 | 19613.3846 | 0 | 86631.3432 | 225396.9844 | 153838.0733 | 687998.0499 | 3144235.0165 | 3093179.1987 | 3093179.1987 | 1478867.319 | 2118992.7493 | 0 | 6925412.2651 | 13616451.5322 | 100000 | 0.0028117 | 2463069.5126 | 4842782.6899 | 50213.0036 | 98726.6755
1 | 1000 | 707 | 0.035 | 15 | 15 | 7 | 1.3335e-10 | 0 | Water | Porous | Wet | R600a | MinimizeLCOE_Brownfield | IgnoreSilica | 5.407 | 0.14712 | 0.0010106 | 4 | 1747906.6671 | 3403109.1239 | 35633.4416 | 69376.9825 | 48.9618 | -6.954e-07 | 15761810.109 | 52445.9969 | 2481.1515 | 77732.0094 | 88912.2621 | 24077.0464 | 21806.3161 | 0 | 104307.3651 | 271386.3676 | 185226.7723 | 828375.2874 | 3144235.0165 | 3093179.1987 | 3093179.1987 | 1478867.319 | 2118992.7493 | 0 | 7065789.5026 | 13756828.7696 | 133352.1432 | 0.0040424 | 1747906.6671 | 3403109.1239 | 35633.4416 | 69376.9825
1 | 1000 | 707 | 0.035 | 15 | 15 | 7 | 1.7783e-10 | 0 | Water | Porous | Wet | R600a | MinimizeLCOE_Brownfield | IgnoreSilica | 7.1003 | 0.19598 | 0.0014172 | 4 | 1276921.3177 | 2457235.2943 | 26031.7682 | 50094.0651 | 49.1224 | -6.8564e-07 | 19719705.9295 | 64047.4762 | 3044.5968 | 97766.0949 | 110088.4105 | 24077.0464 | 24255.9797 | 0 | 126079.0458 | 328031.8147 | 223888.4539 | 1001278.9189 | 3144235.0165 | 3093179.1987 | 3093179.1987 | 1478867.319 | 2118992.7493 | 0 | 7238693.1341 | 13929732.4012 | 177827.941 | 0.0056689 | 1276921.3177 | 2457235.2943 | 26031.7682 | 50094.0651
1 | 1000 | 707 | 0.035 | 15 | 15 | 7 | 2.3714e-10 | 0 | Water | Porous | Wet | R600a | MinimizeLCOE_Brownfield | IgnoreSilica | 9.1077 | 0.25366 | 0.0019383 | 4 | 958769.3777 | 1821786.3267 | 19545.8106 | 37139.5784 | 49.2237 | -6.5928e-07 | 25803338.5765 | 76616.8989 | 3655.9923 | 120163.557 | 135108.1204 | 24077.0464 | 26527.35 | 0 | 150598.0963 | 391825.3547 | 267428.8558 | 1196001.2716 | 3144235.0165 | 3093179.1987 | 3093179.1987 | 1478867.319 | 2118992.7493 | 0 | 7433415.4868 | 14124454.7539 | 237137.3706 | 0.0077531 | 958769.3777 | 1821786.3267 | 19545.8106 | 37139.5784
1 | 1000 | 707 | 0.035 | 15 | 15 | 7 | 3.1623e-10 | 0 | Water | Porous | Wet | R600a | MinimizeLCOE_Brownfield | IgnoreSilica | 13.7 | 0.38676 | 0.0026577 | 4 | 740284.3741 | 1369680.4591 | 15091.6983 | 27922.7888 | 49.3783 | -7.7218e-07 | 31567082.8421 | 102743.0165 | 4930.0875 | 168374.9574 | 192699.9127 | 24077.0464 | 34243.8737 | 0 | 205556.8687 | 534816.8069 | 365023.4601 | 1632466.03 | 3144235.0165 | 3093179.1987 | 3093179.1987 | 1478867.319 | 2118992.7493 | 0 | 7869880.2452 | 14560919.5122 | 316227.766 | 0.010631 | 740284.3741 | 1369680.4591 | 15091.6983 | 27922.7888
1 | 1000 | 707 | 0.035 | 15 | 15 | 7 | 4.217e-10 | 0 | Water | Porous | Wet | R600a | MinimizeLCOE_Brownfield | IgnoreSilica | 15.3876 | 0.43556 | 0.0035368 | 4 | 566374.0449 | 1039337.0086 | 11546.301 | 21188.2907 | 49.409 | -6.3956e-07 | 40729481.6126 | 111583.8807 | 5361.6758 | 185163.2176 | 213828.3768 | 24077.0464 | 33112.2588 | 0 | 223519.3179 | 581551.4151 | 396920.7905 | 1775117.9796 | 3144235.0165 | 3093179.1987 | 3093179.1987 | 1478867.319 | 2118992.7493 | 0 | 8012532.1948 | 14703571.4618 | 421696.5034 | 0.014147 | 566374.0449 | 1039337.0086 | 11546.301 | 21188.2907
1 | 1000 | 707 | 0.035 | 15 | 15 | 7 | 5.6234e-10 | 0 | Water | Porous | Wet | R600a | MinimizeLCOE_Brownfield | IgnoreSilica | 19.3272 | 0.54946 | 0.0046313 | 4 | 451018.7405 | 812202.0139 | 9194.6271 | 16557.8366 | 49.4592 | -6.1393e-07 | 49435063.2654 | 131120.4933 | 6316.0102 | 222970.56 | 263141.7269 | 24077.0464 | 36159.5371 | 0 | 266676.2958 | 693837.0189 | 473558.0223 | 2117856.711 | 3144235.0165 | 3093179.1987 | 3093179.1987 | 1478867.319 | 2118992.7493 | 0 | 8355270.9262 | 15046310.1933 | 562341.3252 | 0.018525 | 451018.7405 | 812202.0139 | 9194.6271 | 16557.8366
1 | 1000 | 707 | 0.035 | 15 | 15 | 7 | 7.4989e-10 | 0 | Water | Porous | Wet | R600a | MinimizeLCOE_Brownfield | IgnoreSilica | 23.7487 | 0.67731 | 0.0059319 | 4 | 367835.4228 | 649830.8608 | 7498.8226 | 13247.6811 | 49.496 | -5.8338e-07 | 59002796.0569 | 151629.0069 | 7318.4942 | 263582.9342 | 318492.4139 | 24077.0464 | 38964.3928 | 0 | 313585.0724 | 815884.0334 | 556857.6175 | 2490391.0116 | 3144235.0165 | 3093179.1987 | 3093179.1987 | 1478867.319 | 2118992.7493 | 0 | 8727805.2268 | 15418844.4939 | 749894.2093 | 0.023727 | 367835.4228 | 649830.8608 | 7498.8226 | 13247.6811
1 | 1000 | 707 | 0.035 | 15 | 15 | 7 | 1e-09 | 0 | Water | Porous | Wet | R600a | MinimizeLCOE_Brownfield | IgnoreSilica | 28.4233 | 0.81251 | 0.0073998 | 4 | 307798.0255 | 533851.3285 | 6274.8791 | 10883.2814 | 49.5229 | -5.4859e-07 | 68835913.8601 | 172070.372 | 8318.1474 | 304887.0619 | 377018.2679 | 24077.0464 | 41295.7153 | 0 | 361789.9782 | 941303.3101 | 642458.851 | 2873218.7501 | 3144235.0165 | 3093179.1987 | 3093179.1987 | 1478867.319 | 2118992.7493 | 0 | 9110632.9653 | 15801672.2324 | 1000000 | 0.029599 | 307798.0255 | 533851.3285 | 6274.8791 | 10883.2814
1 | 1000 | 707 | 0.035 | 15 | 15 | 7 | 1.3335e-09 | 0 | Water | Porous | Wet | R600a | MinimizeLCOE_Brownfield | IgnoreSilica | 33.0714 | 0.94697 | 0.0089625 | 4 | 264492.9508 | 451132.9107 | 5392.0466 | 9196.9546 | 49.5423 | -5.1153e-07 | 78423285.7456 | 191399.1231 | 9263.6555 | 344617.1441 | 435219.8099 | 24077.0464 | 43013.7071 | 0 | 408560.2896 | 1062990.0663 | 725512.5625 | 3244653.4044 | 3144235.0165 | 3093179.1987 | 3093179.1987 | 1478867.319 | 2118992.7493 | 0 | 9482067.6196 | 16173106.8867 | 1333521.4322 | 0.03585 | 264492.9508 | 451132.9107 | 5392.0466 | 9196.9546
1 | 1000 | 707 | 0.035 | 15 | 15 | 7 | 1.7783e-09 | 0 | Water | Porous | Wet | R600a | MinimizeLCOE_Brownfield | IgnoreSilica | 37.4 | 1.0722 | 0.010525 | 4 | 233263.5682 | 392189.2316 | 4755.3934 | 7995.308 | 49.5564 | -4.7405e-07 | 87655596.21 | 208668.7977 | 10108.5739 | 380617.0873 | 489429.8327 | 24077.0464 | 44051.582 | 0 | 451211.6388 | 1173960.1279 | 801251.9098 | 3583376.5966 | 3144235.0165 | 3093179.1987 | 3093179.1987 | 1478867.319 | 2118992.7493 | 0 | 9820790.8117 | 16511830.0788 | 1778279.41 | 0.042102 | 233263.5682 | 392189.2316 | 4755.3934 | 7995.308
1 | 1000 | 707 | 0.035 | 15 | 15 | 7 | 2.3714e-09 | 0 | Water | Porous | Wet | R600a | MinimizeLCOE_Brownfield | IgnoreSilica | 41.242 | 1.1834 | 0.012003 | 4 | 210712.0399 | 350079.5237 | 4295.6499 | 7136.8446 | 49.5667 | -4.3886e-07 | 95844619.9284 | 223495.6789 | 10834.036 | 411873.7943 | 537551.1094 | 24077.0464 | 44529.6064 | 0 | 488420.8958 | 1270770.982 | 867327.307 | 3878880.4562 | 3144235.0165 | 3093179.1987 | 3093179.1987 | 1478867.319 | 2118992.7493 | 0 | 10116294.6714 | 16807333.9385 | 2371373.7057 | 0.04801 | 210712.0399 | 350079.5237 | 4295.6499 | 7136.8446
1 | 1000 | 707 | 0.035 | 15 | 15 | 7 | 3.1623e-09 | 0 | Water | Porous | Wet | R600a | MinimizeLCOE_Brownfield | IgnoreSilica | 44.4797 | 1.2771 | 0.013327 | 4 | 194376.809 | 319894.9261 | 3962.6342 | 6521.4908 | 49.574 | -4.0695e-07 | 102780447.1477 | 235669.4581 | 11429.7026 | 437763.7283 | 578108.9667 | 24077.0464 | 44550.1723 | 0 | 519323.639 | 1351173.5808 | 922203.7327 | 4124300.0268 | 3144235.0165 | 3093179.1987 | 3093179.1987 | 1478867.319 | 2118992.7493 | 0 | 10361714.242 | 17052753.5091 | 3162277.6602 | 0.053307 | 194376.809 | 319894.9261 | 3962.6342 | 6521.4908
1 | 1000 | 707 | 0.035 | 15 | 15 | 7 | 4.217e-09 | 0 | Water | Porous | Wet | R600a | MinimizeLCOE_Brownfield | IgnoreSilica | 47.1392 | 1.3541 | 0.014468 | 4 | 182493.6296 | 298114.5687 | 3720.3795 | 6077.4687 | 49.5794 | -3.7964e-07 | 108750768.5798 | 245469.6603 | 11909.23 | 458747.0489 | 611424.281 | 24077.0464 | 44312.5941 | 0 | 544416.5456 | 1416460.1765 | 966763.1758 | 4323579.7585 | 3144235.0165 | 3093179.1987 | 3093179.1987 | 1478867.319 | 2118992.7493 | 0 | 10560993.9737 | 17252033.2408 | 4216965.0343 | 0.05787 | 182493.6296 | 298114.5687 | 3720.3795 | 6077.4687
1 | 1000 | 707 | 0.035 | 15 | 15 | 7 | 5.6234e-09 | 0 | Water | Porous | Wet | R600a | MinimizeLCOE_Brownfield | IgnoreSilica | 49.2586 | 1.4154 | 0.015417 | 4 | 173807.8357 | 282309.75 | 3543.3078 | 5755.2661 | 49.5833 | -3.5681e-07 | 113648648.9489 | 253160.5506 | 12285.5431 | 475299.2414 | 637975.1517 | 24077.0464 | 43928.1865 | 0 | 564223.0307 | 1467992.5879 | 1001935.1054 | 4480876.4438 | 3144235.0165 | 3093179.1987 | 3093179.1987 | 1478867.319 | 2118992.7493 | 0 | 10718290.659 | 17409329.9261 | 5623413.2519 | 0.061667 | 173807.8357 | 282309.75 | 3543.3078 | 5755.2661
1 | 1000 | 707 | 0.035 | 15 | 15 | 7 | 7.4989e-09 | 0 | Water | Porous | Wet | R600a | MinimizeLCOE_Brownfield | IgnoreSilica | 50.9371 | 1.464 | 0.016189 | 4 | 167429.4451 | 270756.9945 | 3413.2757 | 5519.7476 | 49.5861 | -3.3853e-07 | 117402673.2147 | 259180.1395 | 12580.0743 | 488305.3686 | 659001.2027 | 24077.0464 | 43522.5814 | 0 | 579799.901 | 1508520.4091 | 1029596.1762 | 4604582.8991 | 3144235.0165 | 3093179.1987 | 3093179.1987 | 1478867.319 | 2118992.7493 | 0 | 10841997.1143 | 17533036.3813 | 7498942.0933 | 0.064756 | 167429.4451 | 270756.9945 | 3413.2757 | 5519.7476
1 | 1000 | 707 | 0.035 | 15 | 15 | 7 | 1e-08 | 0 | Water | Porous | Wet | R600a | MinimizeLCOE_Brownfield | IgnoreSilica | 52.2212 | 1.5012 | 0.016801 | 4 | 162725.7712 | 262287.3925 | 3317.3849 | 5347.0833 | 49.5881 | -3.2372e-07 | 120559322.6021 | 263744.7743 | 12803.412 | 498197.0909 | 675086.8056 | 24077.0464 | 43103.2535 | 0 | 591634.8292 | 1539312.4646 | 1050612.3868 | 4698572.0633 | 3144235.0165 | 3093179.1987 | 3093179.1987 | 1478867.319 | 2118992.7493 | 0 | 10935986.2785 | 17627025.5456 | 10000000 | 0.067205 | 162725.7712 | 262287.3925 | 3317.3849 | 5347.0833
1 | 1100 | 707 | 0.035 | 15 | 15 | 7 | 1e-13 | 0 | Water | Porous | Wet | R600a | MinimizeLCOE_Brownfield | IgnoreSilica | 0 | 0 | 0 | 0 | [5 empty] | 0 | 0 | 0 | 0 | 0 | 0 | 0 | 0 | 0 | 0 | 0 | 0 | 0 | 0 | 0 | 0 | 0 | 0 | 0 | 0 | 0 | 100 | 0
1 | 1100 | 707 | 0.035 | 15 | 15 | 7 | 1.3335e-13 | 0 | Water | Porous | Wet | R600a | MinimizeLCOE_Brownfield | IgnoreSilica | 0 | 0 | 0 | 0 | [5 empty] | 0 | 0 | 0 | 0 | 0 | 0 | 0 | 0 | 0 | 0 | 0 | 0 | 0 | 0 | 0 | 0 | 0 | 0 | 0 | 0 | 0 | 133.3521 | 0
1 | 1100 | 707 | 0.035 | 15 | 15 | 7 | 1.7783e-13 | 0 | Water | Porous | Wet | R600a | MinimizeLCOE_Brownfield | IgnoreSilica | 0 | 0 | 0 | 0 | [5 empty] | 0 | 0 | 0 | 0 | 0 | 0 | 0 | 0 | 0 | 0 | 0 | 0 | 0 | 0 | 0 | 0 | 0 | 0 | 0 | 0 | 0 | 177.8279 | 0
1 | 1100 | 707 | 0.035 | 15 | 15 | 7 | 2.3714e-13 | 0 | Water | Porous | Wet | R600a | MinimizeLCOE_Brownfield | IgnoreSilica | 0 | 0 | 0 | 0 | [5 empty] | 0 | 0 | 0 | 0 | 0 | 0 | 0 | 0 | 0 | 0 | 0 | 0 | 0 | 0 | 0 | 0 | 0 | 0 | 0 | 0 | 0 | 237.1374 | 0
1 | 1100 | 707 | 0.035 | 15 | 15 | 7 | 3.1623e-13 | 0 | Water | Porous | Wet | R600a | MinimizeLCOE_Brownfield | IgnoreSilica | 0 | 0 | 0 | 0 | [5 empty] | 0 | 0 | 0 | 0 | 0 | 0 | 0 | 0 | 0 | 0 | 0 | 0 | 0 | 0 | 0 | 0 | 0 | 0 | 0 | 0 | 0 | 316.2278 | 0
1 | 1100 | 707 | 0.035 | 15 | 15 | 7 | 4.217e-13 | 0 | Water | Porous | Wet | R600a | MinimizeLCOE_Brownfield | IgnoreSilica | 0 | 0 | 0 | 0 | [5 empty] | 0 | 0 | 0 | 0 | 0 | 0 | 0 | 0 | 0 | 0 | 0 | 0 | 0 | 0 | 0 | 0 | 0 | 0 | 0 | 0 | 0 | 421.6965 | 0
1 | 1100 | 707 | 0.035 | 15 | 15 | 7 | 5.6234e-13 | 0 | Water | Porous | Wet | R600a | MinimizeLCOE_Brownfield | IgnoreSilica | 0 | 0 | 0 | 0 | [5 empty] | 0 | 0 | 0 | 0 | 0 | 0 | 0 | 0 | 0 | 0 | 0 | 0 | 0 | 0 | 0 | 0 | 0 | 0 | 0 | 0 | 0 | 562.3413 | 0
1 | 1100 | 707 | 0.035 | 15 | 15 | 7 | 7.4989e-13 | 0 | Water | Porous | Wet | R600a | MinimizeLCOE_Brownfield | IgnoreSilica | 0 | 0 | 0 | 0 | [5 empty] | 0 | 0 | 0 | 0 | 0 | 0 | 0 | 0 | 0 | 0 | 0 | 0 | 0 | 0 | 0 | 0 | 0 | 0 | 0 | 0 | 0 | 749.8942 | 0
1 | 1100 | 707 | 0.035 | 15 | 15 | 7 | 1e-12 | 0 | Water | Porous | Wet | R600a | MinimizeLCOE_Brownfield | IgnoreSilica | 0 | 0 | 0 | 0 | [5 empty] | 0 | 0 | 0 | 0 | 0 | 0 | 0 | 0 | 0 | 0 | 0 | 0 | 0 | 0 | 0 | 0 | 0 | 0 | 0 | 0 | 0 | 1000 | 0
1 | 1100 | 707 | 0.035 | 15 | 15 | 7 | 1.3335e-12 | 0 | Water | Porous | Wet | R600a | MinimizeLCOE_Brownfield | IgnoreSilica | 0 | 0 | 0 | 0 | [5 empty] | 0 | 0 | 0 | 0 | 0 | 0 | 0 | 0 | 0 | 0 | 0 | 0 | 0 | 0 | 0 | 0 | 0 | 0 | 0 | 0 | 0 | 1333.5214 | 0
1 | 1100 | 707 | 0.035 | 15 | 15 | 7 | 1.7783e-12 | 0 | Water | Porous | Wet | R600a | MinimizeLCOE_Brownfield | IgnoreSilica | 0 | 0 | 0 | 0 | [5 empty] | 0 | 0 | 0 | 0 | 0 | 0 | 0 | 0 | 0 | 0 | 0 | 0 | 0 | 0 | 0 | 0 | 0 | 0 | 0 | 0 | 0 | 1778.2794 | 0
1 | 1100 | 707 | 0.035 | 15 | 15 | 7 | 2.3714e-12 | 0 | Water | Porous | Wet | R600a | MinimizeLCOE_Brownfield | IgnoreSilica | 0 | 0 | 0 | 0 | [5 empty] | 0 | 0 | 0 | 0 | 0 | 0 | 0 | 0 | 0 | 0 | 0 | 0 | 0 | 0 | 0 | 0 | 0 | 0 | 0 | 0 | 0 | 2371.3737 | 0
1 | 1100 | 707 | 0.035 | 15 | 15 | 7 | 3.1623e-12 | 0 | Water | Porous | Wet | R600a | MinimizeLCOE_Brownfield | IgnoreSilica | 0 | 0 | 0 | 0 | [5 empty] | 0 | 0 | 0 | 0 | 0 | 0 | 0 | 0 | 0 | 0 | 0 | 0 | 0 | 0 | 0 | 0 | 0 | 0 | 0 | 0 | 0 | 3162.2777 | 0
1 | 1100 | 707 | 0.035 | 15 | 15 | 7 | 4.217e-12 | 0 | Water | Porous | Wet | R600a | MinimizeLCOE_Brownfield | IgnoreSilica | 0 | 0 | 0 | 0 | [5 empty] | 0 | 0 | 0 | 0 | 0 | 0 | 0 | 0 | 0 | 0 | 0 | 0 | 0 | 0 | 0 | 0 | 0 | 0 | 0 | 0 | 0 | 4216.965 | 0
1 | 1100 | 707 | 0.035 | 15 | 15 | 7 | 5.6234e-12 | 0 | Water | Porous | Wet | R600a | MinimizeLCOE_Brownfield | IgnoreSilica | 0 | 0 | 0 | 0 | [5 empty] | 0 | 0 | 0 | 0 | 0 | 0 | 0 | 0 | 0 | 0 | 0 | 0 | 0 | 0 | 0 | 0 | 0 | 0 | 0 | 0 | 0 | 5623.4133 | 0
1 | 1100 | 707 | 0.035 | 15 | 15 | 7 | 7.4989e-12 | 0 | Water | Porous | Wet | R600a | MinimizeLCOE_Brownfield | IgnoreSilica | 0 | 0 | 0 | 0 | [5 empty] | 0 | 0 | 0 | 0 | 0 | 0 | 0 | 0 | 0 | 0 | 0 | 0 | 0 | 0 | 0 | 0 | 0 | 0 | 0 | 0 | 0 | 7498.9421 | 0
1 | 1100 | 707 | 0.035 | 15 | 15 | 7 | 1e-11 | 0 | Water | Porous | Wet | R600a | MinimizeLCOE_Brownfield | IgnoreSilica | 0 | 0 | 0 | 0 | [5 empty] | 0 | 0 | 0 | 0 | 0 | 0 | 0 | 0 | 0 | 0 | 0 | 0 | 0 | 0 | 0 | 0 | 0 | 0 | 0 | 0 | 0 | 10000 | 0
1 | 1100 | 707 | 0.035 | 15 | 15 | 7 | 1.3335e-11 | 0 | Water | Porous | Wet | R600a | MinimizeLCOE_Brownfield | IgnoreSilica | 0.82225 | 0.020512 | 4.0859e-05 | 4 | 41682807.2588 | 84890064.2509 | 849760.4061 | 1730598.7821 | 48.0308 | -1.0188e-06 | 3133807.5261 | 13452.3295 | 610.5509 | 16084.1325 | 33341.9797 | 24077.0464 | 12640.1784 | 0 | 39080.4248 | 101679.2487 | 69398.1766 | 310364.0673 | 3144235.0165 | 3357904.6176 | 3357904.6176 | 1478867.319 | 2224882.9169 | 0 | 6812503.7015 | 13874158.555 | 13335.2143 | 0.00016344 | 41682807.2588 | 84890064.2509 | 849760.4061 | 1730598.7821
1 | 1100 | 707 | 0.035 | 15 | 15 | 7 | 1.7783e-11 | 0 | Water | Porous | Wet | R600a | MinimizeLCOE_Brownfield | IgnoreSilica | 1.1732 | 0.033313 | 0.00013624 | 4 | 12619078.486 | 25576980.4976 | 257256.9835 | 521421.3429 | 49.4449 | -1.1025e-06 | 2871525.6461 | 19204.6768 | 887.5076 | 23680.9087 | 38576.6606 | 24077.0464 | 14605.2339 | 0 | 47202.4932 | 122811.2048 | 83821.1708 | 374866.9028 | 3144235.0165 | 3357904.6176 | 3357904.6176 | 1478867.319 | 2224882.9169 | 0 | 6877006.5369 | 13938661.3905 | 17782.7941 | 0.00054497 | 12619078.486 | 25576980.4976 | 257256.9835 | 521421.3429
1 | 1100 | 707 | 0.035 | 15 | 15 | 7 | 2.3714e-11 | 0 | Water | Porous | Wet | R600a | MinimizeLCOE_Brownfield | IgnoreSilica | 1.6337 | 0.050336 | 0.00027643 | 4 | 6290212.4453 | 12676741.6482 | 128234.4888 | 258432.5251 | 50.4242 | -1.1581e-06 | 997297.9007 | 25892.3429 | 1212.5222 | 32921.2433 | 45455.0844 | 24077.0464 | 16705.7712 | 0 | 57042.964 | 148414.0912 | 101295.6669 | 453016.7323 | 3144235.0165 | 3357904.6176 | 3357904.6176 | 1478867.319 | 2224882.9169 | 0 | 6955156.3664 | 14016811.22 | 23713.7371 | 0.0011057 | 6290212.4453 | 12676741.6482 | 128234.4888 | 258432.5251
1 | 1100 | 707 | 0.035 | 15 | 15 | 7 | 3.1623e-11 | 0 | Water | Porous | Wet | R600a | MinimizeLCOE_Brownfield | IgnoreSilica | 2.2042 | 0.071561 | 0.00047245 | 4 | 3727983.1587 | 7464723.7449 | 75999.9792 | 152178.4903 | 51.0907 | -1.1724e-06 | 6458126.3477 | 33309.2385 | 1575.1867 | 43600.0203 | 53981.9695 | 24077.0464 | 18762.0161 | 0 | 68369.1362 | 177882.4679 | 121408.4395 | 542965.5209 | 3144235.0165 | 3357904.6176 | 3357904.6176 | 1478867.319 | 2224882.9169 | 0 | 7045105.155 | 14106760.0086 | 31622.7766 | 0.0018898 | 3727983.1587 | 7464723.7449 | 75999.9792 | 152178.4903
1 | 1100 | 707 | 0.035 | 15 | 15 | 7 | 4.217e-11 | 0 | Water | Porous | Wet | R600a | MinimizeLCOE_Brownfield | IgnoreSilica | 2.9593 | 0.099742 | 0.00074058 | 4 | 2416043.7313 | 4799862.4865 | 49254.3194 | 97851.6891 | 51.5886 | -1.1807e-06 | 11974210.5379 | 42164.1636 | 2010.0429 | 56843.4328 | 65270.3155 | 24077.0464 | 21104.9906 | 0 | 82473.2967 | 214578.6004 | 146454.304 | 654976.1927 | 3144235.0165 | 3357904.6176 | 3357904.6176 | 1478867.319 | 2224882.9169 | 0 | 7157115.8268 | 14218770.6804 | 42169.6503 | 0.0029623 | 2416043.7313 | 4799862.4865 | 49254.3194 | 97851.6891
1 | 1100 | 707 | 0.035 | 15 | 15 | 7 | 5.6234e-11 | 0 | Water | Porous | Wet | R600a | MinimizeLCOE_Brownfield | IgnoreSilica | 3.9339 | 0.13618 | 0.0011024 | 4 | 1654068.1782 | 3255539.1513 | 33720.4171 | 66368.569 | 51.9544 | -1.1761e-06 | 19069336.2676 | 52521.7158 | 2520.3463 | 72904.1623 | 79842.923 | 24077.0464 | 23663.9197 | 0 | 99656.7443 | 259286.4062 | 176968.3 | 791441.5641 | 3144235.0165 | 3357904.6176 | 3357904.6176 | 1478867.319 | 2224882.9169 | 0 | 7293581.1982 | 14355236.0518 | 56234.1325 | 0.0044095 | 1654068.1782 | 3255539.1513 | 33720.4171 | 66368.569
1 | 1100 | 707 | 0.035 | 15 | 15 | 7 | 7.4989e-11 | 0 | Water | Porous | Wet | R600a | MinimizeLCOE_Brownfield | IgnoreSilica | 5.1977 | 0.18349 | 0.0015864 | 4 | 1175833.471 | 2288661.0927 | 23970.9557 | 46657.452 | 52.2275 | -1.1642e-06 | 26936354.5994 | 64749.272 | 3124.2938 | 92522.8572 | 98742.6238 | 24077.0464 | 26519.7861 | 0 | 120796.9929 | 314288.9966 | 214508.6981 | 959330.5667 | 3144235.0165 | 3357904.6176 | 3357904.6176 | 1478867.319 | 2224882.9169 | 0 | 7461470.2008 | 14523125.0544 | 74989.4209 | 0.0063457 | 1175833.471 | 2288661.0927 | 23970.9557 | 46657.452
1 | 1100 | 707 | 0.035 | 15 | 15 | 7 | 1e-10 | 0 | Water | Porous | Wet | R600a | MinimizeLCOE_Brownfield | IgnoreSilica | 6.8102 | 0.24384 | 0.0022276 | 4 | 860250.7899 | 1652763.6923 | 17537.3759 | 33693.8234 | 52.4283 | -1.1426e-06 | 37676951.4409 | 78999.5518 | 3829.5038 | 116140.7807 | 122848.3883 | 24077.0464 | 29628.0587 | 0 | 146454.0986 | 381043.5226 | 260070.0338 | 1163090.9845 | 3144235.0165 | 3357904.6176 | 3357904.6176 | 1478867.319 | 2224882.9169 | 0 | 7665230.6187 | 14726885.4722 | 100000 | 0.0089105 | 860250.7899 | 1652763.6923 | 17537.3759 | 33693.8234
1 | 1100 | 707 | 0.035 | 15 | 15 | 7 | 1.3335e-10 | 0 | Water | Porous | Wet | R600a | MinimizeLCOE_Brownfield | IgnoreSilica | 8.7936 | 0.31781 | 0.003058 | 4 | 646137.3169 | 1223447.9421 | 13172.3832 | 24941.6411 | 52.562 | -1.1046e-06 | 46791522.0727 | 95024.1969 | 4623.4624 | 143544.1421 | 152418.9894 | 24077.0464 | 32778.268 | 0 | 176461.781 | 459117.357 | 313357.03 | 1401402.2733 | 3144235.0165 | 3357904.6176 | 3357904.6176 | 1478867.319 | 2224882.9169 | 0 | 7903541.9074 | 14965196.761 | 133352.1432 | 0.012232 | 646137.3169 | 1223447.9421 | 13172.3832 | 24941.6411
1 | 1100 | 707 | 0.035 | 15 | 15 | 7 | 1.7783e-10 | 0 | Water | Porous | Wet | R600a | MinimizeLCOE_Brownfield | IgnoreSilica | 11.0102 | 0.39943 | 0.0040778 | 4 | 499967.2162 | 932900.8212 | 10192.508 | 19018.4451 | 52.6165 | -1.033e-06 | 57459660.3841 | 111349.3811 | 5432.2702 | 172340.2069 | 185181.431 | 24077.0464 | 35289.8933 | 0 | 208131.3893 | 541515.1814 | 369595.2383 | 1652912.038 | 3144235.0165 | 3357904.6176 | 3357904.6176 | 1478867.319 | 2224882.9169 | 0 | 8155051.6721 | 15216706.5257 | 177827.941 | 0.016311 | 499967.2162 | 932900.8212 | 10192.508 | 19018.4451
1 | 1100 | 707 | 0.035 | 15 | 15 | 7 | 2.3714e-10 | 0 | Water | Porous | Wet | R600a | MinimizeLCOE_Brownfield | IgnoreSilica | 14.9419 | 0.54864 | 0.0056255 | 4 | 382295.0428 | 696119.7997 | 7793.6015 | 14191.3437 | 52.7914 | -1.0666e-06 | 74229492.7765 | 139053.0739 | 6809.9858 | 222129.0606 | 244492.0025 | 24077.0464 | 41532.1863 | 0 | 264456.4086 | 688061.3278 | 469615.9944 | 2100227.0863 | 3144235.0165 | 3357904.6176 | 3357904.6176 | 1478867.319 | 2224882.9169 | 0 | 8602366.7204 | 15664021.574 | 237137.3706 | 0.022502 | 382295.0428 | 696119.7997 | 7793.6015 | 14191.3437
1 | 1100 | 707 | 0.035 | 15 | 15 | 7 | 3.1623e-10 | 0 | Water | Porous | Wet | R600a | MinimizeLCOE_Brownfield | IgnoreSilica | 18.9567 | 0.69915 | 0.0074359 | 4 | 303666.9943 | 541084.7097 | 6190.6624 | 11030.7437 | 52.8562 | -1.0255e-06 | 90410615.8769 | 164621.28 | 8080.9122 | 269655.0789 | 304549.7074 | 24077.0464 | 45870.7892 | 0 | 318573.3775 | 828862.5798 | 565715.7421 | 2530006.5135 | 3144235.0165 | 3357904.6176 | 3357904.6176 | 1478867.319 | 2224882.9169 | 0 | 9032146.1476 | 16093801.0012 | 316227.766 | 0.029744 | 303666.9943 | 541084.7097 | 6190.6624 | 11030.7437
1 | 1100 | 707 | 0.035 | 15 | 15 | 7 | 4.217e-10 | 0 | Water | Porous | Wet | R600a | MinimizeLCOE_Brownfield | IgnoreSilica | 23.6218 | 0.87406 | 0.0096529 | 4 | 246419.8812 | 429310.0129 | 5023.6026 | 8752.0653 | 52.9042 | -9.7634e-07 | 108461362.7905 | 192313.5091 | 9457.9656 | 322381.4346 | 374340.6958 | 24077.0464 | 50062.5073 | 0 | 379326.9319 | 986930.8662 | 673600.5956 | 3012491.5526 | 3144235.0165 | 3357904.6176 | 3357904.6176 | 1478867.319 | 2224882.9169 | 0 | 9514631.1867 | 16576286.0403 | 421696.5034 | 0.038611 | 246419.8812 | 429310.0129 | 5023.6026 | 8752.0653
1 | 1100 | 707 | 0.035 | 15 | 15 | 7 | 5.6234e-10 | 0 | Water | Porous | Wet | R600a | MinimizeLCOE_Brownfield | IgnoreSilica | 28.8176 | 1.0689 | 0.012261 | 4 | 204625.4546 | 348611.0078 | 4171.5667 | 7106.9069 | 52.9398 | -9.2116e-07 | 126659607.2658 | 221250.5526 | 10897.2081 | 378683.6528 | 452080.039 | 24077.0464 | 53877.0988 | 0 | 444937.5831 | 1157636.3219 | 790110.5768 | 3533550.0795 | 3144235.0165 | 3357904.6176 | 3357904.6176 | 1478867.319 | 2224882.9169 | 0 | 10035689.7136 | 17097344.5672 | 562341.3252 | 0.049044 | 204625.4546 | 348611.0078 | 4171.5667 | 7106.9069
1 | 1100 | 707 | 0.035 | 15 | 15 | 7 | 7.4989e-10 | 0 | Water | Porous | Wet | R600a | MinimizeLCOE_Brownfield | IgnoreSilica | 34.246 | 1.2725 | 0.01517 | 4 | 174115.2298 | 290491.5717 | 3549.5745 | 5922.0636 | 52.966 | -8.601e-07 | 145249500.8323 | 249832.2344 | 12318.8474 | 435357.773 | 533309.2828 | 24077.0464 | 56938.1072 | 0 | 511614.9836 | 1331117.2407 | 908514.8685 | 4063080.3842 | 3144235.0165 | 3357904.6176 | 3357904.6176 | 1478867.319 | 2224882.9169 | 0 | 10565220.0183 | 17626874.8719 | 749894.2093 | 0.060679 | 174115.2298 | 290491.5717 | 3549.5745 | 5922.0636
1 | 1100 | 707 | 0.035 | 15 | 15 | 7 | 1e-09 | 0 | Water | Porous | Wet | R600a | MinimizeLCOE_Brownfield | IgnoreSilica | 39.5681 | 1.4722 | 0.018226 | 4 | 151872.1525 | 248734.9543 | 3096.1193 | 5070.7985 | 52.9851 | -7.9607e-07 | 163575798.2962 | 276550.8025 | 13647.7487 | 489191.7165 | 612960.4684 | 24077.0464 | 59040.4824 | 0 | 575432.6233 | 1497157.6484 | 1021840.8586 | 4569899.3952 | 3144235.0165 | 3357904.6176 | 3357904.6176 | 1478867.319 | 2224882.9169 | 0 | 11072039.0293 | 18133693.8829 | 1000000 | 0.072904 | 151872.1525 | 248734.9543 | 3096.1193 | 5070.7985
1 | 1100 | 707 | 0.035 | 15 | 15 | 7 | 1.3335e-09 | 0 | Water | Porous | Wet | R600a | MinimizeLCOE_Brownfield | IgnoreSilica | 44.5038 | 1.6574 | 0.021251 | 4 | 135672.6176 | 218747.9194 | 2765.8698 | 4459.4722 | 52.999 | -7.3344e-07 | 180279536.1825 | 300375.3747 | 14832.5802 | 537828.6487 | 686836.6247 | 24077.0464 | 60213.7914 | 0 | 633423.9858 | 1648039.2778 | 1124820.6709 | 5030448.0006 | 3144235.0165 | 3357904.6176 | 3357904.6176 | 1478867.319 | 2224882.9169 | 0 | 11532587.6347 | 18594242.4883 | 1333521.4322 | 0.085003 | 135672.6176 | 218747.9194 | 2765.8698 | 4459.4722
1 | 1100 | 707 | 0.035 | 15 | 15 | 7 | 1.7783e-09 | 0 | Water | Porous | Wet | R600a | MinimizeLCOE_Brownfield | IgnoreSilica | 48.8519 | 1.8206 | 0.02408 | 4 | 123870.8848 | 197184.3677 | 2525.2755 | 4019.87 | 53.0091 | -6.7541e-07 | 194847031.2596 | 320710.0632 | 15843.7169 | 579779.4554 | 751918.932 | 24077.0464 | 60602.2385 | 0 | 683643.2664 | 1778699.5446 | 1213998.9878 | 5429273.2509 | 3144235.0165 | 3357904.6176 | 3357904.6176 | 1478867.319 | 2224882.9169 | 0 | 11931412.885 | 18993067.7386 | 1778279.41 | 0.096321 | 123870.8848 | 197184.3677 | 2525.2755 | 4019.87
1 | 1100 | 707 | 0.035 | 15 | 15 | 7 | 2.3714e-09 | 0 | Water | Porous | Wet | R600a | MinimizeLCOE_Brownfield | IgnoreSilica | 52.4964 | 1.9573 | 0.026594 | 4 | 115257.1732 | 181639.8666 | 2349.6734 | 3702.9744 | 53.0161 | -6.2345e-07 | 207540059.052 | 337335.0588 | 16670.2659 | 614361.3554 | 806467.1529 | 24077.0464 | 60375.7488 | 0 | 725121.785 | 1886618.1416 | 1287655.6477 | 5758682.2024 | 3144235.0165 | 3357904.6176 | 3357904.6176 | 1478867.319 | 2224882.9169 | 0 | 12260821.8365 | 19322476.6901 | 2371373.7057 | 0.10638 | 115257.1732 | 181639.8666 | 2349.6734 | 3702.9744
1 | 1100 | 707 | 0.035 | 15 | 15 | 7 | 3.1623e-09 | 0 | Water | Porous | Wet | R600a | MinimizeLCOE_Brownfield | IgnoreSilica | 55.4607 | 2.0685 | 0.028741 | 4 | 108951.2526 | 170375.8398 | 2221.1187 | 3473.3419 | 53.021 | -5.7896e-07 | 218153312.3074 | 350598.8685 | 17329.61 | 642127.943 | 850829.0925 | 24077.0464 | 59792.8346 | 0 | 758454.604 | 1973343.2993 | 1346847.3499 | 6023400.6482 | 3144235.0165 | 3357904.6176 | 3357904.6176 | 1478867.319 | 2224882.9169 | 0 | 12525540.2823 | 19587195.1359 | 3162277.6602 | 0.11496 | 108951.2526 | 170375.8398 | 2221.1187 | 3473.3419
1 | 1100 | 707 | 0.035 | 15 | 15 | 7 | 4.217e-09 | 0 | Water | Porous | Wet | R600a | MinimizeLCOE_Brownfield | IgnoreSilica | 57.8313 | 2.1574 | 0.03052 | 4 | 104318.2005 | 162162.2961 | 2126.6676 | 3305.8977 | 53.0244 | -5.4239e-07 | 226517966.7045 | 361049.5766 | 17849.0463 | 664112.8098 | 886299.5047 | 24077.0464 | 59076.3008 | 0 | 784861.071 | 2042047.5095 | 1393739.3851 | 6233112.2501 | 3144235.0165 | 3357904.6176 | 3357904.6176 | 1478867.319 | 2224882.9169 | 0 | 12735251.8842 | 19796906.7378 | 4216965.0343 | 0.12208 | 104318.2005 | 162162.2961 | 2126.6676 | 3305.8977
1 | 1100 | 707 | 0.035 | 15 | 15 | 7 | 5.6234e-09 | 0 | Water | Porous | Wet | R600a | MinimizeLCOE_Brownfield | IgnoreSilica | 59.6802 | 2.2267 | 0.031956 | 4 | 100901.8577 | 156147.8482 | 2057.0208 | 3183.2851 | 53.0268 | -5.1271e-07 | 233404986.3362 | 369108.0438 | 18249.5343 | 681128.5231 | 913957.9122 | 24077.0464 | 58321.4797 | 0 | 805288.5904 | 2095195.7248 | 1430014.1342 | 6395340.9889 | 3144235.0165 | 3357904.6176 | 3357904.6176 | 1478867.319 | 2224882.9169 | 0 | 12897480.6231 | 19959135.4766 | 5623413.2519 | 0.12782 | 100901.8577 | 156147.8482 | 2057.0208 | 3183.2851
1 | 1100 | 707 | 0.035 | 15 | 15 | 7 | 7.4989e-09 | 0 | Water | Porous | Wet | R600a | MinimizeLCOE_Brownfield | IgnoreSilica | 61.1151 | 2.2805 | 0.033095 | 4 | 98374.3072 | 151718.786 | 2005.4933 | 3092.9927 | 53.0284 | -4.8927e-07 | 238684168.4292 | 375308.3932 | 18557.6487 | 694257.8145 | 935419.5337 | 24077.0464 | 57628.6272 | 0 | 821047.1349 | 2136196.225 | 1457997.818 | 6520490.2417 | 3144235.0165 | 3357904.6176 | 3357904.6176 | 1478867.319 | 2224882.9169 | 0 | 13022629.8758 | 20084284.7294 | 7498942.0933 | 0.13238 | 98374.3072 | 151718.786 | 2005.4933 | 3092.9927
1 | 1100 | 707 | 0.035 | 15 | 15 | 7 | 1e-08 | 0 | Water | Porous | Wet | R600a | MinimizeLCOE_Brownfield | IgnoreSilica | 62.2212 | 2.322 | 0.033987 | 4 | 96498.9602 | 148443.4431 | 1967.2618 | 3026.2204 | 53.0295 | -4.7106e-07 | 242702462.2468 | 380056.7921 | 18793.5932 | 704334.1797 | 951961.0571 | 24077.0464 | 57033.4411 | 0 | 833139.8827 | 2167659.0743 | 1479471.8592 | 6616526.9257 | 3144235.0165 | 3357904.6176 | 3357904.6176 | 1478867.319 | 2224882.9169 | 0 | 13118666.5598 | 20180321.4134 | 10000000 | 0.13595 | 96498.9602 | 148443.4431 | 1967.2618 | 3026.2204
1 | 1200 | 707 | 0.035 | 15 | 15 | 7 | 1e-13 | 0 | Water | Porous | Wet | R600a | MinimizeLCOE_Brownfield | IgnoreSilica | 0 | 0 | 0 | 0 | [5 empty] | 0 | 0 | 0 | 0 | 0 | 0 | 0 | 0 | 0 | 0 | 0 | 0 | 0 | 0 | 0 | 0 | 0 | 0 | 0 | 0 | 0 | 100 | 0
1 | 1200 | 707 | 0.035 | 15 | 15 | 7 | 1.3335e-13 | 0 | Water | Porous | Wet | R600a | MinimizeLCOE_Brownfield | IgnoreSilica | 0 | 0 | 0 | 0 | [5 empty] | 0 | 0 | 0 | 0 | 0 | 0 | 0 | 0 | 0 | 0 | 0 | 0 | 0 | 0 | 0 | 0 | 0 | 0 | 0 | 0 | 0 | 133.3521 | 0
1 | 1200 | 707 | 0.035 | 15 | 15 | 7 | 1.7783e-13 | 0 | Water | Porous | Wet | R600a | MinimizeLCOE_Brownfield | IgnoreSilica | 0 | 0 | 0 | 0 | [5 empty] | 0 | 0 | 0 | 0 | 0 | 0 | 0 | 0 | 0 | 0 | 0 | 0 | 0 | 0 | 0 | 0 | 0 | 0 | 0 | 0 | 0 | 177.8279 | 0
1 | 1200 | 707 | 0.035 | 15 | 15 | 7 | 2.3714e-13 | 0 | Water | Porous | Wet | R600a | MinimizeLCOE_Brownfield | IgnoreSilica | 0 | 0 | 0 | 0 | [5 empty] | 0 | 0 | 0 | 0 | 0 | 0 | 0 | 0 | 0 | 0 | 0 | 0 | 0 | 0 | 0 | 0 | 0 | 0 | 0 | 0 | 0 | 237.1374 | 0
1 | 1200 | 707 | 0.035 | 15 | 15 | 7 | 3.1623e-13 | 0 | Water | Porous | Wet | R600a | MinimizeLCOE_Brownfield | IgnoreSilica | 0 | 0 | 0 | 0 | [5 empty] | 0 | 0 | 0 | 0 | 0 | 0 | 0 | 0 | 0 | 0 | 0 | 0 | 0 | 0 | 0 | 0 | 0 | 0 | 0 | 0 | 0 | 316.2278 | 0
1 | 1200 | 707 | 0.035 | 15 | 15 | 7 | 4.217e-13 | 0 | Water | Porous | Wet | R600a | MinimizeLCOE_Brownfield | IgnoreSilica | 0 | 0 | 0 | 0 | [5 empty] | 0 | 0 | 0 | 0 | 0 | 0 | 0 | 0 | 0 | 0 | 0 | 0 | 0 | 0 | 0 | 0 | 0 | 0 | 0 | 0 | 0 | 421.6965 | 0
1 | 1200 | 707 | 0.035 | 15 | 15 | 7 | 5.6234e-13 | 0 | Water | Porous | Wet | R600a | MinimizeLCOE_Brownfield | IgnoreSilica | 0 | 0 | 0 | 0 | [5 empty] | 0 | 0 | 0 | 0 | 0 | 0 | 0 | 0 | 0 | 0 | 0 | 0 | 0 | 0 | 0 | 0 | 0 | 0 | 0 | 0 | 0 | 562.3413 | 0
1 | 1200 | 707 | 0.035 | 15 | 15 | 7 | 7.4989e-13 | 0 | Water | Porous | Wet | R600a | MinimizeLCOE_Brownfield | IgnoreSilica | 0 | 0 | 0 | 0 | [5 empty] | 0 | 0 | 0 | 0 | 0 | 0 | 0 | 0 | 0 | 0 | 0 | 0 | 0 | 0 | 0 | 0 | 0 | 0 | 0 | 0 | 0 | 749.8942 | 0
1 | 1200 | 707 | 0.035 | 15 | 15 | 7 | 1e-12 | 0 | Water | Porous | Wet | R600a | MinimizeLCOE_Brownfield | IgnoreSilica | 0 | 0 | 0 | 0 | [5 empty] | 0 | 0 | 0 | 0 | 0 | 0 | 0 | 0 | 0 | 0 | 0 | 0 | 0 | 0 | 0 | 0 | 0 | 0 | 0 | 0 | 0 | 1000 | 0
1 | 1200 | 707 | 0.035 | 15 | 15 | 7 | 1.3335e-12 | 0 | Water | Porous | Wet | R600a | MinimizeLCOE_Brownfield | IgnoreSilica | 0 | 0 | 0 | 0 | [5 empty] | 0 | 0 | 0 | 0 | 0 | 0 | 0 | 0 | 0 | 0 | 0 | 0 | 0 | 0 | 0 | 0 | 0 | 0 | 0 | 0 | 0 | 1333.5214 | 0
1 | 1200 | 707 | 0.035 | 15 | 15 | 7 | 1.7783e-12 | 0 | Water | Porous | Wet | R600a | MinimizeLCOE_Brownfield | IgnoreSilica | 0 | 0 | 0 | 0 | [5 empty] | 0 | 0 | 0 | 0 | 0 | 0 | 0 | 0 | 0 | 0 | 0 | 0 | 0 | 0 | 0 | 0 | 0 | 0 | 0 | 0 | 0 | 1778.2794 | 0
1 | 1200 | 707 | 0.035 | 15 | 15 | 7 | 2.3714e-12 | 0 | Water | Porous | Wet | R600a | MinimizeLCOE_Brownfield | IgnoreSilica | 0 | 0 | 0 | 0 | [5 empty] | 0 | 0 | 0 | 0 | 0 | 0 | 0 | 0 | 0 | 0 | 0 | 0 | 0 | 0 | 0 | 0 | 0 | 0 | 0 | 0 | 0 | 2371.3737 | 0
1 | 1200 | 707 | 0.035 | 15 | 15 | 7 | 3.1623e-12 | 0 | Water | Porous | Wet | R600a | MinimizeLCOE_Brownfield | IgnoreSilica | 0 | 0 | 0 | 0 | [5 empty] | 0 | 0 | 0 | 0 | 0 | 0 | 0 | 0 | 0 | 0 | 0 | 0 | 0 | 0 | 0 | 0 | 0 | 0 | 0 | 0 | 0 | 3162.2777 | 0
1 | 1200 | 707 | 0.035 | 15 | 15 | 7 | 4.217e-12 | 0 | Water | Porous | Wet | R600a | MinimizeLCOE_Brownfield | IgnoreSilica | 0 | 0 | 0 | 0 | [5 empty] | 0 | 0 | 0 | 0 | 0 | 0 | 0 | 0 | 0 | 0 | 0 | 0 | 0 | 0 | 0 | 0 | 0 | 0 | 0 | 0 | 0 | 4216.965 | 0
1 | 1200 | 707 | 0.035 | 15 | 15 | 7 | 5.6234e-12 | 0 | Water | Porous | Wet | R600a | MinimizeLCOE_Brownfield | IgnoreSilica | 0 | 0 | 0 | 0 | [5 empty] | 0 | 0 | 0 | 0 | 0 | 0 | 0 | 0 | 0 | 0 | 0 | 0 | 0 | 0 | 0 | 0 | 0 | 0 | 0 | 0 | 0 | 5623.4133 | 0
1 | 1200 | 707 | 0.035 | 15 | 15 | 7 | 7.4989e-12 | 0 | Water | Porous | Wet | R600a | MinimizeLCOE_Brownfield | IgnoreSilica | 0.67593 | 0.019161 | 1.8733e-05 | 4 | 94469409.8186 | 193766578.391 | 1925886.6985 | 3950193.7892 | 49.4257 | -1.4554e-06 | 8925111.5996 | 13191.6489 | 602.318 | 15213.7723 | 32420.759 | 24077.0464 | 13291.2616 | 0 | 38530.7544 | 100249.1193 | 68422.0838 | 305998.7638 | 3144235.0165 | 3628490.1274 | 3628490.1274 | 1478867.319 | 2333117.1208 | 0 | 7078723.9077 | 14519198.475 | 7498.9421 | 7.4931e-05 | 94469409.8186 | 193766578.391 | 1925886.6985 | 3950193.7892
1 | 1200 | 707 | 0.035 | 15 | 15 | 7 | 1e-11 | 0 | Water | Porous | Wet | R600a | MinimizeLCOE_Brownfield | IgnoreSilica | 1.0075 | 0.033905 | 0.00013287 | 4 | 13461113.2591 | 27460724.0225 | 274423.0013 | 559824.0026 | 51.568 | -1.6532e-06 | 7823677.3893 | 20192.0076 | 943.996 | 23976.915 | 38086.4254 | 24077.0464 | 15913.4746 | 0 | 48044.0474 | 125000.7561 | 85315.5845 | 381550.253 | 3144235.0165 | 3628490.1274 | 3628490.1274 | 1478867.319 | 2333117.1208 | 0 | 7154275.3969 | 14594749.9642 | 10000 | 0.00053148 | 13461113.2591 | 27460724.0225 | 274423.0013 | 559824.0026
1 | 1200 | 707 | 0.035 | 15 | 15 | 7 | 1.3335e-11 | 0 | Water | Porous | Wet | R600a | MinimizeLCOE_Brownfield | IgnoreSilica | 1.3948 | 0.051462 | 0.00030738 | 4 | 5884247.4441 | 11935865.6971 | 119958.3432 | 243328.7667 | 52.8624 | -1.7204e-06 | 5715373.1855 | 27424.8148 | 1301.2575 | 33445.8517 | 44718.9504 | 24077.0464 | 18185.7486 | 0 | 58169.9311 | 151346.2283 | 103296.9107 | 461966.7394 | 3144235.0165 | 3628490.1274 | 3628490.1274 | 1478867.319 | 2333117.1208 | 0 | 7234691.8834 | 14675166.4506 | 13335.2143 | 0.0012295 | 5884247.4441 | 11935865.6971 | 119958.3432 | 243328.7667
1 | 1200 | 707 | 0.035 | 15 | 15 | 7 | 1.7783e-11 | 0 | Water | Porous | Wet | R600a | MinimizeLCOE_Brownfield | IgnoreSilica | 1.9115 | 0.075087 | 0.00055608 | 4 | 3297444.8844 | 6642478.9407 | 67222.8741 | 135415.9178 | 53.8102 | -1.7704e-06 | 7858929.7289 | 36054.4682 | 1730.5734 | 45214.8624 | 53574.3732 | 24077.0464 | 20765.9125 | 0 | 70752.7221 | 184084.0694 | 125641.1599 | 561895.1875 | 3144235.0165 | 3628490.1274 | 3628490.1274 | 1478867.319 | 2333117.1208 | 0 | 7334620.3315 | 14775094.8987 | 17782.7941 | 0.0022243 | 3297444.8844 | 6642478.9407 | 67222.8741 | 135415.9178
1 | 1200 | 707 | 0.035 | 15 | 15 | 7 | 2.3714e-11 | 0 | Water | Porous | Wet | R600a | MinimizeLCOE_Brownfield | IgnoreSilica | 2.5572 | 0.10477 | 0.00089887 | 4 | 2072405.8687 | 4141806.0195 | 42248.7968 | 84436.3179 | 54.4747 | -1.7729e-06 | 21542803.8194 | 45769.7934 | 2216.1478 | 58992.0085 | 64652.2027 | 24077.0464 | 23376.0573 | 0 | 85442.4699 | 222303.78 | 151726.8978 | 678556.4039 | 3144235.0165 | 3628490.1274 | 3628490.1274 | 1478867.319 | 2333117.1208 | 0 | 7451281.5478 | 14891756.115 | 23713.7371 | 0.0035955 | 2072405.8687 | 4141806.0195 | 42248.7968 | 84436.3179
1 | 1200 | 707 | 0.035 | 15 | 15 | 7 | 3.1623e-11 | 0 | Water | Porous | Wet | R600a | MinimizeLCOE_Brownfield | IgnoreSilica | 3.4197 | 0.14454 | 0.0013645 | 4 | 1392126.6736 | 2755308.2276 | 28380.3852 | 56170.685 | 54.981 | -1.776e-06 | 28907078.3633 | 57524.8132 | 2805.6104 | 76282.3154 | 79459.9387 | 24077.0464 | 26453.1665 | 0 | 103975.1273 | 270521.953 | 184636.7916 | 825736.7625 | 3144235.0165 | 3628490.1274 | 3628490.1274 | 1478867.319 | 2333117.1208 | 0 | 7598461.9064 | 15038936.4737 | 31622.7766 | 0.0054582 | 1392126.6736 | 2755308.2276 | 28380.3852 | 56170.685
1 | 1200 | 707 | 0.035 | 15 | 15 | 7 | 4.217e-11 | 0 | Water | Porous | Wet | R600a | MinimizeLCOE_Brownfield | IgnoreSilica | 4.5381 | 0.19615 | 0.0019903 | 4 | 977113.0655 | 1911721.7665 | 19919.7715 | 38973.034 | 55.3563 | -1.7648e-06 | 39546717.5307 | 71367.3843 | 3501.5284 | 97361.1965 | 98656.31 | 24077.0464 | 29882.1191 | 0 | 126689.778 | 329620.8148 | 224972.9791 | 1006129.1566 | 3144235.0165 | 3628490.1274 | 3628490.1274 | 1478867.319 | 2333117.1208 | 0 | 7778854.3005 | 15219328.8678 | 42169.6503 | 0.0079611 | 977113.0655 | 1911721.7665 | 19919.7715 | 38973.034
1 | 1200 | 707 | 0.035 | 15 | 15 | 7 | 5.6234e-11 | 0 | Water | Porous | Wet | R600a | MinimizeLCOE_Brownfield | IgnoreSilica | 5.9749 | 0.26251 | 0.0028241 | 4 | 708075.9102 | 1366725.3417 | 14435.0852 | 27862.5447 | 55.6346 | -1.7393e-06 | 53911186.6384 | 87590.7434 | 4318.6419 | 122894.5261 | 123319.8221 | 24077.0464 | 33665.6537 | 0 | 154387.9091 | 401685.6701 | 274158.7237 | 1226098.7364 | 3144235.0165 | 3628490.1274 | 3628490.1274 | 1478867.319 | 2333117.1208 | 0 | 7998823.8803 | 15439298.4476 | 56234.1325 | 0.011297 | 708075.9102 | 1366725.3417 | 14435.0852 | 27862.5447
1 | 1200 | 707 | 0.035 | 15 | 15 | 7 | 7.4989e-11 | 0 | Water | Porous | Wet | R600a | MinimizeLCOE_Brownfield | IgnoreSilica | 7.7823 | 0.34587 | 0.0039201 | 4 | 526886.6446 | 1001389.9949 | 10741.2969 | 20414.6895 | 55.8329 | -1.6952e-06 | 69720617.9574 | 106252.4156 | 5259.6937 | 153207.6953 | 154309.8606 | 24077.0464 | 37689.6964 | 0 | 187510.5991 | 487864.1151 | 332977.2832 | 1489148.4052 | 3144235.0165 | 3628490.1274 | 3628490.1274 | 1478867.319 | 2333117.1208 | 0 | 8261873.5491 | 15702348.1164 | 74989.4209 | 0.015681 | 526886.6446 | 1001389.9949 | 10741.2969 | 20414.6895
1 | 1200 | 707 | 0.035 | 15 | 15 | 7 | 1e-10 | 0 | Water | Porous | Wet | R600a | MinimizeLCOE_Brownfield | IgnoreSilica | 9.8971 | 0.44267 | 0.0053075 | 4 | 402884.2123 | 753352.2433 | 8213.3396 | 15358.1045 | 55.9438 | -1.61e-06 | 86732854.1011 | 126199.6758 | 6265.7135 | 186629.9188 | 190387.9636 | 24077.0464 | 41320.1752 | 0 | 224203.3924 | 583331.2366 | 398135.5552 | 1780550.6775 | 3144235.0165 | 3628490.1274 | 3628490.1274 | 1478867.319 | 2333117.1208 | 0 | 8553275.8214 | 15993750.3887 | 100000 | 0.02123 | 402884.2123 | 753352.2433 | 8213.3396 | 15358.1045
1 | 1200 | 707 | 0.035 | 15 | 15 | 7 | 1.3335e-10 | 0 | Water | Porous | Wet | R600a | MinimizeLCOE_Brownfield | IgnoreSilica | 13.4586 | 0.60839 | 0.007314 | 4 | 308889.2845 | 563213.3865 | 6297.1259 | 11481.8667 | 56.1298 | -1.6574e-06 | 112301529.0782 | 157684.6007 | 7857.7549 | 240657.6186 | 251797.1321 | 24077.0464 | 48928.8476 | 0 | 285091.1701 | 741748.7444 | 506258.7595 | 2264101.6742 | 3144235.0165 | 3628490.1274 | 3628490.1274 | 1478867.319 | 2333117.1208 | 0 | 9036826.8181 | 16477301.3854 | 133352.1432 | 0.029256 | 308889.2845 | 563213.3865 | 6297.1259 | 11481.8667
1 | 1200 | 707 | 0.035 | 15 | 15 | 7 | 1.7783e-10 | 0 | Water | Porous | Wet | R600a | MinimizeLCOE_Brownfield | IgnoreSilica | 16.9493 | 0.76989 | 0.0097422 | 4 | 243347.3399 | 434281.0987 | 4960.9647 | 8853.4076 | 56.2152 | -1.5671e-06 | 135547442.1143 | 185852.4761 | 9281.8098 | 290516.8155 | 311758.3894 | 24077.0464 | 53562.2258 | 0 | 341269.0175 | 887911.9797 | 606018.1709 | 2710247.931 | 3144235.0165 | 3628490.1274 | 3628490.1274 | 1478867.319 | 2333117.1208 | 0 | 9482973.0749 | 16923447.6421 | 177827.941 | 0.038969 | 243347.3399 | 434281.0987 | 4960.9647 | 8853.4076
1 | 1200 | 707 | 0.035 | 15 | 15 | 7 | 2.3714e-10 | 0 | Water | Porous | Wet | R600a | MinimizeLCOE_Brownfield | IgnoreSilica | 21.4272 | 0.97698 | 0.012825 | 4 | 195646.6589 | 340681.6637 | 3988.5218 | 6945.2565 | 56.2824 | -1.4993e-06 | 163049962.8745 | 219460.7324 | 10981.1576 | 351490.8273 | 388652.6573 | 24077.0464 | 59235.6788 | 0 | 411020.2589 | 1069390.4017 | 729880.923 | 3264189.6833 | 3144235.0165 | 3628490.1274 | 3628490.1274 | 1478867.319 | 2333117.1208 | 0 | 10036914.8272 | 17477389.3944 | 237137.3706 | 0.051301 | 195646.6589 | 340681.6637 | 3988.5218 | 6945.2565
1 | 1200 | 707 | 0.035 | 15 | 15 | 7 | 3.1623e-10 | 0 | Water | Porous | Wet | R600a | MinimizeLCOE_Brownfield | IgnoreSilica | 26.625 | 1.2174 | 0.016593 | 4 | 160587.885 | 272693.1337 | 3273.8012 | 5559.2184 | 56.3325 | -1.4208e-06 | 192899901.2429 | 255878.9339 | 12822.6353 | 419118.6391 | 477918.9453 | 24077.0464 | 64702.7316 | 0 | 489262.3833 | 1272960.3599 | 868821.6023 | 3885563.2771 | 3144235.0165 | 3628490.1274 | 3628490.1274 | 1478867.319 | 2333117.1208 | 0 | 10658288.421 | 18098762.9883 | 316227.766 | 0.06637 | 160587.885 | 272693.1337 | 3273.8012 | 5559.2184
1 | 1200 | 707 | 0.035 | 15 | 15 | 7 | 4.217e-10 | 0 | Water | Porous | Wet | R600a | MinimizeLCOE_Brownfield | IgnoreSilica | 32.4038 | 1.4848 | 0.021016 | 4 | 134754.7793 | 223263.7917 | 2747.1584 | 4551.5344 | 56.37 | -1.334e-06 | 223108858.1536 | 293913.1893 | 14745.5844 | 491246.4082 | 577172.9853 | 24077.0464 | 69625.6257 | 0 | 573604.5273 | 1492401.3176 | 1018594.565 | 4555381.2492 | 3144235.0165 | 3628490.1274 | 3628490.1274 | 1478867.319 | 2333117.1208 | 0 | 11328106.3931 | 18768580.9603 | 421696.5034 | 0.084065 | 134754.7793 | 223263.7917 | 2747.1584 | 4551.5344
1 | 1200 | 707 | 0.035 | 15 | 15 | 7 | 5.6234e-10 | 0 | Water | Porous | Wet | R600a | MinimizeLCOE_Brownfield | IgnoreSilica | 38.4498 | 1.7645 | 0.025945 | 4 | 115723.8045 | 187419.0797 | 2359.1863 | 3820.7914 | 56.3977 | -1.2396e-06 | 253582722.5716 | 331570.2058 | 16649.0191 | 563986.3457 | 681030.6323 | 24077.0464 | 73537.2091 | 0 | 659431.6788 | 1715705.9602 | 1171004.572 | 5236992.6694 | 3144235.0165 | 3628490.1274 | 3628490.1274 | 1478867.319 | 2333117.1208 | 0 | 12009717.8133 | 19450192.3806 | 562341.3252 | 0.10378 | 115723.8045 | 187419.0797 | 2359.1863 | 3820.7914
1 | 1200 | 707 | 0.035 | 15 | 15 | 7 | 7.4989e-10 | 0 | Water | Porous | Wet | R600a | MinimizeLCOE_Brownfield | IgnoreSilica | 44.4092 | 2.0403 | 0.031126 | 4 | 101728.4326 | 161489.8847 | 2073.8717 | 3292.1897 | 56.4181 | -1.1426e-06 | 282576467.2625 | 366979.5528 | 18438.318 | 633463.2045 | 783412.4422 | 24077.0464 | 76205.4881 | 0 | 742004.6603 | 1930543.9199 | 1317635.894 | 5892760.5261 | 3144235.0165 | 3628490.1274 | 3628490.1274 | 1478867.319 | 2333117.1208 | 0 | 12665485.67 | 20105960.2373 | 749894.2093 | 0.1245 | 101728.4326 | 161489.8847 | 2073.8717 | 3292.1897
1 | 1200 | 707 | 0.035 | 15 | 15 | 7 | 1e-09 | 0 | Water | Porous | Wet | R600a | MinimizeLCOE_Brownfield | IgnoreSilica | 49.9313 | 2.2959 | 0.036248 | 4 | 91455.6314 | 142771.4895 | 1864.4467 | 2910.5899 | 56.4328 | -1.0475e-06 | 309327205.4572 | 398533.2141 | 20032.2694 | 696179.9143 | 878285.6396 | 24077.0464 | 77574.2627 | 0 | 816926.1151 | 2125474.1769 | 1450679.7999 | 6487762.4382 | 3144235.0165 | 3628490.1274 | 3628490.1274 | 1478867.319 | 2333117.1208 | 0 | 13260487.5822 | 20700962.1494 | 1000000 | 0.14499 | 91455.6314 | 142771.4895 | 1864.4467 | 2910.5899
1 | 1200 | 707 | 0.035 | 15 | 15 | 7 | 1.3335e-09 | 0 | Water | Porous | Wet | R600a | MinimizeLCOE_Brownfield | IgnoreSilica | 54.7692 | 2.5198 | 0.041027 | 4 | 83921.8118 | 129260.3382 | 1710.8596 | 2635.1468 | 56.4429 | -9.5855e-07 | 333245135.3028 | 425316.5511 | 21384.801 | 749971.6564 | 961392.1796 | 24077.0464 | 77803.8051 | 0 | 881378.9554 | 2293167.2463 | 1565133.7655 | 6999626.0068 | 3144235.0165 | 3628490.1274 | 3628490.1274 | 1478867.319 | 2333117.1208 | 0 | 13772351.1507 | 21212825.718 | 1333521.4322 | 0.16411 | 83921.8118 | 129260.3382 | 1710.8596 | 2635.1468
1 | 1200 | 707 | 0.035 | 15 | 15 | 7 | 1.7783e-09 | 0 | Water | Porous | Wet | R600a | MinimizeLCOE_Brownfield | IgnoreSilica | 58.8714 | 2.7095 | 0.045284 | 4 | 78393.1912 | 119469.526 | 1598.1512 | 2435.5479 | 56.4496 | -8.8049e-07 | 352877721.4696 | 447461.2982 | 22502.7325 | 794815.6814 | 1031838.6826 | 24077.0464 | 77313.0943 | 0 | 935223.3288 | 2433259.2608 | 1660749.444 | 7427240.5688 | 3144235.0165 | 3628490.1274 | 3628490.1274 | 1478867.319 | 2333117.1208 | 0 | 14199965.7127 | 21640440.28 | 1778279.41 | 0.18114 | 78393.1912 | 119469.526 | 1598.1512 | 2435.5479
1 | 1200 | 707 | 0.035 | 15 | 15 | 7 | 2.3714e-09 | 0 | Water | Porous | Wet | R600a | MinimizeLCOE_Brownfield | IgnoreSilica | 62.1823 | 2.8626 | 0.048906 | 4 | 74328.2347 | 112362.5963 | 1515.2816 | 2290.6635 | 56.4538 | -8.1293e-07 | 369708230.2036 | 464985.3502 | 23387.1392 | 830531.9451 | 1088676.0003 | 24077.0464 | 76287.2434 | 0 | 978098.4426 | 2544811.512 | 1736886.1476 | 7767740.8266 | 3144235.0165 | 3628490.1274 | 3628490.1274 | 1478867.319 | 2333117.1208 | 0 | 14540465.9705 | 21980940.5378 | 2371373.7057 | 0.19563 | 74328.2347 | 112362.5963 | 1515.2816 | 2290.6635
1 | 1200 | 707 | 0.035 | 15 | 15 | 7 | 3.1623e-09 | 0 | Water | Porous | Wet | R600a | MinimizeLCOE_Brownfield | IgnoreSilica | 64.8398 | 2.9854 | 0.051909 | 4 | 71331.4556 | 107165.5096 | 1454.1882 | 2184.7139 | 56.4563 | -7.5764e-07 | 382874650.33 | 478837.3451 | 24086.0449 | 858904.7618 | 1134276.4771 | 24077.0464 | 75124.8583 | 0 | 1012169.5481 | 2633457.5396 | 1797388.8829 | 8038322.5041 | 3144235.0165 | 3628490.1274 | 3628490.1274 | 1478867.319 | 2333117.1208 | 0 | 14811047.648 | 22251522.2153 | 3162277.6602 | 0.20764 | 71331.4556 | 107165.5096 | 1454.1882 | 2184.7139
1 | 1200 | 707 | 0.035 | 15 | 15 | 7 | 4.217e-09 | 0 | Water | Porous | Wet | R600a | MinimizeLCOE_Brownfield | IgnoreSilica | 66.9151 | 3.0812 | 0.054331 | 4 | 69115.7961 | 103352.6612 | 1409.019 | 2106.9838 | 56.4578 | -7.1288e-07 | 393419659.9218 | 489527.3818 | 24625.2964 | 880884.9147 | 1169871.037 | 24077.0464 | 73941.2441 | 0 | 1038541.4989 | 2702071.946 | 1844219.6252 | 8247759.9904 | 3144235.0165 | 3628490.1274 | 3628490.1274 | 1478867.319 | 2333117.1208 | 0 | 15020485.1343 | 22460959.7016 | 4216965.0343 | 0.21732 | 69115.7961 | 103352.6612 | 1409.019 | 2106.9838
1 | 1200 | 707 | 0.035 | 15 | 15 | 7 | 5.6234e-09 | 0 | Water | Porous | Wet | R600a | MinimizeLCOE_Brownfield | IgnoreSilica | 68.5204 | 3.1552 | 0.05625 | 4 | 67473.1857 | 100542.172 | 1375.5322 | 2049.6882 | 56.4586 | -6.774e-07 | 401677277.2768 | 497722.2417 | 25038.6071 | 897783.7943 | 1197394.1344 | 24077.0464 | 72855.5099 | 0 | 1058799.8202 | 2754779.9424 | 1880193.9158 | 8408645.0121 | 3144235.0165 | 3628490.1274 | 3628490.1274 | 1478867.319 | 2333117.1208 | 0 | 15181370.156 | 22621844.7233 | 5623413.2519 | 0.225 | 67473.1857 | 100542.172 | 1375.5322 | 2049.6882
1 | 1200 | 707 | 0.035 | 15 | 15 | 7 | 7.4989e-09 | 0 | Water | Porous | Wet | R600a | MinimizeLCOE_Brownfield | IgnoreSilica | 69.7534 | 3.2121 | 0.05775 | 4 | 66252.501 | 98462.4504 | 1350.6468 | 2007.2902 | 56.4591 | -6.4971e-07 | 408045665.852 | 503973.518 | 25353.8477 | 910703.297 | 1218527.2828 | 24077.0464 | 71919.4852 | 0 | 1074276.2461 | 2795046.4279 | 1907676.6195 | 8531553.7707 | 3144235.0165 | 3628490.1274 | 3628490.1274 | 1478867.319 | 2333117.1208 | 0 | 15304278.9146 | 22744753.4819 | 7498942.0933 | 0.231 | 66252.501 | 98462.4504 | 1350.6468 | 2007.2902
1 | 1200 | 707 | 0.035 | 15 | 15 | 7 | 1e-08 | 0 | Water | Porous | Wet | R600a | MinimizeLCOE_Brownfield | IgnoreSilica | 70.6935 | 3.2554 | 0.05891 | 4 | 65343.5537 | 96919.071 | 1332.1167 | 1975.8264 | 56.4593 | -6.283e-07 | 412939494.4125 | 508715.4369 | 25592.9474 | 920519.8453 | 1234637.2415 | 24077.0464 | 71140.8543 | 0 | 1086026.515 | 2825618.2174 | 1928542.494 | 8624870.5982 | 3144235.0165 | 3628490.1274 | 3628490.1274 | 1478867.319 | 2333117.1208 | 0 | 15397595.7421 | 22838070.3094 | 10000000 | 0.23564 | 65343.5537 | 96919.071 | 1332.1167 | 1975.8264
1 | 1300 | 707 | 0.035 | 15 | 15 | 7 | 1e-13 | 0 | Water | Porous | Wet | R600a | MinimizeLCOE_Brownfield | IgnoreSilica | 0 | 0 | 0 | 0 | [5 empty] | 0 | 0 | 0 | 0 | 0 | 0 | 0 | 0 | 0 | 0 | 0 | 0 | 0 | 0 | 0 | 0 | 0 | 0 | 0 | 0 | 0 | 100 | 0
1 | 1300 | 707 | 0.035 | 15 | 15 | 7 | 1.3335e-13 | 0 | Water | Porous | Wet | R600a | MinimizeLCOE_Brownfield | IgnoreSilica | 0 | 0 | 0 | 0 | [5 empty] | 0 | 0 | 0 | 0 | 0 | 0 | 0 | 0 | 0 | 0 | 0 | 0 | 0 | 0 | 0 | 0 | 0 | 0 | 0 | 0 | 0 | 133.3521 | 0
1 | 1300 | 707 | 0.035 | 15 | 15 | 7 | 1.7783e-13 | 0 | Water | Porous | Wet | R600a | MinimizeLCOE_Brownfield | IgnoreSilica | 0 | 0 | 0 | 0 | [5 empty] | 0 | 0 | 0 | 0 | 0 | 0 | 0 | 0 | 0 | 0 | 0 | 0 | 0 | 0 | 0 | 0 | 0 | 0 | 0 | 0 | 0 | 177.8279 | 0
1 | 1300 | 707 | 0.035 | 15 | 15 | 7 | 2.3714e-13 | 0 | Water | Porous | Wet | R600a | MinimizeLCOE_Brownfield | IgnoreSilica | 0 | 0 | 0 | 0 | [5 empty] | 0 | 0 | 0 | 0 | 0 | 0 | 0 | 0 | 0 | 0 | 0 | 0 | 0 | 0 | 0 | 0 | 0 | 0 | 0 | 0 | 0 | 237.1374 | 0
1 | 1300 | 707 | 0.035 | 15 | 15 | 7 | 3.1623e-13 | 0 | Water | Porous | Wet | R600a | MinimizeLCOE_Brownfield | IgnoreSilica | 0 | 0 | 0 | 0 | [5 empty] | 0 | 0 | 0 | 0 | 0 | 0 | 0 | 0 | 0 | 0 | 0 | 0 | 0 | 0 | 0 | 0 | 0 | 0 | 0 | 0 | 0 | 316.2278 | 0
1 | 1300 | 707 | 0.035 | 15 | 15 | 7 | 4.217e-13 | 0 | Water | Porous | Wet | R600a | MinimizeLCOE_Brownfield | IgnoreSilica | 0 | 0 | 0 | 0 | [5 empty] | 0 | 0 | 0 | 0 | 0 | 0 | 0 | 0 | 0 | 0 | 0 | 0 | 0 | 0 | 0 | 0 | 0 | 0 | 0 | 0 | 0 | 421.6965 | 0
1 | 1300 | 707 | 0.035 | 15 | 15 | 7 | 5.6234e-13 | 0 | Water | Porous | Wet | R600a | MinimizeLCOE_Brownfield | IgnoreSilica | 0 | 0 | 0 | 0 | [5 empty] | 0 | 0 | 0 | 0 | 0 | 0 | 0 | 0 | 0 | 0 | 0 | 0 | 0 | 0 | 0 | 0 | 0 | 0 | 0 | 0 | 0 | 562.3413 | 0
1 | 1300 | 707 | 0.035 | 15 | 15 | 7 | 7.4989e-13 | 0 | Water | Porous | Wet | R600a | MinimizeLCOE_Brownfield | IgnoreSilica | 0 | 0 | 0 | 0 | [5 empty] | 0 | 0 | 0 | 0 | 0 | 0 | 0 | 0 | 0 | 0 | 0 | 0 | 0 | 0 | 0 | 0 | 0 | 0 | 0 | 0 | 0 | 749.8942 | 0
1 | 1300 | 707 | 0.035 | 15 | 15 | 7 | 1e-12 | 0 | Water | Porous | Wet | R600a | MinimizeLCOE_Brownfield | IgnoreSilica | 0 | 0 | 0 | 0 | [5 empty] | 0 | 0 | 0 | 0 | 0 | 0 | 0 | 0 | 0 | 0 | 0 | 0 | 0 | 0 | 0 | 0 | 0 | 0 | 0 | 0 | 0 | 1000 | 0
1 | 1300 | 707 | 0.035 | 15 | 15 | 7 | 1.3335e-12 | 0 | Water | Porous | Wet | R600a | MinimizeLCOE_Brownfield | IgnoreSilica | 0 | 0 | 0 | 0 | [5 empty] | 0 | 0 | 0 | 0 | 0 | 0 | 0 | 0 | 0 | 0 | 0 | 0 | 0 | 0 | 0 | 0 | 0 | 0 | 0 | 0 | 0 | 1333.5214 | 0
1 | 1300 | 707 | 0.035 | 15 | 15 | 7 | 1.7783e-12 | 0 | Water | Porous | Wet | R600a | MinimizeLCOE_Brownfield | IgnoreSilica | 0 | 0 | 0 | 0 | [5 empty] | 0 | 0 | 0 | 0 | 0 | 0 | 0 | 0 | 0 | 0 | 0 | 0 | 0 | 0 | 0 | 0 | 0 | 0 | 0 | 0 | 0 | 1778.2794 | 0
1 | 1300 | 707 | 0.035 | 15 | 15 | 7 | 2.3714e-12 | 0 | Water | Porous | Wet | R600a | MinimizeLCOE_Brownfield | IgnoreSilica | 0 | 0 | 0 | 0 | [5 empty] | 0 | 0 | 0 | 0 | 0 | 0 | 0 | 0 | 0 | 0 | 0 | 0 | 0 | 0 | 0 | 0 | 0 | 0 | 0 | 0 | 0 | 2371.3737 | 0
1 | 1300 | 707 | 0.035 | 15 | 15 | 7 | 3.1623e-12 | 0 | Water | Porous | Wet | R600a | MinimizeLCOE_Brownfield | IgnoreSilica | 0 | 0 | 0 | 0 | [5 empty] | 0 | 0 | 0 | 0 | 0 | 0 | 0 | 0 | 0 | 0 | 0 | 0 | 0 | 0 | 0 | 0 | 0 | 0 | 0 | 0 | 0 | 3162.2777 | 0
1 | 1300 | 707 | 0.035 | 15 | 15 | 7 | 4.217e-12 | 0 | Water | Porous | Wet | R600a | MinimizeLCOE_Brownfield | IgnoreSilica | 0 | 0 | 0 | 0 | [5 empty] | 0 | 0 | 0 | 0 | 0 | 0 | 0 | 0 | 0 | 0 | 0 | 0 | 0 | 0 | 0 | 0 | 0 | 0 | 0 | 0 | 0 | 4216.965 | 0
1 | 1300 | 707 | 0.035 | 15 | 15 | 7 | 5.6234e-12 | 0 | Water | Porous | Wet | R600a | MinimizeLCOE_Brownfield | IgnoreSilica | 0.76854 | 0.02784 | 6.5668e-05 | 4 | 28187402.9269 | 57986898.6498 | 574638.3349 | 1182141.3621 | 52.5951 | -2.1816e-06 | 16030298.1004 | 17974.3682 | 841.4586 | 20463.1618 | 35311.2286 | 24077.0464 | 15910.2899 | 0 | 44685.2458 | 116261.8434 | 79351.0971 | 354875.7397 | 3144235.0165 | 3904935.7281 | 3904935.7281 | 1478867.319 | 2443695.3611 | 0 | 7404046.4843 | 15231544.8925 | 5623.4133 | 0.00026267 | 28187402.9269 | 57986898.6498 | 574638.3349 | 1182141.3621
1 | 1300 | 707 | 0.035 | 15 | 15 | 7 | 7.4989e-12 | 0 | Water | Porous | Wet | R600a | MinimizeLCOE_Brownfield | IgnoreSilica | 1.1001 | 0.045512 | 0.0002465 | 4 | 7594972.6152 | 15533701.7816 | 154833.7897 | 316675.5217 | 54.6319 | -2.3565e-06 | 3984535.5606 | 25962.2065 | 1240.4052 | 30273.3288 | 41644.6429 | 24077.0464 | 18665.9678 | 0 | 55326.8031 | 143948.9925 | 98248.1452 | 439387.5384 | 3144235.0165 | 3904935.7281 | 3904935.7281 | 1478867.319 | 2443695.3611 | 0 | 7488558.283 | 15316056.6911 | 7498.9421 | 0.00098599 | 7594972.6152 | 15533701.7816 | 154833.7897 | 316675.5217
1 | 1300 | 707 | 0.035 | 15 | 15 | 7 | 1e-11 | 0 | Water | Porous | Wet | R600a | MinimizeLCOE_Brownfield | IgnoreSilica | 1.5216 | 0.068357 | 0.000516 | 4 | 3676200.4865 | 7468578.1277 | 74944.3193 | 152257.0671 | 56.0203 | -2.447e-06 | 16245350.2595 | 35016.9864 | 1697.2536 | 41871.6842 | 49719.4229 | 24077.0464 | 21493.2841 | 0 | 67811.5142 | 176431.6499 | 120418.2264 | 538537.068 | 3144235.0165 | 3904935.7281 | 3904935.7281 | 1478867.319 | 2443695.3611 | 0 | 7587707.8125 | 15415206.2207 | 10000 | 0.002064 | 3676200.4865 | 7468578.1277 | 74944.3193 | 152257.0671
1 | 1300 | 707 | 0.035 | 15 | 15 | 7 | 1.3335e-11 | 0 | Water | Porous | Wet | R600a | MinimizeLCOE_Brownfield | IgnoreSilica | 2.0773 | 0.098708 | 0.00089631 | 4 | 2150354.7129 | 4333618.1851 | 43837.8894 | 88346.6684 | 57.029 | -2.5049e-06 | 20073564.2866 | 45715.6626 | 2240.4756 | 56135.4652 | 60374.7586 | 24077.0464 | 24659.1018 | 0 | 83148.9789 | 216336.587 | 147654.1659 | 660342.242 | 3144235.0165 | 3904935.7281 | 3904935.7281 | 1478867.319 | 2443695.3611 | 0 | 7709512.9866 | 15537011.3947 | 13335.2143 | 0.0035852 | 2150354.7129 | 4333618.1851 | 43837.8894 | 88346.6684
1 | 1300 | 707 | 0.035 | 15 | 15 | 7 | 1.7783e-11 | 0 | Water | Porous | Wet | R600a | MinimizeLCOE_Brownfield | IgnoreSilica | 2.7935 | 0.13801 | 0.0014185 | 4 | 1384707.1952 | 2764293.3807 | 28229.1291 | 56353.8595 | 57.7574 | -2.5224e-06 | 29672264.8683 | 58148.2695 | 2874.322 | 73358.2361 | 74122.4507 | 24077.0464 | 28096.8303 | 0 | 101664.0904 | 264509.1091 | 180532.9021 | 807383.2566 | 3144235.0165 | 3904935.7281 | 3904935.7281 | 1478867.319 | 2443695.3611 | 0 | 7856554.0011 | 15684052.4093 | 17782.7941 | 0.0056738 | 1384707.1952 | 2764293.3807 | 28229.1291 | 56353.8595
1 | 1300 | 707 | 0.035 | 15 | 15 | 7 | 2.3714e-11 | 0 | Water | Porous | Wet | R600a | MinimizeLCOE_Brownfield | IgnoreSilica | 3.7 | 0.18789 | 0.002124 | 4 | 945353.2063 | 1866670.2741 | 19272.3038 | 38054.5984 | 58.2854 | -2.4983e-06 | 46492879.2097 | 72426.877 | 3604.2863 | 93854.7733 | 91531.8324 | 24077.0464 | 31734.0998 | 0 | 123719.2769 | 321892.1801 | 219698.0272 | 982538.3992 | 3144235.0165 | 3904935.7281 | 3904935.7281 | 1478867.319 | 2443695.3611 | 0 | 8031709.1438 | 15859207.552 | 23713.7371 | 0.008496 | 945353.2063 | 1866670.2741 | 19272.3038 | 38054.5984
1 | 1300 | 707 | 0.035 | 15 | 15 | 7 | 3.1623e-11 | 0 | Water | Porous | Wet | R600a | MinimizeLCOE_Brownfield | IgnoreSilica | 4.8935 | 0.25365 | 0.0030708 | 4 | 671672.5887 | 1308916.8653 | 13692.9542 | 26684.0407 | 58.6879 | -2.4722e-06 | 70539351.2551 | 89557.7848 | 4481.77 | 119287.1715 | 114461.3508 | 24077.0464 | 35969.7262 | 0 | 151255.5914 | 393536.0221 | 268596.4214 | 1201222.8847 | 3144235.0165 | 3904935.7281 | 3904935.7281 | 1478867.319 | 2443695.3611 | 0 | 8250393.6292 | 16077892.0374 | 31622.7766 | 0.012283 | 671672.5887 | 1308916.8653 | 13692.9542 | 26684.0407
1 | 1300 | 707 | 0.035 | 15 | 15 | 7 | 4.217e-11 | 0 | Water | Porous | Wet | R600a | MinimizeLCOE_Brownfield | IgnoreSilica | 6.4398 | 0.33889 | 0.0043311 | 4 | 491759.6044 | 943576.8021 | 10025.1847 | 19236.0894 | 58.9888 | -2.4347e-06 | 89522201.813 | 109824.5649 | 5521.2972 | 150365.9119 | 144165.543 | 24077.0464 | 40759.4685 | 0 | 185138.3944 | 481692.1252 | 328764.7732 | 1470309.1247 | 3144235.0165 | 3904935.7281 | 3904935.7281 | 1478867.319 | 2443695.3611 | 0 | 8519479.8692 | 16346978.2774 | 42169.6503 | 0.017324 | 491759.6044 | 943576.8021 | 10025.1847 | 19236.0894
1 | 1300 | 707 | 0.035 | 15 | 15 | 7 | 5.6234e-11 | 0 | Water | Porous | Wet | R600a | MinimizeLCOE_Brownfield | IgnoreSilica | 8.3307 | 0.44288 | 0.0059736 | 4 | 369609.1844 | 697196.5889 | 7534.9832 | 14213.2955 | 59.193 | -2.3538e-06 | 115359826.0263 | 132497.5126 | 6684.9299 | 186238.6994 | 180430.1208 | 24077.0464 | 45553.1763 | 0 | 224437.7793 | 583941.0632 | 398551.7745 | 1782412.1024 | 3144235.0165 | 3904935.7281 | 3904935.7281 | 1478867.319 | 2443695.3611 | 0 | 8831582.847 | 16659081.2551 | 56234.1325 | 0.023894 | 369609.1844 | 697196.5889 | 7534.9832 | 14213.2955
1 | 1300 | 707 | 0.035 | 15 | 15 | 7 | 7.4989e-11 | 0 | Water | Porous | Wet | R600a | MinimizeLCOE_Brownfield | IgnoreSilica | 10.489 | 0.56035 | 0.0080194 | 4 | 285798.0184 | 529814.1645 | 5826.3792 | 10800.9784 | 59.2911 | -2.2094e-06 | 141773403.8087 | 156118.2622 | 7896.3203 | 224787.6834 | 221544.3978 | 24077.0464 | 49600.9185 | 0 | 266769.6051 | 694079.7905 | 473723.719 | 2118597.7431 | 3144235.0165 | 3904935.7281 | 3904935.7281 | 1478867.319 | 2443695.3611 | 0 | 9167768.4877 | 16995266.8959 | 74989.4209 | 0.032078 | 285798.0184 | 529814.1645 | 5826.3792 | 10800.9784
1 | 1300 | 707 | 0.035 | 15 | 15 | 7 | 1e-10 | 0 | Water | Porous | Wet | R600a | MinimizeLCOE_Brownfield | IgnoreSilica | 14.1897 | 0.76672 | 0.011078 | 4 | 219840.8016 | 396486.1421 | 4481.7521 | 8082.9063 | 59.5219 | -2.2577e-06 | 178505884.1173 | 194615.2047 | 9877.5528 | 288828.1069 | 293136.1571 | 24077.0464 | 58753.0037 | 0 | 339021.9579 | 882065.5915 | 602027.8908 | 2692402.5117 | 3144235.0165 | 3904935.7281 | 3904935.7281 | 1478867.319 | 2443695.3611 | 0 | 9741573.2563 | 17569071.6644 | 100000 | 0.044312 | 219840.8016 | 396486.1421 | 4481.7521 | 8082.9063
1 | 1300 | 707 | 0.035 | 15 | 15 | 7 | 1.3335e-10 | 0 | Water | Porous | Wet | R600a | MinimizeLCOE_Brownfield | IgnoreSilica | 18.1332 | 0.98448 | 0.014765 | 4 | 174675.9043 | 307206.3143 | 3561.0046 | 6262.8162 | 59.6192 | -2.1696e-06 | 216461735.6838 | 231784.4675 | 11788.2087 | 352748.3175 | 368945.4005 | 24077.0464 | 65630.1724 | 0 | 411439.7091 | 1070481.7252 | 730625.7736 | 3267520.8209 | 3144235.0165 | 3904935.7281 | 3904935.7281 | 1478867.319 | 2443695.3611 | 0 | 10316691.5655 | 18144189.9737 | 133352.1432 | 0.059062 | 174675.9043 | 307206.3143 | 3561.0046 | 6262.8162
1 | 1300 | 707 | 0.035 | 15 | 15 | 7 | 1.7783e-10 | 0 | Water | Porous | Wet | R600a | MinimizeLCOE_Brownfield | IgnoreSilica | 22.9056 | 1.248 | 0.019417 | 4 | 141466.7989 | 242250.4314 | 2883.992 | 4938.6027 | 59.6927 | -2.0701e-06 | 257626072.6467 | 273586.7616 | 13936.845 | 426440.331 | 460691.6694 | 24077.0464 | 72729.6885 | 0 | 495870.3133 | 1290152.8382 | 880555.8221 | 3938041.3154 | 3144235.0165 | 3904935.7281 | 3904935.7281 | 1478867.319 | 2443695.3611 | 0 | 10987212.0599 | 18814710.4681 | 177827.941 | 0.077666 | 141466.7989 | 242250.4314 | 2883.992 | 4938.6027
1 | 1300 | 707 | 0.035 | 15 | 15 | 7 | 2.3714e-10 | 0 | Water | Porous | Wet | R600a | MinimizeLCOE_Brownfield | IgnoreSilica | 28.4692 | 1.5554 | 0.025114 | 4 | 116887.7285 | 194805.9598 | 2382.9144 | 3971.383 | 59.7478 | -1.9568e-06 | 301666266.1951 | 319098.4859 | 16275.5584 | 508534.6026 | 567660.5008 | 24077.0464 | 79605.8309 | 0 | 590948.2898 | 1537526.2298 | 1049393.2449 | 4693119.7895 | 3144235.0165 | 3904935.7281 | 3904935.7281 | 1478867.319 | 2443695.3611 | 0 | 11742290.5341 | 19569788.9422 | 237137.3706 | 0.10046 | 116887.7285 | 194805.9598 | 2382.9144 | 3971.383
1 | 1300 | 707 | 0.035 | 15 | 15 | 7 | 3.1623e-10 | 0 | Water | Porous | Wet | R600a | MinimizeLCOE_Brownfield | IgnoreSilica | 34.689 | 1.899 | 0.031833 | 4 | 98640.9332 | 160113.5458 | 2010.9288 | 3264.1312 | 59.7893 | -1.8321e-06 | 346726249.869 | 366896.9884 | 18730.8555 | 596566.7672 | 687257.8693 | 24077.0464 | 85816.2834 | 0 | 693944.866 | 1805502.1937 | 1232292.3465 | 5511085.2164 | 3144235.0165 | 3904935.7281 | 3904935.7281 | 1478867.319 | 2443695.3611 | 0 | 12560255.961 | 20387754.3692 | 316227.766 | 0.12733 | 98640.9332 | 160113.5458 | 2010.9288 | 3264.1312
1 | 1300 | 707 | 0.035 | 15 | 15 | 7 | 4.217e-10 | 0 | Water | Porous | Wet | R600a | MinimizeLCOE_Brownfield | IgnoreSilica | 41.264 | 2.2623 | 0.03937 | 4 | 85094.0074 | 134798.1906 | 1734.7564 | 2748.0434 | 59.8202 | -1.6983e-06 | 391618006.9863 | 414697.684 | 21185.1446 | 686235.6753 | 813701.4636 | 24077.0464 | 90815.5029 | 0 | 799777.8816 | 2080857.9909 | 1420228.3361 | 6351576.7254 | 3144235.0165 | 3904935.7281 | 3904935.7281 | 1478867.319 | 2443695.3611 | 0 | 13400747.4699 | 21228245.8781 | 421696.5034 | 0.15748 | 85094.0074 | 134798.1906 | 1734.7564 | 2748.0434
1 | 1300 | 707 | 0.035 | 15 | 15 | 7 | 5.6234e-10 | 0 | Water | Porous | Wet | R600a | MinimizeLCOE_Brownfield | IgnoreSilica | 47.7971 | 2.6233 | 0.047348 | 4 | 75056.1393 | 116385.5357 | 1530.1209 | 2372.6766 | 59.8429 | -1.5601e-06 | 434844630.8829 | 459976.6989 | 23508.8048 | 772522.0289 | 939348.4679 | 24077.0464 | 94209.1712 | 0 | 902320.4651 | 2347652.7588 | 1602321.2473 | 7165936.6893 | 3144235.0165 | 3904935.7281 | 3904935.7281 | 1478867.319 | 2443695.3611 | 0 | 14215107.4338 | 22042605.842 | 562341.3252 | 0.18939 | 75056.1393 | 116385.5357 | 1530.1209 | 2372.6766
1 | 1300 | 707 | 0.035 | 15 | 15 | 7 | 7.4989e-10 | 0 | Water | Porous | Wet | R600a | MinimizeLCOE_Brownfield | IgnoreSilica | 53.8996 | 2.9605 | 0.055291 | 4 | 67638.4549 | 103030.8896 | 1378.9014 | 2100.424 | 59.8587 | -1.424e-06 | 474468277.3334 | 500610.7576 | 25593.0177 | 850979.9225 | 1056703.8505 | 24077.0464 | 95896.5151 | 0 | 996005.8328 | 2591402.868 | 1768685.7054 | 7909955.516 | 3144235.0165 | 3904935.7281 | 3904935.7281 | 1478867.319 | 2443695.3611 | 0 | 14959126.2605 | 22786624.6687 | 749894.2093 | 0.22116 | 67638.4549 | 103030.8896 | 1378.9014 | 2100.424
1 | 1300 | 707 | 0.035 | 15 | 15 | 7 | 1e-09 | 0 | Water | Porous | Wet | R600a | MinimizeLCOE_Brownfield | IgnoreSilica | 59.2929 | 3.2584 | 0.062749 | 4 | 62168.1959 | 93353.7894 | 1267.3828 | 1903.1433 | 59.8689 | -1.2966e-06 | 509358050.0827 | 535361.5598 | 27374.5437 | 918800.4288 | 1160382.6629 | 24077.0464 | 96088.1597 | 0 | 1077212.9165 | 2802687.042 | 1912891.4956 | 8554875.8553 | 3144235.0165 | 3904935.7281 | 3904935.7281 | 1478867.319 | 2443695.3611 | 0 | 15604046.5999 | 23431545.008 | 1000000 | 0.251 | 62168.1959 | 93353.7894 | 1267.3828 | 1903.1433
1 | 1300 | 707 | 0.035 | 15 | 15 | 7 | 1.3335e-09 | 0 | Water | Porous | Wet | R600a | MinimizeLCOE_Brownfield | IgnoreSilica | 63.8756 | 3.5112 | 0.069419 | 4 | 58136.3336 | 86325.5636 | 1185.1878 | 1759.8634 | 59.8749 | -1.1835e-06 | 538782414.23 | 564117.0806 | 28847.9818 | 975404.8794 | 1248427.55 | 24077.0464 | 95257.9637 | 0 | 1145091.6757 | 2979293.6496 | 2033429.1342 | 9093946.9614 | 3144235.0165 | 3904935.7281 | 3904935.7281 | 1478867.319 | 2443695.3611 | 0 | 16143117.7059 | 23970616.1141 | 1333521.4322 | 0.27768 | 58136.3336 | 86325.5636 | 1185.1878 | 1759.8634
1 | 1300 | 707 | 0.035 | 15 | 15 | 7 | 1.7783e-09 | 0 | Water | Porous | Wet | R600a | MinimizeLCOE_Brownfield | IgnoreSilica | 67.5996 | 3.7165 | 0.075119 | 4 | 55161.9392 | 81212.3246 | 1124.5507 | 1655.6231 | 59.8778 | -1.0858e-06 | 562965563.2539 | 586999.2496 | 30019.9318 | 1020754.5063 | 1319926.0399 | 24077.0464 | 93732.3275 | 0 | 1199448.5495 | 3120719.0852 | 2129954.9 | 9525631.6361 | 3144235.0165 | 3904935.7281 | 3904935.7281 | 1478867.319 | 2443695.3611 | 0 | 16574802.3807 | 24402300.7888 | 1778279.41 | 0.30048 | 55161.9392 | 81212.3246 | 1124.5507 | 1655.6231
1 | 1300 | 707 | 0.035 | 15 | 15 | 7 | 2.3714e-09 | 0 | Water | Porous | Wet | R600a | MinimizeLCOE_Brownfield | IgnoreSilica | 70.5887 | 3.881 | 0.079854 | 4 | 52963.5625 | 77469.3122 | 1079.7339 | 1579.3167 | 59.8789 | -1.0053e-06 | 582357994.3695 | 605065.7525 | 30944.8686 | 1056749.9526 | 1377270.3615 | 24077.0464 | 91996.4395 | 0 | 1242580.7242 | 3232940.1561 | 2206548.0868 | 9868173.3883 | 3144235.0165 | 3904935.7281 | 3904935.7281 | 1478867.319 | 2443695.3611 | 0 | 16917344.1329 | 24744842.5411 | 2371373.7057 | 0.31941 | 52963.5625 | 77469.3122 | 1079.7339 | 1579.3167
1 | 1300 | 707 | 0.035 | 15 | 15 | 7 | 3.1623e-09 | 0 | Water | Porous | Wet | R600a | MinimizeLCOE_Brownfield | IgnoreSilica | 72.925 | 4.0095 | 0.083678 | 4 | 51335.0619 | 74720.909 | 1046.5347 | 1523.2868 | 59.879 | -9.399e-07 | 597919103.958 | 619008.0036 | 31658.418 | 1084642.2384 | 1422060.9969 | 24077.0464 | 90237.2997 | 0 | 1275956.7611 | 3319777.7578 | 2265816.5343 | 10133235.0561 | 3144235.0165 | 3904935.7281 | 3904935.7281 | 1478867.319 | 2443695.3611 | 0 | 17182405.8007 | 25009904.2088 | 3162277.6602 | 0.33471 | 51335.0619 | 74720.909 | 1046.5347 | 1523.2868
1 | 1300 | 707 | 0.035 | 15 | 15 | 7 | 4.217e-09 | 0 | Water | Porous | Wet | R600a | MinimizeLCOE_Brownfield | IgnoreSilica | 74.7427 | 4.1093 | 0.086717 | 4 | 50125.9832 | 72692.2205 | 1021.886 | 1481.9292 | 59.8785 | -8.8823e-07 | 609920966.8142 | 629749.4938 | 32208.0038 | 1106198.7758 | 1456887.6207 | 24077.0464 | 88646.6797 | 0 | 1301729.3719 | 3386832.8043 | 2311582.9814 | 10337912.7779 | 3144235.0165 | 3904935.7281 | 3904935.7281 | 1478867.319 | 2443695.3611 | 0 | 17387083.5224 | 25214581.9306 | 4216965.0343 | 0.34687 | 50125.9832 | 72692.2205 | 1021.886 | 1481.9292
1 | 1300 | 707 | 0.035 | 15 | 15 | 7 | 5.6234e-09 | 0 | Water | Porous | Wet | R600a | MinimizeLCOE_Brownfield | IgnoreSilica | 76.1381 | 4.1859 | 0.089094 | 4 | 49226.4752 | 71190.5381 | 1003.5483 | 1451.3154 | 59.8779 | -8.4778e-07 | 619228893.1405 | 637933.299 | 32626.6334 | 1122661.8791 | 1483607.7609 | 24077.0464 | 87268.8898 | 0 | 1321388.4483 | 3437981.6885 | 2346493.1459 | 10494038.7912 | 3144235.0165 | 3904935.7281 | 3904935.7281 | 1478867.319 | 2443695.3611 | 0 | 17543209.5357 | 25370707.9439 | 5623413.2519 | 0.35638 | 49226.4752 | 71190.5381 | 1003.5483 | 1451.3154
1 | 1300 | 707 | 0.035 | 15 | 15 | 7 | 7.4989e-09 | 0 | Water | Porous | Wet | R600a | MinimizeLCOE_Brownfield | IgnoreSilica | 77.1929 | 4.2438 | 0.090929 | 4 | 48556.1196 | 70077.1338 | 989.8822 | 1428.6172 | 59.8773 | -8.162e-07 | 626600364.7289 | 644084.9381 | 32941.2561 | 1135059.4087 | 1503798.9364 | 24077.0464 | 86099.2838 | 0 | 1336163.7391 | 3476423.9643 | 2372730.789 | 10611379.362 | 3144235.0165 | 3904935.7281 | 3904935.7281 | 1478867.319 | 2443695.3611 | 0 | 17660550.1065 | 25488048.5147 | 7498942.0933 | 0.36371 | 48556.1196 | 70077.1338 | 989.8822 | 1428.6172
1 | 1300 | 707 | 0.035 | 15 | 15 | 7 | 1e-08 | 0 | Water | Porous | Wet | R600a | MinimizeLCOE_Brownfield | IgnoreSilica | 78.0017 | 4.2881 | 0.092342 | 4 | 48055.8344 | 69247.4648 | 979.6832 | 1411.7032 | 59.8767 | -7.9217e-07 | 632062171.2207 | 648781.7271 | 33181.4388 | 1144537.9399 | 1519276.2632 | 24077.0464 | 85171.078 | 0 | 1347459.9424 | 3505814.3681 | 2392790.3435 | 10701090.1474 | 3144235.0165 | 3904935.7281 | 3904935.7281 | 1478867.319 | 2443695.3611 | 0 | 17750260.8919 | 25577759.3001 | 10000000 | 0.36937 | 48055.8344 | 69247.4648 | 979.6832 | 1411.7032
1 | 1400 | 707 | 0.035 | 15 | 15 | 7 | 1e-13 | 0 | Water | Porous | Wet | R600a | MinimizeLCOE_Brownfield | IgnoreSilica | 0 | 0 | 0 | 0 | [5 empty] | 0 | 0 | 0 | 0 | 0 | 0 | 0 | 0 | 0 | 0 | 0 | 0 | 0 | 0 | 0 | 0 | 0 | 0 | 0 | 0 | 0 | 100 | 0
1 | 1400 | 707 | 0.035 | 15 | 15 | 7 | 1.3335e-13 | 0 | Water | Porous | Wet | R600a | MinimizeLCOE_Brownfield | IgnoreSilica | 0 | 0 | 0 | 0 | [5 empty] | 0 | 0 | 0 | 0 | 0 | 0 | 0 | 0 | 0 | 0 | 0 | 0 | 0 | 0 | 0 | 0 | 0 | 0 | 0 | 0 | 0 | 133.3521 | 0
1 | 1400 | 707 | 0.035 | 15 | 15 | 7 | 1.7783e-13 | 0 | Water | Porous | Wet | R600a | MinimizeLCOE_Brownfield | IgnoreSilica | 0 | 0 | 0 | 0 | [5 empty] | 0 | 0 | 0 | 0 | 0 | 0 | 0 | 0 | 0 | 0 | 0 | 0 | 0 | 0 | 0 | 0 | 0 | 0 | 0 | 0 | 0 | 177.8279 | 0
1 | 1400 | 707 | 0.035 | 15 | 15 | 7 | 2.3714e-13 | 0 | Water | Porous | Wet | R600a | MinimizeLCOE_Brownfield | IgnoreSilica | 0 | 0 | 0 | 0 | [5 empty] | 0 | 0 | 0 | 0 | 0 | 0 | 0 | 0 | 0 | 0 | 0 | 0 | 0 | 0 | 0 | 0 | 0 | 0 | 0 | 0 | 0 | 237.1374 | 0
1 | 1400 | 707 | 0.035 | 15 | 15 | 7 | 3.1623e-13 | 0 | Water | Porous | Wet | R600a | MinimizeLCOE_Brownfield | IgnoreSilica | 0 | 0 | 0 | 0 | [5 empty] | 0 | 0 | 0 | 0 | 0 | 0 | 0 | 0 | 0 | 0 | 0 | 0 | 0 | 0 | 0 | 0 | 0 | 0 | 0 | 0 | 0 | 316.2278 | 0
1 | 1400 | 707 | 0.035 | 15 | 15 | 7 | 4.217e-13 | 0 | Water | Porous | Wet | R600a | MinimizeLCOE_Brownfield | IgnoreSilica | 0 | 0 | 0 | 0 | [5 empty] | 0 | 0 | 0 | 0 | 0 | 0 | 0 | 0 | 0 | 0 | 0 | 0 | 0 | 0 | 0 | 0 | 0 | 0 | 0 | 0 | 0 | 421.6965 | 0
1 | 1400 | 707 | 0.035 | 15 | 15 | 7 | 5.6234e-13 | 0 | Water | Porous | Wet | R600a | MinimizeLCOE_Brownfield | IgnoreSilica | 0 | 0 | 0 | 0 | [5 empty] | 0 | 0 | 0 | 0 | 0 | 0 | 0 | 0 | 0 | 0 | 0 | 0 | 0 | 0 | 0 | 0 | 0 | 0 | 0 | 0 | 0 | 562.3413 | 0
1 | 1400 | 707 | 0.035 | 15 | 15 | 7 | 7.4989e-13 | 0 | Water | Porous | Wet | R600a | MinimizeLCOE_Brownfield | IgnoreSilica | 0 | 0 | 0 | 0 | [5 empty] | 0 | 0 | 0 | 0 | 0 | 0 | 0 | 0 | 0 | 0 | 0 | 0 | 0 | 0 | 0 | 0 | 0 | 0 | 0 | 0 | 0 | 749.8942 | 0
1 | 1400 | 707 | 0.035 | 15 | 15 | 7 | 1e-12 | 0 | Water | Porous | Wet | R600a | MinimizeLCOE_Brownfield | IgnoreSilica | 0 | 0 | 0 | 0 | [5 empty] | 0 | 0 | 0 | 0 | 0 | 0 | 0 | 0 | 0 | 0 | 0 | 0 | 0 | 0 | 0 | 0 | 0 | 0 | 0 | 0 | 0 | 1000 | 0
1 | 1400 | 707 | 0.035 | 15 | 15 | 7 | 1.3335e-12 | 0 | Water | Porous | Wet | R600a | MinimizeLCOE_Brownfield | IgnoreSilica | 0 | 0 | 0 | 0 | [5 empty] | 0 | 0 | 0 | 0 | 0 | 0 | 0 | 0 | 0 | 0 | 0 | 0 | 0 | 0 | 0 | 0 | 0 | 0 | 0 | 0 | 0 | 1333.5214 | 0
1 | 1400 | 707 | 0.035 | 15 | 15 | 7 | 1.7783e-12 | 0 | Water | Porous | Wet | R600a | MinimizeLCOE_Brownfield | IgnoreSilica | 0 | 0 | 0 | 0 | [5 empty] | 0 | 0 | 0 | 0 | 0 | 0 | 0 | 0 | 0 | 0 | 0 | 0 | 0 | 0 | 0 | 0 | 0 | 0 | 0 | 0 | 0 | 1778.2794 | 0
1 | 1400 | 707 | 0.035 | 15 | 15 | 7 | 2.3714e-12 | 0 | Water | Porous | Wet | R600a | MinimizeLCOE_Brownfield | IgnoreSilica | 0 | 0 | 0 | 0 | [5 empty] | 0 | 0 | 0 | 0 | 0 | 0 | 0 | 0 | 0 | 0 | 0 | 0 | 0 | 0 | 0 | 0 | 0 | 0 | 0 | 0 | 0 | 2371.3737 | 0
1 | 1400 | 707 | 0.035 | 15 | 15 | 7 | 3.1623e-12 | 0 | Water | Porous | Wet | R600a | MinimizeLCOE_Brownfield | IgnoreSilica | 0 | 0 | 0 | 0 | [5 empty] | 0 | 0 | 0 | 0 | 0 | 0 | 0 | 0 | 0 | 0 | 0 | 0 | 0 | 0 | 0 | 0 | 0 | 0 | 0 | 0 | 0 | 3162.2777 | 0
1 | 1400 | 707 | 0.035 | 15 | 15 | 7 | 4.217e-12 | 0 | Water | Porous | Wet | R600a | MinimizeLCOE_Brownfield | IgnoreSilica | 0.8028 | 0.03448 | 0.00010769 | 4 | 17927471.64 | 37015707.9765 | 365475.7581 | 754615.2746 | 55.2489 | -2.9767e-06 | 19860531.2509 | 21700.7452 | 1034.5876 | 24232.6167 | 37215.6864 | 24077.0464 | 18051.8848 | 0 | 49261.9011 | 128169.3618 | 87478.223 | 391222.0529 | 3144235.0165 | 4187241.4196 | 4187241.4196 | 1478867.319 | 2556617.6377 | 0 | 7722698.489 | 15945424.8653 | 4216.965 | 0.00043077 | 17927471.64 | 37015707.9765 | 365475.7581 | 754615.2746
1 | 1400 | 707 | 0.035 | 15 | 15 | 7 | 5.6234e-12 | 0 | Water | Porous | Wet | R600a | MinimizeLCOE_Brownfield | IgnoreSilica | 1.1584 | 0.056571 | 0.00035922 | 4 | 5445462.7434 | 11168011.1273 | 111013.1236 | 227675.0127 | 57.5377 | -3.2421e-06 | 11642785.1747 | 31483.2245 | 1532.9128 | 35946.8353 | 44676.6223 | 24077.0464 | 21490.7764 | 0 | 62090.8929 | 161547.7669 | 110259.6704 | 493105.748 | 3144235.0165 | 4187241.4196 | 4187241.4196 | 1478867.319 | 2556617.6377 | 0 | 7824582.184 | 16047308.5603 | 5623.4133 | 0.0014369 | 5445462.7434 | 11168011.1273 | 111013.1236 | 227675.0127
1 | 1400 | 707 | 0.035 | 15 | 15 | 7 | 7.4989e-12 | 0 | Water | Porous | Wet | R600a | MinimizeLCOE_Brownfield | IgnoreSilica | 1.58 | 0.083203 | 0.00073185 | 4 | 2710805.2745 | 5519690.6737 | 55263.4322 | 112526.3603 | 59.003 | -3.3115e-06 | 23820956.0576 | 41855.2557 | 2066.4271 | 48889.3129 | 53553.4549 | 24077.0464 | 24612.0655 | 0 | 76070.8894 | 197920.8499 | 135085.0469 | 604130.3486 | 3144235.0165 | 4187241.4196 | 4187241.4196 | 1478867.319 | 2556617.6377 | 0 | 7935606.7847 | 16158333.161 | 7498.9421 | 0.0029274 | 2710805.2745 | 5519690.6737 | 55263.4322 | 112526.3603
1 | 1400 | 707 | 0.035 | 15 | 15 | 7 | 1e-11 | 0 | Water | Porous | Wet | R600a | MinimizeLCOE_Brownfield | IgnoreSilica | 2.1551 | 0.11987 | 0.0012569 | 4 | 1606654.7739 | 3242174.5152 | 32753.8307 | 66096.1129 | 60.1216 | -3.3852e-06 | 29493175.9179 | 54591.6423 | 2725.303 | 65420.2464 | 65692.6324 | 24077.0464 | 28393.2141 | 0 | 93951.033 | 244441.3157 | 166836.2208 | 746128.6539 | 3144235.0165 | 4187241.4196 | 4187241.4196 | 1478867.319 | 2556617.6377 | 0 | 8077605.09 | 16300331.4663 | 10000 | 0.0050276 | 1606654.7739 | 3242174.5152 | 32753.8307 | 66096.1129
1 | 1400 | 707 | 0.035 | 15 | 15 | 7 | 1.3335e-11 | 0 | Water | Porous | Wet | R600a | MinimizeLCOE_Brownfield | IgnoreSilica | 2.8861 | 0.16665 | 0.0019766 | 4 | 1042994.967 | 2082994.9289 | 21262.8632 | 42464.6691 | 60.9228 | -3.3919e-06 | 49451369.1203 | 69203.6528 | 3484.1819 | 85099.2102 | 81128.4961 | 24077.0464 | 32407.7801 | 0 | 115206.1433 | 299742.7528 | 204580.5879 | 914929.8514 | 3144235.0165 | 4187241.4196 | 4187241.4196 | 1478867.319 | 2556617.6377 | 0 | 8246406.2875 | 16469132.6638 | 13335.2143 | 0.0079065 | 1042994.967 | 2082994.9289 | 21262.8632 | 42464.6691
1 | 1400 | 707 | 0.035 | 15 | 15 | 7 | 1.7783e-11 | 0 | Water | Porous | Wet | R600a | MinimizeLCOE_Brownfield | IgnoreSilica | 3.8218 | 0.2267 | 0.0029488 | 4 | 716381.0167 | 1413495.0658 | 14604.396 | 28816.0088 | 61.513 | -3.3581e-06 | 79270217.7822 | 86197.7585 | 4368.8826 | 108803.0252 | 100900.9387 | 24077.0464 | 36782.3445 | 0 | 140840.6984 | 366438.6068 | 250101.8787 | 1118511.1797 | 3144235.0165 | 4187241.4196 | 4187241.4196 | 1478867.319 | 2556617.6377 | 0 | 8449987.6158 | 16672713.9921 | 17782.7941 | 0.011795 | 716381.0167 | 1413495.0658 | 14604.396 | 28816.0088
1 | 1400 | 707 | 0.035 | 15 | 15 | 7 | 2.3714e-11 | 0 | Water | Porous | Wet | R600a | MinimizeLCOE_Brownfield | IgnoreSilica | 5.0586 | 0.30618 | 0.0042538 | 4 | 511601.1871 | 994853.29 | 10429.6822 | 20281.43 | 61.9647 | -3.3254e-06 | 102593437.0255 | 106672.0589 | 5436.4884 | 138330.1361 | 127044.6081 | 24077.0464 | 41936.0757 | 0 | 172963.6013 | 450015.8109 | 307145.0379 | 1373620.8637 | 3144235.0165 | 4187241.4196 | 4187241.4196 | 1478867.319 | 2556617.6377 | 0 | 8705097.2998 | 16927823.6761 | 23713.7371 | 0.017015 | 511601.1871 | 994853.29 | 10429.6822 | 20281.43
1 | 1400 | 707 | 0.035 | 15 | 15 | 7 | 3.1623e-11 | 0 | Water | Porous | Wet | R600a | MinimizeLCOE_Brownfield | IgnoreSilica | 6.625 | 0.40685 | 0.0059854 | 4 | 376386.2072 | 719833.8746 | 7673.1419 | 14674.7872 | 62.2956 | -3.2562e-06 | 135926299.7988 | 130369.3879 | 6673.4723 | 173608.0335 | 160144.5702 | 24077.0464 | 47496.7335 | 0 | 211524.005 | 550342.0716 | 375619.7723 | 1679855.0926 | 3144235.0165 | 4187241.4196 | 4187241.4196 | 1478867.319 | 2556617.6377 | 0 | 9011331.5287 | 17234057.905 | 31622.7766 | 0.023942 | 376386.2072 | 719833.8746 | 7673.1419 | 14674.7872
1 | 1400 | 707 | 0.035 | 15 | 15 | 7 | 4.217e-11 | 0 | Water | Porous | Wet | R600a | MinimizeLCOE_Brownfield | IgnoreSilica | 8.5546 | 0.53049 | 0.0082372 | 4 | 284353.4928 | 533914.8312 | 5796.9306 | 10884.576 | 62.5199 | -3.1407e-06 | 170161194.5069 | 157086.7357 | 8068.3469 | 214628.1614 | 200835.3866 | 24077.0464 | 53179.6914 | 0 | 256571.3937 | 667546.1363 | 455613.9547 | 2037606.8531 | 3144235.0165 | 4187241.4196 | 4187241.4196 | 1478867.319 | 2556617.6377 | 0 | 9369083.2892 | 17591809.6655 | 42169.6503 | 0.032949 | 284353.4928 | 533914.8312 | 5796.9306 | 10884.576
1 | 1400 | 707 | 0.035 | 15 | 15 | 7 | 5.6234e-11 | 0 | Water | Porous | Wet | R600a | MinimizeLCOE_Brownfield | IgnoreSilica | 10.7324 | 0.66838 | 0.011021 | 4 | 221158.2884 | 407689.5657 | 4508.6108 | 8311.3032 | 62.6187 | -2.9348e-06 | 205102414.8141 | 184581.0482 | 9501.7512 | 258185.8125 | 246418.2555 | 24077.0464 | 57826.9883 | 0 | 304430.4518 | 792065.5883 | 540601.0393 | 2417687.9814 | 3144235.0165 | 4187241.4196 | 4187241.4196 | 1478867.319 | 2556617.6377 | 0 | 9749164.4175 | 17971890.7938 | 56234.1325 | 0.044082 | 221158.2884 | 407689.5657 | 4508.6108 | 8311.3032
1 | 1400 | 707 | 0.035 | 15 | 15 | 7 | 7.4989e-11 | 0 | Water | Porous | Wet | R600a | MinimizeLCOE_Brownfield | IgnoreSilica | 14.577 | 0.91864 | 0.015273 | 4 | 170565.169 | 305157.7697 | 3477.2017 | 6221.0539 | 62.8956 | -3.0094e-06 | 259556557.7922 | 230969.7672 | 11930.3827 | 332919.2222 | 328283.9768 | 24077.0464 | 69134.8562 | 0 | 388952.948 | 1011975.7856 | 690694.2677 | 3088938.2526 | 3144235.0165 | 4187241.4196 | 4187241.4196 | 1478867.319 | 2556617.6377 | 0 | 10420414.6887 | 18643141.065 | 74989.4209 | 0.061093 | 170565.169 | 305157.7697 | 3477.2017 | 6221.0539
1 | 1400 | 707 | 0.035 | 15 | 15 | 7 | 1e-10 | 0 | Water | Porous | Wet | R600a | MinimizeLCOE_Brownfield | IgnoreSilica | 18.6324 | 1.1797 | 0.020358 | 4 | 136115.7367 | 237092.1248 | 2774.9034 | 4833.4437 | 63.0053 | -2.8886e-06 | 312733474.3196 | 275193.3742 | 14241.3234 | 406637.4782 | 414038.5989 | 24077.0464 | 77441.5204 | 0 | 472535.4432 | 1229440.2928 | 839118.2623 | 3752723.3396 | 3144235.0165 | 4187241.4196 | 4187241.4196 | 1478867.319 | 2556617.6377 | 0 | 11084199.7757 | 19306926.152 | 100000 | 0.081432 | 136115.7367 | 237092.1248 | 2774.9034 | 4833.4437
1 | 1400 | 707 | 0.035 | 15 | 15 | 7 | 1.3335e-10 | 0 | Water | Porous | Wet | R600a | MinimizeLCOE_Brownfield | IgnoreSilica | 23.5512 | 1.4964 | 0.026789 | 4 | 110674.2436 | 187410.9518 | 2256.2442 | 3820.6257 | 63.0883 | -2.7519e-06 | 370255180.8762 | 325050.4666 | 16845.7404 | 491823.9461 | 518065.7433 | 24077.0464 | 86022.0273 | 0 | 570135.1383 | 1483374.6791 | 1012433.6988 | 4527828.4863 | 3144235.0165 | 4187241.4196 | 4187241.4196 | 1478867.319 | 2556617.6377 | 0 | 11859304.9224 | 20082031.2987 | 133352.1432 | 0.10716 | 110674.2436 | 187410.9518 | 2256.2442 | 3820.6257
1 | 1400 | 707 | 0.035 | 15 | 15 | 7 | 1.7783e-10 | 0 | Water | Porous | Wet | R600a | MinimizeLCOE_Brownfield | IgnoreSilica | 29.3318 | 1.8687 | 0.034711 | 4 | 91746.6474 | 150969.1594 | 1870.3795 | 3077.7105 | 63.151 | -2.5984e-06 | 431334910.6057 | 379756.6642 | 19702.1049 | 587460.0986 | 640328.0032 | 24077.0464 | 94432.6218 | 0 | 680845.0502 | 1771419.1602 | 1209029.9759 | 5407050.7254 | 3144235.0165 | 4187241.4196 | 4187241.4196 | 1478867.319 | 2556617.6377 | 0 | 12738527.1614 | 20961253.5377 | 177827.941 | 0.13884 | 91746.6474 | 150969.1594 | 1870.3795 | 3077.7105
1 | 1400 | 707 | 0.035 | 15 | 15 | 7 | 2.3714e-10 | 0 | Water | Porous | Wet | R600a | MinimizeLCOE_Brownfield | IgnoreSilica | 35.848 | 2.2885 | 0.044124 | 4 | 77610.2305 | 124198.7481 | 1582.1895 | 2531.9595 | 63.1983 | -2.4291e-06 | 494647661.0822 | 437658.3199 | 22723.5468 | 690817.7636 | 778166.1057 | 24077.0464 | 102082.9308 | 0 | 801655.0282 | 2085741.9413 | 1423561.7326 | 6366484.4154 | 3144235.0165 | 4187241.4196 | 4187241.4196 | 1478867.319 | 2556617.6377 | 0 | 13697960.8514 | 21920687.2277 | 237137.3706 | 0.1765 | 77610.2305 | 124198.7481 | 1582.1895 | 2531.9595
1 | 1400 | 707 | 0.035 | 15 | 15 | 7 | 3.1623e-10 | 0 | Water | Porous | Wet | R600a | MinimizeLCOE_Brownfield | IgnoreSilica | 42.8519 | 2.7397 | 0.054812 | 4 | 67044.4344 | 104548.3397 | 1366.7915 | 2131.3593 | 63.2338 | -2.2493e-06 | 557002459.8912 | 496472.2387 | 25790.6007 | 797775.2584 | 926336.3184 | 24077.0464 | 108432.5581 | 0 | 927764.7681 | 2413853.6158 | 1647504.6925 | 7368007.0971 | 3144235.0165 | 4187241.4196 | 4187241.4196 | 1478867.319 | 2556617.6377 | 0 | 14699483.5331 | 22922209.9094 | 316227.766 | 0.21925 | 67044.4344 | 104548.3397 | 1366.7915 | 2131.3593
1 | 1400 | 707 | 0.035 | 15 | 15 | 7 | 4.217e-10 | 0 | Water | Porous | Wet | R600a | MinimizeLCOE_Brownfield | IgnoreSilica | 49.9165 | 3.1949 | 0.066273 | 4 | 59162.1639 | 90180.683 | 1206.1007 | 1838.4552 | 63.2597 | -2.0625e-06 | 617053123.155 | 552941.6044 | 28733.3768 | 902140.0004 | 1075796.9615 | 24077.0464 | 112852.6654 | 0 | 1051651.2454 | 2736180.8172 | 1867499.6306 | 8351873.3481 | 3144235.0165 | 4187241.4196 | 4187241.4196 | 1478867.319 | 2556617.6377 | 0 | 15683349.7841 | 23906076.1604 | 421696.5034 | 0.26509 | 59162.1639 | 90180.683 | 1206.1007 | 1838.4552
1 | 1400 | 707 | 0.035 | 15 | 15 | 7 | 5.6234e-10 | 0 | Water | Porous | Wet | R600a | MinimizeLCOE_Brownfield | IgnoreSilica | 56.601 | 3.6255 | 0.077824 | 4 | 53301.3494 | 79715.8676 | 1086.6201 | 1625.1158 | 63.2772 | -1.8764e-06 | 672393289.3467 | 604180.0979 | 31401.6724 | 998137.1219 | 1217181.3938 | 24077.0464 | 115092.7336 | 0 | 1166127.3258 | 3034024.096 | 2070783.7885 | 9261005.2764 | 3144235.0165 | 4187241.4196 | 4187241.4196 | 1478867.319 | 2556617.6377 | 0 | 16592481.7125 | 24815208.0888 | 562341.3252 | 0.3113 | 53301.3494 | 79715.8676 | 1086.6201 | 1625.1158
1 | 1400 | 707 | 0.035 | 15 | 15 | 7 | 7.4989e-10 | 0 | Water | Porous | Wet | R600a | MinimizeLCOE_Brownfield | IgnoreSilica | 62.589 | 4.0108 | 0.088802 | 4 | 48957.228 | 72106.163 | 998.0593 | 1469.9817 | 63.2876 | -1.7008e-06 | 721089843.3909 | 648508.5463 | 33708.4645 | 1082131.0126 | 1343764.2527 | 24077.0464 | 115399.4547 | 0 | 1266559.6231 | 3295328.3323 | 2249129.299 | 10058606.0318 | 3144235.0165 | 4187241.4196 | 4187241.4196 | 1478867.319 | 2556617.6377 | 0 | 17390082.4679 | 25612808.8442 | 749894.2093 | 0.35521 | 48957.228 | 72106.163 | 998.0593 | 1469.9817
1 | 1400 | 707 | 0.035 | 15 | 15 | 7 | 1e-09 | 0 | Water | Porous | Wet | R600a | MinimizeLCOE_Brownfield | IgnoreSilica | 67.6922 | 4.3387 | 0.098689 | 4 | 45742.8829 | 66572.6917 | 932.5305 | 1357.1744 | 63.2925 | -1.5422e-06 | 762493038.6003 | 685225.8445 | 35617.8417 | 1152345.2218 | 1451546.9684 | 24077.0464 | 114215.264 | 0 | 1350580.9928 | 3513934.7011 | 2398332.6376 | 10725876.5183 | 3144235.0165 | 4187241.4196 | 4187241.4196 | 1478867.319 | 2556617.6377 | 0 | 18057352.9544 | 26280079.3307 | 1000000 | 0.39476 | 45742.8829 | 66572.6917 | 932.5305 | 1357.1744
1 | 1400 | 707 | 0.035 | 15 | 15 | 7 | 1.3335e-09 | 0 | Water | Porous | Wet | R600a | MinimizeLCOE_Brownfield | IgnoreSilica | 71.9117 | 4.6094 | 0.10723 | 4 | 43364.7274 | 62534.9404 | 884.0486 | 1274.8593 | 63.2936 | -1.4059e-06 | 796153269.3194 | 714897.1349 | 37159.8039 | 1209504.4807 | 1540570.2484 | 24077.0464 | 112196.046 | 0 | 1418977.8565 | 3691889.3103 | 2519790.315 | 11269062.2421 | 3144235.0165 | 4187241.4196 | 4187241.4196 | 1478867.319 | 2556617.6377 | 0 | 18600538.6782 | 26823265.0545 | 1333521.4322 | 0.42893 | 43364.7274 | 62534.9404 | 884.0486 | 1274.8593
1 | 1400 | 707 | 0.035 | 15 | 15 | 7 | 1.7783e-09 | 0 | Water | Porous | Wet | R600a | MinimizeLCOE_Brownfield | IgnoreSilica | 75.2755 | 4.8248 | 0.11434 | 4 | 41603.306 | 59582.0814 | 848.1397 | 1214.6613 | 63.2926 | -1.2914e-06 | 823882721.7845 | 738127.1054 | 38366.3257 | 1254515.5056 | 1611464.8156 | 24077.0464 | 109731.6496 | 0 | 1472750.1548 | 3831793.8002 | 2615278.0042 | 11696104.4075 | 3144235.0165 | 4187241.4196 | 4187241.4196 | 1478867.319 | 2556617.6377 | 0 | 19027580.8435 | 27250307.2198 | 1778279.41 | 0.45736 | 41603.306 | 59582.0814 | 848.1397 | 1214.6613
1 | 1400 | 707 | 0.035 | 15 | 15 | 7 | 2.3714e-09 | 0 | Water | Porous | Wet | R600a | MinimizeLCOE_Brownfield | IgnoreSilica | 77.9286 | 4.9944 | 0.12011 | 4 | 40296.4609 | 57410.8515 | 821.4979 | 1170.3979 | 63.2906 | -1.1985e-06 | 845742514.4466 | 756191.8769 | 39304.118 | 1289676.5765 | 1667323.5362 | 24077.0464 | 107265.9572 | 0 | 1514697.2534 | 3940931.5462 | 2689766.7583 | 12029234.6691 | 3144235.0165 | 4187241.4196 | 4187241.4196 | 1478867.319 | 2556617.6377 | 0 | 19360711.1052 | 27583437.4815 | 2371373.7057 | 0.48046 | 40296.4609 | 57410.8515 | 821.4979 | 1170.3979
1 | 1400 | 707 | 0.035 | 15 | 15 | 7 | 3.1623e-09 | 0 | Water | Porous | Wet | R600a | MinimizeLCOE_Brownfield | IgnoreSilica | 80 | 5.1266 | 0.12472 | 4 | 39325.0795 | 55807.3869 | 801.6949 | 1137.7091 | 63.2882 | -1.125e-06 | 862848987.3232 | 770142.6063 | 40028.0471 | 1316925.1984 | 1710897.8753 | 24077.0464 | 105023.7033 | 0 | 1547166.8459 | 4025410.7656 | 2747425.5614 | 12287097.6497 | 3144235.0165 | 4187241.4196 | 4187241.4196 | 1478867.319 | 2556617.6377 | 0 | 19618574.0857 | 27841300.462 | 3162277.6602 | 0.49888 | 39325.0795 | 55807.3869 | 801.6949 | 1137.7091
1 | 1400 | 707 | 0.035 | 15 | 15 | 7 | 4.217e-09 | 0 | Water | Porous | Wet | R600a | MinimizeLCOE_Brownfield | IgnoreSilica | 81.5903 | 5.228 | 0.12833 | 4 | 38601.7905 | 54620.5062 | 786.9497 | 1113.5129 | 63.2859 | -1.0672e-06 | 875592890.7533 | 780763.4885 | 40579.0057 | 1337725.7167 | 1744327.6193 | 24077.0464 | 103063.3419 | 0 | 1571909.1252 | 4089785.1009 | 2791362.368 | 12483592.8125 | 3144235.0165 | 4187241.4196 | 4187241.4196 | 1478867.319 | 2556617.6377 | 0 | 19815069.2486 | 28037795.6249 | 4216965.0343 | 0.51332 | 38601.7905 | 54620.5062 | 786.9497 | 1113.5129
1 | 1400 | 707 | 0.035 | 15 | 15 | 7 | 5.6234e-09 | 0 | Water | Porous | Wet | R600a | MinimizeLCOE_Brownfield | IgnoreSilica | 82.7935 | 5.3047 | 0.13112 | 4 | 38062.4155 | 53740.4762 | 775.9538 | 1095.5723 | 63.2839 | -1.0219e-06 | 886135084.8203 | 788747.5883 | 40993.0758 | 1353394.0746 | 1769604.0996 | 24077.0464 | 101393.7527 | 0 | 1590501.7586 | 4138159.3191 | 2824378.766 | 12631249.4812 | 3144235.0165 | 4187241.4196 | 4187241.4196 | 1478867.319 | 2556617.6377 | 0 | 19962725.9173 | 28185452.2936 | 5623413.2519 | 0.52447 | 38062.4155 | 53740.4762 | 775.9538 | 1095.5723
1 | 1400 | 707 | 0.035 | 15 | 15 | 7 | 7.4989e-09 | 0 | Water | Porous | Wet | R600a | MinimizeLCOE_Brownfield | IgnoreSilica | 83.7144 | 5.3633 | 0.13327 | 4 | 37659.6869 | 53084.8726 | 767.7437 | 1082.2069 | 63.2822 | -9.8738e-07 | 893938325.9951 | 794828.9648 | 41308.405 | 1365346.8473 | 1788941.2065 | 24077.0464 | 100055.0535 | 0 | 1604677.4342 | 4175041.5191 | 2849551.6253 | 12743828.1021 | 3144235.0165 | 4187241.4196 | 4187241.4196 | 1478867.319 | 2556617.6377 | 0 | 20075304.5381 | 28298030.9144 | 7498942.0933 | 0.53307 | 37659.6869 | 53084.8726 | 767.7437 | 1082.2069
1 | 1400 | 707 | 0.035 | 15 | 15 | 7 | 1e-08 | 0 | Water | Porous | Wet | R600a | MinimizeLCOE_Brownfield | IgnoreSilica | 84.4138 | 5.4078 | 0.13491 | 4 | 37358.6847 | 52595.8994 | 761.6073 | 1072.2386 | 63.2808 | -9.6103e-07 | 899829943.4634 | 799430.5268 | 41546.967 | 1374401.6917 | 1803621.4971 | 24077.0464 | 98994.482 | 0 | 1615408.1623 | 4202960.6725 | 2868607.0212 | 12829048.0671 | 3144235.0165 | 4187241.4196 | 4187241.4196 | 1478867.319 | 2556617.6377 | 0 | 20160524.5032 | 28383250.8795 | 10000000 | 0.53965 | 37358.6847 | 52595.8994 | 761.6073 | 1072.2386
1 | 1500 | 707 | 0.035 | 15 | 15 | 7 | 1e-13 | 0 | Water | Porous | Wet | R600a | MinimizeLCOE_Brownfield | IgnoreSilica | 0 | 0 | 0 | 0 | [5 empty] | 0 | 0 | 0 | 0 | 0 | 0 | 0 | 0 | 0 | 0 | 0 | 0 | 0 | 0 | 0 | 0 | 0 | 0 | 0 | 0 | 0 | 100 | 0
1 | 1500 | 707 | 0.035 | 15 | 15 | 7 | 1.3335e-13 | 0 | Water | Porous | Wet | R600a | MinimizeLCOE_Brownfield | IgnoreSilica | 0 | 0 | 0 | 0 | [5 empty] | 0 | 0 | 0 | 0 | 0 | 0 | 0 | 0 | 0 | 0 | 0 | 0 | 0 | 0 | 0 | 0 | 0 | 0 | 0 | 0 | 0 | 133.3521 | 0
1 | 1500 | 707 | 0.035 | 15 | 15 | 7 | 1.7783e-13 | 0 | Water | Porous | Wet | R600a | MinimizeLCOE_Brownfield | IgnoreSilica | 0 | 0 | 0 | 0 | [5 empty] | 0 | 0 | 0 | 0 | 0 | 0 | 0 | 0 | 0 | 0 | 0 | 0 | 0 | 0 | 0 | 0 | 0 | 0 | 0 | 0 | 0 | 177.8279 | 0
1 | 1500 | 707 | 0.035 | 15 | 15 | 7 | 2.3714e-13 | 0 | Water | Porous | Wet | R600a | MinimizeLCOE_Brownfield | IgnoreSilica | 0 | 0 | 0 | 0 | [5 empty] | 0 | 0 | 0 | 0 | 0 | 0 | 0 | 0 | 0 | 0 | 0 | 0 | 0 | 0 | 0 | 0 | 0 | 0 | 0 | 0 | 0 | 237.1374 | 0
1 | 1500 | 707 | 0.035 | 15 | 15 | 7 | 3.1623e-13 | 0 | Water | Porous | Wet | R600a | MinimizeLCOE_Brownfield | IgnoreSilica | 0 | 0 | 0 | 0 | [5 empty] | 0 | 0 | 0 | 0 | 0 | 0 | 0 | 0 | 0 | 0 | 0 | 0 | 0 | 0 | 0 | 0 | 0 | 0 | 0 | 0 | 0 | 316.2278 | 0
1 | 1500 | 707 | 0.035 | 15 | 15 | 7 | 4.217e-13 | 0 | Water | Porous | Wet | R600a | MinimizeLCOE_Brownfield | IgnoreSilica | 0 | 0 | 0 | 0 | [5 empty] | 0 | 0 | 0 | 0 | 0 | 0 | 0 | 0 | 0 | 0 | 0 | 0 | 0 | 0 | 0 | 0 | 0 | 0 | 0 | 0 | 0 | 421.6965 | 0
1 | 1500 | 707 | 0.035 | 15 | 15 | 7 | 5.6234e-13 | 0 | Water | Porous | Wet | R600a | MinimizeLCOE_Brownfield | IgnoreSilica | 0 | 0 | 0 | 0 | [5 empty] | 0 | 0 | 0 | 0 | 0 | 0 | 0 | 0 | 0 | 0 | 0 | 0 | 0 | 0 | 0 | 0 | 0 | 0 | 0 | 0 | 0 | 562.3413 | 0
1 | 1500 | 707 | 0.035 | 15 | 15 | 7 | 7.4989e-13 | 0 | Water | Porous | Wet | R600a | MinimizeLCOE_Brownfield | IgnoreSilica | 0 | 0 | 0 | 0 | [5 empty] | 0 | 0 | 0 | 0 | 0 | 0 | 0 | 0 | 0 | 0 | 0 | 0 | 0 | 0 | 0 | 0 | 0 | 0 | 0 | 0 | 0 | 749.8942 | 0
1 | 1500 | 707 | 0.035 | 15 | 15 | 7 | 1e-12 | 0 | Water | Porous | Wet | R600a | MinimizeLCOE_Brownfield | IgnoreSilica | 0 | 0 | 0 | 0 | [5 empty] | 0 | 0 | 0 | 0 | 0 | 0 | 0 | 0 | 0 | 0 | 0 | 0 | 0 | 0 | 0 | 0 | 0 | 0 | 0 | 0 | 0 | 1000 | 0
1 | 1500 | 707 | 0.035 | 15 | 15 | 7 | 1.3335e-12 | 0 | Water | Porous | Wet | R600a | MinimizeLCOE_Brownfield | IgnoreSilica | 0 | 0 | 0 | 0 | [5 empty] | 0 | 0 | 0 | 0 | 0 | 0 | 0 | 0 | 0 | 0 | 0 | 0 | 0 | 0 | 0 | 0 | 0 | 0 | 0 | 0 | 0 | 1333.5214 | 0
1 | 1500 | 707 | 0.035 | 15 | 15 | 7 | 1.7783e-12 | 0 | Water | Porous | Wet | R600a | MinimizeLCOE_Brownfield | IgnoreSilica | 0 | 0 | 0 | 0 | [5 empty] | 0 | 0 | 0 | 0 | 0 | 0 | 0 | 0 | 0 | 0 | 0 | 0 | 0 | 0 | 0 | 0 | 0 | 0 | 0 | 0 | 0 | 1778.2794 | 0
1 | 1500 | 707 | 0.035 | 15 | 15 | 7 | 2.3714e-12 | 0 | Water | Porous | Wet | R600a | MinimizeLCOE_Brownfield | IgnoreSilica | 0 | 0 | 0 | 0 | [5 empty] | 0 | 0 | 0 | 0 | 0 | 0 | 0 | 0 | 0 | 0 | 0 | 0 | 0 | 0 | 0 | 0 | 0 | 0 | 0 | 0 | 0 | 2371.3737 | 0
1 | 1500 | 707 | 0.035 | 15 | 15 | 7 | 3.1623e-12 | 0 | Water | Porous | Wet | R600a | MinimizeLCOE_Brownfield | IgnoreSilica | 0.78799 | 0.03821 | 0.00012873 | 4 | 15599321.4764 | 32352289.9433 | 318013.2679 | 659545.1902 | 57.4051 | -3.7994e-06 | 11772163.2152 | 24047.0683 | 1161.6651 | 26264.6134 | 38026.1283 | 24077.0464 | 19605.8663 | 0 | 51941.1312 | 135140.1688 | 92235.9421 | 412499.6298 | 3144235.0165 | 4475407.202 | 4475407.202 | 1478867.319 | 2671883.9507 | 0 | 8032141.8482 | 16658300.3198 | 3162.2777 | 0.0005149 | 15599321.4764 | 32352289.9433 | 318013.2679 | 659545.1902
1 | 1500 | 707 | 0.035 | 15 | 15 | 7 | 4.217e-12 | 0 | Water | Porous | Wet | R600a | MinimizeLCOE_Brownfield | IgnoreSilica | 1.139 | 0.063107 | 0.00044703 | 4 | 4555112.9489 | 9379284.6574 | 92862.1387 | 191209.4042 | 60.0395 | -4.1456e-06 | 9199335.7024 | 35149.0816 | 1736.5651 | 39158.4182 | 46017.4556 | 24077.0464 | 23498.5283 | 0 | 66158.4671 | 172130.7605 | 117482.781 | 525409.1037 | 3144235.0165 | 4475407.202 | 4475407.202 | 1478867.319 | 2671883.9507 | 0 | 8145051.3222 | 16771209.7938 | 4216.965 | 0.0017881 | 4555112.9489 | 9379284.6574 | 92862.1387 | 191209.4042
1 | 1500 | 707 | 0.035 | 15 | 15 | 7 | 5.6234e-12 | 0 | Water | Porous | Wet | R600a | MinimizeLCOE_Brownfield | IgnoreSilica | 1.58 | 0.094959 | 0.00092242 | 4 | 2242956.5422 | 4580878.0069 | 45725.7029 | 93387.3943 | 61.806 | -4.3157e-06 | 26365601.2448 | 47606.1717 | 2388.6439 | 54226.3749 | 56096.7097 | 24077.0464 | 27446.614 | 0 | 82618.2086 | 214955.6316 | 146711.6354 | 656127.0363 | 3144235.0165 | 4475407.202 | 4475407.202 | 1478867.319 | 2671883.9507 | 0 | 8275769.2547 | 16901927.7263 | 5623.4133 | 0.0036897 | 2242956.5422 | 4580878.0069 | 45725.7029 | 93387.3943
1 | 1500 | 707 | 0.035 | 15 | 15 | 7 | 7.4989e-12 | 0 | Water | Porous | Wet | R600a | MinimizeLCOE_Brownfield | IgnoreSilica | 2.1551 | 0.13688 | 0.001594 | 4 | 1322863.4151 | 2675781.3455 | 26968.36 | 54549.422 | 63.0789 | -4.4106e-06 | 36646082.7247 | 62198.8839 | 3157.2658 | 72582.8107 | 69268.9122 | 24077.0464 | 31815.8137 | 0 | 102609.2858 | 266968.3135 | 182211.3596 | 814889.6917 | 3144235.0165 | 4475407.202 | 4475407.202 | 1478867.319 | 2671883.9507 | 0 | 8434531.9101 | 17060690.3817 | 7498.9421 | 0.006376 | 1322863.4151 | 2675781.3455 | 26968.36 | 54549.422
1 | 1500 | 707 | 0.035 | 15 | 15 | 7 | 1e-11 | 0 | Water | Porous | Wet | R600a | MinimizeLCOE_Brownfield | IgnoreSilica | 2.8861 | 0.19049 | 0.0025161 | 4 | 856813.9356 | 1713898.5327 | 17467.311 | 34940.1398 | 63.9926 | -4.4189e-06 | 64192614.0704 | 78966.5264 | 4043.5512 | 94486.7314 | 86046.3169 | 24077.0464 | 36470.8773 | 0 | 126395.5093 | 328855.188 | 224450.4231 | 1003792.1699 | 3144235.0165 | 4475407.202 | 4475407.202 | 1478867.319 | 2671883.9507 | 0 | 8623434.3883 | 17249592.86 | 10000 | 0.010065 | 856813.9356 | 1713898.5327 | 17467.311 | 34940.1398
1 | 1500 | 707 | 0.035 | 15 | 15 | 7 | 1.3335e-11 | 0 | Water | Porous | Wet | R600a | MinimizeLCOE_Brownfield | IgnoreSilica | 3.8265 | 0.2596 | 0.0037636 | 4 | 588013.3003 | 1161015.3953 | 11987.4465 | 23668.8692 | 64.6692 | -4.3806e-06 | 100996494.0886 | 98557.5264 | 5081.5631 | 120974.1023 | 107632.6467 | 24077.0464 | 41610.2331 | 0 | 155193.916 | 403782.7348 | 275590.0134 | 1232499.7821 | 3144235.0165 | 4475407.202 | 4475407.202 | 1478867.319 | 2671883.9507 | 0 | 8852142.0005 | 17478300.4722 | 13335.2143 | 0.015054 | 588013.3003 | 1161015.3953 | 11987.4465 | 23668.8692
1 | 1500 | 707 | 0.035 | 15 | 15 | 7 | 1.7783e-11 | 0 | Water | Porous | Wet | R600a | MinimizeLCOE_Brownfield | IgnoreSilica | 5.0392 | 0.34887 | 0.0054352 | 4 | 420004.7959 | 816780.4857 | 8562.3659 | 16651.175 | 65.1769 | -4.3128e-06 | 143822953.4831 | 121608.4627 | 6304.6013 | 153183.8823 | 135483.7114 | 24077.0464 | 47365.6034 | 0 | 190329.09 | 495197.2502 | 337982.2985 | 1511531.9462 | 3144235.0165 | 4475407.202 | 4475407.202 | 1478867.319 | 2671883.9507 | 0 | 9131174.1647 | 17757332.6363 | 17782.7941 | 0.021741 | 420004.7959 | 816780.4857 | 8562.3659 | 16651.175
1 | 1500 | 707 | 0.035 | 15 | 15 | 7 | 2.3714e-11 | 0 | Water | Porous | Wet | R600a | MinimizeLCOE_Brownfield | IgnoreSilica | 6.623 | 0.46551 | 0.007661 | 4 | 309270.7314 | 590768.0759 | 6304.9022 | 12043.6063 | 65.5612 | -4.2396e-06 | 178476707.1229 | 149132.6923 | 7766.0922 | 192885.8386 | 171856.1206 | 24077.0464 | 54039.1579 | 0 | 233905.2097 | 608573.3751 | 415363.8334 | 1857599.3661 | 3144235.0165 | 4475407.202 | 4475407.202 | 1478867.319 | 2671883.9507 | 0 | 9477241.5845 | 18103400.0562 | 23713.7371 | 0.030644 | 309270.7314 | 590768.0759 | 6304.9022 | 12043.6063
1 | 1500 | 707 | 0.035 | 15 | 15 | 7 | 3.1623e-11 | 0 | Water | Porous | Wet | R600a | MinimizeLCOE_Brownfield | IgnoreSilica | 8.5398 | 0.60625 | 0.01055 | 4 | 233963.1931 | 438370.6536 | 4769.6562 | 8936.7787 | 65.8172 | -4.0822e-06 | 227395154.4682 | 179612.4325 | 9384.3352 | 238230.6811 | 215787.2699 | 24077.0464 | 60582.5314 | 0 | 283792.9756 | 738371.1086 | 503953.4537 | 2253791.8344 | 3144235.0165 | 4475407.202 | 4475407.202 | 1478867.319 | 2671883.9507 | 0 | 9873434.0528 | 18499592.5245 | 31622.7766 | 0.042201 | 233963.1931 | 438370.6536 | 4769.6562 | 8936.7787
1 | 1500 | 707 | 0.035 | 15 | 15 | 7 | 4.217e-11 | 0 | Water | Porous | Wet | R600a | MinimizeLCOE_Brownfield | IgnoreSilica | 10.6935 | 0.76251 | 0.014118 | 4 | 182250.4582 | 335003.3897 | 3715.4221 | 6829.4972 | 65.9315 | -3.8059e-06 | 277789683.4899 | 210851.3444 | 11039.8622 | 286178.9582 | 264784.1769 | 24077.0464 | 65858.8908 | 0 | 336488.2088 | 875473.2961 | 597528.5138 | 2672280.2976 | 3144235.0165 | 4475407.202 | 4475407.202 | 1478867.319 | 2671883.9507 | 0 | 10291922.5161 | 18918080.9877 | 42169.6503 | 0.056471 | 182250.4582 | 335003.3897 | 3715.4221 | 6829.4972
1 | 1500 | 707 | 0.035 | 15 | 15 | 7 | 5.6234e-11 | 0 | Water | Porous | Wet | R600a | MinimizeLCOE_Brownfield | IgnoreSilica | 14.5233 | 1.0482 | 0.019589 | 4 | 140861.2487 | 250952.1311 | 2871.6471 | 5115.9986 | 66.2465 | -3.8979e-06 | 350525074.6104 | 263985.8987 | 13868.2685 | 369057.9752 | 353405.1531 | 24077.0464 | 79010.5484 | 0 | 430327.9072 | 1119624.9422 | 764167.029 | 3417524.7687 | 3144235.0165 | 4475407.202 | 4475407.202 | 1478867.319 | 2671883.9507 | 0 | 11037166.9872 | 19663325.4588 | 56234.1325 | 0.078355 | 140861.2487 | 250952.1311 | 2871.6471 | 5115.9986
1 | 1500 | 707 | 0.035 | 15 | 15 | 7 | 7.4989e-11 | 0 | Water | Porous | Wet | R600a | MinimizeLCOE_Brownfield | IgnoreSilica | 18.5741 | 1.347 | 0.02614 | 4 | 112616.276 | 195116.5486 | 2295.8351 | 3977.7148 | 66.3729 | -3.7391e-06 | 421143154.4296 | 314773.2239 | 16565.5392 | 451027.4088 | 446496.8494 | 24077.0464 | 88706.6157 | 0 | 523242.2065 | 1361368.8896 | 929162.2405 | 4155420.0198 | 3144235.0165 | 4475407.202 | 4475407.202 | 1478867.319 | 2671883.9507 | 0 | 11775062.2383 | 20401220.7099 | 74989.4209 | 0.10456 | 112616.276 | 195116.5486 | 2295.8351 | 3977.7148
1 | 1500 | 707 | 0.035 | 15 | 15 | 7 | 1e-10 | 0 | Water | Porous | Wet | R600a | MinimizeLCOE_Brownfield | IgnoreSilica | 23.5124 | 1.7114 | 0.034459 | 4 | 91704.6358 | 154287.2112 | 1869.523 | 3145.3535 | 66.4687 | -3.5606e-06 | 497540101.7 | 372306.9023 | 19619.5088 | 546196.8924 | 559990.6143 | 24077.0464 | 98792.5236 | 0 | 632183.5603 | 1644811.9451 | 1122617.95 | 5020596.9432 | 3144235.0165 | 4475407.202 | 4475407.202 | 1478867.319 | 2671883.9507 | 0 | 12640239.1617 | 21266397.6333 | 100000 | 0.13784 | 91704.6358 | 154287.2112 | 1869.523 | 3145.3535
1 | 1500 | 707 | 0.035 | 15 | 15 | 7 | 1.3335e-10 | 0 | Water | Porous | Wet | R600a | MinimizeLCOE_Brownfield | IgnoreSilica | 29.3707 | 2.1437 | 0.044782 | 4 | 76091.3807 | 124248.1814 | 1551.2257 | 2532.9672 | 66.5415 | -3.3616e-06 | 578260840.8904 | 435997.8357 | 22998.0715 | 654001.0633 | 694641.3271 | 24077.0464 | 108823.0197 | 0 | 756809.9618 | 1969064.2776 | 1343926.8297 | 6010339.4329 | 3144235.0165 | 4475407.202 | 4475407.202 | 1478867.319 | 2671883.9507 | 0 | 13629981.6514 | 22256140.123 | 133352.1432 | 0.17913 | 76091.3807 | 124248.1814 | 1551.2257 | 2532.9672
1 | 1500 | 707 | 0.035 | 15 | 15 | 7 | 1.7783e-10 | 0 | Water | Porous | Wet | R600a | MinimizeLCOE_Brownfield | IgnoreSilica | 36.0675 | 2.638 | 0.057181 | 4 | 64375.0338 | 102089.4897 | 1312.3721 | 2081.2323 | 66.5966 | -3.1431e-06 | 661891419.2481 | 504285.0181 | 26617.6831 | 772053.3235 | 848581.0583 | 24077.0464 | 118159.9712 | 0 | 894571.8992 | 2327492.5799 | 1588561.511 | 7104400.0908 | 3144235.0165 | 4475407.202 | 4475407.202 | 1478867.319 | 2671883.9507 | 0 | 14724042.3092 | 23350200.7809 | 177827.941 | 0.22872 | 64375.0338 | 102089.4897 | 1312.3721 | 2081.2323
1 | 1500 | 707 | 0.035 | 15 | 15 | 7 | 2.3714e-10 | 0 | Water | Porous | Wet | R600a | MinimizeLCOE_Brownfield | IgnoreSilica | 43.366 | 3.1768 | 0.071446 | 4 | 55567.7898 | 85751.8868 | 1132.8246 | 1748.1682 | 66.6382 | -2.9087e-06 | 745819020.0486 | 574513.1204 | 30337.1197 | 895789.8357 | 1016370.719 | 24077.0464 | 126046.6266 | 0 | 1040182.4424 | 2706341.3444 | 1847133.5773 | 8260791.8319 | 3144235.0165 | 4475407.202 | 4475407.202 | 1478867.319 | 2671883.9507 | 0 | 15880434.0503 | 24506592.522 | 237137.3706 | 0.28578 | 55567.7898 | 85751.8868 | 1132.8246 | 1748.1682
1 | 1500 | 707 | 0.035 | 15 | 15 | 7 | 3.1623e-10 | 0 | Water | Porous | Wet | R600a | MinimizeLCOE_Brownfield | IgnoreSilica | 50.8936 | 3.7325 | 0.087019 | 4 | 48956.4538 | 73738.7871 | 998.0435 | 1503.2649 | 66.6685 | -2.6657e-06 | 825770888.6687 | 643325.2019 | 33978.4405 | 1019072.2986 | 1189424.7485 | 24077.0464 | 131839.5803 | 0 | 1186269.7532 | 3086430.5606 | 2106552.2774 | 9420969.9072 | 3144235.0165 | 4475407.202 | 4475407.202 | 1478867.319 | 2671883.9507 | 0 | 17040612.1257 | 25666770.5973 | 316227.766 | 0.34808 | 48956.4538 | 73738.7871 | 998.0435 | 1503.2649
1 | 1500 | 707 | 0.035 | 15 | 15 | 7 | 4.217e-10 | 0 | Water | Porous | Wet | R600a | MinimizeLCOE_Brownfield | IgnoreSilica | 58.1527 | 4.2682 | 0.10299 | 4 | 44011.3962 | 64950.0561 | 897.2318 | 1324.0947 | 66.6886 | -2.4206e-06 | 900334562.4698 | 706811.3842 | 37334.9277 | 1134455.4547 | 1356255.353 | 24077.0464 | 134993.959 | 0 | 1323631.9688 | 3443818.8684 | 2350477.1411 | 10511856.1033 | 3144235.0165 | 4475407.202 | 4475407.202 | 1478867.319 | 2671883.9507 | 0 | 18131498.3218 | 26757656.7934 | 421696.5034 | 0.41197 | 44011.3962 | 64950.0561 | 897.2318 | 1324.0947
1 | 1500 | 707 | 0.035 | 15 | 15 | 7 | 5.6234e-10 | 0 | Water | Porous | Wet | R600a | MinimizeLCOE_Brownfield | IgnoreSilica | 64.7498 | 4.7543 | 0.11841 | 4 | 40327.7182 | 58540.4433 | 822.1351 | 1193.4261 | 66.6996 | -2.1853e-06 | 966107512.1447 | 762390.1116 | 40270.6243 | 1236693.275 | 1507754.8649 | 24077.0464 | 135620.6352 | 0 | 1445654.5574 | 3761296.6137 | 2567162.2258 | 11480919.9542 | 3144235.0165 | 4475407.202 | 4475407.202 | 1478867.319 | 2671883.9507 | 0 | 19100562.1727 | 27726720.6443 | 562341.3252 | 0.47363 | 40327.7182 | 58540.4433 | 822.1351 | 1193.4261
1 | 1500 | 707 | 0.035 | 15 | 15 | 7 | 7.4989e-10 | 0 | Water | Porous | Wet | R600a | MinimizeLCOE_Brownfield | IgnoreSilica | 70.4501 | 5.1736 | 0.13248 | 4 | 37591.6305 | 53869.473 | 766.3562 | 1098.2021 | 66.7032 | -1.9703e-06 | 1022148304.3058 | 808946.9268 | 42727.4927 | 1323193.9018 | 1638507.6465 | 24077.0464 | 134254.7525 | 0 | 1548966.029 | 4030091.8708 | 2750620.5119 | 12301386.1783 | 3144235.0165 | 4475407.202 | 4475407.202 | 1478867.319 | 2671883.9507 | 0 | 19921028.3967 | 28547186.8684 | 749894.2093 | 0.52993 | 37591.6305 | 53869.473 | 766.3562 | 1098.2021
1 | 1500 | 707 | 0.035 | 15 | 15 | 7 | 1e-09 | 0 | Water | Porous | Wet | R600a | MinimizeLCOE_Brownfield | IgnoreSilica | 75.1977 | 5.522 | 0.14477 | 4 | 35561.7084 | 50458.5138 | 724.9735 | 1028.6651 | 66.702 | -1.7829e-06 | 1068055755.6997 | 846754.4115 | 44720.8856 | 1394010.7355 | 1747254.8019 | 24077.0464 | 131652.4585 | 0 | 1633503.4324 | 4250040.8534 | 2900740.2121 | 12972754.8373 | 3144235.0165 | 4475407.202 | 4475407.202 | 1478867.319 | 2671883.9507 | 0 | 20592397.0557 | 29218555.5274 | 1000000 | 0.57906 | 35561.7084 | 50458.5138 | 724.9735 | 1028.6651
1 | 1500 | 707 | 0.035 | 15 | 15 | 7 | 1.3335e-09 | 0 | Water | Porous | Wet | R600a | MinimizeLCOE_Brownfield | IgnoreSilica | 79.0151 | 5.8014 | 0.15507 | 4 | 34055.2564 | 47962.1099 | 694.2625 | 977.7725 | 66.6981 | -1.6243e-06 | 1106029583.4909 | 876545.6204 | 46290.3777 | 1450174.7616 | 1834568.344 | 24077.0464 | 128396.8406 | 0 | 1700420.6664 | 4424145.7696 | 3019570.3949 | 13504189.8215 | 3144235.0165 | 4475407.202 | 4475407.202 | 1478867.319 | 2671883.9507 | 0 | 21123832.04 | 29749990.5116 | 1333521.4322 | 0.62028 | 34055.2564 | 47962.1099 | 694.2625 | 977.7725
1 | 1500 | 707 | 0.035 | 15 | 15 | 7 | 1.7783e-09 | 0 | Water | Porous | Wet | R600a | MinimizeLCOE_Brownfield | IgnoreSilica | 82.0554 | 6.0235 | 0.16351 | 4 | 32936.0176 | 46124.7612 | 671.4453 | 940.3156 | 66.6931 | -1.4956e-06 | 1135476951.635 | 899897.8434 | 47519.8075 | 1494424.7018 | 1904016.428 | 24077.0464 | 125114.8278 | 0 | 1753069.7554 | 4561127.8996 | 3113063.5133 | 13922311.8232 | 3144235.0165 | 4475407.202 | 4475407.202 | 1478867.319 | 2671883.9507 | 0 | 21541954.0417 | 30168112.5133 | 1778279.41 | 0.65405 | 32936.0176 | 46124.7612 | 671.4453 | 940.3156
1 | 1500 | 707 | 0.035 | 15 | 15 | 7 | 2.3714e-09 | 0 | Water | Porous | Wet | R600a | MinimizeLCOE_Brownfield | IgnoreSilica | 84.4138 | 6.1955 | 0.17025 | 4 | 32103.2491 | 44769.9062 | 654.4682 | 912.6951 | 66.688 | -1.392e-06 | 1158961071.8326 | 917788.2993 | 48461.1587 | 1528460.1577 | 1957823.6861 | 24077.0464 | 122008.4653 | 0 | 1793461.3372 | 4666218.51 | 3184790.0143 | 14243088.6749 | 3144235.0165 | 4475407.202 | 4475407.202 | 1478867.319 | 2671883.9507 | 0 | 21862730.8933 | 30488889.365 | 2371373.7057 | 0.68101 | 32103.2491 | 44769.9062 | 654.4682 | 912.6951
1 | 1500 | 707 | 0.035 | 15 | 15 | 7 | 3.1623e-09 | 0 | Water | Porous | Wet | R600a | MinimizeLCOE_Brownfield | IgnoreSilica | 86.2307 | 6.3277 | 0.17555 | 4 | 31482.716 | 43766.8813 | 641.8177 | 892.2471 | 66.6834 | -1.3104e-06 | 1177269260.1551 | 931439.9095 | 49179.146 | 1554510.9062 | 1999235.8141 | 24077.0464 | 119275.0469 | 0 | 1824309.969 | 4746480.3218 | 3239570.3501 | 14488078.5101 | 3144235.0165 | 4475407.202 | 4475407.202 | 1478867.319 | 2671883.9507 | 0 | 22107720.7285 | 30733879.2001 | 3162277.6602 | 0.70222 | 31482.716 | 43766.8813 | 641.8177 | 892.2471
1 | 1500 | 707 | 0.035 | 15 | 15 | 7 | 4.217e-09 | 0 | Water | Porous | Wet | R600a | MinimizeLCOE_Brownfield | IgnoreSilica | 87.6339 | 6.4297 | 0.17969 | 4 | 31019.7169 | 43021.1164 | 632.3789 | 877.0436 | 66.6794 | -1.2475e-06 | 1190991393.7015 | 941906.212 | 49729.4079 | 1574530.1768 | 2031193.7546 | 24077.0464 | 117010.8802 | 0 | 1847994.5164 | 4808102.6558 | 3281628.8592 | 14676173.5092 | 3144235.0165 | 4475407.202 | 4475407.202 | 1478867.319 | 2671883.9507 | 0 | 22295815.7277 | 30921974.1993 | 4216965.0343 | 0.71876 | 31019.7169 | 43021.1164 | 632.3789 | 877.0436
1 | 1500 | 707 | 0.035 | 15 | 15 | 7 | 5.6234e-09 | 0 | Water | Porous | Wet | R600a | MinimizeLCOE_Brownfield | IgnoreSilica | 88.701 | 6.5072 | 0.18288 | 4 | 30673.8745 | 42466.2344 | 625.3284 | 865.7316 | 66.6761 | -1.1989e-06 | 1201395388.504 | 949820.4662 | 50145.379 | 1589695.2425 | 2055479.9082 | 24077.0464 | 115155.9488 | 0 | 1865905.8566 | 4854704.2889 | 3313435.4314 | 14818419.568 | 3144235.0165 | 4475407.202 | 4475407.202 | 1478867.319 | 2671883.9507 | 0 | 22438061.7865 | 31064220.2581 | 5623413.2519 | 0.7315 | 30673.8745 | 42466.2344 | 625.3284 | 865.7316
1 | 1500 | 707 | 0.035 | 15 | 15 | 7 | 7.4989e-09 | 0 | Water | Porous | Wet | R600a | MinimizeLCOE_Brownfield | IgnoreSilica | 89.5 | 6.5652 | 0.1853 | 4 | 30415.3104 | 42053.3257 | 620.0572 | 857.3139 | 66.6735 | -1.1614e-06 | 1210034360.265 | 955721.9391 | 50455.4915 | 1601018.7861 | 2073657.4032 | 24077.0464 | 113643.6169 | 0 | 1879243.9704 | 4889407.3251 | 3337120.9667 | 14924346.5454 | 3144235.0165 | 4475407.202 | 4475407.202 | 1478867.319 | 2671883.9507 | 0 | 22543988.7638 | 31170147.2355 | 7498942.0933 | 0.74121 | 30415.3104 | 42053.3257 | 620.0572 | 857.3139
1 | 1500 | 707 | 0.035 | 15 | 15 | 7 | 1e-08 | 0 | Water | Porous | Wet | R600a | MinimizeLCOE_Brownfield | IgnoreSilica | 90.1166 | 6.6099 | 0.18716 | 4 | 30221.8609 | 41744.1221 | 616.1135 | 851.0104 | 66.6714 | -1.1333e-06 | 1215690408.4839 | 960261.0085 | 50693.9721 | 1609737.1321 | 2087678.0529 | 24077.0464 | 112490.3398 | 0 | 1889525.6452 | 4916158.1338 | 3355378.9433 | 15006000.274 | 3144235.0165 | 4475407.202 | 4475407.202 | 1478867.319 | 2671883.9507 | 0 | 22625642.4924 | 31251800.9641 | 10000000 | 0.74865 | 30221.8609 | 41744.1221 | 616.1135 | 851.0104
1 | 1600 | 707 | 0.035 | 15 | 15 | 7 | 1e-13 | 0 | Water | Porous | Wet | R600a | MinimizeLCOE_Brownfield | IgnoreSilica | 0 | 0 | 0 | 0 | [5 empty] | 0 | 0 | 0 | 0 | 0 | 0 | 0 | 0 | 0 | 0 | 0 | 0 | 0 | 0 | 0 | 0 | 0 | 0 | 0 | 0 | 0 | 100 | 0
1 | 1600 | 707 | 0.035 | 15 | 15 | 7 | 1.3335e-13 | 0 | Water | Porous | Wet | R600a | MinimizeLCOE_Brownfield | IgnoreSilica | 0 | 0 | 0 | 0 | [5 empty] | 0 | 0 | 0 | 0 | 0 | 0 | 0 | 0 | 0 | 0 | 0 | 0 | 0 | 0 | 0 | 0 | 0 | 0 | 0 | 0 | 0 | 133.3521 | 0
1 | 1600 | 707 | 0.035 | 15 | 15 | 7 | 1.7783e-13 | 0 | Water | Porous | Wet | R600a | MinimizeLCOE_Brownfield | IgnoreSilica | 0 | 0 | 0 | 0 | [5 empty] | 0 | 0 | 0 | 0 | 0 | 0 | 0 | 0 | 0 | 0 | 0 | 0 | 0 | 0 | 0 | 0 | 0 | 0 | 0 | 0 | 0 | 177.8279 | 0
1 | 1600 | 707 | 0.035 | 15 | 15 | 7 | 2.3714e-13 | 0 | Water | Porous | Wet | R600a | MinimizeLCOE_Brownfield | IgnoreSilica | 0 | 0 | 0 | 0 | [5 empty] | 0 | 0 | 0 | 0 | 0 | 0 | 0 | 0 | 0 | 0 | 0 | 0 | 0 | 0 | 0 | 0 | 0 | 0 | 0 | 0 | 0 | 237.1374 | 0
1 | 1600 | 707 | 0.035 | 15 | 15 | 7 | 3.1623e-13 | 0 | Water | Porous | Wet | R600a | MinimizeLCOE_Brownfield | IgnoreSilica | 0 | 0 | 0 | 0 | [5 empty] | 0 | 0 | 0 | 0 | 0 | 0 | 0 | 0 | 0 | 0 | 0 | 0 | 0 | 0 | 0 | 0 | 0 | 0 | 0 | 0 | 0 | 316.2278 | 0
1 | 1600 | 707 | 0.035 | 15 | 15 | 7 | 4.217e-13 | 0 | Water | Porous | Wet | R600a | MinimizeLCOE_Brownfield | IgnoreSilica | 0 | 0 | 0 | 0 | [5 empty] | 0 | 0 | 0 | 0 | 0 | 0 | 0 | 0 | 0 | 0 | 0 | 0 | 0 | 0 | 0 | 0 | 0 | 0 | 0 | 0 | 0 | 421.6965 | 0
1 | 1600 | 707 | 0.035 | 15 | 15 | 7 | 5.6234e-13 | 0 | Water | Porous | Wet | R600a | MinimizeLCOE_Brownfield | IgnoreSilica | 0 | 0 | 0 | 0 | [5 empty] | 0 | 0 | 0 | 0 | 0 | 0 | 0 | 0 | 0 | 0 | 0 | 0 | 0 | 0 | 0 | 0 | 0 | 0 | 0 | 0 | 0 | 562.3413 | 0
1 | 1600 | 707 | 0.035 | 15 | 15 | 7 | 7.4989e-13 | 0 | Water | Porous | Wet | R600a | MinimizeLCOE_Brownfield | IgnoreSilica | 0 | 0 | 0 | 0 | [5 empty] | 0 | 0 | 0 | 0 | 0 | 0 | 0 | 0 | 0 | 0 | 0 | 0 | 0 | 0 | 0 | 0 | 0 | 0 | 0 | 0 | 0 | 749.8942 | 0
1 | 1600 | 707 | 0.035 | 15 | 15 | 7 | 1e-12 | 0 | Water | Porous | Wet | R600a | MinimizeLCOE_Brownfield | IgnoreSilica | 0 | 0 | 0 | 0 | [5 empty] | 0 | 0 | 0 | 0 | 0 | 0 | 0 | 0 | 0 | 0 | 0 | 0 | 0 | 0 | 0 | 0 | 0 | 0 | 0 | 0 | 0 | 1000 | 0
1 | 1600 | 707 | 0.035 | 15 | 15 | 7 | 1.3335e-12 | 0 | Water | Porous | Wet | R600a | MinimizeLCOE_Brownfield | IgnoreSilica | 0 | 0 | 0 | 0 | [5 empty] | 0 | 0 | 0 | 0 | 0 | 0 | 0 | 0 | 0 | 0 | 0 | 0 | 0 | 0 | 0 | 0 | 0 | 0 | 0 | 0 | 0 | 1333.5214 | 0
1 | 1600 | 707 | 0.035 | 15 | 15 | 7 | 1.7783e-12 | 0 | Water | Porous | Wet | R600a | MinimizeLCOE_Brownfield | IgnoreSilica | 0 | 0 | 0 | 0 | [5 empty] | 0 | 0 | 0 | 0 | 0 | 0 | 0 | 0 | 0 | 0 | 0 | 0 | 0 | 0 | 0 | 0 | 0 | 0 | 0 | 0 | 0 | 1778.2794 | 0
1 | 1600 | 707 | 0.035 | 15 | 15 | 7 | 2.3714e-12 | 0 | Water | Porous | Wet | R600a | MinimizeLCOE_Brownfield | IgnoreSilica | 0.74446 | 0.039394 | 0.0001164 | 4 | 17901576.1903 | 37312450.7445 | 364947.8443 | 760664.7773 | 59.0995 | -4.6585e-06 | 22639314.1914 | 25157.5285 | 1226.6493 | 26878.8896 | 38008.2848 | 24077.0464 | 20704.4482 | 0 | 53060.6102 | 138052.8236 | 94223.8888 | 421390.1695 | 3144235.0165 | 4769433.0752 | 4769433.0752 | 1478867.319 | 2789494.2999 | 0 | 8335058.2612 | 17372852.9553 | 2371.3737 | 0.0004656 | 17901576.1903 | 37312450.7445 | 364947.8443 | 760664.7773
1 | 1600 | 707 | 0.035 | 15 | 15 | 7 | 3.1623e-12 | 0 | Water | Porous | Wet | R600a | MinimizeLCOE_Brownfield | IgnoreSilica | 1.1001 | 0.067678 | 0.00049006 | 4 | 4317458.1858 | 8928017.4377 | 88017.2249 | 182009.7115 | 62.3367 | -5.2172e-06 | 2094512.7234 | 38022.8012 | 1902.7649 | 41339.6772 | 46695.9707 | 24077.0464 | 25402.3842 | 0 | 69201.8514 | 180049.0222 | 122887.1573 | 549578.6756 | 3144235.0165 | 4769433.0752 | 4769433.0752 | 1478867.319 | 2789494.2999 | 0 | 8463246.7673 | 17501041.4614 | 3162.2777 | 0.0019602 | 4317458.1858 | 8928017.4377 | 88017.2249 | 182009.7115
1 | 1600 | 707 | 0.035 | 15 | 15 | 7 | 4.217e-12 | 0 | Water | Porous | Wet | R600a | MinimizeLCOE_Brownfield | IgnoreSilica | 1.5216 | 0.10197 | 0.0010574 | 4 | 2033796.6846 | 4170495.0608 | 41461.6963 | 85021.1828 | 64.3656 | -5.4155e-06 | 40661901.5886 | 51655.0148 | 2628.0329 | 57298.0035 | 57055.2687 | 24077.0464 | 29700.9719 | 0 | 86741.5919 | 225683.829 | 154033.8506 | 688873.6098 | 3144235.0165 | 4769433.0752 | 4769433.0752 | 1478867.319 | 2789494.2999 | 0 | 8602541.7015 | 17640336.3957 | 4216.965 | 0.0042298 | 2033796.6846 | 4170495.0608 | 41461.6963 | 85021.1828
1 | 1600 | 707 | 0.035 | 15 | 15 | 7 | 5.6234e-12 | 0 | Water | Porous | Wet | R600a | MinimizeLCOE_Brownfield | IgnoreSilica | 2.0773 | 0.14767 | 0.0018655 | 4 | 1175800.3415 | 2386990.3457 | 23970.2803 | 48662.0268 | 65.8529 | -5.5407e-06 | 60516510.6551 | 67822.6293 | 3494.0044 | 76967.5456 | 70749.6143 | 24077.0464 | 34571.3011 | 0 | 108296.035 | 281764.0685 | 192309.7664 | 860052.011 | 3144235.0165 | 4769433.0752 | 4769433.0752 | 1478867.319 | 2789494.2999 | 0 | 8773720.1026 | 17811514.7968 | 5623.4133 | 0.0074619 | 1175800.3415 | 2386990.3457 | 23970.2803 | 48662.0268
1 | 1600 | 707 | 0.035 | 15 | 15 | 7 | 7.4989e-12 | 0 | Water | Porous | Wet | R600a | MinimizeLCOE_Brownfield | IgnoreSilica | 2.7935 | 0.20693 | 0.0029803 | 4 | 753290.9054 | 1511423.7759 | 15356.854 | 30812.418 | 66.9337 | -5.5772e-06 | 88653906.1372 | 86644.5096 | 4506.1533 | 100733.4251 | 88430.4238 | 24077.0464 | 39915.0706 | 0 | 134279.5852 | 349367.9362 | 238450.7953 | 1066404.9455 | 3144235.0165 | 4769433.0752 | 4769433.0752 | 1478867.319 | 2789494.2999 | 0 | 8980073.0371 | 18017867.7313 | 7498.9421 | 0.011921 | 753290.9054 | 1511423.7759 | 15356.854 | 30812.418
1 | 1600 | 707 | 0.035 | 15 | 15 | 7 | 1e-11 | 0 | Water | Porous | Wet | R600a | MinimizeLCOE_Brownfield | IgnoreSilica | 3.7144 | 0.28334 | 0.0044921 | 4 | 513644.0177 | 1016622.7025 | 10471.3281 | 20725.2289 | 67.7302 | -5.5467e-06 | 129582214.1769 | 108608.888 | 5690.1104 | 129451.9592 | 111180.2335 | 24077.0464 | 45809.1257 | 0 | 165678.7716 | 431062.1783 | 294208.7942 | 1315767.1072 | 3144235.0165 | 4769433.0752 | 4769433.0752 | 1478867.319 | 2789494.2999 | 0 | 9229435.1989 | 18267229.8931 | 10000 | 0.017969 | 513644.0177 | 1016622.7025 | 10471.3281 | 20725.2289
1 | 1600 | 707 | 0.035 | 15 | 15 | 7 | 1.3335e-11 | 0 | Water | Porous | Wet | R600a | MinimizeLCOE_Brownfield | IgnoreSilica | 4.9083 | 0.38263 | 0.0065227 | 4 | 365454.3802 | 711853.5126 | 7450.2819 | 14512.0967 | 68.3283 | -5.4816e-06 | 184258290.7617 | 134566.1919 | 7091.0519 | 164545.7283 | 140696.9901 | 24077.0464 | 52483.9352 | 0 | 204149.7681 | 531155.8197 | 362524.7611 | 1621291.2927 | 3144235.0165 | 4769433.0752 | 4769433.0752 | 1478867.319 | 2789494.2999 | 0 | 9534959.3843 | 18572754.0785 | 13335.2143 | 0.026091 | 365454.3802 | 711853.5126 | 7450.2819 | 14512.0967
1 | 1600 | 707 | 0.035 | 15 | 15 | 7 | 1.7783e-11 | 0 | Water | Porous | Wet | R600a | MinimizeLCOE_Brownfield | IgnoreSilica | 6.4204 | 0.50847 | 0.0092205 | 4 | 268459.2814 | 513506.054 | 5472.9056 | 10468.5155 | 68.7695 | -5.359e-06 | 236755688.2406 | 164636.9171 | 8714.9398 | 206509.4871 | 178085.8369 | 24077.0464 | 59713.6026 | 0 | 250277.7537 | 651171.376 | 444437.8444 | 1987624.8039 | 3144235.0165 | 4769433.0752 | 4769433.0752 | 1478867.319 | 2789494.2999 | 0 | 9901292.8956 | 18939087.5898 | 17782.7941 | 0.036882 | 268459.2814 | 513506.054 | 5472.9056 | 10468.5155
1 | 1600 | 707 | 0.035 | 15 | 15 | 7 | 2.3714e-11 | 0 | Water | Porous | Wet | R600a | MinimizeLCOE_Brownfield | IgnoreSilica | 8.3159 | 0.66586 | 0.012747 | 4 | 202728.8835 | 379984.6249 | 4132.9025 | 7746.5005 | 69.0791 | -5.1852e-06 | 290619496.0557 | 199149.4065 | 10578.2683 | 256170.9186 | 224878.6906 | 24077.0464 | 67430.2655 | 0 | 305090.9923 | 793784.1793 | 541774.013 | 2422933.7804 | 3144235.0165 | 4769433.0752 | 4769433.0752 | 1478867.319 | 2789494.2999 | 0 | 10336601.8721 | 19374396.5662 | 23713.7371 | 0.050987 | 202728.8835 | 379984.6249 | 4132.9025 | 7746.5005
1 | 1600 | 707 | 0.035 | 15 | 15 | 7 | 3.1623e-11 | 0 | Water | Porous | Wet | R600a | MinimizeLCOE_Brownfield | IgnoreSilica | 10.4307 | 0.83955 | 0.017118 | 4 | 157622.4188 | 289618.6494 | 3213.3462 | 5904.2679 | 69.2278 | -4.8421e-06 | 359613925.5726 | 234288.6002 | 12471.742 | 308330.2416 | 276737.0081 | 24077.0464 | 73549.1815 | 0 | 362486.9897 | 943116.791 | 643696.589 | 2878754.1895 | 3144235.0165 | 4769433.0752 | 4769433.0752 | 1478867.319 | 2789494.2999 | 0 | 10792422.2812 | 19830216.9754 | 31622.7766 | 0.06847 | 157622.4188 | 289618.6494 | 3213.3462 | 5904.2679
1 | 1600 | 707 | 0.035 | 15 | 15 | 7 | 4.217e-11 | 0 | Water | Porous | Wet | R600a | MinimizeLCOE_Brownfield | IgnoreSilica | 14.1165 | 1.1499 | 0.023735 | 4 | 122028.8116 | 217225.5739 | 2487.7224 | 4428.4371 | 69.5715 | -4.9348e-06 | 450163241.294 | 292657.359 | 15630.0121 | 396454.2176 | 368491.2888 | 24077.0464 | 88098.0021 | 0 | 462309.0911 | 1202833.4225 | 820958.5266 | 3671508.9661 | 3144235.0165 | 4769433.0752 | 4769433.0752 | 1478867.319 | 2789494.2999 | 0 | 11585177.0578 | 20622971.752 | 42169.6503 | 0.094938 | 122028.8116 | 217225.5739 | 2487.7224 | 4428.4371
1 | 1600 | 707 | 0.035 | 15 | 15 | 7 | 5.6234e-11 | 0 | Water | Porous | Wet | R600a | MinimizeLCOE_Brownfield | IgnoreSilica | 18.0749 | 1.4799 | 0.031737 | 4 | 97539.8871 | 168732.5807 | 1988.4825 | 3439.8419 | 69.7197 | -4.7339e-06 | 538236370.4693 | 349417.7813 | 18693.7272 | 485071.2715 | 466431.5935 | 24077.0464 | 99154.3406 | 0 | 562709.8466 | 1464055.5931 | 999248.0256 | 4468859.2257 | 3144235.0165 | 4769433.0752 | 4769433.0752 | 1478867.319 | 2789494.2999 | 0 | 12382527.3174 | 21420322.0115 | 56234.1325 | 0.12695 | 97539.8871 | 168732.5807 | 1988.4825 | 3439.8419
1 | 1600 | 707 | 0.035 | 15 | 15 | 7 | 7.4989e-11 | 0 | Water | Porous | Wet | R600a | MinimizeLCOE_Brownfield | IgnoreSilica | 22.923 | 1.8841 | 0.041943 | 4 | 79396.8792 | 133265.8353 | 1618.6128 | 2716.8043 | 69.8323 | -4.5077e-06 | 635876253.4029 | 413988.0071 | 22176.5762 | 588400.495 | 586392.3194 | 24077.0464 | 110718.9559 | 0 | 680843.826 | 1771415.975 | 1209027.8019 | 5407041.0029 | 3144235.0165 | 4769433.0752 | 4769433.0752 | 1478867.319 | 2789494.2999 | 0 | 13320709.0946 | 22358503.7887 | 74989.4209 | 0.16777 | 79396.8792 | 133265.8353 | 1618.6128 | 2716.8043
1 | 1600 | 707 | 0.035 | 15 | 15 | 7 | 1e-10 | 0 | Water | Porous | Wet | R600a | MinimizeLCOE_Brownfield | IgnoreSilica | 28.725 | 2.368 | 0.0547 | 4 | 65823.4467 | 107129.5533 | 1341.9 | 2183.9808 | 69.9179 | -4.2571e-06 | 739917143.544 | 486045.7763 | 26060.0949 | 706413.6014 | 729968.8221 | 24077.0464 | 122365.345 | 0 | 817022.9676 | 2125726.1672 | 1450851.7884 | 6488531.6092 | 3144235.0165 | 4769433.0752 | 4769433.0752 | 1478867.319 | 2789494.2999 | 0 | 14402199.7009 | 23439994.395 | 100000 | 0.2188 | 65823.4467 | 107129.5533 | 1341.9 | 2183.9808
1 | 1600 | 707 | 0.035 | 15 | 15 | 7 | 1.3335e-10 | 0 | Water | Porous | Wet | R600a | MinimizeLCOE_Brownfield | IgnoreSilica | 35.4756 | 2.931 | 0.070219 | 4 | 55603.4441 | 87780.5211 | 1133.5514 | 1789.5247 | 69.9832 | -3.9872e-06 | 846712559.5598 | 564577.2996 | 30288.6154 | 837822.872 | 897034.487 | 24077.0464 | 133580.6954 | 0 | 970078.5961 | 2523945.5166 | 1722644.677 | 7704049.8054 | 3144235.0165 | 4769433.0752 | 4769433.0752 | 1478867.319 | 2789494.2999 | 0 | 15617717.8971 | 24655512.5912 | 133352.1432 | 0.28088 | 55603.4441 | 87780.5211 | 1133.5514 | 1789.5247
1 | 1600 | 707 | 0.035 | 15 | 15 | 7 | 1.7783e-10 | 0 | Water | Porous | Wet | R600a | MinimizeLCOE_Brownfield | IgnoreSilica | 42.9593 | 3.5554 | 0.088351 | 4 | 47884.9171 | 73458.5806 | 976.1988 | 1497.5525 | 70.0326 | -3.6948e-06 | 953455434.8876 | 646579.5867 | 34699.7053 | 977746.9849 | 1082265.8148 | 24077.0464 | 143329.6379 | 0 | 1134392.5226 | 2951456.6479 | 2014429.8085 | 9008977.7549 | 3144235.0165 | 4769433.0752 | 4769433.0752 | 1478867.319 | 2789494.2999 | 0 | 16922645.8466 | 25960440.5407 | 177827.941 | 0.3534 | 47884.9171 | 73458.5806 | 976.1988 | 1497.5525
1 | 1600 | 707 | 0.035 | 15 | 15 | 7 | 2.3714e-10 | 0 | Water | Porous | Wet | R600a | MinimizeLCOE_Brownfield | IgnoreSilica | 50.8398 | 4.2128 | 0.10852 | 4 | 42058.1367 | 62877.9787 | 857.412 | 1281.8526 | 70.0689 | -3.3883e-06 | 1057680812.9567 | 728431.1201 | 39098.2201 | 1119859.1688 | 1277317.3435 | 24077.0464 | 150811.1279 | 0 | 1302441.6705 | 3388686.059 | 2312847.8658 | 10343569.622 | 3144235.0165 | 4769433.0752 | 4769433.0752 | 1478867.319 | 2789494.2999 | 0 | 18257237.7137 | 27295032.4079 | 237137.3706 | 0.4341 | 42058.1367 | 62877.9787 | 857.412 | 1281.8526
1 | 1600 | 707 | 0.035 | 15 | 15 | 7 | 3.1623e-10 | 0 | Water | Porous | Wet | R600a | MinimizeLCOE_Brownfield | IgnoreSilica | 58.6324 | 4.8625 | 0.12968 | 4 | 37674.3967 | 55098.0223 | 768.0435 | 1123.2477 | 70.0929 | -3.0752e-06 | 1154435266.5805 | 805661.5782 | 43243.9749 | 1255993.122 | 1470122.8689 | 24077.0464 | 155320.3845 | 0 | 1464223.4002 | 3809608.9338 | 2600136.3769 | 11628387.6857 | 3144235.0165 | 4769433.0752 | 4769433.0752 | 1478867.319 | 2789494.2999 | 0 | 19542055.7774 | 28579850.4716 | 316227.766 | 0.51871 | 37674.3967 | 55098.0223 | 768.0435 | 1123.2477
1 | 1600 | 707 | 0.035 | 15 | 15 | 7 | 4.217e-10 | 0 | Water | Porous | Wet | R600a | MinimizeLCOE_Brownfield | IgnoreSilica | 65.8675 | 5.4648 | 0.15051 | 4 | 34392.0777 | 49403.6393 | 701.129 | 1007.16 | 70.1052 | -2.7698e-06 | 1240313917.9357 | 874530.8328 | 46936.6885 | 1378974.834 | 1648972.5371 | 24077.0464 | 156707.4269 | 0 | 1610777.7526 | 4190913.2963 | 2860384.4394 | 12792274.854 | 3144235.0165 | 4769433.0752 | 4769433.0752 | 1478867.319 | 2789494.2999 | 0 | 20705942.9456 | 29743737.6398 | 421696.5034 | 0.60206 | 34392.0777 | 49403.6393 | 701.129 | 1007.16
1 | 1600 | 707 | 0.035 | 15 | 15 | 7 | 5.6234e-10 | 0 | Water | Porous | Wet | R600a | MinimizeLCOE_Brownfield | IgnoreSilica | 72.2166 | 5.9921 | 0.16986 | 4 | 31944.3431 | 45245.9808 | 651.2286 | 922.4005 | 70.1079 | -2.4853e-06 | 1313976946.3626 | 932943.9359 | 50065.0749 | 1484430.619 | 1805697.2409 | 24077.0464 | 155411.0022 | 0 | 1736523.7185 | 4518078.5056 | 3083681.4173 | 13790908.5606 | 3144235.0165 | 4769433.0752 | 4769433.0752 | 1478867.319 | 2789494.2999 | 0 | 21704576.6522 | 30742371.3464 | 562341.3252 | 0.67945 | 31944.3431 | 45245.9808 | 651.2286 | 922.4005
1 | 1600 | 707 | 0.035 | 15 | 15 | 7 | 7.4989e-10 | 0 | Water | Porous | Wet | R600a | MinimizeLCOE_Brownfield | IgnoreSilica | 77.5607 | 6.4347 | 0.18697 | 4 | 30123.1131 | 42207.6281 | 614.1004 | 860.4596 | 70.1039 | -2.2331e-06 | 1375514955.4286 | 980747.8792 | 52622.3501 | 1571514.8969 | 1937385.9449 | 24077.0464 | 152308.0122 | 0 | 1840275.8906 | 4788020.3748 | 3267922.2897 | 14614874.6847 | 3144235.0165 | 4769433.0752 | 4769433.0752 | 1478867.319 | 2789494.2999 | 0 | 22528542.7764 | 31566337.4706 | 749894.2093 | 0.74788 | 30123.1131 | 42207.6281 | 614.1004 | 860.4596
1 | 1600 | 707 | 0.035 | 15 | 15 | 7 | 1e-09 | 0 | Water | Porous | Wet | R600a | MinimizeLCOE_Brownfield | IgnoreSilica | 81.9117 | 6.7939 | 0.2015 | 4 | 28768.8237 | 39981.928 | 586.4914 | 815.0857 | 70.0964 | -2.0181e-06 | 1425571643.3804 | 1018790.4958 | 54655.3124 | 1641324.7388 | 2044404.1023 | 24077.0464 | 148242.2704 | 0 | 1923282.6468 | 5003986.9274 | 3415323.8996 | 15274087.4399 | 3144235.0165 | 4769433.0752 | 4769433.0752 | 1478867.319 | 2789494.2999 | 0 | 23187755.5316 | 32225550.2258 | 1000000 | 0.806 | 28768.8237 | 39981.928 | 586.4914 | 815.0857
1 | 1600 | 707 | 0.035 | 15 | 15 | 7 | 1.3335e-09 | 0 | Water | Porous | Wet | R600a | MinimizeLCOE_Brownfield | IgnoreSilica | 85.3681 | 7.0784 | 0.21346 | 4 | 27761.239 | 38346.1242 | 565.9504 | 781.7376 | 70.0876 | -1.8403e-06 | 1465856280.0975 | 1048469.3955 | 56239.8814 | 1696103.6664 | 2129273.7511 | 24077.0464 | 143894.3011 | 0 | 1988242.6363 | 5172999.4951 | 3530678.4499 | 15789978.6233 | 3144235.0165 | 4769433.0752 | 4769433.0752 | 1478867.319 | 2789494.2999 | 0 | 23703646.715 | 32741441.4092 | 1333521.4322 | 0.85384 | 27761.239 | 38346.1242 | 565.9504 | 781.7376
1 | 1600 | 707 | 0.035 | 15 | 15 | 7 | 1.7783e-09 | 0 | Water | Porous | Wet | R600a | MinimizeLCOE_Brownfield | IgnoreSilica | 88.0944 | 7.3023 | 0.22311 | 4 | 27010.8151 | 37137.7433 | 550.652 | 757.1031 | 70.0788 | -1.6981e-06 | 1496894087.0593 | 1071547.2666 | 57471.0767 | 1738893.6657 | 2196111.6438 | 24077.0464 | 139815.0491 | 0 | 2038887.1418 | 5304766.1098 | 3620611.872 | 16192180.8719 | 3144235.0165 | 4769433.0752 | 4769433.0752 | 1478867.319 | 2789494.2999 | 0 | 24105848.9635 | 33143643.6577 | 1778279.41 | 0.89245 | 27010.8151 | 37137.7433 | 550.652 | 757.1031
1 | 1600 | 707 | 0.035 | 15 | 15 | 7 | 2.3714e-09 | 0 | Water | Porous | Wet | R600a | MinimizeLCOE_Brownfield | IgnoreSilica | 90.1944 | 7.4744 | 0.23073 | 4 | 26451.2492 | 36243.8487 | 539.2445 | 738.8799 | 70.071 | -1.585e-06 | 1521436199.0813 | 1089128.3698 | 58408.437 | 1771607.6065 | 2247530.5205 | 24077.0464 | 136142.3185 | 0 | 2077488.7764 | 5405199.6448 | 3689159.8233 | 16498742.5431 | 3144235.0165 | 4769433.0752 | 4769433.0752 | 1478867.319 | 2789494.2999 | 0 | 24412410.6348 | 33450205.3289 | 2371373.7057 | 0.92292 | 26451.2492 | 36243.8487 | 539.2445 | 738.8799
1 | 1600 | 707 | 0.035 | 15 | 15 | 7 | 3.1623e-09 | 0 | Water | Porous | Wet | R600a | MinimizeLCOE_Brownfield | IgnoreSilica | 91.8191 | 7.6073 | 0.23669 | 4 | 26033.5256 | 35579.4023 | 530.7286 | 725.3342 | 70.0643 | -1.4974e-06 | 1539917249.9281 | 1102615.1016 | 59127.1429 | 1796771.6101 | 2287270.6807 | 24077.0464 | 133059.1455 | 0 | 2107139.0836 | 5482343.6618 | 3741812.2001 | 16734215.6726 | 3144235.0165 | 4769433.0752 | 4769433.0752 | 1478867.319 | 2789494.2999 | 0 | 24647883.7643 | 33685678.4585 | 3162277.6602 | 0.94677 | 26033.5256 | 35579.4023 | 530.7286 | 725.3342
1 | 1600 | 707 | 0.035 | 15 | 15 | 7 | 4.217e-09 | 0 | Water | Porous | Wet | R600a | MinimizeLCOE_Brownfield | IgnoreSilica | 93.0519 | 7.708 | 0.24129 | 4 | 25721.3825 | 35085.3982 | 524.3652 | 715.2633 | 70.0588 | -1.4295e-06 | 1554320899.8382 | 1112781.953 | 59668.7211 | 1815781.0173 | 2317399.4776 | 24077.0464 | 130496.9302 | 0 | 2129480.0068 | 5540470.1613 | 3781484.7304 | 16911640.0442 | 3144235.0165 | 4769433.0752 | 4769433.0752 | 1478867.319 | 2789494.2999 | 0 | 24825308.1359 | 33863102.83 | 4216965.0343 | 0.96516 | 25721.3825 | 35085.3982 | 524.3652 | 715.2633
1 | 1600 | 707 | 0.035 | 15 | 15 | 7 | 5.6234e-09 | 0 | Water | Porous | Wet | R600a | MinimizeLCOE_Brownfield | IgnoreSilica | 93.9728 | 7.7831 | 0.24479 | 4 | 25487.9459 | 34718.0429 | 519.6063 | 707.7743 | 70.0545 | -1.3767e-06 | 1565846961.1784 | 1120339.1724 | 60071.166 | 1829933.3772 | 2339890.5873 | 24077.0464 | 128387.9355 | 0 | 2146052.721 | 5583588.9642 | 3810914.1993 | 17043255.1692 | 3144235.0165 | 4769433.0752 | 4769433.0752 | 1478867.319 | 2789494.2999 | 0 | 24956923.2609 | 33994717.955 | 5623413.2519 | 0.97917 | 25487.9459 | 34718.0429 | 519.6063 | 707.7743
1 | 1600 | 707 | 0.035 | 15 | 15 | 7 | 7.4989e-09 | 0 | Water | Porous | Wet | R600a | MinimizeLCOE_Brownfield | IgnoreSilica | 94.689 | 7.8415 | 0.24749 | 4 | 25313.2574 | 34442.6753 | 516.045 | 702.1605 | 70.051 | -1.3373e-06 | 1573920083.4087 | 1126194.8715 | 60382.9277 | 1840912.4631 | 2357374.216 | 24077.0464 | 126783.6451 | 0 | 2158932.8162 | 5617100.3298 | 3833786.3949 | 17145544.7106 | 3144235.0165 | 4769433.0752 | 4769433.0752 | 1478867.319 | 2789494.2999 | 0 | 25059212.8023 | 34097007.4965 | 7498942.0933 | 0.98996 | 25313.2574 | 34442.6753 | 516.045 | 702.1605
1 | 1600 | 707 | 0.035 | 15 | 15 | 7 | 1e-08 | 0 | Water | Porous | Wet | R600a | MinimizeLCOE_Brownfield | IgnoreSilica | 95.2218 | 7.8849 | 0.24953 | 4 | 25182.467 | 34237.3517 | 513.3787 | 697.9747 | 70.0484 | -1.3071e-06 | 1580317950.4393 | 1130538.3456 | 60614.1362 | 1849063.6643 | 2370374.6493 | 24077.0464 | 125506.4617 | 0 | 2168467.9784 | 5641908.8658 | 3850718.7306 | 17221269.8783 | 3144235.0165 | 4769433.0752 | 4769433.0752 | 1478867.319 | 2789494.2999 | 0 | 25134937.97 | 34172732.6642 | 10000000 | 0.99811 | 25182.467 | 34237.3517 | 513.3787 | 697.9747
1 | 1700 | 707 | 0.035 | 15 | 15 | 7 | 1e-13 | 0 | Water | Porous | Wet | R600a | MinimizeLCOE_Brownfield | IgnoreSilica | 0 | 0 | 0 | 0 | [5 empty] | 0 | 0 | 0 | 0 | 0 | 0 | 0 | 0 | 0 | 0 | 0 | 0 | 0 | 0 | 0 | 0 | 0 | 0 | 0 | 0 | 0 | 100 | 0
1 | 1700 | 707 | 0.035 | 15 | 15 | 7 | 1.3335e-13 | 0 | Water | Porous | Wet | R600a | MinimizeLCOE_Brownfield | IgnoreSilica | 0 | 0 | 0 | 0 | [5 empty] | 0 | 0 | 0 | 0 | 0 | 0 | 0 | 0 | 0 | 0 | 0 | 0 | 0 | 0 | 0 | 0 | 0 | 0 | 0 | 0 | 0 | 133.3521 | 0
1 | 1700 | 707 | 0.035 | 15 | 15 | 7 | 1.7783e-13 | 0 | Water | Porous | Wet | R600a | MinimizeLCOE_Brownfield | IgnoreSilica | 0 | 0 | 0 | 0 | [5 empty] | 0 | 0 | 0 | 0 | 0 | 0 | 0 | 0 | 0 | 0 | 0 | 0 | 0 | 0 | 0 | 0 | 0 | 0 | 0 | 0 | 0 | 177.8279 | 0
1 | 1700 | 707 | 0.035 | 15 | 15 | 7 | 2.3714e-13 | 0 | Water | Porous | Wet | R600a | MinimizeLCOE_Brownfield | IgnoreSilica | 0 | 0 | 0 | 0 | [5 empty] | 0 | 0 | 0 | 0 | 0 | 0 | 0 | 0 | 0 | 0 | 0 | 0 | 0 | 0 | 0 | 0 | 0 | 0 | 0 | 0 | 0 | 237.1374 | 0
1 | 1700 | 707 | 0.035 | 15 | 15 | 7 | 3.1623e-13 | 0 | Water | Porous | Wet | R600a | MinimizeLCOE_Brownfield | IgnoreSilica | 0 | 0 | 0 | 0 | [5 empty] | 0 | 0 | 0 | 0 | 0 | 0 | 0 | 0 | 0 | 0 | 0 | 0 | 0 | 0 | 0 | 0 | 0 | 0 | 0 | 0 | 0 | 316.2278 | 0
1 | 1700 | 707 | 0.035 | 15 | 15 | 7 | 4.217e-13 | 0 | Water | Porous | Wet | R600a | MinimizeLCOE_Brownfield | IgnoreSilica | 0 | 0 | 0 | 0 | [5 empty] | 0 | 0 | 0 | 0 | 0 | 0 | 0 | 0 | 0 | 0 | 0 | 0 | 0 | 0 | 0 | 0 | 0 | 0 | 0 | 0 | 0 | 421.6965 | 0
1 | 1700 | 707 | 0.035 | 15 | 15 | 7 | 5.6234e-13 | 0 | Water | Porous | Wet | R600a | MinimizeLCOE_Brownfield | IgnoreSilica | 0 | 0 | 0 | 0 | [5 empty] | 0 | 0 | 0 | 0 | 0 | 0 | 0 | 0 | 0 | 0 | 0 | 0 | 0 | 0 | 0 | 0 | 0 | 0 | 0 | 0 | 0 | 562.3413 | 0
1 | 1700 | 707 | 0.035 | 15 | 15 | 7 | 7.4989e-13 | 0 | Water | Porous | Wet | R600a | MinimizeLCOE_Brownfield | IgnoreSilica | 0 | 0 | 0 | 0 | [5 empty] | 0 | 0 | 0 | 0 | 0 | 0 | 0 | 0 | 0 | 0 | 0 | 0 | 0 | 0 | 0 | 0 | 0 | 0 | 0 | 0 | 0 | 749.8942 | 0
1 | 1700 | 707 | 0.035 | 15 | 15 | 7 | 1e-12 | 0 | Water | Porous | Wet | R600a | MinimizeLCOE_Brownfield | IgnoreSilica | 0 | 0 | 0 | 0 | [5 empty] | 0 | 0 | 0 | 0 | 0 | 0 | 0 | 0 | 0 | 0 | 0 | 0 | 0 | 0 | 0 | 0 | 0 | 0 | 0 | 0 | 0 | 1000 | 0
1 | 1700 | 707 | 0.035 | 15 | 15 | 7 | 1.3335e-12 | 0 | Water | Porous | Wet | R600a | MinimizeLCOE_Brownfield | IgnoreSilica | 0 | 0 | 0 | 0 | [5 empty] | 0 | 0 | 0 | 0 | 0 | 0 | 0 | 0 | 0 | 0 | 0 | 0 | 0 | 0 | 0 | 0 | 0 | 0 | 0 | 0 | 0 | 1333.5214 | 0
1 | 1700 | 707 | 0.035 | 15 | 15 | 7 | 1.7783e-12 | 0 | Water | Porous | Wet | R600a | MinimizeLCOE_Brownfield | IgnoreSilica | 0.67593 | 0.037651 | 6.5025e-05 | 4 | 33177213.9204 | 69538614.7863 | 676362.3813 | 1417638.7204 | 60.1518 | -5.4728e-06 | 23219008.2936 | 24751.1241 | 1212.2848 | 25902.9775 | 37141.2477 | 24077.0464 | 21186.1867 | 0 | 52365.6382 | 136244.6489 | 92989.7724 | 415870.9268 | 3144235.0165 | 5069319.0393 | 5069319.0393 | 1478867.319 | 2909448.6856 | 0 | 8629424.9825 | 18087060.0264 | 1778.2794 | 0.0002601 | 33177213.9204 | 69538614.7863 | 676362.3813 | 1417638.7204
1 | 1700 | 707 | 0.035 | 15 | 15 | 7 | 2.3714e-12 | 0 | Water | Porous | Wet | R600a | MinimizeLCOE_Brownfield | IgnoreSilica | 1.0223 | 0.068053 | 0.00047346 | 4 | 4630316.6805 | 9624246.1049 | 94395.2685 | 196203.2746 | 64.2011 | -6.3091e-06 | 12367200.7495 | 39081.7628 | 1974.3772 | 41464.615 | 46142.3259 | 24077.0464 | 26599.9175 | 0 | 69942.6175 | 181976.3434 | 124202.5936 | 555461.5992 | 3144235.0165 | 5069319.0393 | 5069319.0393 | 1478867.319 | 2909448.6856 | 0 | 8769015.655 | 18226650.6989 | 2371.3737 | 0.0018938 | 4630316.6805 | 9624246.1049 | 94395.2685 | 196203.2746
1 | 1700 | 707 | 0.035 | 15 | 15 | 7 | 3.1623e-12 | 0 | Water | Porous | Wet | R600a | MinimizeLCOE_Brownfield | IgnoreSilica | 1.4485 | 0.10658 | 0.0011152 | 4 | 2001175.3126 | 4121434.0519 | 40796.6655 | 84021.0078 | 66.7562 | -6.7344e-06 | 8758609.7601 | 54807.5499 | 2823.7052 | 59254.5839 | 57310.3429 | 24077.0464 | 31897.4476 | 0 | 89766.5636 | 233554.1848 | 159405.5302 | 712896.9544 | 3144235.0165 | 5069319.0393 | 5069319.0393 | 1478867.319 | 2909448.6856 | 0 | 8926451.0102 | 18384086.0541 | 3162.2777 | 0.0044606 | 2001175.3126 | 4121434.0519 | 40796.6655 | 84021.0078
1 | 1700 | 707 | 0.035 | 15 | 15 | 7 | 4.217e-12 | 0 | Water | Porous | Wet | R600a | MinimizeLCOE_Brownfield | IgnoreSilica | 1.9699 | 0.15436 | 0.0020398 | 4 | 1115848.3882 | 2274979.7268 | 22748.0787 | 46378.5389 | 68.4735 | -6.8634e-06 | 60010620.894 | 72099.6832 | 3765.0998 | 79589.8412 | 71028.1937 | 24077.0464 | 37090.0872 | 0 | 112183.4811 | 291878.4058 | 199213.0095 | 890924.8478 | 3144235.0165 | 5069319.0393 | 5069319.0393 | 1478867.319 | 2909448.6856 | 0 | 9104478.9036 | 18562113.9475 | 4216.965 | 0.0081592 | 1115848.3882 | 2274979.7268 | 22748.0787 | 46378.5389
1 | 1700 | 707 | 0.035 | 15 | 15 | 7 | 5.6234e-12 | 0 | Water | Porous | Wet | R600a | MinimizeLCOE_Brownfield | IgnoreSilica | 2.6452 | 0.21672 | 0.0033238 | 4 | 701017.6132 | 1412367.3622 | 14291.1922 | 28793.019 | 69.7387 | -6.8988e-06 | 103000521.3093 | 92361.8151 | 4872.9446 | 104310.7487 | 88838.9101 | 24077.0464 | 42858.8898 | 0 | 139354.9383 | 362572.9638 | 247463.4979 | 1106711.7545 | 3144235.0165 | 5069319.0393 | 5069319.0393 | 1478867.319 | 2909448.6856 | 0 | 9320265.8103 | 18777900.8542 | 5623.4133 | 0.013295 | 701017.6132 | 1412367.3622 | 14291.1922 | 28793.019
1 | 1700 | 707 | 0.035 | 15 | 15 | 7 | 7.4989e-12 | 0 | Water | Porous | Wet | R600a | MinimizeLCOE_Brownfield | IgnoreSilica | 3.5272 | 0.29847 | 0.0050733 | 4 | 472334.8712 | 938381.2893 | 9629.1852 | 19130.1718 | 70.6873 | -6.8837e-06 | 150474540.7432 | 116379.2872 | 6189.4502 | 134657.6309 | 112128.2895 | 24077.0464 | 49442.8032 | 0 | 172721.0578 | 449384.7625 | 306714.3344 | 1371694.662 | 3144235.0165 | 5069319.0393 | 5069319.0393 | 1478867.319 | 2909448.6856 | 0 | 9585248.7178 | 19042883.7617 | 7498.9421 | 0.020293 | 472334.8712 | 938381.2893 | 9629.1852 | 19130.1718
1 | 1700 | 707 | 0.035 | 15 | 15 | 7 | 1e-11 | 0 | Water | Porous | Wet | R600a | MinimizeLCOE_Brownfield | IgnoreSilica | 4.665 | 0.40417 | 0.0074278 | 4 | 333466.0496 | 651786.8095 | 6798.1565 | 13287.5557 | 71.3952 | -6.8097e-06 | 223666453.0525 | 144599.6498 | 7738.4044 | 171530.0811 | 142194.383 | 24077.0464 | 56816.9467 | 0 | 213313.0394 | 554996.772 | 378796.7009 | 1694063.0237 | 3144235.0165 | 5069319.0393 | 5069319.0393 | 1478867.319 | 2909448.6856 | 0 | 9907617.0795 | 19365252.1234 | 10000 | 0.029711 | 333466.0496 | 651786.8095 | 6798.1565 | 13287.5557
1 | 1700 | 707 | 0.035 | 15 | 15 | 7 | 1.3335e-11 | 0 | Water | Porous | Wet | R600a | MinimizeLCOE_Brownfield | IgnoreSilica | 6.1233 | 0.5398 | 0.010567 | 4 | 243647.4977 | 467400.0387 | 4967.0838 | 9528.582 | 71.9236 | -6.6832e-06 | 280289301.035 | 177661.3326 | 9554.1181 | 216124.9645 | 180741.3434 | 24077.0464 | 65020.3598 | 0 | 262539.8743 | 683074.8985 | 466212.654 | 2085006.5916 | 3144235.0165 | 5069319.0393 | 5069319.0393 | 1478867.319 | 2909448.6856 | 0 | 10298560.6473 | 19756195.6912 | 13335.2143 | 0.042268 | 243647.4977 | 467400.0387 | 4967.0838 | 9528.582
1 | 1700 | 707 | 0.035 | 15 | 15 | 7 | 1.7783e-11 | 0 | Water | Porous | Wet | R600a | MinimizeLCOE_Brownfield | IgnoreSilica | 7.9286 | 0.70745 | 0.01468 | 4 | 183185.3258 | 344251.198 | 3734.4806 | 7018.0263 | 72.2965 | -6.4632e-06 | 359782498.1315 | 215150.2211 | 11612.4493 | 268260.9565 | 228407.7629 | 24077.0464 | 73513.8699 | 0 | 320198.6993 | 833091.3338 | 568601.9537 | 2542914.2928 | 3144235.0165 | 5069319.0393 | 5069319.0393 | 1478867.319 | 2909448.6856 | 0 | 10756468.3486 | 20214103.3925 | 17782.7941 | 0.058719 | 183185.3258 | 344251.198 | 3734.4806 | 7018.0263
1 | 1700 | 707 | 0.035 | 15 | 15 | 7 | 2.3714e-11 | 0 | Water | Porous | Wet | R600a | MinimizeLCOE_Brownfield | IgnoreSilica | 10.0091 | 0.89899 | 0.019843 | 4 | 141772.6108 | 260926.6237 | 2890.2264 | 5319.3422 | 72.5011 | -6.0783e-06 | 442636003.9865 | 254637.982 | 13776.402 | 324892.9821 | 283047.0631 | 24077.0464 | 80886.7589 | 0 | 382714.1115 | 995743.6126 | 679615.4761 | 3039391.4348 | 3144235.0165 | 5069319.0393 | 5069319.0393 | 1478867.319 | 2909448.6856 | 0 | 11252945.4906 | 20710580.5345 | 23713.7371 | 0.079373 | 141772.6108 | 260926.6237 | 2890.2264 | 5319.3422
1 | 1700 | 707 | 0.035 | 15 | 15 | 7 | 3.1623e-11 | 0 | Water | Porous | Wet | R600a | MinimizeLCOE_Brownfield | IgnoreSilica | 13.5829 | 1.2345 | 0.027526 | 4 | 109876.3274 | 195772.2979 | 2239.9776 | 3991.0831 | 72.8722 | -6.21e-06 | 550857533.8432 | 318714.2874 | 17299.5201 | 418620.7753 | 378021.5371 | 24077.0464 | 97427.849 | 0 | 489122.796 | 1272597.1822 | 868573.7261 | 3884454.7195 | 3144235.0165 | 5069319.0393 | 5069319.0393 | 1478867.319 | 2909448.6856 | 0 | 12098008.7753 | 21555643.8192 | 31622.7766 | 0.11011 | 109876.3274 | 195772.2979 | 2239.9776 | 3991.0831
1 | 1700 | 707 | 0.035 | 15 | 15 | 7 | 4.217e-11 | 0 | Water | Porous | Wet | R600a | MinimizeLCOE_Brownfield | IgnoreSilica | 17.2318 | 1.5747 | 0.036812 | 4 | 87635.7786 | 151865.0953 | 1786.5739 | 3095.9754 | 73.0422 | -5.8878e-06 | 662864803.7385 | 378248.1982 | 20565.5897 | 508524.7769 | 474559.8007 | 24077.0464 | 108474.1835 | 0 | 590635.3422 | 1536712.0045 | 1048837.5194 | 4690634.4616 | 3144235.0165 | 5069319.0393 | 5069319.0393 | 1478867.319 | 2909448.6856 | 0 | 12904188.5174 | 22361823.5613 | 42169.6503 | 0.14725 | 87635.7786 | 151865.0953 | 1786.5739 | 3095.9754
1 | 1700 | 707 | 0.035 | 15 | 15 | 7 | 5.6234e-11 | 0 | Water | Porous | Wet | R600a | MinimizeLCOE_Brownfield | IgnoreSilica | 21.9265 | 2.0122 | 0.048818 | 4 | 71199.3561 | 119632.3862 | 1451.4952 | 2438.868 | 73.1766 | -5.6173e-06 | 780406057.0677 | 449415.5964 | 24466.4836 | 618664.1787 | 598751.4696 | 24077.0464 | 121645.1468 | 0 | 716437.7694 | 1864024.1145 | 1272234.76 | 5689716.5655 | 3144235.0165 | 5069319.0393 | 5069319.0393 | 1478867.319 | 2909448.6856 | 0 | 13903270.6213 | 23360905.6652 | 56234.1325 | 0.19527 | 71199.3561 | 119632.3862 | 1451.4952 | 2438.868
1 | 1700 | 707 | 0.035 | 15 | 15 | 7 | 7.4989e-11 | 0 | Water | Porous | Wet | R600a | MinimizeLCOE_Brownfield | IgnoreSilica | 27.5756 | 2.5387 | 0.063923 | 4 | 58896.4396 | 95884.6998 | 1200.6836 | 1954.7393 | 73.2786 | -5.3108e-06 | 908345402.2373 | 529182.4299 | 28834.5164 | 745044.4388 | 748200.4985 | 24077.0464 | 134956.865 | 0 | 862015.36 | 2242787.1431 | 1530748.3098 | 6845846.6078 | 3144235.0165 | 5069319.0393 | 5069319.0393 | 1478867.319 | 2909448.6856 | 0 | 15059400.6636 | 24517035.7075 | 74989.4209 | 0.25569 | 58896.4396 | 95884.6998 | 1200.6836 | 1954.7393
1 | 1700 | 707 | 0.035 | 15 | 15 | 7 | 1e-10 | 0 | Water | Porous | Wet | R600a | MinimizeLCOE_Brownfield | IgnoreSilica | 34.224 | 3.1585 | 0.082496 | 4 | 49614.6068 | 78275.654 | 1011.4609 | 1595.7551 | 73.3566 | -4.979e-06 | 1041158442.5743 | 617005.5423 | 33638.6133 | 887264.9976 | 924105.4011 | 24077.0464 | 147978.2716 | 0 | 1027287.2502 | 2672790.6994 | 1824234.5727 | 8158382.3945 | 3144235.0165 | 5069319.0393 | 5069319.0393 | 1478867.319 | 2909448.6856 | 0 | 16371936.4503 | 25829571.4942 | 100000 | 0.32998 | 49614.6068 | 78275.654 | 1011.4609 | 1595.7551
1 | 1700 | 707 | 0.035 | 15 | 15 | 7 | 1.3335e-10 | 0 | Water | Porous | Wet | R600a | MinimizeLCOE_Brownfield | IgnoreSilica | 41.7607 | 3.8613 | 0.10457 | 4 | 42579.8665 | 65189.6587 | 868.0482 | 1328.9794 | 73.416 | -4.6237e-06 | 1175581417.4473 | 710605.2293 | 38752.9759 | 1041916.5125 | 1123537.7558 | 24077.0464 | 159832.1602 | 0 | 1208501.4553 | 3144272.8888 | 2146030.855 | 9597526.8792 | 3144235.0165 | 5069319.0393 | 5069319.0393 | 1478867.319 | 2909448.6856 | 0 | 17811080.935 | 27268715.9789 | 133352.1432 | 0.4183 | 42579.8665 | 65189.6587 | 868.0482 | 1328.9794
1 | 1700 | 707 | 0.035 | 15 | 15 | 7 | 1.7783e-10 | 0 | Water | Porous | Wet | R600a | MinimizeLCOE_Brownfield | IgnoreSilica | 49.8971 | 4.62 | 0.12967 | 4 | 37243.2185 | 55476.8412 | 759.2534 | 1130.9704 | 73.4602 | -4.2496e-06 | 1306273577.8505 | 806149.6354 | 43967.546 | 1202665.8922 | 1338837.4421 | 24077.0464 | 169480.9675 | 0 | 1398219.6265 | 3637880.654 | 2482928.2973 | 11104207.1074 | 3144235.0165 | 5069319.0393 | 5069319.0393 | 1478867.319 | 2909448.6856 | 0 | 19317761.1632 | 28775396.2071 | 177827.941 | 0.51869 | 37243.2185 | 55476.8412 | 759.2534 | 1130.9704
1 | 1700 | 707 | 0.035 | 15 | 15 | 7 | 2.3714e-10 | 0 | Water | Porous | Wet | R600a | MinimizeLCOE_Brownfield | IgnoreSilica | 58.1527 | 5.3894 | 0.15663 | 4 | 33205.7422 | 48301.5859 | 676.944 | 984.6932 | 73.4897 | -3.8627e-06 | 1429012302.5044 | 898386.5535 | 48995.4096 | 1360357.5723 | 1557218.9173 | 24077.0464 | 175868.684 | 0 | 1585312.6314 | 4124658.2745 | 2815164.0256 | 12590039.1144 | 3144235.0165 | 5069319.0393 | 5069319.0393 | 1478867.319 | 2909448.6856 | 0 | 20803593.1702 | 30261228.2141 | 237137.3706 | 0.62651 | 33205.7422 | 48301.5859 | 676.944 | 984.6932
1 | 1700 | 707 | 0.035 | 15 | 15 | 7 | 3.1623e-10 | 0 | Water | Porous | Wet | R600a | MinimizeLCOE_Brownfield | IgnoreSilica | 65.9944 | 6.119 | 0.1838 | 4 | 30166.5172 | 43030.8765 | 614.9853 | 877.2426 | 73.5048 | -3.4765e-06 | 1539613687.6892 | 982268.7629 | 53561.7423 | 1505781.7715 | 1764449.8077 | 24077.0464 | 178468.8061 | 0 | 1758357.0954 | 4574884.4736 | 3122452.6577 | 13964302.1635 | 3144235.0165 | 5069319.0393 | 5069319.0393 | 1478867.319 | 2909448.6856 | 0 | 22177856.2193 | 31635491.2632 | 316227.766 | 0.73518 | 30166.5172 | 43030.8765 | 614.9853 | 877.2426
1 | 1700 | 707 | 0.035 | 15 | 15 | 7 | 4.217e-10 | 0 | Water | Porous | Wet | R600a | MinimizeLCOE_Brownfield | IgnoreSilica | 72.9982 | 6.7689 | 0.20953 | 4 | 27890.1264 | 39174.4848 | 568.578 | 798.6249 | 73.5073 | -3.1068e-06 | 1636087569.3201 | 1054449.9548 | 57485.5389 | 1632422.6332 | 1949241.8155 | 24077.0464 | 177527.7178 | 0 | 1909129.8355 | 4967164.2157 | 3390191.6422 | 15161690.3999 | 3144235.0165 | 5069319.0393 | 5069319.0393 | 1478867.319 | 2909448.6856 | 0 | 23375244.4557 | 32832879.4996 | 421696.5034 | 0.83812 | 27890.1264 | 39174.4848 | 568.578 | 798.6249
1 | 1700 | 707 | 0.035 | 15 | 15 | 7 | 5.6234e-10 | 0 | Water | Porous | Wet | R600a | MinimizeLCOE_Brownfield | IgnoreSilica | 78.9956 | 7.3236 | 0.2327 | 4 | 26190.9809 | 36351.9003 | 533.9386 | 741.0827 | 73.5007 | -2.7739e-06 | 1716424289.2033 | 1114355.5835 | 60737.4013 | 1738584.947 | 2107153.7575 | 24077.0464 | 174110.9016 | 0 | 2035417.6585 | 5295739.2259 | 3614450.8383 | 16164627.36 | 3144235.0165 | 5069319.0393 | 5069319.0393 | 1478867.319 | 2909448.6856 | 0 | 24378181.4158 | 33835816.4597 | 562341.3252 | 0.93079 | 26190.9809 | 36351.9003 | 533.9386 | 741.0827
1 | 1700 | 707 | 0.035 | 15 | 15 | 7 | 7.4989e-10 | 0 | Water | Porous | Wet | R600a | MinimizeLCOE_Brownfield | IgnoreSilica | 83.9534 | 7.7803 | 0.25267 | 4 | 24924.699 | 34282.2536 | 508.1237 | 698.8901 | 73.489 | -2.487e-06 | 1781545805.8669 | 1162615.7451 | 63353.5995 | 1824819.3644 | 2237398.7998 | 24077.0464 | 169274.9996 | 0 | 2137800.4264 | 5562118.1863 | 3796259.9522 | 16977718.1197 | 3144235.0165 | 5069319.0393 | 5069319.0393 | 1478867.319 | 2909448.6856 | 0 | 25191272.1755 | 34648907.2194 | 749894.2093 | 1.0107 | 24924.699 | 34282.2536 | 508.1237 | 698.8901
1 | 1700 | 707 | 0.035 | 15 | 15 | 7 | 1e-09 | 0 | Water | Porous | Wet | R600a | MinimizeLCOE_Brownfield | IgnoreSilica | 87.9286 | 8.1452 | 0.2693 | 4 | 23981.1825 | 32761.1414 | 488.8888 | 667.8802 | 73.4753 | -2.2472e-06 | 1834084006.3378 | 1200516.0474 | 65405.7365 | 1892995.1996 | 2341607.5982 | 24077.0464 | 163858.0109 | 0 | 2218499.2592 | 5772079.9956 | 3939563.2014 | 17618602.0952 | 3144235.0165 | 5069319.0393 | 5069319.0393 | 1478867.319 | 2909448.6856 | 0 | 25832156.151 | 35289791.1949 | 1000000 | 1.0772 | 23981.1825 | 32761.1414 | 488.8888 | 667.8802
1 | 1700 | 707 | 0.035 | 15 | 15 | 7 | 1.3335e-09 | 0 | Water | Porous | Wet | R600a | MinimizeLCOE_Brownfield | IgnoreSilica | 91.0808 | 8.4337 | 0.28282 | 4 | 23277.7509 | 31637.9371 | 474.5484 | 644.9821 | 73.4618 | -2.0534e-06 | 1874827345.176 | 1230078.195 | 67004.772 | 1946454.5955 | 2424082.2329 | 24077.0464 | 158611.0772 | 0 | 2281620.0884 | 5936307.4455 | 4051651.8105 | 18119887.2635 | 3144235.0165 | 5069319.0393 | 5069319.0393 | 1478867.319 | 2909448.6856 | 0 | 26333441.3193 | 35791076.3632 | 1333521.4322 | 1.1313 | 23277.7509 | 31637.9371 | 474.5484 | 644.9821
1 | 1700 | 707 | 0.035 | 15 | 15 | 7 | 1.7783e-09 | 0 | Water | Porous | Wet | R600a | MinimizeLCOE_Brownfield | IgnoreSilica | 93.5124 | 8.6556 | 0.29354 | 4 | 22752.8428 | 30807.7205 | 463.8475 | 628.0571 | 73.4498 | -1.8982e-06 | 1907468010.7687 | 1252589.6075 | 68221.4105 | 1987332.6552 | 2487596.4311 | 24077.0464 | 153764.4606 | 0 | 2329696.8284 | 6061393.2609 | 4137025.4497 | 18501697.1502 | 3144235.0165 | 5069319.0393 | 5069319.0393 | 1478867.319 | 2909448.6856 | 0 | 26715251.206 | 36172886.2499 | 1778279.41 | 1.1742 | 22752.8428 | 30807.7205 | 463.8475 | 628.0571
1 | 1700 | 707 | 0.035 | 15 | 15 | 7 | 2.3714e-09 | 0 | Water | Porous | Wet | R600a | MinimizeLCOE_Brownfield | IgnoreSilica | 95.3876 | 8.8263 | 0.30195 | 4 | 22360.7836 | 30191.3675 | 455.8548 | 615.4919 | 73.4395 | -1.7767e-06 | 1932609806.9876 | 1269778.9972 | 69149.7962 | 2018646.4726 | 2536513.2828 | 24077.0464 | 149593.4149 | 0 | 2366426.0139 | 6156955.0675 | 4202248.3463 | 18793388.4377 | 3144235.0165 | 5069319.0393 | 5069319.0393 | 1478867.319 | 2909448.6856 | 0 | 27006942.4935 | 36464577.5374 | 2371373.7057 | 1.2078 | 22360.7836 | 30191.3675 | 455.8548 | 615.4919
1 | 1700 | 707 | 0.035 | 15 | 15 | 7 | 3.1623e-09 | 0 | Water | Porous | Wet | R600a | MinimizeLCOE_Brownfield | IgnoreSilica | 96.8297 | 8.9574 | 0.30848 | 4 | 22067.7017 | 29732.4325 | 449.8799 | 606.1359 | 73.431 | -1.683e-06 | 1951587316.4817 | 1282897.4756 | 69857.9397 | 2042603.2784 | 2574091.385 | 24077.0464 | 146150.6851 | 0 | 2394474.3459 | 6229931.0739 | 4252055.9702 | 19016139.2001 | 3144235.0165 | 5069319.0393 | 5069319.0393 | 1478867.319 | 2909448.6856 | 0 | 27229693.2559 | 36687328.2998 | 3162277.6602 | 1.2339 | 22067.7017 | 29732.4325 | 449.8799 | 606.1359
1 | 1700 | 707 | 0.035 | 15 | 15 | 7 | 4.217e-09 | 0 | Water | Porous | Wet | R600a | MinimizeLCOE_Brownfield | IgnoreSilica | 97.924 | 9.0567 | 0.3135 | 4 | 21848.4537 | 29390.5167 | 445.4103 | 599.1654 | 73.4243 | -1.6107e-06 | 1966011870.3095 | 1292793.476 | 70391.9109 | 2060709.3325 | 2602580.6911 | 24077.0464 | 143348.7597 | 0 | 2415621.4745 | 6284951.5644 | 4289608.5856 | 19184082.841 | 3144235.0165 | 5069319.0393 | 5069319.0393 | 1478867.319 | 2909448.6856 | 0 | 27397636.8968 | 36855271.9407 | 4216965.0343 | 1.254 | 21848.4537 | 29390.5167 | 445.4103 | 599.1654
1 | 1700 | 707 | 0.035 | 15 | 15 | 7 | 5.6234e-09 | 0 | Water | Porous | Wet | R600a | MinimizeLCOE_Brownfield | IgnoreSilica | 98.7593 | 9.1324 | 0.31734 | 4 | 21684.3454 | 29135.0276 | 442.0647 | 593.9569 | 73.4189 | -1.5559e-06 | 1977069602.9206 | 1300314.4306 | 70797.599 | 2074489.6902 | 2624314.7524 | 24077.0464 | 141141.5038 | 0 | 2431702.6587 | 6326791.5071 | 4318165.2061 | 19311794.3941 | 3144235.0165 | 5069319.0393 | 5069319.0393 | 1478867.319 | 2909448.6856 | 0 | 27525348.4499 | 36982983.4938 | 5623413.2519 | 1.2694 | 21684.3454 | 29135.0276 | 442.0647 | 593.9569
1 | 1700 | 707 | 0.035 | 15 | 15 | 7 | 7.4989e-09 | 0 | Water | Porous | Wet | R600a | MinimizeLCOE_Brownfield | IgnoreSilica | 99.3855 | 9.1891 | 0.32025 | 4 | 21561.4543 | 28944.3527 | 439.5594 | 590.0698 | 73.4148 | -1.5139e-06 | 1985517673.0591 | 1305933.5591 | 71100.6264 | 2084796.6109 | 2640599.4632 | 24077.0464 | 139393.6022 | 0 | 2443701.3542 | 6358009.6515 | 4339472.2312 | 19407084.1451 | 3144235.0165 | 5069319.0393 | 5069319.0393 | 1478867.319 | 2909448.6856 | 0 | 27620638.2009 | 37078273.2448 | 7498942.0933 | 1.281 | 21561.4543 | 28944.3527 | 439.5594 | 590.0698
1 | 1700 | 707 | 0.035 | 15 | 15 | 7 | 1e-08 | 0 | Water | Porous | Wet | R600a | MinimizeLCOE_Brownfield | IgnoreSilica | 99.8434 | 9.2305 | 0.32243 | 4 | 21469.3968 | 28802.4043 | 437.6827 | 587.176 | 73.4117 | -1.4814e-06 | 1992490577.9209 | 1310031.5883 | 71321.5837 | 2092319.5127 | 2652501.0827 | 24077.0464 | 137989.2938 | 0 | 2452413.642 | 6380677.2372 | 4354943.3242 | 19476274.311 | 3144235.0165 | 5069319.0393 | 5069319.0393 | 1478867.319 | 2909448.6856 | 0 | 27689828.3668 | 37147463.4107 | 10000000 | 1.2897 | 21469.3968 | 28802.4043 | 437.6827 | 587.176
1 | 1800 | 707 | 0.035 | 15 | 15 | 7 | 1e-13 | 0 | Water | Porous | Wet | R600a | MinimizeLCOE_Brownfield | IgnoreSilica | 0 | 0 | 0 | 0 | [5 empty] | 0 | 0 | 0 | 0 | 0 | 0 | 0 | 0 | 0 | 0 | 0 | 0 | 0 | 0 | 0 | 0 | 0 | 0 | 0 | 0 | 0 | 100 | 0
1 | 1800 | 707 | 0.035 | 15 | 15 | 7 | 1.3335e-13 | 0 | Water | Porous | Wet | R600a | MinimizeLCOE_Brownfield | IgnoreSilica | 0 | 0 | 0 | 0 | [5 empty] | 0 | 0 | 0 | 0 | 0 | 0 | 0 | 0 | 0 | 0 | 0 | 0 | 0 | 0 | 0 | 0 | 0 | 0 | 0 | 0 | 0 | 133.3521 | 0
1 | 1800 | 707 | 0.035 | 15 | 15 | 7 | 1.7783e-13 | 0 | Water | Porous | Wet | R600a | MinimizeLCOE_Brownfield | IgnoreSilica | 0 | 0 | 0 | 0 | [5 empty] | 0 | 0 | 0 | 0 | 0 | 0 | 0 | 0 | 0 | 0 | 0 | 0 | 0 | 0 | 0 | 0 | 0 | 0 | 0 | 0 | 0 | 177.8279 | 0
1 | 1800 | 707 | 0.035 | 15 | 15 | 7 | 2.3714e-13 | 0 | Water | Porous | Wet | R600a | MinimizeLCOE_Brownfield | IgnoreSilica | 0 | 0 | 0 | 0 | [5 empty] | 0 | 0 | 0 | 0 | 0 | 0 | 0 | 0 | 0 | 0 | 0 | 0 | 0 | 0 | 0 | 0 | 0 | 0 | 0 | 0 | 0 | 237.1374 | 0
1 | 1800 | 707 | 0.035 | 15 | 15 | 7 | 3.1623e-13 | 0 | Water | Porous | Wet | R600a | MinimizeLCOE_Brownfield | IgnoreSilica | 0 | 0 | 0 | 0 | [5 empty] | 0 | 0 | 0 | 0 | 0 | 0 | 0 | 0 | 0 | 0 | 0 | 0 | 0 | 0 | 0 | 0 | 0 | 0 | 0 | 0 | 0 | 316.2278 | 0
1 | 1800 | 707 | 0.035 | 15 | 15 | 7 | 4.217e-13 | 0 | Water | Porous | Wet | R600a | MinimizeLCOE_Brownfield | IgnoreSilica | 0 | 0 | 0 | 0 | [5 empty] | 0 | 0 | 0 | 0 | 0 | 0 | 0 | 0 | 0 | 0 | 0 | 0 | 0 | 0 | 0 | 0 | 0 | 0 | 0 | 0 | 0 | 421.6965 | 0
1 | 1800 | 707 | 0.035 | 15 | 15 | 7 | 5.6234e-13 | 0 | Water | Porous | Wet | R600a | MinimizeLCOE_Brownfield | IgnoreSilica | 0 | 0 | 0 | 0 | [5 empty] | 0 | 0 | 0 | 0 | 0 | 0 | 0 | 0 | 0 | 0 | 0 | 0 | 0 | 0 | 0 | 0 | 0 | 0 | 0 | 0 | 0 | 562.3413 | 0
1 | 1800 | 707 | 0.035 | 15 | 15 | 7 | 7.4989e-13 | 0 | Water | Porous | Wet | R600a | MinimizeLCOE_Brownfield | IgnoreSilica | 0 | 0 | 0 | 0 | [5 empty] | 0 | 0 | 0 | 0 | 0 | 0 | 0 | 0 | 0 | 0 | 0 | 0 | 0 | 0 | 0 | 0 | 0 | 0 | 0 | 0 | 0 | 749.8942 | 0
1 | 1800 | 707 | 0.035 | 15 | 15 | 7 | 1e-12 | 0 | Water | Porous | Wet | R600a | MinimizeLCOE_Brownfield | IgnoreSilica | 0 | 0 | 0 | 0 | [5 empty] | 0 | 0 | 0 | 0 | 0 | 0 | 0 | 0 | 0 | 0 | 0 | 0 | 0 | 0 | 0 | 0 | 0 | 0 | 0 | 0 | 0 | 1000 | 0
1 | 1800 | 707 | 0.035 | 15 | 15 | 7 | 1.3335e-12 | 0 | Water | Porous | Wet | R600a | MinimizeLCOE_Brownfield | IgnoreSilica | 0 | 0 | 0 | 0 | [5 empty] | 0 | 0 | 0 | 0 | 0 | 0 | 0 | 0 | 0 | 0 | 0 | 0 | 0 | 0 | 0 | 0 | 0 | 0 | 0 | 0 | 0 | 1333.5214 | 0
1 | 1800 | 707 | 0.035 | 15 | 15 | 7 | 1.7783e-12 | 0 | Water | Porous | Wet | R600a | MinimizeLCOE_Brownfield | IgnoreSilica | 0.92968 | 0.06554 | 0.00039155 | 4 | 5789982.2489 | 12101912.3552 | 118036.6197 | 246713.8524 | 65.638 | -7.4647e-06 | 19255651.8463 | 38765.8026 | 1971.4205 | 40192.1595 | 44858.9864 | 24077.0464 | 27359.3638 | 0 | 69117.6638 | 179829.9833 | 122737.6587 | 548910.0848 | 3144235.0165 | 5375065.0943 | 5375065.0943 | 1478867.319 | 3031747.1076 | 0 | 9068210.1956 | 18953889.7164 | 1778.2794 | 0.0015662 | 5789982.2489 | 12101912.3552 | 118036.6197 | 246713.8524
1 | 1800 | 707 | 0.035 | 15 | 15 | 7 | 2.3714e-12 | 0 | Water | Porous | Wet | R600a | MinimizeLCOE_Brownfield | IgnoreSilica | 1.3216 | 0.10444 | 0.0010789 | 4 | 2138568.7607 | 4429299.2824 | 43597.6168 | 90297.2569 | 68.7084 | -8.0113e-06 | 26682734.4912 | 55280.5612 | 2875.086 | 58214.9303 | 55737.2731 | 24077.0464 | 32961.082 | 0 | 89366.9318 | 232514.4248 | 158695.8726 | 709723.2081 | 3144235.0165 | 5375065.0943 | 5375065.0943 | 1478867.319 | 3031747.1076 | 0 | 9229023.3188 | 19114702.8397 | 2371.3737 | 0.0043155 | 2138568.7607 | 4429299.2824 | 43597.6168 | 90297.2569
1 | 1800 | 707 | 0.035 | 15 | 15 | 7 | 3.1623e-12 | 0 | Water | Porous | Wet | R600a | MinimizeLCOE_Brownfield | IgnoreSilica | 1.8189 | 0.1547 | 0.0020915 | 4 | 1125739.0211 | 2307377.7291 | 22949.7126 | 47039.016 | 70.8379 | -8.2819e-06 | 72654402.9952 | 74124.3942 | 3916.4442 | 79588.2514 | 69622.1401 | 24077.0464 | 38837.9434 | 0 | 113164.8257 | 294431.6631 | 200955.66 | 898718.3685 | 3144235.0165 | 5375065.0943 | 5375065.0943 | 1478867.319 | 3031747.1076 | 0 | 9418018.4793 | 19303698.0001 | 3162.2777 | 0.0083661 | 1125739.0211 | 2307377.7291 | 22949.7126 | 47039.016
1 | 1800 | 707 | 0.035 | 15 | 15 | 7 | 4.217e-12 | 0 | Water | Porous | Wet | R600a | MinimizeLCOE_Brownfield | IgnoreSilica | 2.4599 | 0.22009 | 0.0035131 | 4 | 686376.73 | 1389864.4771 | 13992.718 | 28334.2673 | 72.3806 | -8.3953e-06 | 111595378.3799 | 96051.894 | 5134.793 | 105403.9533 | 87576.5686 | 24077.0464 | 45280.6556 | 0 | 141774.7152 | 368868.7271 | 251760.4857 | 1125928.8389 | 3144235.0165 | 5375065.0943 | 5375065.0943 | 1478867.319 | 3031747.1076 | 0 | 9645228.9497 | 19530908.4705 | 4216.965 | 0.014052 | 686376.73 | 1389864.4771 | 13992.718 | 28334.2673
1 | 1800 | 707 | 0.035 | 15 | 15 | 7 | 5.6234e-12 | 0 | Water | Porous | Wet | R600a | MinimizeLCOE_Brownfield | IgnoreSilica | 3.2734 | 0.3035 | 0.0054574 | 4 | 454212.905 | 907072.3515 | 9259.7444 | 18491.8968 | 73.5033 | -8.3599e-06 | 193480864.7539 | 121294.5604 | 6541.4931 | 136189.0038 | 110399.7136 | 24077.0464 | 52195.7575 | 0 | 175772.0542 | 457322.8291 | 312132.2279 | 1395924.686 | 3144235.0165 | 5375065.0943 | 5375065.0943 | 1478867.319 | 3031747.1076 | 0 | 9915224.7967 | 19800904.3176 | 5623.4133 | 0.021829 | 454212.905 | 907072.3515 | 9259.7444 | 18491.8968
1 | 1800 | 707 | 0.035 | 15 | 15 | 7 | 7.4989e-12 | 0 | Water | Porous | Wet | R600a | MinimizeLCOE_Brownfield | IgnoreSilica | 4.3406 | 0.41323 | 0.0080856 | 4 | 316900.8293 | 622556.9666 | 6460.452 | 12691.6658 | 74.3573 | -8.2954e-06 | 258233872.5539 | 151450.5047 | 8224.5628 | 174221.2034 | 140371.3472 | 24077.0464 | 60234.3011 | 0 | 217845.7966 | 566790.0763 | 386845.8735 | 1730060.7118 | 3144235.0165 | 5375065.0943 | 5375065.0943 | 1478867.319 | 3031747.1076 | 0 | 10249360.8226 | 20135040.3434 | 7498.9421 | 0.032342 | 316900.8293 | 622556.9666 | 6460.452 | 12691.6658
1 | 1800 | 707 | 0.035 | 15 | 15 | 7 | 1e-11 | 0 | Water | Porous | Wet | R600a | MinimizeLCOE_Brownfield | IgnoreSilica | 5.7165 | 0.55492 | 0.011602 | 4 | 229626.2821 | 442644.4353 | 4681.2424 | 9023.9055 | 74.9975 | -8.172e-06 | 332845812.3168 | 186949.9911 | 10207.0904 | 220458.7769 | 179031.2278 | 24077.0464 | 69282.0835 | 0 | 269102.4242 | 700149.3074 | 477866.2889 | 2137124.2365 | 3144235.0165 | 5375065.0943 | 5375065.0943 | 1478867.319 | 3031747.1076 | 0 | 10656424.3473 | 20542103.8681 | 10000 | 0.046408 | 229626.2821 | 442644.4353 | 4681.2424 | 9023.9055
1 | 1800 | 707 | 0.035 | 15 | 15 | 7 | 1.3335e-11 | 0 | Water | Porous | Wet | R600a | MinimizeLCOE_Brownfield | IgnoreSilica | 7.4339 | 0.73169 | 0.016235 | 4 | 171490.059 | 323714.6966 | 3496.0568 | 6599.3619 | 75.4587 | -7.9409e-06 | 426481794.5273 | 227520.8489 | 12472.4001 | 274954.5459 | 227261.2441 | 24077.0464 | 78818.3177 | 0 | 329590.7172 | 857527.4378 | 585280.0967 | 2617502.6549 | 3144235.0165 | 5375065.0943 | 5375065.0943 | 1478867.319 | 3031747.1076 | 0 | 11136802.7656 | 21022482.2865 | 13335.2143 | 0.064941 | 171490.059 | 323714.6966 | 3496.0568 | 6599.3619
1 | 1800 | 707 | 0.035 | 15 | 15 | 7 | 1.7783e-11 | 0 | Water | Porous | Wet | R600a | MinimizeLCOE_Brownfield | IgnoreSilica | 9.4561 | 0.93855 | 0.022131 | 4 | 131822.2125 | 243492.8881 | 2687.3741 | 4963.9319 | 75.7395 | -7.5311e-06 | 526008322.4728 | 271230.6196 | 14908.9083 | 335487.931 | 283831.711 | 24077.0464 | 87590.7519 | 0 | 396679.5176 | 1032078.7347 | 704414.9436 | 3150300.1642 | 3144235.0165 | 5375065.0943 | 5375065.0943 | 1478867.319 | 3031747.1076 | 0 | 11669600.275 | 21555279.7958 | 17782.7941 | 0.088525 | 131822.2125 | 243492.8881 | 2687.3741 | 4963.9319
1 | 1800 | 707 | 0.035 | 15 | 15 | 7 | 2.3714e-11 | 0 | Water | Porous | Wet | R600a | MinimizeLCOE_Brownfield | IgnoreSilica | 13.2345 | 1.3299 | 0.030878 | 4 | 102420.1725 | 182458.1338 | 2087.9737 | 3719.6559 | 76.1569 | -7.9648e-06 | 660630782.012 | 347085.7004 | 19145.3701 | 443223.9594 | 390317.0457 | 24077.0464 | 109867.8497 | 0 | 520149.619 | 1353322.6112 | 923670.4901 | 4130859.6919 | 3144235.0165 | 5375065.0943 | 5375065.0943 | 1478867.319 | 3031747.1076 | 0 | 12650159.8027 | 22535839.3235 | 23713.7371 | 0.12351 | 102420.1725 | 182458.1338 | 2087.9737 | 3719.6559
1 | 1800 | 707 | 0.035 | 15 | 15 | 7 | 3.1623e-11 | 0 | Water | Porous | Wet | R600a | MinimizeLCOE_Brownfield | IgnoreSilica | 16.177 | 1.6341 | 0.041126 | 4 | 81161.6555 | 141255.227 | 1654.5901 | 2879.6789 | 76.3371 | -7.2329e-06 | 785311101.8611 | 401386.649 | 22174.3941 | 522573.3581 | 473158.2513 | 24077.0464 | 116780.1807 | 0 | 608458.453 | 1583084.0828 | 1080487.4156 | 4832179.831 | 3144235.0165 | 5375065.0943 | 5375065.0943 | 1478867.319 | 3031747.1076 | 0 | 13351479.9418 | 23237159.4626 | 31622.7766 | 0.1645 | 81161.6555 | 141255.227 | 1654.5901 | 2879.6789
1 | 1800 | 707 | 0.035 | 15 | 15 | 7 | 4.217e-11 | 0 | Water | Porous | Wet | R600a | MinimizeLCOE_Brownfield | IgnoreSilica | 20.6204 | 2.0927 | 0.054721 | 4 | 65729.3991 | 110893.6947 | 1339.9827 | 2260.718 | 76.4979 | -6.9035e-06 | 929170008.0371 | 477763.0631 | 26429.2206 | 636859.9603 | 598118.5118 | 24077.0464 | 131244.5334 | 0 | 738852.0109 | 1922341.3729 | 1312037.4872 | 5867723.2066 | 3144235.0165 | 5375065.0943 | 5375065.0943 | 1478867.319 | 3031747.1076 | 0 | 14387023.3173 | 24272702.8382 | 42169.6503 | 0.21888 | 65729.3991 | 110893.6947 | 1339.9827 | 2260.718
1 | 1800 | 707 | 0.035 | 15 | 15 | 7 | 5.6234e-11 | 0 | Water | Porous | Wet | R600a | MinimizeLCOE_Brownfield | IgnoreSilica | 26.0332 | 2.6515 | 0.071964 | 4 | 54189.9329 | 88532.2448 | 1104.7351 | 1804.8496 | 76.6207 | -6.5392e-06 | 1083022238.7381 | 564346.9674 | 31247.4379 | 769537.7752 | 750355.7825 | 24077.0464 | 146220.944 | 0 | 891456.5218 | 2319387.0069 | 1583029.2908 | 7079658.773 | 3144235.0165 | 5375065.0943 | 5375065.0943 | 1478867.319 | 3031747.1076 | 0 | 15598958.8837 | 25484638.4046 | 56234.1325 | 0.28786 | 54189.9329 | 88532.2448 | 1104.7351 | 1804.8496
1 | 1800 | 707 | 0.035 | 15 | 15 | 7 | 7.4989e-11 | 0 | Water | Porous | Wet | R600a | MinimizeLCOE_Brownfield | IgnoreSilica | 32.477 | 3.3168 | 0.093386 | 4 | 45479.3332 | 71943.7997 | 927.1577 | 1466.6717 | 76.7146 | -6.1423e-06 | 1243968623.7152 | 660635.4875 | 36599.3387 | 920415.1015 | 931602.4097 | 24077.0464 | 161123.8843 | 0 | 1066436.7746 | 2774649.7311 | 1893755.4548 | 8469295.2286 | 3144235.0165 | 5375065.0943 | 5375065.0943 | 1478867.319 | 3031747.1076 | 0 | 16988595.3393 | 26874274.8602 | 74989.4209 | 0.37355 | 45479.3332 | 71943.7997 | 927.1577 | 1466.6717
1 | 1800 | 707 | 0.035 | 15 | 15 | 7 | 1e-10 | 0 | Water | Porous | Wet | R600a | MinimizeLCOE_Brownfield | IgnoreSilica | 39.936 | 4.0871 | 0.11928 | 4 | 38862.8631 | 59582.1947 | 792.272 | 1214.6636 | 76.7867 | -5.7209e-06 | 1405891516.5624 | 765220.0725 | 42405.0929 | 1087718.6294 | 1141429.5605 | 24077.0464 | 175269.5501 | 0 | 1262086.7812 | 3283690.9151 | 2241186.5227 | 10023084.1708 | 3144235.0165 | 5375065.0943 | 5375065.0943 | 1478867.319 | 3031747.1076 | 0 | 18542384.2815 | 28428063.8024 | 100000 | 0.47712 | 38862.8631 | 59582.1947 | 792.272 | 1214.6636
1 | 1800 | 707 | 0.035 | 15 | 15 | 7 | 1.3335e-10 | 0 | Water | Porous | Wet | R600a | MinimizeLCOE_Brownfield | IgnoreSilica | 48.1797 | 4.9385 | 0.14934 | 4 | 33823.7765 | 50372.6548 | 689.5434 | 1026.9147 | 76.8409 | -5.2735e-06 | 1567355535.2224 | 874242.7007 | 48449.3986 | 1265445.5066 | 1373343.4285 | 24077.0464 | 187383.254 | 0 | 1471447.1205 | 3828403.5723 | 2612964.1039 | 11685756.1315 | 3144235.0165 | 5375065.0943 | 5375065.0943 | 1478867.319 | 3031747.1076 | 0 | 20205056.2423 | 30090735.7631 | 133352.1432 | 0.59736 | 33823.7765 | 50372.6548 | 689.5434 | 1026.9147
1 | 1800 | 707 | 0.035 | 15 | 15 | 7 | 1.7783e-10 | 0 | Water | Porous | Wet | R600a | MinimizeLCOE_Brownfield | IgnoreSilica | 56.7714 | 5.8255 | 0.18244 | 4 | 29991.4197 | 43538.0059 | 611.4157 | 887.5811 | 76.8783 | -4.8039e-06 | 1719778253.8555 | 982038.7703 | 54417.5362 | 1444169.5537 | 1614978.1275 | 24077.0464 | 196099.6746 | 0 | 1683154.4763 | 4379222.685 | 2988909.4665 | 13367067.3365 | 3144235.0165 | 5375065.0943 | 5375065.0943 | 1478867.319 | 3031747.1076 | 0 | 21886367.4472 | 31772046.9681 | 177827.941 | 0.72975 | 29991.4197 | 43538.0059 | 611.4157 | 887.5811
1 | 1800 | 707 | 0.035 | 15 | 15 | 7 | 2.3714e-10 | 0 | Water | Porous | Wet | R600a | MinimizeLCOE_Brownfield | IgnoreSilica | 65.1707 | 6.6912 | 0.21672 | 4 | 27090.6035 | 38494.4276 | 552.2786 | 784.761 | 76.8983 | -4.3267e-06 | 1859340682.9003 | 1082614.9563 | 59977.5513 | 1613435.669 | 1850986.7661 | 24077.0464 | 200556.8761 | 0 | 1884343.0574 | 4902674.1034 | 3346175.8155 | 14964841.8414 | 3144235.0165 | 5375065.0943 | 5375065.0943 | 1478867.319 | 3031747.1076 | 0 | 23484141.9521 | 33369821.473 | 237137.3706 | 0.86687 | 27090.6035 | 38494.4276 | 552.2786 | 784.761
1 | 1800 | 707 | 0.035 | 15 | 15 | 7 | 3.1623e-10 | 0 | Water | Porous | Wet | R600a | MinimizeLCOE_Brownfield | IgnoreSilica | 72.8667 | 7.4822 | 0.25002 | 4 | 24907.5691 | 34792.5114 | 507.7745 | 709.2924 | 76.9021 | -3.8616e-06 | 1981876599.5586 | 1171089.0573 | 64860.4417 | 1764289.6999 | 2066860.3118 | 24077.0464 | 200649.3417 | 0 | 2063812.1005 | 5369615.7395 | 3664873.0768 | 16390126.8156 | 3144235.0165 | 5375065.0943 | 5375065.0943 | 1478867.319 | 3031747.1076 | 0 | 24909426.9263 | 34795106.4472 | 316227.766 | 1.0001 | 24907.5691 | 34792.5114 | 507.7745 | 709.2924
1 | 1800 | 707 | 0.035 | 15 | 15 | 7 | 4.217e-10 | 0 | Water | Porous | Wet | R600a | MinimizeLCOE_Brownfield | IgnoreSilica | 79.5681 | 8.1683 | 0.28059 | 4 | 23272.2922 | 32080.0795 | 474.4372 | 653.9958 | 76.8934 | -3.4324e-06 | 2085308464.1985 | 1245492.8378 | 68959.7142 | 1892577.0075 | 2254396.7666 | 24077.0464 | 197286.829 | 0 | 2216288.1786 | 5766327.2175 | 3935636.8122 | 17601042.4099 | 3144235.0165 | 5375065.0943 | 5375065.0943 | 1478867.319 | 3031747.1076 | 0 | 26120342.5206 | 36006022.0415 | 421696.5034 | 1.1224 | 23272.2922 | 32080.0795 | 474.4372 | 653.9958
1 | 1800 | 707 | 0.035 | 15 | 15 | 7 | 5.6234e-10 | 0 | Water | Porous | Wet | R600a | MinimizeLCOE_Brownfield | IgnoreSilica | 85.1855 | 8.7409 | 0.3074 | 4 | 22050.4816 | 30090.2027 | 449.5289 | 613.4295 | 76.8773 | -3.0541e-06 | 2169615395.2028 | 1306074.4857 | 72291.9066 | 1998011.2093 | 2411186.6562 | 24077.0464 | 191766.8791 | 0 | 2341329.1915 | 6091658.2835 | 4157681.9496 | 18594077.6078 | 3144235.0165 | 5375065.0943 | 5375065.0943 | 1478867.319 | 3031747.1076 | 0 | 27113377.7185 | 36999057.2394 | 562341.3252 | 1.2296 | 22050.4816 | 30090.2027 | 449.5289 | 613.4295
1 | 1800 | 707 | 0.035 | 15 | 15 | 7 | 7.4989e-10 | 0 | Water | Porous | Wet | R600a | MinimizeLCOE_Brownfield | IgnoreSilica | 89.7534 | 9.2045 | 0.33003 | 4 | 21138.5463 | 28626.9943 | 430.9379 | 583.6 | 76.858 | -2.7345e-06 | 2237414084.7832 | 1354177.9383 | 74933.723 | 2082372.8371 | 2538349.7648 | 24077.0464 | 185247.2064 | 0 | 2441071.8212 | 6351168.146 | 4334802.7631 | 19386201.2462 | 3144235.0165 | 5375065.0943 | 5375065.0943 | 1478867.319 | 3031747.1076 | 0 | 27905501.357 | 37791180.8778 | 749894.2093 | 1.3201 | 21138.5463 | 28626.9943 | 430.9379 | 583.6
1 | 1800 | 707 | 0.035 | 15 | 15 | 7 | 1e-09 | 0 | Water | Porous | Wet | R600a | MinimizeLCOE_Brownfield | IgnoreSilica | 93.3855 | 9.5716 | 0.34858 | 4 | 20457.8719 | 27547.7733 | 417.0614 | 561.5986 | 76.8387 | -2.4724e-06 | 2291082816.3225 | 1391703.8467 | 76991.8982 | 2148590.7187 | 2639222.6211 | 24077.0464 | 178611.8774 | 0 | 2519087.2233 | 6554148.2193 | 4473340.8339 | 20005774.2851 | 3144235.0165 | 5375065.0943 | 5375065.0943 | 1478867.319 | 3031747.1076 | 0 | 28525074.3959 | 38410753.9167 | 1000000 | 1.3943 | 20457.8719 | 27547.7733 | 417.0614 | 561.5986
1 | 1800 | 707 | 0.035 | 15 | 15 | 7 | 1.3335e-09 | 0 | Water | Porous | Wet | R600a | MinimizeLCOE_Brownfield | IgnoreSilica | 96.2159 | 9.8567 | 0.36343 | 4 | 19949.5334 | 26749.791 | 406.6982 | 545.3307 | 76.8212 | -2.2616e-06 | 2333638039.8451 | 1420509.9026 | 78570.0737 | 2199669.3156 | 2717667.8333 | 24077.0464 | 172384.3204 | 0 | 2579022.6119 | 6710087.8058 | 4579772.806 | 20481761.7156 | 3144235.0165 | 5375065.0943 | 5375065.0943 | 1478867.319 | 3031747.1076 | 0 | 29001061.8264 | 38886741.3472 | 1333521.4322 | 1.4537 | 19949.5334 | 26749.791 | 406.6982 | 545.3307
1 | 1800 | 707 | 0.035 | 15 | 15 | 7 | 1.7783e-09 | 0 | Water | Porous | Wet | R600a | MinimizeLCOE_Brownfield | IgnoreSilica | 98.4038 | 10.0765 | 0.37513 | 4 | 19569.6266 | 26157.7453 | 398.9533 | 533.261 | 76.8062 | -2.0955e-06 | 2366698219.2536 | 1442519.0758 | 79774.7954 | 2238843.6982 | 2778205.2383 | 24077.0464 | 166910.725 | 0 | 2624828.9259 | 6829266.4387 | 4661114.6718 | 20845540.6155 | 3144235.0165 | 5375065.0943 | 5375065.0943 | 1478867.319 | 3031747.1076 | 0 | 29364840.7262 | 39250520.2471 | 1778279.41 | 1.5005 | 19569.6266 | 26157.7453 | 398.9533 | 533.261
1 | 1800 | 707 | 0.035 | 15 | 15 | 7 | 2.3714e-09 | 0 | Water | Porous | Wet | R600a | MinimizeLCOE_Brownfield | IgnoreSilica | 100.1017 | 10.2467 | 0.38429 | 4 | 19285.5035 | 25716.6275 | 393.1611 | 524.2682 | 76.7936 | -1.9672e-06 | 2391241036.6792 | 1459444.3158 | 80700.5743 | 2269057.7653 | 2825118.0697 | 24077.0464 | 162368.6579 | 0 | 2660098.9074 | 6921031.6958 | 4723746.3454 | 21125643.378 | 3144235.0165 | 5375065.0943 | 5375065.0943 | 1478867.319 | 3031747.1076 | 0 | 29644943.4888 | 39530623.0096 | 2371373.7057 | 1.5372 | 19285.5035 | 25716.6275 | 393.1611 | 524.2682
1 | 1800 | 707 | 0.035 | 15 | 15 | 7 | 3.1623e-09 | 0 | Water | Porous | Wet | R600a | MinimizeLCOE_Brownfield | IgnoreSilica | 101.3735 | 10.3739 | 0.3913 | 4 | 19072.8854 | 25388.835 | 388.8266 | 517.5857 | 76.7837 | -1.8671e-06 | 2411083710.9306 | 1472033.6092 | 81388.8001 | 2291582.1453 | 2860217.1657 | 24077.0464 | 158559.8993 | 0 | 2686264.8797 | 6989110.1884 | 4770211.3154 | 21333445.0496 | 3144235.0165 | 5375065.0943 | 5375065.0943 | 1478867.319 | 3031747.1076 | 0 | 29852745.1604 | 39738424.6812 | 3162277.6602 | 1.5652 | 19072.8854 | 25388.835 | 388.8266 | 517.5857
1 | 1800 | 707 | 0.035 | 15 | 15 | 7 | 4.217e-09 | 0 | Water | Porous | Wet | R600a | MinimizeLCOE_Brownfield | IgnoreSilica | 102.3481 | 10.4712 | 0.39669 | 4 | 18913.6975 | 25143.8478 | 385.5813 | 512.5913 | 76.7759 | -1.791e-06 | 2425770949.8914 | 1481631.1721 | 81913.2494 | 2308783.1355 | 2887093.4665 | 24077.0464 | 155544.3737 | 0 | 2706226.553 | 7041046.3675 | 4805658.8248 | 21491974.1888 | 3144235.0165 | 5375065.0943 | 5375065.0943 | 1478867.319 | 3031747.1076 | 0 | 30011274.2995 | 39896953.8204 | 4216965.0343 | 1.5867 | 18913.6975 | 25143.8478 | 385.5813 | 512.5913
1 | 1800 | 707 | 0.035 | 15 | 15 | 7 | 5.6234e-09 | 0 | Water | Porous | Wet | R600a | MinimizeLCOE_Brownfield | IgnoreSilica | 103.0908 | 10.5453 | 0.4008 | 4 | 18794.4664 | 24960.6089 | 383.1506 | 508.8558 | 76.7697 | -1.7332e-06 | 2436676597.6149 | 1488915.9648 | 82311.1867 | 2321856.1924 | 2907561.9472 | 24077.0464 | 153186.6958 | 0 | 2721384.523 | 7080484.2961 | 4832576.0215 | 21612353.8738 | 3144235.0165 | 5375065.0943 | 5375065.0943 | 1478867.319 | 3031747.1076 | 0 | 30131653.9846 | 40017333.5054 | 5623413.2519 | 1.6032 | 18794.4664 | 24960.6089 | 383.1506 | 508.8558
1 | 1800 | 707 | 0.035 | 15 | 15 | 7 | 7.4989e-09 | 0 | Water | Porous | Wet | R600a | MinimizeLCOE_Brownfield | IgnoreSilica | 103.6561 | 10.6017 | 0.40394 | 4 | 18705.1363 | 24823.413 | 381.3295 | 506.0589 | 76.7649 | -1.6896e-06 | 2444721770.4243 | 1494443.241 | 82613.0409 | 2331785.1572 | 2923131.9864 | 24077.0464 | 151367.2602 | 0 | 2732892.9155 | 7110426.7728 | 4853012.3771 | 21703749.7975 | 3144235.0165 | 5375065.0943 | 5375065.0943 | 1478867.319 | 3031747.1076 | 0 | 30223049.9082 | 40108729.4291 | 7498942.0933 | 1.6158 | 18705.1363 | 24823.413 | 381.3295 | 506.0589
1 | 1800 | 707 | 0.035 | 15 | 15 | 7 | 1e-08 | 0 | Water | Porous | Wet | R600a | MinimizeLCOE_Brownfield | IgnoreSilica | 104.0628 | 10.6422 | 0.40627 | 4 | 18638.1933 | 24721.456 | 379.9648 | 503.9803 | 76.7614 | -1.6557e-06 | 2451682450.2198 | 1498411.2715 | 82829.7004 | 2338918.4347 | 2934330.9109 | 24077.0464 | 149892.0058 | 0 | 2741099.1541 | 7131777.7223 | 4867584.8389 | 21768921.0849 | 3144235.0165 | 5375065.0943 | 5375065.0943 | 1478867.319 | 3031747.1076 | 0 | 30288221.1957 | 40173900.7165 | 10000000 | 1.6251 | 18638.1933 | 24721.456 | 379.9648 | 503.9803
1 | 1900 | 707 | 0.035 | 15 | 15 | 7 | 1e-13 | 0 | Water | Porous | Wet | R600a | MinimizeLCOE_Brownfield | IgnoreSilica | 0 | 0 | 0 | 0 | [5 empty] | 0 | 0 | 0 | 0 | 0 | 0 | 0 | 0 | 0 | 0 | 0 | 0 | 0 | 0 | 0 | 0 | 0 | 0 | 0 | 0 | 0 | 100 | 0
1 | 1900 | 707 | 0.035 | 15 | 15 | 7 | 1.3335e-13 | 0 | Water | Porous | Wet | R600a | MinimizeLCOE_Brownfield | IgnoreSilica | 0 | 0 | 0 | 0 | [5 empty] | 0 | 0 | 0 | 0 | 0 | 0 | 0 | 0 | 0 | 0 | 0 | 0 | 0 | 0 | 0 | 0 | 0 | 0 | 0 | 0 | 0 | 133.3521 | 0
1 | 1900 | 707 | 0.035 | 15 | 15 | 7 | 1.7783e-13 | 0 | Water | Porous | Wet | R600a | MinimizeLCOE_Brownfield | IgnoreSilica | 0 | 0 | 0 | 0 | [5 empty] | 0 | 0 | 0 | 0 | 0 | 0 | 0 | 0 | 0 | 0 | 0 | 0 | 0 | 0 | 0 | 0 | 0 | 0 | 0 | 0 | 0 | 177.8279 | 0
1 | 1900 | 707 | 0.035 | 15 | 15 | 7 | 2.3714e-13 | 0 | Water | Porous | Wet | R600a | MinimizeLCOE_Brownfield | IgnoreSilica | 0 | 0 | 0 | 0 | [5 empty] | 0 | 0 | 0 | 0 | 0 | 0 | 0 | 0 | 0 | 0 | 0 | 0 | 0 | 0 | 0 | 0 | 0 | 0 | 0 | 0 | 0 | 237.1374 | 0
1 | 1900 | 707 | 0.035 | 15 | 15 | 7 | 3.1623e-13 | 0 | Water | Porous | Wet | R600a | MinimizeLCOE_Brownfield | IgnoreSilica | 0 | 0 | 0 | 0 | [5 empty] | 0 | 0 | 0 | 0 | 0 | 0 | 0 | 0 | 0 | 0 | 0 | 0 | 0 | 0 | 0 | 0 | 0 | 0 | 0 | 0 | 0 | 316.2278 | 0
1 | 1900 | 707 | 0.035 | 15 | 15 | 7 | 4.217e-13 | 0 | Water | Porous | Wet | R600a | MinimizeLCOE_Brownfield | IgnoreSilica | 0 | 0 | 0 | 0 | [5 empty] | 0 | 0 | 0 | 0 | 0 | 0 | 0 | 0 | 0 | 0 | 0 | 0 | 0 | 0 | 0 | 0 | 0 | 0 | 0 | 0 | 0 | 421.6965 | 0
1 | 1900 | 707 | 0.035 | 15 | 15 | 7 | 5.6234e-13 | 0 | Water | Porous | Wet | R600a | MinimizeLCOE_Brownfield | IgnoreSilica | 0 | 0 | 0 | 0 | [5 empty] | 0 | 0 | 0 | 0 | 0 | 0 | 0 | 0 | 0 | 0 | 0 | 0 | 0 | 0 | 0 | 0 | 0 | 0 | 0 | 0 | 0 | 562.3413 | 0
1 | 1900 | 707 | 0.035 | 15 | 15 | 7 | 7.4989e-13 | 0 | Water | Porous | Wet | R600a | MinimizeLCOE_Brownfield | IgnoreSilica | 0 | 0 | 0 | 0 | [5 empty] | 0 | 0 | 0 | 0 | 0 | 0 | 0 | 0 | 0 | 0 | 0 | 0 | 0 | 0 | 0 | 0 | 0 | 0 | 0 | 0 | 0 | 749.8942 | 0
1 | 1900 | 707 | 0.035 | 15 | 15 | 7 | 1e-12 | 0 | Water | Porous | Wet | R600a | MinimizeLCOE_Brownfield | IgnoreSilica | 0 | 0 | 0 | 0 | [5 empty] | 0 | 0 | 0 | 0 | 0 | 0 | 0 | 0 | 0 | 0 | 0 | 0 | 0 | 0 | 0 | 0 | 0 | 0 | 0 | 0 | 0 | 1000 | 0
1 | 1900 | 707 | 0.035 | 15 | 15 | 7 | 1.3335e-12 | 0 | Water | Porous | Wet | R600a | MinimizeLCOE_Brownfield | IgnoreSilica | 0.8028 | 0.057754 | 0.00024835 | 4 | 9410444.9143 | 19800847.3002 | 191844.6481 | 403667.0548 | 66.1618 | -8.335e-06 | 8166931.1895 | 35779.0975 | 1820.5224 | 36310.5273 | 42245.5315 | 24077.0464 | 26858.0352 | 0 | 65165.3965 | 169546.9945 | 115719.3076 | 517522.4589 | 3144235.0165 | 5686671.2401 | 5686671.2401 | 1478867.319 | 3156389.5659 | 0 | 9348428.7154 | 19670356.8404 | 1333.5214 | 0.00099341 | 9410444.9143 | 19800847.3002 | 191844.6481 | 403667.0548
1 | 1900 | 707 | 0.035 | 15 | 15 | 7 | 1.7783e-12 | 0 | Water | Porous | Wet | R600a | MinimizeLCOE_Brownfield | IgnoreSilica | 1.1927 | 0.099706 | 0.00094639 | 4 | 2516781.2561 | 5243451.7157 | 51307.9901 | 106894.8555 | 70.3276 | -9.4352e-06 | 4375131.7995 | 54520.8542 | 2856.6194 | 56027.7001 | 53634.155 | 24077.0464 | 33752.9332 | 0 | 87699.0302 | 228174.8871 | 155734.049 | 696477.2746 | 3144235.0165 | 5686671.2401 | 5686671.2401 | 1478867.319 | 3156389.5659 | 0 | 9527383.5312 | 19849311.6562 | 1778.2794 | 0.0037855 | 2516781.2561 | 5243451.7157 | 51307.9901 | 106894.8555
1 | 1900 | 707 | 0.035 | 15 | 15 | 7 | 2.3714e-12 | 0 | Water | Porous | Wet | R600a | MinimizeLCOE_Brownfield | IgnoreSilica | 1.6531 | 0.15053 | 0.0020102 | 4 | 1209020.0648 | 2492743.1371 | 24647.5093 | 50817.9405 | 72.9305 | -9.846e-06 | 65459438.3222 | 74376.5505 | 3969.2405 | 77749.9641 | 67202.6326 | 24077.0464 | 40093.2599 | 0 | 112112.7906 | 291694.4837 | 199087.4788 | 890363.4471 | 3144235.0165 | 5686671.2401 | 5686671.2401 | 1478867.319 | 3156389.5659 | 0 | 9721269.7036 | 20043197.8286 | 2371.3737 | 0.0080406 | 1209020.0648 | 2492743.1371 | 24647.5093 | 50817.9405
1 | 1900 | 707 | 0.035 | 15 | 15 | 7 | 3.1623e-12 | 0 | Water | Porous | Wet | R600a | MinimizeLCOE_Brownfield | IgnoreSilica | 2.2477 | 0.21696 | 0.0035272 | 4 | 705545.2836 | 1437140.899 | 14383.4949 | 29298.0611 | 74.8114 | -1.0049e-05 | 123152212.4136 | 97513.8443 | 5274.8277 | 104019.4263 | 84798.7844 | 24077.0464 | 47051.3774 | 0 | 141466.7696 | 368067.5155 | 251213.6424 | 1123483.234 | 3144235.0165 | 5686671.2401 | 5686671.2401 | 1478867.319 | 3156389.5659 | 0 | 9954389.4906 | 20276317.6156 | 3162.2777 | 0.014109 | 705545.2836 | 1437140.899 | 14383.4949 | 29298.0611
1 | 1900 | 707 | 0.035 | 15 | 15 | 7 | 4.217e-12 | 0 | Water | Porous | Wet | R600a | MinimizeLCOE_Brownfield | IgnoreSilica | 3.0176 | 0.30357 | 0.005623 | 4 | 455132.3518 | 914045.4431 | 9278.4886 | 18634.0527 | 76.1964 | -1.0112e-05 | 183853512.9391 | 124644.3199 | 6811.4695 | 135950.3108 | 107642.3459 | 24077.0464 | 54820.2306 | 0 | 177038.832 | 460618.7251 | 314381.7446 | 1405985.0246 | 3144235.0165 | 5686671.2401 | 5686671.2401 | 1478867.319 | 3156389.5659 | 0 | 10236891.2812 | 20558819.4062 | 4216.965 | 0.022492 | 455132.3518 | 914045.4431 | 9278.4886 | 18634.0527
1 | 1900 | 707 | 0.035 | 15 | 15 | 7 | 5.6234e-12 | 0 | Water | Porous | Wet | R600a | MinimizeLCOE_Brownfield | IgnoreSilica | 3.9922 | 0.4136 | 0.0084623 | 4 | 312341.3462 | 617280.6207 | 6367.5008 | 12584.1004 | 77.2101 | -1.0011e-05 | 281943133.3135 | 155885.6425 | 8584.3057 | 173986.9584 | 136596.6187 | 24077.0464 | 63166.1456 | 0 | 219295.7197 | 570562.479 | 389420.6158 | 1741575.5318 | 3144235.0165 | 5686671.2401 | 5686671.2401 | 1478867.319 | 3156389.5659 | 0 | 10572481.7883 | 20894409.9134 | 5623.4133 | 0.033849 | 312341.3462 | 617280.6207 | 6367.5008 | 12584.1004
1 | 1900 | 707 | 0.035 | 15 | 15 | 7 | 7.4989e-12 | 0 | Water | Porous | Wet | R600a | MinimizeLCOE_Brownfield | IgnoreSilica | 5.2561 | 0.55667 | 0.012273 | 4 | 223739.295 | 433997.2315 | 4561.2282 | 8847.6206 | 77.979 | -9.8606e-06 | 380702609.5027 | 192895.5384 | 10685.671 | 220540.7792 | 174188.0136 | 24077.0464 | 72694.9525 | 0 | 271081.9804 | 705299.7064 | 481381.5421 | 2152845.23 | 3144235.0165 | 5686671.2401 | 5686671.2401 | 1478867.319 | 3156389.5659 | 0 | 10983751.4866 | 21305679.6116 | 7498.9421 | 0.049092 | 223739.295 | 433997.2315 | 4561.2282 | 8847.6206
1 | 1900 | 707 | 0.035 | 15 | 15 | 7 | 1e-11 | 0 | Water | Porous | Wet | R600a | MinimizeLCOE_Brownfield | IgnoreSilica | 6.8614 | 0.7384 | 0.017327 | 4 | 165601.0401 | 314526.6489 | 3376.0012 | 6412.0512 | 78.5489 | -9.6236e-06 | 490707877.7312 | 235929.8845 | 13129.2344 | 276355.5757 | 221924.3037 | 24077.0464 | 83142.3812 | 0 | 333277.7861 | 867120.4347 | 591827.5142 | 2646784.1609 | 3144235.0165 | 5686671.2401 | 5686671.2401 | 1478867.319 | 3156389.5659 | 0 | 11477690.4174 | 21799618.5424 | 10000 | 0.069309 | 165601.0401 | 314526.6489 | 3376.0012 | 6412.0512
1 | 1900 | 707 | 0.035 | 15 | 15 | 7 | 1.3335e-11 | 0 | Water | Porous | Wet | R600a | MinimizeLCOE_Brownfield | IgnoreSilica | 8.7982 | 0.95685 | 0.02385 | 4 | 126204.657 | 234401.9259 | 2572.8526 | 4778.6003 | 78.9271 | -9.2094e-06 | 609033453.3736 | 283482.1646 | 15825.7727 | 339930.328 | 279379.2043 | 24077.0464 | 93356.097 | 0 | 404059.7391 | 1051280.557 | 717520.5818 | 3208911.4908 | 3144235.0165 | 5686671.2401 | 5686671.2401 | 1478867.319 | 3156389.5659 | 0 | 12039817.7474 | 22361745.8724 | 13335.2143 | 0.095399 | 126204.657 | 234401.9259 | 2572.8526 | 4778.6003
1 | 1900 | 707 | 0.035 | 15 | 15 | 7 | 1.7783e-11 | 0 | Water | Porous | Wet | R600a | MinimizeLCOE_Brownfield | IgnoreSilica | 10.9519 | 1.1963 | 0.031804 | 4 | 99233.3905 | 180370.5128 | 2023.0069 | 3677.0969 | 79.0866 | -8.5262e-06 | 718849181.2125 | 331642.9277 | 18546.337 | 406396.5776 | 342717.8417 | 24077.0464 | 101302.3386 | 0 | 477626.3969 | 1242685.9101 | 848158.6683 | 3793154.0442 | 3144235.0165 | 5686671.2401 | 5686671.2401 | 1478867.319 | 3156389.5659 | 0 | 12624060.3008 | 22945988.4258 | 17782.7941 | 0.12722 | 99233.3905 | 180370.5128 | 2023.0069 | 3677.0969
1 | 1900 | 707 | 0.035 | 15 | 15 | 7 | 2.3714e-11 | 0 | Water | Porous | Wet | R600a | MinimizeLCOE_Brownfield | IgnoreSilica | 14.966 | 1.6579 | 0.044478 | 4 | 77146.6868 | 135163.966 | 1572.7396 | 2755.5003 | 79.5976 | -8.7796e-06 | 906799164.4896 | 418300.7587 | 23474.5116 | 527424.6638 | 463193.7843 | 24077.0464 | 123754.7518 | 0 | 616287.9515 | 1603454.8316 | 1094390.8703 | 4894359.1699 | 3144235.0165 | 5686671.2401 | 5686671.2401 | 1478867.319 | 3156389.5659 | 0 | 13725265.4265 | 24047193.5515 | 23713.7371 | 0.17791 | 77146.6868 | 135163.966 | 1572.7396 | 2755.5003
1 | 1900 | 707 | 0.035 | 15 | 15 | 7 | 3.1623e-11 | 0 | Water | Porous | Wet | R600a | MinimizeLCOE_Brownfield | IgnoreSilica | 19.1271 | 2.1302 | 0.059417 | 4 | 62208.0826 | 105637.9523 | 1268.1959 | 2153.5725 | 79.7924 | -8.395e-06 | 1075005567.3326 | 499166.8168 | 28053.3036 | 644437.8874 | 587080.0269 | 24077.0464 | 139539.1549 | 0 | 749718.152 | 1950612.8432 | 1331333.3466 | 5954018.5778 | 3144235.0165 | 5686671.2401 | 5686671.2401 | 1478867.319 | 3156389.5659 | 0 | 14784924.8343 | 25106852.9594 | 31622.7766 | 0.23767 | 62208.0826 | 105637.9523 | 1268.1959 | 2153.5725
1 | 1900 | 707 | 0.035 | 15 | 15 | 7 | 4.217e-11 | 0 | Water | Porous | Wet | R600a | MinimizeLCOE_Brownfield | IgnoreSilica | 24.2286 | 2.7093 | 0.078482 | 4 | 51066.2292 | 83946.0172 | 1041.0542 | 1711.3531 | 79.941 | -7.966e-06 | 1257080009.2919 | 591330.1566 | 33265.5145 | 781055.0305 | 738975.1729 | 24077.0464 | 156027.0313 | 0 | 906644.6814 | 2358903.4825 | 1610000.0975 | 7200278.2136 | 3144235.0165 | 5686671.2401 | 5686671.2401 | 1478867.319 | 3156389.5659 | 0 | 16031184.4702 | 26353112.5952 | 42169.6503 | 0.31393 | 51066.2292 | 83946.0172 | 1041.0542 | 1711.3531
1 | 1900 | 707 | 0.035 | 15 | 15 | 7 | 5.6234e-11 | 0 | Water | Porous | Wet | R600a | MinimizeLCOE_Brownfield | IgnoreSilica | 30.3964 | 3.4095 | 0.10243 | 4 | 42663.4273 | 67855.0991 | 869.7517 | 1383.318 | 80.0552 | -7.5064e-06 | 1444890744.4073 | 695270.3784 | 39136.158 | 938677.3947 | 922635.6238 | 24077.0464 | 172943.5411 | 0 | 1089168.6555 | 2833793.4225 | 1934122.2395 | 8649824.4599 | 3144235.0165 | 5686671.2401 | 5686671.2401 | 1478867.319 | 3156389.5659 | 0 | 17480730.7165 | 27802658.8415 | 56234.1325 | 0.40974 | 42663.4273 | 67855.0991 | 869.7517 | 1383.318
1 | 1900 | 707 | 0.035 | 15 | 15 | 7 | 7.4989e-11 | 0 | Water | Porous | Wet | R600a | MinimizeLCOE_Brownfield | IgnoreSilica | 37.6191 | 4.2296 | 0.13175 | 4 | 36275.5211 | 55861.6665 | 739.5256 | 1138.8156 | 80.1426 | -7.0077e-06 | 1640010438.9526 | 809264.7933 | 45565.9144 | 1115263.2974 | 1137726.0748 | 24077.0464 | 189221.9594 | 0 | 1295236.4434 | 3369939.5362 | 2300052.9788 | 10286348.0441 | 3144235.0165 | 5686671.2401 | 5686671.2401 | 1478867.319 | 3156389.5659 | 0 | 19117254.3007 | 29439182.4257 | 74989.4209 | 0.527 | 36275.5211 | 55861.6665 | 739.5256 | 1138.8156
1 | 1900 | 707 | 0.035 | 15 | 15 | 7 | 1e-10 | 0 | Water | Porous | Wet | R600a | MinimizeLCOE_Brownfield | IgnoreSilica | 45.7897 | 5.1575 | 0.16647 | 4 | 31397.2846 | 46898.2665 | 640.0761 | 956.0846 | 80.2092 | -6.4786e-06 | 1834797573.2033 | 930624.0773 | 52401.4465 | 1306974.6543 | 1381065.2911 | 24077.0464 | 203856.7663 | 0 | 1520609.7199 | 3956314.5712 | 2700265.989 | 12076189.562 | 3144235.0165 | 5686671.2401 | 5686671.2401 | 1478867.319 | 3156389.5659 | 0 | 20907095.8186 | 31229023.9436 | 100000 | 0.66589 | 31397.2846 | 46898.2665 | 640.0761 | 956.0846
1 | 1900 | 707 | 0.035 | 15 | 15 | 7 | 1.3335e-10 | 0 | Water | Porous | Wet | R600a | MinimizeLCOE_Brownfield | IgnoreSilica | 54.577 | 6.1551 | 0.20575 | 4 | 27670.387 | 40212.4677 | 564.0983 | 819.7855 | 80.2569 | -5.9228e-06 | 2022080662.2236 | 1054107.5491 | 59346.3418 | 1505538.1938 | 1642728.0763 | 24077.0464 | 215407.2374 | 0 | 1755469.7335 | 4567372.1502 | 3117325.3426 | 13941371.6711 | 3144235.0165 | 5686671.2401 | 5686671.2401 | 1478867.319 | 3156389.5659 | 0 | 22772277.9277 | 33094206.0527 | 133352.1432 | 0.82298 | 27670.387 | 40212.4677 | 564.0983 | 819.7855
1 | 1900 | 707 | 0.035 | 15 | 15 | 7 | 1.7783e-10 | 0 | Water | Porous | Wet | R600a | MinimizeLCOE_Brownfield | IgnoreSilica | 63.4392 | 7.16 | 0.24762 | 4 | 24833.7495 | 35254.6811 | 506.2696 | 718.7144 | 80.2847 | -5.3482e-06 | 2194946913.7316 | 1172583.0246 | 65998.6556 | 1699111.0948 | 1906412.435 | 24077.0464 | 222428.1737 | 0 | 1985338.0677 | 5165442.4034 | 3525520.5796 | 15766911.4809 | 3144235.0165 | 5686671.2401 | 5686671.2401 | 1478867.319 | 3156389.5659 | 0 | 24597817.7375 | 34919745.8625 | 177827.941 | 0.9905 | 24833.7495 | 35254.6811 | 506.2696 | 718.7144
1 | 1900 | 707 | 0.035 | 15 | 15 | 7 | 2.3714e-10 | 0 | Water | Porous | Wet | R600a | MinimizeLCOE_Brownfield | IgnoreSilica | 71.7996 | 8.1052 | 0.28949 | 4 | 22687.7615 | 31601.7191 | 462.5207 | 644.2438 | 80.2924 | -4.7748e-06 | 2348135340.945 | 1279508.3835 | 71991.3065 | 1876302.6801 | 2154744.3135 | 24077.0464 | 224305.1506 | 0 | 2196062.2634 | 5713703.5351 | 3899720.0676 | 17440414.7467 | 3144235.0165 | 5686671.2401 | 5686671.2401 | 1478867.319 | 3156389.5659 | 0 | 26271321.0033 | 36593249.1283 | 237137.3706 | 1.158 | 22687.7615 | 31601.7191 | 462.5207 | 644.2438
1 | 1900 | 707 | 0.035 | 15 | 15 | 7 | 3.1623e-10 | 0 | Water | Porous | Wet | R600a | MinimizeLCOE_Brownfield | IgnoreSilica | 79.2392 | 8.9429 | 0.32886 | 4 | 21073.5139 | 28920.3115 | 429.6121 | 589.5797 | 80.2832 | -4.2312e-06 | 2479238492.4919 | 1371057.261 | 77111.8807 | 2029897.4995 | 2375164.79 | 24077.0464 | 221600.2573 | 0 | 2378574.4066 | 6188562.6932 | 4223821.2004 | 18889867.035 | 3144235.0165 | 5686671.2401 | 5686671.2401 | 1478867.319 | 3156389.5659 | 0 | 27720773.2916 | 38042701.4166 | 316227.766 | 1.3154 | 21073.5139 | 28920.3115 | 429.6121 | 589.5797
1 | 1900 | 707 | 0.035 | 15 | 15 | 7 | 4.217e-10 | 0 | Water | Porous | Wet | R600a | MinimizeLCOE_Brownfield | IgnoreSilica | 85.5922 | 9.6546 | 0.36409 | 4 | 19863.9375 | 26951.5088 | 404.9532 | 549.443 | 80.2629 | -3.7441e-06 | 2586712643.5214 | 1446711.5336 | 81334.8624 | 2158170.4507 | 2562828.6241 | 24077.0464 | 215781.3997 | 0 | 2530672.5275 | 6584290.8043 | 4493913.7676 | 20097781.0163 | 3144235.0165 | 5686671.2401 | 5686671.2401 | 1478867.319 | 3156389.5659 | 0 | 28928687.2728 | 39250615.3978 | 421696.5034 | 1.4563 | 19863.9375 | 26951.5088 | 404.9532 | 549.443
1 | 1900 | 707 | 0.035 | 15 | 15 | 7 | 5.6234e-10 | 0 | Water | Porous | Wet | R600a | MinimizeLCOE_Brownfield | IgnoreSilica | 90.8056 | 10.2356 | 0.39424 | 4 | 18959.3377 | 25504.7938 | 386.5117 | 519.9497 | 80.2374 | -3.3234e-06 | 2674284060.1014 | 1507125.6591 | 84700.7461 | 2261506.2751 | 2716349.9731 | 24077.0464 | 208146.1455 | 0 | 2652743.2796 | 6901893.8611 | 4710684.38 | 21067227.366 | 3144235.0165 | 5686671.2401 | 5686671.2401 | 1478867.319 | 3156389.5659 | 0 | 29898133.6226 | 40220061.7476 | 562341.3252 | 1.577 | 18959.3377 | 25504.7938 | 386.5117 | 519.9497
1 | 1900 | 707 | 0.035 | 15 | 15 | 7 | 7.4989e-10 | 0 | Water | Porous | Wet | R600a | MinimizeLCOE_Brownfield | IgnoreSilica | 95.0003 | 10.7009 | 0.41929 | 4 | 18283.1664 | 24437.5917 | 372.7271 | 498.1934 | 80.2111 | -2.9734e-06 | 2743711687.4376 | 1554677.3986 | 87345.601 | 2343422.0091 | 2839521.7071 | 24077.0464 | 200042.0696 | 0 | 2749143.4744 | 7152707.3935 | 4881869.7695 | 21832806.469 | 3144235.0165 | 5686671.2401 | 5686671.2401 | 1478867.319 | 3156389.5659 | 0 | 30663712.7256 | 40985640.8506 | 749894.2093 | 1.6772 | 18283.1664 | 24437.5917 | 372.7271 | 498.1934
1 | 1900 | 707 | 0.035 | 15 | 15 | 7 | 1e-09 | 0 | Water | Porous | Wet | R600a | MinimizeLCOE_Brownfield | IgnoreSilica | 98.3159 | 11.0671 | 0.43959 | 4 | 17777.7079 | 23647.9574 | 362.4226 | 482.0956 | 80.1867 | -2.6907e-06 | 2797759170.5646 | 1591605.3777 | 89396.6116 | 2407401.634 | 2936630.2944 | 24077.0464 | 192288.5194 | 0 | 2824145.7986 | 7347848.056 | 5015057.2814 | 22428450.6196 | 3144235.0165 | 5686671.2401 | 5686671.2401 | 1478867.319 | 3156389.5659 | 0 | 31259356.8761 | 41581285.0012 | 1000000 | 1.7583 | 17777.7079 | 23647.9574 | 362.4226 | 482.0956
1 | 1900 | 707 | 0.035 | 15 | 15 | 7 | 1.3335e-09 | 0 | Water | Porous | Wet | R600a | MinimizeLCOE_Brownfield | IgnoreSilica | 100.8936 | 11.3507 | 0.4557 | 4 | 17399.6917 | 23062.3504 | 354.7163 | 470.1572 | 80.1655 | -2.4663e-06 | 2840620325.6856 | 1619919.122 | 90967.3224 | 2456678.5021 | 3011965.1052 | 24077.0464 | 185311.8398 | 0 | 2881678.3858 | 7497536.0463 | 5117222.4106 | 22885355.7807 | 3144235.0165 | 5686671.2401 | 5686671.2401 | 1478867.319 | 3156389.5659 | 0 | 31716262.0372 | 42038190.1622 | 1333521.4322 | 1.8228 | 17399.6917 | 23062.3504 | 354.7163 | 470.1572
1 | 1900 | 707 | 0.035 | 15 | 15 | 7 | 1.7783e-09 | 0 | Water | Porous | Wet | R600a | MinimizeLCOE_Brownfield | IgnoreSilica | 102.8667 | 11.5672 | 0.46828 | 4 | 17116.835 | 22627.3801 | 348.9498 | 461.2897 | 80.1479 | -2.29e-06 | 2872946450.4136 | 1641360.3969 | 92155.6556 | 2494125.4829 | 3069530.2088 | 24077.0464 | 179276.6858 | 0 | 2925204.9358 | 7610783.2009 | 5194515.9206 | 23231029.5337 | 3144235.0165 | 5686671.2401 | 5686671.2401 | 1478867.319 | 3156389.5659 | 0 | 32061935.7903 | 42383863.9153 | 1778279.41 | 1.8731 | 17116.835 | 22627.3801 | 348.9498 | 461.2897
1 | 1900 | 707 | 0.035 | 15 | 15 | 7 | 2.3714e-09 | 0 | Water | Porous | Wet | R600a | MinimizeLCOE_Brownfield | IgnoreSilica | 104.3749 | 11.7323 | 0.47802 | 4 | 16905.0787 | 22303.3571 | 344.6329 | 454.6841 | 80.1337 | -2.1535e-06 | 2898358324.9384 | 1657615.0913 | 93055.8639 | 2522590.6089 | 3113470.8343 | 24077.0464 | 174271.4269 | 0 | 2958181.5399 | 7696581.5605 | 5253075.064 | 23492919.036 | 3144235.0165 | 5686671.2401 | 5686671.2401 | 1478867.319 | 3156389.5659 | 0 | 32323825.2926 | 42645753.4176 | 2371373.7057 | 1.9121 | 16905.0787 | 22303.3571 | 344.6329 | 454.6841
1 | 1900 | 707 | 0.035 | 15 | 15 | 7 | 3.1623e-09 | 0 | Water | Porous | Wet | R600a | MinimizeLCOE_Brownfield | IgnoreSilica | 105.5339 | 11.859 | 0.48553 | 4 | 16746.4852 | 22061.2181 | 341.3998 | 449.7478 | 80.1223 | -2.0494e-06 | 2917139905.6101 | 1670027.2234 | 93742.8652 | 2544371.6675 | 3147200.3164 | 24077.0464 | 170270.0067 | 0 | 2983378.759 | 7762139.5558 | 5297819.7428 | 23693027.1832 | 3144235.0165 | 5686671.2401 | 5686671.2401 | 1478867.319 | 3156389.5659 | 0 | 32523933.4397 | 42845861.5647 | 3162277.6602 | 1.9421 | 16746.4852 | 22061.2181 | 341.3998 | 449.7478
1 | 1900 | 707 | 0.035 | 15 | 15 | 7 | 4.217e-09 | 0 | Water | Porous | Wet | R600a | MinimizeLCOE_Brownfield | IgnoreSilica | 106.4009 | 11.9536 | 0.49124 | 4 | 16627.6694 | 21880.693 | 338.9775 | 446.0675 | 80.1136 | -1.9693e-06 | 2932005301.1846 | 1679267.6795 | 94254.0871 | 2560612.5619 | 3172410.8107 | 24077.0464 | 167046.1757 | 0 | 3002090.6609 | 7810824.0861 | 5331047.9352 | 23841631.0433 | 3144235.0165 | 5686671.2401 | 5686671.2401 | 1478867.319 | 3156389.5659 | 0 | 32672537.2999 | 42994465.4249 | 4216965.0343 | 1.9649 | 16627.6694 | 21880.693 | 338.9775 | 446.0675
1 | 1900 | 707 | 0.035 | 15 | 15 | 7 | 5.6234e-09 | 0 | Water | Porous | Wet | R600a | MinimizeLCOE_Brownfield | IgnoreSilica | 107.066 | 12.0261 | 0.4956 | 4 | 16538.6324 | 21745.4006 | 337.1624 | 443.3094 | 80.1067 | -1.909e-06 | 2942755739.3794 | 1686330.5552 | 94644.7015 | 2573041.011 | 3191738.177 | 24077.0464 | 164561.6186 | 0 | 3016413.3128 | 7848088.6884 | 5356481.7919 | 23955376.9027 | 3144235.0165 | 5686671.2401 | 5686671.2401 | 1478867.319 | 3156389.5659 | 0 | 32786283.1593 | 43108211.2843 | 5623413.2519 | 1.9824 | 16538.6324 | 21745.4006 | 337.1624 | 443.3094
1 | 1900 | 707 | 0.035 | 15 | 15 | 7 | 7.4989e-09 | 0 | Water | Porous | Wet | R600a | MinimizeLCOE_Brownfield | IgnoreSilica | 107.5607 | 12.0799 | 0.49889 | 4 | 16471.8987 | 21644.3806 | 335.8019 | 441.25 | 80.1015 | -1.8629e-06 | 2951242057.4591 | 1691569.4193 | 94934.3624 | 2582268.1171 | 3206106.7289 | 24077.0464 | 162608.6514 | 0 | 3027010.0869 | 7875659.3211 | 5375299.3152 | 24039533.0487 | 3144235.0165 | 5686671.2401 | 5686671.2401 | 1478867.319 | 3156389.5659 | 0 | 32870439.3053 | 43192367.4303 | 7498942.0933 | 1.9955 | 16471.8987 | 21644.3806 | 335.8019 | 441.25
1 | 1900 | 707 | 0.035 | 15 | 15 | 7 | 1e-08 | 0 | Water | Porous | Wet | R600a | MinimizeLCOE_Brownfield | IgnoreSilica | 107.9286 | 12.12 | 0.50135 | 4 | 16421.8745 | 21568.8933 | 334.7821 | 439.7111 | 80.0976 | -1.8279e-06 | 2957889157.8469 | 1695456.701 | 95149.251 | 2589119.323 | 3216786.2954 | 24077.0464 | 161089.0895 | 0 | 3034854.3055 | 7896068.3687 | 5389228.9096 | 24101829.2901 | 3144235.0165 | 5686671.2401 | 5686671.2401 | 1478867.319 | 3156389.5659 | 0 | 32932735.5467 | 43254663.6717 | 10000000 | 2.0054 | 16421.8745 | 21568.8933 | 334.7821 | 439.7111
1 | 2000 | 707 | 0.035 | 15 | 15 | 7 | 1e-13 | 0 | Water | Porous | Wet | R600a | MinimizeLCOE_Brownfield | IgnoreSilica | 0 | 0 | 0 | 0 | [5 empty] | 0 | 0 | 0 | 0 | 0 | 0 | 0 | 0 | 0 | 0 | 0 | 0 | 0 | 0 | 0 | 0 | 0 | 0 | 0 | 0 | 0 | 100 | 0
1 | 2000 | 707 | 0.035 | 15 | 15 | 7 | 1.3335e-13 | 0 | Water | Porous | Wet | R600a | MinimizeLCOE_Brownfield | IgnoreSilica | 0 | 0 | 0 | 0 | [5 empty] | 0 | 0 | 0 | 0 | 0 | 0 | 0 | 0 | 0 | 0 | 0 | 0 | 0 | 0 | 0 | 0 | 0 | 0 | 0 | 0 | 0 | 133.3521 | 0
1 | 2000 | 707 | 0.035 | 15 | 15 | 7 | 1.7783e-13 | 0 | Water | Porous | Wet | R600a | MinimizeLCOE_Brownfield | IgnoreSilica | 0 | 0 | 0 | 0 | [5 empty] | 0 | 0 | 0 | 0 | 0 | 0 | 0 | 0 | 0 | 0 | 0 | 0 | 0 | 0 | 0 | 0 | 0 | 0 | 0 | 0 | 0 | 177.8279 | 0
1 | 2000 | 707 | 0.035 | 15 | 15 | 7 | 2.3714e-13 | 0 | Water | Porous | Wet | R600a | MinimizeLCOE_Brownfield | IgnoreSilica | 0 | 0 | 0 | 0 | [5 empty] | 0 | 0 | 0 | 0 | 0 | 0 | 0 | 0 | 0 | 0 | 0 | 0 | 0 | 0 | 0 | 0 | 0 | 0 | 0 | 0 | 0 | 237.1374 | 0
1 | 2000 | 707 | 0.035 | 15 | 15 | 7 | 3.1623e-13 | 0 | Water | Porous | Wet | R600a | MinimizeLCOE_Brownfield | IgnoreSilica | 0 | 0 | 0 | 0 | [5 empty] | 0 | 0 | 0 | 0 | 0 | 0 | 0 | 0 | 0 | 0 | 0 | 0 | 0 | 0 | 0 | 0 | 0 | 0 | 0 | 0 | 0 | 316.2278 | 0
1 | 2000 | 707 | 0.035 | 15 | 15 | 7 | 4.217e-13 | 0 | Water | Porous | Wet | R600a | MinimizeLCOE_Brownfield | IgnoreSilica | 0 | 0 | 0 | 0 | [5 empty] | 0 | 0 | 0 | 0 | 0 | 0 | 0 | 0 | 0 | 0 | 0 | 0 | 0 | 0 | 0 | 0 | 0 | 0 | 0 | 0 | 0 | 421.6965 | 0
1 | 2000 | 707 | 0.035 | 15 | 15 | 7 | 5.6234e-13 | 0 | Water | Porous | Wet | R600a | MinimizeLCOE_Brownfield | IgnoreSilica | 0 | 0 | 0 | 0 | [5 empty] | 0 | 0 | 0 | 0 | 0 | 0 | 0 | 0 | 0 | 0 | 0 | 0 | 0 | 0 | 0 | 0 | 0 | 0 | 0 | 0 | 0 | 562.3413 | 0
1 | 2000 | 707 | 0.035 | 15 | 15 | 7 | 7.4989e-13 | 0 | Water | Porous | Wet | R600a | MinimizeLCOE_Brownfield | IgnoreSilica | 0 | 0 | 0 | 0 | [5 empty] | 0 | 0 | 0 | 0 | 0 | 0 | 0 | 0 | 0 | 0 | 0 | 0 | 0 | 0 | 0 | 0 | 0 | 0 | 0 | 0 | 0 | 749.8942 | 0
1 | 2000 | 707 | 0.035 | 15 | 15 | 7 | 1e-12 | 0 | Water | Porous | Wet | R600a | MinimizeLCOE_Brownfield | IgnoreSilica | 0.67593 | 0.047915 | 6.1807e-05 | 4 | 38924566.4313 | 82473063.6699 | 793529.9361 | 1681324.956 | 65.7797 | -9.0267e-06 | 62729877.4997 | 31351.7162 | 1587.0893 | 31279.972 | 39237.5315 | 24077.0464 | 25778.6197 | 0 | 59791.6702 | 155565.661 | 106176.7602 | 474846.0663 | 3144235.0165 | 6004137.4768 | 6004137.4768 | 1478867.319 | 3283376.0606 | 0 | 9623218.5596 | 20389599.4159 | 1000 | 0.00024723 | 38924566.4313 | 82473063.6699 | 793529.9361 | 1681324.956
1 | 2000 | 707 | 0.035 | 15 | 15 | 7 | 1.3335e-12 | 0 | Water | Porous | Wet | R600a | MinimizeLCOE_Brownfield | IgnoreSilica | 1.0464 | 0.09052 | 0.00072422 | 4 | 3387262.6698 | 7103825.1579 | 69053.9311 | 144821.0845 | 71.349 | -1.0776e-05 | 33263974.3082 | 51590.5056 | 2713.068 | 51819.743 | 50547.0227 | 24077.0464 | 33659.0648 | 0 | 83618.5157 | 217558.2253 | 148487.9592 | 664071.1507 | 3144235.0165 | 6004137.4768 | 6004137.4768 | 1478867.319 | 3283376.0606 | 0 | 9812443.644 | 20578824.5004 | 1333.5214 | 0.0028969 | 3387262.6698 | 7103825.1579 | 69053.9311 | 144821.0845
1 | 2000 | 707 | 0.035 | 15 | 15 | 7 | 1.7783e-12 | 0 | Water | Porous | Wet | R600a | MinimizeLCOE_Brownfield | IgnoreSilica | 1.4679 | 0.14083 | 0.0017949 | 4 | 1394141.6981 | 2893750.4911 | 28421.4642 | 58993.0178 | 74.6109 | -1.1427e-05 | 70522822.3453 | 72278.2496 | 3886.2107 | 73626.0533 | 63588.4903 | 24077.0464 | 40471.3393 | 0 | 108391.682 | 282012.9223 | 192479.6142 | 860811.6081 | 3144235.0165 | 6004137.4768 | 6004137.4768 | 1478867.319 | 3283376.0606 | 0 | 10009184.1014 | 20775564.9577 | 1778.2794 | 0.0071795 | 1394141.6981 | 2893750.4911 | 28421.4642 | 58993.0178
1 | 2000 | 707 | 0.035 | 15 | 15 | 7 | 2.3714e-12 | 0 | Water | Porous | Wet | R600a | MinimizeLCOE_Brownfield | IgnoreSilica | 2.0189 | 0.20772 | 0.0033596 | 4 | 762607.4784 | 1563761.7132 | 15546.785 | 31879.3977 | 76.9695 | -1.183e-05 | 110322996.4837 | 96662.719 | 5282.2053 | 100299.9034 | 80743.258 | 24077.0464 | 48086.4207 | 0 | 138509.1056 | 360372.2807 | 245961.4865 | 1099994.4256 | 3144235.0165 | 6004137.4768 | 6004137.4768 | 1478867.319 | 3283376.0606 | 0 | 10248366.9188 | 21014747.7752 | 2371.3737 | 0.013439 | 762607.4784 | 1563761.7132 | 15546.785 | 31879.3977
1 | 2000 | 707 | 0.035 | 15 | 15 | 7 | 3.1623e-12 | 0 | Water | Porous | Wet | R600a | MinimizeLCOE_Brownfield | IgnoreSilica | 2.7157 | 0.29313 | 0.0055449 | 4 | 474769.9902 | 960184.0963 | 9678.8284 | 19574.6515 | 78.6553 | -1.194e-05 | 199966018.2468 | 124560.8927 | 6887.0642 | 131961.2626 | 102524.6061 | 24077.0464 | 56166.3973 | 0 | 174009.135 | 452736.0751 | 309001.674 | 1381924.1533 | 3144235.0165 | 6004137.4768 | 6004137.4768 | 1478867.319 | 3283376.0606 | 0 | 10530296.6466 | 21296677.5029 | 3162.2777 | 0.02218 | 474769.9902 | 960184.0963 | 9678.8284 | 19574.6515
1 | 2000 | 707 | 0.035 | 15 | 15 | 7 | 4.217e-12 | 0 | Water | Porous | Wet | R600a | MinimizeLCOE_Brownfield | IgnoreSilica | 3.6218 | 0.40472 | 0.0085322 | 4 | 318628.2727 | 634091.8869 | 6495.6683 | 12926.8208 | 79.9163 | -1.1935e-05 | 294655800.9978 | 157509.0677 | 8787.3557 | 170661.0347 | 130900.496 | 24077.0464 | 65337.4887 | 0 | 217336.2708 | 565464.3948 | 385941.0686 | 1726014.2233 | 3144235.0165 | 6004137.4768 | 6004137.4768 | 1478867.319 | 3283376.0606 | 0 | 10874386.7166 | 21640767.573 | 4216.965 | 0.034129 | 318628.2727 | 634091.8869 | 6495.6683 | 12926.8208
1 | 2000 | 707 | 0.035 | 15 | 15 | 7 | 5.6234e-12 | 0 | Water | Porous | Wet | R600a | MinimizeLCOE_Brownfield | IgnoreSilica | 4.7692 | 0.54642 | 0.012551 | 4 | 224771.6639 | 439228.8679 | 4582.2744 | 8954.2746 | 80.8464 | -1.1762e-05 | 421017310.1516 | 195562.2557 | 10984.4973 | 216840.8916 | 166873.1821 | 24077.0464 | 75248.703 | 0 | 268938.7647 | 699723.4988 | 477575.6658 | 2135824.5055 | 3144235.0165 | 6004137.4768 | 6004137.4768 | 1478867.319 | 3283376.0606 | 0 | 11284196.9988 | 22050577.8551 | 5623.4133 | 0.050203 | 224771.6639 | 439228.8679 | 4582.2744 | 8954.2746
1 | 2000 | 707 | 0.035 | 15 | 15 | 7 | 7.4989e-12 | 0 | Water | Porous | Wet | R600a | MinimizeLCOE_Brownfield | IgnoreSilica | 6.265 | 0.73141 | 0.017921 | 4 | 164469.3293 | 314661.5092 | 3352.9297 | 6414.8005 | 81.556 | -1.1563e-05 | 544717674.0991 | 240940.0104 | 13604.6695 | 273668.9925 | 213792.463 | 24077.0464 | 86753.6605 | 0 | 332606.3685 | 865373.5438 | 590635.2253 | 2641451.9798 | 3144235.0165 | 6004137.4768 | 6004137.4768 | 1478867.319 | 3283376.0606 | 0 | 11789824.473 | 22556205.3294 | 7498.9421 | 0.071684 | 164469.3293 | 314661.5092 | 3352.9297 | 6414.8005
1 | 2000 | 707 | 0.035 | 15 | 15 | 7 | 1e-11 | 0 | Water | Porous | Wet | R600a | MinimizeLCOE_Brownfield | IgnoreSilica | 8.0944 | 0.95729 | 0.024933 | 4 | 124065.4201 | 232020.2248 | 2529.2414 | 4730.0461 | 82.0499 | -1.1161e-05 | 668793339.4133 | 291772.0249 | 16536.913 | 339299.0418 | 271112.4355 | 24077.0464 | 98359.5268 | 0 | 406051.2255 | 1056461.9961 | 721057.0205 | 3224727.2304 | 3144235.0165 | 6004137.4768 | 6004137.4768 | 1478867.319 | 3283376.0606 | 0 | 12373099.7236 | 23139480.58 | 10000 | 0.09973 | 124065.4201 | 232020.2248 | 2529.2414 | 4730.0461
1 | 2000 | 707 | 0.035 | 15 | 15 | 7 | 1.3335e-11 | 0 | Water | Porous | Wet | R600a | MinimizeLCOE_Brownfield | IgnoreSilica | 10.1555 | 1.2093 | 0.033651 | 4 | 96492.6696 | 176477.8841 | 1967.1336 | 3597.7404 | 82.3132 | -1.0425e-05 | 824038009.7799 | 344101.1306 | 19546.2734 | 408971.836 | 335299.7941 | 24077.0464 | 107808.2371 | 0 | 483523.6838 | 1258029.4409 | 858630.9434 | 3839988.3856 | 3144235.0165 | 6004137.4768 | 6004137.4768 | 1478867.319 | 3283376.0606 | 0 | 12988360.8788 | 23754741.7352 | 13335.2143 | 0.1346 | 96492.6696 | 176477.8841 | 1967.1336 | 3597.7404
1 | 2000 | 707 | 0.035 | 15 | 15 | 7 | 1.7783e-11 | 0 | Water | Porous | Wet | R600a | MinimizeLCOE_Brownfield | IgnoreSilica | 13.7487 | 1.6588 | 0.046835 | 4 | 75036.9235 | 132506.9196 | 1529.7292 | 2701.3328 | 82.821 | -1.0617e-05 | 1019232631.646 | 430820.5896 | 24555.5342 | 526431.8065 | 448769.306 | 24077.0464 | 130292.391 | 0 | 618129.2027 | 1608245.3897 | 1097660.5246 | 4908981.7906 | 3144235.0165 | 6004137.4768 | 6004137.4768 | 1478867.319 | 3283376.0606 | 0 | 14057354.2839 | 24823735.1403 | 17782.7941 | 0.18734 | 75036.9235 | 132506.9196 | 1529.7292 | 2701.3328
1 | 2000 | 707 | 0.035 | 15 | 15 | 7 | 2.3714e-11 | 0 | Water | Porous | Wet | R600a | MinimizeLCOE_Brownfield | IgnoreSilica | 17.5265 | 2.1273 | 0.062756 | 4 | 60172.0078 | 103062.1907 | 1226.6878 | 2101.0622 | 83.0542 | -1.0114e-05 | 1214622657.5453 | 513570.407 | 29318.7528 | 642235.3383 | 567425.0801 | 24077.0464 | 146408.4105 | 0 | 749983.6637 | 1951303.6501 | 1331804.8365 | 5956127.1853 | 3144235.0165 | 6004137.4768 | 6004137.4768 | 1478867.319 | 3283376.0606 | 0 | 15104499.6786 | 25870880.5349 | 23713.7371 | 0.25102 | 60172.0078 | 103062.1907 | 1226.6878 | 2101.0622
1 | 2000 | 707 | 0.035 | 15 | 15 | 7 | 3.1623e-11 | 0 | Water | Porous | Wet | R600a | MinimizeLCOE_Brownfield | IgnoreSilica | 22.2749 | 2.7161 | 0.083274 | 4 | 49137.7391 | 81459.918 | 1001.7393 | 1660.6706 | 83.2352 | -9.6186e-06 | 1425279160.1614 | 610205.0197 | 34873.9744 | 780796.774 | 716563.7361 | 24077.0464 | 164322.6839 | 0 | 909027.3015 | 2365102.5712 | 1614231.1029 | 7219200.21 | 3144235.0165 | 6004137.4768 | 6004137.4768 | 1478867.319 | 3283376.0606 | 0 | 16367572.7033 | 27133953.5597 | 31622.7766 | 0.3331 | 49137.7391 | 81459.918 | 1001.7393 | 1660.6706
1 | 2000 | 707 | 0.035 | 15 | 15 | 7 | 4.217e-11 | 0 | Water | Porous | Wet | R600a | MinimizeLCOE_Brownfield | IgnoreSilica | 28.0555 | 3.4331 | 0.10924 | 4 | 40836.416 | 65474.9616 | 832.5056 | 1334.7957 | 83.3741 | -9.0806e-06 | 1646743936.363 | 719802.1549 | 41165.5307 | 941635.1211 | 898135.9641 | 24077.0464 | 182846.254 | 0 | 1094988.2078 | 2848934.7036 | 1944456.475 | 8696041.4576 | 3144235.0165 | 6004137.4768 | 6004137.4768 | 1478867.319 | 3283376.0606 | 0 | 17844413.9508 | 28610794.8072 | 42169.6503 | 0.43697 | 40836.416 | 65474.9616 | 832.5056 | 1334.7957
1 | 2000 | 707 | 0.035 | 15 | 15 | 7 | 5.6234e-11 | 0 | Water | Porous | Wet | R600a | MinimizeLCOE_Brownfield | IgnoreSilica | 34.9466 | 4.2879 | 0.14147 | 4 | 34530.0084 | 53556.0653 | 703.9409 | 1091.8128 | 83.481 | -8.5052e-06 | 1874450717.2651 | 841961.6596 | 48167.895 | 1124867.5537 | 1114615.1396 | 24077.0464 | 201320.3927 | 0 | 1308453.7779 | 3404328.3292 | 2323524.0367 | 10391315.8306 | 3144235.0165 | 6004137.4768 | 6004137.4768 | 1478867.319 | 3283376.0606 | 0 | 19539688.3239 | 30306069.1803 | 56234.1325 | 0.56588 | 34530.0084 | 53556.0653 | 703.9409 | 1091.8128
1 | 2000 | 707 | 0.035 | 15 | 15 | 7 | 7.4989e-11 | 0 | Water | Porous | Wet | R600a | MinimizeLCOE_Brownfield | IgnoreSilica | 42.923 | 5.2776 | 0.18037 | 4 | 29707.796 | 44630.1371 | 605.6336 | 909.8457 | 83.5631 | -7.8967e-06 | 2102458884.8535 | 974721.604 | 55766.3239 | 1328087.9261 | 1365213.9368 | 24077.0464 | 218752.665 | 0 | 1546981.6059 | 4024928.8089 | 2747096.6161 | 12285626.5331 | 3144235.0165 | 6004137.4768 | 6004137.4768 | 1478867.319 | 3283376.0606 | 0 | 21433999.0264 | 32200379.8828 | 74989.4209 | 0.72149 | 29707.796 | 44630.1371 | 605.6336 | 909.8457
1 | 2000 | 707 | 0.035 | 15 | 15 | 7 | 1e-10 | 0 | Water | Porous | Wet | R600a | MinimizeLCOE_Brownfield | IgnoreSilica | 51.7413 | 6.3716 | 0.22548 | 4 | 26010.9568 | 37948.0416 | 530.2685 | 773.6222 | 83.6238 | -7.2523e-06 | 2326468591.151 | 1113195.8026 | 63679.2971 | 1544043.0475 | 1642247.4942 | 24077.0464 | 233501.1359 | 0 | 1802090.0912 | 4688668.7579 | 3200112.7698 | 14311615.4426 | 3144235.0165 | 6004137.4768 | 6004137.4768 | 1478867.319 | 3283376.0606 | 0 | 23459987.9359 | 34226368.7923 | 100000 | 0.90193 | 26010.9568 | 37948.0416 | 530.2685 | 773.6222
1 | 2000 | 707 | 0.035 | 15 | 15 | 7 | 1.3335e-10 | 0 | Water | Porous | Wet | R600a | MinimizeLCOE_Brownfield | IgnoreSilica | 60.9176 | 7.5089 | 0.27502 | 4 | 23182.6043 | 32969.5191 | 472.6087 | 672.1282 | 83.6624 | -6.5741e-06 | 2537826391.1126 | 1249858.4786 | 71475.2228 | 1760804.7137 | 1930357.478 | 24077.0464 | 243694.3479 | 0 | 2059304.242 | 5357887.2164 | 3656868.1188 | 16354326.8645 | 3144235.0165 | 6004137.4768 | 6004137.4768 | 1478867.319 | 3283376.0606 | 0 | 25502699.3577 | 36269080.2141 | 133352.1432 | 1.1001 | 23182.6043 | 32969.5191 | 472.6087 | 672.1282
1 | 2000 | 707 | 0.035 | 15 | 15 | 7 | 1.7783e-10 | 0 | Water | Porous | Wet | R600a | MinimizeLCOE_Brownfield | IgnoreSilica | 69.8434 | 8.6124 | 0.32607 | 4 | 21030.8766 | 29285.5823 | 428.7429 | 597.0262 | 83.6773 | -5.8804e-06 | 2728709108.9848 | 1376600.9243 | 78690.8282 | 1964909.807 | 2210164.6846 | 24077.0464 | 248079.2156 | 0 | 2301983.7774 | 5989289.5869 | 4087813.2107 | 18281609.081 | 3144235.0165 | 6004137.4768 | 6004137.4768 | 1478867.319 | 3283376.0606 | 0 | 27429981.5742 | 38196362.4306 | 177827.941 | 1.3043 | 21030.8766 | 29285.5823 | 428.7429 | 597.0262
1 | 2000 | 707 | 0.035 | 15 | 15 | 7 | 2.3714e-10 | 0 | Water | Porous | Wet | R600a | MinimizeLCOE_Brownfield | IgnoreSilica | 78.0212 | 9.619 | 0.3755 | 4 | 19404.5322 | 26572.6359 | 395.5876 | 541.7191 | 83.6702 | -5.2069e-06 | 2892691057.4241 | 1487916.4034 | 85013.9144 | 2146609.1662 | 2465866.647 | 24077.0464 | 246860.6774 | 0 | 2517974.1034 | 6551252.1094 | 4471364.1795 | 19996934.247 | 3144235.0165 | 6004137.4768 | 6004137.4768 | 1478867.319 | 3283376.0606 | 0 | 29145306.7403 | 39911687.5967 | 237137.3706 | 1.502 | 19404.5322 | 26572.6359 | 395.5876 | 541.7191
1 | 2000 | 707 | 0.035 | 15 | 15 | 7 | 3.1623e-10 | 0 | Water | Porous | Wet | R600a | MinimizeLCOE_Brownfield | IgnoreSilica | 85.1512 | 10.492 | 0.42077 | 4 | 18181.5515 | 24578.3798 | 370.6555 | 501.0635 | 83.6471 | -4.5878e-06 | 3028456926.1377 | 1581469.2762 | 90315.4467 | 2301124.3627 | 2688070.4361 | 24077.0464 | 241290.5564 | 0 | 2701275.3785 | 7028164.4272 | 4796866.6359 | 21452653.5661 | 3144235.0165 | 6004137.4768 | 6004137.4768 | 1478867.319 | 3283376.0606 | 0 | 30601026.0593 | 41367406.9157 | 316227.766 | 1.6831 | 18181.5515 | 24578.3798 | 370.6555 | 501.0635
1 | 2000 | 707 | 0.035 | 15 | 15 | 7 | 4.217e-10 | 0 | Water | Porous | Wet | R600a | MinimizeLCOE_Brownfield | IgnoreSilica | 91.1003 | 11.216 | 0.46027 | 4 | 17264.7051 | 23112.5594 | 351.9644 | 471.1808 | 83.6154 | -4.0426e-06 | 3139951157.4604 | 1657139.08 | 94593.6768 | 2427359.5345 | 2872803.5006 | 24077.0464 | 232879.7281 | 0 | 2850452.5009 | 7416292.6991 | 5061772.1567 | 22637369.9231 | 3144235.0165 | 6004137.4768 | 6004137.4768 | 1478867.319 | 3283376.0606 | 0 | 31785742.4164 | 42552123.2727 | 421696.5034 | 1.8411 | 17264.7051 | 23112.5594 | 351.9644 | 471.1808
1 | 2000 | 707 | 0.035 | 15 | 15 | 7 | 5.6234e-10 | 0 | Water | Porous | Wet | R600a | MinimizeLCOE_Brownfield | IgnoreSilica | 95.9406 | 11.8017 | 0.49355 | 4 | 16578.3275 | 22031.8418 | 337.9716 | 449.1489 | 83.5811 | -3.583e-06 | 3228656523.549 | 1717152.2089 | 97979.5676 | 2528307.5956 | 3022588.6189 | 24077.0464 | 223324.6833 | 0 | 2969237.591 | 7725347.1375 | 5272708.1614 | 23580722.6106 | 3144235.0165 | 6004137.4768 | 6004137.4768 | 1478867.319 | 3283376.0606 | 0 | 32729095.1038 | 43495475.9602 | 562341.3252 | 1.9742 | 16578.3275 | 22031.8418 | 337.9716 | 449.1489
1 | 2000 | 707 | 0.035 | 15 | 15 | 7 | 7.4989e-10 | 0 | Water | Porous | Wet | R600a | MinimizeLCOE_Brownfield | IgnoreSilica | 99.7922 | 12.2653 | 0.5208 | 4 | 16064.6411 | 21232.8241 | 327.4994 | 432.8598 | 83.5485 | -3.2057e-06 | 3298115810.3355 | 1763933.4715 | 100614.1455 | 2607525.5947 | 3141407.5241 | 24077.0464 | 213771.079 | 0 | 3062018.2558 | 7966743.3953 | 5437466.0675 | 24317556.5798 | 3144235.0165 | 6004137.4768 | 6004137.4768 | 1478867.319 | 3283376.0606 | 0 | 33465929.073 | 44232309.9294 | 749894.2093 | 2.0832 | 16064.6411 | 21232.8241 | 327.4994 | 432.8598
1 | 2000 | 707 | 0.035 | 15 | 15 | 7 | 1e-09 | 0 | Water | Porous | Wet | R600a | MinimizeLCOE_Brownfield | IgnoreSilica | 102.813 | 12.6274 | 0.54264 | 4 | 15680.1278 | 20640.2734 | 319.6606 | 420.7799 | 83.5197 | -2.9033e-06 | 3352322231.6773 | 1800029.5241 | 102643.8943 | 2668974.8149 | 3234348.4698 | 24077.0464 | 204967.6521 | 0 | 3133666.1466 | 8153156.5102 | 5564696.8488 | 24886560.9071 | 3144235.0165 | 6004137.4768 | 6004137.4768 | 1478867.319 | 3283376.0606 | 0 | 34034933.4004 | 44801314.2568 | 1000000 | 2.1706 | 15680.1278 | 20640.2734 | 319.6606 | 420.7799
1 | 2000 | 707 | 0.035 | 15 | 15 | 7 | 1.3335e-09 | 0 | Water | Porous | Wet | R600a | MinimizeLCOE_Brownfield | IgnoreSilica | 105.1512 | 12.9066 | 0.55986 | 4 | 15392.2279 | 20199.8884 | 313.7914 | 411.802 | 83.4953 | -2.6653e-06 | 3394234412.557 | 1827614.3676 | 104193.1144 | 2716131.9737 | 3306133.3991 | 24077.0464 | 197261.3364 | 0 | 3188410.3826 | 8295589.7828 | 5661910.4841 | 25321321.887 | 3144235.0165 | 6004137.4768 | 6004137.4768 | 1478867.319 | 3283376.0606 | 0 | 34469694.3803 | 45236075.2366 | 1333521.4322 | 2.2394 | 15392.2279 | 20199.8884 | 313.7914 | 411.802
1 | 2000 | 707 | 0.035 | 15 | 15 | 7 | 1.7783e-09 | 0 | Water | Porous | Wet | R600a | MinimizeLCOE_Brownfield | IgnoreSilica | 106.9493 | 13.1207 | 0.57326 | 4 | 15176.5894 | 19871.8267 | 309.3953 | 405.1141 | 83.4754 | -2.4805e-06 | 3425962533.6686 | 1848616.6004 | 105371.4731 | 2752153.0441 | 3361236.5741 | 24077.0464 | 190785.5841 | 0 | 3230073.7257 | 8403989.255 | 5735895.3512 | 25652198.654 | 3144235.0165 | 6004137.4768 | 6004137.4768 | 1478867.319 | 3283376.0606 | 0 | 34800571.1473 | 45566952.0037 | 1778279.41 | 2.293 | 15176.5894 | 19871.8267 | 309.3953 | 405.1141
1 | 2000 | 707 | 0.035 | 15 | 15 | 7 | 2.3714e-09 | 0 | Water | Porous | Wet | R600a | MinimizeLCOE_Brownfield | IgnoreSilica | 108.3159 | 13.283 | 0.58358 | 4 | 15015.0245 | 19627.2505 | 306.1016 | 400.128 | 83.4596 | -2.3377e-06 | 3450985143.0476 | 1864456.5901 | 106259.5068 | 2779388.4253 | 3403055.5832 | 24077.0464 | 185462.0694 | 0 | 3261452.6962 | 8485630.8996 | 5791617.4513 | 25901400.2682 | 3144235.0165 | 6004137.4768 | 6004137.4768 | 1478867.319 | 3283376.0606 | 0 | 35049772.7615 | 45816153.6178 | 2371373.7057 | 2.3343 | 15015.0245 | 19627.2505 | 306.1016 | 400.128
1 | 2000 | 707 | 0.035 | 15 | 15 | 7 | 3.1623e-09 | 0 | Water | Porous | Wet | R600a | MinimizeLCOE_Brownfield | IgnoreSilica | 109.3512 | 13.4058 | 0.59147 | 4 | 14893.9439 | 19444.6355 | 303.6332 | 396.4052 | 83.4472 | -2.2283e-06 | 3469957174.4652 | 1876388.5707 | 106928.045 | 2799943.5422 | 3434706.2668 | 24077.0464 | 181186.8958 | 0 | 3285059.843 | 8547051.8532 | 5833538.5141 | 26088880.5771 | 3144235.0165 | 6004137.4768 | 6004137.4768 | 1478867.319 | 3283376.0606 | 0 | 35237253.0704 | 46003633.9267 | 3162277.6602 | 2.3659 | 14893.9439 | 19444.6355 | 303.6332 | 396.4052
1 | 2000 | 707 | 0.035 | 15 | 15 | 7 | 4.217e-09 | 0 | Water | Porous | Wet | R600a | MinimizeLCOE_Brownfield | IgnoreSilica | 110.1406 | 13.4992 | 0.5975 | 4 | 14803.1866 | 19307.9527 | 301.783 | 393.6187 | 83.4375 | -2.1454e-06 | 3484012374.6651 | 1885445.4888 | 107435.2611 | 2815568.5368 | 3458816.8861 | 24077.0464 | 177840.8148 | 0 | 3302981.7732 | 8593681.0392 | 5865363.8917 | 26231210.7381 | 3144235.0165 | 6004137.4768 | 6004137.4768 | 1478867.319 | 3283376.0606 | 0 | 35379583.2313 | 46145964.0877 | 4216965.0343 | 2.39 | 14803.1866 | 19307.9527 | 301.783 | 393.6187
1 | 2000 | 707 | 0.035 | 15 | 15 | 7 | 5.6234e-09 | 0 | Water | Porous | Wet | R600a | MinimizeLCOE_Brownfield | IgnoreSilica | 110.7324 | 13.5692 | 0.60206 | 4 | 14735.1495 | 19205.7981 | 300.396 | 391.5362 | 83.4301 | -2.0823e-06 | 3494893258.4455 | 1892212.419 | 107814.0966 | 2827255.736 | 3476880.1822 | 24077.0464 | 175216.1423 | 0 | 3316347.6928 | 8628456.4202 | 5889098.8038 | 26337358.5393 | 3144235.0165 | 6004137.4768 | 6004137.4768 | 1478867.319 | 3283376.0606 | 0 | 35485731.0326 | 46252111.8889 | 5623413.2519 | 2.4082 | 14735.1495 | 19205.7981 | 300.396 | 391.5362
1 | 2000 | 707 | 0.035 | 15 | 15 | 7 | 7.4989e-09 | 0 | Water | Porous | Wet | R600a | MinimizeLCOE_Brownfield | IgnoreSilica | 111.1734 | 13.6213 | 0.60549 | 4 | 14684.1401 | 19129.4518 | 299.3561 | 389.9797 | 83.4245 | -2.0342e-06 | 3503400373.3558 | 1897242.548 | 108095.6252 | 2835950.4809 | 3490334.5754 | 24077.0464 | 173169.5028 | 0 | 3326259.2137 | 8654244.1645 | 5906699.4692 | 26416072.6261 | 3144235.0165 | 6004137.4768 | 6004137.4768 | 1478867.319 | 3283376.0606 | 0 | 35564445.1193 | 46330825.9757 | 7498942.0933 | 2.422 | 14684.1401 | 19129.4518 | 299.3561 | 389.9797
1 | 2000 | 707 | 0.035 | 15 | 15 | 7 | 1e-08 | 0 | Water | Porous | Wet | R600a | MinimizeLCOE_Brownfield | IgnoreSilica | 111.5024 | 13.6602 | 0.60807 | 4 | 14645.8944 | 19072.3487 | 298.5764 | 388.8156 | 83.4203 | -1.9977e-06 | 3509986222.0185 | 1900987.495 | 108305.1823 | 2842427.7419 | 3500366.545 | 24077.0464 | 171588.8254 | 0 | 3333623.606 | 8673404.8025 | 5919776.9984 | 26474558.2428 | 3144235.0165 | 6004137.4768 | 6004137.4768 | 1478867.319 | 3283376.0606 | 0 | 35622930.736 | 46389311.5924 | 10000000 | 2.4323 | 14645.8944 | 19072.3487 | 298.5764 | 388.8156
1 | 2100 | 707 | 0.035 | 15 | 15 | 7 | 1e-13 | 0 | Water | Porous | Wet | R600a | MinimizeLCOE_Brownfield | IgnoreSilica | 0 | 0 | 0 | 0 | [5 empty] | 0 | 0 | 0 | 0 | 0 | 0 | 0 | 0 | 0 | 0 | 0 | 0 | 0 | 0 | 0 | 0 | 0 | 0 | 0 | 0 | 0 | 100 | 0
1 | 2100 | 707 | 0.035 | 15 | 15 | 7 | 1.3335e-13 | 0 | Water | Porous | Wet | R600a | MinimizeLCOE_Brownfield | IgnoreSilica | 0 | 0 | 0 | 0 | [5 empty] | 0 | 0 | 0 | 0 | 0 | 0 | 0 | 0 | 0 | 0 | 0 | 0 | 0 | 0 | 0 | 0 | 0 | 0 | 0 | 0 | 0 | 133.3521 | 0
1 | 2100 | 707 | 0.035 | 15 | 15 | 7 | 1.7783e-13 | 0 | Water | Porous | Wet | R600a | MinimizeLCOE_Brownfield | IgnoreSilica | 0 | 0 | 0 | 0 | [5 empty] | 0 | 0 | 0 | 0 | 0 | 0 | 0 | 0 | 0 | 0 | 0 | 0 | 0 | 0 | 0 | 0 | 0 | 0 | 0 | 0 | 0 | 177.8279 | 0
1 | 2100 | 707 | 0.035 | 15 | 15 | 7 | 2.3714e-13 | 0 | Water | Porous | Wet | R600a | MinimizeLCOE_Brownfield | IgnoreSilica | 0 | 0 | 0 | 0 | [5 empty] | 0 | 0 | 0 | 0 | 0 | 0 | 0 | 0 | 0 | 0 | 0 | 0 | 0 | 0 | 0 | 0 | 0 | 0 | 0 | 0 | 0 | 237.1374 | 0
1 | 2100 | 707 | 0.035 | 15 | 15 | 7 | 3.1623e-13 | 0 | Water | Porous | Wet | R600a | MinimizeLCOE_Brownfield | IgnoreSilica | 0 | 0 | 0 | 0 | [5 empty] | 0 | 0 | 0 | 0 | 0 | 0 | 0 | 0 | 0 | 0 | 0 | 0 | 0 | 0 | 0 | 0 | 0 | 0 | 0 | 0 | 0 | 316.2278 | 0
1 | 2100 | 707 | 0.035 | 15 | 15 | 7 | 4.217e-13 | 0 | Water | Porous | Wet | R600a | MinimizeLCOE_Brownfield | IgnoreSilica | 0 | 0 | 0 | 0 | [5 empty] | 0 | 0 | 0 | 0 | 0 | 0 | 0 | 0 | 0 | 0 | 0 | 0 | 0 | 0 | 0 | 0 | 0 | 0 | 0 | 0 | 0 | 421.6965 | 0
1 | 2100 | 707 | 0.035 | 15 | 15 | 7 | 5.6234e-13 | 0 | Water | Porous | Wet | R600a | MinimizeLCOE_Brownfield | IgnoreSilica | 0 | 0 | 0 | 0 | [5 empty] | 0 | 0 | 0 | 0 | 0 | 0 | 0 | 0 | 0 | 0 | 0 | 0 | 0 | 0 | 0 | 0 | 0 | 0 | 0 | 0 | 0 | 562.3413 | 0
1 | 2100 | 707 | 0.035 | 15 | 15 | 7 | 7.4989e-13 | 0 | Water | Porous | Wet | R600a | MinimizeLCOE_Brownfield | IgnoreSilica | 0 | 0 | 0 | 0 | [5 empty] | 0 | 0 | 0 | 0 | 0 | 0 | 0 | 0 | 0 | 0 | 0 | 0 | 0 | 0 | 0 | 0 | 0 | 0 | 0 | 0 | 0 | 749.8942 | 0
1 | 2100 | 707 | 0.035 | 15 | 15 | 7 | 1e-12 | 0 | Water | Porous | Wet | R600a | MinimizeLCOE_Brownfield | IgnoreSilica | 0.8806 | 0.076285 | 0.00043313 | 4 | 5817801.7896 | 12293402.6658 | 118603.7586 | 250617.6414 | 71.3909 | -1.1728e-05 | 27834572.7285 | 45904.7283 | 2408.4114 | 45189.4184 | 46372.0199 | 24077.0464 | 32253.1562 | 0 | 76519.8645 | 199088.9909 | 135882.3272 | 607695.9632 | 3144235.0165 | 6327463.8043 | 6327463.8043 | 1478867.319 | 3412706.5916 | 0 | 10079394.784 | 21298432.499 | 1000 | 0.0017325 | 5817801.7896 | 12293402.6658 | 118603.7586 | 250617.6414
1 | 2100 | 707 | 0.035 | 15 | 15 | 7 | 1.3335e-12 | 0 | Water | Porous | Wet | R600a | MinimizeLCOE_Brownfield | IgnoreSilica | 1.2827 | 0.12759 | 0.0014598 | 4 | 1761903.7823 | 3683183.1224 | 35918.7918 | 75086.6698 | 75.8137 | -1.3036e-05 | 46610701.5608 | 68347.7095 | 3692.1551 | 67975.0633 | 59358.8103 | 24077.0464 | 40230.5525 | 0 | 102835.7214 | 267557.4527 | 182613.4592 | 816687.9704 | 3144235.0165 | 6327463.8043 | 6327463.8043 | 1478867.319 | 3412706.5916 | 0 | 10288386.7912 | 21507424.5062 | 1333.5214 | 0.0058394 | 1761903.7823 | 3683183.1224 | 35918.7918 | 75086.6698
1 | 2100 | 707 | 0.035 | 15 | 15 | 7 | 1.7783e-12 | 0 | Water | Porous | Wet | R600a | MinimizeLCOE_Brownfield | IgnoreSilica | 1.7846 | 0.1933 | 0.0030179 | 4 | 872244.0018 | 1801621.4154 | 17781.8738 | 36728.4894 | 78.7792 | -1.3704e-05 | 114006132.9376 | 93571.9968 | 5154.8398 | 94566.6173 | 75735.7732 | 24077.0464 | 48373.459 | 0 | 133177.0957 | 346499.4846 | 236493.0181 | 1057649.3308 | 3144235.0165 | 6327463.8043 | 6327463.8043 | 1478867.319 | 3412706.5916 | 0 | 10529348.1516 | 21748385.8666 | 1778.2794 | 0.012072 | 872244.0018 | 1801621.4154 | 17781.8738 | 36728.4894
1 | 2100 | 707 | 0.035 | 15 | 15 | 7 | 2.3714e-12 | 0 | Water | Porous | Wet | R600a | MinimizeLCOE_Brownfield | IgnoreSilica | 2.4257 | 0.27827 | 0.0052357 | 4 | 516430.0661 | 1052125.859 | 10528.1254 | 21449.0087 | 80.8947 | -1.4012e-05 | 190394059.2835 | 122663.7078 | 6853.7983 | 126380.3535 | 96760.6428 | 24077.0464 | 57151.489 | 0 | 169215.9447 | 440265.1773 | 300490.03 | 1343858.1898 | 3144235.0165 | 6327463.8043 | 6327463.8043 | 1478867.319 | 3412706.5916 | 0 | 10815557.0106 | 22034594.7256 | 2371.3737 | 0.020943 | 516430.0661 | 1052125.859 | 10528.1254 | 21449.0087
1 | 2100 | 707 | 0.035 | 15 | 15 | 7 | 3.1623e-12 | 0 | Water | Porous | Wet | R600a | MinimizeLCOE_Brownfield | IgnoreSilica | 3.2345 | 0.38627 | 0.0082907 | 4 | 336309.4359 | 674610.909 | 6856.1227 | 13752.8559 | 82.424 | -1.4016e-05 | 314682974.275 | 155974.9323 | 8805.8564 | 164113.8141 | 123373.802 | 24077.0464 | 66482.9699 | 0 | 211703.0842 | 550807.9989 | 375937.7772 | 1681277.2814 | 3144235.0165 | 6327463.8043 | 6327463.8043 | 1478867.319 | 3412706.5916 | 0 | 11152976.1022 | 22372013.8172 | 3162.2777 | 0.033163 | 336309.4359 | 674610.909 | 6856.1227 | 13752.8559
1 | 2100 | 707 | 0.035 | 15 | 15 | 7 | 4.217e-12 | 0 | Water | Porous | Wet | R600a | MinimizeLCOE_Brownfield | IgnoreSilica | 4.2823 | 0.52671 | 0.012432 | 4 | 232545.776 | 458150.3651 | 4740.7602 | 9340.0149 | 83.5768 | -1.3906e-05 | 441456312.239 | 195290.9399 | 11113.4374 | 210151.3733 | 157906.2088 | 24077.0464 | 77064.5524 | 0 | 263485.3877 | 685534.9304 | 467891.6763 | 2092515.5525 | 3144235.0165 | 6327463.8043 | 6327463.8043 | 1478867.319 | 3412706.5916 | 0 | 11564214.3733 | 22783252.0882 | 4216.965 | 0.049729 | 232545.776 | 458150.3651 | 4740.7602 | 9340.0149
1 | 2100 | 707 | 0.035 | 15 | 15 | 7 | 5.6234e-12 | 0 | Water | Porous | Wet | R600a | MinimizeLCOE_Brownfield | IgnoreSilica | 5.6387 | 0.7089 | 0.017987 | 4 | 167711.4355 | 323640.9769 | 3419.0245 | 6597.8591 | 84.4488 | -1.3713e-05 | 565170561.1991 | 241791.0336 | 13843.7465 | 266364.2528 | 202652.7272 | 24077.0464 | 89122.8848 | 0 | 326762.1596 | 850168.111 | 580257.205 | 2595039.1668 | 3144235.0165 | 6327463.8043 | 6327463.8043 | 1478867.319 | 3412706.5916 | 0 | 12066737.9876 | 23285775.7025 | 5623.4133 | 0.071949 | 167711.4355 | 323640.9769 | 3419.0245 | 6597.8591
1 | 2100 | 707 | 0.035 | 15 | 15 | 7 | 7.4989e-12 | 0 | Water | Porous | Wet | R600a | MinimizeLCOE_Brownfield | IgnoreSilica | 7.3218 | 0.93498 | 0.02531 | 4 | 125000.2478 | 235817.1898 | 2548.2991 | 4807.4524 | 85.0785 | -1.3313e-05 | 738488818.6354 | 294648.2184 | 16945.426 | 332243.4665 | 258165.0597 | 24077.0464 | 101685.4706 | 0 | 400828.2282 | 1042872.8286 | 711782.1344 | 3183247.8789 | 3144235.0165 | 6327463.8043 | 6327463.8043 | 1478867.319 | 3412706.5916 | 0 | 12654946.6997 | 23873984.4146 | 7498.9421 | 0.10124 | 125000.2478 | 235817.1898 | 2548.2991 | 4807.4524
1 | 2100 | 707 | 0.035 | 15 | 15 | 7 | 1e-11 | 0 | Water | Porous | Wet | R600a | MinimizeLCOE_Brownfield | IgnoreSilica | 9.3124 | 1.2008 | 0.034642 | 4 | 96046.4607 | 177009.6783 | 1958.037 | 3608.5817 | 85.4753 | -1.263e-05 | 908150583.9376 | 351878.9523 | 20296.0797 | 405764.194 | 323576.3835 | 24077.0464 | 113381.5486 | 0 | 483199.9398 | 1257187.1253 | 858056.0456 | 3837417.3152 | 3144235.0165 | 6327463.8043 | 6327463.8043 | 1478867.319 | 3412706.5916 | 0 | 13309116.136 | 24528153.851 | 10000 | 0.13857 | 96046.4607 | 177009.6783 | 1958.037 | 3608.5817
1 | 2100 | 707 | 0.035 | 15 | 15 | 7 | 1.3335e-11 | 0 | Water | Porous | Wet | R600a | MinimizeLCOE_Brownfield | IgnoreSilica | 13.7 | 1.7942 | 0.049013 | 4 | 75170.2426 | 132395.0576 | 1532.4471 | 2699.0523 | 86.1113 | -1.4122e-05 | 1068101099.9969 | 468060.3612 | 27110.0324 | 559229.1681 | 468869.2853 | 24077.0464 | 152732.9506 | 0 | 663030.7491 | 1725070.0029 | 1177395.7236 | 5265575.3196 | 3144235.0165 | 6327463.8043 | 6327463.8043 | 1478867.319 | 3412706.5916 | 0 | 14737274.1404 | 25956311.8554 | 13335.2143 | 0.19605 | 75170.2426 | 132395.0576 | 1532.4471 | 2699.0523
1 | 2100 | 707 | 0.035 | 15 | 15 | 7 | 1.7783e-11 | 0 | Water | Porous | Wet | R600a | MinimizeLCOE_Brownfield | IgnoreSilica | 15.8823 | 2.0883 | 0.064671 | 4 | 59357.519 | 102726.9183 | 1210.0833 | 2094.2272 | 86.2761 | -1.2081e-05 | 1345679719.1656 | 521117.8774 | 30214.6853 | 631360.223 | 540975.6353 | 24077.0464 | 151755.0212 | 0 | 740805.1905 | 1927423.1456 | 1315505.9015 | 5883234.7261 | 3144235.0165 | 6327463.8043 | 6327463.8043 | 1478867.319 | 3412706.5916 | 0 | 15354933.5469 | 26573971.2618 | 17782.7941 | 0.25869 | 59357.519 | 102726.9183 | 1210.0833 | 2094.2272
1 | 2100 | 707 | 0.035 | 15 | 15 | 7 | 2.3714e-11 | 0 | Water | Porous | Wet | R600a | MinimizeLCOE_Brownfield | IgnoreSilica | 20.2481 | 2.6765 | 0.086231 | 4 | 48178.0213 | 80704.3166 | 982.1741 | 1645.2667 | 86.4977 | -1.1518e-05 | 1585626341.6717 | 621004.7398 | 36052.4992 | 769912.1849 | 685214.735 | 24077.0464 | 170932.7873 | 0 | 899805.6571 | 2341109.7443 | 1597855.5055 | 7145964.8995 | 3144235.0165 | 6327463.8043 | 6327463.8043 | 1478867.319 | 3412706.5916 | 0 | 16617663.7203 | 27836701.4352 | 23713.7371 | 0.34492 | 48178.0213 | 80704.3166 | 982.1741 | 1645.2667
1 | 2100 | 707 | 0.035 | 15 | 15 | 7 | 3.1623e-11 | 0 | Water | Porous | Wet | R600a | MinimizeLCOE_Brownfield | IgnoreSilica | 25.6265 | 3.4014 | 0.11375 | 4 | 39800.7718 | 64457.3058 | 811.3926 | 1314.0494 | 86.6683 | -1.0913e-05 | 1835149381.2774 | 735485.8052 | 42733.2328 | 932518.2399 | 862928.5705 | 24077.0464 | 191231.3198 | 0 | 1087699.9437 | 2829972.1355 | 1931514.1326 | 8638160.4263 | 3144235.0165 | 6327463.8043 | 6327463.8043 | 1478867.319 | 3412706.5916 | 0 | 18109859.2471 | 29328896.9621 | 31622.7766 | 0.45501 | 39800.7718 | 64457.3058 | 811.3926 | 1314.0494
1 | 2100 | 707 | 0.035 | 15 | 15 | 7 | 4.217e-11 | 0 | Water | Porous | Wet | R600a | MinimizeLCOE_Brownfield | IgnoreSilica | 32.0897 | 4.2726 | 0.14823 | 4 | 33450.6594 | 52372.6827 | 681.9369 | 1067.688 | 86.7989 | -1.025e-05 | 2099597326.5127 | 863896.3252 | 50215.0219 | 1119042.2913 | 1076505.7169 | 24077.0464 | 211646.0683 | 0 | 1304699.1633 | 3394559.5923 | 2316856.673 | 10361497.8986 | 3144235.0165 | 6327463.8043 | 6327463.8043 | 1478867.319 | 3412706.5916 | 0 | 19833196.7194 | 31052234.4343 | 42169.6503 | 0.59291 | 33450.6594 | 52372.6827 | 681.9369 | 1067.688
1 | 2100 | 707 | 0.035 | 15 | 15 | 7 | 5.6234e-11 | 0 | Water | Porous | Wet | R600a | MinimizeLCOE_Brownfield | IgnoreSilica | 39.6996 | 5.2986 | 0.19049 | 4 | 28596.2777 | 43320.3726 | 582.9738 | 883.1444 | 86.8997 | -9.548e-06 | 2367577183.5522 | 1005576.7968 | 58456.5875 | 1329200.6889 | 1328007.2448 | 24077.0464 | 231514.9886 | 0 | 1550965.0077 | 4035292.8034 | 2754170.2553 | 12317261.4194 | 3144235.0165 | 6327463.8043 | 6327463.8043 | 1478867.319 | 3412706.5916 | 0 | 21788960.2402 | 33007997.9552 | 56234.1325 | 0.76195 | 28596.2777 | 43320.3726 | 582.9738 | 883.1444
1 | 2100 | 707 | 0.035 | 15 | 15 | 7 | 7.4989e-11 | 0 | Water | Porous | Wet | R600a | MinimizeLCOE_Brownfield | IgnoreSilica | 48.3501 | 6.465 | 0.24065 | 4 | 24867.21 | 36522.3047 | 506.9517 | 744.5566 | 86.9762 | -8.8091e-06 | 2631655637.0593 | 1157151.0008 | 67258.9743 | 1558443.5057 | 1613908.1701 | 24077.0464 | 249474.3084 | 0 | 1821422.0722 | 4738966.6069 | 3234442.0852 | 14465143.77 | 3144235.0165 | 6327463.8043 | 6327463.8043 | 1478867.319 | 3412706.5916 | 0 | 23936842.5908 | 35155880.3058 | 74989.4209 | 0.96259 | 24867.21 | 36522.3047 | 506.9517 | 744.5566
1 | 2100 | 707 | 0.035 | 15 | 15 | 7 | 1e-10 | 0 | Water | Porous | Wet | R600a | MinimizeLCOE_Brownfield | IgnoreSilica | 57.6682 | 7.7206 | 0.29743 | 4 | 22001.7689 | 31431.8497 | 448.5358 | 640.7808 | 87.0288 | -8.028e-06 | 2883968829.9361 | 1311547.109 | 76209.1899 | 1796145.4586 | 1921756.0149 | 24077.0464 | 263420.6751 | 0 | 2103330.6427 | 5472434.8798 | 3735049.2527 | 16703970.2691 | 3144235.0165 | 6327463.8043 | 6327463.8043 | 1478867.319 | 3412706.5916 | 0 | 26175669.0899 | 37394706.8049 | 100000 | 1.1897 | 22001.7689 | 31431.8497 | 448.5358 | 640.7808
1 | 2100 | 707 | 0.035 | 15 | 15 | 7 | 1.3335e-10 | 0 | Water | Porous | Wet | R600a | MinimizeLCOE_Brownfield | IgnoreSilica | 67.064 | 8.9841 | 0.35794 | 4 | 19809.5188 | 27645.4047 | 403.8438 | 563.589 | 87.0549 | -7.2134e-06 | 3115917292.9216 | 1459493.7738 | 84767.7367 | 2027640.7355 | 2231778.5377 | 24077.0464 | 271387.6119 | 0 | 2378666.7224 | 6188802.88 | 4223985.1328 | 18890600.1771 | 3144235.0165 | 6327463.8043 | 6327463.8043 | 1478867.319 | 3412706.5916 | 0 | 28362298.9979 | 39581336.7129 | 133352.1432 | 1.4318 | 19809.5188 | 27645.4047 | 403.8438 | 563.589
1 | 2100 | 707 | 0.035 | 15 | 15 | 7 | 1.7783e-10 | 0 | Water | Porous | Wet | R600a | MinimizeLCOE_Brownfield | IgnoreSilica | 75.9212 | 10.1703 | 0.41834 | 4 | 18143.6116 | 24848.1875 | 369.8821 | 506.5639 | 87.0538 | -6.3962e-06 | 3319866556.9035 | 1592694.9382 | 92454.5454 | 2239140.5177 | 2523312.3801 | 24077.0464 | 272598.6637 | 0 | 2630268.4557 | 6843418.9794 | 4670774.0716 | 20888739.5981 | 3144235.0165 | 6327463.8043 | 6327463.8043 | 1478867.319 | 3412706.5916 | 0 | 30360438.4189 | 41579476.1339 | 177827.941 | 1.6733 | 18143.6116 | 24848.1875 | 369.8821 | 506.5639
1 | 2100 | 707 | 0.035 | 15 | 15 | 7 | 2.3714e-10 | 0 | Water | Porous | Wet | R600a | MinimizeLCOE_Brownfield | IgnoreSilica | 83.8413 | 11.2251 | 0.47519 | 4 | 16885.5775 | 22787.9627 | 344.2353 | 464.5634 | 87.0306 | -5.6237e-06 | 3490219437.0275 | 1707056.8161 | 99036.4884 | 2423108.6086 | 2783101.9138 | 24077.0464 | 268086.8826 | 0 | 2848742.4248 | 7411843.432 | 5058735.4405 | 22623789.0533 | 3144235.0165 | 6327463.8043 | 6327463.8043 | 1478867.319 | 3412706.5916 | 0 | 32095487.8741 | 43314525.589 | 237137.3706 | 1.9008 | 16885.5775 | 22787.9627 | 344.2353 | 464.5634
1 | 2100 | 707 | 0.035 | 15 | 15 | 7 | 3.1623e-10 | 0 | Water | Porous | Wet | R600a | MinimizeLCOE_Brownfield | IgnoreSilica | 90.5887 | 12.1178 | 0.52595 | 4 | 15939.6237 | 21272.4113 | 324.9508 | 433.6669 | 86.9937 | -4.9279e-06 | 3630487194.3334 | 1801126.1705 | 104435.7751 | 2576152.9871 | 3003540.8361 | 24077.0464 | 259433.4537 | 0 | 3029818.8449 | 7882967.133 | 5380287.0471 | 24061839.2938 | 3144235.0165 | 6327463.8043 | 6327463.8043 | 1478867.319 | 3412706.5916 | 0 | 33533538.1146 | 44752575.8295 | 316227.766 | 2.1038 | 15939.6237 | 21272.4113 | 324.9508 | 433.6669
1 | 2100 | 707 | 0.035 | 15 | 15 | 7 | 4.217e-10 | 0 | Water | Porous | Wet | R600a | MinimizeLCOE_Brownfield | IgnoreSilica | 96.1575 | 12.8497 | 0.56946 | 4 | 15229.9942 | 20155.2706 | 310.484 | 410.8925 | 86.9511 | -4.3296e-06 | 3742844303.5955 | 1876510.9988 | 108751.5785 | 2699969.2546 | 3184733.0449 | 24077.0464 | 248634.3022 | 0 | 3175643.7278 | 8262373.5657 | 5639239.7334 | 25219933.2521 | 3144235.0165 | 6327463.8043 | 6327463.8043 | 1478867.319 | 3412706.5916 | 0 | 34691632.0729 | 45910669.7879 | 421696.5034 | 2.2778 | 15229.9942 | 20155.2706 | 310.484 | 410.8925
1 | 2100 | 707 | 0.035 | 15 | 15 | 7 | 5.6234e-10 | 0 | Water | Porous | Wet | R600a | MinimizeLCOE_Brownfield | IgnoreSilica | 100.6398 | 13.4351 | 0.60558 | 4 | 14698.2028 | 19329.6941 | 299.6427 | 394.062 | 86.9089 | -3.8327e-06 | 3831471498.8017 | 1935740.3571 | 112134.7079 | 2798016.9017 | 3330022.4501 | 24077.0464 | 237263.1495 | 0 | 3290529.2989 | 8561282.2554 | 5843251.0561 | 26132317.2229 | 3144235.0165 | 6327463.8043 | 6327463.8043 | 1478867.319 | 3412706.5916 | 0 | 35604016.0438 | 46823053.7587 | 562341.3252 | 2.4223 | 14698.2028 | 19329.6941 | 299.6427 | 394.062
1 | 2100 | 707 | 0.035 | 15 | 15 | 7 | 7.4989e-10 | 0 | Water | Porous | Wet | R600a | MinimizeLCOE_Brownfield | IgnoreSilica | 104.1897 | 13.8962 | 0.63486 | 4 | 14299.7867 | 18717.674 | 291.5205 | 381.5851 | 86.8704 | -3.4312e-06 | 3900016529.5808 | 1981746.7977 | 114757.4069 | 2874659.5176 | 3444708.2022 | 24077.0464 | 226439.5947 | 0 | 3379891.5405 | 8793784.4773 | 6001938.6 | 26842003.1833 | 3144235.0165 | 6327463.8043 | 6327463.8043 | 1478867.319 | 3412706.5916 | 0 | 36313702.0041 | 47532739.719 | 749894.2093 | 2.5395 | 14299.7867 | 18717.674 | 291.5205 | 381.5851
1 | 2100 | 707 | 0.035 | 15 | 15 | 7 | 1e-09 | 0 | Water | Porous | Wet | R600a | MinimizeLCOE_Brownfield | IgnoreSilica | 106.9493 | 14.2531 | 0.6581 | 4 | 14001.218 | 18263.1082 | 285.4338 | 372.3182 | 86.8376 | -3.1109e-06 | 3952727947.869 | 2016975.3599 | 116762.5315 | 2933637.9083 | 3533625.3335 | 24077.0464 | 216700.9684 | 0 | 3448293.8677 | 8971753.3015 | 6123405.9794 | 27385232.2966 | 3144235.0165 | 6327463.8043 | 6327463.8043 | 1478867.319 | 3412706.5916 | 0 | 36856931.1174 | 48075968.8324 | 1000000 | 2.6324 | 14001.218 | 18263.1082 | 285.4338 | 372.3182
1 | 2100 | 707 | 0.035 | 15 | 15 | 7 | 1.3335e-09 | 0 | Water | Porous | Wet | R600a | MinimizeLCOE_Brownfield | IgnoreSilica | 109.0734 | 14.5268 | 0.67628 | 4 | 13777.447 | 17924.7768 | 280.8719 | 365.4208 | 86.8106 | -2.8599e-06 | 3994497173.5337 | 2043770.0694 | 118285.6558 | 2978671.9768 | 3601911.6197 | 24077.0464 | 208329.0136 | 0 | 3500267.6989 | 9106978.5488 | 6215699.9893 | 27797991.6186 | 3144235.0165 | 6327463.8043 | 6327463.8043 | 1478867.319 | 3412706.5916 | 0 | 37269690.4394 | 48488728.1544 | 1333521.4322 | 2.7051 | 13777.447 | 17924.7768 | 280.8719 | 365.4208
1 | 2100 | 707 | 0.035 | 15 | 15 | 7 | 1.7783e-09 | 0 | Water | Porous | Wet | R600a | MinimizeLCOE_Brownfield | IgnoreSilica | 110.6935 | 14.7349 | 0.69034 | 4 | 13609.7065 | 17672.5911 | 277.4523 | 360.2797 | 86.7889 | -2.6654e-06 | 4026605139.396 | 2064020.3841 | 119435.591 | 3012809.8807 | 3653903.1069 | 24077.0464 | 201354.2445 | 0 | 3539484.0989 | 9209011.5773 | 6285339.6278 | 28109435.5577 | 3144235.0165 | 6327463.8043 | 6327463.8043 | 1478867.319 | 3412706.5916 | 0 | 37581134.3785 | 48800172.0934 | 1778279.41 | 2.7613 | 13609.7065 | 17672.5911 | 277.4523 | 360.2797
1 | 2100 | 707 | 0.035 | 15 | 15 | 7 | 2.3714e-09 | 0 | Water | Porous | Wet | R600a | MinimizeLCOE_Brownfield | IgnoreSilica | 111.9239 | 14.8926 | 0.70112 | 4 | 13483.9471 | 17484.3275 | 274.8885 | 356.4417 | 86.7719 | -2.5158e-06 | 4051263448.4008 | 2079291.8982 | 120302.1093 | 3038614.2119 | 3693333.2088 | 24077.0464 | 195693.05 | 0 | 3569011.4946 | 9285835.804 | 6337773.7411 | 28343932.5643 | 3144235.0165 | 6327463.8043 | 6327463.8043 | 1478867.319 | 3412706.5916 | 0 | 37815631.3852 | 49034669.1001 | 2371373.7057 | 2.8045 | 13483.9471 | 17484.3275 | 274.8885 | 356.4417
1 | 2100 | 707 | 0.035 | 15 | 15 | 7 | 3.1623e-09 | 0 | Water | Porous | Wet | R600a | MinimizeLCOE_Brownfield | IgnoreSilica | 112.8667 | 15.0132 | 0.7094 | 4 | 13389.6517 | 17343.3641 | 272.9662 | 353.5679 | 86.7585 | -2.4024e-06 | 4069348609.381 | 2090930.8095 | 120962.1029 | 3058315.442 | 3723513.3805 | 24077.0464 | 191237.4942 | 0 | 3591524.1474 | 9344409.1087 | 6377751.2251 | 28522720.7568 | 3144235.0165 | 6327463.8043 | 6327463.8043 | 1478867.319 | 3412706.5916 | 0 | 37994419.5776 | 49213457.2926 | 3162277.6602 | 2.8376 | 13389.6517 | 17343.3641 | 272.9662 | 353.5679
1 | 2100 | 707 | 0.035 | 15 | 15 | 7 | 4.217e-09 | 0 | Water | Porous | Wet | R600a | MinimizeLCOE_Brownfield | IgnoreSilica | 113.5707 | 15.1032 | 0.71565 | 4 | 13318.9434 | 17238.1019 | 271.5247 | 351.422 | 86.7482 | -2.3156e-06 | 4083614984.56 | 2099586.7639 | 121452.7133 | 3072987.1702 | 3746031.6393 | 24077.0464 | 187704.2678 | 0 | 3608217.4444 | 9387841.6431 | 6407394.8223 | 28655293.5107 | 3144235.0165 | 6327463.8043 | 6327463.8043 | 1478867.319 | 3412706.5916 | 0 | 38126992.3315 | 49346030.0465 | 4216965.0343 | 2.8626 | 13318.9434 | 17238.1019 | 271.5247 | 351.422
1 | 2100 | 707 | 0.035 | 15 | 15 | 7 | 5.6234e-09 | 0 | Water | Porous | Wet | R600a | MinimizeLCOE_Brownfield | IgnoreSilica | 114.0971 | 15.1704 | 0.72037 | 4 | 13265.9199 | 17159.4087 | 270.4437 | 349.8178 | 86.7405 | -2.2496e-06 | 4094702029.4652 | 2106038.9398 | 121818.2855 | 3083934.5719 | 3762857.5904 | 24077.0464 | 184943.0977 | 0 | 3620631.1174 | 9420139.4738 | 6429438.7554 | 28753878.8784 | 3144235.0165 | 6327463.8043 | 6327463.8043 | 1478867.319 | 3412706.5916 | 0 | 38225577.6992 | 49444615.4141 | 5623413.2519 | 2.8815 | 13265.9199 | 17159.4087 | 270.4437 | 349.8178
1 | 2100 | 707 | 0.035 | 15 | 15 | 7 | 7.4989e-09 | 0 | Water | Porous | Wet | R600a | MinimizeLCOE_Brownfield | IgnoreSilica | 114.5038 | 15.2222 | 0.72398 | 4 | 13226.1574 | 17100.248 | 269.6331 | 348.6117 | 86.7344 | -2.2004e-06 | 4102400580.5159 | 2111012.9847 | 122100.0314 | 3092380.5298 | 3775852.8141 | 24077.0464 | 182865.6722 | 0 | 3630232.7407 | 9445120.9281 | 6446489.1113 | 28830131.8588 | 3144235.0165 | 6327463.8043 | 6327463.8043 | 1478867.319 | 3412706.5916 | 0 | 38301830.6796 | 49520868.3945 | 7498942.0933 | 2.8959 | 13226.1574 | 17100.248 | 269.6331 | 348.6117
1 | 2100 | 707 | 0.035 | 15 | 15 | 7 | 1e-08 | 0 | Water | Porous | Wet | R600a | MinimizeLCOE_Brownfield | IgnoreSilica | 114.8009 | 15.2601 | 0.72666 | 4 | 13196.3392 | 17056.1226 | 269.0252 | 347.7121 | 86.73 | -2.1627e-06 | 4108777785.5972 | 2114639.9954 | 122305.4348 | 3098542.776 | 3785341.8943 | 24077.0464 | 181237.2688 | 0 | 3637196.3222 | 9463238.7387 | 6458854.8893 | 28885434.366 | 3144235.0165 | 6327463.8043 | 6327463.8043 | 1478867.319 | 3412706.5916 | 0 | 38357133.1868 | 49576170.9017 | 10000000 | 2.9066 | 13196.3392 | 17056.1226 | 269.0252 | 347.7121
1 | 2200 | 707 | 0.035 | 15 | 15 | 7 | 1e-13 | 0 | Water | Porous | Wet | R600a | MinimizeLCOE_Brownfield | IgnoreSilica | 0 | 0 | 0 | 0 | [5 empty] | 0 | 0 | 0 | 0 | 0 | 0 | 0 | 0 | 0 | 0 | 0 | 0 | 0 | 0 | 0 | 0 | 0 | 0 | 0 | 0 | 0 | 100 | 0
1 | 2200 | 707 | 0.035 | 15 | 15 | 7 | 1.3335e-13 | 0 | Water | Porous | Wet | R600a | MinimizeLCOE_Brownfield | IgnoreSilica | 0 | 0 | 0 | 0 | [5 empty] | 0 | 0 | 0 | 0 | 0 | 0 | 0 | 0 | 0 | 0 | 0 | 0 | 0 | 0 | 0 | 0 | 0 | 0 | 0 | 0 | 0 | 133.3521 | 0
1 | 2200 | 707 | 0.035 | 15 | 15 | 7 | 1.7783e-13 | 0 | Water | Porous | Wet | R600a | MinimizeLCOE_Brownfield | IgnoreSilica | 0 | 0 | 0 | 0 | [5 empty] | 0 | 0 | 0 | 0 | 0 | 0 | 0 | 0 | 0 | 0 | 0 | 0 | 0 | 0 | 0 | 0 | 0 | 0 | 0 | 0 | 0 | 177.8279 | 0
1 | 2200 | 707 | 0.035 | 15 | 15 | 7 | 2.3714e-13 | 0 | Water | Porous | Wet | R600a | MinimizeLCOE_Brownfield | IgnoreSilica | 0 | 0 | 0 | 0 | [5 empty] | 0 | 0 | 0 | 0 | 0 | 0 | 0 | 0 | 0 | 0 | 0 | 0 | 0 | 0 | 0 | 0 | 0 | 0 | 0 | 0 | 0 | 237.1374 | 0
1 | 2200 | 707 | 0.035 | 15 | 15 | 7 | 3.1623e-13 | 0 | Water | Porous | Wet | R600a | MinimizeLCOE_Brownfield | IgnoreSilica | 0 | 0 | 0 | 0 | [5 empty] | 0 | 0 | 0 | 0 | 0 | 0 | 0 | 0 | 0 | 0 | 0 | 0 | 0 | 0 | 0 | 0 | 0 | 0 | 0 | 0 | 0 | 316.2278 | 0
1 | 2200 | 707 | 0.035 | 15 | 15 | 7 | 4.217e-13 | 0 | Water | Porous | Wet | R600a | MinimizeLCOE_Brownfield | IgnoreSilica | 0 | 0 | 0 | 0 | [5 empty] | 0 | 0 | 0 | 0 | 0 | 0 | 0 | 0 | 0 | 0 | 0 | 0 | 0 | 0 | 0 | 0 | 0 | 0 | 0 | 0 | 0 | 421.6965 | 0
1 | 2200 | 707 | 0.035 | 15 | 15 | 7 | 5.6234e-13 | 0 | Water | Porous | Wet | R600a | MinimizeLCOE_Brownfield | IgnoreSilica | 0 | 0 | 0 | 0 | [5 empty] | 0 | 0 | 0 | 0 | 0 | 0 | 0 | 0 | 0 | 0 | 0 | 0 | 0 | 0 | 0 | 0 | 0 | 0 | 0 | 0 | 0 | 562.3413 | 0
1 | 2200 | 707 | 0.035 | 15 | 15 | 7 | 7.4989e-13 | 0 | Water | Porous | Wet | R600a | MinimizeLCOE_Brownfield | IgnoreSilica | 0.71019 | 0.058831 | 0.00011024 | 4 | 23432826.9372 | 49919064.3558 | 477709.8724 | 1017667.6474 | 70.0599 | -1.21e-05 | 62971876.6067 | 37881.1605 | 1966.1739 | 36744.9443 | 41580.6217 | 24077.0464 | 29683.2684 | 0 | 67053.9539 | 174460.6335 | 119072.9672 | 532520.7698 | 3144235.0165 | 6656650.2227 | 6656650.2227 | 1478867.319 | 3544381.159 | 0 | 10333406.009 | 22013304.7097 | 749.8942 | 0.00044098 | 23432826.9372 | 49919064.3558 | 477709.8724 | 1017667.6474
1 | 2200 | 707 | 0.035 | 15 | 15 | 7 | 1e-12 | 0 | Water | Porous | Wet | R600a | MinimizeLCOE_Brownfield | IgnoreSilica | 1.1001 | 0.11124 | 0.0010308 | 4 | 2560843.7957 | 5393523.1947 | 52206.2646 | 109954.2656 | 76.3713 | -1.4554e-05 | 16322786.3666 | 62541.6421 | 3381.7703 | 60884.3765 | 54634.1893 | 24077.0464 | 39266.2875 | 0 | 95466.2717 | 248383.6561 | 169526.9491 | 758162.1889 | 3144235.0165 | 6656650.2227 | 6656650.2227 | 1478867.319 | 3544381.159 | 0 | 10559047.4281 | 22238946.1289 | 1000 | 0.0041233 | 2560843.7957 | 5393523.1947 | 52206.2646 | 109954.2656
1 | 2200 | 707 | 0.035 | 15 | 15 | 7 | 1.3335e-12 | 0 | Water | Porous | Wet | R600a | MinimizeLCOE_Brownfield | IgnoreSilica | 1.5559 | 0.175 | 0.0025235 | 4 | 1070018.6715 | 2227116.833 | 21813.7779 | 45402.789 | 80.1573 | -1.5641e-05 | 56258562.1966 | 88494.3404 | 4902.8774 | 87250.6715 | 70147.7565 | 24077.0464 | 48001.0345 | 0 | 125920.7534 | 327619.9705 | 223607.3618 | 1000021.8124 | 3144235.0165 | 6656650.2227 | 6656650.2227 | 1478867.319 | 3544381.159 | 0 | 10800907.0517 | 22480805.7524 | 1333.5214 | 0.010094 | 1070018.6715 | 2227116.833 | 21813.7779 | 45402.789
1 | 2200 | 707 | 0.035 | 15 | 15 | 7 | 1.7783e-12 | 0 | Water | Porous | Wet | R600a | MinimizeLCOE_Brownfield | IgnoreSilica | 2.1356 | 0.25762 | 0.0047079 | 4 | 588708.568 | 1208936.0007 | 12001.6204 | 24645.7956 | 82.8134 | -1.6205e-05 | 160343815.4784 | 118290.3766 | 6667.0145 | 118655.9799 | 90038.3865 | 24077.0464 | 57303.9208 | 0 | 161862.7626 | 421133.7057 | 287432.4076 | 1285461.6006 | 3144235.0165 | 6656650.2227 | 6656650.2227 | 1478867.319 | 3544381.159 | 0 | 11086346.8398 | 22766245.5405 | 1778.2794 | 0.018832 | 588708.568 | 1208936.0007 | 12001.6204 | 24645.7956
1 | 2200 | 707 | 0.035 | 15 | 15 | 7 | 2.3714e-12 | 0 | Water | Porous | Wet | R600a | MinimizeLCOE_Brownfield | IgnoreSilica | 2.8667 | 0.36281 | 0.0077612 | 4 | 367912.4255 | 744139.997 | 7500.3924 | 15170.3004 | 84.7169 | -1.6354e-05 | 292848299.6649 | 152335.2292 | 8693.0963 | 155836.2357 | 115231.7392 | 24077.0464 | 67152.112 | 0 | 204096.929 | 531018.3432 | 362430.9305 | 1620871.6616 | 3144235.0165 | 6656650.2227 | 6656650.2227 | 1478867.319 | 3544381.159 | 0 | 11421756.9008 | 23101655.6015 | 2371.3737 | 0.031045 | 367912.4255 | 744139.997 | 7500.3924 | 15170.3004
1 | 2200 | 707 | 0.035 | 15 | 15 | 7 | 3.1623e-12 | 0 | Water | Porous | Wet | R600a | MinimizeLCOE_Brownfield | IgnoreSilica | 3.805 | 0.49857 | 0.011931 | 4 | 247797.2875 | 492540.814 | 5051.6829 | 10041.1107 | 86.1331 | -1.6287e-05 | 439176900.0527 | 192101.0883 | 11065.2239 | 200758.7094 | 147652.3314 | 24077.0464 | 78069.3206 | 0 | 254952.2508 | 663333.4586 | 452738.7156 | 2024748.145 | 3144235.0165 | 6656650.2227 | 6656650.2227 | 1478867.319 | 3544381.159 | 0 | 11825633.3842 | 23505532.0849 | 3162.2777 | 0.047723 | 247797.2875 | 492540.814 | 5051.6829 | 10041.1107
1 | 2200 | 707 | 0.035 | 15 | 15 | 7 | 4.217e-12 | 0 | Water | Porous | Wet | R600a | MinimizeLCOE_Brownfield | IgnoreSilica | 5.0197 | 0.67486 | 0.017551 | 4 | 175461.3177 | 341828.8293 | 3577.0163 | 6968.643 | 87.2049 | -1.6105e-05 | 596538452.5494 | 239093.2465 | 13870.763 | 255585.517 | 189684.2362 | 24077.0464 | 90489.2185 | 0 | 316992.0107 | 824748.1879 | 562907.5851 | 2517447.8111 | 3144235.0165 | 6656650.2227 | 6656650.2227 | 1478867.319 | 3544381.159 | 0 | 12318333.0503 | 23998231.7511 | 4216.965 | 0.070205 | 175461.3177 | 341828.8293 | 3577.0163 | 6968.643
1 | 2200 | 707 | 0.035 | 15 | 15 | 7 | 5.6234e-12 | 0 | Water | Porous | Wet | R600a | MinimizeLCOE_Brownfield | IgnoreSilica | 6.5472 | 0.8968 | 0.025019 | 4 | 128926.6038 | 245635.5675 | 2628.3432 | 5007.6133 | 87.9964 | -1.5722e-05 | 790350934.4858 | 293202.9428 | 17100.5772 | 320686.3571 | 242564.0088 | 24077.0464 | 103811.0759 | 0 | 390562.3832 | 1016163.2057 | 693552.268 | 3101719.8651 | 3144235.0165 | 6656650.2227 | 6656650.2227 | 1478867.319 | 3544381.159 | 0 | 12902605.1043 | 24582503.805 | 5623.4133 | 0.10008 | 128926.6038 | 245635.5675 | 2628.3432 | 5007.6133
1 | 2200 | 707 | 0.035 | 15 | 15 | 7 | 7.4989e-12 | 0 | Water | Porous | Wet | R600a | MinimizeLCOE_Brownfield | IgnoreSilica | 8.4233 | 1.1687 | 0.034728 | 4 | 97755.9464 | 181837.5687 | 1992.8872 | 3707.0048 | 88.5478 | -1.5113e-05 | 979881051.2586 | 354115.4834 | 20730.644 | 396210.7306 | 307403.4972 | 24077.0464 | 117425.1623 | 0 | 475785.3999 | 1237896.0136 | 844889.4655 | 3778533.4429 | 3144235.0165 | 6656650.2227 | 6656650.2227 | 1478867.319 | 3544381.159 | 0 | 13579418.6822 | 25259317.3829 | 7498.9421 | 0.13891 | 97755.9464 | 181837.5687 | 1992.8872 | 3707.0048
1 | 2200 | 707 | 0.035 | 15 | 15 | 7 | 1e-11 | 0 | Water | Porous | Wet | R600a | MinimizeLCOE_Brownfield | IgnoreSilica | 10.5233 | 1.4694 | 0.046669 | 4 | 76530.5311 | 139097.672 | 1560.1784 | 2835.6942 | 88.8229 | -1.4055e-05 | 1165846856.9554 | 416303.4458 | 24420.7114 | 475771.1089 | 379434.041 | 24077.0464 | 128266.7125 | 0 | 564826.4957 | 1469562.68 | 1003006.7256 | 4485668.9673 | 3144235.0165 | 6656650.2227 | 6656650.2227 | 1478867.319 | 3544381.159 | 0 | 14286554.2065 | 25966452.9072 | 10000 | 0.18668 | 76530.5311 | 139097.672 | 1560.1784 | 2835.6942
1 | 2200 | 707 | 0.035 | 15 | 15 | 7 | 1.3335e-11 | 0 | Water | Porous | Wet | R600a | MinimizeLCOE_Brownfield | IgnoreSilica | 14.2675 | 2.0212 | 0.065212 | 4 | 59626.186 | 104403.1753 | 1215.5605 | 2128.3999 | 89.4502 | -1.4342e-05 | 1459286374.1638 | 522675.0017 | 30773.5301 | 613721.4635 | 510171.0144 | 24077.0464 | 155829.6313 | 0 | 724326.5981 | 1884549.2284 | 1286243.572 | 5752367.0859 | 3144235.0165 | 6656650.2227 | 6656650.2227 | 1478867.319 | 3544381.159 | 0 | 15553252.3252 | 27233151.0259 | 13335.2143 | 0.26085 | 59626.186 | 104403.1753 | 1215.5605 | 2128.3999
1 | 2200 | 707 | 0.035 | 15 | 15 | 7 | 1.7783e-11 | 0 | Water | Porous | Wet | R600a | MinimizeLCOE_Brownfield | IgnoreSilica | 18.2381 | 2.5998 | 0.087398 | 4 | 48057.043 | 81467.0041 | 979.7078 | 1660.8151 | 89.7224 | -1.3705e-05 | 1728098573.2748 | 624606.4329 | 36831.5662 | 750498.4648 | 647835.8066 | 24077.0464 | 176067.4191 | 0 | 881367.527 | 2293137.5119 | 1565113.4711 | 6999535.2459 | 3144235.0165 | 6656650.2227 | 6656650.2227 | 1478867.319 | 3544381.159 | 0 | 16800420.4852 | 28480319.1859 | 17782.7941 | 0.34959 | 48057.043 | 81467.0041 | 979.7078 | 1660.8151
1 | 2200 | 707 | 0.035 | 15 | 15 | 7 | 2.3714e-11 | 0 | Water | Porous | Wet | R600a | MinimizeLCOE_Brownfield | IgnoreSilica | 23.1567 | 3.3166 | 0.11588 | 4 | 39436.513 | 64634.1612 | 803.9667 | 1317.6548 | 89.9315 | -1.3014e-05 | 2012150812.4329 | 741939.607 | 43793.9064 | 911792.046 | 818388.6816 | 24077.0464 | 197651.1677 | 0 | 1067680.5575 | 2777885.7992 | 1895964.1378 | 8479172.9495 | 3144235.0165 | 6656650.2227 | 6656650.2227 | 1478867.319 | 3544381.159 | 0 | 18280058.1887 | 29959956.8894 | 23713.7371 | 0.46353 | 39436.513 | 64634.1612 | 803.9667 | 1317.6548
1 | 2200 | 707 | 0.035 | 15 | 15 | 7 | 3.1623e-11 | 0 | Water | Porous | Wet | R600a | MinimizeLCOE_Brownfield | IgnoreSilica | 29.1466 | 4.1898 | 0.15193 | 4 | 32926.4187 | 52146.1192 | 671.2496 | 1063.0692 | 90.0922 | -1.2267e-05 | 2312907876.4487 | 875115.2537 | 51683.1354 | 1099109.2002 | 1026105.8632 | 24077.0464 | 219941.8072 | 0 | 1285452.5994 | 3344483.9811 | 2282679.0393 | 10208647.926 | 3144235.0165 | 6656650.2227 | 6656650.2227 | 1478867.319 | 3544381.159 | 0 | 20009533.1652 | 31689431.8659 | 31622.7766 | 0.6077 | 32926.4187 | 52146.1192 | 671.2496 | 1063.0692
1 | 2200 | 707 | 0.035 | 15 | 15 | 7 | 4.217e-11 | 0 | Water | Porous | Wet | R600a | MinimizeLCOE_Brownfield | IgnoreSilica | 36.3085 | 5.2339 | 0.19671 | 4 | 27958.9494 | 42802.8558 | 569.981 | 872.5941 | 90.2164 | -1.1473e-05 | 2618947580.2011 | 1024037.0706 | 60489.9587 | 1313150.9675 | 1274495.4732 | 24077.0464 | 242257.9142 | 0 | 1536018.2879 | 3996404.5045 | 2727628.1922 | 12198559.4151 | 3144235.0165 | 6656650.2227 | 6656650.2227 | 1478867.319 | 3544381.159 | 0 | 21999444.6543 | 33679343.355 | 42169.6503 | 0.78685 | 27958.9494 | 42802.8558 | 569.981 | 872.5941
1 | 2200 | 707 | 0.035 | 15 | 15 | 7 | 5.6234e-11 | 0 | Water | Porous | Wet | R600a | MinimizeLCOE_Brownfield | IgnoreSilica | 44.6159 | 6.4453 | 0.25087 | 4 | 24141.5649 | 35780.9085 | 492.1585 | 729.4422 | 90.3116 | -1.0631e-05 | 2926986042.0584 | 1186232.8644 | 70064.8949 | 1551022.2781 | 1562639.9915 | 24077.0464 | 263249.0561 | 0 | 1816341.5912 | 4725748.2375 | 3225420.2765 | 14424796.2365 | 3144235.0165 | 6656650.2227 | 6656650.2227 | 1478867.319 | 3544381.159 | 0 | 24225681.4758 | 35905580.1765 | 56234.1325 | 1.0035 | 24141.5649 | 35780.9085 | 492.1585 | 729.4422
1 | 2200 | 707 | 0.035 | 15 | 15 | 7 | 7.4989e-11 | 0 | Water | Porous | Wet | R600a | MinimizeLCOE_Brownfield | IgnoreSilica | 53.8607 | 7.793 | 0.31393 | 4 | 21199.4654 | 30500.9643 | 432.1798 | 621.8034 | 90.3812 | -9.7437e-06 | 3225299937.5497 | 1356465.8318 | 80095.7243 | 1805378.4572 | 1883252.3943 | 24077.0464 | 281121.5587 | 0 | 2117852.4949 | 5510217.7604 | 3760836.8452 | 16819298.1131 | 3144235.0165 | 6656650.2227 | 6656650.2227 | 1478867.319 | 3544381.159 | 0 | 26620183.3523 | 38300082.053 | 74989.4209 | 1.2557 | 21199.4654 | 30500.9643 | 432.1798 | 621.8034
1 | 2200 | 707 | 0.035 | 15 | 15 | 7 | 1e-10 | 0 | Water | Porous | Wet | R600a | MinimizeLCOE_Brownfield | IgnoreSilica | 63.5124 | 9.198 | 0.38336 | 4 | 18936.9194 | 26553.802 | 386.0547 | 541.3352 | 90.4223 | -8.8021e-06 | 3505967715.2785 | 1524853.3411 | 89996.9485 | 2061324.114 | 2217667.445 | 24077.0464 | 293200.5563 | 0 | 2422336.586 | 6302422.9072 | 4301533.136 | 19237412.0804 | 3144235.0165 | 6656650.2227 | 6656650.2227 | 1478867.319 | 3544381.159 | 0 | 29038297.3196 | 40718196.0204 | 100000 | 1.5334 | 18936.9194 | 26553.802 | 386.0547 | 541.3352
1 | 2200 | 707 | 0.035 | 15 | 15 | 7 | 1.3335e-10 | 0 | Water | Porous | Wet | R600a | MinimizeLCOE_Brownfield | IgnoreSilica | 72.9787 | 10.5713 | 0.45524 | 4 | 17207.6401 | 23621.747 | 350.801 | 481.5613 | 90.432 | -7.8396e-06 | 3753260947.9818 | 1682048.6315 | 99216.7717 | 2304040.9851 | 2544961.0317 | 24077.0464 | 298175.5455 | 0 | 2711482.8046 | 7054722.0559 | 4814992.7632 | 21533717.6354 | 3144235.0165 | 6656650.2227 | 6656650.2227 | 1478867.319 | 3544381.159 | 0 | 31334602.8747 | 43014501.5754 | 133352.1432 | 1.821 | 17207.6401 | 23621.747 | 350.801 | 481.5613
1 | 2200 | 707 | 0.035 | 15 | 15 | 7 | 1.7783e-10 | 0 | Water | Porous | Wet | R600a | MinimizeLCOE_Brownfield | IgnoreSilica | 81.6487 | 11.8221 | 0.52487 | 4 | 15895.2524 | 21458.5161 | 324.0462 | 437.4609 | 90.4129 | -6.894e-06 | 3966627745.7208 | 1819743.9176 | 107269.3284 | 2519698.2907 | 2843691.145 | 24077.0464 | 295714.6046 | 0 | 2967975.7897 | 7722064.1893 | 5270467.4817 | 23570701.7933 | 3144235.0165 | 6656650.2227 | 6656650.2227 | 1478867.319 | 3544381.159 | 0 | 33371587.0325 | 45051485.7332 | 177827.941 | 2.0995 | 15895.2524 | 21458.5161 | 324.0462 | 437.4609
1 | 2200 | 707 | 0.035 | 15 | 15 | 7 | 2.3714e-10 | 0 | Water | Porous | Wet | R600a | MinimizeLCOE_Brownfield | IgnoreSilica | 89.2346 | 12.9089 | 0.58876 | 4 | 14904.8098 | 19864.3233 | 303.8547 | 404.9611 | 90.3732 | -6.0215e-06 | 4141373480.1488 | 1935590.9439 | 114023.1014 | 2703439.1981 | 3103948.1988 | 24077.0464 | 287666.9754 | 0 | 3185810.731 | 8288826.0223 | 5657294.0786 | 25300676.2958 | 3144235.0165 | 6656650.2227 | 6656650.2227 | 1478867.319 | 3544381.159 | 0 | 35101561.5351 | 46781460.2358 | 237137.3706 | 2.355 | 14904.8098 | 19864.3233 | 303.8547 | 404.9611
1 | 2200 | 707 | 0.035 | 15 | 15 | 7 | 3.1623e-10 | 0 | Water | Porous | Wet | R600a | MinimizeLCOE_Brownfield | IgnoreSilica | 95.6117 | 13.8157 | 0.64472 | 4 | 14159.9412 | 18689.0227 | 288.6696 | 381.001 | 90.3228 | -5.2545e-06 | 4282542818.2674 | 2029759.8595 | 119496.2171 | 2854431.83 | 3321729.3834 | 24077.0464 | 276121.1624 | 0 | 3363990.0445 | 8752412.0466 | 5973701.0659 | 26715718.6557 | 3144235.0165 | 6656650.2227 | 6656650.2227 | 1478867.319 | 3544381.159 | 0 | 36516603.8949 | 48196502.5957 | 316227.766 | 2.5789 | 14159.9412 | 18689.0227 | 288.6696 | 381.001
1 | 2200 | 707 | 0.035 | 15 | 15 | 7 | 4.217e-10 | 0 | Water | Porous | Wet | R600a | MinimizeLCOE_Brownfield | IgnoreSilica | 100.8056 | 14.549 | 0.69189 | 4 | 13600.7762 | 17821.0483 | 277.2702 | 363.3062 | 90.2703 | -4.6052e-06 | 4394715775.1863 | 2104337.2698 | 123818.4206 | 2975107.7404 | 3498314.9084 | 24077.0464 | 263022.8228 | 0 | 3505584.5012 | 9120811.7779 | 6225141.4524 | 27840215.9399 | 3144235.0165 | 6656650.2227 | 6656650.2227 | 1478867.319 | 3544381.159 | 0 | 37641101.1791 | 49320999.8798 | 421696.5034 | 2.7676 | 13600.7762 | 17821.0483 | 277.2702 | 363.3062
1 | 2200 | 707 | 0.035 | 15 | 15 | 7 | 5.6234e-10 | 0 | Water | Porous | Wet | R600a | MinimizeLCOE_Brownfield | IgnoreSilica | 104.9667 | 15.1326 | 0.73064 | 4 | 13181.3406 | 17177.7766 | 268.7195 | 350.1922 | 90.2208 | -4.0742e-06 | 4481280181.8702 | 2162735.9914 | 127194.5927 | 3070314.4805 | 3639222.2605 | 24077.0464 | 250032.5468 | 0 | 3616694.9981 | 9409898.4989 | 6422449.0796 | 28722619.4947 | 3144235.0165 | 6656650.2227 | 6656650.2227 | 1478867.319 | 3544381.159 | 0 | 38523504.734 | 50203403.4347 | 562341.3252 | 2.9226 | 13181.3406 | 17177.7766 | 268.7195 | 350.1922
1 | 2200 | 707 | 0.035 | 15 | 15 | 7 | 7.4989e-10 | 0 | Water | Porous | Wet | R600a | MinimizeLCOE_Brownfield | IgnoreSilica | 108.2233 | 15.5869 | 0.76168 | 4 | 12866.7875 | 16700.3867 | 262.3069 | 340.46 | 90.1775 | -3.6476e-06 | 4549144783.0121 | 2207612.4898 | 129783.597 | 3143917.6843 | 3749122.3877 | 24077.0464 | 237960.5444 | 0 | 3702064.7623 | 9632013.1136 | 6574046.8681 | 29400598.4936 | 3144235.0165 | 6656650.2227 | 6656650.2227 | 1478867.319 | 3544381.159 | 0 | 39201483.7328 | 50881382.4336 | 749894.2093 | 3.0467 | 12866.7875 | 16700.3867 | 262.3069 | 340.46
1 | 2200 | 707 | 0.035 | 15 | 15 | 7 | 1e-09 | 0 | Water | Porous | Wet | R600a | MinimizeLCOE_Brownfield | IgnoreSilica | 110.7324 | 15.9352 | 0.78608 | 4 | 12630.8804 | 16345.4753 | 257.4976 | 333.2246 | 90.1414 | -3.3099e-06 | 4601946448.7976 | 2241699.5956 | 131746.8229 | 3200089.1196 | 3833563.2939 | 24077.0464 | 227292.0968 | 0 | 3766802.5103 | 9800447.4544 | 6689006.7667 | 29914724.7065 | 3144235.0165 | 6656650.2227 | 6656650.2227 | 1478867.319 | 3544381.159 | 0 | 39715609.9457 | 51395508.6464 | 1000000 | 3.1443 | 12630.8804 | 16345.4753 | 257.4976 | 333.2246
1 | 2200 | 707 | 0.035 | 15 | 15 | 7 | 1.3335e-09 | 0 | Water | Porous | Wet | R600a | MinimizeLCOE_Brownfield | IgnoreSilica | 112.6692 | 16.2032 | 0.80513 | 4 | 12453.9077 | 16080.634 | 253.8898 | 327.8255 | 90.1121 | -3.0469e-06 | 4642433175.7891 | 2267729.473 | 133244.0758 | 3243136.2185 | 3898605.2333 | 24077.0464 | 218333.6075 | 0 | 3816199.0052 | 9928967.0016 | 6776723.9985 | 30307015.6597 | 3144235.0165 | 6656650.2227 | 6656650.2227 | 1478867.319 | 3544381.159 | 0 | 40107900.899 | 51787799.5997 | 1333521.4322 | 3.2205 | 12453.9077 | 16080.634 | 253.8898 | 327.8255
1 | 2200 | 707 | 0.035 | 15 | 15 | 7 | 1.7783e-09 | 0 | Water | Porous | Wet | R600a | MinimizeLCOE_Brownfield | IgnoreSilica | 114.136 | 16.4056 | 0.81976 | 4 | 12321.1601 | 15883.1419 | 251.1835 | 323.7993 | 90.089 | -2.8432e-06 | 4674221389.5188 | 2287273.9996 | 134367.0972 | 3275549.835 | 3947773.1238 | 24077.0464 | 210922.6073 | 0 | 3853185.8466 | 10025199.1757 | 6842404.4346 | 30600753.166 | 3144235.0165 | 6656650.2227 | 6656650.2227 | 1478867.319 | 3544381.159 | 0 | 40401638.4052 | 52081537.106 | 1778279.41 | 3.279 | 12321.1601 | 15883.1419 | 251.1835 | 323.7993
1 | 2200 | 707 | 0.035 | 15 | 15 | 7 | 2.3714e-09 | 0 | Water | Porous | Wet | R600a | MinimizeLCOE_Brownfield | IgnoreSilica | 115.2561 | 16.5598 | 0.831 | 4 | 12221.5832 | 15735.4099 | 249.1535 | 320.7876 | 90.0708 | -2.6879e-06 | 4697996731.8644 | 2302102.8507 | 135218.4576 | 3300196.1199 | 3985269.9735 | 24077.0464 | 204998.6937 | 0 | 3881226.6253 | 10098155.53 | 6892198.6456 | 30823443.9427 | 3144235.0165 | 6656650.2227 | 6656650.2227 | 1478867.319 | 3544381.159 | 0 | 40624329.182 | 52304227.8827 | 2371373.7057 | 3.324 | 12221.5832 | 15735.4099 | 249.1535 | 320.7876
1 | 2200 | 707 | 0.035 | 15 | 15 | 7 | 3.1623e-09 | 0 | Water | Porous | Wet | R600a | MinimizeLCOE_Brownfield | IgnoreSilica | 116.1038 | 16.6762 | 0.83955 | 4 | 12146.8887 | 15624.9036 | 247.6308 | 318.5348 | 90.0567 | -2.5695e-06 | 4716058834.8698 | 2313270.2141 | 135859.1965 | 3318787.613 | 4013618.7708 | 24077.0464 | 200315.6221 | 0 | 3902312.1005 | 10153015.6113 | 6929641.7783 | 30990897.953 | 3144235.0165 | 6656650.2227 | 6656650.2227 | 1478867.319 | 3544381.159 | 0 | 40791783.1923 | 52471681.893 | 3162277.6602 | 3.3582 | 12146.8887 | 15624.9036 | 247.6308 | 318.5348
1 | 2200 | 707 | 0.035 | 15 | 15 | 7 | 4.217e-09 | 0 | Water | Porous | Wet | R600a | MinimizeLCOE_Brownfield | IgnoreSilica | 116.7519 | 16.7652 | 0.84608 | 4 | 12090.8604 | 15542.0345 | 246.4885 | 316.8454 | 90.0458 | -2.4803e-06 | 4729159861.7359 | 2321775.3957 | 136346.9519 | 3332965.0223 | 4035273.7748 | 24077.0464 | 196698.4085 | 0 | 3918383.2738 | 10194829.5075 | 6958180.6217 | 31118530.0025 | 3144235.0165 | 6656650.2227 | 6656650.2227 | 1478867.319 | 3544381.159 | 0 | 40919415.2417 | 52599313.9425 | 4216965.0343 | 3.3843 | 12090.8604 | 15542.0345 | 246.4885 | 316.8454
1 | 2200 | 707 | 0.035 | 15 | 15 | 7 | 5.6234e-09 | 0 | Water | Porous | Wet | R600a | MinimizeLCOE_Brownfield | IgnoreSilica | 117.2272 | 16.8303 | 0.85096 | 4 | 12048.8351 | 15480.2313 | 245.6318 | 315.5855 | 90.0377 | -2.4119e-06 | 4739678309.9387 | 2327994.7608 | 136703.4891 | 3343342.0216 | 4051144.1663 | 24077.0464 | 193838.478 | 0 | 3930068.9853 | 10225233.3316 | 6978931.8564 | 31211334.1354 | 3144235.0165 | 6656650.2227 | 6656650.2227 | 1478867.319 | 3544381.159 | 0 | 41012219.3747 | 52692118.0754 | 5623413.2519 | 3.4038 | 12048.8351 | 15480.2313 | 245.6318 | 315.5855
1 | 2200 | 707 | 0.035 | 15 | 15 | 7 | 7.4989e-09 | 0 | Water | Porous | Wet | R600a | MinimizeLCOE_Brownfield | IgnoreSilica | 117.5996 | 16.8814 | 0.85471 | 4 | 12017.3142 | 15433.6522 | 244.9892 | 314.6359 | 90.0312 | -2.3613e-06 | 4747136417.0516 | 2332858.3737 | 136982.2263 | 3351462.8301 | 4063575.9804 | 24077.0464 | 191714.4529 | 0 | 3939261.6548 | 10249150.7721 | 6995256.001 | 31284339.3377 | 3144235.0165 | 6656650.2227 | 6656650.2227 | 1478867.319 | 3544381.159 | 0 | 41085224.5769 | 52765123.2777 | 7498942.0933 | 3.4188 | 12017.3142 | 15433.6522 | 244.9892 | 314.6359
1 | 2200 | 707 | 0.035 | 15 | 15 | 7 | 1e-08 | 0 | Water | Porous | Wet | R600a | MinimizeLCOE_Brownfield | IgnoreSilica | 117.8554 | 16.9164 | 0.85742 | 4 | 11993.6731 | 15399.2097 | 244.5072 | 313.9337 | 90.0268 | -2.3215e-06 | 4754252009.9306 | 2336193.0387 | 137173.2996 | 3357033.671 | 4072110.1894 | 24077.0464 | 189977.6547 | 0 | 3945460.3109 | 10265278.4038 | 7006263.441 | 31333567.0556 | 3144235.0165 | 6656650.2227 | 6656650.2227 | 1478867.319 | 3544381.159 | 0 | 41134452.2948 | 52814350.9955 | 10000000 | 3.4297 | 11993.6731 | 15399.2097 | 244.5072 | 313.9337
1 | 2300 | 707 | 0.035 | 15 | 15 | 7 | 1e-13 | 0 | Water | Porous | Wet | R600a | MinimizeLCOE_Brownfield | IgnoreSilica | 0 | 0 | 0 | 0 | [5 empty] | 0 | 0 | 0 | 0 | 0 | 0 | 0 | 0 | 0 | 0 | 0 | 0 | 0 | 0 | 0 | 0 | 0 | 0 | 0 | 0 | 0 | 100 | 0
1 | 2300 | 707 | 0.035 | 15 | 15 | 7 | 1.3335e-13 | 0 | Water | Porous | Wet | R600a | MinimizeLCOE_Brownfield | IgnoreSilica | 0 | 0 | 0 | 0 | [5 empty] | 0 | 0 | 0 | 0 | 0 | 0 | 0 | 0 | 0 | 0 | 0 | 0 | 0 | 0 | 0 | 0 | 0 | 0 | 0 | 0 | 0 | 133.3521 | 0
1 | 2300 | 707 | 0.035 | 15 | 15 | 7 | 1.7783e-13 | 0 | Water | Porous | Wet | R600a | MinimizeLCOE_Brownfield | IgnoreSilica | 0 | 0 | 0 | 0 | [5 empty] | 0 | 0 | 0 | 0 | 0 | 0 | 0 | 0 | 0 | 0 | 0 | 0 | 0 | 0 | 0 | 0 | 0 | 0 | 0 | 0 | 0 | 177.8279 | 0
1 | 2300 | 707 | 0.035 | 15 | 15 | 7 | 2.3714e-13 | 0 | Water | Porous | Wet | R600a | MinimizeLCOE_Brownfield | IgnoreSilica | 0 | 0 | 0 | 0 | [5 empty] | 0 | 0 | 0 | 0 | 0 | 0 | 0 | 0 | 0 | 0 | 0 | 0 | 0 | 0 | 0 | 0 | 0 | 0 | 0 | 0 | 0 | 237.1374 | 0
1 | 2300 | 707 | 0.035 | 15 | 15 | 7 | 3.1623e-13 | 0 | Water | Porous | Wet | R600a | MinimizeLCOE_Brownfield | IgnoreSilica | 0 | 0 | 0 | 0 | [5 empty] | 0 | 0 | 0 | 0 | 0 | 0 | 0 | 0 | 0 | 0 | 0 | 0 | 0 | 0 | 0 | 0 | 0 | 0 | 0 | 0 | 0 | 316.2278 | 0
1 | 2300 | 707 | 0.035 | 15 | 15 | 7 | 4.217e-13 | 0 | Water | Porous | Wet | R600a | MinimizeLCOE_Brownfield | IgnoreSilica | 0 | 0 | 0 | 0 | [5 empty] | 0 | 0 | 0 | 0 | 0 | 0 | 0 | 0 | 0 | 0 | 0 | 0 | 0 | 0 | 0 | 0 | 0 | 0 | 0 | 0 | 0 | 421.6965 | 0
1 | 2300 | 707 | 0.035 | 15 | 15 | 7 | 5.6234e-13 | 0 | Water | Porous | Wet | R600a | MinimizeLCOE_Brownfield | IgnoreSilica | 0 | 0 | 0 | 0 | [5 empty] | 0 | 0 | 0 | 0 | 0 | 0 | 0 | 0 | 0 | 0 | 0 | 0 | 0 | 0 | 0 | 0 | 0 | 0 | 0 | 0 | 0 | 562.3413 | 0
1 | 2300 | 707 | 0.035 | 15 | 15 | 7 | 7.4989e-13 | 0 | Water | Porous | Wet | R600a | MinimizeLCOE_Brownfield | IgnoreSilica | 0.89541 | 0.088477 | 0.00054775 | 4 | 4931041.9014 | 10475980.6956 | 100525.9589 | 213567.0363 | 75.5895 | -1.5256e-05 | 9101846.1331 | 53044.6599 | 2848.0327 | 50725.1891 | 48608.0344 | 24077.0464 | 36366.7038 | 0 | 84111.1699 | 218840.0104 | 149362.8038 | 667983.6503 | 3144235.0165 | 6991696.732 | 6991696.732 | 1478867.319 | 3678399.7627 | 0 | 10803915.3988 | 22952879.2125 | 749.8942 | 0.002191 | 4931041.9014 | 10475980.6956 | 100525.9589 | 213567.0363
1 | 2300 | 707 | 0.035 | 15 | 15 | 7 | 1e-12 | 0 | Water | Porous | Wet | R600a | MinimizeLCOE_Brownfield | IgnoreSilica | 1.3216 | 0.1514 | 0.0019085 | 4 | 1448139.4681 | 3039544.7763 | 29522.2818 | 61965.2316 | 80.8421 | -1.7326e-05 | 69818460.8769 | 80593.1957 | 4472.7305 | 77664.2872 | 63644.2225 | 24077.0464 | 46367.876 | 0 | 115759.5497 | 301182.6028 | 205563.3151 | 919324.8258 | 3144235.0165 | 6991696.732 | 6991696.732 | 1478867.319 | 3678399.7627 | 0 | 11055256.5743 | 23204220.388 | 1000 | 0.0076341 | 1448139.4681 | 3039544.7763 | 29522.2818 | 61965.2316
1 | 2300 | 707 | 0.035 | 15 | 15 | 7 | 1.3335e-12 | 0 | Water | Porous | Wet | R600a | MinimizeLCOE_Brownfield | IgnoreSilica | 1.8384 | 0.22994 | 0.00399 | 4 | 710287.6565 | 1471501.4141 | 14480.1746 | 29998.5467 | 84.2438 | -1.8284e-05 | 179949497.6141 | 110719.7182 | 6277.3758 | 108232.9956 | 82116.3537 | 24077.0464 | 56097.8973 | 0 | 151133.3409 | 393217.9514 | 268379.3317 | 1200252.011 | 3144235.0165 | 6991696.732 | 6991696.732 | 1478867.319 | 3678399.7627 | 0 | 11336183.7595 | 23485147.5732 | 1333.5214 | 0.01596 | 710287.6565 | 1471501.4141 | 14480.1746 | 29998.5467
1 | 2300 | 707 | 0.035 | 15 | 15 | 7 | 1.7783e-12 | 0 | Water | Porous | Wet | R600a | MinimizeLCOE_Brownfield | IgnoreSilica | 2.5035 | 0.33249 | 0.0069665 | 4 | 418890.4535 | 854867.7907 | 8539.6485 | 17427.6362 | 86.6934 | -1.8792e-05 | 276648437.6428 | 145786.679 | 8394.4153 | 145125.1864 | 106055.4598 | 24077.0464 | 66771.212 | 0 | 193521.8995 | 503504.2858 | 343652.021 | 1536888.2051 | 3144235.0165 | 6991696.732 | 6991696.732 | 1478867.319 | 3678399.7627 | 0 | 11672819.9536 | 23821783.7673 | 1778.2794 | 0.027866 | 418890.4535 | 854867.7907 | 8539.6485 | 17427.6362
1 | 2300 | 707 | 0.035 | 15 | 15 | 7 | 2.3714e-12 | 0 | Water | Porous | Wet | R600a | MinimizeLCOE_Brownfield | IgnoreSilica | 3.3419 | 0.46276 | 0.011076 | 4 | 272413.7996 | 546633.2987 | 5553.5238 | 11143.8592 | 88.4617 | -1.8862e-05 | 424854529.0022 | 185915.9053 | 10826.408 | 188829.6311 | 136348.5113 | 24077.0464 | 78114.3641 | 0 | 243403.6278 | 633286.3105 | 432230.9197 | 1933032.7241 | 3144235.0165 | 6991696.732 | 6991696.732 | 1478867.319 | 3678399.7627 | 0 | 12068964.4726 | 24217928.2863 | 2371.3737 | 0.044304 | 272413.7996 | 546633.2987 | 5553.5238 | 11143.8592
1 | 2300 | 707 | 0.035 | 15 | 15 | 7 | 3.1623e-12 | 0 | Water | Porous | Wet | R600a | MinimizeLCOE_Brownfield | IgnoreSilica | 4.4138 | 0.63001 | 0.016646 | 4 | 188406.1104 | 370869.4926 | 3840.9134 | 7560.6762 | 89.7807 | -1.8694e-05 | 626860219.0544 | 232691.4872 | 13665.6581 | 241468.0822 | 175156.8177 | 24077.0464 | 90635.3413 | 0 | 303300.8288 | 789126.541 | 538595.0792 | 2408716.8818 | 3144235.0165 | 6991696.732 | 6991696.732 | 1478867.319 | 3678399.7627 | 0 | 12544648.6303 | 24693612.444 | 3162.2777 | 0.066583 | 188406.1104 | 370869.4926 | 3840.9134 | 7560.6762
1 | 2300 | 707 | 0.035 | 15 | 15 | 7 | 4.217e-12 | 0 | Water | Porous | Wet | R600a | MinimizeLCOE_Brownfield | IgnoreSilica | 5.8091 | 0.84823 | 0.024123 | 4 | 136064.7077 | 261969.8222 | 2773.8631 | 5340.6092 | 90.7875 | -1.8448e-05 | 799650626.6023 | 288361.4296 | 17045.52 | 306118.548 | 225737.0751 | 24077.0464 | 105117.1853 | 0 | 376918.1538 | 980663.7195 | 669323.1392 | 2993361.817 | 3144235.0165 | 6991696.732 | 6991696.732 | 1478867.319 | 3678399.7627 | 0 | 13129293.5655 | 25278257.3792 | 4216.965 | 0.096493 | 136064.7077 | 261969.8222 | 2773.8631 | 5340.6092
1 | 2300 | 707 | 0.035 | 15 | 15 | 7 | 5.6234e-12 | 0 | Water | Porous | Wet | R600a | MinimizeLCOE_Brownfield | IgnoreSilica | 7.5265 | 1.1168 | 0.033953 | 4 | 101661.5913 | 191114.7271 | 2072.509 | 3896.1322 | 91.5079 | -1.7883e-05 | 1026711967.118 | 351144.0029 | 20853.3243 | 381280.646 | 287979.9396 | 24077.0464 | 119943.4835 | 0 | 462258.5927 | 1202702.0358 | 820868.8525 | 3671107.9238 | 3144235.0165 | 6991696.732 | 6991696.732 | 1478867.319 | 3678399.7627 | 0 | 13807039.6723 | 25956003.486 | 5623.4133 | 0.13581 | 101661.5913 | 191114.7271 | 2072.509 | 3896.1322
1 | 2300 | 707 | 0.035 | 15 | 15 | 7 | 7.4989e-12 | 0 | Water | Porous | Wet | R600a | MinimizeLCOE_Brownfield | IgnoreSilica | 9.5339 | 1.4286 | 0.046396 | 4 | 78401.4797 | 143864.608 | 1598.3202 | 2932.8746 | 91.9509 | -1.6899e-05 | 1252680814.0542 | 418298.9737 | 24913.7694 | 464156.1821 | 360418.05 | 24077.0464 | 133332.1106 | 0 | 555826.4915 | 1446146.5153 | 987024.712 | 4414193.851 | 3144235.0165 | 6991696.732 | 6991696.732 | 1478867.319 | 3678399.7627 | 0 | 14550125.5995 | 26699089.4132 | 7498.9421 | 0.18558 | 78401.4797 | 143864.608 | 1598.3202 | 2932.8746
1 | 2300 | 707 | 0.035 | 15 | 15 | 7 | 1e-11 | 0 | Water | Porous | Wet | R600a | MinimizeLCOE_Brownfield | IgnoreSilica | 13.2734 | 2.018 | 0.065131 | 4 | 61104.0798 | 107736.818 | 1245.6893 | 2196.3608 | 92.6116 | -1.7768e-05 | 1579354682.7806 | 535045.9625 | 31990.905 | 611606.8249 | 496605.942 | 24077.0464 | 167865.8939 | 0 | 728205.1041 | 1894640.3055 | 1293130.9395 | 5783168.9237 | 3144235.0165 | 6991696.732 | 6991696.732 | 1478867.319 | 3678399.7627 | 0 | 15919100.6722 | 28068064.4859 | 10000 | 0.26052 | 61104.0798 | 107736.818 | 1245.6893 | 2196.3608
1 | 2300 | 707 | 0.035 | 15 | 15 | 7 | 1.3335e-11 | 0 | Water | Porous | Wet | R600a | MinimizeLCOE_Brownfield | IgnoreSilica | 16.287 | 2.4918 | 0.086858 | 4 | 48718.7784 | 83686.815 | 993.1982 | 1706.0689 | 92.9005 | -1.6206e-05 | 1848676396.8219 | 621412.788 | 37213.474 | 723869.9714 | 606180.771 | 24077.0464 | 179659.1645 | 0 | 855041.154 | 2224641.6895 | 1518363.6649 | 6790459.7236 | 3144235.0165 | 6991696.732 | 6991696.732 | 1478867.319 | 3678399.7627 | 0 | 16926391.4721 | 29075355.2858 | 13335.2143 | 0.34743 | 48718.7784 | 83686.815 | 993.1982 | 1706.0689
1 | 2300 | 707 | 0.035 | 15 | 15 | 7 | 1.7783e-11 | 0 | Water | Porous | Wet | R600a | MinimizeLCOE_Brownfield | IgnoreSilica | 20.7324 | 3.1897 | 0.11576 | 4 | 39683.4029 | 65920.292 | 808.9998 | 1343.8743 | 93.1574 | -1.5421e-05 | 2174702930.1626 | 740097.9081 | 44375.7314 | 881792.9986 | 767656.5715 | 24077.0464 | 202235.9402 | 0 | 1037492.1165 | 2699341.6682 | 1842356.1544 | 8239426.1351 | 3144235.0165 | 6991696.732 | 6991696.732 | 1478867.319 | 3678399.7627 | 0 | 18375357.8836 | 30524321.6973 | 17782.7941 | 0.46305 | 39683.4029 | 65920.292 | 808.9998 | 1343.8743
1 | 2300 | 707 | 0.035 | 15 | 15 | 7 | 2.3714e-11 | 0 | Water | Porous | Wet | R600a | MinimizeLCOE_Brownfield | IgnoreSilica | 26.2159 | 4.0506 | 0.15267 | 4 | 32896.161 | 52790.4912 | 670.6327 | 1076.2056 | 93.3558 | -1.4588e-05 | 2509195192.586 | 876361.3321 | 52584.4517 | 1067401.6708 | 966858.0762 | 24077.0464 | 226184.0185 | 0 | 1253251.9723 | 3260704.5545 | 2225497.8593 | 9952920.9817 | 3144235.0165 | 6991696.732 | 6991696.732 | 1478867.319 | 3678399.7627 | 0 | 20088852.7302 | 32237816.5439 | 23713.7371 | 0.61067 | 32896.161 | 52790.4912 | 670.6327 | 1076.2056
1 | 2300 | 707 | 0.035 | 15 | 15 | 7 | 3.1623e-11 | 0 | Water | Porous | Wet | R600a | MinimizeLCOE_Brownfield | IgnoreSilica | 32.8324 | 5.0897 | 0.19898 | 4 | 27734.9832 | 42999.0322 | 565.4151 | 876.5934 | 93.5085 | -1.3688e-05 | 2858720658.447 | 1029872.6839 | 61815.4145 | 1281200.8774 | 1207250.7088 | 24077.0464 | 250456.2137 | 0 | 1503322.4484 | 3911336.6369 | 2669567.6246 | 11938899.6547 | 3144235.0165 | 6991696.732 | 6991696.732 | 1478867.319 | 3678399.7627 | 0 | 22074831.4032 | 34223795.2169 | 31622.7766 | 0.79592 | 27734.9832 | 42999.0322 | 565.4151 | 876.5934
1 | 2300 | 707 | 0.035 | 15 | 15 | 7 | 4.217e-11 | 0 | Water | Porous | Wet | R600a | MinimizeLCOE_Brownfield | IgnoreSilica | 40.6741 | 6.3214 | 0.25597 | 4 | 23774.0235 | 35639.5437 | 484.6656 | 726.5603 | 93.6268 | -1.2744e-05 | 3209373016.626 | 1200340.6651 | 72047.0355 | 1523625.4434 | 1492187.6535 | 24077.0464 | 274368.113 | 0 | 1788791.9232 | 4654069.6525 | 3176498.1694 | 14206005.7019 | 3144235.0165 | 6991696.732 | 6991696.732 | 1478867.319 | 3678399.7627 | 0 | 24341937.4504 | 36490901.2642 | 42169.6503 | 1.0239 | 23774.0235 | 35639.5437 | 484.6656 | 726.5603
1 | 2300 | 707 | 0.035 | 15 | 15 | 7 | 5.6234e-11 | 0 | Water | Porous | Wet | R600a | MinimizeLCOE_Brownfield | IgnoreSilica | 49.6265 | 7.7276 | 0.32388 | 4 | 20717.3063 | 30094.98 | 422.3503 | 613.5269 | 93.7161 | -1.1744e-05 | 3557197847.0085 | 1383422.7421 | 83014.8392 | 1789102.2455 | 1817485.8006 | 24077.0464 | 295982.6017 | 0 | 2103303.2574 | 5472363.6289 | 3735000.6225 | 16703752.7841 | 3144235.0165 | 6991696.732 | 6991696.732 | 1478867.319 | 3678399.7627 | 0 | 26839684.5326 | 38988648.3463 | 56234.1325 | 1.2955 | 20717.3063 | 30094.98 | 422.3503 | 613.5269
1 | 2300 | 707 | 0.035 | 15 | 15 | 7 | 7.4989e-11 | 0 | Water | Porous | Wet | R600a | MinimizeLCOE_Brownfield | IgnoreSilica | 59.3512 | 9.2538 | 0.40124 | 4 | 18356.9579 | 25926.6449 | 374.2314 | 528.5497 | 93.7761 | -1.0685e-05 | 3887138775.849 | 1571321.167 | 94247.567 | 2066511.8059 | 2170661.0618 | 24077.0464 | 312920.6086 | 0 | 2433498.3101 | 6331463.4236 | 4321353.8852 | 19326054.8754 | 3144235.0165 | 6991696.732 | 6991696.732 | 1478867.319 | 3678399.7627 | 0 | 29461986.6239 | 41610950.4376 | 74989.4209 | 1.6049 | 18356.9579 | 25926.6449 | 374.2314 | 528.5497
1 | 2300 | 707 | 0.035 | 15 | 15 | 7 | 1e-10 | 0 | Water | Porous | Wet | R600a | MinimizeLCOE_Brownfield | IgnoreSilica | 69.2197 | 10.7984 | 0.48412 | 4 | 16542.5111 | 22816.1896 | 337.2415 | 465.1389 | 93.8018 | -9.5708e-06 | 4188237300.9548 | 1752235.0487 | 105035.5241 | 2338096.0877 | 2528451.0847 | 24077.0464 | 322434.4617 | 0 | 2757428.4088 | 7174263.0934 | 4896581.9776 | 21898602.7333 | 3144235.0165 | 6991696.732 | 6991696.732 | 1478867.319 | 3678399.7627 | 0 | 32034534.4818 | 44183498.2955 | 100000 | 1.9365 | 16542.5111 | 22816.1896 | 337.2415 | 465.1389
1 | 2300 | 707 | 0.035 | 15 | 15 | 7 | 1.3335e-10 | 0 | Water | Porous | Wet | R600a | MinimizeLCOE_Brownfield | IgnoreSilica | 78.6083 | 12.2605 | 0.5674 | 4 | 15157.7232 | 20510.6675 | 309.0107 | 418.1377 | 93.7922 | -8.4478e-06 | 4449863607.0778 | 1916251.2157 | 114786.1325 | 2588121.6142 | 2867762.7262 | 24077.0464 | 323624.0825 | 0 | 3055502.8988 | 7949791.7729 | 5425896.2369 | 24265813.726 | 3144235.0165 | 6991696.732 | 6991696.732 | 1478867.319 | 3678399.7627 | 0 | 34401745.4745 | 46550709.2882 | 133352.1432 | 2.2696 | 15157.7232 | 20510.6675 | 309.0107 | 418.1377
1 | 2300 | 707 | 0.035 | 15 | 15 | 7 | 1.7783e-10 | 0 | Water | Porous | Wet | R600a | MinimizeLCOE_Brownfield | IgnoreSilica | 87.0271 | 13.5624 | 0.64603 | 4 | 14107.9834 | 18809.3851 | 287.6103 | 383.4548 | 93.7539 | -7.3741e-06 | 4666583126.671 | 2057085.3314 | 123129.9102 | 2805812.7842 | 3170682.5551 | 24077.0464 | 317296.8928 | 0 | 3314252.9628 | 8623006.3625 | 5885379.0275 | 26320722.8728 | 3144235.0165 | 6991696.732 | 6991696.732 | 1478867.319 | 3678399.7627 | 0 | 36456654.6213 | 48605618.435 | 177827.941 | 2.5841 | 14107.9834 | 18809.3851 | 287.6103 | 383.4548
1 | 2300 | 707 | 0.035 | 15 | 15 | 7 | 2.3714e-10 | 0 | Water | Porous | Wet | R600a | MinimizeLCOE_Brownfield | IgnoreSilica | 94.248 | 14.6701 | 0.71655 | 4 | 13316.0197 | 17554.7093 | 271.4651 | 357.8765 | 93.6978 | -6.4035e-06 | 4843911240.2207 | 2173388.1203 | 129995.9614 | 2987799.3584 | 3429185.2018 | 24077.0464 | 305682.713 | 0 | 3529550.0765 | 9183165.2887 | 6267699.0047 | 28030542.7711 | 3144235.0165 | 6991696.732 | 6991696.732 | 1478867.319 | 3678399.7627 | 0 | 38166474.5196 | 50315438.3333 | 237137.3706 | 2.8662 | 13316.0197 | 17554.7093 | 271.4651 | 357.8765
1 | 2300 | 707 | 0.035 | 15 | 15 | 7 | 3.1623e-10 | 0 | Water | Porous | Wet | R600a | MinimizeLCOE_Brownfield | IgnoreSilica | 100.2527 | 15.5836 | 0.77731 | 4 | 12720.204 | 16627.5817 | 259.3186 | 338.9757 | 93.6349 | -5.5676e-06 | 4983577534.6486 | 2267032.6425 | 135505.6353 | 3135876.872 | 3643045.0661 | 24077.0464 | 291327.4076 | 0 | 3703777.2213 | 9636468.5805 | 6577087.8158 | 29414198.2875 | 3144235.0165 | 6991696.732 | 6991696.732 | 1478867.319 | 3678399.7627 | 0 | 39550130.036 | 51699093.8497 | 316227.766 | 3.1092 | 12720.204 | 16627.5817 | 259.3186 | 338.9757
1 | 2300 | 707 | 0.035 | 15 | 15 | 7 | 4.217e-10 | 0 | Water | Porous | Wet | R600a | MinimizeLCOE_Brownfield | IgnoreSilica | 105.0929 | 16.3144 | 0.82783 | 4 | 12272.5935 | 15941.5226 | 250.1934 | 324.9895 | 93.5733 | -4.8698e-06 | 5094100211.0627 | 2340526.7312 | 139816.5267 | 3253112.8824 | 3814609.4301 | 24077.0464 | 276078.2983 | 0 | 3840806.1569 | 9992989.7625 | 6820420.8483 | 30502437.6829 | 3144235.0165 | 6991696.732 | 6991696.732 | 1478867.319 | 3678399.7627 | 0 | 40638369.4314 | 52787333.2451 | 421696.5034 | 3.3113 | 12272.5935 | 15941.5226 | 250.1934 | 324.9895
1 | 2300 | 707 | 0.035 | 15 | 15 | 7 | 5.6234e-10 | 0 | Water | Porous | Wet | R600a | MinimizeLCOE_Brownfield | IgnoreSilica | 108.9445 | 16.892 | 0.8689 | 4 | 11936.5339 | 15432.0211 | 243.3424 | 314.6026 | 93.5175 | -4.3053e-06 | 5178649870.979 | 2397756.9651 | 143164.6025 | 3345059.0045 | 3950561.1931 | 24077.0464 | 261526.8965 | 0 | 3947636.8261 | 10270941.2499 | 7010128.4498 | 31350852.2339 | 3144235.0165 | 6991696.732 | 6991696.732 | 1478867.319 | 3678399.7627 | 0 | 41486783.9824 | 53635747.7961 | 562341.3252 | 3.4756 | 11936.5339 | 15432.0211 | 243.3424 | 314.6026
1 | 2300 | 707 | 0.035 | 15 | 15 | 7 | 7.4989e-10 | 0 | Water | Porous | Wet | R600a | MinimizeLCOE_Brownfield | IgnoreSilica | 111.9387 | 17.3384 | 0.90152 | 4 | 11684.2845 | 15053.3206 | 238.1999 | 306.8823 | 93.4699 | -3.855e-06 | 5246184921.9488 | 2441486.9947 | 145717.2829 | 3415717.9059 | 4055877.4685 | 24077.0464 | 248327.85 | 0 | 4029169.7738 | 10483073.2552 | 7154912.9023 | 31998360.4796 | 3144235.0165 | 6991696.732 | 6991696.732 | 1478867.319 | 3678399.7627 | 0 | 42134292.2281 | 54283256.0418 | 749894.2093 | 3.6061 | 11684.2845 | 15053.3206 | 238.1999 | 306.8823
1 | 2300 | 707 | 0.035 | 15 | 15 | 7 | 1e-09 | 0 | Water | Porous | Wet | R600a | MinimizeLCOE_Brownfield | IgnoreSilica | 114.246 | 17.6809 | 0.92705 | 4 | 11494.9591 | 14771.1944 | 234.3403 | 301.1308 | 93.4308 | -3.5018e-06 | 5296210695.8085 | 2474733.4021 | 147654.5601 | 3469678.5344 | 4136799.8182 | 24077.0464 | 236922.601 | 0 | 4091047.7252 | 10644066.9918 | 7264794.4356 | 32489775.1148 | 3144235.0165 | 6991696.732 | 6991696.732 | 1478867.319 | 3678399.7627 | 0 | 42625706.8633 | 54774670.677 | 1000000 | 3.7082 | 11494.9591 | 14771.1944 | 234.3403 | 301.1308
1 | 2300 | 707 | 0.035 | 15 | 15 | 7 | 1.3335e-09 | 0 | Water | Porous | Wet | R600a | MinimizeLCOE_Brownfield | IgnoreSilica | 116.0092 | 17.9417 | 0.94682 | 4 | 11352.8544 | 14560.679 | 231.4433 | 296.8391 | 93.3995 | -3.2273e-06 | 5336390661.5941 | 2499880.5691 | 149117.8946 | 3510633.1745 | 4198502.876 | 24077.0464 | 227389.8783 | 0 | 4137744.5611 | 10765562.5799 | 7347717.671 | 32860626.2508 | 3144235.0165 | 6991696.732 | 6991696.732 | 1478867.319 | 3678399.7627 | 0 | 42996557.9994 | 55145521.8131 | 1333521.4322 | 3.7873 | 11352.8544 | 14560.679 | 231.4433 | 296.8391
1 | 2300 | 707 | 0.035 | 15 | 15 | 7 | 1.7783e-09 | 0 | Water | Porous | Wet | R600a | MinimizeLCOE_Brownfield | IgnoreSilica | 117.3561 | 18.1404 | 0.96204 | 4 | 11246.1848 | 14403.2591 | 229.2687 | 293.6299 | 93.3749 | -3.0161e-06 | 5365259908.1049 | 2518944.3716 | 150226.1087 | 3541759.5176 | 4245561.3954 | 24077.0464 | 219658.7184 | 0 | 4173088.5917 | 10857520.4973 | 7410480.8391 | 33141317.0862 | 3144235.0165 | 6991696.732 | 6991696.732 | 1478867.319 | 3678399.7627 | 0 | 43277248.8347 | 55426212.6484 | 1778279.41 | 3.8482 | 11246.1848 | 14403.2591 | 229.2687 | 293.6299
1 | 2300 | 707 | 0.035 | 15 | 15 | 7 | 2.3714e-09 | 0 | Water | Porous | Wet | R600a | MinimizeLCOE_Brownfield | IgnoreSilica | 118.365 | 18.2889 | 0.9736 | 4 | 11166.1344 | 14285.7325 | 227.6368 | 291.234 | 93.356 | -2.8539e-06 | 5388761704.8768 | 2533137.4655 | 151050.4869 | 3564980.3269 | 4280761.7724 | 24077.0464 | 213424.031 | 0 | 4199298.1403 | 10925712.3667 | 7457023.1912 | 33349464.8273 | 3144235.0165 | 6991696.732 | 6991696.732 | 1478867.319 | 3678399.7627 | 0 | 43485396.5758 | 55634360.3895 | 2371373.7057 | 3.8944 | 11166.1344 | 14285.7325 | 227.6368 | 291.234
1 | 2300 | 707 | 0.035 | 15 | 15 | 7 | 3.1623e-09 | 0 | Water | Porous | Wet | R600a | MinimizeLCOE_Brownfield | IgnoreSilica | 119.1271 | 18.4008 | 0.98238 | 4 | 11106.0665 | 14197.7749 | 226.4122 | 289.4408 | 93.3415 | -2.7305e-06 | 5407283832.5372 | 2543811.0529 | 151670.0445 | 3582469.8236 | 4307327.2039 | 24077.0464 | 208519.3487 | 0 | 4218971.0628 | 10976897.2754 | 7491957.9432 | 33505700.8014 | 3144235.0165 | 6991696.732 | 6991696.732 | 1478867.319 | 3678399.7627 | 0 | 43641632.5499 | 55790596.3636 | 3162277.6602 | 3.9295 | 11106.0665 | 14197.7749 | 226.4122 | 289.4408
1 | 2300 | 707 | 0.035 | 15 | 15 | 7 | 4.217e-09 | 0 | Water | Porous | Wet | R600a | MinimizeLCOE_Brownfield | IgnoreSilica | 119.7191 | 18.4877 | 0.98913 | 4 | 11060.9977 | 14131.6217 | 225.4934 | 288.0922 | 93.3301 | -2.6384e-06 | 5419666460.6325 | 2552071.6494 | 152149.2998 | 3596021.4537 | 4327942.78 | 24077.0464 | 204791.6532 | 0 | 4234251.0141 | 11016652.5745 | 7519091.7516 | 33627049.2226 | 3144235.0165 | 6991696.732 | 6991696.732 | 1478867.319 | 3678399.7627 | 0 | 43762980.9711 | 55911944.7848 | 4216965.0343 | 3.9565 | 11060.9977 | 14131.6217 | 225.4934 | 288.0922
1 | 2300 | 707 | 0.035 | 15 | 15 | 7 | 5.6234e-09 | 0 | Water | Porous | Wet | R600a | MinimizeLCOE_Brownfield | IgnoreSilica | 120.1406 | 18.5495 | 0.99409 | 4 | 11027.1859 | 14082.4734 | 224.8041 | 287.0903 | 93.3218 | -2.5669e-06 | 5430956280.615 | 2557938.9612 | 152489.5783 | 3605655.3147 | 4342615.084 | 24077.0464 | 201794.8667 | 0 | 4244982.632 | 11044574.0428 | 7538148.7275 | 33712276.2535 | 3144235.0165 | 6991696.732 | 6991696.732 | 1478867.319 | 3678399.7627 | 0 | 43848208.002 | 55997171.8157 | 5623413.2519 | 3.9764 | 11027.1859 | 14082.4734 | 224.8041 | 287.0903
1 | 2300 | 707 | 0.035 | 15 | 15 | 7 | 7.4989e-09 | 0 | Water | Porous | Wet | R600a | MinimizeLCOE_Brownfield | IgnoreSilica | 120.4696 | 18.5977 | 0.9979 | 4 | 11001.8216 | 14045.4482 | 224.287 | 286.3355 | 93.3154 | -2.5139e-06 | 5438528107.7687 | 2562508.3088 | 152754.5062 | 3613162.9377 | 4354058.8314 | 24077.0464 | 199560.4242 | 0 | 4253387.6013 | 11066442.0488 | 7553074.091 | 33779025.7957 | 3144235.0165 | 6991696.732 | 6991696.732 | 1478867.319 | 3678399.7627 | 0 | 43914957.5442 | 56063921.3579 | 7498942.0933 | 3.9916 | 11001.8216 | 14045.4482 | 224.287 | 286.3355
1 | 2300 | 707 | 0.035 | 15 | 15 | 7 | 1e-08 | 0 | Water | Porous | Wet | R600a | MinimizeLCOE_Brownfield | IgnoreSilica | 120.713 | 18.6333 | 1.0007 | 4 | 10982.7958 | 14017.7633 | 223.8991 | 285.7711 | 93.3105 | -2.4737e-06 | 5444538352.6736 | 2565884.233 | 152950.1987 | 3618712.4886 | 4362523.3555 | 24077.0464 | 197838.6551 | 0 | 4259574.5311 | 11082539.1711 | 7564060.7077 | 33828160.3871 | 3144235.0165 | 6991696.732 | 6991696.732 | 1478867.319 | 3678399.7627 | 0 | 43964092.1356 | 56113055.9493 | 10000000 | 4.003 | 10982.7958 | 14017.7633 | 223.8991 | 285.7711
1 | 2400 | 707 | 0.035 | 15 | 15 | 7 | 1e-13 | 0 | Water | Porous | Wet | R600a | MinimizeLCOE_Brownfield | IgnoreSilica | 0 | 0 | 0 | 0 | [5 empty] | 0 | 0 | 0 | 0 | 0 | 0 | 0 | 0 | 0 | 0 | 0 | 0 | 0 | 0 | 0 | 0 | 0 | 0 | 0 | 0 | 0 | 100 | 0
1 | 2400 | 707 | 0.035 | 15 | 15 | 7 | 1.3335e-13 | 0 | Water | Porous | Wet | R600a | MinimizeLCOE_Brownfield | IgnoreSilica | 0 | 0 | 0 | 0 | [5 empty] | 0 | 0 | 0 | 0 | 0 | 0 | 0 | 0 | 0 | 0 | 0 | 0 | 0 | 0 | 0 | 0 | 0 | 0 | 0 | 0 | 0 | 133.3521 | 0
1 | 2400 | 707 | 0.035 | 15 | 15 | 7 | 1.7783e-13 | 0 | Water | Porous | Wet | R600a | MinimizeLCOE_Brownfield | IgnoreSilica | 0 | 0 | 0 | 0 | [5 empty] | 0 | 0 | 0 | 0 | 0 | 0 | 0 | 0 | 0 | 0 | 0 | 0 | 0 | 0 | 0 | 0 | 0 | 0 | 0 | 0 | 0 | 177.8279 | 0
1 | 2400 | 707 | 0.035 | 15 | 15 | 7 | 2.3714e-13 | 0 | Water | Porous | Wet | R600a | MinimizeLCOE_Brownfield | IgnoreSilica | 0 | 0 | 0 | 0 | [5 empty] | 0 | 0 | 0 | 0 | 0 | 0 | 0 | 0 | 0 | 0 | 0 | 0 | 0 | 0 | 0 | 0 | 0 | 0 | 0 | 0 | 0 | 237.1374 | 0
1 | 2400 | 707 | 0.035 | 15 | 15 | 7 | 3.1623e-13 | 0 | Water | Porous | Wet | R600a | MinimizeLCOE_Brownfield | IgnoreSilica | 0 | 0 | 0 | 0 | [5 empty] | 0 | 0 | 0 | 0 | 0 | 0 | 0 | 0 | 0 | 0 | 0 | 0 | 0 | 0 | 0 | 0 | 0 | 0 | 0 | 0 | 0 | 316.2278 | 0
1 | 2400 | 707 | 0.035 | 15 | 15 | 7 | 4.217e-13 | 0 | Water | Porous | Wet | R600a | MinimizeLCOE_Brownfield | IgnoreSilica | 0 | 0 | 0 | 0 | [5 empty] | 0 | 0 | 0 | 0 | 0 | 0 | 0 | 0 | 0 | 0 | 0 | 0 | 0 | 0 | 0 | 0 | 0 | 0 | 0 | 0 | 0 | 421.6965 | 0
1 | 2400 | 707 | 0.035 | 15 | 15 | 7 | 5.6234e-13 | 0 | Water | Porous | Wet | R600a | MinimizeLCOE_Brownfield | IgnoreSilica | 0.69538 | 0.063481 | 7.4155e-05 | 4 | 37208822.9352 | 79775956.8658 | 758552.1842 | 1626340.7857 | 73.0108 | -1.5017e-05 | 55774899.5493 | 41173.32 | 2171.4669 | 38966.2618 | 42245.1325 | 24077.0464 | 32177.3787 | 0 | 70516.1364 | 183468.5221 | 125221.0362 | 560016.3009 | 3144235.0165 | 7332603.3321 | 7332603.3321 | 1478867.319 | 3814762.4027 | 0 | 11036854.6496 | 23663087.7035 | 562.3413 | 0.00029662 | 37208822.9352 | 79775956.8658 | 758552.1842 | 1626340.7857
1 | 2400 | 707 | 0.035 | 15 | 15 | 7 | 7.4989e-13 | 0 | Water | Porous | Wet | R600a | MinimizeLCOE_Brownfield | IgnoreSilica | 1.1001 | 0.12547 | 0.001223 | 4 | 2310336.2457 | 4891422.7952 | 47099.3293 | 99718.2698 | 80.6753 | -1.8708e-05 | 18460684.4618 | 70717.7134 | 3912.3601 | 66832.787 | 56924.2894 | 24077.0464 | 43878.4176 | 0 | 103873.6194 | 270257.8503 | 184456.5361 | 824930.6198 | 3144235.0165 | 7332603.3321 | 7332603.3321 | 1478867.319 | 3814762.4027 | 0 | 11301768.9684 | 23928002.0223 | 749.8942 | 0.0048918 | 2310336.2457 | 4891422.7952 | 47099.3293 | 99718.2698
1 | 2400 | 707 | 0.035 | 15 | 15 | 7 | 1e-12 | 0 | Water | Porous | Wet | R600a | MinimizeLCOE_Brownfield | IgnoreSilica | 1.58 | 0.20259 | 0.0031337 | 4 | 924658.1887 | 1931947.2314 | 18850.4079 | 39385.3575 | 85.2459 | -2.0581e-05 | 71771814.6084 | 102320.4362 | 5822.2999 | 97737.8084 | 74717.8175 | 24077.0464 | 54877.9823 | 0 | 140225.8223 | 364838.8253 | 249009.995 | 1113628.0331 | 3144235.0165 | 7332603.3321 | 7332603.3321 | 1478867.319 | 3814762.4027 | 0 | 11590466.3818 | 24216699.4356 | 1000 | 0.012535 | 924658.1887 | 1931947.2314 | 18850.4079 | 39385.3575
1 | 2400 | 707 | 0.035 | 15 | 15 | 7 | 1.3335e-12 | 0 | Water | Porous | Wet | R600a | MinimizeLCOE_Brownfield | IgnoreSilica | 2.1551 | 0.29701 | 0.0059518 | 4 | 500260.4246 | 1030612.8622 | 10198.4854 | 21010.4372 | 88.2598 | -2.1256e-05 | 264054129.1363 | 136566.9545 | 7916.7723 | 132454.7136 | 96267.0168 | 24077.0464 | 65381.1379 | 0 | 180438.8202 | 469464.797 | 320419.3705 | 1432986.6291 | 3144235.0165 | 7332603.3321 | 7332603.3321 | 1478867.319 | 3814762.4027 | 0 | 11909824.9778 | 24536058.0317 | 1333.5214 | 0.023807 | 500260.4246 | 1030612.8622 | 10198.4854 | 21010.4372
1 | 2400 | 707 | 0.035 | 15 | 15 | 7 | 1.7783e-12 | 0 | Water | Porous | Wet | R600a | MinimizeLCOE_Brownfield | IgnoreSilica | 2.9056 | 0.42159 | 0.0099166 | 4 | 310073.7143 | 628383.1477 | 6321.2721 | 12810.4404 | 90.5062 | -2.162e-05 | 411196020.1867 | 177120.8357 | 10411.8189 | 175015.5943 | 124547.5839 | 24077.0464 | 77320.1807 | 0 | 229512.2933 | 597143.9078 | 407562.9871 | 1822712.248 | 3144235.0165 | 7332603.3321 | 7332603.3321 | 1478867.319 | 3814762.4027 | 0 | 12299550.5966 | 24925783.6505 | 1778.2794 | 0.039667 | 310073.7143 | 628383.1477 | 6321.2721 | 12810.4404
1 | 2400 | 707 | 0.035 | 15 | 15 | 7 | 2.3714e-12 | 0 | Water | Porous | Wet | R600a | MinimizeLCOE_Brownfield | IgnoreSilica | 3.8607 | 0.58118 | 0.015343 | 4 | 207975.7945 | 413705.894 | 4239.8679 | 8433.9542 | 92.159 | -2.1605e-05 | 603580495.0571 | 224086.1555 | 13308.9115 | 226002.9253 | 160668.4902 | 24077.0464 | 90323.3837 | 0 | 288002.0959 | 749322.3762 | 511427.9188 | 2287219.3035 | 3144235.0165 | 7332603.3321 | 7332603.3321 | 1478867.319 | 3814762.4027 | 0 | 12764057.6521 | 25390290.706 | 2371.3737 | 0.061373 | 207975.7945 | 413705.894 | 4239.8679 | 8433.9542
1 | 2400 | 707 | 0.035 | 15 | 15 | 7 | 3.1623e-12 | 0 | Water | Porous | Wet | R600a | MinimizeLCOE_Brownfield | IgnoreSilica | 5.0929 | 0.78777 | 0.022666 | 4 | 147002.6693 | 286263.9039 | 2996.8483 | 5835.8769 | 93.4061 | -2.1399e-05 | 806465075.7627 | 279400.9676 | 16723.9693 | 288012.4369 | 207354.3118 | 24077.0464 | 105014 | 0 | 359027.2654 | 934115.298 | 637552.8851 | 2851278.1804 | 3144235.0165 | 7332603.3321 | 7332603.3321 | 1478867.319 | 3814762.4027 | 0 | 13328116.529 | 25954349.5829 | 3162.2777 | 0.090666 | 147002.6693 | 286263.9039 | 2996.8483 | 5835.8769
1 | 2400 | 707 | 0.035 | 15 | 15 | 7 | 4.217e-12 | 0 | Water | Porous | Wet | R600a | MinimizeLCOE_Brownfield | IgnoreSilica | 6.6445 | 1.0483 | 0.032403 | 4 | 107995.7714 | 205412.123 | 2201.6399 | 4187.604 | 94.3288 | -2.0922e-05 | 1052789346.8335 | 343186.4031 | 20660.538 | 361739.1295 | 266184.9161 | 24077.0464 | 120837.7554 | 0 | 443307.4575 | 1153395.0695 | 787215.8348 | 3520604.1503 | 3144235.0165 | 7332603.3321 | 7332603.3321 | 1478867.319 | 3814762.4027 | 0 | 13997442.4989 | 26623675.5528 | 4216.965 | 0.12961 | 107995.7714 | 205412.123 | 2201.6399 | 4187.604
1 | 2400 | 707 | 0.035 | 15 | 15 | 7 | 5.6234e-12 | 0 | Water | Porous | Wet | R600a | MinimizeLCOE_Brownfield | IgnoreSilica | 8.5204 | 1.3623 | 0.04501 | 4 | 81973.9659 | 152103.6167 | 1671.1502 | 3100.838 | 94.962 | -2.0057e-05 | 1317474690.8959 | 413873.5112 | 25014.5408 | 445919.4122 | 337177.7587 | 24077.0464 | 136407.8422 | 0 | 539163.3434 | 1402792.422 | 957434.6525 | 4281860.5294 | 3144235.0165 | 7332603.3321 | 7332603.3321 | 1478867.319 | 3814762.4027 | 0 | 14758698.8781 | 27384931.932 | 5623.4133 | 0.18004 | 81973.9659 | 152103.6167 | 1671.1502 | 3100.838
1 | 2400 | 707 | 0.035 | 15 | 15 | 7 | 7.4989e-12 | 0 | Water | Porous | Wet | R600a | MinimizeLCOE_Brownfield | IgnoreSilica | 10.6009 | 1.7063 | 0.060427 | 4 | 64313.1254 | 116550.7986 | 1311.1101 | 2376.0457 | 95.2762 | -1.8576e-05 | 1574523003.7936 | 485381.5607 | 29396.2062 | 533789.5002 | 415270.3734 | 24077.0464 | 148412.7602 | 0 | 638167.7043 | 1660381.4605 | 1133244.4642 | 5068121.0761 | 3144235.0165 | 7332603.3321 | 7332603.3321 | 1478867.319 | 3814762.4027 | 0 | 15544959.4247 | 28171192.4786 | 7498.9421 | 0.24171 | 64313.1254 | 116550.7986 | 1311.1101 | 2376.0457
1 | 2400 | 707 | 0.035 | 15 | 15 | 7 | 1e-11 | 0 | Water | Porous | Wet | R600a | MinimizeLCOE_Brownfield | IgnoreSilica | 14.4138 | 2.3563 | 0.084728 | 4 | 50161.3465 | 87416.5464 | 1022.6069 | 1782.1045 | 96.0193 | -1.9028e-05 | 1958670481.183 | 611504.8157 | 37183.1711 | 690720.6671 | 561260.6302 | 24077.0464 | 181455.8304 | 0 | 821418.8427 | 2137163.3326 | 1458657.8888 | 6523442.2249 | 3144235.0165 | 7332603.3321 | 7332603.3321 | 1478867.319 | 3814762.4027 | 0 | 17000280.5736 | 29626513.6275 | 10000 | 0.33891 | 50161.3465 | 87416.5464 | 1022.6069 | 1782.1045
1 | 2400 | 707 | 0.035 | 15 | 15 | 7 | 1.3335e-11 | 0 | Water | Porous | Wet | R600a | MinimizeLCOE_Brownfield | IgnoreSilica | 18.4233 | 3.0318 | 0.11362 | 4 | 40520.7188 | 68301.2554 | 826.0697 | 1392.4135 | 96.3384 | -1.8183e-05 | 2307722514.2793 | 731180.2284 | 44529.9643 | 844847.5607 | 713593.5315 | 24077.0464 | 205267.8981 | 0 | 999763.5295 | 2601179.624 | 1775358.5423 | 7939797.9252 | 3144235.0165 | 7332603.3321 | 7332603.3321 | 1478867.319 | 3814762.4027 | 0 | 18416636.2738 | 31042869.3277 | 13335.2143 | 0.4545 | 40520.7188 | 68301.2554 | 826.0697 | 1392.4135
1 | 2400 | 707 | 0.035 | 15 | 15 | 7 | 1.7783e-11 | 0 | Water | Porous | Wet | R600a | MinimizeLCOE_Brownfield | IgnoreSilica | 23.366 | 3.8647 | 0.15067 | 4 | 33329.4219 | 54279.6806 | 679.4653 | 1106.5647 | 96.5827 | -1.724e-05 | 2686691165.335 | 868308.4722 | 52932.7576 | 1025735.5536 | 901408.7061 | 24077.0464 | 230295.3852 | 0 | 1210075.5892 | 3148368.4625 | 2148826.1681 | 9610028.1408 | 3144235.0165 | 7332603.3321 | 7332603.3321 | 1478867.319 | 3814762.4027 | 0 | 20086866.4895 | 32713099.5434 | 17782.7941 | 0.60268 | 33329.4219 | 54279.6806 | 679.4653 | 1106.5647
1 | 2400 | 707 | 0.035 | 15 | 15 | 7 | 2.3714e-11 | 0 | Water | Porous | Wet | R600a | MinimizeLCOE_Brownfield | IgnoreSilica | 29.4218 | 4.8853 | 0.19766 | 4 | 27888.4171 | 43857.6661 | 568.5431 | 894.0978 | 96.7718 | -1.6244e-05 | 3074564344.4973 | 1024927.194 | 62511.6188 | 1237092.5513 | 1131546.1225 | 24077.0464 | 256508.8552 | 0 | 1457298.7214 | 3791592.3399 | 2587839.6814 | 11573394.1309 | 3144235.0165 | 7332603.3321 | 7332603.3321 | 1478867.319 | 3814762.4027 | 0 | 22050232.4795 | 34676465.5334 | 23713.7371 | 0.79066 | 27888.4171 | 43857.6661 | 568.5431 | 894.0978
1 | 2400 | 707 | 0.035 | 15 | 15 | 7 | 3.1623e-11 | 0 | Water | Porous | Wet | R600a | MinimizeLCOE_Brownfield | IgnoreSilica | 36.6787 | 6.1086 | 0.25618 | 4 | 23725.3516 | 36046.8275 | 483.6734 | 734.8633 | 96.9179 | -1.5181e-05 | 3473616278.2197 | 1200442.2976 | 73225.3194 | 1479108.7862 | 1407366.0305 | 24077.0464 | 282748.1652 | 0 | 1742117.3817 | 4532632.0697 | 3093614.5238 | 13835331.6205 | 3144235.0165 | 7332603.3321 | 7332603.3321 | 1478867.319 | 3814762.4027 | 0 | 24312169.9691 | 36938403.023 | 31622.7766 | 1.0247 | 23725.3516 | 36046.8275 | 483.6734 | 734.8633
1 | 2400 | 707 | 0.035 | 15 | 15 | 7 | 4.217e-11 | 0 | Water | Porous | Wet | R600a | MinimizeLCOE_Brownfield | IgnoreSilica | 45.1855 | 7.5428 | 0.32742 | 4 | 20514.5693 | 30155.1327 | 418.2172 | 614.7532 | 97.0306 | -1.4071e-05 | 3868793972.139 | 1393543.6766 | 84989.3159 | 1750808.0765 | 1730715.2849 | 24077.0464 | 307995.7126 | 0 | 2063930.354 | 5369923.4108 | 3665083.0688 | 16391065.9465 | 3144235.0165 | 7332603.3321 | 7332603.3321 | 1478867.319 | 3814762.4027 | 0 | 26867904.2951 | 39494137.349 | 42169.6503 | 1.3097 | 20514.5693 | 30155.1327 | 418.2172 | 614.7532
1 | 2400 | 707 | 0.035 | 15 | 15 | 7 | 5.6234e-11 | 0 | Water | Porous | Wet | R600a | MinimizeLCOE_Brownfield | IgnoreSilica | 54.7233 | 9.1503 | 0.41092 | 4 | 18029.1646 | 25710.94 | 367.5489 | 524.1523 | 97.1123 | -1.2891e-05 | 4253501041.6558 | 1597551.7982 | 97391.9302 | 2043303.0044 | 2093166.287 | 24077.0464 | 329664.6344 | 0 | 2412210.3332 | 6276076.4747 | 4283551.1545 | 19156992.6631 | 3144235.0165 | 7332603.3321 | 7332603.3321 | 1478867.319 | 3814762.4027 | 0 | 29633831.0117 | 42260064.0656 | 56234.1325 | 1.6437 | 18029.1646 | 25710.94 | 367.5489 | 524.1523
1 | 2400 | 707 | 0.035 | 15 | 15 | 7 | 7.4989e-11 | 0 | Water | Porous | Wet | R600a | MinimizeLCOE_Brownfield | IgnoreSilica | 64.7887 | 10.8436 | 0.50365 | 4 | 16108.8555 | 22376.1815 | 328.4008 | 456.1687 | 97.1588 | -1.1633e-05 | 4612988163.9807 | 1801246.8167 | 109745.102 | 2340510.1399 | 2475231.4742 | 24077.0464 | 344592.5328 | 0 | 2767207.2137 | 7199705.5377 | 4913946.9687 | 21976262.832 | 3144235.0165 | 7332603.3321 | 7332603.3321 | 1478867.319 | 3814762.4027 | 0 | 32453101.1807 | 45079334.2346 | 74989.4209 | 2.0146 | 16108.8555 | 22376.1815 | 328.4008 | 456.1687
1 | 2400 | 707 | 0.035 | 15 | 15 | 7 | 1e-10 | 0 | Water | Porous | Wet | R600a | MinimizeLCOE_Brownfield | IgnoreSilica | 74.7233 | 12.508 | 0.60031 | 4 | 14634.4874 | 19892.694 | 298.3438 | 405.5395 | 97.1653 | -1.0326e-05 | 4931158595.4947 | 1992215.3065 | 121291.1894 | 2623735.3752 | 2851327.7822 | 24077.0464 | 350577.7618 | 0 | 3105657.54 | 8080283.8612 | 5514959.7685 | 24664125.6312 | 3144235.0165 | 7332603.3321 | 7332603.3321 | 1478867.319 | 3814762.4027 | 0 | 35140963.9798 | 47767197.0337 | 100000 | 2.4012 | 14634.4874 | 19892.694 | 298.3438 | 405.5395
1 | 2400 | 707 | 0.035 | 15 | 15 | 7 | 1.3335e-10 | 0 | Water | Porous | Wet | R600a | MinimizeLCOE_Brownfield | IgnoreSilica | 83.9339 | 14.0409 | 0.69479 | 4 | 13510.9873 | 18054.1918 | 275.4398 | 368.0591 | 97.1344 | -9.0361e-06 | 5200171465.2866 | 2161106.9311 | 131465.4282 | 2878027.1723 | 3198536.9217 | 24077.0464 | 347491.8816 | 0 | 3408875.0987 | 8869193.7504 | 6053406.9783 | 27072181.2087 | 3144235.0165 | 7332603.3321 | 7332603.3321 | 1478867.319 | 3814762.4027 | 0 | 37549019.5573 | 50175252.6112 | 133352.1432 | 2.7791 | 13510.9873 | 18054.1918 | 275.4398 | 368.0591
1 | 2400 | 707 | 0.035 | 15 | 15 | 7 | 1.7783e-10 | 0 | Water | Porous | Wet | R600a | MinimizeLCOE_Brownfield | IgnoreSilica | 92.036 | 15.3781 | 0.78196 | 4 | 12660.0741 | 16696.8154 | 258.0927 | 340.3872 | 97.0766 | -7.8328e-06 | 5420894682.0245 | 2303530.7157 | 140011.221 | 3095409.1457 | 3502331.701 | 24077.0464 | 337066.0087 | 0 | 3666946.0771 | 9540641.4984 | 6511683.8633 | 29121697.2774 | 3144235.0165 | 7332603.3321 | 7332603.3321 | 1478867.319 | 3814762.4027 | 0 | 39598535.626 | 52224768.6799 | 177827.941 | 3.1278 | 12660.0741 | 16696.8154 | 258.0927 | 340.3872
1 | 2400 | 707 | 0.035 | 15 | 15 | 7 | 2.3714e-10 | 0 | Water | Porous | Wet | R600a | MinimizeLCOE_Brownfield | IgnoreSilica | 98.9102 | 16.5024 | 0.85882 | 4 | 12018.1695 | 15693.6372 | 245.0066 | 319.936 | 97.0047 | -6.7705e-06 | 5595296873.1024 | 2420015.9524 | 146972.8573 | 3275339.4956 | 3758612.0346 | 24077.0464 | 322133.4243 | 0 | 3879388.8161 | 10093373.9275 | 6888935.1036 | 30808848.6578 | 3144235.0165 | 7332603.3321 | 7332603.3321 | 1478867.319 | 3814762.4027 | 0 | 41285687.0064 | 53911920.0603 | 237137.3706 | 3.4353 | 12018.1695 | 15693.6372 | 245.0066 | 319.936
1 | 2400 | 707 | 0.035 | 15 | 15 | 7 | 3.1623e-10 | 0 | Water | Porous | Wet | R600a | MinimizeLCOE_Brownfield | IgnoreSilica | 104.5381 | 17.4147 | 0.92391 | 4 | 11534.9851 | 14951.5206 | 235.1563 | 304.807 | 96.9304 | -5.8665e-06 | 5733501619.3553 | 2512464.3188 | 152477.8062 | 3419587.1849 | 3967236.9636 | 24077.0464 | 305010.7913 | 0 | 4048533.1033 | 10533452.6666 | 7189297.8857 | 32152137.7668 | 3144235.0165 | 7332603.3321 | 7332603.3321 | 1478867.319 | 3814762.4027 | 0 | 42628976.1155 | 55255209.1694 | 316227.766 | 3.6956 | 11534.9851 | 14951.5206 | 235.1563 | 304.807
1 | 2400 | 707 | 0.035 | 15 | 15 | 7 | 4.217e-10 | 0 | Water | Porous | Wet | R600a | MinimizeLCOE_Brownfield | IgnoreSilica | 109.054 | 18.1409 | 0.9775 | 4 | 11171.7139 | 14400.9433 | 227.7505 | 293.5827 | 96.8606 | -5.123e-06 | 5840577358.3717 | 2584778.0856 | 156769.7623 | 3533370.5165 | 4133796.7689 | 24077.0464 | 287794.5572 | 0 | 4181028.8274 | 10878179.362 | 7424580.9388 | 33204375.8651 | 3144235.0165 | 7332603.3321 | 7332603.3321 | 1478867.319 | 3814762.4027 | 0 | 43681214.2137 | 56307447.2676 | 421696.5034 | 3.91 | 11171.7139 | 14400.9433 | 227.7505 | 293.5827
1 | 2400 | 707 | 0.035 | 15 | 15 | 7 | 5.6234e-10 | 0 | Water | Porous | Wet | R600a | MinimizeLCOE_Brownfield | IgnoreSilica | 112.6085 | 18.7087 | 1.0206 | 4 | 10898.7496 | 13991.6494 | 222.1858 | 285.2387 | 96.7995 | -4.525e-06 | 5923509893.2567 | 2640538.3262 | 160070.0403 | 3621707.6444 | 4264329.4788 | 24077.0464 | 271728.8461 | 0 | 4283156.039 | 11143893.4173 | 7605936.2414 | 34015437.0797 | 3144235.0165 | 7332603.3321 | 7332603.3321 | 1478867.319 | 3814762.4027 | 0 | 44492275.4283 | 57118508.4822 | 562341.3252 | 4.0823 | 10898.7496 | 13991.6494 | 222.1858 | 285.2387
1 | 2400 | 707 | 0.035 | 15 | 15 | 7 | 7.4989e-10 | 0 | Water | Porous | Wet | R600a | MinimizeLCOE_Brownfield | IgnoreSilica | 115.3681 | 19.1469 | 1.0546 | 4 | 10693.6996 | 13686.7974 | 218.0055 | 279.0239 | 96.7482 | -4.0522e-06 | 5987575041.3848 | 2683130.6457 | 162585.1842 | 3689550.6686 | 4365309.3891 | 24077.0464 | 257510.9177 | 0 | 4361043.9022 | 11346541.6603 | 7744247.8313 | 34633997.2455 | 3144235.0165 | 7332603.3321 | 7332603.3321 | 1478867.319 | 3814762.4027 | 0 | 45110835.5941 | 57737068.648 | 749894.2093 | 4.2184 | 10693.6996 | 13686.7974 | 218.0055 | 279.0239
1 | 2400 | 707 | 0.035 | 15 | 15 | 7 | 1e-09 | 0 | Water | Porous | Wet | R600a | MinimizeLCOE_Brownfield | IgnoreSilica | 117.4876 | 19.4819 | 1.0811 | 4 | 10539.694 | 13459.3996 | 214.8659 | 274.3881 | 96.7066 | -3.6832e-06 | 6037082131.5762 | 2715429.239 | 164488.9641 | 3741216.4154 | 4442639.2362 | 24077.0464 | 245397.9183 | 0 | 4419967.0396 | 11499847.577 | 7848882.2696 | 35101945.7055 | 3144235.0165 | 7332603.3321 | 7332603.3321 | 1478867.319 | 3814762.4027 | 0 | 45578784.0542 | 58205017.1081 | 1000000 | 4.3245 | 10539.694 | 13459.3996 | 214.8659 | 274.3881
1 | 2400 | 707 | 0.035 | 15 | 15 | 7 | 1.3335e-09 | 0 | Water | Porous | Wet | R600a | MinimizeLCOE_Brownfield | IgnoreSilica | 119.1077 | 19.7371 | 1.1016 | 4 | 10424.0442 | 13289.495 | 212.5082 | 270.9243 | 96.6736 | -3.3984e-06 | 6074861429.3638 | 2739877.2399 | 165927.9168 | 3780453.1002 | 4501615.2563 | 24077.0464 | 235399.0595 | 0 | 4464466.3515 | 11615625.6585 | 7927903.1892 | 35455344.8183 | 3144235.0165 | 7332603.3321 | 7332603.3321 | 1478867.319 | 3814762.4027 | 0 | 45932183.167 | 58558416.2209 | 1333521.4322 | 4.4064 | 10424.0442 | 13289.495 | 212.5082 | 270.9243
1 | 2400 | 707 | 0.035 | 15 | 15 | 7 | 1.7783e-09 | 0 | Water | Porous | Wet | R600a | MinimizeLCOE_Brownfield | IgnoreSilica | 120.3233 | 19.9281 | 1.1172 | 4 | 10337.2001 | 13162.6604 | 210.7378 | 268.3386 | 96.6481 | -3.1782e-06 | 6103948717.2572 | 2758088.7724 | 166998.6727 | 3809751.6056 | 4545791.8059 | 24077.0464 | 227240.8136 | 0 | 4497459.9995 | 11701468.3627 | 7986492.5987 | 35717369.6773 | 3144235.0165 | 7332603.3321 | 7332603.3321 | 1478867.319 | 3814762.4027 | 0 | 46194208.026 | 58820441.0799 | 1778279.41 | 4.4687 | 10337.2001 | 13162.6604 | 210.7378 | 268.3386
1 | 2400 | 707 | 0.035 | 15 | 15 | 7 | 2.3714e-09 | 0 | Water | Porous | Wet | R600a | MinimizeLCOE_Brownfield | IgnoreSilica | 121.2466 | 20.0728 | 1.1291 | 4 | 10271.9916 | 13067.6684 | 209.4084 | 266.4021 | 96.6284 | -3.0103e-06 | 6126747790.4875 | 2771849.4725 | 167807.1291 | 3831928.4762 | 4579307.6848 | 24077.0464 | 220784.4859 | 0 | 4522344.175 | 11766211.8831 | 8030681.3817 | 35914991.7347 | 3144235.0165 | 7332603.3321 | 7332603.3321 | 1478867.319 | 3814762.4027 | 0 | 46391830.0833 | 59018063.1372 | 2371373.7057 | 4.5163 | 10271.9916 | 13067.6684 | 209.4084 | 266.4021
1 | 2400 | 707 | 0.035 | 15 | 15 | 7 | 3.1623e-09 | 0 | Water | Porous | Wet | R600a | MinimizeLCOE_Brownfield | IgnoreSilica | 121.9434 | 20.1819 | 1.1381 | 4 | 10223.0466 | 12996.5433 | 208.4106 | 264.9521 | 96.6134 | -2.8828e-06 | 6144081171.9662 | 2782189.4593 | 168414.2172 | 3848616.6173 | 4604574.1579 | 24077.0464 | 215725.3423 | 0 | 4541002.7677 | 11814757.7139 | 8063814.9087 | 36063172.2306 | 3144235.0165 | 7332603.3321 | 7332603.3321 | 1478867.319 | 3814762.4027 | 0 | 46540010.5793 | 59166243.6332 | 3162277.6602 | 4.5525 | 10223.0466 | 12996.5433 | 208.4106 | 264.9521
1 | 2400 | 707 | 0.035 | 15 | 15 | 7 | 4.217e-09 | 0 | Water | Porous | Wet | R600a | MinimizeLCOE_Brownfield | IgnoreSilica | 122.4723 | 20.2646 | 1.145 | 4 | 10186.315 | 12943.2066 | 207.6618 | 263.8648 | 96.6018 | -2.7867e-06 | 6156456872.3559 | 2790013.8228 | 168873.3764 | 3861258.5847 | 4623740.7757 | 24077.0464 | 211823.651 | 0 | 4555117.0303 | 11851480.1297 | 8088878.7121 | 36175263.1291 | 3144235.0165 | 7332603.3321 | 7332603.3321 | 1478867.319 | 3814762.4027 | 0 | 46652101.4778 | 59278334.5317 | 4216965.0343 | 4.5799 | 10186.315 | 12943.2066 | 207.6618 | 263.8648
1 | 2400 | 707 | 0.035 | 15 | 15 | 7 | 5.6234e-09 | 0 | Water | Porous | Wet | R600a | MinimizeLCOE_Brownfield | IgnoreSilica | 122.8667 | 20.3262 | 1.1501 | 4 | 10158.7533 | 12903.2971 | 207.0999 | 263.0512 | 96.5931 | -2.7138e-06 | 6166852512.3338 | 2795832.4561 | 169214.7037 | 3870667.6501 | 4638020.6275 | 24077.0464 | 208802.4407 | 0 | 4565579.8206 | 11878702.1639 | 8107458.3098 | 36258355.2188 | 3144235.0165 | 7332603.3321 | 7332603.3321 | 1478867.319 | 3814762.4027 | 0 | 46735193.5675 | 59361426.6214 | 5623413.2519 | 4.6005 | 10158.7533 | 12903.2971 | 207.0999 | 263.0512
1 | 2400 | 707 | 0.035 | 15 | 15 | 7 | 7.4989e-09 | 0 | Water | Porous | Wet | R600a | MinimizeLCOE_Brownfield | IgnoreSilica | 123.1614 | 20.3722 | 1.154 | 4 | 10138.075 | 12873.4133 | 206.6784 | 262.4419 | 96.5865 | -2.6587e-06 | 6174546324.8061 | 2800172.5039 | 169469.2233 | 3877690.1091 | 4648686.5703 | 24077.0464 | 206483.2965 | 0 | 4573365.7123 | 11898959.4572 | 8121284.3287 | 36320188.2478 | 3144235.0165 | 7332603.3321 | 7332603.3321 | 1478867.319 | 3814762.4027 | 0 | 46797026.5964 | 59423259.6503 | 7498942.0933 | 4.616 | 10138.075 | 12873.4133 | 206.6784 | 262.4419
1 | 2400 | 707 | 0.035 | 15 | 15 | 7 | 1e-08 | 0 | Water | Porous | Wet | R600a | MinimizeLCOE_Brownfield | IgnoreSilica | 123.3855 | 20.4072 | 1.1569 | 4 | 10122.5626 | 12850.9734 | 206.3621 | 261.9845 | 96.5815 | -2.6174e-06 | 6180103219.7955 | 2803468.7503 | 169662.488 | 3883026.1423 | 4656795.8007 | 24077.0464 | 204733.1279 | 0 | 4579287.7087 | 11914367.2769 | 8131800.4822 | 36367218.8234 | 3144235.0165 | 7332603.3321 | 7332603.3321 | 1478867.319 | 3814762.4027 | 0 | 46844057.172 | 59470290.2259 | 10000000 | 4.6277 | 10122.5626 | 12850.9734 | 206.3621 | 261.9845
1 | 2500 | 707 | 0.035 | 15 | 15 | 7 | 1e-13 | 0 | Water | Porous | Wet | R600a | MinimizeLCOE_Brownfield | IgnoreSilica | 0 | 0 | 0 | 0 | [5 empty] | 0 | 0 | 0 | 0 | 0 | 0 | 0 | 0 | 0 | 0 | 0 | 0 | 0 | 0 | 0 | 0 | 0 | 0 | 0 | 0 | 0 | 100 | 0
1 | 2500 | 707 | 0.035 | 15 | 15 | 7 | 1.3335e-13 | 0 | Water | Porous | Wet | R600a | MinimizeLCOE_Brownfield | IgnoreSilica | 0 | 0 | 0 | 0 | [5 empty] | 0 | 0 | 0 | 0 | 0 | 0 | 0 | 0 | 0 | 0 | 0 | 0 | 0 | 0 | 0 | 0 | 0 | 0 | 0 | 0 | 0 | 133.3521 | 0
1 | 2500 | 707 | 0.035 | 15 | 15 | 7 | 1.7783e-13 | 0 | Water | Porous | Wet | R600a | MinimizeLCOE_Brownfield | IgnoreSilica | 0 | 0 | 0 | 0 | [5 empty] | 0 | 0 | 0 | 0 | 0 | 0 | 0 | 0 | 0 | 0 | 0 | 0 | 0 | 0 | 0 | 0 | 0 | 0 | 0 | 0 | 0 | 177.8279 | 0
1 | 2500 | 707 | 0.035 | 15 | 15 | 7 | 2.3714e-13 | 0 | Water | Porous | Wet | R600a | MinimizeLCOE_Brownfield | IgnoreSilica | 0 | 0 | 0 | 0 | [5 empty] | 0 | 0 | 0 | 0 | 0 | 0 | 0 | 0 | 0 | 0 | 0 | 0 | 0 | 0 | 0 | 0 | 0 | 0 | 0 | 0 | 0 | 237.1374 | 0
1 | 2500 | 707 | 0.035 | 15 | 15 | 7 | 3.1623e-13 | 0 | Water | Porous | Wet | R600a | MinimizeLCOE_Brownfield | IgnoreSilica | 0 | 0 | 0 | 0 | [5 empty] | 0 | 0 | 0 | 0 | 0 | 0 | 0 | 0 | 0 | 0 | 0 | 0 | 0 | 0 | 0 | 0 | 0 | 0 | 0 | 0 | 0 | 316.2278 | 0
1 | 2500 | 707 | 0.035 | 15 | 15 | 7 | 4.217e-13 | 0 | Water | Porous | Wet | R600a | MinimizeLCOE_Brownfield | IgnoreSilica | 0 | 0 | 0 | 0 | [5 empty] | 0 | 0 | 0 | 0 | 0 | 0 | 0 | 0 | 0 | 0 | 0 | 0 | 0 | 0 | 0 | 0 | 0 | 0 | 0 | 0 | 0 | 421.6965 | 0
1 | 2500 | 707 | 0.035 | 15 | 15 | 7 | 5.6234e-13 | 0 | Water | Porous | Wet | R600a | MinimizeLCOE_Brownfield | IgnoreSilica | 0.8806 | 0.096167 | 0.00053109 | 4 | 5428851.9751 | 11600928.6594 | 110674.4906 | 236500.6221 | 79.0767 | -1.9197e-05 | 47412994.297 | 58060.8104 | 3175.5188 | 54086.364 | 49693.3971 | 24077.0464 | 39892.0873 | 0 | 89304.2374 | 232351.3068 | 158584.5413 | 709225.3095 | 3144235.0165 | 7679370.0231 | 7679370.0231 | 1478867.319 | 3953469.0791 | 0 | 11532830.3491 | 24644536.7704 | 562.3413 | 0.0021244 | 5428851.9751 | 11600928.6594 | 110674.4906 | 236500.6221
1 | 2500 | 707 | 0.035 | 15 | 15 | 7 | 7.4989e-13 | 0 | Water | Porous | Wet | R600a | MinimizeLCOE_Brownfield | IgnoreSilica | 1.3021 | 0.16681 | 0.0021856 | 4 | 1351228.0872 | 2851029.5724 | 27546.6122 | 58122.0941 | 85.2071 | -2.2035e-05 | 126928717.9479 | 89466.5678 | 5079.1142 | 83666.391 | 65788.7547 | 24077.0464 | 51311.2026 | 0 | 124561.7399 | 324084.0961 | 221194.0548 | 989228.9675 | 3144235.0165 | 7679370.0231 | 7679370.0231 | 1478867.319 | 3953469.0791 | 0 | 11812834.0072 | 24924540.4285 | 749.8942 | 0.0087423 | 1351228.0872 | 2851029.5724 | 27546.6122 | 58122.0941
1 | 2500 | 707 | 0.035 | 15 | 15 | 7 | 1e-12 | 0 | Water | Porous | Wet | R600a | MinimizeLCOE_Brownfield | IgnoreSilica | 1.8384 | 0.25982 | 0.0047761 | 4 | 635603.9898 | 1321922.79 | 12957.647 | 26949.1841 | 89.3472 | -2.3782e-05 | 193593830.8393 | 125584.8003 | 7310.4707 | 118919.0047 | 86619.1431 | 24077.0464 | 63423.5098 | 0 | 166114.2503 | 432195.2045 | 294982.1078 | 1319225.5376 | 3144235.0165 | 7679370.0231 | 7679370.0231 | 1478867.319 | 3953469.0791 | 0 | 12142830.5772 | 25254536.9985 | 1000 | 0.019104 | 635603.9898 | 1321922.79 | 12957.647 | 26949.1841
1 | 2500 | 707 | 0.035 | 15 | 15 | 7 | 1.3335e-12 | 0 | Water | Porous | Wet | R600a | MinimizeLCOE_Brownfield | IgnoreSilica | 2.5035 | 0.37718 | 0.0085115 | 4 | 367803.1246 | 752918.6507 | 7498.1642 | 15349.2651 | 92.1973 | -2.4538e-05 | 347488036.8055 | 166110.9418 | 9838.2544 | 159916.6027 | 112695.6581 | 24077.0464 | 75808.8439 | 0 | 213894.4654 | 556509.5232 | 379829.1847 | 1698680.5206 | 3144235.0165 | 7679370.0231 | 7679370.0231 | 1478867.319 | 3953469.0791 | 0 | 12522285.5603 | 25633991.9816 | 1333.5214 | 0.034046 | 367803.1246 | 752918.6507 | 7498.1642 | 15349.2651
1 | 2500 | 707 | 0.035 | 15 | 15 | 7 | 1.7783e-12 | 0 | Water | Porous | Wet | R600a | MinimizeLCOE_Brownfield | IgnoreSilica | 3.3419 | 0.52649 | 0.013694 | 4 | 236762.3041 | 476133.3995 | 4826.7198 | 9706.6234 | 94.2615 | -2.4701e-05 | 554926780.554 | 212541.2968 | 12747.4343 | 208521.0336 | 145739.2791 | 24077.0464 | 88988.5381 | 0 | 270119.705 | 702796.0633 | 479672.7542 | 2145203.1507 | 3144235.0165 | 7679370.0231 | 7679370.0231 | 1478867.319 | 3953469.0791 | 0 | 12968808.1903 | 26080514.6116 | 1778.2794 | 0.054776 | 236762.3041 | 476133.3995 | 4826.7198 | 9706.6234
1 | 2500 | 707 | 0.035 | 15 | 15 | 7 | 2.3714e-12 | 0 | Water | Porous | Wet | R600a | MinimizeLCOE_Brownfield | IgnoreSilica | 4.4138 | 0.71834 | 0.020736 | 4 | 162814.857 | 320891.2272 | 3319.2011 | 6541.8017 | 95.8048 | -2.4535e-05 | 820950975.6793 | 266691.1177 | 16146.5643 | 267077.9407 | 188105.3595 | 24077.0464 | 103551.7913 | 0 | 337603.4297 | 878374.8721 | 599508.899 | 2681137.0205 | 3144235.0165 | 7679370.0231 | 7679370.0231 | 1478867.319 | 3953469.0791 | 0 | 13504742.0601 | 26616448.4814 | 2371.3737 | 0.082945 | 162814.857 | 320891.2272 | 3319.2011 | 6541.8017
1 | 2500 | 707 | 0.035 | 15 | 15 | 7 | 3.1623e-12 | 0 | Water | Porous | Wet | R600a | MinimizeLCOE_Brownfield | IgnoreSilica | 5.8091 | 0.96882 | 0.030205 | 4 | 117224.0676 | 225746.1792 | 2389.7712 | 4602.1412 | 96.985 | -2.4253e-05 | 1047000339.7914 | 331155.4062 | 20193.8634 | 339013.6946 | 243354.3419 | 24077.0464 | 120411.485 | 0 | 420500.2766 | 1094055.4632 | 746715.3342 | 3339476.9115 | 3144235.0165 | 7679370.0231 | 7679370.0231 | 1478867.319 | 3953469.0791 | 0 | 14163081.9511 | 27274788.3724 | 3162.2777 | 0.12082 | 117224.0676 | 225746.1792 | 2389.7712 | 4602.1412
1 | 2500 | 707 | 0.035 | 15 | 15 | 7 | 4.217e-12 | 0 | Water | Porous | Wet | R600a | MinimizeLCOE_Brownfield | IgnoreSilica | 7.5265 | 1.2771 | 0.042662 | 4 | 87463.5975 | 164299.1548 | 1783.0637 | 3349.4605 | 97.8315 | -2.3541e-05 | 1338122019.2787 | 403851.8381 | 24753.3257 | 422609.4352 | 311341.0783 | 24077.0464 | 137681.6658 | 0 | 516482.6119 | 1343781.8109 | 917158.6979 | 4101737.5101 | 3144235.0165 | 7679370.0231 | 7679370.0231 | 1478867.319 | 3953469.0791 | 0 | 14925342.5498 | 28037048.9711 | 4216.965 | 0.17065 | 87463.5975 | 164299.1548 | 1783.0637 | 3349.4605
1 | 2500 | 707 | 0.035 | 15 | 15 | 7 | 5.6234e-12 | 0 | Water | Porous | Wet | R600a | MinimizeLCOE_Brownfield | IgnoreSilica | 9.5144 | 1.6315 | 0.058392 | 4 | 67437.4639 | 123573.6516 | 1374.8039 | 2519.216 | 98.353 | -2.2215e-05 | 1645147173.4267 | 480875.0755 | 29566.8319 | 513910.9585 | 389696.9226 | 24077.0464 | 152874.9013 | 0 | 620490.6772 | 1614389.4618 | 1101853.9801 | 4927735.8553 | 3144235.0165 | 7679370.0231 | 7679370.0231 | 1478867.319 | 3953469.0791 | 0 | 15751340.8949 | 28863047.3162 | 5623.4133 | 0.23357 | 67437.4639 | 123573.6516 | 1374.8039 | 2519.216
1 | 2500 | 707 | 0.035 | 15 | 15 | 7 | 7.4989e-12 | 0 | Water | Porous | Wet | R600a | MinimizeLCOE_Brownfield | IgnoreSilica | 13.2734 | 2.3118 | 0.082225 | 4 | 52596.3637 | 92461.6909 | 1072.248 | 1884.9566 | 99.1276 | -2.3425e-05 | 2067424758.6484 | 616816.6314 | 38085.2835 | 678816.8691 | 539317.0289 | 24077.0464 | 193558.5031 | 0 | 815361.8313 | 2121404.2314 | 1447901.9784 | 6475339.4035 | 3144235.0165 | 7679370.0231 | 7679370.0231 | 1478867.319 | 3953469.0791 | 0 | 17298944.4432 | 30410650.8645 | 7498.9421 | 0.3289 | 52596.3637 | 92461.6909 | 1072.248 | 1884.9566
1 | 2500 | 707 | 0.035 | 15 | 15 | 7 | 1e-11 | 0 | Water | Porous | Wet | R600a | MinimizeLCOE_Brownfield | IgnoreSilica | 16.2307 | 2.8457 | 0.10964 | 4 | 41968.2143 | 71865.8872 | 855.5788 | 1465.0833 | 99.462 | -2.1294e-05 | 2423969419.0838 | 715038.9571 | 44223.9346 | 801388.6623 | 656832.4476 | 24077.0464 | 206307.7536 | 0 | 954668.8326 | 2483852.473 | 1695280.3509 | 7581670.458 | 3144235.0165 | 7679370.0231 | 7679370.0231 | 1478867.319 | 3953469.0791 | 0 | 18405275.4977 | 31516981.919 | 10000 | 0.43855 | 41968.2143 | 71865.8872 | 855.5788 | 1465.0833
1 | 2500 | 707 | 0.035 | 15 | 15 | 7 | 1.3335e-11 | 0 | Water | Porous | Wet | R600a | MinimizeLCOE_Brownfield | IgnoreSilica | 20.6741 | 3.6466 | 0.1463 | 4 | 34226.4355 | 56631.5068 | 697.7522 | 1154.5099 | 99.7659 | -2.0278e-05 | 2833360962.1244 | 852558.0105 | 52798.1869 | 977043.9301 | 833218.7645 | 24077.0464 | 232647.1178 | 0 | 1159213.7919 | 3016036.499 | 2058506.8839 | 9206100.2308 | 3144235.0165 | 7679370.0231 | 7679370.0231 | 1478867.319 | 3953469.0791 | 0 | 20029705.2704 | 33141411.6917 | 13335.2143 | 0.58521 | 34226.4355 | 56631.5068 | 697.7522 | 1154.5099
1 | 2500 | 707 | 0.035 | 15 | 15 | 7 | 1.7783e-11 | 0 | Water | Porous | Wet | R600a | MinimizeLCOE_Brownfield | IgnoreSilica | 26.1381 | 4.6318 | 0.1931 | 4 | 28407.9084 | 45383.103 | 579.1336 | 925.1959 | 99.9997 | -1.9169e-05 | 3265694688.4787 | 1009953.9293 | 62592.2752 | 1182841.2456 | 1050150.7041 | 24077.0464 | 260266.539 | 0 | 1400053.8785 | 3642653.0013 | 2486185.5224 | 11118774.1418 | 3144235.0165 | 7679370.0231 | 7679370.0231 | 1478867.319 | 3953469.0791 | 0 | 21942379.1815 | 35054085.6028 | 17782.7941 | 0.7724 | 28407.9084 | 45383.103 | 579.1336 | 925.1959
1 | 2500 | 707 | 0.035 | 15 | 15 | 7 | 2.3714e-11 | 0 | Water | Porous | Wet | R600a | MinimizeLCOE_Brownfield | IgnoreSilica | 32.7741 | 5.8284 | 0.25204 | 4 | 23976.87 | 36982.556 | 488.8009 | 753.9394 | 100.1806 | -1.7991e-05 | 3710247034.0271 | 1188406.8697 | 73674.0489 | 1421401.7151 | 1313649.1581 | 24077.0464 | 288648.3583 | 0 | 1680844.3066 | 4373212.0972 | 2984807.1169 | 13348720.7171 | 3144235.0165 | 7679370.0231 | 7679370.0231 | 1478867.319 | 3953469.0791 | 0 | 24172325.7568 | 37284032.1781 | 23713.7371 | 1.0082 | 23976.87 | 36982.556 | 488.8009 | 753.9394
1 | 2500 | 707 | 0.035 | 15 | 15 | 7 | 3.1623e-11 | 0 | Water | Porous | Wet | R600a | MinimizeLCOE_Brownfield | IgnoreSilica | 40.6741 | 7.2533 | 0.32486 | 4 | 20567.9674 | 30658.2716 | 419.3058 | 625.0103 | 100.3208 | -1.675e-05 | 4159275305.0627 | 1387384.9117 | 86004.9536 | 1693024.1504 | 1627378.322 | 24077.0464 | 316729.9271 | 0 | 2002493.7314 | 5210077.9211 | 3555985.2375 | 15903156.2012 | 3144235.0165 | 7679370.0231 | 7679370.0231 | 1478867.319 | 3953469.0791 | 0 | 26726761.2409 | 39838467.6622 | 31622.7766 | 1.2994 | 20567.9674 | 30658.2716 | 419.3058 | 625.0103
1 | 2500 | 707 | 0.035 | 15 | 15 | 7 | 4.217e-11 | 0 | Water | Porous | Wet | R600a | MinimizeLCOE_Brownfield | IgnoreSilica | 49.7922 | 8.8979 | 0.41233 | 4 | 17928.2375 | 25877.9567 | 365.4914 | 527.5571 | 100.4271 | -1.5444e-05 | 4601550432.7502 | 1603281.5869 | 99355.9905 | 1993574.5014 | 1989482.1497 | 24077.0464 | 342676.5932 | 0 | 2360454.6686 | 6141418.8518 | 4191644.5599 | 18745965.9485 | 3144235.0165 | 7679370.0231 | 7679370.0231 | 1478867.319 | 3953469.0791 | 0 | 29569570.9881 | 42681277.4094 | 42169.6503 | 1.6493 | 17928.2375 | 25877.9567 | 365.4914 | 527.5571
1 | 2500 | 707 | 0.035 | 15 | 15 | 7 | 5.6234e-11 | 0 | Water | Porous | Wet | R600a | MinimizeLCOE_Brownfield | IgnoreSilica | 59.8117 | 10.7033 | 0.51295 | 4 | 15881.1771 | 22271.5571 | 323.7593 | 454.0358 | 100.4982 | -1.4054e-05 | 5021115847.2997 | 1827147.8245 | 113167.1004 | 2310980.041 | 2387128.8199 | 24077.0464 | 363468.0537 | 0 | 2740127.8655 | 7129250.6285 | 4865860.0454 | 21761207.4252 | 3144235.0165 | 7679370.0231 | 7679370.0231 | 1478867.319 | 3953469.0791 | 0 | 32584812.4648 | 45696518.8861 | 56234.1325 | 2.0518 | 15881.1771 | 22271.5571 | 323.7593 | 454.0358
1 | 2500 | 707 | 0.035 | 15 | 15 | 7 | 7.4989e-11 | 0 | Water | Porous | Wet | R600a | MinimizeLCOE_Brownfield | IgnoreSilica | 70.1017 | 12.5518 | 0.6219 | 4 | 14300.318 | 19571.1831 | 291.5313 | 398.985 | 100.5271 | -1.2576e-05 | 5403143402.5709 | 2044893.1868 | 126561.2535 | 2625058.686 | 2794698.8047 | 24077.0464 | 375532.9163 | 0 | 3116420.5385 | 8108286.9755 | 5534072.4694 | 24749601.877 | 3144235.0165 | 7679370.0231 | 7679370.0231 | 1478867.319 | 3953469.0791 | 0 | 35573206.9166 | 48684913.3379 | 74989.4209 | 2.4876 | 14300.318 | 19571.1831 | 291.5313 | 398.985
1 | 2500 | 707 | 0.035 | 15 | 15 | 7 | 1e-10 | 0 | Water | Porous | Wet | R600a | MinimizeLCOE_Brownfield | IgnoreSilica | 80 | 14.3196 | 0.73246 | 4 | 13088.5208 | 17563.7774 | 266.8272 | 358.0614 | 100.5112 | -1.1066e-05 | 5732958344.621 | 2243998.2378 | 138764.007 | 2916916.3012 | 3185259.0458 | 24077.0464 | 377385.3944 | 0 | 3465696.0127 | 9017030.113 | 6154308.3336 | 27523434.4918 | 3144235.0165 | 7679370.0231 | 7679370.0231 | 1478867.319 | 3953469.0791 | 0 | 38347039.5314 | 51458745.9527 | 100000 | 2.9298 | 13088.5208 | 17563.7774 | 266.8272 | 358.0614
1 | 2500 | 707 | 0.035 | 15 | 15 | 7 | 1.3335e-10 | 0 | Water | Porous | Wet | R600a | MinimizeLCOE_Brownfield | IgnoreSilica | 88.9614 | 15.907 | 0.83778 | 4 | 12166.3512 | 16078.9621 | 248.0275 | 327.7914 | 100.4578 | -9.6058e-06 | 6005551192.9782 | 2416094.1474 | 149266.7327 | 3172962.5229 | 3536956.9359 | 24077.0464 | 369705.4096 | 0 | 3770934.4899 | 9811198.0178 | 6696344.2471 | 29947539.5495 | 3144235.0165 | 7679370.0231 | 7679370.0231 | 1478867.319 | 3953469.0791 | 0 | 40771144.5891 | 53882851.0104 | 133352.1432 | 3.3511 | 12166.3512 | 16078.9621 | 248.0275 | 327.7914
1 | 2500 | 707 | 0.035 | 15 | 15 | 7 | 1.7783e-10 | 0 | Water | Porous | Wet | R600a | MinimizeLCOE_Brownfield | IgnoreSilica | 96.7371 | 17.2712 | 0.93313 | 4 | 11468.3055 | 14981.1289 | 233.7969 | 305.4106 | 100.3808 | -8.2769e-06 | 6224006039.0239 | 2559391.7814 | 157972.7927 | 3389029.0736 | 3840224.621 | 24077.0464 | 355274.8739 | 0 | 4027128.3736 | 10477761.9506 | 7151287.8277 | 31982148.3407 | 3144235.0165 | 7679370.0231 | 7679370.0231 | 1478867.319 | 3953469.0791 | 0 | 42805753.3803 | 55917459.8016 | 177827.941 | 3.7325 | 11468.3055 | 14981.1289 | 233.7969 | 305.4106
1 | 2500 | 707 | 0.035 | 15 | 15 | 7 | 2.3714e-10 | 0 | Water | Porous | Wet | R600a | MinimizeLCOE_Brownfield | IgnoreSilica | 103.2345 | 18.4 | 1.0157 | 4 | 10941.6448 | 14168.8566 | 223.0602 | 288.8513 | 100.2944 | -7.1213e-06 | 6396139293.1509 | 2674946.1383 | 164962.6265 | 3565304.2585 | 4092023.5545 | 24077.0464 | 336936.3639 | 0 | 4234717.4953 | 11017866.2629 | 7519920.1189 | 33630753.8652 | 3144235.0165 | 7679370.0231 | 7679370.0231 | 1478867.319 | 3953469.0791 | 0 | 44454358.9048 | 57566065.3261 | 237137.3706 | 4.0629 | 10941.6448 | 14168.8566 | 223.0602 | 288.8513
1 | 2500 | 707 | 0.035 | 15 | 15 | 7 | 3.1623e-10 | 0 | Water | Porous | Wet | R600a | MinimizeLCOE_Brownfield | IgnoreSilica | 108.5157 | 19.309 | 1.0848 | 4 | 10545.0173 | 13566.639 | 214.9744 | 276.5743 | 100.2096 | -6.153e-06 | 6531670498.473 | 2766109.8644 | 170455.0228 | 3705748.1313 | 4295468.4065 | 24077.0464 | 317272.8198 | 0 | 4398861.2035 | 11444934.521 | 7811402.9805 | 34934329.9961 | 3144235.0165 | 7679370.0231 | 7679370.0231 | 1478867.319 | 3953469.0791 | 0 | 45757935.0358 | 58869641.457 | 316227.766 | 4.3393 | 10545.0173 | 13566.639 | 214.9744 | 276.5743
1 | 2500 | 707 | 0.035 | 15 | 15 | 7 | 4.217e-10 | 0 | Water | Porous | Wet | R600a | MinimizeLCOE_Brownfield | IgnoreSilica | 112.7157 | 20.0261 | 1.1411 | 4 | 10246.6075 | 13119.1985 | 208.891 | 267.4526 | 100.1328 | -5.3636e-06 | 6633725518.63 | 2836862.6671 | 174702.8481 | 3815635.4457 | 4456411.6975 | 24077.0464 | 298139.0839 | 0 | 4526273.2276 | 11776434.4719 | 8037658.5086 | 35946194.9968 | 3144235.0165 | 7679370.0231 | 7679370.0231 | 1478867.319 | 3953469.0791 | 0 | 46769800.0364 | 59881506.4577 | 421696.5034 | 4.5644 | 10246.6075 | 13119.1985 | 208.891 | 267.4526
1 | 2500 | 707 | 0.035 | 15 | 15 | 7 | 5.6234e-10 | 0 | Water | Porous | Wet | R600a | MinimizeLCOE_Brownfield | IgnoreSilica | 115.9944 | 20.5819 | 1.1859 | 4 | 10022.2123 | 12786.1965 | 204.3164 | 260.6639 | 100.0672 | -4.7326e-06 | 6715348451.3117 | 2891026.4055 | 177945.2007 | 3900309.3604 | 4581491.1899 | 24077.0464 | 280643.9793 | 0 | 4623642.341 | 12029768.9319 | 8210564.4831 | 36719468.9381 | 3144235.0165 | 7679370.0231 | 7679370.0231 | 1478867.319 | 3953469.0791 | 0 | 47543073.9777 | 60654780.399 | 562341.3252 | 4.7438 | 10022.2123 | 12786.1965 | 204.3164 | 260.6639
1 | 2500 | 707 | 0.035 | 15 | 15 | 7 | 7.4989e-10 | 0 | Water | Porous | Wet | R600a | MinimizeLCOE_Brownfield | IgnoreSilica | 118.5398 | 21.0111 | 1.2212 | 4 | 9853.5307 | 12537.6762 | 200.8776 | 255.5975 | 100.0128 | -4.2378e-06 | 6776903908.3292 | 2932436.0636 | 180418.1569 | 3965380.7888 | 4678248.6984 | 24077.0464 | 265475.027 | 0 | 4697953.9546 | 12223112.5071 | 8342525.446 | 37309627.6889 | 3144235.0165 | 7679370.0231 | 7679370.0231 | 1478867.319 | 3953469.0791 | 0 | 48133232.7285 | 61244939.1498 | 749894.2093 | 4.8849 | 9853.5307 | 12537.6762 | 200.8776 | 255.5975
1 | 2500 | 707 | 0.035 | 15 | 15 | 7 | 1e-09 | 0 | Water | Porous | Wet | R600a | MinimizeLCOE_Brownfield | IgnoreSilica | 120.489 | 21.3382 | 1.2486 | 4 | 9726.7648 | 12352.0963 | 198.2933 | 251.8142 | 99.9692 | -3.8532e-06 | 6824400368.4334 | 2963768.1285 | 182285.7107 | 4014816.3556 | 4752127.7815 | 24077.0464 | 252700.0497 | 0 | 4754012.2782 | 12368964.766 | 8442072.6096 | 37754824.7263 | 3144235.0165 | 7679370.0231 | 7679370.0231 | 1478867.319 | 3953469.0791 | 0 | 48578429.7659 | 61690136.1872 | 1000000 | 4.9943 | 9726.7648 | 12352.0963 | 198.2933 | 251.8142
1 | 2500 | 707 | 0.035 | 15 | 15 | 7 | 1.3335e-09 | 0 | Water | Porous | Wet | R600a | MinimizeLCOE_Brownfield | IgnoreSilica | 121.9628 | 21.5847 | 1.2695 | 4 | 9631.5235 | 12213.4978 | 196.3516 | 248.9887 | 99.9351 | -3.5559e-06 | 6861850575.2906 | 2987240.7213 | 183682.7073 | 4051967.1899 | 4807860.2462 | 24077.0464 | 242168.3972 | 0 | 4795828.5602 | 12477762.154 | 8516329.0624 | 38086916.0848 | 3144235.0165 | 7679370.0231 | 7679370.0231 | 1478867.319 | 3953469.0791 | 0 | 48910521.1245 | 62022227.5458 | 1333521.4322 | 5.0782 | 9631.5235 | 12213.4978 | 196.3516 | 248.9887
1 | 2500 | 707 | 0.035 | 15 | 15 | 7 | 1.7783e-09 | 0 | Water | Porous | Wet | R600a | MinimizeLCOE_Brownfield | IgnoreSilica | 123.0908 | 21.7728 | 1.2856 | 4 | 9559.9857 | 12109.642 | 194.8932 | 246.8714 | 99.9083 | -3.3296e-06 | 6889432067.2202 | 3005080.0341 | 184743.2048 | 4080269.6577 | 4850441.5418 | 24077.0464 | 233771.6231 | 0 | 4827569.4121 | 12560345.3396 | 8572693.7836 | 38338991.6431 | 3144235.0165 | 7679370.0231 | 7679370.0231 | 1478867.319 | 3953469.0791 | 0 | 49162596.6828 | 62274303.1041 | 1778279.41 | 5.1425 | 9559.9857 | 12109.642 | 194.8932 | 246.8714
1 | 2500 | 707 | 0.035 | 15 | 15 | 7 | 2.3714e-09 | 0 | Water | Porous | Wet | R600a | MinimizeLCOE_Brownfield | IgnoreSilica | 123.9339 | 21.9132 | 1.2978 | 4 | 9506.261 | 12032.0048 | 193.798 | 245.2887 | 99.888 | -3.1562e-06 | 6909913336.073 | 3018345.0845 | 185531.1135 | 4101351.8523 | 4882227.9673 | 24077.0464 | 227080.9741 | 0 | 4851059.4749 | 12621461.6645 | 8614406.9311 | 38525542.1085 | 3144235.0165 | 7679370.0231 | 7679370.0231 | 1478867.319 | 3953469.0791 | 0 | 49349147.1481 | 62460853.5694 | 2371373.7057 | 5.1912 | 9506.261 | 12032.0048 | 193.798 | 245.2887
1 | 2500 | 707 | 0.035 | 15 | 15 | 7 | 3.1623e-09 | 0 | Water | Porous | Wet | R600a | MinimizeLCOE_Brownfield | IgnoreSilica | 124.5575 | 22.0168 | 1.3069 | 4 | 9465.914 | 11973.9922 | 192.9755 | 244.106 | 99.8728 | -3.0232e-06 | 6927829654.9881 | 3028124.3816 | 186111.6964 | 4116911.2435 | 4905722.2171 | 24077.0464 | 221791.7885 | 0 | 4868267.9657 | 12666234.6276 | 8644965.3984 | 38662206.3651 | 3144235.0165 | 7679370.0231 | 7679370.0231 | 1478867.319 | 3953469.0791 | 0 | 49485811.4047 | 62597517.826 | 3162277.6602 | 5.2278 | 9465.914 | 11973.9922 | 192.9755 | 244.106
1 | 2500 | 707 | 0.035 | 15 | 15 | 7 | 4.217e-09 | 0 | Water | Porous | Wet | R600a | MinimizeLCOE_Brownfield | IgnoreSilica | 125.0392 | 22.0968 | 1.3139 | 4 | 9435.6291 | 11930.3614 | 192.3581 | 243.2166 | 99.861 | -2.9237e-06 | 6940224361.7095 | 3035654.9285 | 186558.5474 | 4128905.0955 | 4923854.69 | 24077.0464 | 217769.9424 | 0 | 4881559.8976 | 12700817.5078 | 8668568.9248 | 38767766.5803 | 3144235.0165 | 7679370.0231 | 7679370.0231 | 1478867.319 | 3953469.0791 | 0 | 49591371.6199 | 62703078.0412 | 4216965.0343 | 5.2558 | 9435.6291 | 11930.3614 | 192.3581 | 243.2166
1 | 2500 | 707 | 0.035 | 15 | 15 | 7 | 5.6234e-09 | 0 | Water | Porous | Wet | R600a | MinimizeLCOE_Brownfield | IgnoreSilica | 125.405 | 22.1575 | 1.3192 | 4 | 9412.9014 | 11897.6157 | 191.8947 | 242.549 | 99.852 | -2.849e-06 | 6949056579.5976 | 3041360.8928 | 186896.9984 | 4138000.1284 | 4937617.5168 | 24077.0464 | 214701.6315 | 0 | 4891635.1435 | 12727031.2312 | 8686460.3296 | 38847780.9185 | 3144235.0165 | 7679370.0231 | 7679370.0231 | 1478867.319 | 3953469.0791 | 0 | 49671385.9582 | 62783092.3795 | 5623413.2519 | 5.2769 | 9412.9014 | 11897.6157 | 191.8947 | 242.549
1 | 2500 | 707 | 0.035 | 15 | 15 | 7 | 7.4989e-09 | 0 | Water | Porous | Wet | R600a | MinimizeLCOE_Brownfield | IgnoreSilica | 125.6628 | 22.2003 | 1.3231 | 4 | 9395.8479 | 11873.2933 | 191.5471 | 242.0531 | 99.8456 | -2.7912e-06 | 6957712795.1488 | 3045375.5371 | 187135.062 | 4144402.917 | 4947312.9465 | 24077.0464 | 212263.9429 | 0 | 4898621.3062 | 12745207.7933 | 8698866.2068 | 38903262.758 | 3144235.0165 | 7679370.0231 | 7679370.0231 | 1478867.319 | 3953469.0791 | 0 | 49726867.7976 | 62838574.2189 | 7498942.0933 | 5.2924 | 9395.8479 | 11873.2933 | 191.5471 | 242.0531
1 | 2500 | 707 | 0.035 | 15 | 15 | 7 | 1e-08 | 0 | Water | Porous | Wet | R600a | MinimizeLCOE_Brownfield | IgnoreSilica | 125.8628 | 22.2334 | 1.3261 | 4 | 9383.0537 | 11854.9757 | 191.2862 | 241.6797 | 99.8406 | -2.7483e-06 | 6963466611.1855 | 3048486.6151 | 187319.5052 | 4149366.7988 | 4954833.3148 | 24077.0464 | 210447.2425 | 0 | 4904066.9039 | 12759376.1215 | 8708536.3819 | 38946509.93 | 3144235.0165 | 7679370.0231 | 7679370.0231 | 1478867.319 | 3953469.0791 | 0 | 49770114.9697 | 62881821.391 | 10000000 | 5.3043 | 9383.0537 | 11854.9757 | 191.2862 | 241.6797
1 | 2600 | 707 | 0.035 | 15 | 15 | 7 | 1e-13 | 0 | Water | Porous | Wet | R600a | MinimizeLCOE_Brownfield | IgnoreSilica | 0 | 0 | 0 | 0 | [5 empty] | 0 | 0 | 0 | 0 | 0 | 0 | 0 | 0 | 0 | 0 | 0 | 0 | 0 | 0 | 0 | 0 | 0 | 0 | 0 | 0 | 0 | 100 | 0
1 | 2600 | 707 | 0.035 | 15 | 15 | 7 | 1.3335e-13 | 0 | Water | Porous | Wet | R600a | MinimizeLCOE_Brownfield | IgnoreSilica | 0 | 0 | 0 | 0 | [5 empty] | 0 | 0 | 0 | 0 | 0 | 0 | 0 | 0 | 0 | 0 | 0 | 0 | 0 | 0 | 0 | 0 | 0 | 0 | 0 | 0 | 0 | 133.3521 | 0
1 | 2600 | 707 | 0.035 | 15 | 15 | 7 | 1.7783e-13 | 0 | Water | Porous | Wet | R600a | MinimizeLCOE_Brownfield | IgnoreSilica | 0 | 0 | 0 | 0 | [5 empty] | 0 | 0 | 0 | 0 | 0 | 0 | 0 | 0 | 0 | 0 | 0 | 0 | 0 | 0 | 0 | 0 | 0 | 0 | 0 | 0 | 0 | 177.8279 | 0
1 | 2600 | 707 | 0.035 | 15 | 15 | 7 | 2.3714e-13 | 0 | Water | Porous | Wet | R600a | MinimizeLCOE_Brownfield | IgnoreSilica | 0 | 0 | 0 | 0 | [5 empty] | 0 | 0 | 0 | 0 | 0 | 0 | 0 | 0 | 0 | 0 | 0 | 0 | 0 | 0 | 0 | 0 | 0 | 0 | 0 | 0 | 0 | 237.1374 | 0
1 | 2600 | 707 | 0.035 | 15 | 15 | 7 | 3.1623e-13 | 0 | Water | Porous | Wet | R600a | MinimizeLCOE_Brownfield | IgnoreSilica | 0 | 0 | 0 | 0 | [5 empty] | 0 | 0 | 0 | 0 | 0 | 0 | 0 | 0 | 0 | 0 | 0 | 0 | 0 | 0 | 0 | 0 | 0 | 0 | 0 | 0 | 0 | 316.2278 | 0
1 | 2600 | 707 | 0.035 | 15 | 15 | 7 | 4.217e-13 | 0 | Water | Porous | Wet | R600a | MinimizeLCOE_Brownfield | IgnoreSilica | 0 | 0 | 0 | 0 | [5 empty] | 0 | 0 | 0 | 0 | 0 | 0 | 0 | 0 | 0 | 0 | 0 | 0 | 0 | 0 | 0 | 0 | 0 | 0 | 0 | 0 | 0 | 421.6965 | 0
1 | 2600 | 707 | 0.035 | 15 | 15 | 7 | 5.6234e-13 | 0 | Water | Porous | Wet | R600a | MinimizeLCOE_Brownfield | IgnoreSilica | 1.0658 | 0.13344 | 0.0012272 | 4 | 2453458.8809 | 5225148.0613 | 50017.0778 | 106521.7108 | 84.2814 | -2.3295e-05 | 15123840.7809 | 76131.387 | 4291.0038 | 70028.6819 | 57745.3775 | 24077.0464 | 47669.9343 | 0 | 109177.9381 | 284058.5994 | 193875.8309 | 867055.7994 | 3144235.0165 | 8031996.805 | 8031996.805 | 1478867.319 | 4094519.7919 | 0 | 12043287.6209 | 25648671.5368 | 562.3413 | 0.0049087 | 2453458.8809 | 5225148.0613 | 50017.0778 | 106521.7108
1 | 2600 | 707 | 0.035 | 15 | 15 | 7 | 7.4989e-13 | 0 | Water | Porous | Wet | R600a | MinimizeLCOE_Brownfield | IgnoreSilica | 1.5411 | 0.21971 | 0.0035021 | 4 | 882707.8201 | 1853935.4427 | 17995.1929 | 37794.9816 | 89.729 | -2.6031e-05 | 109419403.7314 | 112193.2268 | 6532.7389 | 103962.6821 | 76788.3604 | 24077.0464 | 60375.6785 | 0 | 149732.5959 | 389573.5003 | 265891.9189 | 1189127.7483 | 3144235.0165 | 8031996.805 | 8031996.805 | 1478867.319 | 4094519.7919 | 0 | 12365359.5698 | 25970743.4857 | 749.8942 | 0.014008 | 882707.8201 | 1853935.4427 | 17995.1929 | 37794.9816
1 | 2600 | 707 | 0.035 | 15 | 15 | 7 | 1e-12 | 0 | Water | Porous | Wet | R600a | MinimizeLCOE_Brownfield | IgnoreSilica | 2.1162 | 0.32688 | 0.0069207 | 4 | 459694.2473 | 951165.8283 | 9371.489 | 19390.802 | 93.3421 | -2.7232e-05 | 340285230.2135 | 151739.7071 | 9027.9287 | 142502.4371 | 100165.9257 | 24077.0464 | 72756.5195 | 0 | 195105.1301 | 507623.527 | 346463.4878 | 1549461.7092 | 3144235.0165 | 8031996.805 | 8031996.805 | 1478867.319 | 4094519.7919 | 0 | 12725693.5307 | 26331077.4466 | 1000 | 0.027683 | 459694.2473 | 951165.8283 | 9371.489 | 19390.802
1 | 2600 | 707 | 0.035 | 15 | 15 | 7 | 1.3335e-12 | 0 | Water | Porous | Wet | R600a | MinimizeLCOE_Brownfield | IgnoreSilica | 2.8667 | 0.46865 | 0.011776 | 4 | 279478.9329 | 568304.3925 | 5697.5561 | 11585.6537 | 96.0202 | -2.7954e-05 | 506379762.4128 | 198577.9265 | 12005.4209 | 189753.3787 | 130915.8605 | 24077.0464 | 86812.0134 | 0 | 250435.2421 | 651581.1287 | 444717.509 | 1988875.5262 | 3144235.0165 | 8031996.805 | 8031996.805 | 1478867.319 | 4094519.7919 | 0 | 13165107.3477 | 26770491.2636 | 1333.5214 | 0.047106 | 279478.9329 | 568304.3925 | 5697.5561 | 11585.6537
1 | 2600 | 707 | 0.035 | 15 | 15 | 7 | 1.7783e-12 | 0 | Water | Porous | Wet | R600a | MinimizeLCOE_Brownfield | IgnoreSilica | 3.807 | 0.64763 | 0.018447 | 4 | 185385.9093 | 369768.444 | 3779.3425 | 7538.2299 | 97.959 | -2.7999e-05 | 775213261.7972 | 251990.3243 | 15412.7331 | 245467.5777 | 169622.2404 | 24077.0464 | 101626.7326 | 0 | 315196.6953 | 820077.1454 | 559719.5026 | 2503189.9978 | 3144235.0165 | 8031996.805 | 8031996.805 | 1478867.319 | 4094519.7919 | 0 | 13679421.8193 | 27284805.7352 | 1778.2794 | 0.073789 | 185385.9093 | 369768.444 | 3779.3425 | 7538.2299
1 | 2600 | 707 | 0.035 | 15 | 15 | 7 | 2.3714e-12 | 0 | Water | Porous | Wet | R600a | MinimizeLCOE_Brownfield | IgnoreSilica | 5.025 | 0.8805 | 0.027477 | 4 | 130169.7844 | 253960.0345 | 2653.6871 | 5177.3188 | 99.4314 | -2.7812e-05 | 1035620865.6666 | 315182.9834 | 19448.0731 | 313533.09 | 219901.4273 | 24077.0464 | 118528.8902 | 0 | 394161.8891 | 1025528.3816 | 699944.1929 | 3130305.974 | 3144235.0165 | 8031996.805 | 8031996.805 | 1478867.319 | 4094519.7919 | 0 | 14306537.7955 | 27911921.7114 | 2371.3737 | 0.10991 | 130169.7844 | 253960.0345 | 2653.6871 | 5177.3188
1 | 2600 | 707 | 0.035 | 15 | 15 | 7 | 3.1623e-12 | 0 | Water | Porous | Wet | R600a | MinimizeLCOE_Brownfield | IgnoreSilica | 6.5667 | 1.1758 | 0.039513 | 4 | 95247.2463 | 181328.5643 | 1941.7439 | 3696.628 | 100.5273 | -2.7289e-05 | 1334241682.52 | 388413.6004 | 24123.1956 | 394851.7074 | 283611.813 | 24077.0464 | 136951.7653 | 0 | 488291.36 | 1270433.9563 | 867097.28 | 3877851.7243 | 3144235.0165 | 8031996.805 | 8031996.805 | 1478867.319 | 4094519.7919 | 0 | 15054083.5458 | 28659467.4617 | 3162.2777 | 0.15805 | 95247.2463 | 181328.5643 | 1941.7439 | 3696.628
1 | 2600 | 707 | 0.035 | 15 | 15 | 7 | 4.217e-12 | 0 | Water | Porous | Wet | R600a | MinimizeLCOE_Brownfield | IgnoreSilica | 8.4233 | 1.5306 | 0.055115 | 4 | 72121.6531 | 133835.6949 | 1470.2975 | 2728.4217 | 101.282 | -2.6204e-05 | 1675408380.3891 | 469254.8388 | 29272.8573 | 487352.1228 | 360226.4257 | 24077.0464 | 154909.2233 | 0 | 594786.0806 | 1547511.3743 | 1056208.3111 | 4723598.2803 | 3144235.0165 | 8031996.805 | 8031996.805 | 1478867.319 | 4094519.7919 | 0 | 15899830.1018 | 29505214.0177 | 4216.965 | 0.22046 | 72121.6531 | 133835.6949 | 1470.2975 | 2728.4217
1 | 2600 | 707 | 0.035 | 15 | 15 | 7 | 5.6234e-12 | 0 | Water | Porous | Wet | R600a | MinimizeLCOE_Brownfield | IgnoreSilica | 10.487 | 1.9202 | 0.074231 | 4 | 56493.8868 | 102315.1458 | 1151.7043 | 2085.8326 | 101.6738 | -2.4311e-05 | 2001640607.2761 | 551235.0852 | 34465.7582 | 584124.8614 | 444684.5506 | 24077.0464 | 168852.7894 | 0 | 704901.6355 | 1834009.4605 | 1251749.1419 | 5598100.3291 | 3144235.0165 | 8031996.805 | 8031996.805 | 1478867.319 | 4094519.7919 | 0 | 16774332.1506 | 30379716.0665 | 5623.4133 | 0.29692 | 56493.8868 | 102315.1458 | 1151.7043 | 2085.8326
1 | 2600 | 707 | 0.035 | 15 | 15 | 7 | 7.4989e-12 | 0 | Water | Porous | Wet | R600a | MinimizeLCOE_Brownfield | IgnoreSilica | 14.224 | 2.6471 | 0.10419 | 4 | 44082.8257 | 76728.1487 | 898.688 | 1564.2071 | 102.5182 | -2.4852e-05 | 2495191066.3784 | 693954.2322 | 43578.5071 | 754751.0468 | 600733.6657 | 24077.0464 | 206217.8131 | 0 | 906091.8014 | 2357465.0023 | 1609018.3051 | 7195887.4201 | 3144235.0165 | 8031996.805 | 8031996.805 | 1478867.319 | 4094519.7919 | 0 | 18372119.2416 | 31977503.1575 | 7498.9421 | 0.41676 | 44082.8257 | 76728.1487 | 898.688 | 1564.2071
1 | 2600 | 707 | 0.035 | 15 | 15 | 7 | 1e-11 | 0 | Water | Porous | Wet | R600a | MinimizeLCOE_Brownfield | IgnoreSilica | 18.1481 | 3.4017 | 0.13985 | 4 | 35614.2006 | 59934.9251 | 726.0437 | 1221.8545 | 102.8935 | -2.3708e-05 | 2956377479.2626 | 829343.4154 | 52169.4994 | 922222.0512 | 763337.4948 | 24077.0464 | 232931.3904 | 0 | 1101391.5501 | 2865594.8868 | 1955827.3923 | 8746894.7267 | 3144235.0165 | 8031996.805 | 8031996.805 | 1478867.319 | 4094519.7919 | 0 | 19923126.5482 | 33528510.4641 | 10000 | 0.55942 | 35614.2006 | 59934.9251 | 726.0437 | 1221.8545
1 | 2600 | 707 | 0.035 | 15 | 15 | 7 | 1.3335e-11 | 0 | Water | Porous | Wet | R600a | MinimizeLCOE_Brownfield | IgnoreSilica | 23.0519 | 4.3449 | 0.1858 | 4 | 29302.7116 | 47609.3791 | 597.3754 | 970.5816 | 103.1848 | -2.2516e-05 | 3422579370.7561 | 986598.6214 | 62127.9855 | 1121432.5551 | 966559.2789 | 24077.0464 | 262021.8305 | 0 | 1334898.7539 | 3473132.7323 | 2370484.4555 | 10601333.2595 | 3144235.0165 | 8031996.805 | 8031996.805 | 1478867.319 | 4094519.7919 | 0 | 21777565.081 | 35382948.9969 | 13335.2143 | 0.74319 | 29302.7116 | 47609.3791 | 597.3754 | 970.5816
1 | 2600 | 707 | 0.035 | 15 | 15 | 7 | 1.7783e-11 | 0 | Water | Porous | Wet | R600a | MinimizeLCOE_Brownfield | IgnoreSilica | 29.0345 | 5.4957 | 0.24407 | 4 | 24526.5414 | 38462.46 | 500.0067 | 784.1093 | 103.4087 | -2.1208e-05 | 3917638814.299 | 1165396.0446 | 73426.9453 | 1353146.2112 | 1214516.4701 | 24077.0464 | 291987.8687 | 0 | 1607794.7287 | 4183152.0799 | 2855087.2497 | 12768584.6447 | 3144235.0165 | 8031996.805 | 8031996.805 | 1478867.319 | 4094519.7919 | 0 | 23944816.4662 | 37550200.3821 | 17782.7941 | 0.97628 | 24526.5414 | 38462.46 | 500.0067 | 784.1093
1 | 2600 | 707 | 0.035 | 15 | 15 | 7 | 2.3714e-11 | 0 | Water | Porous | Wet | R600a | MinimizeLCOE_Brownfield | IgnoreSilica | 36.265 | 6.8869 | 0.31701 | 4 | 20867.8441 | 31597.2198 | 425.4192 | 644.1521 | 103.5827 | -1.9835e-05 | 4417337411.9244 | 1367412.2863 | 86165.7515 | 1620661.6747 | 1514233.8423 | 24077.0464 | 322542.8531 | 0 | 1924686.4472 | 5007639.3281 | 3417816.7381 | 15285235.9676 | 3144235.0165 | 8031996.805 | 8031996.805 | 1478867.319 | 4094519.7919 | 0 | 26461467.7891 | 40066851.705 | 23713.7371 | 1.268 | 20867.8441 | 31597.2198 | 425.4192 | 644.1521
1 | 2600 | 707 | 0.035 | 15 | 15 | 7 | 3.1623e-11 | 0 | Water | Porous | Wet | R600a | MinimizeLCOE_Brownfield | IgnoreSilica | 44.8035 | 8.53 | 0.40637 | 4 | 18039.6426 | 26409.6815 | 367.7625 | 538.3971 | 103.7172 | -1.8398e-05 | 4916940526.1765 | 1591171.7421 | 100244.9235 | 1923063.6423 | 1868213.1542 | 24077.0464 | 352278.4623 | 0 | 2285029.0986 | 5945176.9905 | 4057705.4572 | 18146960.517 | 3144235.0165 | 8031996.805 | 8031996.805 | 1478867.319 | 4094519.7919 | 0 | 29323192.3385 | 42928576.2544 | 31622.7766 | 1.6255 | 18039.6426 | 26409.6815 | 367.7625 | 538.3971
1 | 2600 | 707 | 0.035 | 15 | 15 | 7 | 4.217e-11 | 0 | Water | Porous | Wet | R600a | MinimizeLCOE_Brownfield | IgnoreSilica | 54.4844 | 10.3923 | 0.51209 | 4 | 15842.8969 | 22485.0382 | 322.9789 | 458.3879 | 103.8154 | -1.6868e-05 | 5403740882.8089 | 1829990.4387 | 115236.9157 | 2252033.8858 | 2269457.1579 | 24077.0464 | 378340.5984 | 0 | 2678963.0567 | 6970112.3427 | 4757244.8953 | 21275456.3375 | 3144235.0165 | 8031996.805 | 8031996.805 | 1478867.319 | 4094519.7919 | 0 | 32451688.159 | 46057072.0749 | 42169.6503 | 2.0483 | 15842.8969 | 22485.0382 | 322.9789 | 458.3879
1 | 2600 | 707 | 0.035 | 15 | 15 | 7 | 5.6234e-11 | 0 | Water | Porous | Wet | R600a | MinimizeLCOE_Brownfield | IgnoreSilica | 64.8741 | 12.3872 | 0.6311 | 4 | 14138.2558 | 19527.7745 | 288.2275 | 398.1001 | 103.8719 | -1.5235e-05 | 5854472527.7806 | 2072115.269 | 130394.5922 | 2591596.3768 | 2699536.8884 | 24077.0464 | 397226.9711 | 0 | 3086829.3861 | 8031296.8668 | 5481525.1383 | 24514598.535 | 3144235.0165 | 8031996.805 | 8031996.805 | 1478867.319 | 4094519.7919 | 0 | 35690830.3565 | 49296214.2724 | 56234.1325 | 2.5244 | 14138.2558 | 19527.7745 | 288.2275 | 398.1001
1 | 2600 | 707 | 0.035 | 15 | 15 | 7 | 7.4989e-11 | 0 | Water | Porous | Wet | R600a | MinimizeLCOE_Brownfield | IgnoreSilica | 75.2561 | 14.3715 | 0.75664 | 4 | 12823.4832 | 17318.8389 | 261.4241 | 353.068 | 103.8791 | -1.3511e-05 | 6254900780.2521 | 2301423.7052 | 144699.2571 | 2918694.2834 | 3127980.4584 | 24077.0464 | 405411.0053 | 0 | 3479691.4447 | 9053443.3563 | 6179161.1203 | 27634581.6771 | 3144235.0165 | 8031996.805 | 8031996.805 | 1478867.319 | 4094519.7919 | 0 | 38810813.4986 | 52416197.4145 | 74989.4209 | 3.0265 | 12823.4832 | 17318.8389 | 261.4241 | 353.068
1 | 2600 | 707 | 0.035 | 15 | 15 | 7 | 1e-10 | 0 | Water | Porous | Wet | R600a | MinimizeLCOE_Brownfield | IgnoreSilica | 85.0003 | 16.22 | 0.88076 | 4 | 11817.353 | 15679.1637 | 240.9127 | 319.641 | 103.8386 | -1.1783e-05 | 6591937753.0227 | 2506148.8847 | 157414.8747 | 3215428.8229 | 3528088.9018 | 24077.0464 | 402389.2752 | 0 | 3835083.6442 | 9978100.9583 | 6810258.9335 | 30456991.3416 | 3144235.0165 | 8031996.805 | 8031996.805 | 1478867.319 | 4094519.7919 | 0 | 41633223.1631 | 55238607.079 | 100000 | 3.5231 | 11817.353 | 15679.1637 | 240.9127 | 319.641
1 | 2600 | 707 | 0.035 | 15 | 15 | 7 | 1.3335e-10 | 0 | Water | Porous | Wet | R600a | MinimizeLCOE_Brownfield | IgnoreSilica | 93.6903 | 17.8526 | 0.99665 | 4 | 11052.5299 | 14465.3251 | 225.3208 | 294.8952 | 103.7625 | -1.0156e-05 | 6863019831.8172 | 2680592.7463 | 168196.7585 | 3472022.7158 | 3882618.7497 | 24077.0464 | 390147.301 | 0 | 4140885.5739 | 10773734.8509 | 7353295.4139 | 32885571.1565 | 3144235.0165 | 8031996.805 | 8031996.805 | 1478867.319 | 4094519.7919 | 0 | 44061802.978 | 57667186.8939 | 133352.1432 | 3.9866 | 11052.5299 | 14465.3251 | 225.3208 | 294.8952
1 | 2600 | 707 | 0.035 | 15 | 15 | 7 | 1.7783e-10 | 0 | Water | Porous | Wet | R600a | MinimizeLCOE_Brownfield | IgnoreSilica | 101.1151 | 19.2328 | 1.0996 | 4 | 10473.7637 | 13567.026 | 213.5218 | 276.5822 | 103.6671 | -8.702e-06 | 7077979109.9146 | 2823751.6612 | 177000.6071 | 3685388.4211 | 4183398.5486 | 24077.0464 | 371686.4266 | 0 | 4393468.0573 | 11430902.6609 | 7801825.9476 | 34891499.3768 | 3144235.0165 | 8031996.805 | 8031996.805 | 1478867.319 | 4094519.7919 | 0 | 46067731.1983 | 59673115.1142 | 177827.941 | 4.3984 | 10473.7637 | 13567.026 | 213.5218 | 276.5822
1 | 2600 | 707 | 0.035 | 15 | 15 | 7 | 2.3714e-10 | 0 | Water | Porous | Wet | R600a | MinimizeLCOE_Brownfield | IgnoreSilica | 107.2318 | 20.358 | 1.1873 | 4 | 10036.9765 | 12901.6513 | 204.6173 | 263.0176 | 103.5676 | -7.4535e-06 | 7247403581.6601 | 2937696.7864 | 183974.4428 | 3857155.6586 | 4429483.003 | 24077.0464 | 349995.0395 | 0 | 4595128.9709 | 11955582.9917 | 8159931.0545 | 36493024.9937 | 3144235.0165 | 8031996.805 | 8031996.805 | 1478867.319 | 4094519.7919 | 0 | 47669256.8152 | 61274640.7311 | 237137.3706 | 4.7494 | 10036.9765 | 12901.6513 | 204.6173 | 263.0176
1 | 2600 | 707 | 0.035 | 15 | 15 | 7 | 3.1623e-10 | 0 | Water | Porous | Wet | R600a | MinimizeLCOE_Brownfield | IgnoreSilica | 112.1823 | 21.2601 | 1.2601 | 4 | 9707.8404 | 12407.1418 | 197.9075 | 252.9364 | 103.4735 | -6.4225e-06 | 7376327365.3509 | 3027309.7736 | 189435.5316 | 3993540.033 | 4627397.8609 | 24077.0464 | 327921.8557 | 0 | 4753976.0195 | 12368870.428 | 8442008.222 | 37754536.7707 | 3144235.0165 | 8031996.805 | 8031996.805 | 1478867.319 | 4094519.7919 | 0 | 48930768.5922 | 62536152.5081 | 316227.766 | 5.0403 | 9707.8404 | 12407.1418 | 197.9075 | 252.9364
1 | 2600 | 707 | 0.035 | 15 | 15 | 7 | 4.217e-10 | 0 | Water | Porous | Wet | R600a | MinimizeLCOE_Brownfield | IgnoreSilica | 116.1038 | 21.9687 | 1.3189 | 4 | 9460.0366 | 12039.0107 | 192.8556 | 245.4315 | 103.3903 | -5.5903e-06 | 7474920456.153 | 3096655.2795 | 193645.8565 | 4099910.9816 | 4783321.6379 | 24077.0464 | 307085.1732 | 0 | 4876831.4302 | 12688515.0058 | 8660172.2144 | 38730214.6255 | 3144235.0165 | 8031996.805 | 8031996.805 | 1478867.319 | 4094519.7919 | 0 | 49906446.447 | 63511830.3629 | 421696.5034 | 5.2755 | 9460.0366 | 12039.0107 | 192.8556 | 245.4315
1 | 2600 | 707 | 0.035 | 15 | 15 | 7 | 5.6234e-10 | 0 | Water | Porous | Wet | R600a | MinimizeLCOE_Brownfield | IgnoreSilica | 119.1466 | 22.5147 | 1.3654 | 4 | 9273.5673 | 11764.7195 | 189.0542 | 239.8397 | 103.3206 | -4.9287e-06 | 7552174835.1913 | 3149467.946 | 196842.522 | 4181433.8626 | 4903757.6525 | 24077.0464 | 288353.9699 | 0 | 4970133.8698 | 12931268.8145 | 8825856.6769 | 39471192.3607 | 3144235.0165 | 8031996.805 | 8031996.805 | 1478867.319 | 4094519.7919 | 0 | 50647424.1822 | 64252808.0981 | 562341.3252 | 5.4615 | 9273.5673 | 11764.7195 | 189.0542 | 239.8397
1 | 2600 | 707 | 0.035 | 15 | 15 | 7 | 7.4989e-10 | 0 | Water | Porous | Wet | R600a | MinimizeLCOE_Brownfield | IgnoreSilica | 121.4977 | 22.9343 | 1.4017 | 4 | 9133.308 | 11559.8208 | 186.1948 | 235.6626 | 103.2636 | -4.412e-06 | 7612501471.2703 | 3189684.1215 | 199270.6864 | 4243821.6566 | 4996477.9993 | 24077.0464 | 272296.7998 | 0 | 5040995.0409 | 13115635.0461 | 8951690.4183 | 40033948.8154 | 3144235.0165 | 8031996.805 | 8031996.805 | 1478867.319 | 4094519.7919 | 0 | 51210180.6369 | 64815564.5528 | 749894.2093 | 5.607 | 9133.308 | 11559.8208 | 186.1948 | 235.6626
1 | 2600 | 707 | 0.035 | 15 | 15 | 7 | 1e-09 | 0 | Water | Porous | Wet | R600a | MinimizeLCOE_Brownfield | IgnoreSilica | 123.2734 | 23.2498 | 1.4297 | 4 | 9027.8452 | 11406.9254 | 184.0448 | 232.5456 | 103.2188 | -4.0097e-06 | 7658351039.5928 | 3219715.6408 | 201080.3519 | 4290590.0174 | 5066301.7957 | 24077.0464 | 258783.053 | 0 | 5093613.683 | 13252537.9594 | 9045129.4697 | 40451829.0173 | 3144235.0165 | 8031996.805 | 8031996.805 | 1478867.319 | 4094519.7919 | 0 | 51628060.8388 | 65233444.7547 | 1000000 | 5.7188 | 9027.8452 | 11406.9254 | 184.0448 | 232.5456
1 | 2600 | 707 | 0.035 | 15 | 15 | 7 | 1.3335e-09 | 0 | Water | Porous | Wet | R600a | MinimizeLCOE_Brownfield | IgnoreSilica | 124.6307 | 23.4901 | 1.4512 | 4 | 8948.5743 | 11292.4259 | 182.4288 | 230.2114 | 103.1836 | -3.7016e-06 | 7693871576.5296 | 3242472.9823 | 202449.584 | 4326135.2877 | 5119552.5349 | 24077.0464 | 247833.6456 | 0 | 5133383.2216 | 13356010.1408 | 9115751.3597 | 40767665.8029 | 3144235.0165 | 8031996.805 | 8031996.805 | 1478867.319 | 4094519.7919 | 0 | 51943897.6244 | 65549281.5403 | 1333521.4322 | 5.8047 | 8948.5743 | 11292.4259 | 182.4288 | 230.2114
1 | 2600 | 707 | 0.035 | 15 | 15 | 7 | 1.7783e-09 | 0 | Water | Porous | Wet | R600a | MinimizeLCOE_Brownfield | IgnoreSilica | 125.6628 | 23.6724 | 1.4676 | 4 | 8889.0112 | 11206.6431 | 181.2145 | 228.4626 | 103.1562 | -3.4669e-06 | 7720515663.6941 | 3259664.2507 | 203482.6935 | 4353047.9849 | 5159976.1998 | 24077.0464 | 239112.2916 | 0 | 5163350.5821 | 13433979.0659 | 9168966.7531 | 41005656.8682 | 3144235.0165 | 8031996.805 | 8031996.805 | 1478867.319 | 4094519.7919 | 0 | 52181888.6897 | 65787272.6056 | 1778279.41 | 5.8704 | 8889.0112 | 11206.6431 | 181.2145 | 228.4626
1 | 2600 | 707 | 0.035 | 15 | 15 | 7 | 2.3714e-09 | 0 | Water | Porous | Wet | R600a | MinimizeLCOE_Brownfield | IgnoreSilica | 126.4398 | 23.8093 | 1.48 | 4 | 8844.2711 | 11142.4147 | 180.3024 | 227.1532 | 103.1352 | -3.2882e-06 | 7741041339.9751 | 3272540.9181 | 204255.8088 | 4373241.2905 | 5190367.0852 | 24077.0464 | 232230.3878 | 0 | 5185717.8894 | 13492174.2111 | 9208686.1355 | 41183290.7728 | 3144235.0165 | 8031996.805 | 8031996.805 | 1478867.319 | 4094519.7919 | 0 | 52359522.5943 | 65964906.5102 | 2371373.7057 | 5.9202 | 8844.2711 | 11142.4147 | 180.3024 | 227.1532
1 | 2600 | 707 | 0.035 | 15 | 15 | 7 | 3.1623e-09 | 0 | Water | Porous | Wet | R600a | MinimizeLCOE_Brownfield | IgnoreSilica | 127.0077 | 23.9092 | 1.4893 | 4 | 8810.6752 | 11094.4978 | 179.6175 | 226.1763 | 103.1197 | -3.1511e-06 | 7758484860.2215 | 3281916.3372 | 204818.3187 | 4387963.1211 | 5212555.9862 | 24077.0464 | 226769.2163 | 0 | 5201859.0101 | 13534170.0962 | 9237349.1901 | 41311478.3223 | 3144235.0165 | 8031996.805 | 8031996.805 | 1478867.319 | 4094519.7919 | 0 | 52487710.1438 | 66093094.0597 | 3162277.6602 | 5.9573 | 8810.6752 | 11094.4978 | 179.6175 | 226.1763
1 | 2600 | 707 | 0.035 | 15 | 15 | 7 | 4.217e-09 | 0 | Water | Porous | Wet | R600a | MinimizeLCOE_Brownfield | IgnoreSilica | 127.4487 | 23.9867 | 1.4964 | 4 | 8785.4478 | 11058.4114 | 179.1032 | 225.4407 | 103.1076 | -3.0486e-06 | 7768448569.0725 | 3289180.9277 | 205254.0329 | 4399378.847 | 5229778.7479 | 24077.0464 | 222637.551 | 0 | 5214419.7896 | 13566850.6679 | 9259654.3518 | 41411231.9621 | 3144235.0165 | 8031996.805 | 8031996.805 | 1478867.319 | 4094519.7919 | 0 | 52587463.7836 | 66192847.6995 | 4216965.0343 | 5.9857 | 8785.4478 | 11058.4114 | 179.1032 | 225.4407
1 | 2600 | 707 | 0.035 | 15 | 15 | 7 | 5.6234e-09 | 0 | Water | Porous | Wet | R600a | MinimizeLCOE_Brownfield | IgnoreSilica | 127.7628 | 24.0419 | 1.5017 | 4 | 8766.5091 | 11031.5586 | 178.7171 | 224.8932 | 103.099 | -2.9695e-06 | 7779238080.141 | 3294347.3101 | 205563.8286 | 4407501.6529 | 5242042.3006 | 24077.0464 | 219369.9823 | 0 | 5223231.8272 | 13589777.7821 | 9275302.5783 | 41481214.3084 | 3144235.0165 | 8031996.805 | 8031996.805 | 1478867.319 | 4094519.7919 | 0 | 52657446.1299 | 66262830.0458 | 5623413.2519 | 6.0067 | 8766.5091 | 11031.5586 | 178.7171 | 224.8932
1 | 2600 | 707 | 0.035 | 15 | 15 | 7 | 7.4989e-09 | 0 | Water | Porous | Wet | R600a | MinimizeLCOE_Brownfield | IgnoreSilica | 128.0166 | 24.0865 | 1.5057 | 4 | 8752.2973 | 11011.2186 | 178.4274 | 224.4786 | 103.092 | -2.9117e-06 | 7785008823.0868 | 3298513.9364 | 205813.599 | 4414056.3034 | 5251944.4713 | 24077.0464 | 216982.8715 | 0 | 5230441.4089 | 13608535.6349 | 9288105.1982 | 41538470.4699 | 3144235.0165 | 8031996.805 | 8031996.805 | 1478867.319 | 4094519.7919 | 0 | 52714702.2914 | 66320086.2073 | 7498942.0933 | 6.023 | 8752.2973 | 11011.2186 | 178.4274 | 224.4786
1 | 2600 | 707 | 0.035 | 15 | 15 | 7 | 1e-08 | 0 | Water | Porous | Wet | R600a | MinimizeLCOE_Brownfield | IgnoreSilica | 128.2038 | 24.1194 | 1.5088 | 4 | 8741.6341 | 10996.0072 | 178.21 | 224.1685 | 103.0868 | -2.8679e-06 | 7790562264.579 | 3301584.8203 | 205997.6434 | 4418889.2453 | 5259249.1091 | 24077.0464 | 215150.5633 | 0 | 5235729.8869 | 13622295.1698 | 9297496.3635 | 41580469.848 | 3144235.0165 | 8031996.805 | 8031996.805 | 1478867.319 | 4094519.7919 | 0 | 52756701.6695 | 66362085.5854 | 10000000 | 6.0351 | 8741.6341 | 10996.0072 | 178.21 | 224.1685
1 | 2700 | 707 | 0.035 | 15 | 15 | 7 | 1e-13 | 0 | Water | Porous | Wet | R600a | MinimizeLCOE_Brownfield | IgnoreSilica | 0 | 0 | 0 | 0 | [5 empty] | 0 | 0 | 0 | 0 | 0 | 0 | 0 | 0 | 0 | 0 | 0 | 0 | 0 | 0 | 0 | 0 | 0 | 0 | 0 | 0 | 0 | 100 | 0
1 | 2700 | 707 | 0.035 | 15 | 15 | 7 | 1.3335e-13 | 0 | Water | Porous | Wet | R600a | MinimizeLCOE_Brownfield | IgnoreSilica | 0 | 0 | 0 | 0 | [5 empty] | 0 | 0 | 0 | 0 | 0 | 0 | 0 | 0 | 0 | 0 | 0 | 0 | 0 | 0 | 0 | 0 | 0 | 0 | 0 | 0 | 0 | 133.3521 | 0
1 | 2700 | 707 | 0.035 | 15 | 15 | 7 | 1.7783e-13 | 0 | Water | Porous | Wet | R600a | MinimizeLCOE_Brownfield | IgnoreSilica | 0 | 0 | 0 | 0 | [5 empty] | 0 | 0 | 0 | 0 | 0 | 0 | 0 | 0 | 0 | 0 | 0 | 0 | 0 | 0 | 0 | 0 | 0 | 0 | 0 | 0 | 0 | 177.8279 | 0
1 | 2700 | 707 | 0.035 | 15 | 15 | 7 | 2.3714e-13 | 0 | Water | Porous | Wet | R600a | MinimizeLCOE_Brownfield | IgnoreSilica | 0 | 0 | 0 | 0 | [5 empty] | 0 | 0 | 0 | 0 | 0 | 0 | 0 | 0 | 0 | 0 | 0 | 0 | 0 | 0 | 0 | 0 | 0 | 0 | 0 | 0 | 0 | 237.1374 | 0
1 | 2700 | 707 | 0.035 | 15 | 15 | 7 | 3.1623e-13 | 0 | Water | Porous | Wet | R600a | MinimizeLCOE_Brownfield | IgnoreSilica | 0 | 0 | 0 | 0 | [5 empty] | 0 | 0 | 0 | 0 | 0 | 0 | 0 | 0 | 0 | 0 | 0 | 0 | 0 | 0 | 0 | 0 | 0 | 0 | 0 | 0 | 0 | 316.2278 | 0
1 | 2700 | 707 | 0.035 | 15 | 15 | 7 | 4.217e-13 | 0 | Water | Porous | Wet | R600a | MinimizeLCOE_Brownfield | IgnoreSilica | 0.82225 | 0.095185 | 0.00034603 | 4 | 8848719.152 | 19041078.5779 | 180393.1087 | 388178.1418 | 81.2352 | -2.2756e-05 | 109969467.022 | 58792.522 | 3249.7534 | 53561.3158 | 48849.6762 | 24077.0464 | 41612.8011 | 0 | 89755.8148 | 233526.2186 | 159386.4427 | 712811.5909 | 3144235.0165 | 8390483.6777 | 8390483.6777 | 1478867.319 | 4237914.541 | 0 | 12247530.2851 | 26354795.8228 | 421.6965 | 0.0013841 | 8848719.152 | 19041078.5779 | 180393.1087 | 388178.1418
1 | 2700 | 707 | 0.035 | 15 | 15 | 7 | 5.6234e-13 | 0 | Water | Porous | Wet | R600a | MinimizeLCOE_Brownfield | IgnoreSilica | 1.2464 | 0.17435 | 0.0022079 | 4 | 1422676.4943 | 3020015.389 | 29003.1846 | 61567.0986 | 88.8997 | -2.7216e-05 | 132324453.9035 | 95038.081 | 5497.7121 | 86456.7785 | 66212.5918 | 24077.0464 | 55262.634 | 0 | 129692.4891 | 337433.253 | 230305.1287 | 1029975.7145 | 3144235.0165 | 8390483.6777 | 8390483.6777 | 1478867.319 | 4237914.541 | 0 | 12564694.4087 | 26671959.9465 | 562.3413 | 0.0088317 | 1422676.4943 | 3020015.389 | 29003.1846 | 61567.0986
1 | 2700 | 707 | 0.035 | 15 | 15 | 7 | 7.4989e-13 | 0 | Water | Porous | Wet | R600a | MinimizeLCOE_Brownfield | IgnoreSilica | 1.7846 | 0.27937 | 0.0052372 | 4 | 617609.3568 | 1291031.6135 | 12590.8021 | 26319.4257 | 93.9631 | -3.0077e-05 | 180264391.015 | 136750.4386 | 8150.3439 | 125624.2463 | 88786.4869 | 24077.0464 | 69704.3752 | 0 | 176706.2455 | 459753.4035 | 313791.1449 | 1403343.7312 | 3144235.0165 | 8390483.6777 | 8390483.6777 | 1478867.319 | 4237914.541 | 0 | 12938062.4254 | 27045327.9631 | 749.8942 | 0.020949 | 617609.3568 | 1291031.6135 | 12590.8021 | 26319.4257
1 | 2700 | 707 | 0.035 | 15 | 15 | 7 | 1e-12 | 0 | Water | Porous | Wet | R600a | MinimizeLCOE_Brownfield | IgnoreSilica | 2.4257 | 0.40715 | 0.0096681 | 4 | 345176.0246 | 709963.2684 | 7036.8801 | 14473.5615 | 97.2989 | -3.1123e-05 | 458295059.6357 | 181773.6195 | 11049.0438 | 169406.4952 | 116016.5267 | 24077.0464 | 83399.507 | 0 | 228431.6731 | 594332.3555 | 405644.045 | 1814130.3122 | 3144235.0165 | 8390483.6777 | 8390483.6777 | 1478867.319 | 4237914.541 | 0 | 13348849.0064 | 27456114.5442 | 1000 | 0.038673 | 345176.0246 | 709963.2684 | 7036.8801 | 14473.5615
1 | 2700 | 707 | 0.035 | 15 | 15 | 7 | 1.3335e-12 | 0 | Water | Porous | Wet | R600a | MinimizeLCOE_Brownfield | IgnoreSilica | 3.254 | 0.57412 | 0.015876 | 4 | 218029.4146 | 440180.996 | 4444.8245 | 8973.685 | 99.7796 | -3.1624e-05 | 707793031.5068 | 234696.0353 | 14476.5076 | 222635.5048 | 151453.4447 | 24077.0464 | 98734.4922 | 0 | 290968.4821 | 757040.3045 | 516695.5634 | 2310777.3808 | 3144235.0165 | 8390483.6777 | 8390483.6777 | 1478867.319 | 4237914.541 | 0 | 13845496.0751 | 27952761.6128 | 1333.5214 | 0.063503 | 218029.4146 | 440180.996 | 4444.8245 | 8973.685
1 | 2700 | 707 | 0.035 | 15 | 15 | 7 | 1.7783e-12 | 0 | Water | Porous | Wet | R600a | MinimizeLCOE_Brownfield | IgnoreSilica | 4.3166 | 0.7897 | 0.024359 | 4 | 148231.9071 | 293017.2875 | 3021.9079 | 5973.5537 | 101.6308 | -3.166e-05 | 969092147.3773 | 296588.3071 | 18495.112 | 286957.8309 | 197108.4677 | 24077.0464 | 115786.3024 | 0 | 366215.0959 | 952816.5586 | 650316.8796 | 2908361.6006 | 3144235.0165 | 8390483.6777 | 8390483.6777 | 1478867.319 | 4237914.541 | 0 | 14443080.2948 | 28550345.8325 | 1778.2794 | 0.097436 | 148231.9071 | 293017.2875 | 3021.9079 | 5973.5537
1 | 2700 | 707 | 0.035 | 15 | 15 | 7 | 2.3714e-12 | 0 | Water | Porous | Wet | R600a | MinimizeLCOE_Brownfield | IgnoreSilica | 5.6707 | 1.0654 | 0.035767 | 4 | 105958.597 | 204562.6826 | 2160.1093 | 4170.287 | 103.0171 | -3.1302e-05 | 1305167761.0191 | 368714.4677 | 23180.3947 | 364303.1079 | 255434.9641 | 24077.0464 | 134602.719 | 0 | 456421.9529 | 1187516.2965 | 810504.2734 | 3624755.2226 | 3144235.0165 | 8390483.6777 | 8390483.6777 | 1478867.319 | 4237914.541 | 0 | 15159473.9168 | 29266739.4545 | 2371.3737 | 0.14307 | 105958.597 | 204562.6826 | 2160.1093 | 4170.287
1 | 2700 | 707 | 0.035 | 15 | 15 | 7 | 3.1623e-12 | 0 | Water | Porous | Wet | R600a | MinimizeLCOE_Brownfield | IgnoreSilica | 7.3561 | 1.4088 | 0.050835 | 4 | 78679.932 | 148058.0834 | 1603.9968 | 3018.3643 | 104.03 | -3.0478e-05 | 1669864202.4399 | 451001.288 | 28520.8451 | 455212.431 | 328052.5271 | 24077.0464 | 154399.5432 | 0 | 562092.8355 | 1462450.2569 | 998152.3507 | 4463959.124 | 3144235.0165 | 8390483.6777 | 8390483.6777 | 1478867.319 | 4237914.541 | 0 | 15998677.8182 | 30105943.3559 | 3162.2777 | 0.20334 | 78679.932 | 148058.0834 | 1603.9968 | 3018.3643
1 | 2700 | 707 | 0.035 | 15 | 15 | 7 | 4.217e-12 | 0 | Water | Porous | Wet | R600a | MinimizeLCOE_Brownfield | IgnoreSilica | 9.3124 | 1.805 | 0.069936 | 4 | 60448.2877 | 110877.5405 | 1232.3201 | 2260.3886 | 104.6724 | -2.8845e-05 | 2066966434.6268 | 538473.2264 | 34176.9273 | 554809.3011 | 412020.1612 | 24077.0464 | 171951.4396 | 0 | 676848.1598 | 1761020.071 | 1201932.3838 | 5375308.7166 | 3144235.0165 | 8390483.6777 | 8390483.6777 | 1478867.319 | 4237914.541 | 0 | 16910027.4108 | 31017292.9485 | 4216.965 | 0.27974 | 60448.2877 | 110877.5405 | 1232.3201 | 2260.3886
1 | 2700 | 707 | 0.035 | 15 | 15 | 7 | 5.6234e-12 | 0 | Water | Porous | Wet | R600a | MinimizeLCOE_Brownfield | IgnoreSilica | 13.7 | 2.7062 | 0.099951 | 4 | 47386.5411 | 82672.002 | 966.0387 | 1685.3806 | 105.6908 | -3.2297e-05 | 2418398947.0388 | 719550.822 | 45912.6011 | 766565.2441 | 602151.719 | 24077.0464 | 234380.4018 | 0 | 933128.7554 | 2427809.6106 | 1657029.9457 | 7410606.1461 | 3144235.0165 | 8390483.6777 | 8390483.6777 | 1478867.319 | 4237914.541 | 0 | 18945324.8403 | 33052590.378 | 5623.4133 | 0.3998 | 47386.5411 | 82672.002 | 966.0387 | 1685.3806
1 | 2700 | 707 | 0.035 | 15 | 15 | 7 | 7.4989e-12 | 0 | Water | Porous | Wet | R600a | MinimizeLCOE_Brownfield | IgnoreSilica | 15.846 | 3.1455 | 0.13181 | 4 | 37546.808 | 64303.5366 | 765.4425 | 1310.9146 | 105.9554 | -2.7617e-05 | 3029796675.6479 | 800875.4311 | 51164.8256 | 864426.4609 | 694924.3335 | 24077.0464 | 231903.9523 | 0 | 1040275.0994 | 2706582.4189 | 1847298.1156 | 8261527.6836 | 3144235.0165 | 8390483.6777 | 8390483.6777 | 1478867.319 | 4237914.541 | 0 | 19796246.3778 | 33903511.9155 | 7498.9421 | 0.52724 | 37546.808 | 64303.5366 | 765.4425 | 1310.9146
1 | 2700 | 707 | 0.035 | 15 | 15 | 7 | 1e-11 | 0 | Water | Porous | Wet | R600a | MinimizeLCOE_Brownfield | IgnoreSilica | 20.1749 | 4.0314 | 0.17617 | 4 | 30600.6551 | 50619.7914 | 623.8357 | 1031.9529 | 106.3159 | -2.6293e-05 | 3551716686.2734 | 955339.5068 | 61122.7378 | 1053994.4998 | 882052.0185 | 24077.0464 | 261517.4505 | 0 | 1262860.2713 | 3285703.3778 | 2242560.0698 | 10029226.9787 | 3144235.0165 | 8390483.6777 | 8390483.6777 | 1478867.319 | 4237914.541 | 0 | 21563945.673 | 35671211.2107 | 10000 | 0.70469 | 30600.6551 | 50619.7914 | 623.8357 | 1031.9529
1 | 2700 | 707 | 0.035 | 15 | 15 | 7 | 1.3335e-11 | 0 | Water | Porous | Wet | R600a | MinimizeLCOE_Brownfield | IgnoreSilica | 25.5339 | 5.1284 | 0.23298 | 4 | 25386.429 | 40524.1504 | 517.5367 | 826.1396 | 106.595 | -2.4882e-05 | 4087222465.0471 | 1133292.2429 | 72569.7706 | 1277551.9312 | 1113750.3796 | 24077.0464 | 293066.431 | 0 | 1526580.0426 | 3971848.1262 | 2710867.9595 | 12123603.9298 | 3144235.0165 | 8390483.6777 | 8390483.6777 | 1478867.319 | 4237914.541 | 0 | 23658322.624 | 37765588.1617 | 13335.2143 | 0.93193 | 25386.429 | 40524.1504 | 517.5367 | 826.1396
1 | 2700 | 707 | 0.035 | 15 | 15 | 7 | 1.7783e-11 | 0 | Water | Porous | Wet | R600a | MinimizeLCOE_Brownfield | IgnoreSilica | 32.0554 | 6.4637 | 0.30471 | 4 | 21415.9618 | 32990.4411 | 436.5933 | 672.5548 | 106.8107 | -2.3364e-05 | 4643408310.7168 | 1335383.9595 | 85540.4798 | 1537142.3232 | 1395755.6064 | 24077.0464 | 325490.8117 | 0 | 1834322.1885 | 4772530.0633 | 3257349.8339 | 14567592.3125 | 3144235.0165 | 8390483.6777 | 8390483.6777 | 1478867.319 | 4237914.541 | 0 | 26102311.0068 | 40209576.5445 | 17782.7941 | 1.2188 | 21415.9618 | 32990.4411 | 436.5933 | 672.5548
1 | 2700 | 707 | 0.035 | 15 | 15 | 7 | 2.3714e-11 | 0 | Water | Porous | Wet | R600a | MinimizeLCOE_Brownfield | IgnoreSilica | 39.8823 | 8.0666 | 0.39386 | 4 | 18358.2028 | 27312.6506 | 374.2568 | 556.8053 | 106.9784 | -2.1777e-05 | 5202345998.6005 | 1562426.2535 | 100079.7164 | 1834983.5625 | 1734256.343 | 24077.0464 | 358077.1704 | 0 | 2189421.0359 | 5696424.4234 | 3887926.7188 | 17387672.2701 | 3144235.0165 | 8390483.6777 | 8390483.6777 | 1478867.319 | 4237914.541 | 0 | 28922390.9643 | 43029656.502 | 23713.7371 | 1.5754 | 18358.2028 | 27312.6506 | 374.2568 | 556.8053
1 | 2700 | 707 | 0.035 | 15 | 15 | 7 | 3.1623e-11 | 0 | Water | Porous | Wet | R600a | MinimizeLCOE_Brownfield | IgnoreSilica | 49.0151 | 9.9369 | 0.50191 | 4 | 15984.8128 | 23011.5357 | 325.872 | 469.1213 | 107.1064 | -2.0109e-05 | 5753959874.254 | 1811248.309 | 115977.4775 | 2167913.1775 | 2129228.4351 | 24077.0464 | 388835.5017 | 0 | 2588539.1794 | 6734847.9624 | 4596672.1216 | 20557339.2107 | 3144235.0165 | 8390483.6777 | 8390483.6777 | 1478867.319 | 4237914.541 | 0 | 32092057.9049 | 46199323.4426 | 31622.7766 | 2.0077 | 15984.8128 | 23011.5357 | 325.872 | 469.1213
1 | 2700 | 707 | 0.035 | 15 | 15 | 7 | 4.217e-11 | 0 | Water | Porous | Wet | R600a | MinimizeLCOE_Brownfield | IgnoreSilica | 59.2003 | 12.0207 | 0.62776 | 4 | 14137.6346 | 19755.6934 | 288.2148 | 402.7465 | 107.1938 | -1.833e-05 | 6278443474.8247 | 2072766.6686 | 132643.2884 | 2524419.6385 | 2569436.712 | 24077.0464 | 414378.3169 | 0 | 3017711.4516 | 7851466.1793 | 5358786.9989 | 23965686.3006 | 3144235.0165 | 8390483.6777 | 8390483.6777 | 1478867.319 | 4237914.541 | 0 | 35500404.9948 | 49607670.5325 | 42169.6503 | 2.5111 | 14137.6346 | 19755.6934 | 288.2148 | 402.7465
1 | 2700 | 707 | 0.035 | 15 | 15 | 7 | 5.6234e-11 | 0 | Water | Porous | Wet | R600a | MinimizeLCOE_Brownfield | IgnoreSilica | 69.8434 | 14.1914 | 0.7661 | 4 | 12704.7682 | 17308.3552 | 259.0039 | 352.8542 | 107.2312 | -1.6421e-05 | 6754983512.7783 | 2331101.7879 | 149052.2741 | 2882884.7275 | 3028441.8035 | 24077.0464 | 430300.5718 | 0 | 3449884.7023 | 8975892.3268 | 6126230.9492 | 27397866.1895 | 3144235.0165 | 8390483.6777 | 8390483.6777 | 1478867.319 | 4237914.541 | 0 | 38932584.8837 | 53039850.4214 | 56234.1325 | 3.0644 | 12704.7682 | 17308.3552 | 259.0039 | 352.8542
1 | 2700 | 707 | 0.035 | 15 | 15 | 7 | 7.4989e-11 | 0 | Water | Porous | Wet | R600a | MinimizeLCOE_Brownfield | IgnoreSilica | 80.2138 | 16.2933 | 0.90834 | 4 | 11601.4462 | 15484.1587 | 236.5112 | 315.6655 | 107.2133 | -1.4432e-05 | 7167480375.781 | 2569785.969 | 164148.7622 | 3219726.1114 | 3473765.3184 | 24077.0464 | 433845.4992 | 0 | 3855285.9956 | 10030663.3326 | 6846133.834 | 30617431.8687 | 3144235.0165 | 8390483.6777 | 8390483.6777 | 1478867.319 | 4237914.541 | 0 | 42152150.563 | 56259416.1007 | 74989.4209 | 3.6334 | 11601.4462 | 15484.1587 | 236.5112 | 315.6655
1 | 2700 | 707 | 0.035 | 15 | 15 | 7 | 1e-10 | 0 | Water | Porous | Wet | R600a | MinimizeLCOE_Brownfield | IgnoreSilica | 89.7682 | 18.2121 | 1.0459 | 4 | 10758.43 | 14130.5019 | 219.3251 | 288.0694 | 107.1468 | -1.2488e-05 | 7505911245.0828 | 2779063.1289 | 177317.8403 | 3519806.2068 | 3881473.843 | 24077.0464 | 425843.1575 | 0 | 4214956.6769 | 10966452.6669 | 7484829.2832 | 33473819.8499 | 3144235.0165 | 8390483.6777 | 8390483.6777 | 1478867.319 | 4237914.541 | 0 | 45008538.5441 | 59115804.0818 | 100000 | 4.1836 | 10758.43 | 14130.5019 | 219.3251 | 288.0694
1 | 2700 | 707 | 0.035 | 15 | 15 | 7 | 1.3335e-10 | 0 | Water | Porous | Wet | R600a | MinimizeLCOE_Brownfield | IgnoreSilica | 98.1332 | 19.8737 | 1.1716 | 4 | 10118.1035 | 13128.2567 | 206.2712 | 267.6373 | 107.0484 | -1.0689e-05 | 7772637819.9187 | 2954251.6913 | 188280.6438 | 3774702.0132 | 4235769.1143 | 24077.0464 | 408792.9649 | 0 | 4518490.6548 | 11756185.814 | 8023838.3835 | 35884388.3263 | 3144235.0165 | 8390483.6777 | 8390483.6777 | 1478867.319 | 4237914.541 | 0 | 47419107.0205 | 61526372.5582 | 133352.1432 | 4.6866 | 10118.1035 | 13128.2567 | 206.2712 | 267.6373
1 | 2700 | 707 | 0.035 | 15 | 15 | 7 | 1.7783e-10 | 0 | Water | Porous | Wet | R600a | MinimizeLCOE_Brownfield | IgnoreSilica | 105.1977 | 21.2608 | 1.2816 | 4 | 9633.5499 | 12385.3849 | 196.3929 | 252.4928 | 106.9359 | -9.1092e-06 | 7980812076.4462 | 3096492.5021 | 197132.9039 | 3984339.3853 | 4532632.9511 | 24077.0464 | 386350.8396 | 0 | 4766199.9951 | 12400674.7051 | 8463715.2946 | 37851615.6233 | 3144235.0165 | 8390483.6777 | 8390483.6777 | 1478867.319 | 4237914.541 | 0 | 49386334.3175 | 63493599.8552 | 177827.941 | 5.1265 | 9633.5499 | 12385.3849 | 196.3929 | 252.4928
1 | 2700 | 707 | 0.035 | 15 | 15 | 7 | 2.3714e-10 | 0 | Water | Porous | Wet | R600a | MinimizeLCOE_Brownfield | IgnoreSilica | 110.9862 | 22.3848 | 1.3744 | 4 | 9267.6945 | 11833.8425 | 188.9345 | 241.2489 | 106.8239 | -7.7751e-06 | 8141585971.4996 | 3209202.0141 | 204111.5981 | 4152294.1993 | 4774054.9028 | 24077.0464 | 361711.4988 | 0 | 4962925.9912 | 12912515.393 | 8813057.0814 | 39413949.725 | 3144235.0165 | 8390483.6777 | 8390483.6777 | 1478867.319 | 4237914.541 | 0 | 50948668.4193 | 65055933.957 | 237137.3706 | 5.4974 | 9267.6945 | 11833.8425 | 188.9345 | 241.2489
1 | 2700 | 707 | 0.035 | 15 | 15 | 7 | 3.1623e-10 | 0 | Water | Porous | Wet | R600a | MinimizeLCOE_Brownfield | IgnoreSilica | 115.6265 | 23.2771 | 1.4504 | 4 | 8991.8368 | 11423.4511 | 183.3108 | 232.8825 | 106.7214 | -6.6822e-06 | 8264835827.4526 | 3297086.2207 | 209528.3879 | 4284474.6855 | 4966310.081 | 24077.0464 | 337360.9574 | 0 | 5116346.5777 | 13311684.2883 | 9085498.0545 | 40632366.2994 | 3144235.0165 | 8390483.6777 | 8390483.6777 | 1478867.319 | 4237914.541 | 0 | 52167084.9936 | 66274350.5313 | 316227.766 | 5.8016 | 8991.8368 | 11423.4511 | 183.3108 | 232.8825
1 | 2700 | 707 | 0.035 | 15 | 15 | 7 | 4.217e-10 | 0 | Water | Porous | Wet | R600a | MinimizeLCOE_Brownfield | IgnoreSilica | 119.2586 | 23.9696 | 1.5112 | 4 | 8784.005 | 11117.8026 | 179.0738 | 226.6514 | 106.6333 | -5.8035e-06 | 8361050729.0789 | 3364352.0326 | 213658.3113 | 4386410.915 | 5115945.8499 | 24077.0464 | 314720.5793 | 0 | 5233474.2464 | 13616426.456 | 9293490.8458 | 41562556.2826 | 3144235.0165 | 8390483.6777 | 8390483.6777 | 1478867.319 | 4237914.541 | 0 | 53097274.9768 | 67204540.5145 | 421696.5034 | 6.0448 | 8784.005 | 11117.8026 | 179.0738 | 226.6514
1 | 2700 | 707 | 0.035 | 15 | 15 | 7 | 5.6234e-10 | 0 | Water | Porous | Wet | R600a | MinimizeLCOE_Brownfield | IgnoreSilica | 122.0897 | 24.5057 | 1.5592 | 4 | 8627.5129 | 10889.4627 | 175.8835 | 221.9964 | 106.56 | -5.1122e-06 | 8433485569.4869 | 3415858.804 | 216810.6043 | 4464937.2884 | 5232039.1663 | 24077.0464 | 294857.1285 | 0 | 5322946.2147 | 13849214.1643 | 9452373.24 | 42273113.6568 | 3144235.0165 | 8390483.6777 | 8390483.6777 | 1478867.319 | 4237914.541 | 0 | 53807832.351 | 67915097.8887 | 562341.3252 | 6.2368 | 8627.5129 | 10889.4627 | 175.8835 | 221.9964
1 | 2700 | 707 | 0.035 | 15 | 15 | 7 | 7.4989e-10 | 0 | Water | Porous | Wet | R600a | MinimizeLCOE_Brownfield | IgnoreSilica | 124.2675 | 24.9157 | 1.5966 | 4 | 8509.7343 | 10718.755 | 173.4824 | 218.5163 | 106.5007 | -4.5741e-06 | 8488820011.2107 | 3454931.8144 | 219195.7855 | 4524791.3032 | 5321011.8052 | 24077.0464 | 277983.968 | 0 | 5390576.7718 | 14025175.001 | 9572470.1267 | 42810213.6221 | 3144235.0165 | 8390483.6777 | 8390483.6777 | 1478867.319 | 4237914.541 | 0 | 54344932.3163 | 68452197.854 | 749894.2093 | 6.3862 | 8509.7343 | 10718.755 | 173.4824 | 218.5163
1 | 2700 | 707 | 0.035 | 15 | 15 | 7 | 1e-09 | 0 | Water | Porous | Wet | R600a | MinimizeLCOE_Brownfield | IgnoreSilica | 125.9166 | 25.2249 | 1.6252 | 4 | 8421.1319 | 10591.1736 | 171.6762 | 215.9154 | 106.4543 | -4.1574e-06 | 8534412750.9473 | 3484201.9822 | 220978.9372 | 4569794.4994 | 5388186.9932 | 24077.0464 | 263952.5062 | 0 | 5440964.8662 | 14156274.4865 | 9661948.2194 | 43210379.5367 | 3144235.0165 | 8390483.6777 | 8390483.6777 | 1478867.319 | 4237914.541 | 0 | 54745098.2309 | 68852363.7686 | 1000000 | 6.5009 | 8421.1319 | 10591.1736 | 171.6762 | 215.9154
1 | 2700 | 707 | 0.035 | 15 | 15 | 7 | 1.3335e-09 | 0 | Water | Porous | Wet | R600a | MinimizeLCOE_Brownfield | IgnoreSilica | 127.1586 | 25.457 | 1.6471 | 4 | 8354.5075 | 10495.7533 | 170.3179 | 213.9701 | 106.4184 | -3.8371e-06 | 8567371064.6416 | 3506067.9341 | 222308.9311 | 4603508.5308 | 5438668.5624 | 24077.0464 | 252541.4769 | 0 | 5478397.2679 | 14253665.9172 | 9728419.872 | 43507655.5388 | 3144235.0165 | 8390483.6777 | 8390483.6777 | 1478867.319 | 4237914.541 | 0 | 55042374.233 | 69149639.7708 | 1333521.4322 | 6.5883 | 8354.5075 | 10495.7533 | 170.3179 | 213.9701
1 | 2700 | 707 | 0.035 | 15 | 15 | 7 | 1.7783e-09 | 0 | Water | Porous | Wet | R600a | MinimizeLCOE_Brownfield | IgnoreSilica | 128.0944 | 25.6313 | 1.6637 | 4 | 8304.4306 | 10424.3096 | 169.297 | 212.5137 | 106.3908 | -3.5926e-06 | 8594243590.6074 | 3522438.4385 | 223303.4677 | 4628803.5102 | 5476632.8795 | 24077.0464 | 243444.332 | 0 | 5506292.873 | 14326244.5595 | 9777956.2868 | 43729193.3936 | 3144235.0165 | 8390483.6777 | 8390483.6777 | 1478867.319 | 4237914.541 | 0 | 55263912.0878 | 69371177.6255 | 1778279.41 | 6.6548 | 8304.4306 | 10424.3096 | 169.297 | 212.5137
1 | 2700 | 707 | 0.035 | 15 | 15 | 7 | 2.3714e-09 | 0 | Water | Porous | Wet | R600a | MinimizeLCOE_Brownfield | IgnoreSilica | 128.7982 | 25.7623 | 1.6763 | 4 | 8266.8063 | 10370.7917 | 168.53 | 211.4226 | 106.3698 | -3.4069e-06 | 8614918143.1221 | 3534694.4499 | 224047.3586 | 4647771.7162 | 5505151.8169 | 24077.0464 | 236293.1423 | 0 | 5527093.8568 | 14380364.4526 | 9814894.2258 | 43894388.0655 | 3144235.0165 | 8390483.6777 | 8390483.6777 | 1478867.319 | 4237914.541 | 0 | 55429106.7597 | 69536372.2974 | 2371373.7057 | 6.705 | 8266.8063 | 10370.7917 | 168.53 | 211.4226
1 | 2700 | 707 | 0.035 | 15 | 15 | 7 | 3.1623e-09 | 0 | Water | Porous | Wet | R600a | MinimizeLCOE_Brownfield | IgnoreSilica | 129.3318 | 25.8613 | 1.6858 | 4 | 8238.5481 | 10330.6378 | 167.9539 | 210.604 | 106.3537 | -3.2667e-06 | 8630187166.9519 | 3543953.2813 | 224608.9407 | 4662118.903 | 5526751.6551 | 24077.0464 | 230761.6708 | 0 | 5542785.8839 | 14421191.8883 | 9842759.7896 | 44019009.0591 | 3144235.0165 | 8390483.6777 | 8390483.6777 | 1478867.319 | 4237914.541 | 0 | 55553727.7533 | 69660993.291 | 3162277.6602 | 6.7431 | 8238.5481 | 10330.6378 | 167.9539 | 210.604
1 | 2700 | 707 | 0.035 | 15 | 15 | 7 | 4.217e-09 | 0 | Water | Porous | Wet | R600a | MinimizeLCOE_Brownfield | IgnoreSilica | 129.7339 | 25.9359 | 1.693 | 4 | 8217.331 | 10300.5277 | 167.5214 | 209.9902 | 106.3415 | -3.1609e-06 | 8641658885.3106 | 3550911.5058 | 225030.758 | 4672911.2125 | 5543015.9024 | 24077.0464 | 226505.1812 | 0 | 5554556.1265 | 14451815.6449 | 9863661.1328 | 44112484.5105 | 3144235.0165 | 8390483.6777 | 8390483.6777 | 1478867.319 | 4237914.541 | 0 | 55647203.2047 | 69754468.7424 | 4216965.0343 | 6.7719 | 8217.331 | 10300.5277 | 167.5214 | 209.9902
1 | 2700 | 707 | 0.035 | 15 | 15 | 7 | 5.6234e-09 | 0 | Water | Porous | Wet | R600a | MinimizeLCOE_Brownfield | IgnoreSilica | 130.0286 | 25.9905 | 1.6983 | 4 | 8201.4049 | 10278.0324 | 167.1967 | 209.5316 | 106.3325 | -3.0804e-06 | 8651191040.2453 | 3556000.3732 | 225339.1273 | 4680809.6939 | 5554928.0282 | 24077.0464 | 223201.2081 | 0 | 5563098.6361 | 14474041.5026 | 9878830.7373 | 44180326.353 | 3144235.0165 | 8390483.6777 | 8390483.6777 | 1478867.319 | 4237914.541 | 0 | 55715045.0472 | 69822310.5849 | 5623413.2519 | 6.7934 | 8201.4049 | 10278.0324 | 167.1967 | 209.5316
1 | 2700 | 707 | 0.035 | 15 | 15 | 7 | 7.4989e-09 | 0 | Water | Porous | Wet | R600a | MinimizeLCOE_Brownfield | IgnoreSilica | 130.2527 | 26.0321 | 1.7024 | 4 | 8189.4528 | 10261.1356 | 166.9531 | 209.1871 | 106.3256 | -3.0201e-06 | 8658055204.6839 | 3559864.9443 | 225573.239 | 4686811.0317 | 5563983.9848 | 24077.0464 | 220702.0664 | 0 | 5569594.8019 | 14490943.1935 | 9890366.4887 | 44231916.7967 | 3144235.0165 | 8390483.6777 | 8390483.6777 | 1478867.319 | 4237914.541 | 0 | 55766635.4909 | 69873901.0286 | 7498942.0933 | 6.8096 | 8189.4528 | 10261.1356 | 166.9531 | 209.1871
1 | 2700 | 707 | 0.035 | 15 | 15 | 7 | 1e-08 | 0 | Water | Porous | Wet | R600a | MinimizeLCOE_Brownfield | IgnoreSilica | 130.4159 | 26.0623 | 1.7054 | 4 | 8180.4828 | 10248.5165 | 166.7702 | 208.9299 | 106.3206 | -2.9742e-06 | 8661543989.8883 | 3562676.8392 | 225743.5688 | 4691178.501 | 5570576.5768 | 24077.0464 | 218775.3131 | 0 | 5574280.8597 | 14503135.3546 | 9898687.8891 | 44269131.9487 | 3144235.0165 | 8390483.6777 | 8390483.6777 | 1478867.319 | 4237914.541 | 0 | 55803850.6429 | 69911116.1806 | 10000000 | 6.8216 | 8180.4828 | 10248.5165 | 166.7702 | 208.9299
1 | 2800 | 707 | 0.035 | 15 | 15 | 7 | 1e-13 | 0 | Water | Porous | Wet | R600a | MinimizeLCOE_Brownfield | IgnoreSilica | 0 | 0 | 0 | 0 | [5 empty] | 0 | 0 | 0 | 0 | 0 | 0 | 0 | 0 | 0 | 0 | 0 | 0 | 0 | 0 | 0 | 0 | 0 | 0 | 0 | 0 | 0 | 100 | 0
1 | 2800 | 707 | 0.035 | 15 | 15 | 7 | 1.3335e-13 | 0 | Water | Porous | Wet | R600a | MinimizeLCOE_Brownfield | IgnoreSilica | 0 | 0 | 0 | 0 | [5 empty] | 0 | 0 | 0 | 0 | 0 | 0 | 0 | 0 | 0 | 0 | 0 | 0 | 0 | 0 | 0 | 0 | 0 | 0 | 0 | 0 | 0 | 133.3521 | 0
1 | 2800 | 707 | 0.035 | 15 | 15 | 7 | 1.7783e-13 | 0 | Water | Porous | Wet | R600a | MinimizeLCOE_Brownfield | IgnoreSilica | 0 | 0 | 0 | 0 | [5 empty] | 0 | 0 | 0 | 0 | 0 | 0 | 0 | 0 | 0 | 0 | 0 | 0 | 0 | 0 | 0 | 0 | 0 | 0 | 0 | 0 | 0 | 177.8279 | 0
1 | 2800 | 707 | 0.035 | 15 | 15 | 7 | 2.3714e-13 | 0 | Water | Porous | Wet | R600a | MinimizeLCOE_Brownfield | IgnoreSilica | 0 | 0 | 0 | 0 | [5 empty] | 0 | 0 | 0 | 0 | 0 | 0 | 0 | 0 | 0 | 0 | 0 | 0 | 0 | 0 | 0 | 0 | 0 | 0 | 0 | 0 | 0 | 237.1374 | 0
1 | 2800 | 707 | 0.035 | 15 | 15 | 7 | 3.1623e-13 | 0 | Water | Porous | Wet | R600a | MinimizeLCOE_Brownfield | IgnoreSilica | 0 | 0 | 0 | 0 | [5 empty] | 0 | 0 | 0 | 0 | 0 | 0 | 0 | 0 | 0 | 0 | 0 | 0 | 0 | 0 | 0 | 0 | 0 | 0 | 0 | 0 | 0 | 316.2278 | 0
1 | 2800 | 707 | 0.035 | 15 | 15 | 7 | 4.217e-13 | 0 | Water | Porous | Wet | R600a | MinimizeLCOE_Brownfield | IgnoreSilica | 0.98802 | 0.13128 | 0.00099894 | 4 | 3195163.6665 | 6853390.8608 | 65137.7331 | 139715.6426 | 86.7119 | -2.7573e-05 | 28057168.4976 | 76815.1977 | 4381.1411 | 69003.3996 | 56439.4907 | 24077.0464 | 49532.2669 | 0 | 109296.9315 | 284368.1959 | 194087.1369 | 868000.8065 | 3144235.0165 | 8754830.6413 | 8754830.6413 | 1478867.319 | 4383653.3264 | 0 | 12767066.4643 | 27384417.7511 | 421.6965 | 0.0039957 | 3195163.6665 | 6853390.8608 | 65137.7331 | 139715.6426
1 | 2800 | 707 | 0.035 | 15 | 15 | 7 | 5.6234e-13 | 0 | Water | Porous | Wet | R600a | MinimizeLCOE_Brownfield | IgnoreSilica | 1.4633 | 0.22717 | 0.0035357 | 4 | 928378.0378 | 1961939.2797 | 18926.242 | 39996.7859 | 93.5762 | -3.2034e-05 | 66858436.2436 | 118207.3436 | 7018.1469 | 106494.0286 | 76857.6101 | 24077.0464 | 64701.2914 | 0 | 154968.6321 | 403196.5923 | 275189.9591 | 1230710.6503 | 3144235.0165 | 8754830.6413 | 8754830.6413 | 1478867.319 | 4383653.3264 | 0 | 13129776.3081 | 27747127.5949 | 562.3413 | 0.014143 | 928378.0378 | 1961939.2797 | 18926.242 | 39996.7859
1 | 2800 | 707 | 0.035 | 15 | 15 | 7 | 7.4989e-13 | 0 | Water | Porous | Wet | R600a | MinimizeLCOE_Brownfield | IgnoreSilica | 2.041 | 0.34782 | 0.0074703 | 4 | 453050.5649 | 942234.9587 | 9236.0486 | 19208.7341 | 98.0462 | -3.4353e-05 | 410744040.1653 | 163847.7294 | 9985.0355 | 149275.195 | 102194.6905 | 24077.0464 | 79659.4149 | 0 | 206325.2536 | 536815.9867 | 366387.9414 | 1638568.2933 | 3144235.0165 | 8754830.6413 | 8754830.6413 | 1478867.319 | 4383653.3264 | 0 | 13537633.9511 | 28154985.2378 | 749.8942 | 0.029881 | 453050.5649 | 942234.9587 | 9236.0486 | 19208.7341
1 | 2800 | 707 | 0.035 | 15 | 15 | 7 | 1e-12 | 0 | Water | Porous | Wet | R600a | MinimizeLCOE_Brownfield | IgnoreSilica | 2.7593 | 0.50045 | 0.013124 | 4 | 266859.285 | 545304.4615 | 5440.2875 | 11116.769 | 101.1852 | -3.536e-05 | 591389309.5553 | 215399.6531 | 13369.5373 | 199280.6472 | 134054.7544 | 24077.0464 | 95089.2734 | 0 | 265695.6556 | 691285.5942 | 471816.6225 | 2110068.784 | 3144235.0165 | 8754830.6413 | 8754830.6413 | 1478867.319 | 4383653.3264 | 0 | 14009134.4418 | 28626485.7285 | 1000 | 0.052496 | 266859.285 | 545304.4615 | 5440.2875 | 11116.769
1 | 2800 | 707 | 0.035 | 15 | 15 | 7 | 1.3335e-12 | 0 | Water | Porous | Wet | R600a | MinimizeLCOE_Brownfield | IgnoreSilica | 3.6755 | 0.697 | 0.02096 | 4 | 173810.7663 | 348162.2245 | 3543.3676 | 7097.7579 | 103.5065 | -3.5674e-05 | 915897614.5058 | 275314.8711 | 17321.8638 | 259346.7741 | 174962.3304 | 24077.0464 | 111985.1933 | 0 | 336573.1509 | 875694.2979 | 597679.352 | 2672954.88 | 3144235.0165 | 8754830.6413 | 8754830.6413 | 1478867.319 | 4383653.3264 | 0 | 14572020.5378 | 29189371.8245 | 1333.5214 | 0.083838 | 173810.7663 | 348162.2245 | 3543.3676 | 7097.7579
1 | 2800 | 707 | 0.035 | 15 | 15 | 7 | 1.7783e-12 | 0 | Water | Porous | Wet | R600a | MinimizeLCOE_Brownfield | IgnoreSilica | 4.8593 | 0.9523 | 0.031612 | 4 | 120648.7211 | 236249.4982 | 2459.5874 | 4816.2656 | 105.2628 | -3.5602e-05 | 1235344999.9783 | 345999.2426 | 21992.9431 | 332507.4108 | 228017.1225 | 24077.0464 | 131134.7713 | 0 | 422654.1293 | 1099659.3462 | 750540.0995 | 3356582.1117 | 3144235.0165 | 8754830.6413 | 8754830.6413 | 1478867.319 | 4383653.3264 | 0 | 15255647.7696 | 29872999.0563 | 1778.2794 | 0.12645 | 120648.7211 | 236249.4982 | 2459.5874 | 4816.2656
1 | 2800 | 707 | 0.035 | 15 | 15 | 7 | 2.3714e-12 | 0 | Water | Porous | Wet | R600a | MinimizeLCOE_Brownfield | IgnoreSilica | 6.346 | 1.2739 | 0.045837 | 4 | 87610.7423 | 167335.6832 | 1786.0635 | 3411.3642 | 106.5642 | -3.4988e-05 | 1630084024.6567 | 427303.6009 | 27365.2883 | 419274.12 | 294791.8547 | 24077.0464 | 151645.6088 | 0 | 524338.4325 | 1364221.0447 | 931108.8949 | 4164125.8912 | 3144235.0165 | 8754830.6413 | 8754830.6413 | 1478867.319 | 4383653.3264 | 0 | 16063191.549 | 30680542.8357 | 2371.3737 | 0.18335 | 87610.7423 | 167335.6832 | 1786.0635 | 3411.3642
1 | 2800 | 707 | 0.035 | 15 | 15 | 7 | 3.1623e-12 | 0 | Water | Porous | Wet | R600a | MinimizeLCOE_Brownfield | IgnoreSilica | 8.1675 | 1.6673 | 0.064401 | 4 | 65967.5982 | 122711.0972 | 1344.8387 | 2501.6317 | 107.4885 | -3.3783e-05 | 2047489481.645 | 518645.6659 | 33389.1891 | 519685.6301 | 376534.3089 | 24077.0464 | 172496.4505 | 0 | 641483.0335 | 1669007.2668 | 1139131.7543 | 5094450.3456 | 3144235.0165 | 8754830.6413 | 8754830.6413 | 1478867.319 | 4383653.3264 | 0 | 16993516.0034 | 31610867.2901 | 3162.2777 | 0.2576 | 65967.5982 | 122711.0972 | 1344.8387 | 2501.6317
1 | 2800 | 707 | 0.035 | 15 | 15 | 7 | 4.217e-12 | 0 | Water | Porous | Wet | R600a | MinimizeLCOE_Brownfield | IgnoreSilica | 10.1944 | 2.1004 | 0.08729 | 4 | 51425.8961 | 93290.2381 | 1048.3865 | 1901.8477 | 108.0009 | -3.1474e-05 | 2479952255.4286 | 611466.2232 | 39476.5296 | 624910.7912 | 466811.4046 | 24077.0464 | 188796.0755 | 0 | 762659.8475 | 1984284.4801 | 1354314.9306 | 6056797.3287 | 3144235.0165 | 8754830.6413 | 8754830.6413 | 1478867.319 | 4383653.3264 | 0 | 17955862.9865 | 32573214.2732 | 4216.965 | 0.34916 | 51425.8961 | 93290.2381 | 1048.3865 | 1901.8477
1 | 2800 | 707 | 0.035 | 15 | 15 | 7 | 5.6234e-12 | 0 | Water | Porous | Wet | R600a | MinimizeLCOE_Brownfield | IgnoreSilica | 13.805 | 2.8927 | 0.12262 | 4 | 40120.1953 | 69922.9641 | 817.9044 | 1425.4742 | 108.9399 | -3.2151e-05 | 3094586467.7998 | 769523.7118 | 49916.9428 | 806768.2859 | 630674.9768 | 24077.0464 | 230512.2339 | 0 | 979474.547 | 2548391.8536 | 1739329.8043 | 7778669.4024 | 3144235.0165 | 8754830.6413 | 8754830.6413 | 1478867.319 | 4383653.3264 | 0 | 19677735.0602 | 34295086.347 | 5623.4133 | 0.49047 | 40120.1953 | 69922.9641 | 817.9044 | 1425.4742
1 | 2800 | 707 | 0.035 | 15 | 15 | 7 | 7.4989e-12 | 0 | Water | Porous | Wet | R600a | MinimizeLCOE_Brownfield | IgnoreSilica | 17.5607 | 3.7087 | 0.16484 | 4 | 32353.9317 | 54523.568 | 659.5787 | 1111.5367 | 109.3825 | -3.0588e-05 | 3631180642.7318 | 918524.4408 | 59699.5142 | 983922.2041 | 799952.3262 | 24077.0464 | 259493.6056 | 0 | 1187810.9635 | 3090440.4736 | 2109289.1254 | 9433209.6998 | 3144235.0165 | 8754830.6413 | 8754830.6413 | 1478867.319 | 4383653.3264 | 0 | 21332275.3576 | 35949626.6443 | 7498.9421 | 0.65934 | 32353.9317 | 54523.568 | 659.5787 | 1111.5367
1 | 2800 | 707 | 0.035 | 15 | 15 | 7 | 1e-11 | 0 | Water | Porous | Wet | R600a | MinimizeLCOE_Brownfield | IgnoreSilica | 22.2944 | 4.7375 | 0.21937 | 4 | 26584.9464 | 43243.1858 | 541.9701 | 881.5708 | 109.729 | -2.904e-05 | 4221377007.3863 | 1093121.3198 | 71136.4946 | 1196507.4693 | 1013335.8785 | 24077.0464 | 291806.9959 | 0 | 1439094.2298 | 3744227.987 | 2555512.5373 | 11428819.9586 | 3144235.0165 | 8754830.6413 | 8754830.6413 | 1478867.319 | 4383653.3264 | 0 | 23327885.6164 | 37945236.9031 | 10000 | 0.87748 | 26584.9464 | 43243.1858 | 541.9701 | 881.5708
1 | 2800 | 707 | 0.035 | 15 | 15 | 7 | 1.3335e-11 | 0 | Water | Porous | Wet | R600a | MinimizeLCOE_Brownfield | IgnoreSilica | 28.1673 | 6.0141 | 0.28963 | 4 | 22181.5257 | 34798.8314 | 452.2004 | 709.4212 | 109.9992 | -2.7333e-05 | 4831742576.748 | 1294912.8932 | 84324.1177 | 1447899.2329 | 1278132.8048 | 24077.0464 | 325758.3147 | 0 | 1737490.7197 | 4520594.4444 | 3085398.5972 | 13798588.1709 | 3144235.0165 | 8754830.6413 | 8754830.6413 | 1478867.319 | 4383653.3264 | 0 | 25697653.8287 | 40315005.1154 | 13335.2143 | 1.1585 | 22181.5257 | 34798.8314 | 452.2004 | 709.4212
1 | 2800 | 707 | 0.035 | 15 | 15 | 7 | 1.7783e-11 | 0 | Water | Porous | Wet | R600a | MinimizeLCOE_Brownfield | IgnoreSilica | 35.2903 | 7.5627 | 0.37732 | 4 | 18855.454 | 28540.5147 | 384.3939 | 581.837 | 110.2083 | -2.5635e-05 | 5450986042.0033 | 1523489.8601 | 99227.9595 | 1738923.2299 | 1599318.4519 | 24077.0464 | 361269.6713 | 0 | 2085059.4254 | 5424896.9205 | 3702603.6187 | 16558866.1837 | 3144235.0165 | 8754830.6413 | 8754830.6413 | 1478867.319 | 4383653.3264 | 0 | 28457931.8416 | 43075283.1283 | 17782.7941 | 1.5093 | 18855.454 | 28540.5147 | 384.3939 | 581.837
1 | 2800 | 707 | 0.035 | 15 | 15 | 7 | 2.3714e-11 | 0 | Water | Porous | Wet | R600a | MinimizeLCOE_Brownfield | IgnoreSilica | 43.7339 | 9.3987 | 0.4853 | 4 | 16280.8315 | 23810.9663 | 331.9068 | 485.4188 | 110.3696 | -2.3819e-05 | 6067427144.6313 | 1777400.2267 | 115744.3514 | 2068927.691 | 1980098.1102 | 24077.0464 | 395830.2095 | 0 | 2481210.2777 | 6455600.1765 | 4406079.7698 | 19704967.8592 | 3144235.0165 | 8754830.6413 | 8754830.6413 | 1478867.319 | 4383653.3264 | 0 | 31604033.517 | 46221384.8038 | 23713.7371 | 1.9412 | 16280.8315 | 23810.9663 | 331.9068 | 485.4188
1 | 2800 | 707 | 0.035 | 15 | 15 | 7 | 3.1623e-11 | 0 | Water | Porous | Wet | R600a | MinimizeLCOE_Brownfield | IgnoreSilica | 53.4392 | 11.5085 | 0.61447 | 4 | 14275.5492 | 20222.6469 | 291.0264 | 412.266 | 110.4891 | -2.189e-05 | 6669233588.0096 | 2051854.7329 | 133552.5883 | 2432603.6148 | 2417702.7203 | 24077.0464 | 427086.8553 | 0 | 2919882.2476 | 7596934.658 | 5185064.0055 | 23188758.4689 | 3144235.0165 | 8754830.6413 | 8754830.6413 | 1478867.319 | 4383653.3264 | 0 | 35087824.1267 | 49705175.4135 | 31622.7766 | 2.4579 | 14275.5492 | 20222.6469 | 291.0264 | 412.266
1 | 2800 | 707 | 0.035 | 15 | 15 | 7 | 4.217e-11 | 0 | Water | Porous | Wet | R600a | MinimizeLCOE_Brownfield | IgnoreSilica | 64.0387 | 13.8086 | 0.7621 | 4 | 12713.1153 | 17508.2198 | 259.1741 | 356.9287 | 110.5611 | -1.982e-05 | 7227344658.0246 | 2334595.7735 | 151843.718 | 2814197.9434 | 2895024.6015 | 24077.0464 | 450999.1083 | 0 | 3381587.8945 | 8798198.0425 | 6004950.9489 | 26855475.077 | 3144235.0165 | 8754830.6413 | 8754830.6413 | 1478867.319 | 4383653.3264 | 0 | 38754540.7348 | 53371892.0215 | 42169.6503 | 3.0484 | 12713.1153 | 17508.2198 | 259.1741 | 356.9287
1 | 2800 | 707 | 0.035 | 15 | 15 | 7 | 5.6234e-11 | 0 | Water | Porous | Wet | R600a | MinimizeLCOE_Brownfield | IgnoreSilica | 74.8398 | 16.1415 | 0.92049 | 4 | 11502.2996 | 15472.2916 | 234.4899 | 315.4236 | 110.5748 | -1.7609e-05 | 7722589961.4772 | 2607088.384 | 169402.3975 | 3188494.9901 | 3379818.7388 | 24077.0464 | 463035.6582 | 0 | 3834447.7138 | 9976446.398 | 6809129.6621 | 30451940.9888 | 3144235.0165 | 8754830.6413 | 8754830.6413 | 1478867.319 | 4383653.3264 | 0 | 42351006.6466 | 56968357.9333 | 56234.1325 | 3.682 | 11502.2996 | 15472.2916 | 234.4899 | 315.4236
1 | 2800 | 707 | 0.035 | 15 | 15 | 7 | 7.4989e-11 | 0 | Water | Porous | Wet | R600a | MinimizeLCOE_Brownfield | IgnoreSilica | 85.1272 | 18.3456 | 1.0794 | 4 | 10571.5157 | 13956.9678 | 215.5146 | 284.5317 | 110.5291 | -1.5348e-05 | 8139057312.7504 | 2853265.8011 | 185185.4847 | 3532396.6776 | 3838939.4176 | 24077.0464 | 461439.8196 | 0 | 4249168.6563 | 11055465.2193 | 7545582.1793 | 33745520.3018 | 3144235.0165 | 8754830.6413 | 8754830.6413 | 1478867.319 | 4383653.3264 | 0 | 45644585.9596 | 60261937.2463 | 74989.4209 | 4.3177 | 10571.5157 | 13956.9678 | 215.5146 | 284.5317
1 | 2800 | 707 | 0.035 | 15 | 15 | 7 | 1e-10 | 0 | Water | Porous | Wet | R600a | MinimizeLCOE_Brownfield | IgnoreSilica | 94.4138 | 20.314 | 1.2297 | 4 | 9861.2197 | 12833.0009 | 201.0343 | 261.6181 | 110.4368 | -1.3179e-05 | 8475389172.4009 | 3064883.3856 | 198673.4796 | 3832734.6367 | 4250289.4536 | 24077.0464 | 448033.9314 | 0 | 4609289.854 | 11992426.7047 | 8185077.6457 | 36605486.1378 | 3144235.0165 | 8754830.6413 | 8754830.6413 | 1478867.319 | 4383653.3264 | 0 | 48504551.7956 | 63121903.0823 | 100000 | 4.9187 | 9861.2197 | 12833.0009 | 201.0343 | 261.6181
1 | 2800 | 707 | 0.035 | 15 | 15 | 7 | 1.3335e-10 | 0 | Water | Porous | Wet | R600a | MinimizeLCOE_Brownfield | IgnoreSilica | 102.4575 | 21.9987 | 1.3648 | 4 | 9321.9986 | 11999.4927 | 190.0416 | 244.6259 | 110.3174 | -1.1218e-05 | 8735405804.358 | 3240290.068 | 209784.4506 | 4085294.934 | 4603593.6764 | 24077.0464 | 426467.401 | 0 | 4909907.9548 | 12774573.3378 | 8718908.7943 | 38992897.6632 | 3144235.0165 | 8754830.6413 | 8754830.6413 | 1478867.319 | 4383653.3264 | 0 | 50891963.321 | 65509314.6077 | 133352.1432 | 5.4593 | 9321.9986 | 11999.4927 | 190.0416 | 244.6259
1 | 2800 | 707 | 0.035 | 15 | 15 | 7 | 1.7783e-10 | 0 | Water | Porous | Wet | R600a | MinimizeLCOE_Brownfield | IgnoreSilica | 109.164 | 23.3863 | 1.4812 | 4 | 8913.9862 | 11381.0765 | 181.7237 | 232.0186 | 110.19 | -9.5211e-06 | 8936266810.5977 | 3381046.8804 | 218646.9103 | 4290553.4538 | 4895690.8727 | 24077.0464 | 400310.2461 | 0 | 5152026.9097 | 13404517.1931 | 9148858.4196 | 40915727.9319 | 3144235.0165 | 8754830.6413 | 8754830.6413 | 1478867.319 | 4383653.3264 | 0 | 52814793.5898 | 67432144.8765 | 177827.941 | 5.9249 | 8913.9862 | 11381.0765 | 181.7237 | 232.0186
1 | 2800 | 707 | 0.035 | 15 | 15 | 7 | 2.3714e-10 | 0 | Water | Porous | Wet | R600a | MinimizeLCOE_Brownfield | IgnoreSilica | 114.6159 | 24.5018 | 1.5783 | 4 | 8605.8572 | 10921.2346 | 175.442 | 222.6441 | 110.0682 | -8.1054e-06 | 9089812720.5881 | 3491841.3262 | 225584.4491 | 4453876.8286 | 5131305.7926 | 24077.0464 | 372902.8191 | 0 | 5342839.4222 | 13900972.2094 | 9487699.1693 | 42431099.0628 | 3144235.0165 | 8754830.6413 | 8754830.6413 | 1478867.319 | 4383653.3264 | 0 | 54330164.7206 | 68947516.0073 | 237137.3706 | 6.3132 | 8605.8572 | 10921.2346 | 175.442 | 222.6441
1 | 2800 | 707 | 0.035 | 15 | 15 | 7 | 3.1623e-10 | 0 | Water | Porous | Wet | R600a | MinimizeLCOE_Brownfield | IgnoreSilica | 118.7982 | 25.3455 | 1.6555 | 4 | 8373.4695 | 10580.8727 | 170.7045 | 215.7054 | 109.9554 | -6.9214e-06 | 9203650248.6076 | 3574087.0292 | 230699.712 | 4576495.8369 | 5310289.4568 | 24077.0464 | 345121.8234 | 0 | 5483700.6528 | 14267464.237 | 9737837.5088 | 43549773.3035 | 3144235.0165 | 8754830.6413 | 8754830.6413 | 1478867.319 | 4383653.3264 | 0 | 55448838.9613 | 70066190.248 | 316227.766 | 6.622 | 8373.4695 | 10580.8727 | 170.7045 | 215.7054
1 | 2800 | 707 | 0.035 | 15 | 15 | 7 | 4.217e-10 | 0 | Water | Porous | Wet | R600a | MinimizeLCOE_Brownfield | IgnoreSilica | 122.2017 | 26.0287 | 1.7184 | 4 | 8197.6487 | 10324.2783 | 167.1202 | 210.4744 | 109.8622 | -6.0019e-06 | 9292217029.0919 | 3639983.2645 | 234789.4392 | 4675218.4014 | 5455457.9366 | 24077.0464 | 321036.1012 | 0 | 5596719.2538 | 14561515.4535 | 9938533.5063 | 44447330.403 | 3144235.0165 | 8754830.6413 | 8754830.6413 | 1478867.319 | 4383653.3264 | 0 | 56346396.0608 | 70963747.3475 | 421696.5034 | 6.8735 | 8197.6487 | 10324.2783 | 167.1202 | 210.4744
1 | 2800 | 707 | 0.035 | 15 | 15 | 7 | 5.6234e-10 | 0 | Water | Porous | Wet | R600a | MinimizeLCOE_Brownfield | IgnoreSilica | 124.8204 | 26.5508 | 1.7675 | 4 | 8065.1809 | 10132.6545 | 164.4196 | 206.5679 | 109.7863 | -5.2784e-06 | 9361799678.0009 | 3689826.7708 | 237872.5962 | 4750327.5308 | 5566620.8743 | 24077.0464 | 299983.1101 | 0 | 5681796.0921 | 14782867.9351 | 10089611.1233 | 45122983.0791 | 3144235.0165 | 8754830.6413 | 8754830.6413 | 1478867.319 | 4383653.3264 | 0 | 57022048.7369 | 71639400.0237 | 562341.3252 | 7.0702 | 8065.1809 | 10132.6545 | 164.4196 | 206.5679
1 | 2800 | 707 | 0.035 | 15 | 15 | 7 | 7.4989e-10 | 0 | Water | Porous | Wet | R600a | MinimizeLCOE_Brownfield | IgnoreSilica | 126.8297 | 26.9492 | 1.8057 | 4 | 7965.4307 | 9989.2542 | 162.3861 | 203.6445 | 109.7255 | -4.7174e-06 | 9414855742.4544 | 3727569.8392 | 240201.0646 | 4807462.1228 | 5651599.8338 | 24077.0464 | 282266.7983 | 0 | 5745938.915 | 14949754.4026 | 10203514.5665 | 45632384.589 | 3144235.0165 | 8754830.6413 | 8754830.6413 | 1478867.319 | 4383653.3264 | 0 | 57531450.2468 | 72148801.5336 | 749894.2093 | 7.2226 | 7965.4307 | 9989.2542 | 162.3861 | 203.6445
1 | 2800 | 707 | 0.035 | 15 | 15 | 7 | 1e-09 | 0 | Water | Porous | Wet | R600a | MinimizeLCOE_Brownfield | IgnoreSilica | 128.3501 | 27.2494 | 1.8349 | 4 | 7890.3571 | 9881.9765 | 160.8556 | 201.4575 | 109.6781 | -4.2846e-06 | 9456726092.1205 | 3755839.3583 | 241941.4482 | 4850407.0221 | 5715713.7751 | 24077.0464 | 267652.4089 | 0 | 5793696.113 | 15074008.8355 | 10288320.7701 | 46011656.7775 | 3144235.0165 | 8754830.6413 | 8754830.6413 | 1478867.319 | 4383653.3264 | 0 | 57910722.4353 | 72528073.722 | 1000000 | 7.3394 | 7890.3571 | 9881.9765 | 160.8556 | 201.4575
1 | 2800 | 707 | 0.035 | 15 | 15 | 7 | 1.3335e-09 | 0 | Water | Porous | Wet | R600a | MinimizeLCOE_Brownfield | IgnoreSilica | 129.495 | 27.4746 | 1.8571 | 4 | 7833.8845 | 9801.6783 | 159.7043 | 199.8205 | 109.6416 | -3.9527e-06 | 9489699620.7785 | 3776960.5657 | 243239.6594 | 4882579.2732 | 5763880.6175 | 24077.0464 | 255837.8377 | 0 | 5829164.2499 | 15166289.6523 | 10351304.3238 | 46293333.2259 | 3144235.0165 | 8754830.6413 | 8754830.6413 | 1478867.319 | 4383653.3264 | 0 | 58192398.8837 | 72809750.1704 | 1333521.4322 | 7.4283 | 7833.8845 | 9801.6783 | 159.7043 | 199.8205
1 | 2800 | 707 | 0.035 | 15 | 15 | 7 | 1.7783e-09 | 0 | Water | Porous | Wet | R600a | MinimizeLCOE_Brownfield | IgnoreSilica | 130.3575 | 27.6439 | 1.8739 | 4 | 7791.4253 | 9741.5179 | 158.8387 | 198.594 | 109.6136 | -3.7e-06 | 9515143121.8608 | 3792780.4266 | 244210.8257 | 4906725.7365 | 5800108.3612 | 24077.0464 | 246460.1096 | 0 | 5855601.3774 | 15235073.6349 | 10398250.8053 | 46503288.3236 | 3144235.0165 | 8754830.6413 | 8754830.6413 | 1478867.319 | 4383653.3264 | 0 | 58402353.9814 | 73019705.2681 | 1778279.41 | 7.4957 | 7791.4253 | 9741.5179 | 158.8387 | 198.594
1 | 2800 | 707 | 0.035 | 15 | 15 | 7 | 2.3714e-09 | 0 | Water | Porous | Wet | R600a | MinimizeLCOE_Brownfield | IgnoreSilica | 131.0102 | 27.7718 | 1.8867 | 4 | 7759.5166 | 9696.3921 | 158.1882 | 197.6741 | 109.5922 | -3.5087e-06 | 9534173030.2097 | 3804698.6504 | 244941.7861 | 4924945.2302 | 5827487.3729 | 24077.0464 | 239136.3946 | 0 | 5875461.7274 | 15286746.1918 | 10433518.3871 | 46661012.7869 | 3144235.0165 | 8754830.6413 | 8754830.6413 | 1478867.319 | 4383653.3264 | 0 | 58560078.4447 | 73177429.7314 | 2371373.7057 | 7.5469 | 7759.5166 | 9696.3921 | 158.1882 | 197.6741
1 | 2800 | 707 | 0.035 | 15 | 15 | 7 | 3.1623e-09 | 0 | Water | Porous | Wet | R600a | MinimizeLCOE_Brownfield | IgnoreSilica | 131.4829 | 27.8643 | 1.8962 | 4 | 7735.5467 | 9662.7386 | 157.6996 | 196.988 | 109.5765 | -3.3619e-06 | 9550951171.8934 | 3813300.096 | 245468.9452 | 4938109.7844 | 5847293.7611 | 24077.0464 | 233340.9735 | 0 | 5889620.3366 | 15323583.9885 | 10458660.9403 | 46773455.8719 | 3144235.0165 | 8754830.6413 | 8754830.6413 | 1478867.319 | 4383653.3264 | 0 | 58672521.5297 | 73289872.8165 | 3162277.6602 | 7.5848 | 7735.5467 | 9662.7386 | 157.6996 | 196.988
1 | 2800 | 707 | 0.035 | 15 | 15 | 7 | 4.217e-09 | 0 | Water | Porous | Wet | R600a | MinimizeLCOE_Brownfield | IgnoreSilica | 131.8534 | 27.9367 | 1.9035 | 4 | 7717.5468 | 9637.3568 | 157.3326 | 196.4706 | 109.5642 | -3.2529e-06 | 9561741606.7374 | 3820024.7403 | 245880.8662 | 4948410.6972 | 5862805.3826 | 24077.0464 | 228981.1373 | 0 | 5900770.1493 | 15352593.5142 | 10478460.5377 | 46862004.0713 | 3144235.0165 | 8754830.6413 | 8754830.6413 | 1478867.319 | 4383653.3264 | 0 | 58761069.7291 | 73378421.0158 | 4216965.0343 | 7.614 | 7717.5468 | 9637.3568 | 157.3326 | 196.4706
1 | 2800 | 707 | 0.035 | 15 | 15 | 7 | 5.6234e-09 | 0 | Water | Porous | Wet | R600a | MinimizeLCOE_Brownfield | IgnoreSilica | 132.124 | 27.9895 | 1.9089 | 4 | 7704.0339 | 9618.3979 | 157.0572 | 196.0841 | 109.5551 | -3.1699e-06 | 9570280050.1439 | 3824927.452 | 246181.0589 | 4955925.8219 | 5874129.715 | 24077.0464 | 225598.3061 | 0 | 5908827.3661 | 15373556.7395 | 10492768.3697 | 46925991.8757 | 3144235.0165 | 8754830.6413 | 8754830.6413 | 1478867.319 | 4383653.3264 | 0 | 58825057.5335 | 73442408.8202 | 5623413.2519 | 7.6356 | 7704.0339 | 9618.3979 | 157.0572 | 196.0841
1 | 2800 | 707 | 0.035 | 15 | 15 | 7 | 7.4989e-09 | 0 | Water | Porous | Wet | R600a | MinimizeLCOE_Brownfield | IgnoreSilica | 132.3332 | 28.0303 | 1.913 | 4 | 7693.892 | 9604.122 | 156.8504 | 195.793 | 109.548 | -3.1081e-06 | 9576969925.3523 | 3828714.2451 | 246412.8552 | 4961733.2383 | 5882885.1219 | 24077.0464 | 223063.0954 | 0 | 5915085.3849 | 15389838.8207 | 10503881.2247 | 46975691.0325 | 3144235.0165 | 8754830.6413 | 8754830.6413 | 1478867.319 | 4383653.3264 | 0 | 58874756.6903 | 73492107.9771 | 7498942.0933 | 7.6521 | 7693.892 | 9604.122 | 156.8504 | 195.793
1 | 2800 | 707 | 0.035 | 15 | 15 | 7 | 1e-08 | 0 | Water | Porous | Wet | R600a | MinimizeLCOE_Brownfield | IgnoreSilica | 132.477 | 28.0584 | 1.916 | 4 | 7686.2817 | 9593.5442 | 156.6952 | 195.5774 | 109.5432 | -3.0602e-06 | 9583251893.4988 | 3831311.6005 | 246571.8033 | 4965718.145 | 5888895.1921 | 24077.0464 | 221055.0357 | 0 | 5919275.241 | 15400739.9666 | 10511321.4808 | 47008965.5113 | 3144235.0165 | 8754830.6413 | 8754830.6413 | 1478867.319 | 4383653.3264 | 0 | 58908031.1692 | 73525382.4559 | 10000000 | 7.664 | 7686.2817 | 9593.5442 | 156.6952 | 195.5774
1 | 2900 | 707 | 0.035 | 15 | 15 | 7 | 1e-13 | 0 | Water | Porous | Wet | R600a | MinimizeLCOE_Brownfield | IgnoreSilica | 0 | 0 | 0 | 0 | [5 empty] | 0 | 0 | 0 | 0 | 0 | 0 | 0 | 0 | 0 | 0 | 0 | 0 | 0 | 0 | 0 | 0 | 0 | 0 | 0 | 0 | 0 | 100 | 0
1 | 2900 | 707 | 0.035 | 15 | 15 | 7 | 1.3335e-13 | 0 | Water | Porous | Wet | R600a | MinimizeLCOE_Brownfield | IgnoreSilica | 0 | 0 | 0 | 0 | [5 empty] | 0 | 0 | 0 | 0 | 0 | 0 | 0 | 0 | 0 | 0 | 0 | 0 | 0 | 0 | 0 | 0 | 0 | 0 | 0 | 0 | 0 | 133.3521 | 0
1 | 2900 | 707 | 0.035 | 15 | 15 | 7 | 1.7783e-13 | 0 | Water | Porous | Wet | R600a | MinimizeLCOE_Brownfield | IgnoreSilica | 0 | 0 | 0 | 0 | [5 empty] | 0 | 0 | 0 | 0 | 0 | 0 | 0 | 0 | 0 | 0 | 0 | 0 | 0 | 0 | 0 | 0 | 0 | 0 | 0 | 0 | 0 | 177.8279 | 0
1 | 2900 | 707 | 0.035 | 15 | 15 | 7 | 2.3714e-13 | 0 | Water | Porous | Wet | R600a | MinimizeLCOE_Brownfield | IgnoreSilica | 0 | 0 | 0 | 0 | [5 empty] | 0 | 0 | 0 | 0 | 0 | 0 | 0 | 0 | 0 | 0 | 0 | 0 | 0 | 0 | 0 | 0 | 0 | 0 | 0 | 0 | 0 | 237.1374 | 0
1 | 2900 | 707 | 0.035 | 15 | 15 | 7 | 3.1623e-13 | 0 | Water | Porous | Wet | R600a | MinimizeLCOE_Brownfield | IgnoreSilica | 0 | 0 | 0 | 0 | [5 empty] | 0 | 0 | 0 | 0 | 0 | 0 | 0 | 0 | 0 | 0 | 0 | 0 | 0 | 0 | 0 | 0 | 0 | 0 | 0 | 0 | 0 | 316.2278 | 0
1 | 2900 | 707 | 0.035 | 15 | 15 | 7 | 4.217e-13 | 0 | Water | Porous | Wet | R600a | MinimizeLCOE_Brownfield | IgnoreSilica | 1.1538 | 0.17161 | 0.0019255 | 4 | 1726909.0534 | 3692060.9333 | 35205.3769 | 75267.656 | 91.6151 | -3.2349e-05 | 117823523.1921 | 96001.0264 | 5628.0529 | 85205.8444 | 64592.955 | 24077.0464 | 57505.3209 | 0 | 129873.9959 | 337905.4966 | 230627.4447 | 1031417.1832 | 3144235.0165 | 9125037.6958 | 9125037.6958 | 1478867.319 | 4531736.1482 | 0 | 13300689.8954 | 28436331.0584 | 421.6965 | 0.007702 | 1726909.0534 | 3692060.9333 | 35205.3769 | 75267.656
1 | 2900 | 707 | 0.035 | 15 | 15 | 7 | 5.6234e-13 | 0 | Water | Porous | Wet | R600a | MinimizeLCOE_Brownfield | IgnoreSilica | 1.6726 | 0.28386 | 0.0052664 | 4 | 650585.5671 | 1369090.5638 | 13263.0668 | 27910.763 | 97.8421 | -3.6639e-05 | 252158488.1348 | 142158.5428 | 8639.9759 | 126896.2268 | 87923.7973 | 24077.0464 | 73816.3917 | 0 | 180769.6725 | 470325.6069 | 321006.8909 | 1435614.1512 | 3144235.0165 | 9125037.6958 | 9125037.6958 | 1478867.319 | 4531736.1482 | 0 | 13704886.8634 | 28840528.0264 | 562.3413 | 0.021065 | 650585.5671 | 1369090.5638 | 13263.0668 | 27910.763
1 | 2900 | 707 | 0.035 | 15 | 15 | 7 | 7.4989e-13 | 0 | Water | Porous | Wet | R600a | MinimizeLCOE_Brownfield | IgnoreSilica | 2.2988 | 0.42323 | 0.010281 | 4 | 344235.1658 | 712277.5625 | 7017.6995 | 14520.7415 | 101.9578 | -3.866e-05 | 544288568.5368 | 192756.4463 | 11997.5917 | 174185.9855 | 116611.6524 | 24077.0464 | 89718.443 | 0 | 237645.3944 | 618304.5685 | 422005.5729 | 1887302.701 | 3144235.0165 | 9125037.6958 | 9125037.6958 | 1478867.319 | 4531736.1482 | 0 | 14156575.4133 | 29292216.5763 | 749.8942 | 0.041125 | 344235.1658 | 712277.5625 | 7017.6995 | 14520.7415
1 | 2900 | 707 | 0.035 | 15 | 15 | 7 | 1e-12 | 0 | Water | Porous | Wet | R600a | MinimizeLCOE_Brownfield | IgnoreSilica | 3.1102 | 0.60647 | 0.017403 | 4 | 211218.5533 | 428643.3461 | 4305.9759 | 8738.4744 | 104.9914 | -3.9862e-05 | 782406012.4408 | 252359.3065 | 15986.4357 | 231798.5078 | 154168.7223 | 24077.0464 | 107574.7131 | 0 | 306526.2454 | 797518.4134 | 544322.7045 | 2434332.0951 | 3144235.0165 | 9125037.6958 | 9125037.6958 | 1478867.319 | 4531736.1482 | 0 | 14703604.8074 | 29839245.9703 | 1000 | 0.069613 | 211218.5533 | 428643.3461 | 4305.9759 | 8738.4744
1 | 2900 | 707 | 0.035 | 15 | 15 | 7 | 1.3335e-12 | 0 | Water | Porous | Wet | R600a | MinimizeLCOE_Brownfield | IgnoreSilica | 4.1313 | 0.83899 | 0.027191 | 4 | 141106.0342 | 280266.8706 | 2876.6374 | 5713.6192 | 107.2011 | -4.0116e-05 | 1194301884.9509 | 320704.4521 | 20577.7925 | 300067.5574 | 201723.1456 | 24077.0464 | 126612.7608 | 0 | 387567.4743 | 1008371.0672 | 688233.9733 | 3077935.2695 | 3144235.0165 | 9125037.6958 | 9125037.6958 | 1478867.319 | 4531736.1482 | 0 | 15347207.9818 | 30482849.1448 | 1333.5214 | 0.10876 | 141106.0342 | 280266.8706 | 2876.6374 | 5713.6192
1 | 2900 | 707 | 0.035 | 15 | 15 | 7 | 1.7783e-12 | 0 | Water | Porous | Wet | R600a | MinimizeLCOE_Brownfield | IgnoreSilica | 5.4271 | 1.1354 | 0.040401 | 4 | 99717.49 | 193376.5874 | 2032.8759 | 3942.2433 | 108.8527 | -3.9778e-05 | 1553699330.5892 | 400035.8862 | 25913.2043 | 381820.057 | 262288.7253 | 24077.0464 | 147425.0525 | 0 | 484208.389 | 1259810.9033 | 859846.828 | 3845426.092 | 3144235.0165 | 9125037.6958 | 9125037.6958 | 1478867.319 | 4531736.1482 | 0 | 16114698.8043 | 31250339.9672 | 1778.2794 | 0.1616 | 99717.49 | 193376.5874 | 2032.8759 | 3942.2433
1 | 2900 | 707 | 0.035 | 15 | 15 | 7 | 2.3714e-12 | 0 | Water | Porous | Wet | R600a | MinimizeLCOE_Brownfield | IgnoreSilica | 7.0667 | 1.5111 | 0.058149 | 4 | 73209.8535 | 138282.237 | 1492.4819 | 2819.0704 | 110.0855 | -3.8837e-05 | 2013560477.1467 | 492049.1031 | 32097.1254 | 479529.4719 | 339032.2784 | 24077.0464 | 169776.1216 | 0 | 599258.8472 | 1559148.5956 | 1064150.9538 | 4759119.5435 | 3144235.0165 | 9125037.6958 | 9125037.6958 | 1478867.319 | 4531736.1482 | 0 | 17028392.2557 | 32164033.4187 | 2371.3737 | 0.2326 | 73209.8535 | 138282.237 | 1492.4819 | 2819.0704
1 | 2900 | 707 | 0.035 | 15 | 15 | 7 | 3.1623e-12 | 0 | Water | Porous | Wet | R600a | MinimizeLCOE_Brownfield | IgnoreSilica | 8.9808 | 1.9478 | 0.080579 | 4 | 55930.4291 | 102889.262 | 1140.2174 | 2097.5368 | 110.8938 | -3.7013e-05 | 2507107453.5415 | 590468.1127 | 38690.5372 | 587187.3209 | 428357.4292 | 24077.0464 | 190308.0526 | 0 | 725044.5146 | 1886417.0999 | 1287518.4327 | 5758068.5462 | 3144235.0165 | 9125037.6958 | 9125037.6958 | 1478867.319 | 4531736.1482 | 0 | 18027341.2585 | 33162982.4214 | 3162.2777 | 0.32232 | 55930.4291 | 102889.262 | 1140.2174 | 2097.5368
1 | 2900 | 707 | 0.035 | 15 | 15 | 7 | 4.217e-12 | 0 | Water | Porous | Wet | R600a | MinimizeLCOE_Brownfield | IgnoreSilica | 13.7 | 3.0368 | 0.11585 | 4 | 44191.424 | 76854.0976 | 900.902 | 1566.7747 | 112.1466 | -4.3208e-05 | 2937517012.2531 | 811924.852 | 53543.4174 | 836967.1802 | 650431.883 | 24077.0464 | 273373.3359 | 0 | 1033623.9088 | 2689277.3853 | 1835487.0746 | 8208706.0837 | 3144235.0165 | 9125037.6958 | 9125037.6958 | 1478867.319 | 4531736.1482 | 0 | 20477978.7959 | 35613619.9589 | 4216.965 | 0.46339 | 44191.424 | 76854.0976 | 900.902 | 1566.7747
1 | 2900 | 707 | 0.035 | 15 | 15 | 7 | 5.6234e-12 | 0 | Water | Porous | Wet | R600a | MinimizeLCOE_Brownfield | IgnoreSilica | 15.1977 | 3.3817 | 0.15236 | 4 | 34600.307 | 59435.082 | 705.3741 | 1211.6645 | 112.3682 | -3.5354e-05 | 3692866440.2515 | 876702.1557 | 57874.5586 | 912039.2616 | 720804.5378 | 24077.0464 | 255542.9209 | 0 | 1110345.7876 | 2888891.9761 | 1971728.1345 | 8818006.3791 | 3144235.0165 | 9125037.6958 | 9125037.6958 | 1478867.319 | 4531736.1482 | 0 | 21087279.0913 | 36222920.2543 | 5623.4133 | 0.60945 | 34600.307 | 59435.082 | 705.3741 | 1211.6645
1 | 2900 | 707 | 0.035 | 15 | 15 | 7 | 7.4989e-12 | 0 | Water | Porous | Wet | R600a | MinimizeLCOE_Brownfield | IgnoreSilica | 19.3512 | 4.3378 | 0.2041 | 4 | 28144.4563 | 46683.7929 | 573.7628 | 951.7123 | 112.7994 | -3.3698e-05 | 4318992019.039 | 1046842.5891 | 69229.1892 | 1112761.9077 | 915944.3545 | 24077.0464 | 288418.7309 | 0 | 1348336.7889 | 3508095.7429 | 2394347.4287 | 10708053.7784 | 3144235.0165 | 9125037.6958 | 9125037.6958 | 1478867.319 | 4531736.1482 | 0 | 22977326.4907 | 38112967.6536 | 7498.9421 | 0.81641 | 28144.4563 | 46683.7929 | 573.7628 | 951.7123
1 | 2900 | 707 | 0.035 | 15 | 15 | 7 | 1e-11 | 0 | Water | Porous | Wet | R600a | MinimizeLCOE_Brownfield | IgnoreSilica | 24.5038 | 5.5244 | 0.27049 | 4 | 23309.3577 | 37298.6676 | 475.1928 | 760.3838 | 113.1336 | -3.1923e-05 | 4977713853.5308 | 1243223.6386 | 82303.7016 | 1349932.9722 | 1158082.0962 | 24077.0464 | 323546.8812 | 0 | 1630654.8711 | 4242629.4812 | 2895681.7983 | 12950132.4867 | 3144235.0165 | 9125037.6958 | 9125037.6958 | 1478867.319 | 4531736.1482 | 0 | 25219405.1989 | 40355046.3619 | 10000 | 1.0819 | 23309.3577 | 37298.6676 | 475.1928 | 760.3838
1 | 2900 | 707 | 0.035 | 15 | 15 | 7 | 1.3335e-11 | 0 | Water | Porous | Wet | R600a | MinimizeLCOE_Brownfield | IgnoreSilica | 30.825 | 6.9804 | 0.35472 | 4 | 19631.8481 | 30299.1027 | 400.2218 | 617.6882 | 113.3932 | -3.004e-05 | 5650166557.0939 | 1467947.9668 | 97228.8294 | 1627472.0049 | 1455198.3242 | 24077.0464 | 360316.0406 | 0 | 1962573.6828 | 5106214.1435 | 3485096.0751 | 15586124.1137 | 3144235.0165 | 9125037.6958 | 9125037.6958 | 1478867.319 | 4531736.1482 | 0 | 27855396.826 | 42991037.989 | 13335.2143 | 1.4189 | 19631.8481 | 30299.1027 | 400.2218 | 617.6882
1 | 2900 | 707 | 0.035 | 15 | 15 | 7 | 1.7783e-11 | 0 | Water | Porous | Wet | R600a | MinimizeLCOE_Brownfield | IgnoreSilica | 38.4498 | 8.737 | 0.45996 | 4 | 16799.7339 | 25026.3276 | 342.4853 | 510.1955 | 113.5949 | -2.805e-05 | 6333378763.0381 | 1721507.2071 | 114027.8241 | 1947346.6948 | 1813649.4166 | 24077.0464 | 397497.9017 | 0 | 2347061.3753 | 6106572.2502 | 4167861.0382 | 18639600.7544 | 3144235.0165 | 9125037.6958 | 9125037.6958 | 1478867.319 | 4531736.1482 | 0 | 30908873.4666 | 46044514.6296 | 17782.7941 | 1.8398 | 16799.7339 | 25026.3276 | 342.4853 | 510.1955
1 | 2900 | 707 | 0.035 | 15 | 15 | 7 | 2.3714e-11 | 0 | Water | Porous | Wet | R600a | MinimizeLCOE_Brownfield | IgnoreSilica | 47.4681 | 10.8149 | 0.58884 | 4 | 14598.5753 | 21024.5745 | 297.6117 | 428.6144 | 113.7505 | -2.5975e-05 | 7004691336.7145 | 2002901.2442 | 132624.616 | 2309542.2116 | 2237642.9612 | 24077.0464 | 433684.261 | 0 | 2784784.2127 | 7245437.2838 | 4945159.825 | 22115853.6619 | 3144235.0165 | 9125037.6958 | 9125037.6958 | 1478867.319 | 4531736.1482 | 0 | 34385126.3741 | 49520767.5371 | 23713.7371 | 2.3554 | 14598.5753 | 21024.5745 | 297.6117 | 428.6144
1 | 2900 | 707 | 0.035 | 15 | 15 | 7 | 3.1623e-11 | 0 | Water | Porous | Wet | R600a | MinimizeLCOE_Brownfield | IgnoreSilica | 57.6728 | 13.1644 | 0.74094 | 4 | 12880.2438 | 17987.1797 | 262.5812 | 366.693 | 113.8599 | -2.3747e-05 | 7652588471.4591 | 2302593.156 | 152376.1879 | 2702694.331 | 2717156.2529 | 24077.0464 | 464786.4999 | 0 | 3261836.5549 | 8486629.6211 | 5792299.0992 | 25904448.7493 | 3144235.0165 | 9125037.6958 | 9125037.6958 | 1478867.319 | 4531736.1482 | 0 | 38173721.4616 | 53309362.6245 | 31622.7766 | 2.9637 | 12880.2438 | 17987.1797 | 262.5812 | 366.693
1 | 2900 | 707 | 0.035 | 15 | 15 | 7 | 4.217e-11 | 0 | Water | Porous | Wet | R600a | MinimizeLCOE_Brownfield | IgnoreSilica | 68.5741 | 15.6668 | 0.91129 | 4 | 11541.3897 | 15693.6508 | 235.2868 | 319.9363 | 113.9129 | -2.1344e-05 | 8240273578.6839 | 2604720.7957 | 172218.3012 | 3106320.4554 | 3228300.7215 | 24077.0464 | 486079.8569 | 0 | 3752469.699 | 9763156.4195 | 6663554.8691 | 29800898.1646 | 3144235.0165 | 9125037.6958 | 9125037.6958 | 1478867.319 | 4531736.1482 | 0 | 42070170.8769 | 57205812.0398 | 42169.6503 | 3.6452 | 11541.3897 | 15693.6508 | 235.2868 | 319.9363
1 | 2900 | 707 | 0.035 | 15 | 15 | 7 | 5.6234e-11 | 0 | Water | Porous | Wet | R600a | MinimizeLCOE_Brownfield | IgnoreSilica | 79.4024 | 18.1366 | 1.0897 | 4 | 10505.4285 | 13977.984 | 214.1674 | 284.9601 | 113.8996 | -1.8791e-05 | 8750012348.165 | 2888588.7689 | 190773.329 | 3492288.7883 | 3733657.241 | 24077.0464 | 493162.6872 | 0 | 4220793.6657 | 10981639.3143 | 7495194.4821 | 33520175.3228 | 3144235.0165 | 9125037.6958 | 9125037.6958 | 1478867.319 | 4531736.1482 | 0 | 45789448.0351 | 60925089.1981 | 56234.1325 | 4.3586 | 10505.4285 | 13977.984 | 214.1674 | 284.9601
1 | 2900 | 707 | 0.035 | 15 | 15 | 7 | 7.4989e-11 | 0 | Water | Porous | Wet | R600a | MinimizeLCOE_Brownfield | IgnoreSilica | 89.5339 | 20.4247 | 1.2649 | 4 | 9710.376 | 12701.7979 | 197.9591 | 258.9433 | 113.8247 | -1.6238e-05 | 9166012616.2128 | 3140550.2625 | 207145.7063 | 3840710.7024 | 4203112.4441 | 24077.0464 | 485959.3017 | 0 | 4641606.6307 | 12076508.3285 | 8242465.0816 | 36862135.504 | 3144235.0165 | 9125037.6958 | 9125037.6958 | 1478867.319 | 4531736.1482 | 0 | 49131408.2163 | 64267049.3792 | 74989.4209 | 5.0597 | 9710.376 | 12701.7979 | 197.9591 | 258.9433
1 | 2900 | 707 | 0.035 | 15 | 15 | 7 | 1e-10 | 0 | Water | Porous | Wet | R600a | MinimizeLCOE_Brownfield | IgnoreSilica | 98.5398 | 22.4338 | 1.4275 | 4 | 9104.2546 | 11754.956 | 185.6025 | 239.6407 | 113.7061 | -1.3838e-05 | 9493613011.5062 | 3353881.3487 | 220915.7259 | 4140413.1008 | 4616731.0352 | 24077.0464 | 467113.187 | 0 | 5001021.2631 | 13011631.4762 | 8880705.8448 | 39716490.028 | 3144235.0165 | 9125037.6958 | 9125037.6958 | 1478867.319 | 4531736.1482 | 0 | 51985762.7402 | 67121403.9032 | 100000 | 5.7101 | 9104.2546 | 11754.956 | 185.6025 | 239.6407
1 | 2900 | 707 | 0.035 | 15 | 15 | 7 | 1.3335e-10 | 0 | Water | Porous | Wet | R600a | MinimizeLCOE_Brownfield | IgnoreSilica | 106.2307 | 24.1271 | 1.5714 | 4 | 8644.2325 | 11052.2921 | 176.2244 | 225.3159 | 113.5662 | -1.1699e-05 | 9745465558.5122 | 3528319.3627 | 232098.3487 | 4389004.8724 | 4966625.5994 | 24077.0464 | 440703.0723 | 0 | 5296523.0378 | 13780466.478 | 9405451.5315 | 42063269.3492 | 3144235.0165 | 9125037.6958 | 9125037.6958 | 1478867.319 | 4531736.1482 | 0 | 54332542.0615 | 69468183.2245 | 133352.1432 | 6.2854 | 8644.2325 | 11052.2921 | 176.2244 | 225.3159
1 | 2900 | 707 | 0.035 | 15 | 15 | 7 | 1.7783e-10 | 0 | Water | Porous | Wet | R600a | MinimizeLCOE_Brownfield | IgnoreSilica | 112.6085 | 25.5135 | 1.6939 | 4 | 8296.0571 | 10529.8424 | 169.1263 | 214.6651 | 113.4235 | -9.8775e-06 | 9934645107.3952 | 3667646.1877 | 240971.7569 | 4590060.4577 | 5254134.2991 | 24077.0464 | 410840.9324 | 0 | 5533214.9653 | 14396290.3212 | 9825763.9584 | 43942999.9249 | 3144235.0165 | 9125037.6958 | 9125037.6958 | 1478867.319 | 4531736.1482 | 0 | 56212272.6372 | 71347913.8002 | 177827.941 | 6.7758 | 8296.0571 | 10529.8424 | 169.1263 | 214.6651
1 | 2900 | 707 | 0.035 | 15 | 15 | 7 | 2.3714e-10 | 0 | Water | Porous | Wet | R600a | MinimizeLCOE_Brownfield | IgnoreSilica | 117.7434 | 26.6167 | 1.795 | 4 | 8032.9759 | 10140.9488 | 163.7631 | 206.737 | 113.2913 | -8.37e-06 | 10079404757.1548 | 3776344.6941 | 247853.6832 | 4748592.1859 | 5483703.888 | 24077.0464 | 380482.8525 | 0 | 5717811.1965 | 14876571.849 | 10153565.9699 | 45409003.3655 | 3144235.0165 | 9125037.6958 | 9125037.6958 | 1478867.319 | 4531736.1482 | 0 | 57678276.0778 | 72813917.2408 | 237137.3706 | 7.1802 | 8032.9759 | 10140.9488 | 163.7631 | 206.737
1 | 2900 | 707 | 0.035 | 15 | 15 | 7 | 3.1623e-10 | 0 | Water | Porous | Wet | R600a | MinimizeLCOE_Brownfield | IgnoreSilica | 121.8191 | 27.4837 | 1.8767 | 4 | 7834.4037 | 9850.6916 | 159.7149 | 200.8197 | 113.1756 | -7.1566e-06 | 10187532807.1047 | 3860430.2173 | 253150.2044 | 4872306.7284 | 5664628.7818 | 24077.0464 | 351991.1529 | 0 | 5860367.8112 | 15247474.9179 | 10406714.9358 | 46541141.7961 | 3144235.0165 | 9125037.6958 | 9125037.6958 | 1478867.319 | 4531736.1482 | 0 | 58810414.5084 | 73946055.6713 | 316227.766 | 7.5067 | 7834.4037 | 9850.6916 | 159.7149 | 200.8197
1 | 2900 | 707 | 0.035 | 15 | 15 | 7 | 4.217e-10 | 0 | Water | Porous | Wet | R600a | MinimizeLCOE_Brownfield | IgnoreSilica | 124.9667 | 28.1476 | 1.941 | 4 | 7684.6371 | 9634.1383 | 156.6617 | 196.4049 | 113.0797 | -6.1912e-06 | 10274027339.9214 | 3924045.7451 | 257140.3399 | 4966567.3534 | 5803533.4874 | 24077.0464 | 326295.6771 | 0 | 5967647.2632 | 15526594.0462 | 10597219.4761 | 47393120.4349 | 3144235.0165 | 9125037.6958 | 9125037.6958 | 1478867.319 | 4531736.1482 | 0 | 59662393.1471 | 74798034.3101 | 421696.5034 | 7.7639 | 7684.6371 | 9634.1383 | 156.6617 | 196.4049
1 | 2900 | 707 | 0.035 | 15 | 15 | 7 | 5.6234e-10 | 0 | Water | Porous | Wet | R600a | MinimizeLCOE_Brownfield | IgnoreSilica | 127.4 | 28.6575 | 1.9912 | 4 | 7571.7522 | 9472.0624 | 154.3604 | 193.1008 | 113.0018 | -5.4382e-06 | 10339926261.5812 | 3972438.4646 | 260165.2645 | 5038672.7748 | 5910410.8839 | 24077.0464 | 304240.3275 | 0 | 6048901.8571 | 15738001.8317 | 10741509.6337 | 48038418.0842 | 3144235.0165 | 9125037.6958 | 9125037.6958 | 1478867.319 | 4531736.1482 | 0 | 60307690.7965 | 75443331.9594 | 562341.3252 | 7.9648 | 7571.7522 | 9472.0624 | 154.3604 | 193.1008
1 | 2900 | 707 | 0.035 | 15 | 15 | 7 | 7.4989e-10 | 0 | Water | Porous | Wet | R600a | MinimizeLCOE_Brownfield | IgnoreSilica | 129.2586 | 29.0449 | 2.03 | 4 | 7486.7154 | 9350.7219 | 152.6268 | 190.6271 | 112.9401 | -4.8556e-06 | 10389443048.5301 | 4008940.8794 | 262440.778 | 5093297.9503 | 5991740.6885 | 24077.0464 | 285797.0295 | 0 | 6109854.8051 | 15896588.8992 | 10849748.566 | 48522486.6423 | 3144235.0165 | 9125037.6958 | 9125037.6958 | 1478867.319 | 4531736.1482 | 0 | 60791759.3545 | 75927400.5175 | 749894.2093 | 8.12 | 7486.7154 | 9350.7219 | 152.6268 | 190.6271
1 | 2900 | 707 | 0.035 | 15 | 15 | 7 | 1e-09 | 0 | Water | Porous | Wet | R600a | MinimizeLCOE_Brownfield | IgnoreSilica | 130.6398 | 29.3316 | 2.0594 | 4 | 7422.6949 | 9260.1024 | 151.3217 | 188.7797 | 112.893 | -4.4044e-06 | 10432223496.5134 | 4035807.2674 | 264112.042 | 5133637.7043 | 6052002.9446 | 24077.0464 | 270524.8991 | 0 | 6154263.1425 | 16012130.2838 | 10928607.9351 | 48875163.2652 | 3144235.0165 | 9125037.6958 | 9125037.6958 | 1478867.319 | 4531736.1482 | 0 | 61144435.9774 | 76280077.1404 | 1000000 | 8.2375 | 7422.6949 | 9260.1024 | 151.3217 | 188.7797
1 | 2900 | 707 | 0.035 | 15 | 15 | 7 | 1.3335e-09 | 0 | Water | Porous | Wet | R600a | MinimizeLCOE_Brownfield | IgnoreSilica | 131.6876 | 29.5484 | 2.0818 | 4 | 7374.524 | 9192.1496 | 150.3396 | 187.3944 | 112.8565 | -4.0605e-06 | 10464580545.749 | 4056041.7534 | 265368.7244 | 5164096.5695 | 6097618.4066 | 24077.0464 | 258304.3771 | 0 | 6187547.6822 | 16098729.8285 | 10987713.9038 | 49139498.2918 | 3144235.0165 | 9125037.6958 | 9125037.6958 | 1478867.319 | 4531736.1482 | 0 | 61408771.0041 | 76544412.167 | 1333521.4322 | 8.3272 | 7374.524 | 9192.1496 | 150.3396 | 187.3944
1 | 2900 | 707 | 0.035 | 15 | 15 | 7 | 1.7783e-09 | 0 | Water | Porous | Wet | R600a | MinimizeLCOE_Brownfield | IgnoreSilica | 132.477 | 29.7113 | 2.0988 | 4 | 7338.2986 | 9141.2108 | 149.6011 | 186.3559 | 112.8286 | -3.7991e-06 | 10489433750.4855 | 4071202.8157 | 266309.1471 | 5186962.4884 | 6131927.3278 | 24077.0464 | 248642.8652 | 0 | 6212357.4593 | 16163279.7793 | 11031770.5716 | 49336529.5006 | 3144235.0165 | 9125037.6958 | 9125037.6958 | 1478867.319 | 4531736.1482 | 0 | 61605802.2129 | 76741443.3758 | 1778279.41 | 8.3951 | 7338.2986 | 9141.2108 | 149.6011 | 186.3559
1 | 2900 | 707 | 0.035 | 15 | 15 | 7 | 2.3714e-09 | 0 | Water | Porous | Wet | R600a | MinimizeLCOE_Brownfield | IgnoreSilica | 133.0714 | 29.8338 | 2.1116 | 4 | 7311.0699 | 9103.0133 | 149.046 | 185.5772 | 112.8074 | -3.6011e-06 | 10508356791.0403 | 4082571.1823 | 267013.6462 | 5204133.3311 | 6157727.7409 | 24077.0464 | 241097.9082 | 0 | 6230882.1335 | 16211477.1818 | 11064666.2891 | 49483646.4596 | 3144235.0165 | 9125037.6958 | 9125037.6958 | 1478867.319 | 4531736.1482 | 0 | 61752919.1719 | 76888560.3348 | 2371373.7057 | 8.4465 | 7311.0699 | 9103.0133 | 149.046 | 185.5772
1 | 2900 | 707 | 0.035 | 15 | 15 | 7 | 3.1623e-09 | 0 | Water | Porous | Wet | R600a | MinimizeLCOE_Brownfield | IgnoreSilica | 133.5124 | 29.9245 | 2.1213 | 4 | 7290.6128 | 9074.4206 | 148.629 | 184.9943 | 112.7916 | -3.4508e-06 | 10523538618.1712 | 4090979.4959 | 267534.3356 | 5216847.3286 | 6176851.7582 | 24077.0464 | 235219.8887 | 0 | 6244488.8428 | 16246879.0482 | 11088828.7904 | 49591706.5347 | 3144235.0165 | 9125037.6958 | 9125037.6958 | 1478867.319 | 4531736.1482 | 0 | 61860979.2469 | 76996620.4099 | 3162277.6602 | 8.485 | 7290.6128 | 9074.4206 | 148.629 | 184.9943
1 | 2900 | 707 | 0.035 | 15 | 15 | 7 | 4.217e-09 | 0 | Water | Porous | Wet | R600a | MinimizeLCOE_Brownfield | IgnoreSilica | 133.8413 | 29.9921 | 2.1285 | 4 | 7275.249 | 9052.998 | 148.3158 | 184.5576 | 112.7797 | -3.3372e-06 | 10535359069.775 | 4097236.6264 | 267921.6035 | 5226316.3683 | 6191106.0622 | 24077.0464 | 230688.9171 | 0 | 6254565.1833 | 16273095.6193 | 11106722.1388 | 49671729.5653 | 3144235.0165 | 9125037.6958 | 9125037.6958 | 1478867.319 | 4531736.1482 | 0 | 61941002.2776 | 77076643.4405 | 4216965.0343 | 8.5139 | 7275.249 | 9052.998 | 148.3158 | 184.5576
1 | 2900 | 707 | 0.035 | 15 | 15 | 7 | 5.6234e-09 | 0 | Water | Porous | Wet | R600a | MinimizeLCOE_Brownfield | IgnoreSilica | 134.0776 | 30.0407 | 2.1338 | 4 | 7263.7141 | 9037.025 | 148.0806 | 184.232 | 112.7711 | -3.2503e-06 | 10545740433.6971 | 4101724.198 | 268199.2347 | 5233111.7456 | 6201341.5529 | 24077.0464 | 227157.1458 | 0 | 6261688.2601 | 16291628.404 | 11119371.1452 | 49728298.7327 | 3144235.0165 | 9125037.6958 | 9125037.6958 | 1478867.319 | 4531736.1482 | 0 | 61997571.4449 | 77133212.6079 | 5623413.2519 | 8.5352 | 7263.7141 | 9037.025 | 148.0806 | 184.232
1 | 2900 | 707 | 0.035 | 15 | 15 | 7 | 7.4989e-09 | 0 | Water | Porous | Wet | R600a | MinimizeLCOE_Brownfield | IgnoreSilica | 134.2628 | 30.0787 | 2.1379 | 4 | 7255.0562 | 9024.9769 | 147.9041 | 183.9864 | 112.7644 | -3.1859e-06 | 10552498381.4812 | 4105236.9283 | 268416.4955 | 5238433.2411 | 6209360.4113 | 24077.0464 | 224524.289 | 0 | 6267318.8805 | 16306278.1232 | 11129369.8796 | 49773015.2949 | 3144235.0165 | 9125037.6958 | 9125037.6958 | 1478867.319 | 4531736.1482 | 0 | 62042288.0072 | 77177929.1702 | 7498942.0933 | 8.5516 | 7255.0562 | 9024.9769 | 147.9041 | 183.9864
1 | 2900 | 707 | 0.035 | 15 | 15 | 7 | 1e-08 | 0 | Water | Porous | Wet | R600a | MinimizeLCOE_Brownfield | IgnoreSilica | 134.4092 | 30.1087 | 2.141 | 4 | 7248.5591 | 9015.8773 | 147.7717 | 183.8009 | 112.759 | -3.1384e-06 | 10555960177.972 | 4108009.3634 | 268587.9331 | 5242634.641 | 6215693.5062 | 24077.0464 | 222577.8562 | 0 | 6271816.335 | 16317979.5772 | 11137356.3624 | 49808732.6207 | 3144235.0165 | 9125037.6958 | 9125037.6958 | 1478867.319 | 4531736.1482 | 0 | 62078005.3329 | 77213646.4959 | 10000000 | 8.5642 | 7248.5591 | 9015.8773 | 147.7717 | 183.8009
1 | 3000 | 707 | 0.035 | 15 | 15 | 7 | 1e-13 | 0 | Water | Porous | Wet | R600a | MinimizeLCOE_Brownfield | IgnoreSilica | 0 | 0 | 0 | 0 | [5 empty] | 0 | 0 | 0 | 0 | 0 | 0 | 0 | 0 | 0 | 0 | 0 | 0 | 0 | 0 | 0 | 0 | 0 | 0 | 0 | 0 | 0 | 100 | 0
1 | 3000 | 707 | 0.035 | 15 | 15 | 7 | 1.3335e-13 | 0 | Water | Porous | Wet | R600a | MinimizeLCOE_Brownfield | IgnoreSilica | 0 | 0 | 0 | 0 | [5 empty] | 0 | 0 | 0 | 0 | 0 | 0 | 0 | 0 | 0 | 0 | 0 | 0 | 0 | 0 | 0 | 0 | 0 | 0 | 0 | 0 | 0 | 133.3521 | 0
1 | 3000 | 707 | 0.035 | 15 | 15 | 7 | 1.7783e-13 | 0 | Water | Porous | Wet | R600a | MinimizeLCOE_Brownfield | IgnoreSilica | 0 | 0 | 0 | 0 | [5 empty] | 0 | 0 | 0 | 0 | 0 | 0 | 0 | 0 | 0 | 0 | 0 | 0 | 0 | 0 | 0 | 0 | 0 | 0 | 0 | 0 | 0 | 177.8279 | 0
1 | 3000 | 707 | 0.035 | 15 | 15 | 7 | 2.3714e-13 | 0 | Water | Porous | Wet | R600a | MinimizeLCOE_Brownfield | IgnoreSilica | 0 | 0 | 0 | 0 | [5 empty] | 0 | 0 | 0 | 0 | 0 | 0 | 0 | 0 | 0 | 0 | 0 | 0 | 0 | 0 | 0 | 0 | 0 | 0 | 0 | 0 | 0 | 237.1374 | 0
1 | 3000 | 707 | 0.035 | 15 | 15 | 7 | 3.1623e-13 | 0 | Water | Porous | Wet | R600a | MinimizeLCOE_Brownfield | IgnoreSilica | 0.8806 | 0.11964 | 0.0005422 | 4 | 6212628.4921 | 13434151.1548 | 126652.835 | 273873.3423 | 87.6515 | -3.1029e-05 | 110378676.604 | 72616.4096 | 4156.2907 | 64024.2445 | 53317.5148 | 24077.0464 | 49365.5665 | 0 | 104347.2583 | 271490.1615 | 185297.6138 | 828692.1061 | 3144235.0165 | 9501104.8411 | 9501104.8411 | 1478867.319 | 4682163.0063 | 0 | 13474031.9637 | 29136167.1301 | 316.2278 | 0.0021688 | 6212628.4921 | 13434151.1548 | 126652.835 | 273873.3423
1 | 3000 | 707 | 0.035 | 15 | 15 | 7 | 4.217e-13 | 0 | Water | Porous | Wet | R600a | MinimizeLCOE_Brownfield | IgnoreSilica | 1.3436 | 0.22168 | 0.00318 | 4 | 1090425.2114 | 2321723.8685 | 22229.7928 | 47331.4814 | 96.4625 | -3.7925e-05 | 137921848.4358 | 118681.121 | 7147.0763 | 104224.1213 | 74447.3728 | 24077.0464 | 66897.2466 | 0 | 154234.8539 | 401287.452 | 273886.9317 | 1224883.2221 | 3144235.0165 | 9501104.8411 | 9501104.8411 | 1478867.319 | 4682163.0063 | 0 | 13870223.0797 | 29532358.2461 | 421.6965 | 0.01272 | 1090425.2114 | 2321723.8685 | 22229.7928 | 47331.4814
1 | 3000 | 707 | 0.035 | 15 | 15 | 7 | 5.6234e-13 | 0 | Water | Porous | Wet | R600a | MinimizeLCOE_Brownfield | IgnoreSilica | 1.9115 | 0.35295 | 0.0074811 | 4 | 478582.8129 | 1001971.8075 | 9756.558 | 20426.5506 | 102.1091 | -4.2008e-05 | 293385209.4598 | 170143.2243 | 10584.3071 | 150620.1248 | 101170.5548 | 24077.0464 | 84527.4766 | 0 | 211037.8662 | 549077.2382 | 374756.4975 | 1675994.3358 | 3144235.0165 | 9501104.8411 | 9501104.8411 | 1478867.319 | 4682163.0063 | 0 | 14321334.1934 | 29983469.3598 | 562.3413 | 0.029924 | 478582.8129 | 1001971.8075 | 9756.558 | 20426.5506
1 | 3000 | 707 | 0.035 | 15 | 15 | 7 | 7.4989e-13 | 0 | Water | Porous | Wet | R600a | MinimizeLCOE_Brownfield | IgnoreSilica | 2.5961 | 0.51487 | 0.013788 | 4 | 268804.7031 | 552781.2735 | 5479.9475 | 11269.194 | 105.9067 | -4.3745e-05 | 679898701.3305 | 226556.245 | 14405.7614 | 203212.218 | 133916.4186 | 24077.0464 | 101688.9884 | 0 | 274504.1043 | 714203.371 | 487458.4761 | 2180022.6292 | 3144235.0165 | 9501104.8411 | 9501104.8411 | 1478867.319 | 4682163.0063 | 0 | 14825362.4867 | 30487497.6531 | 749.8942 | 0.055153 | 268804.7031 | 552781.2735 | 5479.9475 | 11269.194
1 | 3000 | 707 | 0.035 | 15 | 15 | 7 | 1e-12 | 0 | Water | Porous | Wet | R600a | MinimizeLCOE_Brownfield | IgnoreSilica | 3.4781 | 0.72609 | 0.022635 | 4 | 170457.5354 | 343440.8655 | 3475.0074 | 7001.5066 | 108.7324 | -4.4641e-05 | 1035783364.134 | 292799.1042 | 18924.108 | 267029.9142 | 176510.9345 | 24077.0464 | 120845.6169 | 0 | 351072.8225 | 913419.4691 | 623427.5566 | 2788106.5724 | 3144235.0165 | 9501104.8411 | 9501104.8411 | 1478867.319 | 4682163.0063 | 0 | 15433446.4299 | 31095581.5963 | 1000 | 0.090541 | 170457.5354 | 343440.8655 | 3475.0074 | 7001.5066
1 | 3000 | 707 | 0.035 | 15 | 15 | 7 | 1.3335e-12 | 0 | Water | Porous | Wet | R600a | MinimizeLCOE_Brownfield | IgnoreSilica | 4.5964 | 0.99577 | 0.034824 | 4 | 115979.0118 | 228416.3772 | 2364.389 | 4656.5768 | 110.8288 | -4.4571e-05 | 1479997555.6788 | 369503.4505 | 24172.1071 | 343308.3412 | 230823.4438 | 24077.0464 | 141421.0581 | 0 | 441989.1244 | 1149965.0372 | 784874.7673 | 3510134.3761 | 3144235.0165 | 9501104.8411 | 9501104.8411 | 1478867.319 | 4682163.0063 | 0 | 16155474.2337 | 31817609.4001 | 1333.5214 | 0.1393 | 115979.0118 | 228416.3772 | 2364.389 | 4656.5768
1 | 3000 | 707 | 0.035 | 15 | 15 | 7 | 1.7783e-12 | 0 | Water | Porous | Wet | R600a | MinimizeLCOE_Brownfield | IgnoreSilica | 6.0191 | 1.3402 | 0.051023 | 4 | 83399.5874 | 160140.47 | 1700.2134 | 3264.6801 | 112.4062 | -4.4128e-05 | 1938985342.0387 | 458874.2614 | 30289.9568 | 434941.7623 | 300146.5211 | 24077.0464 | 164463.4051 | 0 | 550989.2517 | 1433561.0095 | 978434.8457 | 4375778.0601 | 3144235.0165 | 9501104.8411 | 9501104.8411 | 1478867.319 | 4682163.0063 | 0 | 17021117.9177 | 32683253.0841 | 1778.2794 | 0.20409 | 83399.5874 | 160140.47 | 1700.2134 | 3264.6801
1 | 3000 | 707 | 0.035 | 15 | 15 | 7 | 2.3714e-12 | 0 | Water | Porous | Wet | R600a | MinimizeLCOE_Brownfield | IgnoreSilica | 7.7707 | 1.7643 | 0.072301 | 4 | 62318.9045 | 116474.5459 | 1270.4552 | 2374.4912 | 113.5459 | -4.29e-05 | 2447374835.3787 | 559803.2961 | 37189.0774 | 541526.2626 | 385530.0866 | 24077.0464 | 188141.4264 | 0 | 677144.2062 | 1761790.3231 | 1202458.0967 | 5377659.8213 | 3144235.0165 | 9501104.8411 | 9501104.8411 | 1478867.319 | 4682163.0063 | 0 | 18022999.6789 | 33685134.8453 | 2371.3737 | 0.28921 | 62318.9045 | 116474.5459 | 1270.4552 | 2374.4912
1 | 3000 | 707 | 0.035 | 15 | 15 | 7 | 3.1623e-12 | 0 | Water | Porous | Wet | R600a | MinimizeLCOE_Brownfield | IgnoreSilica | 9.7682 | 2.2439 | 0.098925 | 4 | 48237.4268 | 87818.0704 | 983.3852 | 1790.2901 | 114.2357 | -4.0392e-05 | 2955806703.4939 | 665055.8853 | 44346.728 | 656110.1225 | 482331.0798 | 24077.0464 | 208083.3942 | 0 | 811201.6599 | 2110580.3187 | 1440514.4356 | 6442300.6703 | 3144235.0165 | 9501104.8411 | 9501104.8411 | 1478867.319 | 4682163.0063 | 0 | 19087640.5279 | 34749775.6943 | 3162.2777 | 0.3957 | 48237.4268 | 87818.0704 | 983.3852 | 1790.2901
1 | 3000 | 707 | 0.035 | 15 | 15 | 7 | 4.217e-12 | 0 | Water | Porous | Wet | R600a | MinimizeLCOE_Brownfield | IgnoreSilica | 13.4197 | 3.1386 | 0.13966 | 4 | 37642.9054 | 65679.8201 | 767.4015 | 1338.972 | 115.2999 | -4.2024e-05 | 3703667978.6945 | 846551.6781 | 56754.6656 | 857523.3707 | 661966.6869 | 24077.0464 | 259700.709 | 0 | 1055563.9211 | 2746360.7967 | 1874447.6758 | 8382946.5502 | 3144235.0165 | 9501104.8411 | 9501104.8411 | 1478867.319 | 4682163.0063 | 0 | 21028286.4078 | 36690421.5742 | 4216.965 | 0.55863 | 37642.9054 | 65679.8201 | 767.4015 | 1338.972
1 | 3000 | 707 | 0.035 | 15 | 15 | 7 | 5.6234e-12 | 0 | Water | Porous | Wet | R600a | MinimizeLCOE_Brownfield | IgnoreSilica | 16.6593 | 3.928 | 0.18693 | 4 | 30224.3117 | 51170.2884 | 616.1635 | 1043.1755 | 115.7854 | -3.8962e-05 | 4359591900.1329 | 993689.0095 | 66764.9763 | 1025792.3509 | 820719.6876 | 24077.0464 | 282957.0443 | 0 | 1253460.0449 | 3261245.9167 | 2225867.3501 | 9954573.4267 | 3144235.0165 | 9501104.8411 | 9501104.8411 | 1478867.319 | 4682163.0063 | 0 | 22599913.2843 | 38262048.4507 | 5623.4133 | 0.74774 | 30224.3117 | 51170.2884 | 616.1635 | 1043.1755
1 | 3000 | 707 | 0.035 | 15 | 15 | 7 | 7.4989e-12 | 0 | Water | Porous | Wet | R600a | MinimizeLCOE_Brownfield | IgnoreSilica | 21.1929 | 5.0321 | 0.24959 | 4 | 24769.6208 | 40457.1934 | 504.9622 | 824.7746 | 116.205 | -3.7111e-05 | 5054878579.1878 | 1185441.7865 | 79775.4252 | 1250241.7854 | 1042781.3961 | 24077.0464 | 319241.3694 | 0 | 1521607.9355 | 3958911.7234 | 2702038.5987 | 12084117.0666 | 3144235.0165 | 9501104.8411 | 9501104.8411 | 1478867.319 | 4682163.0063 | 0 | 24729456.9242 | 40391592.0906 | 7498.9421 | 0.99838 | 24769.6208 | 40457.1934 | 504.9622 | 824.7746
1 | 3000 | 707 | 0.035 | 15 | 15 | 7 | 1e-11 | 0 | Water | Porous | Wet | R600a | MinimizeLCOE_Brownfield | IgnoreSilica | 26.7519 | 6.3861 | 0.32947 | 4 | 20658.7417 | 32543.0436 | 421.1564 | 663.434 | 116.528 | -3.5044e-05 | 5798305332.7885 | 1404405.2156 | 94595.4022 | 1512492.7798 | 1315129.7288 | 24077.0464 | 356854.9321 | 0 | 1835946.4909 | 4776756.1649 | 3260234.2351 | 14580491.9957 | 3144235.0165 | 9501104.8411 | 9501104.8411 | 1478867.319 | 4682163.0063 | 0 | 27225831.8533 | 42887967.0197 | 10000 | 1.3179 | 20658.7417 | 32543.0436 | 421.1564 | 663.434
1 | 3000 | 707 | 0.035 | 15 | 15 | 7 | 1.3335e-11 | 0 | Water | Porous | Wet | R600a | MinimizeLCOE_Brownfield | IgnoreSilica | 33.5707 | 8.0475 | 0.43054 | 4 | 17515.0111 | 26609.5835 | 357.0672 | 542.4724 | 116.7803 | -3.2902e-05 | 6539059145.3837 | 1655199.8648 | 111526.6853 | 1819521.5546 | 1649267.5461 | 24077.0464 | 396378.5549 | 0 | 2205828.7883 | 5739114.0295 | 3917063.2521 | 17517977.3219 | 3144235.0165 | 9501104.8411 | 9501104.8411 | 1478867.319 | 4682163.0063 | 0 | 30163317.1795 | 45825452.3459 | 13335.2143 | 1.7221 | 17515.0111 | 26609.5835 | 357.0672 | 542.4724
1 | 3000 | 707 | 0.035 | 15 | 15 | 7 | 1.7783e-11 | 0 | Water | Porous | Wet | R600a | MinimizeLCOE_Brownfield | IgnoreSilica | 41.7413 | 10.0386 | 0.55602 | 4 | 15082.705 | 22124.784 | 307.4813 | 451.0436 | 116.9761 | -3.0633e-05 | 7289821429.5481 | 1936592.173 | 130475.2466 | 2171255.6949 | 2049717.1635 | 24077.0464 | 435724.4768 | 0 | 2631658.3025 | 6847035.0757 | 4673242.1316 | 20899777.311 | 3144235.0165 | 9501104.8411 | 9501104.8411 | 1478867.319 | 4682163.0063 | 0 | 33545117.1685 | 49207252.3349 | 17782.7941 | 2.2241 | 15082.705 | 22124.784 | 307.4813 | 451.0436
1 | 3000 | 707 | 0.035 | 15 | 15 | 7 | 2.3714e-11 | 0 | Water | Porous | Wet | R600a | MinimizeLCOE_Brownfield | IgnoreSilica | 51.3003 | 12.3676 | 0.70823 | 4 | 13185.7467 | 18714.4001 | 268.8093 | 381.5184 | 117.1244 | -2.825e-05 | 8021168447.2732 | 2245798.394 | 151242.7035 | 2565420.6708 | 2518154.3811 | 24077.0464 | 472888.1432 | 0 | 3111256.7222 | 8094851.7847 | 5524902.6756 | 24708592.5216 | 3144235.0165 | 9501104.8411 | 9501104.8411 | 1478867.319 | 4682163.0063 | 0 | 37353932.3792 | 53016067.5456 | 23713.7371 | 2.8329 | 13185.7467 | 18714.4001 | 268.8093 | 381.5184
1 | 3000 | 707 | 0.035 | 15 | 15 | 7 | 3.1623e-11 | 0 | Water | Porous | Wet | R600a | MinimizeLCOE_Brownfield | IgnoreSilica | 61.9387 | 14.9558 | 0.88515 | 4 | 11702.8364 | 16126.4344 | 238.5781 | 328.7592 | 117.2201 | -2.5675e-05 | 8709589727.3759 | 2569914.004 | 172943.519 | 2986417.3317 | 3038915.531 | 24077.0464 | 502927.1233 | 0 | 3625125.8766 | 9431833.9154 | 6437420.4521 | 28789574.7996 | 3144235.0165 | 9501104.8411 | 9501104.8411 | 1478867.319 | 4682163.0063 | 0 | 41434914.6572 | 57097049.8236 | 31622.7766 | 3.5406 | 11702.8364 | 16126.4344 | 238.5781 | 328.7592
1 | 3000 | 707 | 0.035 | 15 | 15 | 7 | 4.217e-11 | 0 | Water | Porous | Wet | R600a | MinimizeLCOE_Brownfield | IgnoreSilica | 73.0176 | 17.6394 | 1.0789 | 4 | 10548.3288 | 14177.6658 | 215.0419 | 289.0309 | 117.2493 | -2.2881e-05 | 9325247847.6093 | 2888524.9221 | 194185.716 | 3407854.9857 | 3579456.3476 | 24077.0464 | 520205.2659 | 0 | 4139578.6707 | 10770334.5567 | 7350974.6432 | 32875192.1544 | 3144235.0165 | 9501104.8411 | 9501104.8411 | 1478867.319 | 4682163.0063 | 0 | 45520532.012 | 61182667.1784 | 42169.6503 | 4.3154 | 10548.3288 | 14177.6658 | 215.0419 | 289.0309
1 | 3000 | 707 | 0.035 | 15 | 15 | 7 | 5.6234e-11 | 0 | Water | Porous | Wet | R600a | MinimizeLCOE_Brownfield | IgnoreSilica | 83.807 | 20.2315 | 1.2773 | 4 | 9656.6087 | 12721.9938 | 196.863 | 259.3551 | 117.206 | -1.9968e-05 | 9840046905.8878 | 3182022.4661 | 213642.8473 | 3803020.1725 | 4102635.6285 | 24077.0464 | 521769.9814 | 0 | 4620395.5754 | 12021321.5139 | 8204798.9467 | 36693684.1781 | 3144235.0165 | 9501104.8411 | 9501104.8411 | 1478867.319 | 4682163.0063 | 0 | 49339024.0357 | 65001159.2021 | 56234.1325 | 5.1094 | 9656.6087 | 12721.9938 | 196.863 | 259.3551
1 | 3000 | 707 | 0.035 | 15 | 15 | 7 | 7.4989e-11 | 0 | Water | Porous | Wet | R600a | MinimizeLCOE_Brownfield | IgnoreSilica | 93.7339 | 22.5889 | 1.4685 | 4 | 8973.2889 | 11639.6556 | 182.9326 | 237.2901 | 117.1009 | -1.7114e-05 | 10248500893.4925 | 3438196.5013 | 230508.496 | 4153867.0265 | 4579837.3236 | 24077.0464 | 508654.244 | 0 | 5044704.8487 | 13125287.2051 | 8958278.2152 | 40063410.9068 | 3144235.0165 | 9501104.8411 | 9501104.8411 | 1478867.319 | 4682163.0063 | 0 | 52708750.7644 | 68370885.9308 | 74989.4209 | 5.874 | 8973.2889 | 11639.6556 | 182.9326 | 237.2901
1 | 3000 | 707 | 0.035 | 15 | 15 | 7 | 1e-10 | 0 | Water | Porous | Wet | R600a | MinimizeLCOE_Brownfield | IgnoreSilica | 102.4381 | 24.628 | 1.6428 | 4 | 8452.7276 | 10836.1675 | 172.3203 | 220.9099 | 116.9568 | -1.4478e-05 | 10563632643.0799 | 3652208.4529 | 244492.1923 | 4451658.503 | 4994047.8035 | 24077.0464 | 484331.9817 | 0 | 5401818.2321 | 14054422.9748 | 9592432.4698 | 42899489.6565 | 3144235.0165 | 9501104.8411 | 9501104.8411 | 1478867.319 | 4682163.0063 | 0 | 55544829.5141 | 71206964.6805 | 100000 | 6.5712 | 8452.7276 | 10836.1675 | 172.3203 | 220.9099
1 | 3000 | 707 | 0.035 | 15 | 15 | 7 | 1.3335e-10 | 0 | Water | Porous | Wet | R600a | MinimizeLCOE_Brownfield | IgnoreSilica | 109.7922 | 26.3265 | 1.7949 | 4 | 8057.6345 | 10239.1406 | 164.2658 | 208.7387 | 116.7974 | -1.2165e-05 | 10802219178.1467 | 3825430.63 | 255726.1812 | 4696126.7626 | 5340353.9202 | 24077.0464 | 453310.292 | 0 | 5692059.6847 | 14809571.6975 | 10107836.9898 | 45204493.2044 | 3144235.0165 | 9501104.8411 | 9501104.8411 | 1478867.319 | 4682163.0063 | 0 | 57849833.062 | 73511968.2284 | 133352.1432 | 7.1795 | 8057.6345 | 10239.1406 | 164.2658 | 208.7387
1 | 3000 | 707 | 0.035 | 15 | 15 | 7 | 1.7783e-10 | 0 | Water | Porous | Wet | R600a | MinimizeLCOE_Brownfield | IgnoreSilica | 115.8286 | 27.7022 | 1.9229 | 4 | 7758.4954 | 9794.7409 | 158.1674 | 199.679 | 116.6413 | -1.0214e-05 | 10981118466.0862 | 3962475.378 | 264550.9371 | 4891948.4937 | 5621823.4712 | 24077.0464 | 419697.7263 | 0 | 5921983.4906 | 15407786.2766 | 10516130.7322 | 47030473.5522 | 3144235.0165 | 9501104.8411 | 9501104.8411 | 1478867.319 | 4682163.0063 | 0 | 59675813.4097 | 75337948.5761 | 177827.941 | 7.6917 | 7758.4954 | 9794.7409 | 158.1674 | 199.679
1 | 3000 | 707 | 0.035 | 15 | 15 | 7 | 2.3714e-10 | 0 | Water | Porous | Wet | R600a | MinimizeLCOE_Brownfield | IgnoreSilica | 120.6741 | 28.7935 | 2.0278 | 4 | 7532.3379 | 9463.2833 | 153.5569 | 192.9218 | 116.4997 | -8.6172e-06 | 11114715349.1849 | 4069159.1383 | 271377.2194 | 5045989.8685 | 5845804.3029 | 24077.0464 | 386605.4382 | 0 | 6100775.0754 | 15872965.3051 | 10833624.9776 | 48450378.3718 | 3144235.0165 | 9501104.8411 | 9501104.8411 | 1478867.319 | 4682163.0063 | 0 | 61095718.2294 | 76757853.3958 | 237137.3706 | 8.1111 | 7532.3379 | 9463.2833 | 153.5569 | 192.9218
1 | 3000 | 707 | 0.035 | 15 | 15 | 7 | 3.1623e-10 | 0 | Water | Porous | Wet | R600a | MinimizeLCOE_Brownfield | IgnoreSilica | 124.4844 | 29.6429 | 2.1117 | 4 | 7361.5257 | 9215.7482 | 150.0747 | 187.8755 | 116.3784 | -7.3368e-06 | 11216466054.6588 | 4150981.6086 | 276584.4142 | 5165153.5356 | 6020636.3341 | 24077.0464 | 355946.2773 | 0 | 6237417.8943 | 16228481.8906 | 11076272.3523 | 49535551.3532 | 3144235.0165 | 9501104.8411 | 9501104.8411 | 1478867.319 | 4682163.0063 | 0 | 62180891.2107 | 77843026.3771 | 316227.766 | 8.4467 | 7361.5257 | 9215.7482 | 150.0747 | 187.8755
1 | 3000 | 707 | 0.035 | 15 | 15 | 7 | 4.217e-10 | 0 | Water | Porous | Wet | R600a | MinimizeLCOE_Brownfield | IgnoreSilica | 127.4339 | 30.295 | 2.1776 | 4 | 7232.6133 | 9030.6817 | 147.4466 | 184.1027 | 116.2785 | -6.3263e-06 | 11295351543.993 | 4213073.1955 | 280518.2771 | 5256207.637 | 6155156.0335 | 24077.0464 | 328783.4472 | 0 | 6340548.0983 | 16496805.5265 | 11259408.7473 | 50354578.0087 | 3144235.0165 | 9501104.8411 | 9501104.8411 | 1478867.319 | 4682163.0063 | 0 | 62999917.8663 | 78662053.0327 | 421696.5034 | 8.7105 | 7232.6133 | 9030.6817 | 147.4466 | 184.1027
1 | 3000 | 707 | 0.035 | 15 | 15 | 7 | 5.6234e-10 | 0 | Water | Porous | Wet | R600a | MinimizeLCOE_Brownfield | IgnoreSilica | 129.6996 | 30.7927 | 2.2289 | 4 | 7135.3885 | 8892.1158 | 145.4645 | 181.2778 | 116.1983 | -5.5395e-06 | 11355903982.1348 | 4260034.3589 | 283482.8305 | 5325449.3447 | 6257994.4299 | 24077.0464 | 305590.4886 | 0 | 6418085.1146 | 16698540.9378 | 11397097.3108 | 50970351.8621 | 3144235.0165 | 9501104.8411 | 9501104.8411 | 1478867.319 | 4682163.0063 | 0 | 63615691.7196 | 79277826.886 | 562341.3252 | 8.9155 | 7135.3885 | 8892.1158 | 145.4645 | 181.2778
1 | 3000 | 707 | 0.035 | 15 | 15 | 7 | 7.4989e-10 | 0 | Water | Porous | Wet | R600a | MinimizeLCOE_Brownfield | IgnoreSilica | 131.3929 | 31.1626 | 2.2679 | 4 | 7062.1101 | 8788.5867 | 143.9707 | 179.1672 | 116.1363 | -4.9277e-06 | 11407608323.7627 | 4294711.459 | 285665.7159 | 5376794.6226 | 6334558.6711 | 24077.0464 | 286073.8506 | 0 | 6474733.7326 | 16845929.0217 | 11497692.7065 | 51420236.8264 | 3144235.0165 | 9501104.8411 | 9501104.8411 | 1478867.319 | 4682163.0063 | 0 | 64065576.6839 | 79727711.8503 | 749894.2093 | 9.0717 | 7062.1101 | 8788.5867 | 143.9707 | 179.1672
1 | 3000 | 707 | 0.035 | 15 | 15 | 7 | 1e-09 | 0 | Water | Porous | Wet | R600a | MinimizeLCOE_Brownfield | IgnoreSilica | 132.6887 | 31.4446 | 2.2979 | 4 | 7006.9158 | 8710.8665 | 142.8455 | 177.5828 | 116.0878 | -4.4607e-06 | 11445581789.7796 | 4321007.9812 | 287317.4384 | 5415856.2946 | 6392981.3425 | 24077.0464 | 270289.2046 | 0 | 6517496.43 | 16957188.7885 | 11573629.7835 | 51759844.3096 | 3144235.0165 | 9501104.8411 | 9501104.8411 | 1478867.319 | 4682163.0063 | 0 | 64405184.1672 | 80067319.3336 | 1000000 | 9.1917 | 7006.9158 | 8710.8665 | 142.8455 | 177.5828
1 | 3000 | 707 | 0.035 | 15 | 15 | 7 | 1.3335e-09 | 0 | Water | Porous | Wet | R600a | MinimizeLCOE_Brownfield | IgnoreSilica | 133.6561 | 31.6544 | 2.3206 | 4 | 6965.3691 | 8652.6792 | 141.9985 | 176.3966 | 116.0509 | -4.1033e-06 | 11476454086.1618 | 4340503.3969 | 288539.8992 | 5444886.91 | 6436499.8186 | 24077.0464 | 257587.596 | 0 | 6548916.9202 | 17038938.4587 | 11629425.6132 | 52009375.6591 | 3144235.0165 | 9501104.8411 | 9501104.8411 | 1478867.319 | 4682163.0063 | 0 | 64654715.5167 | 80316850.683 | 1333521.4322 | 9.2823 | 6965.3691 | 8652.6792 | 141.9985 | 176.3966
1 | 3000 | 707 | 0.035 | 15 | 15 | 7 | 1.7783e-09 | 0 | Water | Porous | Wet | R600a | MinimizeLCOE_Brownfield | IgnoreSilica | 134.3749 | 31.81 | 2.3376 | 4 | 6934.1145 | 8609.1183 | 141.3613 | 175.5085 | 116.0232 | -3.8307e-06 | 11501574730.1164 | 4354914.3171 | 289442.3767 | 5466386.0653 | 6468782.7656 | 24077.0464 | 247502.1182 | 0 | 6571930.8288 | 17098815.9283 | 11670293.2166 | 52192144.663 | 3144235.0165 | 9501104.8411 | 9501104.8411 | 1478867.319 | 4682163.0063 | 0 | 64837484.5206 | 80499619.687 | 1778279.41 | 9.3505 | 6934.1145 | 8609.1183 | 141.3613 | 175.5085
1 | 3000 | 707 | 0.035 | 15 | 15 | 7 | 2.3714e-09 | 0 | Water | Porous | Wet | R600a | MinimizeLCOE_Brownfield | IgnoreSilica | 134.913 | 31.9262 | 2.3505 | 4 | 6910.6154 | 8576.4637 | 140.8822 | 174.8428 | 116.0022 | -3.624e-06 | 11521114905.16 | 4365659.2596 | 290114.6249 | 5482438.3578 | 6492917.0868 | 24077.0464 | 239619.5523 | 0 | 6588982.1118 | 17143179.8689 | 11700572.5176 | 52327560.4261 | 3144235.0165 | 9501104.8411 | 9501104.8411 | 1478867.319 | 4682163.0063 | 0 | 64972900.2836 | 80635035.45 | 2371373.7057 | 9.4019 | 6910.6154 | 8576.4637 | 140.8822 | 174.8428
1 | 3000 | 707 | 0.035 | 15 | 15 | 7 | 3.1623e-09 | 0 | Water | Porous | Wet | R600a | MinimizeLCOE_Brownfield | IgnoreSilica | 135.3487 | 32.0202 | 2.3605 | 4 | 6892.952 | 8551.7093 | 140.5222 | 174.3382 | 115.9851 | -3.4722e-06 | 11531306130.0544 | 4374333.8434 | 290657.1438 | 5495406.2416 | 6512435.8492 | 24077.0464 | 233745.2442 | 0 | 6602955.5938 | 17179536.0026 | 11725386.3259 | 52438533.2909 | 3144235.0165 | 9501104.8411 | 9501104.8411 | 1478867.319 | 4682163.0063 | 0 | 65083873.1485 | 80746008.3149 | 3162277.6602 | 9.4421 | 6892.952 | 8551.7093 | 140.5222 | 174.3382
1 | 3000 | 707 | 0.035 | 15 | 15 | 7 | 4.217e-09 | 0 | Water | Porous | Wet | R600a | MinimizeLCOE_Brownfield | IgnoreSilica | 135.6434 | 32.0837 | 2.3677 | 4 | 6879.6837 | 8533.4044 | 140.2517 | 173.965 | 115.9735 | -3.3533e-06 | 11543880023.8287 | 4380186.2243 | 291022.9525 | 5504162.2075 | 6525625.2102 | 24077.0464 | 229006.6982 | 0 | 6612091.3322 | 17203305.32 | 11741609.3735 | 52511086.3646 | 3144235.0165 | 9501104.8411 | 9501104.8411 | 1478867.319 | 4682163.0063 | 0 | 65156426.2222 | 80818561.3886 | 4216965.0343 | 9.4708 | 6879.6837 | 8533.4044 | 140.2517 | 173.965
1 | 3000 | 707 | 0.035 | 15 | 15 | 7 | 5.6234e-09 | 0 | Water | Porous | Wet | R600a | MinimizeLCOE_Brownfield | IgnoreSilica | 135.8628 | 32.1309 | 2.3731 | 4 | 6869.7206 | 8519.6873 | 140.0485 | 173.6853 | 115.9648 | -3.2637e-06 | 11553628976.0683 | 4384538.2325 | 291294.8694 | 5510677.153 | 6535443.925 | 24077.0464 | 225378.0201 | 0 | 6618849.6061 | 17220888.9624 | 11753610.5707 | 52564758.3857 | 3144235.0165 | 9501104.8411 | 9501104.8411 | 1478867.319 | 4682163.0063 | 0 | 65210098.2432 | 80872233.4096 | 5623413.2519 | 9.4924 | 6869.7206 | 8519.6873 | 140.0485 | 173.6853
1 | 3000 | 707 | 0.035 | 15 | 15 | 7 | 7.4989e-09 | 0 | Water | Porous | Wet | R600a | MinimizeLCOE_Brownfield | IgnoreSilica | 136.0332 | 32.1676 | 2.3772 | 4 | 6862.2416 | 8509.3526 | 139.8961 | 173.4747 | 115.958 | -3.197e-06 | 11560134313.1931 | 4387913.0466 | 291505.6705 | 5515731.3309 | 6543064.0258 | 24077.0464 | 222659.7981 | 0 | 6624130.8581 | 17234629.6967 | 11762988.9042 | 52606700.3771 | 3144235.0165 | 9501104.8411 | 9501104.8411 | 1478867.319 | 4682163.0063 | 0 | 65252040.2347 | 80914175.4011 | 7498942.0933 | 9.5089 | 6862.2416 | 8509.3526 | 139.8961 | 173.4747
1 | 3000 | 707 | 0.035 | 15 | 15 | 7 | 1e-08 | 0 | Water | Porous | Wet | R600a | MinimizeLCOE_Brownfield | IgnoreSilica | 136.1575 | 32.1943 | 2.3803 | 4 | 6856.6286 | 8501.6298 | 139.7816 | 173.3172 | 115.9531 | -3.1465e-06 | 11565563721.7175 | 4390371.9092 | 291659.2208 | 5519415.0325 | 6548619.5514 | 24077.0464 | 220575.254 | 0 | 6627940.0256 | 17244540.3691 | 11769753.1418 | 52636951.5506 | 3144235.0165 | 9501104.8411 | 9501104.8411 | 1478867.319 | 4682163.0063 | 0 | 65282291.4082 | 80944426.5746 | 10000000 | 9.521 | 6856.6286 | 8501.6298 | 139.7816 | 173.3172
1 | 3100 | 707 | 0.035 | 15 | 15 | 7 | 1e-13 | 0 | Water | Porous | Wet | R600a | MinimizeLCOE_Brownfield | IgnoreSilica | 0 | 0 | 0 | 0 | [5 empty] | 0 | 0 | 0 | 0 | 0 | 0 | 0 | 0 | 0 | 0 | 0 | 0 | 0 | 0 | 0 | 0 | 0 | 0 | 0 | 0 | 0 | 100 | 0
1 | 3100 | 707 | 0.035 | 15 | 15 | 7 | 1.3335e-13 | 0 | Water | Porous | Wet | R600a | MinimizeLCOE_Brownfield | IgnoreSilica | 0 | 0 | 0 | 0 | [5 empty] | 0 | 0 | 0 | 0 | 0 | 0 | 0 | 0 | 0 | 0 | 0 | 0 | 0 | 0 | 0 | 0 | 0 | 0 | 0 | 0 | 0 | 133.3521 | 0
1 | 3100 | 707 | 0.035 | 15 | 15 | 7 | 1.7783e-13 | 0 | Water | Porous | Wet | R600a | MinimizeLCOE_Brownfield | IgnoreSilica | 0 | 0 | 0 | 0 | [5 empty] | 0 | 0 | 0 | 0 | 0 | 0 | 0 | 0 | 0 | 0 | 0 | 0 | 0 | 0 | 0 | 0 | 0 | 0 | 0 | 0 | 0 | 177.8279 | 0
1 | 3100 | 707 | 0.035 | 15 | 15 | 7 | 2.3714e-13 | 0 | Water | Porous | Wet | R600a | MinimizeLCOE_Brownfield | IgnoreSilica | 0 | 0 | 0 | 0 | [5 empty] | 0 | 0 | 0 | 0 | 0 | 0 | 0 | 0 | 0 | 0 | 0 | 0 | 0 | 0 | 0 | 0 | 0 | 0 | 0 | 0 | 0 | 237.1374 | 0
1 | 3100 | 707 | 0.035 | 15 | 15 | 7 | 3.1623e-13 | 0 | Water | Porous | Wet | R600a | MinimizeLCOE_Brownfield | IgnoreSilica | 1.0464 | 0.16154 | 0.0013415 | 4 | 2614889.4693 | 5633338.1916 | 53308.0587 | 114843.2187 | 93.3171 | -3.7433e-05 | 94481861.1507 | 93261.2515 | 5510.3675 | 81086.0792 | 61687.0983 | 24077.0464 | 58565.0381 | 0 | 126432.8836 | 328952.4281 | 224516.7915 | 1004088.9842 | 3144235.0165 | 9883032.0773 | 9883032.0773 | 1478867.319 | 4834933.9008 | 0 | 14031356.0779 | 30228189.375 | 316.2278 | 0.0053659 | 2614889.4693 | 5633338.1916 | 53308.0587 | 114843.2187
1 | 3100 | 707 | 0.035 | 15 | 15 | 7 | 4.217e-13 | 0 | Water | Porous | Wet | R600a | MinimizeLCOE_Brownfield | IgnoreSilica | 1.5437 | 0.27928 | 0.0048186 | 4 | 750455.2973 | 1590779.0039 | 15299.0463 | 32430.1817 | 101.0567 | -4.3848e-05 | 167263716.0755 | 143688.1676 | 8874.3431 | 124981.6943 | 85503.6944 | 24077.0464 | 76962.351 | 0 | 180994.0458 | 470909.3802 | 321405.3282 | 1437396.051 | 3144235.0165 | 9883032.0773 | 9883032.0773 | 1478867.319 | 4834933.9008 | 0 | 14464663.1448 | 30661496.4418 | 421.6965 | 0.019275 | 750455.2973 | 1590779.0039 | 15299.0463 | 32430.1817
1 | 3100 | 707 | 0.035 | 15 | 15 | 7 | 5.6234e-13 | 0 | Water | Porous | Wet | R600a | MinimizeLCOE_Brownfield | IgnoreSilica | 2.1551 | 0.42963 | 0.010254 | 4 | 364745.3898 | 759654.8768 | 7435.8281 | 15486.5922 | 106.1881 | -4.7518e-05 | 436925573.3476 | 200180.4355 | 12732.4484 | 175785.5725 | 115579.6945 | 24077.0464 | 95557.1401 | 0 | 243325.8116 | 633083.8487 | 432092.7353 | 1932414.7329 | 3144235.0165 | 9883032.0773 | 9883032.0773 | 1478867.319 | 4834933.9008 | 0 | 14959681.8267 | 31156515.1237 | 562.3413 | 0.041014 | 364745.3898 | 759654.8768 | 7435.8281 | 15486.5922
1 | 3100 | 707 | 0.035 | 15 | 15 | 7 | 7.4989e-13 | 0 | Water | Porous | Wet | R600a | MinimizeLCOE_Brownfield | IgnoreSilica | 2.9936 | 0.63998 | 0.018237 | 4 | 213782.7173 | 435810.7858 | 4358.2499 | 8884.5923 | 110.0714 | -5.0639e-05 | 917283676.6913 | 270400.9522 | 17587.4436 | 241163.5276 | 157474.0022 | 24077.0464 | 118441.9433 | 0 | 323366.517 | 841333.3455 | 574227.296 | 2568072.0737 | 3144235.0165 | 9883032.0773 | 9883032.0773 | 1478867.319 | 4834933.9008 | 0 | 15595339.1675 | 31792172.4645 | 749.8942 | 0.072949 | 213782.7173 | 435810.7858 | 4358.2499 | 8884.5923
1 | 3100 | 707 | 0.035 | 15 | 15 | 7 | 1e-12 | 0 | Water | Porous | Wet | R600a | MinimizeLCOE_Brownfield | IgnoreSilica | 3.8607 | 0.85976 | 0.029013 | 4 | 139579.7852 | 279146.3157 | 2845.5227 | 5690.7752 | 112.4159 | -4.9615e-05 | 1345830974.3884 | 336762.1844 | 22202.121 | 304928.5924 | 201173.6811 | 24077.0464 | 134700.3443 | 0 | 399299.1481 | 1038894.4759 | 709066.827 | 3171104.4206 | 3144235.0165 | 9883032.0773 | 9883032.0773 | 1478867.319 | 4834933.9008 | 0 | 16198371.5144 | 32395204.8114 | 1000 | 0.11605 | 139579.7852 | 279146.3157 | 2845.5227 | 5690.7752
1 | 3100 | 707 | 0.035 | 15 | 15 | 7 | 1.3335e-12 | 0 | Water | Porous | Wet | R600a | MinimizeLCOE_Brownfield | IgnoreSilica | 5.0911 | 1.1734 | 0.043748 | 4 | 97233.1527 | 189789.72 | 1982.2293 | 3869.1202 | 114.4305 | -4.9682e-05 | 1802238904.6798 | 423260.3971 | 28229.6492 | 390540.2191 | 263492.104 | 24077.0464 | 157973.5656 | 0 | 502153.4628 | 1306500.3042 | 891713.3035 | 3987940.052 | 3144235.0165 | 9883032.0773 | 9883032.0773 | 1478867.319 | 4834933.9008 | 0 | 17015207.1457 | 33212040.4427 | 1333.5214 | 0.17499 | 97233.1527 | 189789.72 | 1982.2293 | 3869.1202
1 | 3100 | 707 | 0.035 | 15 | 15 | 7 | 1.7783e-12 | 0 | Water | Porous | Wet | R600a | MinimizeLCOE_Brownfield | IgnoreSilica | 6.6381 | 1.5689 | 0.063421 | 4 | 70881.2098 | 134728.086 | 1445.0093 | 2746.6143 | 115.9295 | -4.8974e-05 | 2332305760.2907 | 522947.6615 | 35175.7221 | 492224.572 | 342074.539 | 24077.0464 | 182999.2295 | 0 | 623804.5205 | 1623011.4024 | 1107738.6317 | 4954053.325 | 3144235.0165 | 9883032.0773 | 9883032.0773 | 1478867.319 | 4834933.9008 | 0 | 17981320.4188 | 34178153.7158 | 1778.2794 | 0.25368 | 70881.2098 | 134728.086 | 1445.0093 | 2746.6143
1 | 3100 | 707 | 0.035 | 15 | 15 | 7 | 2.3714e-12 | 0 | Water | Porous | Wet | R600a | MinimizeLCOE_Brownfield | IgnoreSilica | 8.4823 | 2.0395 | 0.088859 | 4 | 53625.9601 | 99194.9464 | 1093.2377 | 2022.2232 | 116.9628 | -4.7083e-05 | 2939714880.4069 | 631958.4935 | 42752.3717 | 606730.8573 | 435641.6073 | 24077.0464 | 206791.3029 | 0 | 759701.1548 | 1976586.5687 | 1349060.9479 | 6033300.3505 | 3144235.0165 | 9883032.0773 | 9883032.0773 | 1478867.319 | 4834933.9008 | 0 | 19060567.4443 | 35257400.7413 | 2371.3737 | 0.35544 | 53625.9601 | 99194.9464 | 1093.2377 | 2022.2232
1 | 3100 | 707 | 0.035 | 15 | 15 | 7 | 3.1623e-12 | 0 | Water | Porous | Wet | R600a | MinimizeLCOE_Brownfield | IgnoreSilica | 10.5233 | 2.5533 | 0.11987 | 4 | 42060.2026 | 75839.1807 | 857.4541 | 1546.0843 | 117.5154 | -4.3675e-05 | 3488967805.4783 | 741970.6887 | 50342.7039 | 725939.1132 | 538162.5397 | 24077.0464 | 224894.6898 | 0 | 899100.8448 | 2339275.9674 | 1596603.915 | 7140367.5089 | 3144235.0165 | 9883032.0773 | 9883032.0773 | 1478867.319 | 4834933.9008 | 0 | 20167634.6026 | 36364467.8997 | 3162.2777 | 0.47949 | 42060.2026 | 75839.1807 | 857.4541 | 1546.0843
1 | 3100 | 707 | 0.035 | 15 | 15 | 7 | 4.217e-12 | 0 | Water | Porous | Wet | R600a | MinimizeLCOE_Brownfield | IgnoreSilica | 14.2823 | 3.5316 | 0.16919 | 4 | 32860.267 | 56792.8621 | 669.901 | 1157.7993 | 118.6727 | -4.4872e-05 | 4345166166.6093 | 937596.7764 | 63988.399 | 940280.3952 | 731865.3372 | 24077.0464 | 276290.0752 | 0 | 1159898.2315 | 3017817.2704 | 2059722.297 | 9211535.8283 | 3144235.0165 | 9883032.0773 | 9883032.0773 | 1478867.319 | 4834933.9008 | 0 | 22238802.922 | 38435636.2191 | 4216.965 | 0.67677 | 32860.267 | 56792.8621 | 669.901 | 1157.7993
1 | 3100 | 707 | 0.035 | 15 | 15 | 7 | 5.6234e-12 | 0 | Water | Porous | Wet | R600a | MinimizeLCOE_Brownfield | IgnoreSilica | 18.2233 | 4.5447 | 0.22762 | 4 | 26621.0816 | 44410.6788 | 542.7068 | 905.3718 | 119.1975 | -4.2916e-05 | 5087182667.4775 | 1122593.9927 | 76787.4722 | 1150082.2958 | 933063.8348 | 24077.0464 | 312839.8203 | 0 | 1411583.3402 | 3672650.2957 | 2506659.2922 | 11210337.3903 | 3144235.0165 | 9883032.0773 | 9883032.0773 | 1478867.319 | 4834933.9008 | 0 | 24237604.484 | 40434437.7811 | 5623.4133 | 0.91047 | 26621.0816 | 44410.6788 | 542.7068 | 905.3718
1 | 3100 | 707 | 0.035 | 15 | 15 | 7 | 7.4989e-12 | 0 | Water | Porous | Wet | R600a | MinimizeLCOE_Brownfield | IgnoreSilica | 23.0908 | 5.7962 | 0.3026 | 4 | 21971.3389 | 35352.7528 | 447.9155 | 720.7137 | 119.6013 | -4.0709e-05 | 5889648273.9855 | 1335056.2977 | 91450.3472 | 1396764.9805 | 1181626.6334 | 24077.0464 | 351289.834 | 0 | 1708303.4043 | 4444655.0367 | 3033568.3911 | 13566791.9712 | 3144235.0165 | 9883032.0773 | 9883032.0773 | 1478867.319 | 4834933.9008 | 0 | 26594059.065 | 42790892.362 | 7498.9421 | 1.2104 | 21971.3389 | 35352.7528 | 447.9155 | 720.7137
1 | 3100 | 707 | 0.035 | 15 | 15 | 7 | 1e-11 | 0 | Water | Porous | Wet | R600a | MinimizeLCOE_Brownfield | IgnoreSilica | 29.1077 | 7.3437 | 0.39822 | 4 | 18446.8319 | 28615.0333 | 376.0636 | 583.3562 | 119.9163 | -3.8397e-05 | 6695420181.2944 | 1579888.6918 | 108302.7451 | 1687519.202 | 1488965.1771 | 24077.0464 | 392222.3522 | 0 | 2059580.3337 | 5358605.5502 | 3657358.3964 | 16356519.4949 | 3144235.0165 | 9883032.0773 | 9883032.0773 | 1478867.319 | 4834933.9008 | 0 | 29383786.5886 | 45580619.8857 | 10000 | 1.5929 | 18446.8319 | 28615.0333 | 376.0636 | 583.3562
1 | 3100 | 707 | 0.035 | 15 | 15 | 7 | 1.3335e-11 | 0 | Water | Porous | Wet | R600a | MinimizeLCOE_Brownfield | IgnoreSilica | 36.4009 | 9.2199 | 0.51829 | 4 | 15737.8732 | 23550.4299 | 320.8378 | 480.1074 | 120.1609 | -3.5928e-05 | 7521995174.208 | 1857268.1481 | 127344.8094 | 2024089.1505 | 1861587.9434 | 24077.0464 | 433875.0832 | 0 | 2468014.4506 | 6421267.341 | 4382646.9041 | 19600170.8765 | 3144235.0165 | 9883032.0773 | 9883032.0773 | 1478867.319 | 4834933.9008 | 0 | 32627437.9703 | 48824271.2673 | 13335.2143 | 2.0732 | 15737.8732 | 23550.4299 | 320.8378 | 480.1074
1 | 3100 | 707 | 0.035 | 15 | 15 | 7 | 1.7783e-11 | 0 | Water | Porous | Wet | R600a | MinimizeLCOE_Brownfield | IgnoreSilica | 45.1272 | 11.4652 | 0.66675 | 4 | 13633.1444 | 19706.1601 | 277.9301 | 401.7367 | 120.351 | -3.3363e-05 | 8334255105.166 | 2168358.9053 | 148644.4002 | 2409344.0666 | 2307492.3096 | 24077.0464 | 475387.9497 | 0 | 2937988.8243 | 7644044.2565 | 5217217.2745 | 23332555.0331 | 3144235.0165 | 9883032.0773 | 9883032.0773 | 1478867.319 | 4834933.9008 | 0 | 36359822.1268 | 52556655.4239 | 17782.7941 | 2.667 | 13633.1444 | 19706.1601 | 277.9301 | 401.7367
1 | 3100 | 707 | 0.035 | 15 | 15 | 7 | 2.3714e-11 | 0 | Water | Porous | Wet | R600a | MinimizeLCOE_Brownfield | IgnoreSilica | 55.1977 | 14.0552 | 0.84477 | 4 | 11987.2419 | 16780.4994 | 244.3761 | 342.0932 | 120.4901 | -3.0632e-05 | 9121324182.5923 | 2505834.4815 | 171684.1762 | 2835452.1923 | 2821907.5253 | 24077.0464 | 512989.5808 | 0 | 3460058.551 | 9002362.5941 | 6144297.4505 | 27478663.598 | 3144235.0165 | 9883032.0773 | 9883032.0773 | 1478867.319 | 4834933.9008 | 0 | 40505930.6918 | 56702763.9888 | 23713.7371 | 3.3791 | 11987.2419 | 16780.4994 | 244.3761 | 342.0932
1 | 3100 | 707 | 0.035 | 15 | 15 | 7 | 3.1623e-11 | 0 | Water | Porous | Wet | R600a | MinimizeLCOE_Brownfield | IgnoreSilica | 66.177 | 16.8719 | 1.048 | 4 | 10699.9262 | 14563.7168 | 218.1325 | 296.9011 | 120.5675 | -2.765e-05 | 9849927406.3576 | 2852516.4131 | 195266.374 | 3281412.8073 | 3381659.2301 | 24077.0464 | 540730.5998 | 0 | 4007508.3635 | 10426714.7089 | 7116447.0364 | 31826332.5794 | 3144235.0165 | 9883032.0773 | 9883032.0773 | 1478867.319 | 4834933.9008 | 0 | 44853599.6731 | 61050432.9702 | 31622.7766 | 4.192 | 10699.9262 | 14563.7168 | 218.1325 | 296.9011
1 | 3100 | 707 | 0.035 | 15 | 15 | 7 | 4.217e-11 | 0 | Water | Porous | Wet | R600a | MinimizeLCOE_Brownfield | IgnoreSilica | 77.3755 | 19.7273 | 1.2659 | 4 | 9699.0036 | 12897.7637 | 197.7273 | 262.9384 | 120.5687 | -2.4439e-05 | 10476914649.1731 | 3186272.1861 | 217854.6407 | 3718644.2654 | 3949892.7893 | 24077.0464 | 553376.9409 | 0 | 4543545.9688 | 11821374.6014 | 8068331.0704 | 36083369.5094 | 3144235.0165 | 9883032.0773 | 9883032.0773 | 1478867.319 | 4834933.9008 | 0 | 49110636.6031 | 65307469.9002 | 42169.6503 | 5.0635 | 9699.0036 | 12897.7637 | 197.7273 | 262.9384
1 | 3100 | 707 | 0.035 | 15 | 15 | 7 | 5.6234e-11 | 0 | Water | Porous | Wet | R600a | MinimizeLCOE_Brownfield | IgnoreSilica | 88.0601 | 22.4241 | 1.4843 | 4 | 8927.2496 | 11655.3269 | 181.9941 | 237.6096 | 120.493 | -2.1143e-05 | 10988917090.1913 | 3487410.3086 | 238099.814 | 4120255.5101 | 4487778.6142 | 24077.0464 | 548843.6526 | 0 | 5033521.3289 | 13096189.9805 | 8938418.7615 | 39974595.0166 | 3144235.0165 | 9883032.0773 | 9883032.0773 | 1478867.319 | 4834933.9008 | 0 | 53001862.1104 | 69198695.4074 | 56234.1325 | 5.9371 | 8927.2496 | 11655.3269 | 181.9941 | 237.6096
1 | 3100 | 707 | 0.035 | 15 | 15 | 7 | 7.4989e-11 | 0 | Water | Porous | Wet | R600a | MinimizeLCOE_Brownfield | IgnoreSilica | 97.7239 | 24.831 | 1.6905 | 4 | 8336.5468 | 10731.7876 | 169.9518 | 218.782 | 120.3581 | -1.7972e-05 | 11387623564.2432 | 3745804.9011 | 255334.9073 | 4470809.468 | 4969296.6905 | 24077.0464 | 529401.7873 | 0 | 5457942.6722 | 14200447.2552 | 9692097.0417 | 43345211.7697 | 3144235.0165 | 9883032.0773 | 9883032.0773 | 1478867.319 | 4834933.9008 | 0 | 56372478.8634 | 72569312.1605 | 74989.4209 | 6.7621 | 8336.5468 | 10731.7876 | 169.9518 | 218.782
1 | 3100 | 707 | 0.035 | 15 | 15 | 7 | 1e-10 | 0 | Water | Porous | Wet | R600a | MinimizeLCOE_Brownfield | IgnoreSilica | 106.1038 | 26.8873 | 1.8758 | 4 | 7886.7384 | 10045.4071 | 160.7818 | 204.7892 | 120.1897 | -1.5097e-05 | 11687874307.0016 | 3959359.9076 | 269459.6207 | 4765162.8932 | 5382102.5754 | 24077.0464 | 499547.6946 | 0 | 5810886.7978 | 15118735.471 | 10318847.6179 | 46148179.6247 | 3144235.0165 | 9883032.0773 | 9883032.0773 | 1478867.319 | 4834933.9008 | 0 | 59175446.7184 | 75372280.0155 | 100000 | 7.5032 | 7886.7384 | 10045.4071 | 160.7818 | 204.7892
1 | 3100 | 707 | 0.035 | 15 | 15 | 7 | 1.3335e-10 | 0 | Water | Porous | Wet | R600a | MinimizeLCOE_Brownfield | IgnoreSilica | 113.1445 | 28.5895 | 2.0357 | 4 | 7545.3308 | 9534.4197 | 153.8218 | 194.372 | 120.012 | -1.2613e-05 | 11907285222.9869 | 4131341.7201 | 280740.3833 | 5005606.0486 | 5725017.0328 | 24077.0464 | 464212.8503 | 0 | 6096088.0818 | 15860770.7092 | 10825301.9153 | 48413155.7878 | 3144235.0165 | 9883032.0773 | 9883032.0773 | 1478867.319 | 4834933.9008 | 0 | 61440422.8815 | 77637256.1785 | 133352.1432 | 8.1428 | 7545.3308 | 9534.4197 | 153.8218 | 194.372
1 | 3100 | 707 | 0.035 | 15 | 15 | 7 | 1.7783e-10 | 0 | Water | Porous | Wet | R600a | MinimizeLCOE_Brownfield | IgnoreSilica | 118.8519 | 29.9506 | 2.1687 | 4 | 7286.7345 | 9153.8682 | 148.5499 | 186.614 | 119.844 | -1.0532e-05 | 12074674832.7002 | 4265810.6295 | 289492.377 | 5195939.4109 | 6000111.8394 | 24077.0464 | 426987.6525 | 0 | 6318943.3927 | 16440594.5142 | 11221043.5764 | 50183000.4389 | 3144235.0165 | 9883032.0773 | 9883032.0773 | 1478867.319 | 4834933.9008 | 0 | 63210267.5326 | 79407100.8296 | 177827.941 | 8.6747 | 7286.7345 | 9153.8682 | 148.5499 | 186.614
1 | 3100 | 707 | 0.035 | 15 | 15 | 7 | 2.3714e-10 | 0 | Water | Porous | Wet | R600a | MinimizeLCOE_Brownfield | IgnoreSilica | 123.4197 | 31.0268 | 2.2769 | 4 | 7091.1122 | 8869.5155 | 144.5619 | 180.8171 | 119.6943 | -8.8448e-06 | 12196783407.7555 | 4370260.0916 | 296244.5098 | 5345315.0325 | 6218284.2856 | 24077.0464 | 391254.521 | 0 | 6491719.8399 | 16890123.3886 | 11527856.27 | 51555134.9855 | 3144235.0165 | 9883032.0773 | 9883032.0773 | 1478867.319 | 4834933.9008 | 0 | 64582402.0792 | 80779235.3762 | 237137.3706 | 9.1075 | 7091.1122 | 8869.5155 | 144.5619 | 180.8171
1 | 3100 | 707 | 0.035 | 15 | 15 | 7 | 3.1623e-10 | 0 | Water | Porous | Wet | R600a | MinimizeLCOE_Brownfield | IgnoreSilica | 126.9929 | 31.8602 | 2.3629 | 4 | 6943.2667 | 8656.9283 | 141.5479 | 176.4832 | 119.568 | -7.4989e-06 | 12290046976.9544 | 4450006.2628 | 301370.0758 | 5460329.7969 | 6387646.7706 | 24077.0464 | 358604.8782 | 0 | 6622993.5839 | 17231670.7426 | 11760969.3572 | 52597668.5143 | 3144235.0165 | 9883032.0773 | 9883032.0773 | 1478867.319 | 4834933.9008 | 0 | 65624935.6081 | 81821768.9051 | 316227.766 | 9.4516 | 6943.2667 | 8656.9283 | 141.5479 | 176.4832
1 | 3100 | 707 | 0.035 | 15 | 15 | 7 | 4.217e-10 | 0 | Water | Porous | Wet | R600a | MinimizeLCOE_Brownfield | IgnoreSilica | 129.7339 | 32.4942 | 2.43 | 4 | 6831.6159 | 8497.9526 | 139.2717 | 173.2423 | 119.4657 | -6.4387e-06 | 12364975275.2755 | 4510019.3614 | 305209.1731 | 5547469.8334 | 6516767.7667 | 24077.0464 | 329855.6869 | 0 | 6721025.5584 | 17486729.8311 | 11935052.4261 | 53376206.6835 | 3144235.0165 | 9883032.0773 | 9883032.0773 | 1478867.319 | 4834933.9008 | 0 | 66403473.7772 | 82600307.0742 | 421696.5034 | 9.72 | 6831.6159 | 8497.9526 | 139.2717 | 173.2423
1 | 3100 | 707 | 0.035 | 15 | 15 | 7 | 5.6234e-10 | 0 | Water | Porous | Wet | R600a | MinimizeLCOE_Brownfield | IgnoreSilica | 131.8339 | 32.9768 | 2.482 | 4 | 6747.3592 | 8378.8099 | 137.554 | 170.8134 | 119.3841 | -5.616e-06 | 12422569824.5927 | 4555316.2488 | 308095.9682 | 5613589.9886 | 6615209.1124 | 24077.0464 | 305484.7724 | 0 | 6794491.5234 | 17677873.2019 | 12065511.7043 | 53959649.5664 | 3144235.0165 | 9883032.0773 | 9883032.0773 | 1478867.319 | 4834933.9008 | 0 | 66986916.6601 | 83183749.9572 | 562341.3252 | 9.9279 | 6747.3592 | 8378.8099 | 137.554 | 170.8134
1 | 3100 | 707 | 0.035 | 15 | 15 | 7 | 7.4989e-10 | 0 | Water | Porous | Wet | R600a | MinimizeLCOE_Brownfield | IgnoreSilica | 133.4197 | 33.3394 | 2.5217 | 4 | 6683.8202 | 8289.5627 | 136.2587 | 168.9939 | 119.3207 | -4.9811e-06 | 12468911005.5273 | 4589131.1807 | 310244.6368 | 5663152.4663 | 6689265.1473 | 24077.0464 | 285241.1799 | 0 | 6848833.5464 | 17819259.9987 | 12162011.0983 | 54391216.3007 | 3144235.0165 | 9883032.0773 | 9883032.0773 | 1478867.319 | 4834933.9008 | 0 | 67418483.3944 | 83615316.6915 | 749894.2093 | 10.0868 | 6683.8202 | 8289.5627 | 136.2587 | 168.9939
1 | 3100 | 707 | 0.035 | 15 | 15 | 7 | 1e-09 | 0 | Water | Porous | Wet | R600a | MinimizeLCOE_Brownfield | IgnoreSilica | 134.6159 | 33.6118 | 2.552 | 4 | 6635.9385 | 8222.6472 | 135.2826 | 167.6298 | 119.2718 | -4.4948e-06 | 12505354112.6843 | 4614413.5569 | 311847.4558 | 5700325.0828 | 6744958.8793 | 24077.0464 | 268797.582 | 0 | 6889123.6453 | 17924086.5714 | 12233557.3881 | 54711187.208 | 3144235.0165 | 9883032.0773 | 9883032.0773 | 1478867.319 | 4834933.9008 | 0 | 67738454.3017 | 83935287.5987 | 1000000 | 10.2078 | 6635.9385 | 8222.6472 | 135.2826 | 167.6298
1 | 3100 | 707 | 0.035 | 15 | 15 | 7 | 1.3335e-09 | 0 | Water | Porous | Wet | R600a | MinimizeLCOE_Brownfield | IgnoreSilica | 135.4996 | 33.8124 | 2.5747 | 4 | 6599.8811 | 8172.5831 | 134.5475 | 166.6092 | 119.2351 | -4.1221e-06 | 12536407054.5478 | 4632970.3025 | 313021.8303 | 5727673.9926 | 6786017.2292 | 24077.0464 | 255544.5051 | 0 | 6918328.9134 | 18000072.6882 | 12285419.4742 | 54943125.9819 | 3144235.0165 | 9883032.0773 | 9883032.0773 | 1478867.319 | 4834933.9008 | 0 | 67970393.0756 | 84167226.3727 | 1333521.4322 | 10.2987 | 6599.8811 | 8172.5831 | 134.5475 | 166.6092
1 | 3100 | 707 | 0.035 | 15 | 15 | 7 | 1.7783e-09 | 0 | Water | Porous | Wet | R600a | MinimizeLCOE_Brownfield | IgnoreSilica | 136.1575 | 33.9615 | 2.5918 | 4 | 6572.7462 | 8135.0711 | 133.9943 | 165.8444 | 119.2075 | -3.8384e-06 | 12561372624.2741 | 4646715.9895 | 313890.5901 | 5747968.3623 | 6816530.3512 | 24077.0464 | 245058.7202 | 0 | 6939754.0132 | 18055816.4032 | 12323465.7051 | 55113277.1811 | 3144235.0165 | 9883032.0773 | 9883032.0773 | 1478867.319 | 4834933.9008 | 0 | 68140544.2748 | 84337377.5719 | 1778279.41 | 10.3671 | 6572.7462 | 8135.0711 | 133.9943 | 165.8444
1 | 3100 | 707 | 0.035 | 15 | 15 | 7 | 2.3714e-09 | 0 | Water | Porous | Wet | R600a | MinimizeLCOE_Brownfield | IgnoreSilica | 136.6445 | 34.0716 | 2.6046 | 4 | 6552.3384 | 8106.979 | 133.5783 | 165.2717 | 119.1869 | -3.6228e-06 | 12581628288.2771 | 4656852.7912 | 314530.6243 | 5762954.4476 | 6839087.3733 | 24077.0464 | 236836.7888 | 0 | 6955392.2379 | 18096503.856 | 12351235.7277 | 55237470.8932 | 3144235.0165 | 9883032.0773 | 9883032.0773 | 1478867.319 | 4834933.9008 | 0 | 68264737.9869 | 84461571.2839 | 2371373.7057 | 10.4184 | 6552.3384 | 8106.979 | 133.5783 | 165.2717
1 | 3100 | 707 | 0.035 | 15 | 15 | 7 | 3.1623e-09 | 0 | Water | Porous | Wet | R600a | MinimizeLCOE_Brownfield | IgnoreSilica | 137.0077 | 34.1536 | 2.6142 | 4 | 6536.9985 | 8085.9182 | 133.2656 | 164.8424 | 119.1714 | -3.4598e-06 | 12597416347.8089 | 4664392.8603 | 315006.3497 | 5774112.6094 | 6855896.4499 | 24077.0464 | 230469.1338 | 0 | 6966942.2353 | 18126554.5799 | 12371745.9642 | 55329197.229 | 3144235.0165 | 9883032.0773 | 9883032.0773 | 1478867.319 | 4834933.9008 | 0 | 68356464.3227 | 84553297.6198 | 3162277.6602 | 10.4569 | 6536.9985 | 8085.9182 | 133.2656 | 164.8424
1 | 3100 | 707 | 0.035 | 15 | 15 | 7 | 4.217e-09 | 0 | Water | Porous | Wet | R600a | MinimizeLCOE_Brownfield | IgnoreSilica | 137.2661 | 34.2119 | 2.6213 | 4 | 6525.4734 | 8070.222 | 133.0306 | 164.5224 | 119.1604 | -3.3349e-06 | 12611665224.5464 | 4669745.5446 | 315343.8714 | 5782039.8033 | 6867845.5881 | 24077.0464 | 225480.8368 | 0 | 6974967.7493 | 18147435.3212 | 12385997.4992 | 55392933.2603 | 3144235.0165 | 9883032.0773 | 9883032.0773 | 1478867.319 | 4834933.9008 | 0 | 68420200.3541 | 84617033.6511 | 4216965.0343 | 10.4851 | 6525.4734 | 8070.222 | 133.0306 | 164.5224
1 | 3100 | 707 | 0.035 | 15 | 15 | 7 | 5.6234e-09 | 0 | Water | Porous | Wet | R600a | MinimizeLCOE_Brownfield | IgnoreSilica | 137.483 | 34.2609 | 2.6269 | 4 | 6516.818 | 8058.2751 | 132.8541 | 164.2788 | 119.1511 | -3.2443e-06 | 12621102444.5672 | 4674232.5083 | 315626.7076 | 5788688.059 | 6877871.2723 | 24077.0464 | 221842.9631 | 0 | 6981912.0371 | 18165502.9334 | 12398329.0158 | 55448082.543 | 3144235.0165 | 9883032.0773 | 9883032.0773 | 1478867.319 | 4834933.9008 | 0 | 68475349.6367 | 84672182.9338 | 5623413.2519 | 10.5075 | 6516.818 | 8058.2751 | 132.8541 | 164.2788
1 | 3100 | 707 | 0.035 | 15 | 15 | 7 | 7.4989e-09 | 0 | Water | Porous | Wet | R600a | MinimizeLCOE_Brownfield | IgnoreSilica | 137.6339 | 34.2949 | 2.6309 | 4 | 6510.3197 | 8049.4 | 132.7217 | 164.0979 | 119.1446 | -3.1744e-06 | 12625939205.9682 | 4677351.3982 | 315823.234 | 5793311.4849 | 6884846.0632 | 24077.0464 | 218991.8607 | 0 | 6986616.4241 | 18177742.7834 | 12406682.9649 | 55485443.2598 | 3144235.0165 | 9883032.0773 | 9883032.0773 | 1478867.319 | 4834933.9008 | 0 | 68512710.3535 | 84709543.6505 | 7498942.0933 | 10.5237 | 6510.3197 | 8049.4 | 132.7217 | 164.0979
1 | 3100 | 707 | 0.035 | 15 | 15 | 7 | 1e-08 | 0 | Water | Porous | Wet | R600a | MinimizeLCOE_Brownfield | IgnoreSilica | 137.7387 | 34.3185 | 2.6339 | 4 | 6505.4424 | 8042.8047 | 132.6222 | 163.9635 | 119.14 | -3.1208e-06 | 12631983812.8144 | 4679515.1211 | 315959.5355 | 5796520.1198 | 6889687.8135 | 24077.0464 | 216770.6613 | 0 | 6989786.8161 | 18185991.493 | 12412312.8787 | 55510621.4855 | 3144235.0165 | 9883032.0773 | 9883032.0773 | 1478867.319 | 4834933.9008 | 0 | 68537888.5792 | 84734721.8763 | 10000000 | 10.5355 | 6505.4424 | 8042.8047 | 132.6222 | 163.9635
1 | 3200 | 707 | 0.035 | 15 | 15 | 7 | 1e-13 | 0 | Water | Porous | Wet | R600a | MinimizeLCOE_Brownfield | IgnoreSilica | 0 | 0 | 0 | 0 | [5 empty] | 0 | 0 | 0 | 0 | 0 | 0 | 0 | 0 | 0 | 0 | 0 | 0 | 0 | 0 | 0 | 0 | 0 | 0 | 0 | 0 | 0 | 100 | 0
1 | 3200 | 707 | 0.035 | 15 | 15 | 7 | 1.3335e-13 | 0 | Water | Porous | Wet | R600a | MinimizeLCOE_Brownfield | IgnoreSilica | 0 | 0 | 0 | 0 | [5 empty] | 0 | 0 | 0 | 0 | 0 | 0 | 0 | 0 | 0 | 0 | 0 | 0 | 0 | 0 | 0 | 0 | 0 | 0 | 0 | 0 | 0 | 133.3521 | 0
1 | 3200 | 707 | 0.035 | 15 | 15 | 7 | 1.7783e-13 | 0 | Water | Porous | Wet | R600a | MinimizeLCOE_Brownfield | IgnoreSilica | 0 | 0 | 0 | 0 | [5 empty] | 0 | 0 | 0 | 0 | 0 | 0 | 0 | 0 | 0 | 0 | 0 | 0 | 0 | 0 | 0 | 0 | 0 | 0 | 0 | 0 | 0 | 177.8279 | 0
1 | 3200 | 707 | 0.035 | 15 | 15 | 7 | 2.3714e-13 | 0 | Water | Porous | Wet | R600a | MinimizeLCOE_Brownfield | IgnoreSilica | 0 | 0 | 0 | 0 | [5 empty] | 0 | 0 | 0 | 0 | 0 | 0 | 0 | 0 | 0 | 0 | 0 | 0 | 0 | 0 | 0 | 0 | 0 | 0 | 0 | 0 | 0 | 237.1374 | 0
1 | 3200 | 707 | 0.035 | 15 | 15 | 7 | 3.1623e-13 | 0 | Water | Porous | Wet | R600a | MinimizeLCOE_Brownfield | IgnoreSilica | 1.2075 | 0.20689 | 0.0024414 | 4 | 1494906.6445 | 3209044.4758 | 30475.694 | 65420.7122 | 98.3131 | -4.3634e-05 | 22894628.4569 | 114633.7314 | 6963.2072 | 98497.7116 | 70455.0515 | 24077.0464 | 67562.7259 | 0 | 149053.8949 | 387807.6593 | 264686.6961 | 1183737.7242 | 3144235.0165 | 10270819.4043 | 10270819.4043 | 1478867.319 | 4990048.8316 | 0 | 14598792.145 | 31338527.6999 | 316.2278 | 0.0097657 | 1494906.6445 | 3209044.4758 | 30475.694 | 65420.7122
1 | 3200 | 707 | 0.035 | 15 | 15 | 7 | 4.217e-13 | 0 | Water | Porous | Wet | R600a | MinimizeLCOE_Brownfield | IgnoreSilica | 1.7484 | 0.34353 | 0.006905 | 4 | 545976.2036 | 1152052.0496 | 11130.4634 | 23486.1393 | 105.4027 | -4.9956e-05 | 276679552.2466 | 170592.6102 | 10789.766 | 147064.7735 | 97583.2192 | 24077.0464 | 87380.6604 | 0 | 209620.3495 | 545389.1504 | 372239.3017 | 1664736.8773 | 3144235.0165 | 10270819.4043 | 10270819.4043 | 1478867.319 | 4990048.8316 | 0 | 15079791.298 | 31819526.8529 | 421.6965 | 0.02762 | 545976.2036 | 1152052.0496 | 11130.4634 | 23486.1393
1 | 3200 | 707 | 0.035 | 15 | 15 | 7 | 5.6234e-13 | 0 | Water | Porous | Wet | R600a | MinimizeLCOE_Brownfield | IgnoreSilica | 2.394 | 0.51186 | 0.013732 | 4 | 284225.7596 | 588982.6253 | 5794.3266 | 12007.2075 | 110.0772 | -5.2798e-05 | 742511212.182 | 231545.1799 | 15042.4879 | 201695.843 | 130765.3058 | 24077.0464 | 106194.531 | 0 | 276634.9536 | 719747.4038 | 491242.3924 | 2196945.1438 | 3144235.0165 | 10270819.4043 | 10270819.4043 | 1478867.319 | 4990048.8316 | 0 | 15611999.5645 | 32351735.1194 | 562.3413 | 0.054928 | 284225.7596 | 588982.6253 | 5794.3266 | 12007.2075
1 | 3200 | 707 | 0.035 | 15 | 15 | 7 | 7.4989e-13 | 0 | Water | Porous | Wet | R600a | MinimizeLCOE_Brownfield | IgnoreSilica | 3.1834 | 0.72099 | 0.023259 | 4 | 174335.6946 | 354259.6207 | 3554.0689 | 7222.0615 | 113.4018 | -5.3893e-05 | 1517532899.3721 | 299679.5453 | 19846.0194 | 264699.5334 | 171889.6747 | 24077.0464 | 125373.0587 | 0 | 353170.3024 | 918876.6815 | 627152.2162 | 2804764.0779 | 3144235.0165 | 10270819.4043 | 10270819.4043 | 1478867.319 | 4990048.8316 | 0 | 16219818.4987 | 32959554.0536 | 749.8942 | 0.093038 | 174335.6946 | 354259.6207 | 3554.0689 | 7222.0615
1 | 3200 | 707 | 0.035 | 15 | 15 | 7 | 1e-12 | 0 | Water | Porous | Wet | R600a | MinimizeLCOE_Brownfield | IgnoreSilica | 4.248 | 1.0058 | 0.03647 | 4 | 116491.5091 | 231242.1614 | 2374.837 | 4714.1842 | 116.0337 | -5.4955e-05 | 1856309691.679 | 383678.2328 | 25797.2958 | 344868.1948 | 227841.4972 | 24077.0464 | 149160.0651 | 0 | 450614.7095 | 1172407.0403 | 800191.8956 | 3578635.9774 | 3144235.0165 | 10270819.4043 | 10270819.4043 | 1478867.319 | 4990048.8316 | 0 | 16993690.3982 | 33733425.9531 | 1000 | 0.14588 | 116491.5091 | 231242.1614 | 2374.837 | 4714.1842
1 | 3200 | 707 | 0.035 | 15 | 15 | 7 | 1.3335e-12 | 0 | Water | Porous | Wet | R600a | MinimizeLCOE_Brownfield | IgnoreSilica | 5.6053 | 1.3708 | 0.054353 | 4 | 82425.2798 | 159421.1787 | 1680.3508 | 3250.0164 | 117.9963 | -5.5102e-05 | 2206055155.178 | 481557.7966 | 32746.0401 | 441220.2291 | 299540.0766 | 24077.0464 | 175401.2715 | 0 | 567271.5595 | 1475924.2343 | 1007348.6171 | 4505086.8711 | 3144235.0165 | 10270819.4043 | 10270819.4043 | 1478867.319 | 4990048.8316 | 0 | 17920141.2919 | 34659876.8468 | 1333.5214 | 0.21741 | 82425.2798 | 159421.1787 | 1680.3508 | 3250.0164
1 | 3200 | 707 | 0.035 | 15 | 15 | 7 | 1.7783e-12 | 0 | Water | Porous | Wet | R600a | MinimizeLCOE_Brownfield | IgnoreSilica | 7.2643 | 1.8178 | 0.077987 | 4 | 60852.0619 | 114514.2497 | 1240.5516 | 2334.5279 | 119.4099 | -5.3975e-05 | 2827388793.4957 | 591249.3125 | 40527.8745 | 552472.9663 | 387376.8958 | 24077.0464 | 201868.3495 | 0 | 701053.2536 | 1823996.76 | 1244915.2681 | 5567537.7266 | 3144235.0165 | 10270819.4043 | 10270819.4043 | 1478867.319 | 4990048.8316 | 0 | 18982592.1474 | 35722327.7023 | 1778.2794 | 0.31195 | 60852.0619 | 114514.2497 | 1240.5516 | 2334.5279
1 | 3200 | 707 | 0.035 | 15 | 15 | 7 | 2.3714e-12 | 0 | Water | Porous | Wet | R600a | MinimizeLCOE_Brownfield | IgnoreSilica | 9.2133 | 2.3403 | 0.10808 | 4 | 46607.6992 | 85328.5323 | 950.161 | 1739.5375 | 120.338 | -5.1468e-05 | 3471433308.3536 | 709265.3786 | 48866.1285 | 675791.8682 | 490192.3475 | 24077.0464 | 226094.7474 | 0 | 847972.1314 | 2206249.543 | 1505810.647 | 6734319.8378 | 3144235.0165 | 10270819.4043 | 10270819.4043 | 1478867.319 | 4990048.8316 | 0 | 20149374.2586 | 36889109.8135 | 2371.3737 | 0.43232 | 46607.6992 | 85328.5323 | 950.161 | 1739.5375
1 | 3200 | 707 | 0.035 | 15 | 15 | 7 | 3.1623e-12 | 0 | Water | Porous | Wet | R600a | MinimizeLCOE_Brownfield | IgnoreSilica | 11.3197 | 2.8942 | 0.14421 | 4 | 36940.1111 | 65959.5252 | 753.0741 | 1344.6741 | 120.7441 | -4.701e-05 | 4030990259.7858 | 824955.4699 | 56953.7378 | 800755.4195 | 599669.0363 | 24077.0464 | 242203.4071 | 0 | 993959.5056 | 2586078.7445 | 1765051.8817 | 7893704.2487 | 3144235.0165 | 10270819.4043 | 10270819.4043 | 1478867.319 | 4990048.8316 | 0 | 21308758.6695 | 38048494.2244 | 3162.2777 | 0.57685 | 36940.1111 | 65959.5252 | 753.0741 | 1344.6741
1 | 3200 | 707 | 0.035 | 15 | 15 | 7 | 4.217e-12 | 0 | Water | Porous | Wet | R600a | MinimizeLCOE_Brownfield | IgnoreSilica | 15.6707 | 4.0941 | 0.20624 | 4 | 28855.8156 | 49147.841 | 588.2648 | 1001.9452 | 122.1045 | -4.941e-05 | 5073490889.8843 | 1060294.0691 | 73706.7366 | 1055864.6639 | 834515.7664 | 24077.0464 | 305903.0486 | 0 | 1308200.9191 | 3403670.4425 | 2323075.0154 | 10389307.7078 | 3144235.0165 | 10270819.4043 | 10270819.4043 | 1478867.319 | 4990048.8316 | 0 | 23804362.1286 | 40544097.6835 | 4216.965 | 0.82494 | 28855.8156 | 49147.841 | 588.2648 | 1001.9452
1 | 3200 | 707 | 0.035 | 15 | 15 | 7 | 5.6234e-12 | 0 | Water | Porous | Wet | R600a | MinimizeLCOE_Brownfield | IgnoreSilica | 19.9313 | 5.2488 | 0.27632 | 4 | 23549.6482 | 38695.1425 | 480.0914 | 788.8528 | 122.6082 | -4.7093e-05 | 5924903388.6127 | 1266124.379 | 88197.0145 | 1287612.7318 | 1061380.8161 | 24077.0464 | 345077.5279 | 0 | 1588263.1111 | 4132334.8175 | 2820403.4239 | 12613470.8681 | 3144235.0165 | 10270819.4043 | 10270819.4043 | 1478867.319 | 4990048.8316 | 0 | 26028525.2888 | 42768260.8437 | 5623.4133 | 1.1053 | 23549.6482 | 38695.1425 | 480.0914 | 788.8528
1 | 3200 | 707 | 0.035 | 15 | 15 | 7 | 7.4989e-12 | 0 | Water | Porous | Wet | R600a | MinimizeLCOE_Brownfield | IgnoreSilica | 25.2024 | 6.6779 | 0.36608 | 4 | 19571.2839 | 31003.0781 | 398.9871 | 632.0397 | 122.9987 | -4.4577e-05 | 6813903561.2894 | 1503164.9798 | 104839.28 | 1560760.2633 | 1342152.9816 | 24077.0464 | 386607.3935 | 0 | 1919424.7583 | 4993949.4931 | 3408473.1444 | 15243449.3403 | 3144235.0165 | 10270819.4043 | 10270819.4043 | 1478867.319 | 4990048.8316 | 0 | 28658503.7611 | 45398239.316 | 7498.9421 | 1.4643 | 19571.2839 | 31003.0781 | 398.9871 | 632.0397
1 | 3200 | 707 | 0.035 | 15 | 15 | 7 | 1e-11 | 0 | Water | Porous | Wet | R600a | MinimizeLCOE_Brownfield | IgnoreSilica | 31.6876 | 8.4364 | 0.48006 | 4 | 16539.088 | 25256.6569 | 337.1717 | 514.8911 | 123.3033 | -4.1939e-05 | 7703808097.7301 | 1775293.0458 | 123895.5992 | 1881308.3501 | 1687648.9667 | 24077.0464 | 430377.3576 | 0 | 2309814.1427 | 6009662.5912 | 4101718.2047 | 18343795.3045 | 3144235.0165 | 10270819.4043 | 10270819.4043 | 1478867.319 | 4990048.8316 | 0 | 31758849.7252 | 48498585.2801 | 10000 | 1.9202 | 16539.088 | 25256.6569 | 337.1717 | 514.8911
1 | 3200 | 707 | 0.035 | 15 | 15 | 7 | 1.3335e-11 | 0 | Water | Porous | Wet | R600a | MinimizeLCOE_Brownfield | IgnoreSilica | 39.5339 | 10.5645 | 0.62264 | 4 | 14197.6356 | 20918.9246 | 289.438 | 426.4606 | 123.5407 | -3.9161e-05 | 8599944311.7433 | 2083309.803 | 145406.0679 | 2251868.8176 | 2105752.1278 | 24077.0464 | 474872.5459 | 0 | 2763261.6994 | 7189440.1188 | 4906940.6093 | 21944928.8361 | 3144235.0165 | 10270819.4043 | 10270819.4043 | 1478867.319 | 4990048.8316 | 0 | 35359983.2569 | 52099718.8118 | 13335.2143 | 2.4906 | 14197.6356 | 20918.9246 | 289.438 | 426.4606
1 | 3200 | 707 | 0.035 | 15 | 15 | 7 | 1.7783e-11 | 0 | Water | Porous | Wet | R600a | MinimizeLCOE_Brownfield | IgnoreSilica | 48.8176 | 13.0825 | 0.79734 | 4 | 12371.7599 | 17620.3535 | 252.2151 | 359.2147 | 123.7229 | -3.6235e-05 | 9484071768.196 | 2425246.5148 | 169218.6739 | 2671554.8286 | 2600476.1689 | 24077.0464 | 517886.925 | 0 | 3279299.4615 | 8532064.5219 | 5823309.3526 | 26043133.4936 | 3144235.0165 | 10270819.4043 | 10270819.4043 | 1478867.319 | 4990048.8316 | 0 | 39458187.9144 | 56197923.4693 | 17782.7941 | 3.1894 | 12371.7599 | 17620.3535 | 252.2151 | 359.2147
1 | 3200 | 707 | 0.035 | 15 | 15 | 7 | 2.3714e-11 | 0 | Water | Porous | Wet | R600a | MinimizeLCOE_Brownfield | IgnoreSilica | 59.3661 | 15.9405 | 1.004 | 4 | 10941.2941 | 15109.6654 | 223.0531 | 308.031 | 123.8483 | -3.309e-05 | 10323160959.2659 | 2790728.6049 | 194589.2535 | 3128793.6253 | 3162121.9769 | 24077.0464 | 554878.111 | 0 | 3843523.561 | 10000059.8906 | 6825246.356 | 30524018.4255 | 3144235.0165 | 10270819.4043 | 10270819.4043 | 1478867.319 | 4990048.8316 | 0 | 43939072.8463 | 60678808.4012 | 23713.7371 | 4.0159 | 10941.2941 | 15109.6654 | 223.0531 | 308.031
1 | 3200 | 707 | 0.035 | 15 | 15 | 7 | 3.1623e-11 | 0 | Water | Porous | Wet | R600a | MinimizeLCOE_Brownfield | IgnoreSilica | 70.6398 | 18.9834 | 1.2354 | 4 | 9823.0162 | 13210.5919 | 200.2555 | 269.3158 | 123.9015 | -2.9656e-05 | 11072935872.5837 | 3158848.0524 | 220031.5709 | 3597983.5274 | 3760545.3954 | 24077.0464 | 579357.6624 | 0 | 4422928.8694 | 11507553.6507 | 7854141.8232 | 35125467.5981 | 3144235.0165 | 10270819.4043 | 10270819.4043 | 1478867.319 | 4990048.8316 | 0 | 48540522.0189 | 65280257.5737 | 31622.7766 | 4.9415 | 9823.0162 | 13210.5919 | 200.2555 | 269.3158
1 | 3200 | 707 | 0.035 | 15 | 15 | 7 | 4.217e-11 | 0 | Water | Porous | Wet | R600a | MinimizeLCOE_Brownfield | IgnoreSilica | 81.8534 | 21.9861 | 1.4775 | 4 | 8955.1423 | 11787.5201 | 182.5627 | 240.3045 | 123.8701 | -2.5982e-05 | 11706318729.8156 | 3504388.4471 | 243767.7187 | 4046575.239 | 4351972.1004 | 24077.0464 | 586019.4863 | 0 | 4975152.0148 | 12944324.9985 | 8834767.7907 | 39511044.8419 | 3144235.0165 | 10270819.4043 | 10270819.4043 | 1478867.319 | 4990048.8316 | 0 | 52926099.2627 | 69665834.8176 | 42169.6503 | 5.9101 | 8955.1423 | 11787.5201 | 182.5627 | 240.3045
1 | 3200 | 707 | 0.035 | 15 | 15 | 7 | 5.6234e-11 | 0 | Water | Porous | Wet | R600a | MinimizeLCOE_Brownfield | IgnoreSilica | 92.3649 | 24.7672 | 1.7153 | 4 | 8287.1597 | 10726.948 | 168.945 | 218.6833 | 123.7609 | -2.2292e-05 | 12207563149.4451 | 3810689.2897 | 264644.1298 | 4451468.0592 | 4901053.3789 | 24077.0464 | 574795.536 | 0 | 5470423.7016 | 14232920.3333 | 9714260.5848 | 43444332.0596 | 3144235.0165 | 10270819.4043 | 10270819.4043 | 1478867.319 | 4990048.8316 | 0 | 56859386.4804 | 73599122.0352 | 56234.1325 | 6.8611 | 8287.1597 | 10726.948 | 168.945 | 218.6833
1 | 3200 | 707 | 0.035 | 15 | 15 | 7 | 7.4989e-11 | 0 | Water | Porous | Wet | R600a | MinimizeLCOE_Brownfield | IgnoreSilica | 101.7413 | 27.2118 | 1.9359 | 4 | 7776.3882 | 9938.1771 | 158.5322 | 202.6032 | 123.5971 | -1.8813e-05 | 12587901885.9607 | 4069958.3873 | 282156.9292 | 4800149.3536 | 5385102.1041 | 24077.0464 | 549081.8173 | 0 | 5893104.9988 | 15332650.3647 | 10464848.9284 | 46801129.9298 | 3144235.0165 | 10270819.4043 | 10270819.4043 | 1478867.319 | 4990048.8316 | 0 | 60216184.3505 | 76955919.9054 | 74989.4209 | 7.7435 | 7776.3882 | 9938.1771 | 158.5322 | 202.6032
1 | 3200 | 707 | 0.035 | 15 | 15 | 7 | 1e-10 | 0 | Water | Porous | Wet | R600a | MinimizeLCOE_Brownfield | IgnoreSilica | 109.7922 | 29.278 | 2.1313 | 4 | 7387.5339 | 9351.136 | 150.6049 | 190.6356 | 123.4068 | -1.5712e-05 | 12866911010.6896 | 4282253.2959 | 296362.9266 | 5090231.4935 | 5795550.7634 | 24077.0464 | 514016.4516 | 0 | 6240971.8712 | 16237728.6095 | 11082583.428 | 49563775.8862 | 3144235.0165 | 10270819.4043 | 10270819.4043 | 1478867.319 | 4990048.8316 | 0 | 62978830.3069 | 79718565.8618 | 100000 | 8.525 | 7387.5339 | 9351.136 | 150.6049 | 190.6356
1 | 3200 | 707 | 0.035 | 15 | 15 | 7 | 1.3335e-10 | 0 | Water | Porous | Wet | R600a | MinimizeLCOE_Brownfield | IgnoreSilica | 116.4741 | 30.9667 | 2.2976 | 4 | 7092.309 | 8913.72 | 144.5863 | 181.7182 | 123.2147 | -1.306e-05 | 13071641482.816 | 4451274.8871 | 307570.9357 | 5324474.1776 | 6132094.1874 | 24077.0464 | 474360.7203 | 0 | 6518402.2622 | 16959545.5781 | 11575238.3409 | 51767038.1355 | 3144235.0165 | 10270819.4043 | 10270819.4043 | 1478867.319 | 4990048.8316 | 0 | 65182092.5563 | 81921828.1112 | 133352.1432 | 9.1905 | 7092.309 | 8913.72 | 144.5863 | 181.7182
1 | 3200 | 707 | 0.035 | 15 | 15 | 7 | 1.7783e-10 | 0 | Water | Porous | Wet | R600a | MinimizeLCOE_Brownfield | IgnoreSilica | 121.8922 | 32.3171 | 2.4352 | 4 | 6868.5608 | 8587.0753 | 140.0249 | 175.0591 | 123.0365 | -1.0868e-05 | 13220057217.9245 | 4583587.0483 | 316272.1392 | 5510088.1173 | 6402015.8089 | 24077.0464 | 434209.8389 | 0 | 6735397.4996 | 17524122.6739 | 11960573.8096 | 53490343.982 | 3144235.0165 | 10270819.4043 | 10270819.4043 | 1478867.319 | 4990048.8316 | 0 | 66905398.4028 | 83645133.9577 | 177827.941 | 9.7408 | 6868.5608 | 8587.0753 | 140.0249 | 175.0591
1 | 3200 | 707 | 0.035 | 15 | 15 | 7 | 2.3714e-10 | 0 | Water | Porous | Wet | R600a | MinimizeLCOE_Brownfield | IgnoreSilica | 126.2307 | 33.3848 | 2.5467 | 4 | 6699.1338 | 8342.4176 | 136.5709 | 170.0715 | 122.8796 | -9.1063e-06 | 13323225264.3573 | 4686473.1107 | 322992.0542 | 5655840.6128 | 6616026.8579 | 24077.0464 | 396532.7569 | 0 | 6903757.5511 | 17962160.9927 | 12259543.963 | 54827404.9456 | 3144235.0165 | 10270819.4043 | 10270819.4043 | 1478867.319 | 4990048.8316 | 0 | 68242459.3664 | 84982194.9213 | 237137.3706 | 10.1868 | 6699.1338 | 8342.4176 | 136.5709 | 170.0715
1 | 3200 | 707 | 0.035 | 15 | 15 | 7 | 3.1623e-10 | 0 | Water | Porous | Wet | R600a | MinimizeLCOE_Brownfield | IgnoreSilica | 129.583 | 34.2013 | 2.6345 | 4 | 6570.9848 | 8159.5203 | 133.9584 | 166.3429 | 122.7498 | -7.7023e-06 | 13405730867.3339 | 4764115.1472 | 328033.1803 | 5766730.5659 | 6780063.7643 | 24077.0464 | 362285.9023 | 0 | 7029869.1865 | 18290277.5989 | 12483490.2889 | 55828942.6808 | 3144235.0165 | 10270819.4043 | 10270819.4043 | 1478867.319 | 4990048.8316 | 0 | 69243997.1016 | 85983732.6564 | 316227.766 | 10.5378 | 6570.9848 | 8159.5203 | 133.9584 | 166.3429
1 | 3200 | 707 | 0.035 | 15 | 15 | 7 | 4.217e-10 | 0 | Water | Porous | Wet | R600a | MinimizeLCOE_Brownfield | IgnoreSilica | 132.148 | 34.8209 | 2.7027 | 4 | 6474.1455 | 8022.593 | 131.9842 | 163.5514 | 122.6455 | -6.6009e-06 | 13473748270.3544 | 4822434.9756 | 331801.2054 | 5850571.0758 | 6904786.168 | 24077.0464 | 332420.0607 | 0 | 7123775.3074 | 18534602.0627 | 12650246.7558 | 56574714.6579 | 3144235.0165 | 10270819.4043 | 10270819.4043 | 1478867.319 | 4990048.8316 | 0 | 69989769.0787 | 86729504.6335 | 421696.5034 | 10.8107 | 6474.1455 | 8022.593 | 131.9842 | 163.5514
1 | 3200 | 707 | 0.035 | 15 | 15 | 7 | 5.6234e-10 | 0 | Water | Porous | Wet | R600a | MinimizeLCOE_Brownfield | IgnoreSilica | 134.0971 | 35.2887 | 2.7552 | 4 | 6401.0234 | 7919.9727 | 130.4935 | 161.4594 | 122.5634 | -5.7466e-06 | 13527555537.4076 | 4866117.35 | 334612.5271 | 5913690.2538 | 6999083.6387 | 24077.0464 | 307172.3734 | 0 | 7193453.7439 | 18715891.0612 | 12773980.2224 | 57128078.2169 | 3144235.0165 | 10270819.4043 | 10270819.4043 | 1478867.319 | 4990048.8316 | 0 | 70543132.6376 | 87282868.1925 | 562341.3252 | 11.0206 | 6401.0234 | 7919.9727 | 130.4935 | 161.4594
1 | 3200 | 707 | 0.035 | 15 | 15 | 7 | 7.4989e-10 | 0 | Water | Porous | Wet | R600a | MinimizeLCOE_Brownfield | IgnoreSilica | 135.5682 | 35.64 | 2.7952 | 4 | 6345.853 | 7843.0298 | 129.3688 | 159.8908 | 122.4998 | -5.089e-06 | 13569936814.7128 | 4898726.9079 | 336704.8379 | 5960995.6104 | 7069982.9952 | 24077.0464 | 286319.9646 | 0 | 7244954.8713 | 18849886.4306 | 12865434.8153 | 57537083.4797 | 3144235.0165 | 10270819.4043 | 10270819.4043 | 1478867.319 | 4990048.8316 | 0 | 70952137.9005 | 87691873.4553 | 749894.2093 | 11.1809 | 6345.853 | 7843.0298 | 129.3688 | 159.8908
1 | 3200 | 707 | 0.035 | 15 | 15 | 7 | 1e-09 | 0 | Water | Porous | Wet | R600a | MinimizeLCOE_Brownfield | IgnoreSilica | 136.6593 | 35.8996 | 2.8254 | 4 | 6304.2593 | 7785.4258 | 128.5209 | 158.7164 | 122.4517 | -4.5836e-06 | 13607709964.8955 | 4922712.8807 | 338240.2391 | 5995895.489 | 7122415.0289 | 24077.0464 | 269313.835 | 0 | 7282335.2625 | 18947142.5405 | 12931814.1088 | 57833946.4309 | 3144235.0165 | 10270819.4043 | 10270819.4043 | 1478867.319 | 4990048.8316 | 0 | 71249000.8516 | 87988736.4065 | 1000000 | 11.3017 | 6304.2593 | 7785.4258 | 128.5209 | 158.7164
1 | 3200 | 707 | 0.035 | 15 | 15 | 7 | 1.3335e-09 | 0 | Water | Porous | Wet | R600a | MinimizeLCOE_Brownfield | IgnoreSilica | 137.483 | 36.095 | 2.8484 | 4 | 6272.9251 | 7742.1722 | 127.8821 | 157.8347 | 122.4149 | -4.1997e-06 | 13635201950.7115 | 4940707.0528 | 339390.073 | 6022135.8281 | 7161907.5834 | 24077.0464 | 255794.1088 | 0 | 7310164.56 | 19019548.6643 | 12981232.776 | 58054957.6928 | 3144235.0165 | 10270819.4043 | 10270819.4043 | 1478867.319 | 4990048.8316 | 0 | 71470012.1136 | 88209747.6685 | 1333521.4322 | 11.3934 | 6272.9251 | 7742.1722 | 127.8821 | 157.8347
1 | 3200 | 707 | 0.035 | 15 | 15 | 7 | 1.7783e-09 | 0 | Water | Porous | Wet | R600a | MinimizeLCOE_Brownfield | IgnoreSilica | 138.0749 | 36.2351 | 2.8653 | 4 | 6249.3372 | 7709.895 | 127.4012 | 157.1766 | 122.3882 | -3.9045e-06 | 13662539460.5587 | 4953578.2104 | 340211.4242 | 6040937.6403 | 7190242.4731 | 24077.0464 | 244961.2601 | 0 | 7329663.1412 | 19070279.9728 | 13015857.9365 | 58209809.105 | 3144235.0165 | 10270819.4043 | 10270819.4043 | 1478867.319 | 4990048.8316 | 0 | 71624863.5258 | 88364599.0806 | 1778279.41 | 11.4612 | 6249.3372 | 7709.895 | 127.4012 | 157.1766
1 | 3200 | 707 | 0.035 | 15 | 15 | 7 | 2.3714e-09 | 0 | Water | Porous | Wet | R600a | MinimizeLCOE_Brownfield | IgnoreSilica | 138.5398 | 36.345 | 2.8784 | 4 | 6231.5927 | 7685.5259 | 127.0394 | 156.6798 | 122.367 | -3.6847e-06 | 13679227925.6011 | 4963652.4603 | 340853.6733 | 6055671.924 | 7212469.1188 | 24077.0464 | 236688.7586 | 0 | 7345031.0627 | 19110264.1522 | 13043147.9605 | 58331856.1568 | 3144235.0165 | 10270819.4043 | 10270819.4043 | 1478867.319 | 4990048.8316 | 0 | 71746910.5776 | 88486646.1325 | 2371373.7057 | 11.5134 | 6231.5927 | 7685.5259 | 127.0394 | 156.6798
1 | 3200 | 707 | 0.035 | 15 | 15 | 7 | 3.1623e-09 | 0 | Water | Porous | Wet | R600a | MinimizeLCOE_Brownfield | IgnoreSilica | 138.8714 | 36.4232 | 2.8879 | 4 | 6218.2519 | 7667.3566 | 126.7675 | 156.3094 | 122.3519 | -3.5162e-06 | 13694980848.5021 | 4970817.2422 | 341310.0737 | 6066161.339 | 7228304.2598 | 24077.0464 | 230172.0237 | 0 | 7355728.374 | 19138096.3619 | 13062144.0156 | 58416810.7362 | 3144235.0165 | 10270819.4043 | 10270819.4043 | 1478867.319 | 4990048.8316 | 0 | 71831865.157 | 88571600.7119 | 3162277.6602 | 11.5518 | 6218.2519 | 7667.3566 | 126.7675 | 156.3094
1 | 3200 | 707 | 0.035 | 15 | 15 | 7 | 4.217e-09 | 0 | Water | Porous | Wet | R600a | MinimizeLCOE_Brownfield | IgnoreSilica | 139.1077 | 36.479 | 2.895 | 4 | 6208.2272 | 7653.8065 | 126.5631 | 156.0332 | 122.341 | -3.3874e-06 | 13709078908.7924 | 4975914.3144 | 341634.5688 | 6073628.9951 | 7239583.7312 | 24077.0464 | 225082.1881 | 0 | 7363169.1292 | 19157455.6804 | 13075357.1482 | 58475902.8018 | 3144235.0165 | 10270819.4043 | 10270819.4043 | 1478867.319 | 4990048.8316 | 0 | 71890957.2226 | 88630692.7775 | 4216965.0343 | 11.5799 | 6208.2272 | 7653.8065 | 126.5631 | 156.0332
1 | 3200 | 707 | 0.035 | 15 | 15 | 7 | 5.6234e-09 | 0 | Water | Porous | Wet | R600a | MinimizeLCOE_Brownfield | IgnoreSilica | 139.2929 | 36.5226 | 2.9004 | 4 | 6200.6975 | 7643.5845 | 126.4096 | 155.8248 | 122.3325 | -3.2918e-06 | 13718339367.4223 | 4979903.7812 | 341888.4563 | 6079476.6837 | 7248419.7101 | 24077.0464 | 221261.1644 | 0 | 7369060.4685 | 19172783.7368 | 13085818.8617 | 58522689.9091 | 3144235.0165 | 10270819.4043 | 10270819.4043 | 1478867.319 | 4990048.8316 | 0 | 71937744.3299 | 88677479.8847 | 5623413.2519 | 11.6016 | 6200.6975 | 7643.5845 | 126.4096 | 155.8248
1 | 3200 | 707 | 0.035 | 15 | 15 | 7 | 7.4989e-09 | 0 | Water | Porous | Wet | R600a | MinimizeLCOE_Brownfield | IgnoreSilica | 139.4218 | 36.553 | 2.9043 | 4 | 6195.044 | 7635.9836 | 126.2944 | 155.6699 | 122.3265 | -3.2184e-06 | 13727067973.6566 | 4982676.9289 | 342064.8729 | 6083543.3137 | 7254566.3645 | 24077.0464 | 218282.2221 | 0 | 7373032.1919 | 19183117.3464 | 13092871.7626 | 58554232.0493 | 3144235.0165 | 10270819.4043 | 10270819.4043 | 1478867.319 | 4990048.8316 | 0 | 71969286.4701 | 88709022.025 | 7498942.0933 | 11.6172 | 6195.044 | 7635.9836 | 126.2944 | 155.6699
1 | 3200 | 707 | 0.035 | 15 | 15 | 7 | 1e-08 | 0 | Water | Porous | Wet | R600a | MinimizeLCOE_Brownfield | IgnoreSilica | 139.5339 | 36.5793 | 2.9075 | 4 | 6190.8003 | 7630.1767 | 126.2078 | 155.5515 | 122.3213 | -3.1655e-06 | 13730960697.8019 | 4985086.4288 | 342218.1387 | 6087077.2909 | 7259908.951 | 24077.0464 | 216143.6899 | 0 | 7376659.5028 | 19192554.8654 | 13099313.0632 | 58583038.977 | 3144235.0165 | 10270819.4043 | 10270819.4043 | 1478867.319 | 4990048.8316 | 0 | 71998093.3978 | 88737828.9527 | 10000000 | 11.6299 | 6190.8003 | 7630.1767 | 126.2078 | 155.5515
1 | 3300 | 707 | 0.035 | 15 | 15 | 7 | 1e-13 | 0 | Water | Porous | Wet | R600a | MinimizeLCOE_Brownfield | IgnoreSilica | 0 | 0 | 0 | 0 | [5 empty] | 0 | 0 | 0 | 0 | 0 | 0 | 0 | 0 | 0 | 0 | 0 | 0 | 0 | 0 | 0 | 0 | 0 | 0 | 0 | 0 | 0 | 100 | 0
1 | 3300 | 707 | 0.035 | 15 | 15 | 7 | 1.3335e-13 | 0 | Water | Porous | Wet | R600a | MinimizeLCOE_Brownfield | IgnoreSilica | 0 | 0 | 0 | 0 | [5 empty] | 0 | 0 | 0 | 0 | 0 | 0 | 0 | 0 | 0 | 0 | 0 | 0 | 0 | 0 | 0 | 0 | 0 | 0 | 0 | 0 | 0 | 133.3521 | 0
1 | 3300 | 707 | 0.035 | 15 | 15 | 7 | 1.7783e-13 | 0 | Water | Porous | Wet | R600a | MinimizeLCOE_Brownfield | IgnoreSilica | 0 | 0 | 0 | 0 | [5 empty] | 0 | 0 | 0 | 0 | 0 | 0 | 0 | 0 | 0 | 0 | 0 | 0 | 0 | 0 | 0 | 0 | 0 | 0 | 0 | 0 | 0 | 177.8279 | 0
1 | 3300 | 707 | 0.035 | 15 | 15 | 7 | 2.3714e-13 | 0 | Water | Porous | Wet | R600a | MinimizeLCOE_Brownfield | IgnoreSilica | 0.8806 | 0.13298 | 0.0005209 | 4 | 7057433.9256 | 15355987.7143 | 143875.3365 | 313052.5801 | 92.3044 | -3.9158e-05 | 73207844.8735 | 80958.9705 | 4748.7169 | 69448.7241 | 55294.3962 | 24077.0464 | 54807.9801 | 0 | 112840.9753 | 293589.0708 | 200380.5735 | 896146.4537 | 3144235.0165 | 10664466.8222 | 10664466.8222 | 1478867.319 | 5147507.7987 | 0 | 14704848.2924 | 31995690.2324 | 237.1374 | 0.0020836 | 7057433.9256 | 15355987.7143 | 143875.3365 | 313052.5801
1 | 3300 | 707 | 0.035 | 15 | 15 | 7 | 3.1623e-13 | 0 | Water | Porous | Wet | R600a | MinimizeLCOE_Brownfield | IgnoreSilica | 1.3779 | 0.25915 | 0.0038926 | 4 | 975600.5951 | 2086101.6064 | 19888.9377 | 42528.0029 | 103.0698 | -5.0277e-05 | 154265868.7159 | 138271.6853 | 8621.8897 | 117560.8686 | 80331.7093 | 24077.0464 | 77241.4319 | 0 | 173980.8061 | 452662.3692 | 308951.3682 | 1381699.1747 | 3144235.0165 | 10664466.8222 | 10664466.8222 | 1478867.319 | 5147507.7987 | 0 | 15190401.0133 | 32481242.9533 | 316.2278 | 0.01557 | 975600.5951 | 2086101.6064 | 19888.9377 | 42528.0029
1 | 3300 | 707 | 0.035 | 15 | 15 | 7 | 4.217e-13 | 0 | Water | Porous | Wet | R600a | MinimizeLCOE_Brownfield | IgnoreSilica | 1.8604 | 0.38832 | 0.0094082 | 4 | 415124.6853 | 874587.235 | 8462.8782 | 17829.6438 | 108.7237 | -5.2958e-05 | 1612912849.3137 | 189603.8783 | 12209.9449 | 161853.9035 | 105604.3436 | 24077.0464 | 92196.7596 | 0 | 228362.8917 | 594153.4006 | 405521.9046 | 1813584.0732 | 3144235.0165 | 10664466.8222 | 10664466.8222 | 1478867.319 | 5147507.7987 | 0 | 15622285.9119 | 32913127.8518 | 421.6965 | 0.037633 | 415124.6853 | 874587.235 | 8462.8782 | 17829.6438
1 | 3300 | 707 | 0.035 | 15 | 15 | 7 | 5.6234e-13 | 0 | Water | Porous | Wet | R600a | MinimizeLCOE_Brownfield | IgnoreSilica | 2.4524 | 0.55081 | 0.01745 | 4 | 230937.3263 | 478652.4498 | 4707.9698 | 9757.9776 | 112.914 | -5.3758e-05 | 2747092156.8116 | 247818.1871 | 16347.7079 | 213477.4572 | 137262.4017 | 24077.0464 | 107171.0698 | 0 | 291000.0094 | 757122.3321 | 516751.5489 | 2311027.7605 | 3144235.0165 | 10664466.8222 | 10664466.8222 | 1478867.319 | 5147507.7987 | 0 | 16119729.5992 | 33410571.5392 | 562.3413 | 0.069801 | 230937.3263 | 478652.4498 | 4707.9698 | 9757.9776
1 | 3300 | 707 | 0.035 | 15 | 15 | 7 | 7.4989e-13 | 0 | Water | Porous | Wet | R600a | MinimizeLCOE_Brownfield | IgnoreSilica | 3.2714 | 0.77916 | 0.028788 | 4 | 145671.6833 | 295830.3507 | 2969.7143 | 6030.9018 | 116.3908 | -5.5204e-05 | 3445075683.4327 | 321834.1212 | 21661.1998 | 281089.9022 | 181687.9483 | 24077.0464 | 127098.5834 | 0 | 373405.0325 | 971523.2987 | 663084.6142 | 2965461.7466 | 3144235.0165 | 10664466.8222 | 10664466.8222 | 1478867.319 | 5147507.7987 | 0 | 16774163.5853 | 34065005.5253 | 749.8942 | 0.11515 | 145671.6833 | 295830.3507 | 2969.7143 | 6030.9018
1 | 3300 | 707 | 0.035 | 15 | 15 | 7 | 1e-12 | 0 | Water | Porous | Wet | R600a | MinimizeLCOE_Brownfield | IgnoreSilica | 4.3406 | 1.0801 | 0.044375 | 4 | 99032.8729 | 196445.3912 | 2018.9191 | 4004.805 | 119.062 | -5.6027e-05 | 3842076445.0597 | 410238.4889 | 28042.7013 | 364376.7769 | 240228.653 | 24077.0464 | 150164.6451 | 0 | 474680.0415 | 1235020.0977 | 842926.5938 | 3769755.0446 | 3144235.0165 | 10664466.8222 | 10664466.8222 | 1478867.319 | 5147507.7987 | 0 | 17578456.8833 | 34869298.8232 | 1000 | 0.1775 | 99032.8729 | 196445.3912 | 2018.9191 | 4004.805
1 | 3300 | 707 | 0.035 | 15 | 15 | 7 | 1.3335e-12 | 0 | Water | Porous | Wet | R600a | MinimizeLCOE_Brownfield | IgnoreSilica | 5.7562 | 1.4809 | 0.065776 | 4 | 70624.4522 | 136343.1914 | 1439.775 | 2779.5404 | 121.1314 | -5.6335e-05 | 4297305388.3483 | 517243.847 | 35782.4471 | 468362.271 | 318190.8448 | 24077.0464 | 177338.2048 | 0 | 600987.9178 | 1563647.2825 | 1067221.4001 | 4772851.2614 | 3144235.0165 | 10664466.8222 | 10664466.8222 | 1478867.319 | 5147507.7987 | 0 | 18581553.1001 | 35872395.0401 | 1333.5214 | 0.2631 | 70624.4522 | 136343.1914 | 1439.775 | 2779.5404
1 | 3300 | 707 | 0.035 | 15 | 15 | 7 | 1.7783e-12 | 0 | Water | Porous | Wet | R600a | MinimizeLCOE_Brownfield | IgnoreSilica | 7.6588 | 2.0202 | 0.094413 | 4 | 52574.0204 | 98359.147 | 1071.7925 | 2005.1843 | 122.7116 | -5.6841e-05 | 4301595926.7438 | 648327.0295 | 45256.5226 | 599821.421 | 423188.2641 | 24077.0464 | 211374.9161 | 0 | 761297.6279 | 1980740.2641 | 1351895.9304 | 6045979.0221 | 3144235.0165 | 10664466.8222 | 10664466.8222 | 1478867.319 | 5147507.7987 | 0 | 19854680.8607 | 37145522.8007 | 1778.2794 | 0.37765 | 52574.0204 | 98359.147 | 1071.7925 | 2005.1843
1 | 3300 | 707 | 0.035 | 15 | 15 | 7 | 2.3714e-12 | 0 | Water | Porous | Wet | R600a | MinimizeLCOE_Brownfield | IgnoreSilica | 9.9554 | 2.6655 | 0.13066 | 4 | 40721.1707 | 73804.0461 | 830.1561 | 1504.5953 | 123.6641 | -5.5697e-05 | 4049500403.1047 | 791352.1569 | 55529.6371 | 748253.3333 | 549096.5406 | 24077.0464 | 244897.9353 | 0 | 941150.5933 | 2448680.7873 | 1671274.9527 | 7474312.9829 | 3144235.0165 | 10664466.8222 | 10664466.8222 | 1478867.319 | 5147507.7987 | 0 | 21283014.8216 | 38573856.7616 | 2371.3737 | 0.52265 | 40721.1707 | 73804.0461 | 830.1561 | 1504.5953
1 | 3300 | 707 | 0.035 | 15 | 15 | 7 | 3.1623e-12 | 0 | Water | Porous | Wet | R600a | MinimizeLCOE_Brownfield | IgnoreSilica | 13.5636 | 3.7031 | 0.18488 | 4 | 31759.4112 | 55140.9898 | 647.4586 | 1124.1237 | 124.9179 | -5.7523e-05 | 5125990855.0533 | 1003454.7274 | 70875.2778 | 972558.632 | 750775.8647 | 24077.0464 | 302835.108 | 0 | 1218584.8959 | 3170507.9331 | 2163936.8118 | 9677606.2971 | 3144235.0165 | 10664466.8222 | 10664466.8222 | 1478867.319 | 5147507.7987 | 0 | 23486308.1358 | 40777150.0758 | 3162.2777 | 0.73951 | 31759.4112 | 55140.9898 | 647.4586 | 1124.1237
1 | 3300 | 707 | 0.035 | 15 | 15 | 7 | 4.217e-12 | 0 | Water | Porous | Wet | R600a | MinimizeLCOE_Brownfield | IgnoreSilica | 17.0519 | 4.6986 | 0.2486 | 4 | 25582.7643 | 42971.1633 | 521.5393 | 876.0253 | 125.5152 | -5.419e-05 | 5905561077.6577 | 1190009.0608 | 84284.8948 | 1176146.9749 | 944588.0764 | 24077.0464 | 336004.9778 | 0 | 1464493.3021 | 3810311.1632 | 2600615.663 | 11630531.1593 | 3144235.0165 | 10664466.8222 | 10664466.8222 | 1478867.319 | 5147507.7987 | 0 | 25439232.998 | 42730074.938 | 4216.965 | 0.99439 | 25582.7643 | 42971.1633 | 521.5393 | 876.0253
1 | 3300 | 707 | 0.035 | 15 | 15 | 7 | 5.6234e-12 | 0 | Water | Porous | Wet | R600a | MinimizeLCOE_Brownfield | IgnoreSilica | 21.6487 | 6.0103 | 0.3319 | 4 | 21024.534 | 34048.4781 | 428.6136 | 694.1243 | 126.0042 | -5.1568e-05 | 6846199942.8368 | 1418790.5242 | 100681.5413 | 1431743.1116 | 1200018.4408 | 24077.0464 | 378362.0244 | 0 | 1775932.3486 | 4620611.6771 | 3153662.4137 | 14103879.128 | 3144235.0165 | 10664466.8222 | 10664466.8222 | 1478867.319 | 5147507.7987 | 0 | 27912580.9667 | 45203422.9067 | 5623.4133 | 1.3276 | 21024.534 | 34048.4781 | 428.6136 | 694.1243
1 | 3300 | 707 | 0.035 | 15 | 15 | 7 | 7.4989e-12 | 0 | Water | Porous | Wet | R600a | MinimizeLCOE_Brownfield | IgnoreSilica | 27.3218 | 7.6296 | 0.43829 | 4 | 17586.1205 | 27448.6837 | 358.5169 | 559.5785 | 126.3838 | -4.8731e-05 | 7813985276.2204 | 1681827.5152 | 119482.3437 | 1732349.8342 | 1515342.3068 | 24077.0464 | 423055.0496 | 0 | 2143492.2974 | 5576927.267 | 3806367.4541 | 17022921.1144 | 3144235.0165 | 10664466.8222 | 10664466.8222 | 1478867.319 | 5147507.7987 | 0 | 30831622.953 | 48122464.893 | 7498.9421 | 1.7532 | 17586.1205 | 27448.6837 | 358.5169 | 559.5785
1 | 3300 | 707 | 0.035 | 15 | 15 | 7 | 1e-11 | 0 | Water | Porous | Wet | R600a | MinimizeLCOE_Brownfield | IgnoreSilica | 34.248 | 9.607 | 0.57262 | 4 | 14952.1536 | 22501.1366 | 304.8199 | 458.7161 | 126.6793 | -4.5714e-05 | 8798862561.8875 | 1981777.8767 | 140860.8218 | 2082676.2662 | 1900433.2694 | 24077.0464 | 469247.0802 | 0 | 2573638.2207 | 6696078.7244 | 4570211.3201 | 20439000.6259 | 3144235.0165 | 10664466.8222 | 10664466.8222 | 1478867.319 | 5147507.7987 | 0 | 34247702.4646 | 51538544.4045 | 10000 | 2.2905 | 14952.1536 | 22501.1366 | 304.8199 | 458.7161
1 | 3300 | 707 | 0.035 | 15 | 15 | 7 | 1.3335e-11 | 0 | Water | Porous | Wet | R600a | MinimizeLCOE_Brownfield | IgnoreSilica | 42.6233 | 11.9988 | 0.74012 | 4 | 12909.1168 | 18749.653 | 263.1698 | 382.237 | 126.9105 | -4.2597e-05 | 9766941961.6274 | 2321425.9531 | 165000.1744 | 2487668.1362 | 2366194.9241 | 24077.0464 | 516355.4863 | 0 | 3073481.471 | 7996568.3297 | 5457822.1981 | 24408593.7192 | 3144235.0165 | 10664466.8222 | 10664466.8222 | 1478867.319 | 5147507.7987 | 0 | 38217295.5579 | 55508137.4978 | 13335.2143 | 2.9605 | 12909.1168 | 18749.653 | 263.1698 | 382.237
1 | 3300 | 707 | 0.035 | 15 | 15 | 7 | 1.7783e-11 | 0 | Water | Porous | Wet | R600a | MinimizeLCOE_Brownfield | IgnoreSilica | 52.4381 | 14.8009 | 0.94361 | 4 | 11310.719 | 15891.7329 | 230.5843 | 323.9745 | 127.0843 | -3.9285e-05 | 10713420047.1397 | 2695135.687 | 191482.2472 | 2942130.2678 | 2911904.8259 | 24077.0464 | 560668.8988 | 0 | 3636905.5995 | 9462482.338 | 6458338.6302 | 28883125.5408 | 3144235.0165 | 10664466.8222 | 10664466.8222 | 1478867.319 | 5147507.7987 | 0 | 42691827.3795 | 59982669.3194 | 17782.7941 | 3.7745 | 11310.719 | 15891.7329 | 230.5843 | 323.9745
1 | 3300 | 707 | 0.035 | 15 | 15 | 7 | 2.3714e-11 | 0 | Water | Porous | Wet | R600a | MinimizeLCOE_Brownfield | IgnoreSilica | 63.4003 | 17.9246 | 1.1807 | 4 | 10056.9547 | 13718.0707 | 205.0246 | 279.6614 | 127.193 | -3.5677e-05 | 11594435580.2747 | 3087921.5574 | 219214.0966 | 3428932.2213 | 3520440.7119 | 24077.0464 | 596348.2527 | 0 | 4242004.2156 | 11036824.8143 | 7532859.7198 | 33688622.636 | 3144235.0165 | 10664466.8222 | 10664466.8222 | 1478867.319 | 5147507.7987 | 0 | 47497324.4746 | 64788166.4146 | 23713.7371 | 4.7228 | 10056.9547 | 13718.0707 | 205.0246 | 279.6614
1 | 3300 | 707 | 0.035 | 15 | 15 | 7 | 3.1623e-11 | 0 | Water | Porous | Wet | R600a | MinimizeLCOE_Brownfield | IgnoreSilica | 74.8398 | 21.1668 | 1.4405 | 4 | 9077.7265 | 12078.4719 | 185.0617 | 246.236 | 127.218 | -3.1715e-05 | 12366243703.5582 | 3474156.0292 | 246339.7304 | 3916668.0725 | 4152617.474 | 24077.0464 | 616125.5432 | 0 | 4847693.7193 | 12612704.6589 | 8608430.0949 | 38498812.3686 | 3144235.0165 | 10664466.8222 | 10664466.8222 | 1478867.319 | 5147507.7987 | 0 | 52307514.2073 | 69598356.1473 | 31622.7766 | 5.7622 | 9077.7265 | 12078.4719 | 185.0617 | 246.236
1 | 3300 | 707 | 0.035 | 15 | 15 | 7 | 4.217e-11 | 0 | Water | Porous | Wet | R600a | MinimizeLCOE_Brownfield | IgnoreSilica | 86.0092 | 24.3014 | 1.7069 | 4 | 8319.1153 | 10851.5613 | 169.5964 | 221.2238 | 127.1519 | -2.755e-05 | 12994418015.6578 | 3829910.738 | 271142.0856 | 4374384.6339 | 4764780.714 | 24077.0464 | 616363.8796 | 0 | 5413457.048 | 14084704.7861 | 9613100.4283 | 42991921.3598 | 3144235.0165 | 10664466.8222 | 10664466.8222 | 1478867.319 | 5147507.7987 | 0 | 56800623.1985 | 74091465.1384 | 42169.6503 | 6.8277 | 8319.1153 | 10851.5613 | 169.5964 | 221.2238
1 | 3300 | 707 | 0.035 | 15 | 15 | 7 | 5.6234e-11 | 0 | Water | Porous | Wet | R600a | MinimizeLCOE_Brownfield | IgnoreSilica | 96.3085 | 27.1523 | 1.9635 | 4 | 7736.0539 | 9937.6079 | 157.7099 | 202.5916 | 127.0088 | -2.3443e-05 | 13480366754.6528 | 4140044.4243 | 292567.1552 | 4780791.4591 | 5322808.5516 | 24077.0464 | 598203.0277 | 0 | 5911811.749 | 15381321.4916 | 10498067.9726 | 46949692.8774 | 3144235.0165 | 10664466.8222 | 10664466.8222 | 1478867.319 | 5147507.7987 | 0 | 60758394.7161 | 78049236.656 | 56234.1325 | 7.8539 | 7736.0539 | 9937.6079 | 157.7099 | 202.5916
1 | 3300 | 707 | 0.035 | 15 | 15 | 7 | 7.4989e-11 | 0 | Water | Porous | Wet | R600a | MinimizeLCOE_Brownfield | IgnoreSilica | 105.405 | 29.6297 | 2.1981 | 4 | 7290.4354 | 9257.0405 | 148.6254 | 188.7173 | 126.8164 | -1.9646e-05 | 13834923632.7283 | 4399969.9917 | 310345.1838 | 5127328.92 | 5809043.8574 | 24077.0464 | 566354.5099 | 0 | 6332476.6086 | 16475805.166 | 11245075.5698 | 50290476.8536 | 3144235.0165 | 10664466.8222 | 10664466.8222 | 1478867.319 | 5147507.7987 | 0 | 64099178.6923 | 81390020.6323 | 74989.4209 | 8.7922 | 7290.4354 | 9257.0405 | 148.6254 | 188.7173
1 | 3300 | 707 | 0.035 | 15 | 15 | 7 | 1e-10 | 0 | Water | Porous | Wet | R600a | MinimizeLCOE_Brownfield | IgnoreSilica | 113.1297 | 31.6984 | 2.403 | 4 | 6951.1844 | 8750.0511 | 141.7093 | 178.3816 | 126.6051 | -1.6305e-05 | 14091483263.5618 | 4610525.5939 | 324598.6127 | 5412547.0216 | 6216284.1197 | 24077.0464 | 526034.7048 | 0 | 6674486.1687 | 17365643.8855 | 11852408.7801 | 53006605.9334 | 3144235.0165 | 10664466.8222 | 10664466.8222 | 1478867.319 | 5147507.7987 | 0 | 66815307.7721 | 84106149.7121 | 100000 | 9.6121 | 6951.1844 | 8750.0511 | 141.7093 | 178.3816
1 | 3300 | 707 | 0.035 | 15 | 15 | 7 | 1.3335e-10 | 0 | Water | Porous | Wet | R600a | MinimizeLCOE_Brownfield | IgnoreSilica | 119.5 | 33.3775 | 2.5759 | 4 | 6693.5288 | 8371.6876 | 136.4566 | 170.6682 | 126.3983 | -1.348e-05 | 14275707919.5267 | 4777190.0007 | 335770.2719 | 5641509.974 | 6547770.4843 | 24077.0464 | 482299.007 | 0 | 6945360.5459 | 18070403.451 | 12333421.665 | 55157802.4461 | 3144235.0165 | 10664466.8222 | 10664466.8222 | 1478867.319 | 5147507.7987 | 0 | 68966504.2848 | 86257346.2248 | 133352.1432 | 10.3035 | 6693.5288 | 8371.6876 | 136.4566 | 170.6682
1 | 3300 | 707 | 0.035 | 15 | 15 | 7 | 1.7783e-10 | 0 | Water | Porous | Wet | R600a | MinimizeLCOE_Brownfield | IgnoreSilica | 124.6307 | 34.7108 | 2.7176 | 4 | 6498.1497 | 8088.8063 | 132.4736 | 164.9013 | 126.2108 | -1.1162e-05 | 14406392228.6269 | 4906862.4888 | 344385.3091 | 5821813.2978 | 6811674.1917 | 24077.0464 | 439003.0679 | 0 | 7155648.0067 | 18617528.2882 | 12706845.6086 | 56827837.3053 | 3144235.0165 | 10664466.8222 | 10664466.8222 | 1478867.319 | 5147507.7987 | 0 | 70636539.144 | 87927381.0839 | 177827.941 | 10.8703 | 6498.1497 | 8088.8063 | 132.4736 | 164.9013
1 | 3300 | 707 | 0.035 | 15 | 15 | 7 | 2.3714e-10 | 0 | Water | Porous | Wet | R600a | MinimizeLCOE_Brownfield | IgnoreSilica | 128.6861 | 35.7518 | 2.8312 | 4 | 6350.1612 | 7876.9853 | 129.4566 | 160.583 | 126.0495 | -9.3034e-06 | 14502312992.9753 | 5006490.058 | 350953.4454 | 5961737.4301 | 7018225.133 | 24077.0464 | 398697.7501 | 0 | 7316470.5365 | 19035955.5216 | 12992430.7933 | 58105037.7143 | 3144235.0165 | 10664466.8222 | 10664466.8222 | 1478867.319 | 5147507.7987 | 0 | 71913739.553 | 89204581.4929 | 237137.3706 | 11.3247 | 6350.1612 | 7876.9853 | 129.4566 | 160.583
1 | 3300 | 707 | 0.035 | 15 | 15 | 7 | 3.1623e-10 | 0 | Water | Porous | Wet | R600a | MinimizeLCOE_Brownfield | IgnoreSilica | 131.8534 | 36.5565 | 2.9208 | 4 | 6238.1475 | 7718.1003 | 127.1731 | 157.3439 | 125.9157 | -7.8387e-06 | 14572212393.8117 | 5082534.9095 | 355936.1822 | 6069383.541 | 7178191.3988 | 24077.0464 | 362873.0439 | 0 | 7438468.4875 | 19353369.1648 | 13209072.1269 | 59073905.901 | 3144235.0165 | 10664466.8222 | 10664466.8222 | 1478867.319 | 5147507.7987 | 0 | 72882607.7397 | 90173449.6797 | 316227.766 | 11.6834 | 6238.1475 | 7718.1003 | 127.1731 | 157.3439
1 | 3300 | 707 | 0.035 | 15 | 15 | 7 | 4.217e-10 | 0 | Water | Porous | Wet | R600a | MinimizeLCOE_Brownfield | IgnoreSilica | 134.248 | 37.1598 | 2.9899 | 4 | 6153.4403 | 7599.1947 | 125.4462 | 154.9199 | 125.8099 | -6.6892e-06 | 14633271767.2165 | 5139004.5258 | 359617.8026 | 6149822.0276 | 7298334.204 | 24077.0464 | 331672.3632 | 0 | 7527985.9081 | 19586275.1307 | 13368035.2344 | 59784824.2429 | 3144235.0165 | 10664466.8222 | 10664466.8222 | 1478867.319 | 5147507.7987 | 0 | 73593526.0815 | 90884368.0215 | 421696.5034 | 11.9597 | 6153.4403 | 7599.1947 | 125.4462 | 154.9199
1 | 3300 | 707 | 0.035 | 15 | 15 | 7 | 5.6234e-10 | 0 | Water | Porous | Wet | R600a | MinimizeLCOE_Brownfield | IgnoreSilica | 136.0675 | 37.6153 | 3.043 | 4 | 6089.4428 | 7509.982 | 124.1415 | 153.1011 | 125.7269 | -5.8007e-06 | 14681768495.713 | 5181321.6723 | 362365.5045 | 6210401.8534 | 7389158.1022 | 24077.0464 | 305463.2649 | 0 | 7594387.103 | 19759037.419 | 13485949.0461 | 60312161.0118 | 3144235.0165 | 10664466.8222 | 10664466.8222 | 1478867.319 | 5147507.7987 | 0 | 74120862.8505 | 91411704.7904 | 562341.3252 | 12.172 | 6089.4428 | 7509.982 | 124.1415 | 153.1011
1 | 3300 | 707 | 0.035 | 15 | 15 | 7 | 7.4989e-10 | 0 | Water | Porous | Wet | R600a | MinimizeLCOE_Brownfield | IgnoreSilica | 137.4144 | 37.9508 | 3.0831 | 4 | 6041.1313 | 7443.2081 | 123.1566 | 151.7399 | 125.664 | -5.114e-06 | 14725573839.202 | 5212318.9861 | 364371.821 | 6254946.5832 | 7456130.3112 | 24077.0464 | 283704.229 | 0 | 7642264.101 | 19883603.5468 | 13570967.9879 | 60692384.6124 | 3144235.0165 | 10664466.8222 | 10664466.8222 | 1478867.319 | 5147507.7987 | 0 | 74501086.4511 | 91791928.391 | 749894.2093 | 12.3323 | 6041.1313 | 7443.2081 | 123.1566 | 151.7399
1 | 3300 | 707 | 0.035 | 15 | 15 | 7 | 1e-09 | 0 | Water | Porous | Wet | R600a | MinimizeLCOE_Brownfield | IgnoreSilica | 138.4233 | 38.2013 | 3.1134 | 4 | 6004.6909 | 7393.1072 | 122.4137 | 150.7185 | 125.6161 | -4.5891e-06 | 14760857431.8437 | 5235355.3479 | 365859.3099 | 6288145.7191 | 7506148.9502 | 24077.0464 | 266106.3805 | 0 | 7677420.174 | 19975072.4374 | 13633397.3852 | 60971582.7507 | 3144235.0165 | 10664466.8222 | 10664466.8222 | 1478867.319 | 5147507.7987 | 0 | 74780284.5894 | 92071126.5293 | 1000000 | 12.4536 | 6004.6909 | 7393.1072 | 122.4137 | 150.7185
1 | 3300 | 707 | 0.035 | 15 | 15 | 7 | 1.3335e-09 | 0 | Water | Porous | Wet | R600a | MinimizeLCOE_Brownfield | IgnoreSilica | 139.166 | 38.3851 | 3.1361 | 4 | 5977.2272 | 7355.5866 | 121.8539 | 149.9536 | 125.5804 | -4.1879e-06 | 14791340841.419 | 5252214.6195 | 366945.9566 | 6312495.2393 | 7542891.5237 | 24077.0464 | 251994.1928 | 0 | 7702741.2455 | 20040952.6714 | 13678361.9986 | 61172674.4938 | 3144235.0165 | 10664466.8222 | 10664466.8222 | 1478867.319 | 5147507.7987 | 0 | 74981376.3325 | 92272218.2725 | 1333521.4322 | 12.5445 | 5977.2272 | 7355.5866 | 121.8539 | 149.9536
1 | 3300 | 707 | 0.035 | 15 | 15 | 7 | 1.7783e-09 | 0 | Water | Porous | Wet | R600a | MinimizeLCOE_Brownfield | IgnoreSilica | 139.7191 | 38.5217 | 3.1532 | 4 | 5956.5451 | 7327.4409 | 121.4322 | 149.3798 | 125.5536 | -3.8833e-06 | 14815679730.9604 | 5264713.1864 | 367750.4381 | 6330575.8535 | 7570205.8525 | 24077.0464 | 240875.7836 | 0 | 7721297.2826 | 20089231.6734 | 13711313.4096 | 61320040.5261 | 3144235.0165 | 10664466.8222 | 10664466.8222 | 1478867.319 | 5147507.7987 | 0 | 75128742.3647 | 92419584.3047 | 1778279.41 | 12.6128 | 5956.5451 | 7327.4409 | 121.4322 | 149.3798
1 | 3300 | 707 | 0.035 | 15 | 15 | 7 | 2.3714e-09 | 0 | Water | Porous | Wet | R600a | MinimizeLCOE_Brownfield | IgnoreSilica | 140.1212 | 38.6209 | 3.1659 | 4 | 5940.9814 | 7306.3901 | 121.1149 | 148.9506 | 125.534 | -3.6512e-06 | 14836727578.0958 | 5273770.1994 | 368332.7935 | 6343693.8671 | 7590040.037 | 24077.0464 | 232128.6407 | 0 | 7734496.6078 | 20123573.6101 | 13734752.487 | 61424865.2889 | 3144235.0165 | 10664466.8222 | 10664466.8222 | 1478867.319 | 5147507.7987 | 0 | 75233567.1276 | 92524409.0675 | 2371373.7057 | 12.6635 | 5940.9814 | 7306.3901 | 121.1149 | 148.9506
1 | 3300 | 707 | 0.035 | 15 | 15 | 7 | 3.1623e-09 | 0 | Water | Porous | Wet | R600a | MinimizeLCOE_Brownfield | IgnoreSilica | 140.4307 | 38.6971 | 3.1755 | 4 | 5929.277 | 7290.5359 | 120.8763 | 148.6274 | 125.5188 | -3.4776e-06 | 14851245371.0482 | 5280724.7313 | 368779.6339 | 6353775.4404 | 7605292.6847 | 24077.0464 | 225443.8576 | 0 | 7744656.4238 | 20150007.3673 | 13752794.0694 | 61505551.2549 | 3144235.0165 | 10664466.8222 | 10664466.8222 | 1478867.319 | 5147507.7987 | 0 | 75314253.0935 | 92605095.0335 | 3162277.6602 | 12.7021 | 5929.277 | 7290.5359 | 120.8763 | 148.6274
1 | 3300 | 707 | 0.035 | 15 | 15 | 7 | 4.217e-09 | 0 | Water | Porous | Wet | R600a | MinimizeLCOE_Brownfield | IgnoreSilica | 140.6398 | 38.7486 | 3.1824 | 4 | 5920.48 | 7278.7815 | 120.697 | 148.3878 | 125.5085 | -3.3431e-06 | 14866586471.7178 | 5285414.4093 | 369080.7531 | 6360578.9092 | 7615590.7348 | 24077.0464 | 220137.3879 | 0 | 7751202.9039 | 20167039.9656 | 13764419.1677 | 61557541.2779 | 3144235.0165 | 10664466.8222 | 10664466.8222 | 1478867.319 | 5147507.7987 | 0 | 75366243.1166 | 92657085.0565 | 4216965.0343 | 12.7298 | 5920.48 | 7278.7815 | 120.697 | 148.3878
1 | 3300 | 707 | 0.035 | 15 | 15 | 7 | 5.6234e-09 | 0 | Water | Porous | Wet | R600a | MinimizeLCOE_Brownfield | IgnoreSilica | 140.8056 | 38.7894 | 3.1878 | 4 | 5913.8712 | 7269.9028 | 120.5623 | 148.2068 | 125.5003 | -3.2434e-06 | 14876477680.3549 | 5289127.6102 | 369319.0916 | 6365968.0257 | 7623750.5604 | 24077.0464 | 216162.431 | 0 | 7756477.8584 | 20180764.3153 | 13773786.3184 | 61599433.2573 | 3144235.0165 | 10664466.8222 | 10664466.8222 | 1478867.319 | 5147507.7987 | 0 | 75408135.096 | 92698977.036 | 5623413.2519 | 12.7511 | 5913.8712 | 7269.9028 | 120.5623 | 148.2068
1 | 3300 | 707 | 0.035 | 15 | 15 | 7 | 7.4989e-09 | 0 | Water | Porous | Wet | R600a | MinimizeLCOE_Brownfield | IgnoreSilica | 140.9176 | 38.8169 | 3.1916 | 4 | 5908.9084 | 7263.3178 | 120.4611 | 148.0726 | 125.4947 | -3.1665e-06 | 14886240362.9473 | 5291634.6073 | 369479.9408 | 6369608.1957 | 7629263.7241 | 24077.0464 | 213045.4512 | 0 | 7759872.4965 | 20189596.4673 | 13779814.4436 | 61626392.3729 | 3144235.0165 | 10664466.8222 | 10664466.8222 | 1478867.319 | 5147507.7987 | 0 | 75435094.2116 | 92725936.1515 | 7498942.0933 | 12.7663 | 5908.9084 | 7263.3178 | 120.4611 | 148.0726
1 | 3300 | 707 | 0.035 | 15 | 15 | 7 | 1e-08 | 0 | Water | Porous | Wet | R600a | MinimizeLCOE_Brownfield | IgnoreSilica | 141.0102 | 38.8397 | 3.1946 | 4 | 5905.1827 | 7258.3228 | 120.3851 | 147.9707 | 125.4901 | -3.1102e-06 | 14891971016.5006 | 5293705.5501 | 369612.7977 | 6372615.6923 | 7633819.4103 | 24077.0464 | 210753.754 | 0 | 7762787.8578 | 20197181.6393 | 13784991.4794 | 61649545.2273 | 3144235.0165 | 10664466.8222 | 10664466.8222 | 1478867.319 | 5147507.7987 | 0 | 75458247.066 | 92749089.0059 | 10000000 | 12.7783 | 5905.1827 | 7258.3228 | 120.3851 | 147.9707
1 | 3400 | 707 | 0.035 | 15 | 15 | 7 | 1e-13 | 0 | Water | Porous | Wet | R600a | MinimizeLCOE_Brownfield | IgnoreSilica | 0 | 0 | 0 | 0 | [5 empty] | 0 | 0 | 0 | 0 | 0 | 0 | 0 | 0 | 0 | 0 | 0 | 0 | 0 | 0 | 0 | 0 | 0 | 0 | 0 | 0 | 0 | 100 | 0
1 | 3400 | 707 | 0.035 | 15 | 15 | 7 | 1.3335e-13 | 0 | Water | Porous | Wet | R600a | MinimizeLCOE_Brownfield | IgnoreSilica | 0 | 0 | 0 | 0 | [5 empty] | 0 | 0 | 0 | 0 | 0 | 0 | 0 | 0 | 0 | 0 | 0 | 0 | 0 | 0 | 0 | 0 | 0 | 0 | 0 | 0 | 0 | 133.3521 | 0
1 | 3400 | 707 | 0.035 | 15 | 15 | 7 | 1.7783e-13 | 0 | Water | Porous | Wet | R600a | MinimizeLCOE_Brownfield | IgnoreSilica | 0 | 0 | 0 | 0 | [5 empty] | 0 | 0 | 0 | 0 | 0 | 0 | 0 | 0 | 0 | 0 | 0 | 0 | 0 | 0 | 0 | 0 | 0 | 0 | 0 | 0 | 0 | 177.8279 | 0
1 | 3400 | 707 | 0.035 | 15 | 15 | 7 | 2.3714e-13 | 0 | Water | Porous | Wet | R600a | MinimizeLCOE_Brownfield | IgnoreSilica | 1.0269 | 0.17477 | 0.0013862 | 4 | 2755393.2331 | 5974621.4995 | 56172.418 | 121800.7405 | 97.9794 | -4.6541e-05 | 97435897.3915 | 101802.0591 | 6162.7823 | 86077.9669 | 63347.3265 | 24077.0464 | 64014.8022 | 0 | 134737.9735 | 350560.5684 | 239264.7913 | 1070045.3165 | 3144235.0165 | 11063974.3309 | 11063974.3309 | 1478867.319 | 5307310.8022 | 0 | 15278254.6639 | 33128407.1161 | 237.1374 | 0.0055449 | 2755393.2331 | 5974621.4995 | 56172.418 | 121800.7405
1 | 3400 | 707 | 0.035 | 15 | 15 | 7 | 3.1623e-13 | 0 | Water | Porous | Wet | R600a | MinimizeLCOE_Brownfield | IgnoreSilica | 1.4363 | 0.2851 | 0.005621 | 4 | 697357.6806 | 1491258.5634 | 14216.5796 | 30401.3229 | 105.9544 | -5.192e-05 | 1883451495.4417 | 150467.2326 | 9529.7095 | 126640.29 | 84880.838 | 24077.0464 | 79424.2398 | 0 | 185257.5489 | 482002.1408 | 328976.3653 | 1471255.4113 | 3144235.0165 | 11063974.3309 | 11063974.3309 | 1478867.319 | 5307310.8022 | 0 | 15679464.7587 | 33529617.2109 | 316.2278 | 0.022484 | 697357.6806 | 1491258.5634 | 14216.5796 | 30401.3229
1 | 3400 | 707 | 0.035 | 15 | 15 | 7 | 4.217e-13 | 0 | Water | Porous | Wet | R600a | MinimizeLCOE_Brownfield | IgnoreSilica | 1.8993 | 0.41534 | 0.012147 | 4 | 331449.9367 | 698837.0673 | 6757.0553 | 14246.7389 | 111.3654 | -5.3387e-05 | 3518304489.3881 | 201861.6308 | 13185.6216 | 170499.3298 | 110076.6146 | 24077.0464 | 92413.3671 | 0 | 238724.308 | 621111.6803 | 423921.4843 | 1895871.0828 | 3144235.0165 | 11063974.3309 | 11063974.3309 | 1478867.319 | 5307310.8022 | 0 | 16104080.4302 | 33954232.8824 | 421.6965 | 0.048587 | 331449.9367 | 698837.0673 | 6757.0553 | 14246.7389
1 | 3400 | 707 | 0.035 | 15 | 15 | 7 | 5.6234e-13 | 0 | Water | Porous | Wet | R600a | MinimizeLCOE_Brownfield | IgnoreSilica | 2.5229 | 0.59517 | 0.021564 | 4 | 193017.7889 | 399960.5702 | 3934.9287 | 8153.7372 | 115.8156 | -5.5052e-05 | 4610454769.114 | 265972.9501 | 17824.6506 | 226685.9108 | 144767.7199 | 24077.0464 | 108731.9913 | 0 | 307343.5049 | 799644.755 | 545773.9764 | 2440822.5054 | 3144235.0165 | 11063974.3309 | 11063974.3309 | 1478867.319 | 5307310.8022 | 0 | 16649031.8528 | 34499184.305 | 562.3413 | 0.086256 | 193017.7889 | 399960.5702 | 3934.9287 | 8153.7372
1 | 3400 | 707 | 0.035 | 15 | 15 | 7 | 7.4989e-13 | 0 | Water | Porous | Wet | R600a | MinimizeLCOE_Brownfield | IgnoreSilica | 3.3344 | 0.83285 | 0.034725 | 4 | 124683.5674 | 253194.7669 | 2541.8432 | 5161.7178 | 119.2947 | -5.6041e-05 | 5456696466.0561 | 342707.9686 | 23437.2511 | 295906.6194 | 190596.8771 | 24077.0464 | 127482.1529 | 0 | 391641.0871 | 1018969.7719 | 695467.8071 | 3110286.5815 | 3144235.0165 | 11063974.3309 | 11063974.3309 | 1478867.319 | 5307310.8022 | 0 | 17318495.929 | 35168648.3812 | 749.8942 | 0.1389 | 124683.5674 | 253194.7669 | 2541.8432 | 5161.7178
1 | 3400 | 707 | 0.035 | 15 | 15 | 7 | 1e-12 | 0 | Water | Porous | Wet | R600a | MinimizeLCOE_Brownfield | IgnoreSilica | 4.4332 | 1.1579 | 0.053142 | 4 | 85503.1956 | 169477.0662 | 1743.0983 | 3455.0192 | 122.0862 | -5.6867e-05 | 6072737313.7382 | 437917.0292 | 30442.15 | 384432.6474 | 253298.31 | 24077.0464 | 150654.1742 | 0 | 499520.3293 | 1299649.4311 | 887037.4418 | 3967028.5594 | 3144235.0165 | 11063974.3309 | 11063974.3309 | 1478867.319 | 5307310.8022 | 0 | 18175237.9068 | 36025390.359 | 1000 | 0.21257 | 85503.1956 | 169477.0662 | 1743.0983 | 3455.0192
1 | 3400 | 707 | 0.035 | 15 | 15 | 7 | 1.3335e-12 | 0 | Water | Porous | Wet | R600a | MinimizeLCOE_Brownfield | IgnoreSilica | 5.8754 | 1.5869 | 0.077925 | 4 | 61713.9068 | 118981.2074 | 1258.1215 | 2425.5928 | 124.2268 | -5.7407e-05 | 6444997853.5197 | 552158.4534 | 38866.7189 | 493983.2203 | 336126.3632 | 24077.0464 | 178144.1941 | 0 | 633108.8386 | 1647219.3295 | 1124261.0393 | 5027945.2038 | 3144235.0165 | 11063974.3309 | 11063974.3309 | 1478867.319 | 5307310.8022 | 0 | 19236154.5512 | 37086307.0034 | 1333.5214 | 0.3117 | 61713.9068 | 118981.2074 | 1258.1215 | 2425.5928
1 | 3400 | 707 | 0.035 | 15 | 15 | 7 | 1.7783e-12 | 0 | Water | Porous | Wet | R600a | MinimizeLCOE_Brownfield | IgnoreSilica | 7.822 | 2.1669 | 0.11132 | 4 | 46237.6025 | 86326.2842 | 942.6161 | 1759.8781 | 125.8631 | -5.8043e-05 | 6402365904.2048 | 692681.5125 | 49218.8532 | 633080.3587 | 448199.2808 | 24077.0464 | 212584.7447 | 0 | 803338.3006 | 2090121.4707 | 1426550.8515 | 6379852.419 | 3144235.0165 | 11063974.3309 | 11063974.3309 | 1478867.319 | 5307310.8022 | 0 | 20588061.7665 | 38438214.2187 | 1778.2794 | 0.44527 | 46237.6025 | 86326.2842 | 942.6161 | 1759.8781
1 | 3400 | 707 | 0.035 | 15 | 15 | 7 | 2.3714e-12 | 0 | Water | Porous | Wet | R600a | MinimizeLCOE_Brownfield | IgnoreSilica | 10.399 | 2.9258 | 0.15442 | 4 | 36033.6994 | 64931.994 | 734.5957 | 1323.7265 | 126.8755 | -5.8372e-05 | 5416442575.6194 | 859563.8786 | 61417.9722 | 804438.7865 | 595239.8699 | 24077.0464 | 254146.3748 | 0 | 1013564.7321 | 2637087.5221 | 1799866.4206 | 8049402.6031 | 3144235.0165 | 11063974.3309 | 11063974.3309 | 1478867.319 | 5307310.8022 | 0 | 22257611.9506 | 40107764.4028 | 2371.3737 | 0.61769 | 36033.6994 | 64931.994 | 734.5957 | 1323.7265
1 | 3400 | 707 | 0.035 | 15 | 15 | 7 | 3.1623e-12 | 0 | Water | Porous | Wet | R600a | MinimizeLCOE_Brownfield | IgnoreSilica | 13.8459 | 3.9726 | 0.21682 | 4 | 28175.7166 | 48757.5998 | 574.4001 | 993.9896 | 128.1641 | -5.883e-05 | 7000227721.0937 | 1072752.5334 | 77180.0986 | 1026534.9231 | 797190.7616 | 24077.0464 | 304507.9023 | 0 | 1287874.8735 | 3350786.2415 | 2286980.4616 | 10227884.842 | 3144235.0165 | 11063974.3309 | 11063974.3309 | 1478867.319 | 5307310.8022 | 0 | 24436094.1895 | 42286246.6417 | 3162.2777 | 0.86727 | 28175.7166 | 48757.5998 | 574.4001 | 993.9896
1 | 3400 | 707 | 0.035 | 15 | 15 | 7 | 4.217e-12 | 0 | Water | Porous | Wet | R600a | MinimizeLCOE_Brownfield | IgnoreSilica | 18.4164 | 5.3434 | 0.29713 | 4 | 22834.9047 | 37853.8901 | 465.5204 | 771.7028 | 128.9077 | -5.9062e-05 | 6932942199.0853 | 1326579.66 | 95771.4703 | 1300628.6056 | 1062267.0575 | 24077.0464 | 365732.8159 | 0 | 1628272.0957 | 4236429.9885 | 2891450.5171 | 12931209.2569 | 3144235.0165 | 11063974.3309 | 11063974.3309 | 1478867.319 | 5307310.8022 | 0 | 27139418.6043 | 44989571.0566 | 4216.965 | 1.1885 | 22834.9047 | 37853.8901 | 465.5204 | 771.7028
1 | 3400 | 707 | 0.035 | 15 | 15 | 7 | 5.6234e-12 | 0 | Water | Porous | Wet | R600a | MinimizeLCOE_Brownfield | IgnoreSilica | 23.4346 | 6.849 | 0.39608 | 4 | 18890.2441 | 30157.1142 | 385.1032 | 614.7936 | 129.3924 | -5.6375e-05 | 7849151871.9934 | 1583996.7558 | 114567.6782 | 1585829.1473 | 1353438.2537 | 24077.0464 | 413454.7851 | 0 | 1979391.8299 | 5149971.5122 | 3514961.3784 | 15719688.3869 | 3144235.0165 | 11063974.3309 | 11063974.3309 | 1478867.319 | 5307310.8022 | 0 | 29927897.7343 | 47778050.1865 | 5623.4133 | 1.5843 | 18890.2441 | 30157.1142 | 385.1032 | 614.7936
1 | 3400 | 707 | 0.035 | 15 | 15 | 7 | 7.4989e-12 | 0 | Water | Porous | Wet | R600a | MinimizeLCOE_Brownfield | IgnoreSilica | 29.5 | 8.6694 | 0.52122 | 4 | 15898.5073 | 24460.2156 | 324.1126 | 498.6546 | 129.7609 | -5.3146e-05 | 8911433431.7351 | 1873951.1732 | 135677.5565 | 1914418.3978 | 1705513.4792 | 24077.0464 | 460909.6825 | 0 | 2384673.4609 | 6204431.1814 | 4234651.7696 | 18938303.7475 | 3144235.0165 | 11063974.3309 | 11063974.3309 | 1478867.319 | 5307310.8022 | 0 | 33146513.0949 | 50996665.5472 | 7498.9421 | 2.0849 | 15898.5073 | 24460.2156 | 324.1126 | 498.6546
1 | 3400 | 707 | 0.035 | 15 | 15 | 7 | 1e-11 | 0 | Water | Porous | Wet | R600a | MinimizeLCOE_Brownfield | IgnoreSilica | 36.9151 | 10.8955 | 0.67894 | 4 | 13595.4361 | 20168.2183 | 277.1614 | 411.1564 | 130.0497 | -4.9788e-05 | 9982052298.8364 | 2205310.103 | 159731.8602 | 2298034.8494 | 2136058.6469 | 24077.0464 | 510330.5167 | 0 | 2860081.7789 | 7441346.1051 | 5078871.6211 | 22713842.5278 | 3144235.0165 | 11063974.3309 | 11063974.3309 | 1478867.319 | 5307310.8022 | 0 | 36922051.8753 | 54772204.3275 | 10000 | 2.7158 | 13595.4361 | 20168.2183 | 277.1614 | 411.1564
1 | 3400 | 707 | 0.035 | 15 | 15 | 7 | 1.3335e-11 | 0 | Water | Porous | Wet | R600a | MinimizeLCOE_Brownfield | IgnoreSilica | 45.7897 | 13.5598 | 0.87412 | 4 | 11801.6489 | 16906.8158 | 240.5926 | 344.6683 | 130.2735 | -4.6251e-05 | 11036339673.7923 | 2576984.7405 | 186636.1254 | 2737132.1337 | 2651391.9848 | 24077.0464 | 559294.3807 | 0 | 3406851.4005 | 8863928.5027 | 6049813.3386 | 27056109.6532 | 3144235.0165 | 11063974.3309 | 11063974.3309 | 1478867.319 | 5307310.8022 | 0 | 41264319.0007 | 59114471.4529 | 13335.2143 | 3.4965 | 11801.6489 | 16906.8158 | 240.5926 | 344.6683
1 | 3400 | 707 | 0.035 | 15 | 15 | 7 | 1.7783e-11 | 0 | Water | Porous | Wet | R600a | MinimizeLCOE_Brownfield | IgnoreSilica | 56.1038 | 16.6545 | 1.1092 | 4 | 10394.7189 | 14417.8913 | 211.9104 | 293.9282 | 130.4367 | -4.2495e-05 | 12039997832.9212 | 2982833.2811 | 215918.1676 | 3226031.4611 | 3250015.7412 | 24077.0464 | 604266.1685 | 0 | 4018225.3277 | 10454598.0513 | 7135477.9905 | 31911443.2352 | 3144235.0165 | 11063974.3309 | 11063974.3309 | 1478867.319 | 5307310.8022 | 0 | 46119652.5827 | 63969805.0349 | 17782.7941 | 4.4368 | 10394.7189 | 14417.8913 | 211.9104 | 293.9282
1 | 3400 | 707 | 0.035 | 15 | 15 | 7 | 2.3714e-11 | 0 | Water | Porous | Wet | R600a | MinimizeLCOE_Brownfield | IgnoreSilica | 67.3903 | 20.0308 | 1.3783 | 4 | 9290.7536 | 12528.4247 | 189.4046 | 255.4089 | 130.524 | -3.8341e-05 | 12957572958.882 | 3400802.9278 | 245942.8835 | 3739186.5299 | 3903382.6754 | 24077.0464 | 637265.221 | 0 | 4660756.3407 | 12126331.946 | 8276470.7243 | 37014216.295 | 3144235.0165 | 11063974.3309 | 11063974.3309 | 1478867.319 | 5307310.8022 | 0 | 51222425.6424 | 69072578.0946 | 23713.7371 | 5.5133 | 9290.7536 | 12528.4247 | 189.4046 | 255.4089
1 | 3400 | 707 | 0.035 | 15 | 15 | 7 | 3.1623e-11 | 0 | Water | Porous | Wet | R600a | MinimizeLCOE_Brownfield | IgnoreSilica | 78.9251 | 23.4568 | 1.6672 | 4 | 8429.6903 | 11106.3462 | 171.8506 | 226.4179 | 130.5168 | -3.3806e-05 | 13739350760.9823 | 3803165.602 | 274662.1078 | 4242638.5706 | 4566951.3321 | 24077.0464 | 651466.0676 | 0 | 5289554.6833 | 13762336.2492 | 9393077.2778 | 42007928.9367 | 3144235.0165 | 11063974.3309 | 11063974.3309 | 1478867.319 | 5307310.8022 | 0 | 56216138.2842 | 74066290.7364 | 31622.7766 | 6.6688 | 8429.6903 | 11106.3462 | 171.8506 | 226.4179
1 | 3400 | 707 | 0.035 | 15 | 15 | 7 | 4.217e-11 | 0 | Water | Porous | Wet | R600a | MinimizeLCOE_Brownfield | IgnoreSilica | 89.9897 | 26.7046 | 1.9575 | 4 | 7763.7595 | 10043.4573 | 158.2747 | 204.7495 | 130.4141 | -2.9119e-05 | 14354874527.3357 | 4167083.1995 | 300411.9223 | 4706729.8442 | 5196920.0921 | 24077.0464 | 644694.0959 | 0 | 5865567.3181 | 15261002.9684 | 10415948.1082 | 46582434.595 | 3144235.0165 | 11063974.3309 | 11063974.3309 | 1478867.319 | 5307310.8022 | 0 | 60790643.9424 | 78640796.3946 | 42169.6503 | 7.8301 | 7763.7595 | 10043.4573 | 158.2747 | 204.7495
1 | 3400 | 707 | 0.035 | 15 | 15 | 7 | 5.6234e-11 | 0 | Water | Porous | Wet | R600a | MinimizeLCOE_Brownfield | IgnoreSilica | 100.048 | 29.6117 | 2.2322 | 4 | 7252.5088 | 9251.6518 | 147.8522 | 188.6074 | 130.2375 | -2.4582e-05 | 14815522415.4015 | 4479752.3797 | 322303.5883 | 5112972.337 | 5761942.9514 | 24077.0464 | 619453.7533 | 0 | 6364995.8019 | 16560413.4364 | 11302822.4528 | 50548733.7472 | 3144235.0165 | 11063974.3309 | 11063974.3309 | 1478867.319 | 5307310.8022 | 0 | 64756943.0946 | 82607095.5468 | 56234.1325 | 8.9289 | 7252.5088 | 9251.6518 | 147.8522 | 188.6074
1 | 3400 | 707 | 0.035 | 15 | 15 | 7 | 7.4989e-11 | 0 | Water | Porous | Wet | R600a | MinimizeLCOE_Brownfield | IgnoreSilica | 108.8371 | 32.1084 | 2.4798 | 4 | 6862.0061 | 8661.5484 | 139.8913 | 176.5774 | 130.0184 | -2.0456e-05 | 15142026337.0628 | 4739038.4768 | 340250.2226 | 5455862.4098 | 6248342.7628 | 24077.0464 | 581353.0762 | 0 | 6781680.3579 | 17644541.1772 | 12042761.9125 | 53857907.4421 | 3144235.0165 | 11063974.3309 | 11063974.3309 | 1478867.319 | 5307310.8022 | 0 | 68066116.7895 | 85916269.2418 | 74989.4209 | 9.9193 | 6862.0061 | 8661.5484 | 139.8913 | 176.5774
1 | 3400 | 707 | 0.035 | 15 | 15 | 7 | 1e-10 | 0 | Water | Porous | Wet | R600a | MinimizeLCOE_Brownfield | IgnoreSilica | 116.265 | 34.1812 | 2.6941 | 4 | 6564.6056 | 8221.0384 | 133.8284 | 167.597 | 129.787 | -1.6878e-05 | 15365934729.3649 | 4948119.1085 | 354561.6533 | 5736751.8919 | 6653168.8188 | 24077.0464 | 536167.584 | 0 | 7118609.9801 | 18521162.9405 | 12641074.2787 | 56533693.3021 | 3144235.0165 | 11063974.3309 | 11063974.3309 | 1478867.319 | 5307310.8022 | 0 | 70741902.6495 | 88592055.1017 | 100000 | 10.7763 | 6564.6056 | 8221.0384 | 133.8284 | 167.597
1 | 3400 | 707 | 0.035 | 15 | 15 | 7 | 1.3335e-10 | 0 | Water | Porous | Wet | R600a | MinimizeLCOE_Brownfield | IgnoreSilica | 122.3332 | 35.847 | 2.8728 | 4 | 6338.6357 | 7892.0029 | 129.2217 | 160.8892 | 129.567 | -1.3876e-05 | 15526623534.1029 | 5112144.4042 | 365669.3992 | 5960235.7365 | 6979306.6519 | 24077.0464 | 488475.3162 | 0 | 7382664.3363 | 19208178.2102 | 13109976.3171 | 58630727.4181 | 3144235.0165 | 11063974.3309 | 11063974.3309 | 1478867.319 | 5307310.8022 | 0 | 72838936.7655 | 90689089.2177 | 133352.1432 | 11.4913 | 6338.6357 | 7892.0029 | 129.2217 | 160.8892
1 | 3400 | 707 | 0.035 | 15 | 15 | 7 | 1.7783e-10 | 0 | Water | Porous | Wet | R600a | MinimizeLCOE_Brownfield | IgnoreSilica | 127.1929 | 37.1619 | 3.0183 | 4 | 6167.1882 | 7645.7043 | 125.7265 | 155.868 | 129.3712 | -1.1431e-05 | 15639748123.6677 | 5239118.0759 | 374185.8486 | 6135326.0617 | 7237321.2171 | 24077.0464 | 442161.1966 | 0 | 7586353.884 | 19738136.6311 | 13471683.8289 | 60248363.7903 | 3144235.0165 | 11063974.3309 | 11063974.3309 | 1478867.319 | 5307310.8022 | 0 | 74456573.1377 | 92306725.59 | 177827.941 | 12.073 | 6167.1882 | 7645.7043 | 125.7265 | 155.868
1 | 3400 | 707 | 0.035 | 15 | 15 | 7 | 2.3714e-10 | 0 | Water | Porous | Wet | R600a | MinimizeLCOE_Brownfield | IgnoreSilica | 131.0102 | 38.1823 | 3.1341 | 4 | 6037.2461 | 7461.1215 | 123.0774 | 152.1051 | 129.2054 | -9.4788e-06 | 15722883788.4112 | 5336131.6401 | 380639.3948 | 6270439.4704 | 7437930.8951 | 24077.0464 | 399532.9546 | 0 | 7741013.0466 | 20140528.0471 | 13746324.2386 | 61476616.7337 | 3144235.0165 | 11063974.3309 | 11063974.3309 | 1478867.319 | 5307310.8022 | 0 | 75684826.0811 | 93534978.5334 | 237137.3706 | 12.5363 | 6037.2461 | 7461.1215 | 123.0774 | 152.1051
1 | 3400 | 707 | 0.035 | 15 | 15 | 7 | 3.1623e-10 | 0 | Water | Porous | Wet | R600a | MinimizeLCOE_Brownfield | IgnoreSilica | 133.9339 | 38.9561 | 3.2243 | 4 | 5938.8498 | 7322.8701 | 121.0715 | 149.2866 | 129.0712 | -7.9368e-06 | 15792586888.2128 | 5408811.8105 | 385441.3959 | 6372476.6281 | 7590304.4767 | 24077.0464 | 361583.169 | 0 | 7855650.8654 | 20438792.1361 | 13949895.6081 | 62387033.1361 | 3144235.0165 | 11063974.3309 | 11063974.3309 | 1478867.319 | 5307310.8022 | 0 | 76595242.4836 | 94445394.9358 | 316227.766 | 12.8973 | 5938.8498 | 7322.8701 | 121.0715 | 149.2866
1 | 3400 | 707 | 0.035 | 15 | 15 | 7 | 4.217e-10 | 0 | Water | Porous | Wet | R600a | MinimizeLCOE_Brownfield | IgnoreSilica | 136.2307 | 39.559 | 3.2951 | 4 | 5864.3924 | 7218.6888 | 119.5536 | 147.1627 | 128.9616 | -6.7496e-06 | 15835334075.7412 | 5464924.5621 | 389129.3663 | 6451738.4347 | 7709196.6163 | 24077.0464 | 329545.4914 | 0 | 7943758.4917 | 20668030.1064 | 14106355.2332 | 63086755.3484 | 3144235.0165 | 11063974.3309 | 11063974.3309 | 1478867.319 | 5307310.8022 | 0 | 77294964.6958 | 95145117.148 | 421696.5034 | 13.1804 | 5864.3924 | 7218.6888 | 119.5536 | 147.1627
1 | 3400 | 707 | 0.035 | 15 | 15 | 7 | 5.6234e-10 | 0 | Water | Porous | Wet | R600a | MinimizeLCOE_Brownfield | IgnoreSilica | 137.9091 | 39.9967 | 3.3483 | 4 | 5808.0893 | 7140.8627 | 118.4058 | 145.5761 | 128.8791 | -5.8213e-06 | 15882748775.2855 | 5505376.4347 | 391777.686 | 6509139.1136 | 7795595.6737 | 24077.0464 | 302194.0215 | 0 | 8005982.3906 | 20829923.9274 | 14216851.0926 | 63580917.3864 | 3144235.0165 | 11063974.3309 | 11063974.3309 | 1478867.319 | 5307310.8022 | 0 | 77789126.7339 | 95639279.1861 | 562341.3252 | 13.3932 | 5808.0893 | 7140.8627 | 118.4058 | 145.5761
1 | 3400 | 707 | 0.035 | 15 | 15 | 7 | 7.4989e-10 | 0 | Water | Porous | Wet | R600a | MinimizeLCOE_Brownfield | IgnoreSilica | 139.164 | 40.3223 | 3.3886 | 4 | 5765.5619 | 7082.4747 | 117.5388 | 144.3858 | 128.8161 | -5.1083e-06 | 15926399973.6851 | 5535316.6351 | 393731.3789 | 6551781.5272 | 7859938.1173 | 24077.0464 | 279688.5557 | 0 | 8051367.9717 | 20948007.8996 | 14297445.83 | 63941354.9619 | 3144235.0165 | 11063974.3309 | 11063974.3309 | 1478867.319 | 5307310.8022 | 0 | 78149564.3093 | 95999716.7616 | 749894.2093 | 13.5545 | 5765.5619 | 7082.4747 | 117.5388 | 144.3858
1 | 3400 | 707 | 0.035 | 15 | 15 | 7 | 1e-09 | 0 | Water | Porous | Wet | R600a | MinimizeLCOE_Brownfield | IgnoreSilica | 140.0823 | 40.5598 | 3.4188 | 4 | 5733.4671 | 7038.7642 | 116.8845 | 143.4947 | 128.7693 | -4.5603e-06 | 15959534839.2981 | 5557062.3304 | 395146.8294 | 6582839.0042 | 7906885.0274 | 24077.0464 | 261350.9964 | 0 | 8083670.8813 | 21032053.4443 | 14354808.6412 | 64197894.201 | 3144235.0165 | 11063974.3309 | 11063974.3309 | 1478867.319 | 5307310.8022 | 0 | 78406103.5484 | 96256256.0006 | 1000000 | 13.6752 | 5733.4671 | 7038.7642 | 116.8845 | 143.4947
1 | 3400 | 707 | 0.035 | 15 | 15 | 7 | 1.3335e-09 | 0 | Water | Porous | Wet | R600a | MinimizeLCOE_Brownfield | IgnoreSilica | 140.7519 | 40.7325 | 3.4413 | 4 | 5709.2663 | 7006.0422 | 116.3911 | 142.8276 | 128.7348 | -4.141e-06 | 15992251225.4432 | 5572830.1927 | 396171.2673 | 6605405.3522 | 7941041.6715 | 24077.0464 | 246626.7219 | 0 | 8106599.3783 | 21091708.6901 | 14395524.5722 | 64379984.8925 | 3144235.0165 | 11063974.3309 | 11063974.3309 | 1478867.319 | 5307310.8022 | 0 | 78588194.24 | 96438346.6922 | 1333521.4322 | 13.765 | 5709.2663 | 7006.0422 | 116.3911 | 142.8276
1 | 3400 | 707 | 0.035 | 15 | 15 | 7 | 1.7783e-09 | 0 | Water | Porous | Wet | R600a | MinimizeLCOE_Brownfield | IgnoreSilica | 141.2466 | 40.8598 | 3.4581 | 4 | 5691.0334 | 6981.5032 | 116.0194 | 142.3274 | 128.7091 | -3.8225e-06 | 16018959683.6644 | 5584432.4427 | 396924.0196 | 6622035.4542 | 7966237.5048 | 24077.0464 | 235008.636 | 0 | 8123198.8904 | 21134897.2157 | 14425001.6284 | 64511812.8381 | 3144235.0165 | 11063974.3309 | 11063974.3309 | 1478867.319 | 5307310.8022 | 0 | 78720022.1856 | 96570174.6378 | 1778279.41 | 13.8323 | 5691.0334 | 6981.5032 | 116.0194 | 142.3274
1 | 3400 | 707 | 0.035 | 15 | 15 | 7 | 2.3714e-09 | 0 | Water | Porous | Wet | R600a | MinimizeLCOE_Brownfield | IgnoreSilica | 141.6144 | 40.9544 | 3.4707 | 4 | 5677.3074 | 6963.0887 | 115.7396 | 141.952 | 128.6899 | -3.5816e-06 | 16040003122.5319 | 5593032.8377 | 397481.4349 | 6634376.8668 | 7984949.0331 | 24077.0464 | 225951.0357 | 0 | 8135348.6193 | 21166508.318 | 14446576.8553 | 64608302.0472 | 3144235.0165 | 11063974.3309 | 11063974.3309 | 1478867.319 | 5307310.8022 | 0 | 78816511.3946 | 96666663.8468 | 2371373.7057 | 13.8827 | 5677.3074 | 6963.0887 | 115.7396 | 141.952
1 | 3400 | 707 | 0.035 | 15 | 15 | 7 | 3.1623e-09 | 0 | Water | Porous | Wet | R600a | MinimizeLCOE_Brownfield | IgnoreSilica | 141.8728 | 41.0207 | 3.4799 | 4 | 5666.9815 | 6949.3624 | 115.5291 | 141.6722 | 128.6763 | -3.3971e-06 | 16059543252.9204 | 5599059.6407 | 397871.7226 | 6643032.9802 | 7998080.0075 | 24077.0464 | 218820.3722 | 0 | 8143567.2902 | 21187891.6137 | 14461171.394 | 64673572.0675 | 3144235.0165 | 11063974.3309 | 11063974.3309 | 1478867.319 | 5307310.8022 | 0 | 78881781.4149 | 96731933.8671 | 3162277.6602 | 13.9195 | 5666.9815 | 6949.3624 | 115.5291 | 141.6722
1 | 3400 | 707 | 0.035 | 15 | 15 | 7 | 4.217e-09 | 0 | Water | Porous | Wet | R600a | MinimizeLCOE_Brownfield | IgnoreSilica | 142.0749 | 41.0726 | 3.4869 | 4 | 5659.2184 | 6939.0063 | 115.3708 | 141.461 | 128.6657 | -3.2597e-06 | 16072623704.0528 | 5603765.753 | 398176.3327 | 6649796.0009 | 8008343.0689 | 24077.0464 | 213424.4402 | 0 | 8150057.2304 | 21204777.1069 | 14472696.0901 | 64725113.0695 | 3144235.0165 | 11063974.3309 | 11063974.3309 | 1478867.319 | 5307310.8022 | 0 | 78933322.417 | 96783474.8692 | 4216965.0343 | 13.9477 | 5659.2184 | 6939.0063 | 115.3708 | 141.461
1 | 3400 | 707 | 0.035 | 15 | 15 | 7 | 5.6234e-09 | 0 | Water | Porous | Wet | R600a | MinimizeLCOE_Brownfield | IgnoreSilica | 142.2017 | 41.1051 | 3.4918 | 4 | 5653.385 | 6931.3773 | 115.2519 | 141.3055 | 128.659 | -3.1521e-06 | 16087505210.4092 | 5606715.6638 | 398367.145 | 6654038.0206 | 8014782.4055 | 24077.0464 | 209103.8836 | 0 | 8153762.8243 | 21214418.3021 | 14479276.4039 | 64754541.6951 | 3144235.0165 | 11063974.3309 | 11063974.3309 | 1478867.319 | 5307310.8022 | 0 | 78962751.0426 | 96812903.4948 | 5623413.2519 | 13.9673 | 5653.385 | 6931.3773 | 115.2519 | 141.3055
1 | 3400 | 707 | 0.035 | 15 | 15 | 7 | 7.4989e-09 | 0 | Water | Porous | Wet | R600a | MinimizeLCOE_Brownfield | IgnoreSilica | 142.3138 | 41.1338 | 3.4958 | 4 | 5649.0036 | 6925.5516 | 115.1626 | 141.1867 | 128.6531 | -3.0743e-06 | 16095265185.7361 | 5609320.1441 | 398535.6051 | 6657783.7174 | 8020469.2794 | 24077.0464 | 205963.5271 | 0 | 8157298.2346 | 21223616.7144 | 14485554.5093 | 64782618.7778 | 3144235.0165 | 11063974.3309 | 11063974.3309 | 1478867.319 | 5307310.8022 | 0 | 78990828.1252 | 96840980.5774 | 7498942.0933 | 13.9831 | 5649.0036 | 6925.5516 | 115.1626 | 141.1867
1 | 3400 | 707 | 0.035 | 15 | 15 | 7 | 1e-08 | 0 | Water | Porous | Wet | R600a | MinimizeLCOE_Brownfield | IgnoreSilica | 142.3844 | 41.1519 | 3.4985 | 4 | 5645.714 | 6921.259 | 115.0955 | 141.0992 | 128.6493 | -3.0135e-06 | 16103839229.4689 | 5610958.1741 | 398641.5033 | 6660140.5867 | 8024048.2346 | 24077.0464 | 203472.3986 | 0 | 8159321.798 | 21228881.6114 | 14489147.9097 | 64798689.2628 | 3144235.0165 | 11063974.3309 | 11063974.3309 | 1478867.319 | 5307310.8022 | 0 | 79006898.6102 | 96857051.0624 | 10000000 | 13.9941 | 5645.714 | 6921.259 | 115.0955 | 141.0992
1 | 3500 | 707 | 0.035 | 15 | 15 | 7 | 1e-13 | 0 | Water | Porous | Wet | R600a | MinimizeLCOE_Brownfield | IgnoreSilica | 0 | 0 | 0 | 0 | [5 empty] | 0 | 0 | 0 | 0 | 0 | 0 | 0 | 0 | 0 | 0 | 0 | 0 | 0 | 0 | 0 | 0 | 0 | 0 | 0 | 0 | 0 | 100 | 0
1 | 3500 | 707 | 0.035 | 15 | 15 | 7 | 1.3335e-13 | 0 | Water | Porous | Wet | R600a | MinimizeLCOE_Brownfield | IgnoreSilica | 0 | 0 | 0 | 0 | [5 empty] | 0 | 0 | 0 | 0 | 0 | 0 | 0 | 0 | 0 | 0 | 0 | 0 | 0 | 0 | 0 | 0 | 0 | 0 | 0 | 0 | 0 | 133.3521 | 0
1 | 3500 | 707 | 0.035 | 15 | 15 | 7 | 1.7783e-13 | 0 | Water | Porous | Wet | R600a | MinimizeLCOE_Brownfield | IgnoreSilica | 0 | 0 | 0 | 0 | [5 empty] | 0 | 0 | 0 | 0 | 0 | 0 | 0 | 0 | 0 | 0 | 0 | 0 | 0 | 0 | 0 | 0 | 0 | 0 | 0 | 0 | 0 | 177.8279 | 0
1 | 3500 | 707 | 0.035 | 15 | 15 | 7 | 2.3714e-13 | 0 | Water | Porous | Wet | R600a | MinimizeLCOE_Brownfield | IgnoreSilica | 1.1195 | 0.20595 | 0.0025211 | 4 | 1567271.8232 | 3393592.3968 | 31950.956 | 69182.9712 | 101.9155 | -5.0819e-05 | 1233250679.9217 | 117087.5519 | 7242.7721 | 97896.7239 | 69117.5072 | 24077.0464 | 69336.5439 | 0 | 150055.6767 | 390414.0901 | 266465.6387 | 1191693.5507 | 3144235.0165 | 11469341.9306 | 11469341.9306 | 1478867.319 | 5469457.8421 | 0 | 15805270.4978 | 34222937.5895 | 237.1374 | 0.010085 | 1567271.8232 | 3393592.3968 | 31950.956 | 69182.9712
1 | 3500 | 707 | 0.035 | 15 | 15 | 7 | 3.1623e-13 | 0 | Water | Porous | Wet | R600a | MinimizeLCOE_Brownfield | IgnoreSilica | 1.4853 | 0.30989 | 0.0075532 | 4 | 535135.0647 | 1144733.9412 | 10909.4521 | 23336.9498 | 108.6972 | -5.316e-05 | 3757385889.912 | 162147.8196 | 10422.971 | 135126.1576 | 89146.4389 | 24077.0464 | 80921.7658 | 0 | 195718.4577 | 509219.2796 | 347552.6217 | 1554332.5582 | 3144235.0165 | 11469341.9306 | 11469341.9306 | 1478867.319 | 5469457.8421 | 0 | 16167909.5053 | 34585576.597 | 316.2278 | 0.030213 | 535135.0647 | 1144733.9412 | 10909.4521 | 23336.9498
1 | 3500 | 707 | 0.035 | 15 | 15 | 7 | 4.217e-13 | 0 | Water | Porous | Wet | R600a | MinimizeLCOE_Brownfield | IgnoreSilica | 1.953 | 0.44792 | 0.015117 | 4 | 274698.2179 | 579286.7735 | 5600.0947 | 11809.5444 | 114.1403 | -5.453e-05 | 5408324408.4154 | 216231.7013 | 14339.5031 | 180783.2039 | 115591.2841 | 24077.0464 | 93645.24 | 0 | 251420.5117 | 654144.5981 | 446467.1295 | 1996700.2182 | 3144235.0165 | 11469341.9306 | 11469341.9306 | 1478867.319 | 5469457.8421 | 0 | 16610277.1652 | 35027944.2569 | 421.6965 | 0.060467 | 274698.2179 | 579286.7735 | 5600.0947 | 11809.5444
1 | 3500 | 707 | 0.035 | 15 | 15 | 7 | 5.6234e-13 | 0 | Water | Porous | Wet | R600a | MinimizeLCOE_Brownfield | IgnoreSilica | 2.5766 | 0.63659 | 0.025974 | 4 | 165286.8271 | 342555.5045 | 3369.5955 | 6983.4573 | 118.621 | -5.5916e-05 | 6715226462.2795 | 283187.9014 | 19274.2073 | 238772.2326 | 151685.7164 | 24077.0464 | 109287.5004 | 0 | 322250.9957 | 838430.9881 | 572246.3774 | 2559212.9655 | 3144235.0165 | 11469341.9306 | 11469341.9306 | 1478867.319 | 5469457.8421 | 0 | 17172789.9126 | 35590457.0043 | 562.3413 | 0.1039 | 165286.8271 | 342555.5045 | 3369.5955 | 6983.4573
1 | 3500 | 707 | 0.035 | 15 | 15 | 7 | 7.4989e-13 | 0 | Water | Porous | Wet | R600a | MinimizeLCOE_Brownfield | IgnoreSilica | 3.4049 | 0.89118 | 0.041316 | 4 | 108189.5354 | 219632.9326 | 2205.59 | 4477.5144 | 122.2194 | -5.6804e-05 | 7762735372.5918 | 365120.2671 | 25381.9004 | 311760.5552 | 200421.9062 | 24077.0464 | 127831.1529 | 0 | 411291.203 | 1070095.3428 | 730362.0597 | 3266341.4338 | 3144235.0165 | 11469341.9306 | 11469341.9306 | 1478867.319 | 5469457.8421 | 0 | 17879918.3808 | 36297585.4725 | 749.8942 | 0.16526 | 108189.5354 | 219632.9326 | 2205.59 | 4477.5144
1 | 3500 | 707 | 0.035 | 15 | 15 | 7 | 1e-12 | 0 | Water | Porous | Wet | R600a | MinimizeLCOE_Brownfield | IgnoreSilica | 4.5259 | 1.2392 | 0.062492 | 4 | 75156.9537 | 148837.1253 | 1532.1762 | 3034.2461 | 125.1063 | -5.7923e-05 | 8305447989.0913 | 466767.053 | 33007.5825 | 405073.1574 | 267136.9044 | 24077.0464 | 151337.7914 | 0 | 525485.8187 | 1367206.3082 | 933146.3986 | 4173238.0606 | 3144235.0165 | 11469341.9306 | 11469341.9306 | 1478867.319 | 5469457.8421 | 0 | 18786815.0076 | 37204482.0993 | 1000 | 0.24997 | 75156.9537 | 148837.1253 | 1532.1762 | 3034.2461
1 | 3500 | 707 | 0.035 | 15 | 15 | 7 | 1.3335e-12 | 0 | Water | Porous | Wet | R600a | MinimizeLCOE_Brownfield | IgnoreSilica | 6.0191 | 1.7057 | 0.091266 | 4 | 54586.4381 | 105037.0336 | 1112.8184 | 2141.322 | 127.3459 | -5.8817e-05 | 8619321052.9962 | 590534.1473 | 42317.7183 | 522241.9984 | 356661.7057 | 24077.0464 | 179859.9546 | 0 | 669120.1026 | 1740913.2515 | 1188209.0664 | 5313934.9913 | 3144235.0165 | 11469341.9306 | 11469341.9306 | 1478867.319 | 5469457.8421 | 0 | 19927511.9383 | 38345179.03 | 1333.5214 | 0.36506 | 54586.4381 | 105037.0336 | 1112.8184 | 2141.322
1 | 3500 | 707 | 0.035 | 15 | 15 | 7 | 1.7783e-12 | 0 | Water | Porous | Wet | R600a | MinimizeLCOE_Brownfield | IgnoreSilica | 7.9948 | 2.3234 | 0.12969 | 4 | 41153.8094 | 76656.6104 | 838.9761 | 1562.7487 | 129.0147 | -5.9392e-05 | 8580499394.0272 | 739683.7514 | 53526.2972 | 667982.4819 | 475393.7112 | 24077.0464 | 214051.9407 | 0 | 848138.9392 | 2206683.5426 | 1506106.8606 | 6735644.5711 | 3144235.0165 | 11469341.9306 | 11469341.9306 | 1478867.319 | 5469457.8421 | 0 | 21349221.5182 | 39766888.6098 | 1778.2794 | 0.51877 | 41153.8094 | 76656.6104 | 838.9761 | 1562.7487
1 | 3500 | 707 | 0.035 | 15 | 15 | 7 | 2.3714e-12 | 0 | Water | Porous | Wet | R600a | MinimizeLCOE_Brownfield | IgnoreSilica | 10.6205 | 3.1335 | 0.17921 | 4 | 32239.2852 | 57932.5852 | 657.2414 | 1181.0341 | 130.0246 | -5.9728e-05 | 7391144466.4919 | 917150.8694 | 66744.4539 | 847986.5342 | 631501.3851 | 24077.0464 | 255754.8829 | 0 | 1069853.917 | 2783540.4349 | 1899823.5429 | 8496433.0667 | 3144235.0165 | 11469341.9306 | 11469341.9306 | 1478867.319 | 5469457.8421 | 0 | 23110010.0138 | 41527677.1055 | 2371.3737 | 0.71683 | 32239.2852 | 57932.5852 | 657.2414 | 1181.0341
1 | 3500 | 707 | 0.035 | 15 | 15 | 7 | 3.1623e-12 | 0 | Water | Porous | Wet | R600a | MinimizeLCOE_Brownfield | IgnoreSilica | 14.1238 | 4.2529 | 0.25133 | 4 | 25279.619 | 43600.1861 | 515.3592 | 888.8488 | 131.3997 | -6.0191e-05 | 9211535966.983 | 1144864.4936 | 83949.0246 | 1081701.4166 | 846454.6229 | 24077.0464 | 305921.7929 | 0 | 1359917.6748 | 3538226.8323 | 2414912.5163 | 10800025.4202 | 3144235.0165 | 11469341.9306 | 11469341.9306 | 1478867.319 | 5469457.8421 | 0 | 25413602.3672 | 43831269.4589 | 3162.2777 | 1.0053 | 25279.619 | 43600.1861 | 515.3592 | 888.8488
1 | 3500 | 707 | 0.035 | 15 | 15 | 7 | 4.217e-12 | 0 | Water | Porous | Wet | R600a | MinimizeLCOE_Brownfield | IgnoreSilica | 18.799 | 5.7254 | 0.34405 | 4 | 20553.403 | 33936.1973 | 419.0089 | 691.8353 | 132.1701 | -6.0523e-05 | 9214663226.1536 | 1416874.1722 | 104275.8857 | 1371433.7192 | 1129819.7458 | 24077.0464 | 367889.6681 | 0 | 1721604.3926 | 4479261.4799 | 3057187.9996 | 13672424.1094 | 3144235.0165 | 11469341.9306 | 11469341.9306 | 1478867.319 | 5469457.8421 | 0 | 28286001.0565 | 46703668.1482 | 4216.965 | 1.3762 | 20553.403 | 33936.1973 | 419.0089 | 691.8353
1 | 3500 | 707 | 0.035 | 15 | 15 | 7 | 5.6234e-12 | 0 | Water | Porous | Wet | R600a | MinimizeLCOE_Brownfield | IgnoreSilica | 24.9669 | 7.6687 | 0.46694 | 4 | 17072.3816 | 26933.3126 | 348.0436 | 549.072 | 132.7502 | -6.0658e-05 | 9251410978.3103 | 1746084.4768 | 128795.0818 | 1731941.0048 | 1503864.7201 | 24077.0464 | 442182.9188 | 0 | 2175008.647 | 5658926.3439 | 3862333.509 | 17273213.7486 | 3144235.0165 | 11469341.9306 | 11469341.9306 | 1478867.319 | 5469457.8421 | 0 | 31886790.6956 | 50304457.7873 | 5623.4133 | 1.8677 | 17072.3816 | 26933.3126 | 348.0436 | 549.072
1 | 3500 | 707 | 0.035 | 15 | 15 | 7 | 7.4989e-12 | 0 | Water | Porous | Wet | R600a | MinimizeLCOE_Brownfield | IgnoreSilica | 31.7756 | 9.8147 | 0.61647 | 4 | 14451.6731 | 21920.7184 | 294.6169 | 446.8835 | 133.1323 | -5.7929e-05 | 10114221073.1531 | 2082216.6012 | 153745.0859 | 2109318.9964 | 1916967.3348 | 24077.0464 | 501080.6761 | 0 | 2647088.2389 | 6887180.6051 | 4700642.2804 | 21022316.8652 | 3144235.0165 | 11469341.9306 | 11469341.9306 | 1478867.319 | 5469457.8421 | 0 | 35635893.8123 | 54053560.904 | 7498.9421 | 2.4659 | 14451.6731 | 21920.7184 | 294.6169 | 446.8835
1 | 3500 | 707 | 0.035 | 15 | 15 | 7 | 1e-11 | 0 | Water | Porous | Wet | R600a | MinimizeLCOE_Brownfield | IgnoreSilica | 39.6607 | 12.3005 | 0.80034 | 4 | 12426.091 | 18179.193 | 253.3227 | 370.6074 | 133.4135 | -5.4145e-05 | 11271884136.1531 | 2445757.1859 | 180647.6844 | 2526354.8762 | 2395513.5026 | 24077.0464 | 553117.3061 | 0 | 3168932.3646 | 8244911.9752 | 5627321.8391 | 25166633.7804 | 3144235.0165 | 11469341.9306 | 11469341.9306 | 1478867.319 | 5469457.8421 | 0 | 39780210.7275 | 58197877.8192 | 10000 | 3.2013 | 12426.091 | 18179.193 | 253.3227 | 370.6074
1 | 3500 | 707 | 0.035 | 15 | 15 | 7 | 1.3335e-11 | 0 | Water | Porous | Wet | R600a | MinimizeLCOE_Brownfield | IgnoreSilica | 49.0493 | 15.2603 | 1.0266 | 4 | 10842.8962 | 15328.054 | 221.0471 | 312.4831 | 133.6298 | -5.0166e-05 | 12400480400.5144 | 2851753.5504 | 210598.921 | 3001529.2074 | 2965342.9422 | 24077.0464 | 604042.6556 | 0 | 3766364.2859 | 9799307.2845 | 6688228.5773 | 29911244.4706 | 3144235.0165 | 11469341.9306 | 11469341.9306 | 1478867.319 | 5469457.8421 | 0 | 44524821.4177 | 62942488.5094 | 13335.2143 | 4.1064 | 10842.8962 | 15328.054 | 221.0471 | 312.4831
1 | 3500 | 707 | 0.035 | 15 | 15 | 7 | 1.7783e-11 | 0 | Water | Porous | Wet | R600a | MinimizeLCOE_Brownfield | IgnoreSilica | 59.7922 | 18.643 | 1.2956 | 4 | 9598.7596 | 13152.6104 | 195.6837 | 268.1338 | 133.7786 | -4.5865e-05 | 13467455827.1455 | 3288432.6644 | 242695.3823 | 3522578.9735 | 3616672.6161 | 24077.0464 | 648350.5102 | 0 | 4423694.8052 | 11509546.4586 | 7855501.9556 | 35131550.4124 | 3144235.0165 | 11469341.9306 | 11469341.9306 | 1478867.319 | 5469457.8421 | 0 | 49745127.3594 | 68162794.4511 | 17782.7941 | 5.1825 | 9598.7596 | 13152.6104 | 195.6837 | 268.1338
1 | 3500 | 707 | 0.035 | 15 | 15 | 7 | 2.3714e-11 | 0 | Water | Porous | Wet | R600a | MinimizeLCOE_Brownfield | IgnoreSilica | 71.3392 | 22.2631 | 1.5983 | 4 | 8622.7984 | 11503.6135 | 175.7874 | 234.5167 | 133.8397 | -4.1099e-05 | 14410322563.6348 | 3730102.3379 | 274988.0791 | 4059745.0453 | 4313971.7546 | 24077.0464 | 677678.1428 | 0 | 5101419.3384 | 13272846.6735 | 9058990.5844 | 40513819.0023 | 3144235.0165 | 11469341.9306 | 11469341.9306 | 1478867.319 | 5469457.8421 | 0 | 55127395.9493 | 73545063.041 | 23713.7371 | 6.3932 | 8622.7984 | 11503.6135 | 175.7874 | 234.5167
1 | 3500 | 707 | 0.035 | 15 | 15 | 7 | 3.1623e-11 | 0 | Water | Porous | Wet | R600a | MinimizeLCOE_Brownfield | IgnoreSilica | 82.9056 | 25.8565 | 1.9166 | 4 | 7862.7795 | 10265.1442 | 160.2934 | 209.2688 | 133.7967 | -3.5942e-05 | 15186152063.1483 | 4146563.4936 | 305202.9019 | 4576127.2007 | 5006633.8183 | 24077.0464 | 685496.4076 | 0 | 5750199.3387 | 14960839.1513 | 10211080.1352 | 45666219.4937 | 3144235.0165 | 11469341.9306 | 11469341.9306 | 1478867.319 | 5469457.8421 | 0 | 60279796.4408 | 78697463.5325 | 31622.7766 | 7.6665 | 7862.7795 | 10265.1442 | 160.2934 | 209.2688
1 | 3500 | 707 | 0.035 | 15 | 15 | 7 | 4.217e-11 | 0 | Water | Porous | Wet | R600a | MinimizeLCOE_Brownfield | IgnoreSilica | 93.8265 | 29.2026 | 2.2305 | 4 | 7275.8925 | 9340.1457 | 148.3289 | 190.4115 | 133.6563 | -3.0706e-05 | 15776217630.2824 | 4517076.2919 | 331809.6014 | 5044547.9641 | 5652407.1417 | 24077.0464 | 671356.0293 | 0 | 6334096.8892 | 16480020.8038 | 11247952.8291 | 50303344.597 | 3144235.0165 | 11469341.9306 | 11469341.9306 | 1478867.319 | 5469457.8421 | 0 | 64916921.5441 | 83334588.6358 | 42169.6503 | 8.9222 | 7275.8925 | 9340.1457 | 148.3289 | 190.4115
1 | 3500 | 707 | 0.035 | 15 | 15 | 7 | 5.6234e-11 | 0 | Water | Porous | Wet | R600a | MinimizeLCOE_Brownfield | IgnoreSilica | 103.6218 | 32.1531 | 2.5227 | 4 | 6825.7051 | 8650.8885 | 139.1512 | 176.3601 | 133.4468 | -2.5724e-05 | 16205134672.5287 | 4831053.469 | 354085.8757 | 5449104.6528 | 6222682.3107 | 24077.0464 | 638919.611 | 0 | 6832769.9565 | 17777465.8331 | 12133485.7215 | 54263644.4766 | 3144235.0165 | 11469341.9306 | 11469341.9306 | 1478867.319 | 5469457.8421 | 0 | 68877221.4236 | 87294888.5153 | 56234.1325 | 10.0909 | 6825.7051 | 8650.8885 | 139.1512 | 176.3601
1 | 3500 | 707 | 0.035 | 15 | 15 | 7 | 7.4989e-11 | 0 | Water | Porous | Wet | R600a | MinimizeLCOE_Brownfield | IgnoreSilica | 112.0897 | 34.6571 | 2.7824 | 4 | 6481.9081 | 8136.7267 | 132.1425 | 165.8782 | 133.2026 | -2.1255e-05 | 16500721363.0415 | 5088657.3195 | 372128.8747 | 5787016.8654 | 6707546.4069 | 24077.0464 | 594526.8414 | 0 | 7243841.8082 | 18846990.4686 | 12863458.2618 | 57528243.8928 | 3144235.0165 | 11469341.9306 | 11469341.9306 | 1478867.319 | 5469457.8421 | 0 | 72141820.8399 | 90559487.9316 | 74989.4209 | 11.1297 | 6481.9081 | 8136.7267 | 132.1425 | 165.8782
1 | 3500 | 707 | 0.035 | 15 | 15 | 7 | 1e-10 | 0 | Water | Porous | Wet | R600a | MinimizeLCOE_Brownfield | IgnoreSilica | 119.2197 | 36.7276 | 3.0052 | 4 | 6220.0836 | 7752.2095 | 126.8048 | 158.0393 | 132.9527 | -1.7434e-05 | 16690882502.051 | 5295690.075 | 386447.1141 | 6063034.7248 | 7109215.1033 | 24077.0464 | 544541.7403 | 0 | 7574972.2635 | 19708523.9891 | 13451472.5922 | 60157974.6486 | 3144235.0165 | 11469341.9306 | 11469341.9306 | 1478867.319 | 5469457.8421 | 0 | 74771551.5957 | 93189218.6874 | 100000 | 12.021 | 6220.0836 | 7752.2095 | 126.8048 | 158.0393
1 | 3500 | 707 | 0.035 | 15 | 15 | 7 | 1.3335e-10 | 0 | Water | Porous | Wet | R600a | MinimizeLCOE_Brownfield | IgnoreSilica | 125.0003 | 38.3779 | 3.1894 | 4 | 6021.0065 | 7464.6574 | 122.7464 | 152.1771 | 132.7208 | -1.4252e-05 | 16824192908.2455 | 5456931.4313 | 397471.4212 | 6281017.4093 | 7429973.9374 | 24077.0464 | 493038.4307 | 0 | 7832178.7738 | 20377722.5686 | 13908214.3734 | 62200625.3922 | 3144235.0165 | 11469341.9306 | 11469341.9306 | 1478867.319 | 5469457.8421 | 0 | 76814202.3393 | 95231869.4309 | 133352.1432 | 12.7577 | 6021.0065 | 7464.6574 | 122.7464 | 152.1771
1 | 3500 | 707 | 0.035 | 15 | 15 | 7 | 1.7783e-10 | 0 | Water | Porous | Wet | R600a | MinimizeLCOE_Brownfield | IgnoreSilica | 129.5876 | 39.6687 | 3.338 | 4 | 5869.874 | 7249.2882 | 119.6653 | 147.7865 | 132.5185 | -1.1672e-05 | 16920833253.4758 | 5580696.1928 | 405845.7989 | 6450356.0367 | 7681287.0352 | 24077.0464 | 443662.199 | 0 | 8028510.4805 | 20888537.3964 | 14256855.9895 | 63759828.1754 | 3144235.0165 | 11469341.9306 | 11469341.9306 | 1478867.319 | 5469457.8421 | 0 | 78373405.1225 | 96791072.2142 | 177827.941 | 13.3518 | 5869.874 | 7249.2882 | 119.6653 | 147.7865
1 | 3500 | 707 | 0.035 | 15 | 15 | 7 | 2.3714e-10 | 0 | Water | Porous | Wet | R600a | MinimizeLCOE_Brownfield | IgnoreSilica | 133.1808 | 40.6676 | 3.4557 | 4 | 5755.2554 | 7087.6746 | 117.3287 | 144.4918 | 132.3489 | -9.6229e-06 | 16990551574.1553 | 5675056.2143 | 412174.3014 | 6580744.2394 | 7876065.2979 | 24077.0464 | 398765.0925 | 0 | 8177084.0548 | 21275095.3601 | 14520689.7428 | 64939751.3495 | 3144235.0165 | 11469341.9306 | 11469341.9306 | 1478867.319 | 5469457.8421 | 0 | 79553328.2966 | 97970995.3883 | 237137.3706 | 13.8227 | 5755.2554 | 7087.6746 | 117.3287 | 144.4918
1 | 3500 | 707 | 0.035 | 15 | 15 | 7 | 3.1623e-10 | 0 | Water | Porous | Wet | R600a | MinimizeLCOE_Brownfield | IgnoreSilica | 135.9212 | 41.422 | 3.547 | 4 | 5668.405 | 6966.5236 | 115.5581 | 142.022 | 132.2131 | -8.0102e-06 | 17050993434.8312 | 5745493.3902 | 416864.0829 | 6678850.6611 | 8023350.9992 | 24077.0464 | 359086.3936 | 0 | 8286611.8037 | 21560064.0953 | 14715186.7601 | 65809585.2325 | 3144235.0165 | 11469341.9306 | 11469341.9306 | 1478867.319 | 5469457.8421 | 0 | 80423162.1796 | 98840829.2713 | 316227.766 | 14.188 | 5668.405 | 6966.5236 | 115.5581 | 142.022
1 | 3500 | 707 | 0.035 | 15 | 15 | 7 | 4.217e-10 | 0 | Water | Porous | Wet | R600a | MinimizeLCOE_Brownfield | IgnoreSilica | 138.0017 | 41.9904 | 3.6172 | 4 | 5602.6501 | 6875.5654 | 114.2176 | 140.1677 | 132.1062 | -6.7575e-06 | 17101235974.2346 | 5798089.0899 | 420345.7037 | 6752563.2316 | 8134429.1503 | 24077.0464 | 325157.2876 | 0 | 8367317.9887 | 21770045.0337 | 14858503.0652 | 66450527.597 | 3144235.0165 | 11469341.9306 | 11469341.9306 | 1478867.319 | 5469457.8421 | 0 | 81064104.544 | 99481771.6357 | 421696.5034 | 14.4689 | 5602.6501 | 6875.5654 | 114.2176 | 140.1677
1 | 3500 | 707 | 0.035 | 15 | 15 | 7 | 5.6234e-10 | 0 | Water | Porous | Wet | R600a | MinimizeLCOE_Brownfield | IgnoreSilica | 139.5487 | 42.4104 | 3.6704 | 4 | 5552.9079 | 6807.3721 | 113.2035 | 138.7775 | 132.0247 | -5.788e-06 | 17147897790.3129 | 5836700.56 | 422890.04 | 6806936.8648 | 8216594.2423 | 24077.0464 | 296633.5493 | 0 | 8425494.5981 | 21921408.6376 | 14961811.8351 | 66912547.3736 | 3144235.0165 | 11469341.9306 | 11469341.9306 | 1478867.319 | 5469457.8421 | 0 | 81526124.3207 | 99943791.4124 | 562341.3252 | 14.6817 | 5552.9079 | 6807.3721 | 113.2035 | 138.7775
1 | 3500 | 707 | 0.035 | 15 | 15 | 7 | 7.4989e-10 | 0 | Water | Porous | Wet | R600a | MinimizeLCOE_Brownfield | IgnoreSilica | 140.8056 | 42.7499 | 3.7124 | 4 | 5515.2928 | 6755.5643 | 112.4367 | 137.7213 | 131.9572 | -5.0647e-06 | 17165732626.6675 | 5867765.5573 | 424932.0161 | 6850808.02 | 8283044.9498 | 24077.0464 | 274070.0368 | 0 | 8472632.0743 | 22044050.6816 | 15045517.5501 | 67286897.9324 | 3144235.0165 | 11469341.9306 | 11469341.9306 | 1478867.319 | 5469457.8421 | 0 | 81900474.8795 | 100318141.9712 | 749894.2093 | 14.8497 | 5515.2928 | 6755.5643 | 112.4367 | 137.7213
1 | 3500 | 707 | 0.035 | 15 | 15 | 7 | 1e-09 | 0 | Water | Porous | Wet | R600a | MinimizeLCOE_Brownfield | IgnoreSilica | 141.6487 | 42.9767 | 3.7425 | 4 | 5486.8801 | 6717.1953 | 111.8575 | 136.9391 | 131.9112 | -4.4941e-06 | 17202271408.3382 | 5888440.0896 | 426287.9152 | 6880077.3689 | 8327455.9569 | 24077.0464 | 255023.3333 | 0 | 8502531.067 | 22121841.7274 | 15098611.5374 | 67524346.0421 | 3144235.0165 | 11469341.9306 | 11469341.9306 | 1478867.319 | 5469457.8421 | 0 | 82137922.9892 | 100555590.0809 | 1000000 | 14.9699 | 5486.8801 | 6717.1953 | 111.8575 | 136.9391
1 | 3500 | 707 | 0.035 | 15 | 15 | 7 | 1.3335e-09 | 0 | Water | Porous | Wet | R600a | MinimizeLCOE_Brownfield | IgnoreSilica | 142.2601 | 43.1407 | 3.7648 | 4 | 5465.4433 | 6688.4667 | 111.4205 | 136.3534 | 131.8775 | -4.0574e-06 | 17235486138.45 | 5903354.4202 | 427264.1829 | 6901233.5135 | 8359592.3341 | 24077.0464 | 239724.4314 | 0 | 8523545.9121 | 22176518.0436 | 15135929.2466 | 67691239.1308 | 3144235.0165 | 11469341.9306 | 11469341.9306 | 1478867.319 | 5469457.8421 | 0 | 82304816.0779 | 100722483.1696 | 1333521.4322 | 15.0591 | 5465.4433 | 6688.4667 | 111.4205 | 136.3534
1 | 3500 | 707 | 0.035 | 15 | 15 | 7 | 1.7783e-09 | 0 | Water | Porous | Wet | R600a | MinimizeLCOE_Brownfield | IgnoreSilica | 142.6887 | 43.2554 | 3.7811 | 4 | 5449.2839 | 6667.0362 | 111.091 | 135.9165 | 131.8537 | -3.7218e-06 | 17267565548.7228 | 5913768.3442 | 427944.8532 | 6916028.0006 | 8382083.2926 | 24077.0464 | 227462.3073 | 0 | 8537631.8993 | 22213166.8928 | 15160942.8393 | 67803105.4758 | 3144235.0165 | 11469341.9306 | 11469341.9306 | 1478867.319 | 5469457.8421 | 0 | 82416682.4228 | 100834349.5145 | 1778279.41 | 15.1243 | 5449.2839 | 6667.0362 | 111.091 | 135.9165
1 | 3500 | 707 | 0.035 | 15 | 15 | 7 | 2.3714e-09 | 0 | Water | Porous | Wet | R600a | MinimizeLCOE_Brownfield | IgnoreSilica | 143.0176 | 43.3434 | 3.7935 | 4 | 5437.1131 | 6650.8864 | 110.8429 | 135.5873 | 131.8354 | -3.4702e-06 | 17290300287.6501 | 5921739.2413 | 428465.3373 | 6927363.2269 | 8399325.2997 | 24077.0464 | 217995.3426 | 0 | 8548396.5427 | 22241174.2869 | 15180058.4612 | 67888594.785 | 3144235.0165 | 11469341.9306 | 11469341.9306 | 1478867.319 | 5469457.8421 | 0 | 82502171.7321 | 100919838.8238 | 2371373.7057 | 15.1739 | 5437.1131 | 6650.8864 | 110.8429 | 135.5873
1 | 3500 | 707 | 0.035 | 15 | 15 | 7 | 3.1623e-09 | 0 | Water | Porous | Wet | R600a | MinimizeLCOE_Brownfield | IgnoreSilica | 143.2345 | 43.4013 | 3.8023 | 4 | 5427.9533 | 6638.9162 | 110.6562 | 135.3433 | 131.8232 | -3.2752e-06 | 17314071450.7203 | 5926982.0215 | 428807.3529 | 6934825.8287 | 8410681.5512 | 24077.0464 | 210433.1521 | 0 | 8554964.7116 | 22258263.3149 | 15191722.074 | 67940757.0532 | 3144235.0165 | 11469341.9306 | 11469341.9306 | 1478867.319 | 5469457.8421 | 0 | 82554334.0003 | 100972001.0919 | 3162277.6602 | 15.2091 | 5427.9533 | 6638.9162 | 110.6562 | 135.3433
1 | 3500 | 707 | 0.035 | 15 | 15 | 7 | 4.217e-09 | 0 | Water | Porous | Wet | R600a | MinimizeLCOE_Brownfield | IgnoreSilica | 143.4003 | 43.4456 | 3.8089 | 4 | 5421.0643 | 6629.9067 | 110.5157 | 135.1596 | 131.8139 | -3.1292e-06 | 17331310336.3784 | 5930983.9264 | 429068.2936 | 6940525.0147 | 8419356.8214 | 24077.0464 | 204663.2035 | 0 | 8559982.9793 | 22271319.8183 | 15200633.4058 | 67980610.5095 | 3144235.0165 | 11469341.9306 | 11469341.9306 | 1478867.319 | 5469457.8421 | 0 | 82594187.4565 | 101011854.5482 | 4216965.0343 | 15.2358 | 5421.0643 | 6629.9067 | 110.5157 | 135.1596
1 | 3500 | 707 | 0.035 | 15 | 15 | 7 | 5.6234e-09 | 0 | Water | Porous | Wet | R600a | MinimizeLCOE_Brownfield | IgnoreSilica | 143.5272 | 43.4794 | 3.814 | 4 | 5415.8862 | 6623.1269 | 110.4102 | 135.0214 | 131.8068 | -3.0199e-06 | 17342718192.3903 | 5934043.7761 | 429267.7368 | 6944884.2368 | 8425993.8666 | 24077.0464 | 200283.7265 | 0 | 8563834.6518 | 22281341.0799 | 15207473.1228 | 68011199.2436 | 3144235.0165 | 11469341.9306 | 11469341.9306 | 1478867.319 | 5469457.8421 | 0 | 82624776.1906 | 101042443.2823 | 5623413.2519 | 15.256 | 5415.8862 | 6623.1269 | 110.4102 | 135.0214
1 | 3500 | 707 | 0.035 | 15 | 15 | 7 | 7.4989e-09 | 0 | Water | Porous | Wet | R600a | MinimizeLCOE_Brownfield | IgnoreSilica | 143.6024 | 43.4995 | 3.8174 | 4 | 5411.9961 | 6618.1464 | 110.3309 | 134.9199 | 131.8025 | -2.9342e-06 | 17357448834.6992 | 5935854.0984 | 429385.6452 | 6947465.0565 | 8429923.975 | 24077.0464 | 196780.5567 | 0 | 8565759.6875 | 22286349.6279 | 15210891.5597 | 68026487.2533 | 3144235.0165 | 11469341.9306 | 11469341.9306 | 1478867.319 | 5469457.8421 | 0 | 82640064.2003 | 101057731.292 | 7498942.0933 | 15.2698 | 5411.9961 | 6618.1464 | 110.3309 | 134.9199
1 | 3500 | 707 | 0.035 | 15 | 15 | 7 | 1e-08 | 0 | Water | Porous | Wet | R600a | MinimizeLCOE_Brownfield | IgnoreSilica | 143.6755 | 43.519 | 3.8203 | 4 | 5409.0746 | 6614.3161 | 110.2713 | 134.8418 | 131.7984 | -2.8729e-06 | 17364078615.404 | 5937616.4229 | 429500.4652 | 6949976.8863 | 8433749.3179 | 24077.0464 | 194274.6271 | 0 | 8567985.9586 | 22292141.9287 | 15214844.9241 | 68044167.5771 | 3144235.0165 | 11469341.9306 | 11469341.9306 | 1478867.319 | 5469457.8421 | 0 | 82657744.5241 | 101075411.6158 | 10000000 | 15.2813 | 5409.0746 | 6614.3161 | 110.2713 | 134.8418
1 | 3600 | 707 | 0.035 | 15 | 15 | 7 | 1e-13 | 0 | Water | Porous | Wet | R600a | MinimizeLCOE_Brownfield | IgnoreSilica | 0 | 0 | 0 | 0 | [5 empty] | 0 | 0 | 0 | 0 | 0 | 0 | 0 | 0 | 0 | 0 | 0 | 0 | 0 | 0 | 0 | 0 | 0 | 0 | 0 | 0 | 0 | 100 | 0
1 | 3600 | 707 | 0.035 | 15 | 15 | 7 | 1.3335e-13 | 0 | Water | Porous | Wet | R600a | MinimizeLCOE_Brownfield | IgnoreSilica | 0 | 0 | 0 | 0 | [5 empty] | 0 | 0 | 0 | 0 | 0 | 0 | 0 | 0 | 0 | 0 | 0 | 0 | 0 | 0 | 0 | 0 | 0 | 0 | 0 | 0 | 0 | 133.3521 | 0
1 | 3600 | 707 | 0.035 | 15 | 15 | 7 | 1.7783e-13 | 0 | Water | Porous | Wet | R600a | MinimizeLCOE_Brownfield | IgnoreSilica | 0.83707 | 0.13407 | 0.00018451 | 4 | 21593996.4431 | 47329559.4275 | 440222.8255 | 964877.0869 | 95.0428 | -4.6365e-05 | 7082120.8429 | 83068.2704 | 4940.2923 | 69769.7422 | 54870.3719 | 24077.0464 | 57734.5534 | 0 | 114839.5079 | 298788.8427 | 203929.5246 | 912018.1518 | 3144235.0165 | 11880569.6211 | 11880569.6211 | 1478867.319 | 5633948.9183 | 0 | 15936822.7894 | 34930208.6477 | 177.8279 | 0.00073802 | 21593996.4431 | 47329559.4275 | 440222.8255 | 964877.0869
1 | 3600 | 707 | 0.035 | 15 | 15 | 7 | 2.3714e-13 | 0 | Water | Porous | Wet | R600a | MinimizeLCOE_Brownfield | IgnoreSilica | 1.1584 | 0.22395 | 0.0038062 | 4 | 1069363.4189 | 2316877.2442 | 21800.4197 | 47232.6764 | 104.5323 | -5.195e-05 | 2889589878.2494 | 126198.1489 | 7917.7477 | 104501.0299 | 72250.7878 | 24077.0464 | 70654.2563 | 0 | 158183.6165 | 411561.3223 | 280899.0592 | 1256243.0149 | 3144235.0165 | 11880569.6211 | 11880569.6211 | 1478867.319 | 5633948.9183 | 0 | 16281047.6525 | 35274433.5108 | 237.1374 | 0.015225 | 1069363.4189 | 2316877.2442 | 21800.4197 | 47232.6764
1 | 3600 | 707 | 0.035 | 15 | 15 | 7 | 3.1623e-13 | 0 | Water | Porous | Wet | R600a | MinimizeLCOE_Brownfield | IgnoreSilica | 1.5289 | 0.33428 | 0.0096949 | 4 | 429579.4043 | 919358.4445 | 8757.5572 | 18742.3654 | 111.3565 | -5.4075e-05 | 5420944694.5365 | 173656.1685 | 11325.3869 | 143314.9114 | 93295.7253 | 24077.0464 | 81917.3603 | 0 | 205758.7735 | 535342.1218 | 365381.9983 | 1634069.4924 | 3144235.0165 | 11880569.6211 | 11880569.6211 | 1478867.319 | 5633948.9183 | 0 | 16658874.1299 | 35652259.9883 | 316.2278 | 0.038779 | 429579.4043 | 919358.4445 | 8757.5572 | 18742.3654
1 | 3600 | 707 | 0.035 | 15 | 15 | 7 | 4.217e-13 | 0 | Water | Porous | Wet | R600a | MinimizeLCOE_Brownfield | IgnoreSilica | 1.9919 | 0.47747 | 0.018266 | 4 | 234185.2516 | 494143.2945 | 4774.1831 | 10073.7794 | 116.7764 | -5.5159e-05 | 7540896056.5664 | 229486.5364 | 15440.3608 | 189925.9234 | 120502.9777 | 24077.0464 | 93917.4742 | 0 | 262606.6243 | 683248.5685 | 466331.1873 | 2085536.699 | 3144235.0165 | 11880569.6211 | 11880569.6211 | 1478867.319 | 5633948.9183 | 0 | 17110341.3365 | 36103727.1949 | 421.6965 | 0.073063 | 234185.2516 | 494143.2945 | 4774.1831 | 10073.7794
1 | 3600 | 707 | 0.035 | 15 | 15 | 7 | 5.6234e-13 | 0 | Water | Porous | Wet | R600a | MinimizeLCOE_Brownfield | IgnoreSilica | 2.6498 | 0.68604 | 0.030999 | 4 | 142950.8693 | 296127.0615 | 2914.2468 | 6036.9507 | 121.5324 | -5.7109e-05 | 8935673906.7391 | 303177.5868 | 20974.441 | 253005.9359 | 160143.2117 | 24077.0464 | 110578.795 | 0 | 340063.2365 | 884774.7848 | 603876.9709 | 2700672.0088 | 3144235.0165 | 11880569.6211 | 11880569.6211 | 1478867.319 | 5633948.9183 | 0 | 17725476.6464 | 36718862.5047 | 562.3413 | 0.124 | 142950.8693 | 296127.0615 | 2914.2468 | 6036.9507
1 | 3600 | 707 | 0.035 | 15 | 15 | 7 | 7.4989e-13 | 0 | Water | Porous | Wet | R600a | MinimizeLCOE_Brownfield | IgnoreSilica | 3.4975 | 0.95928 | 0.048554 | 4 | 95124.9921 | 192919.6076 | 1939.2516 | 3932.9271 | 125.2149 | -5.8216e-05 | 9942484373.1475 | 390639.9799 | 27624.1867 | 330014.1976 | 212168.76 | 24077.0464 | 129396.4672 | 0 | 434429.0488 | 1130295.2712 | 771449.7479 | 3450094.7057 | 3144235.0165 | 11880569.6211 | 11880569.6211 | 1478867.319 | 5633948.9183 | 0 | 18474899.3432 | 37468285.2016 | 749.8942 | 0.19422 | 95124.9921 | 192919.6076 | 1939.2516 | 3932.9271
1 | 3600 | 707 | 0.035 | 15 | 15 | 7 | 1e-12 | 0 | Water | Porous | Wet | R600a | MinimizeLCOE_Brownfield | IgnoreSilica | 4.6185 | 1.3243 | 0.072589 | 4 | 66858.4952 | 132272.6059 | 1363.0009 | 2696.556 | 128.1223 | -5.9025e-05 | 10655833788.2675 | 496840.7703 | 35754.7345 | 426292.7734 | 281820.1705 | 24077.0464 | 151942.8831 | 0 | 552524.0675 | 1437554.2854 | 981160.3386 | 4387967.0698 | 3144235.0165 | 11880569.6211 | 11880569.6211 | 1478867.319 | 5633948.9183 | 0 | 19412771.7073 | 38406157.5657 | 1000 | 0.29036 | 66858.4952 | 132272.6059 | 1363.0009 | 2696.556
1 | 3600 | 707 | 0.035 | 15 | 15 | 7 | 1.3335e-12 | 0 | Water | Porous | Wet | R600a | MinimizeLCOE_Brownfield | IgnoreSilica | 6.1506 | 1.8261 | 0.10564 | 4 | 48816.8431 | 93767.1039 | 995.1974 | 1911.5692 | 130.4469 | -6.0148e-05 | 10957716226.9487 | 629650.1002 | 45954.9809 | 550374.079 | 377779.7476 | 24077.0464 | 180984.5174 | 0 | 705439.9838 | 1835410.1323 | 1252705.1292 | 5602375.7168 | 3144235.0165 | 11880569.6211 | 11880569.6211 | 1478867.319 | 5633948.9183 | 0 | 20627180.3543 | 39620566.2127 | 1333.5214 | 0.42254 | 48816.8431 | 93767.1039 | 995.1974 | 1911.5692
1 | 3600 | 707 | 0.035 | 15 | 15 | 7 | 1.7783e-12 | 0 | Water | Porous | Wet | R600a | MinimizeLCOE_Brownfield | IgnoreSilica | 8.158 | 2.484 | 0.14949 | 4 | 37000.87 | 68764.9999 | 754.3128 | 1401.8675 | 132.1545 | -6.0725e-05 | 10894865716.5065 | 788078.4505 | 58109.8681 | 703166.3226 | 503824.4018 | 24077.0464 | 215063.1277 | 0 | 894004.4947 | 2326016.3097 | 1587553.9262 | 7099893.9478 | 3144235.0165 | 11880569.6211 | 11880569.6211 | 1478867.319 | 5633948.9183 | 0 | 22124698.5853 | 41118084.4437 | 1778.2794 | 0.59795 | 37000.87 | 68764.9999 | 754.3128 | 1401.8675
1 | 3600 | 707 | 0.035 | 15 | 15 | 7 | 2.3714e-12 | 0 | Water | Porous | Wet | R600a | MinimizeLCOE_Brownfield | IgnoreSilica | 10.84 | 3.3497 | 0.20596 | 4 | 29116.0431 | 52171.0335 | 593.5699 | 1063.5771 | 133.1623 | -6.1141e-05 | 9444689882.8751 | 977119.9566 | 72466.8363 | 892554.0197 | 670080.2838 | 24077.0464 | 257186.7431 | 0 | 1128459.1055 | 2936019.1136 | 2003893.3742 | 8961856.4792 | 3144235.0165 | 11880569.6211 | 11880569.6211 | 1478867.319 | 5633948.9183 | 0 | 23986661.1167 | 42980046.9751 | 2371.3737 | 0.82383 | 29116.0431 | 52171.0335 | 593.5699 | 1063.5771
1 | 3600 | 707 | 0.035 | 15 | 15 | 7 | 3.1623e-12 | 0 | Water | Porous | Wet | R600a | MinimizeLCOE_Brownfield | IgnoreSilica | 14.4138 | 4.5502 | 0.28878 | 4 | 22883.7352 | 39326.6887 | 466.5159 | 801.7277 | 134.632 | -6.1694e-05 | 11589581329.7196 | 1221084.7499 | 91321.946 | 1139238.1557 | 900078.5356 | 24077.0464 | 307585.119 | 0 | 1436520.3654 | 3737531.32 | 2550941.9245 | 11408379.1624 | 3144235.0165 | 11880569.6211 | 11880569.6211 | 1478867.319 | 5633948.9183 | 0 | 26433183.8 | 45426569.6584 | 3162.2777 | 1.1551 | 22883.7352 | 39326.6887 | 466.5159 | 801.7277
1 | 3600 | 707 | 0.035 | 15 | 15 | 7 | 4.217e-12 | 0 | Water | Porous | Wet | R600a | MinimizeLCOE_Brownfield | IgnoreSilica | 19.1669 | 6.1204 | 0.39472 | 4 | 18662.2084 | 30691.7958 | 380.4544 | 625.6938 | 135.4261 | -6.2018e-05 | 11636748466.4561 | 1510597.3242 | 113418.5062 | 1443365.5682 | 1201489.0203 | 24077.0464 | 369491.2214 | 0 | 1818351.0878 | 4730976.5353 | 3228988.6972 | 14440755.0069 | 3144235.0165 | 11880569.6211 | 11880569.6211 | 1478867.319 | 5633948.9183 | 0 | 29465559.6445 | 48458945.5029 | 4216.965 | 1.5789 | 18662.2084 | 30691.7958 | 380.4544 | 625.6938
1 | 3600 | 707 | 0.035 | 15 | 15 | 7 | 5.6234e-12 | 0 | Water | Porous | Wet | R600a | MinimizeLCOE_Brownfield | IgnoreSilica | 25.481 | 8.2075 | 0.53556 | 4 | 15542.8903 | 24408.992 | 316.8628 | 497.6103 | 136.0286 | -6.2273e-05 | 11650112958.7086 | 1863468.7661 | 140254.6647 | 1824482.2218 | 1602231.4879 | 24077.0464 | 444878.82 | 0 | 2300763.2727 | 5986114.0841 | 4085645.8648 | 18271916.2286 | 3144235.0165 | 11880569.6211 | 11880569.6211 | 1478867.319 | 5633948.9183 | 0 | 33296720.8661 | 52290106.7245 | 5623.4133 | 2.1422 | 15542.8903 | 24408.992 | 316.8628 | 497.6103
1 | 3600 | 707 | 0.035 | 15 | 15 | 7 | 7.4989e-12 | 0 | Water | Porous | Wet | R600a | MinimizeLCOE_Brownfield | IgnoreSilica | 33.7948 | 10.9564 | 0.72146 | 4 | 13202.9233 | 19784.5074 | 269.1595 | 403.3339 | 136.4833 | -6.237e-05 | 11648452024.1017 | 2290367.5562 | 172602.9533 | 2298078.0659 | 2130129.5342 | 24077.0464 | 535440.5775 | 0 | 2905771.336 | 7560220.9606 | 5160006.1526 | 23076694.1827 | 3144235.0165 | 11880569.6211 | 11880569.6211 | 1478867.319 | 5633948.9183 | 0 | 38101498.8202 | 57094884.6786 | 7498.9421 | 2.8858 | 13202.9233 | 19784.5074 | 269.1595 | 403.3339
1 | 3600 | 707 | 0.035 | 15 | 15 | 7 | 1e-11 | 0 | Water | Porous | Wet | R600a | MinimizeLCOE_Brownfield | IgnoreSilica | 42.477 | 13.8279 | 0.93839 | 4 | 11411.724 | 16471.8075 | 232.6434 | 335.8001 | 136.7706 | -5.8804e-05 | 12677835707.9349 | 2703945.8136 | 203829.8774 | 2767888.198 | 2681631.2021 | 24077.0464 | 597523.8786 | 0 | 3501769.4462 | 9110885.7874 | 6218366.7599 | 27809918.0095 | 3144235.0165 | 11880569.6211 | 11880569.6211 | 1478867.319 | 5633948.9183 | 0 | 42834722.6471 | 61828108.5054 | 10000 | 3.7536 | 11411.724 | 16471.8075 | 232.6434 | 335.8001
1 | 3600 | 707 | 0.035 | 15 | 15 | 7 | 1.3335e-11 | 0 | Water | Porous | Wet | R600a | MinimizeLCOE_Brownfield | IgnoreSilica | 52.3675 | 17.0984 | 1.1991 | 4 | 10007.737 | 13967.8251 | 204.0213 | 284.753 | 136.9781 | -5.4332e-05 | 13879706097.1868 | 3145548.234 | 237059.8503 | 3279781.5736 | 3309800.6338 | 24077.0464 | 650045.9905 | 0 | 4152062.1982 | 10802814.1346 | 7373142.6225 | 32974332.2839 | 3144235.0165 | 11880569.6211 | 11880569.6211 | 1478867.319 | 5633948.9183 | 0 | 47999136.9215 | 66992522.7798 | 13335.2143 | 4.7962 | 10007.737 | 13967.8251 | 204.0213 | 284.753
1 | 3600 | 707 | 0.035 | 15 | 15 | 7 | 1.7783e-11 | 0 | Water | Porous | Wet | R600a | MinimizeLCOE_Brownfield | IgnoreSilica | 63.4929 | 20.7693 | 1.5045 | 4 | 8902.9735 | 12058.99 | 181.4992 | 245.8388 | 137.1086 | -4.9407e-05 | 14996210905.25 | 3612541.4091 | 272054.6416 | 3831583.3029 | 4014962.1738 | 24077.0464 | 692790.3808 | 0 | 4854723.4923 | 12630994.6863 | 8620913.4144 | 38554640.5476 | 3144235.0165 | 11880569.6211 | 11880569.6211 | 1478867.319 | 5633948.9183 | 0 | 53579445.1851 | 72572831.0435 | 17782.7941 | 6.0182 | 8902.9735 | 12058.99 | 181.4992 | 245.8388
1 | 3600 | 707 | 0.035 | 15 | 15 | 7 | 2.3714e-11 | 0 | Water | Porous | Wet | R600a | MinimizeLCOE_Brownfield | IgnoreSilica | 75.2218 | 24.6165 | 1.8419 | 4 | 8037.1283 | 10615.1246 | 163.8477 | 216.4037 | 137.1389 | -4.3949e-05 | 15951377661.6046 | 4075615.7015 | 306531.5623 | 4389474.0501 | 4754143.7806 | 24077.0464 | 717227.2347 | 0 | 5564157.0564 | 14476795.2953 | 9880710.2574 | 44188731.9846 | 3144235.0165 | 11880569.6211 | 11880569.6211 | 1478867.319 | 5633948.9183 | 0 | 59213536.6222 | 78206922.4806 | 23713.7371 | 7.3675 | 8037.1283 | 10615.1246 | 163.8477 | 216.4037
1 | 3600 | 707 | 0.035 | 15 | 15 | 7 | 3.1623e-11 | 0 | Water | Porous | Wet | R600a | MinimizeLCOE_Brownfield | IgnoreSilica | 86.7519 | 28.357 | 2.1895 | 4 | 7364.0731 | 9532.7158 | 150.1266 | 194.3373 | 137.0572 | -3.8114e-05 | 16710499913.5226 | 4503797.3153 | 338109.6334 | 4915690.3043 | 5473095.0968 | 24077.0464 | 717817.0521 | 0 | 6229308.7148 | 16207383.469 | 11061872.246 | 49471150.8781 | 3144235.0165 | 11880569.6211 | 11880569.6211 | 1478867.319 | 5633948.9183 | 0 | 64495955.5157 | 83489341.374 | 31622.7766 | 8.7582 | 7364.0731 | 9532.7158 | 150.1266 | 194.3373
1 | 3600 | 707 | 0.035 | 15 | 15 | 7 | 4.217e-11 | 0 | Water | Porous | Wet | R600a | MinimizeLCOE_Brownfield | IgnoreSilica | 97.483 | 31.7837 | 2.5264 | 4 | 6845.0042 | 8724.4895 | 139.5447 | 177.8605 | 136.8788 | -3.2299e-05 | 17265820797.6161 | 4879024.3819 | 365451.3532 | 5386096.6207 | 6132139.5951 | 24077.0464 | 695888.0865 | 0 | 6818244.0626 | 17739672.4368 | 12107690.952 | 54148284.5351 | 3144235.0165 | 11880569.6211 | 11880569.6211 | 1478867.319 | 5633948.9183 | 0 | 69173089.1727 | 88166475.031 | 42169.6503 | 10.1056 | 6845.0042 | 8724.4895 | 139.5447 | 177.8605
1 | 3600 | 707 | 0.035 | 15 | 15 | 7 | 5.6234e-11 | 0 | Water | Porous | Wet | R600a | MinimizeLCOE_Brownfield | IgnoreSilica | 107.0077 | 34.7688 | 2.8354 | 4 | 6447.0392 | 8121.7088 | 131.4316 | 165.572 | 136.6374 | -2.686e-05 | 17654202431.3201 | 5193550.5429 | 388057.7847 | 5788099.5153 | 6706749.1352 | 24077.0464 | 656326.3089 | 0 | 7315175.53 | 19032586.1803 | 12990131.1486 | 58094753.1922 | 3144235.0165 | 11880569.6211 | 11880569.6211 | 1478867.319 | 5633948.9183 | 0 | 73119557.8298 | 92112943.6882 | 56234.1325 | 11.3416 | 6447.0392 | 8121.7088 | 131.4316 | 165.572
1 | 3600 | 707 | 0.035 | 15 | 15 | 7 | 7.4989e-11 | 0 | Water | Porous | Wet | R600a | MinimizeLCOE_Brownfield | IgnoreSilica | 115.1661 | 37.2766 | 3.1067 | 4 | 6143.1272 | 7671.5644 | 125.236 | 156.3952 | 136.3696 | -2.2044e-05 | 17910615672.0278 | 5449224.3978 | 406170.6674 | 6120884.3291 | 7189960.3689 | 24077.0464 | 605870.0284 | 0 | 7720512.8668 | 20087190.7844 | 13709920.4609 | 61313810.95 | 3144235.0165 | 11880569.6211 | 11880569.6211 | 1478867.319 | 5633948.9183 | 0 | 76338615.5876 | 95332001.4459 | 74989.4209 | 12.4267 | 6143.1272 | 7671.5644 | 125.236 | 156.3952
1 | 3600 | 707 | 0.035 | 15 | 15 | 7 | 1e-10 | 0 | Water | Porous | Wet | R600a | MinimizeLCOE_Brownfield | IgnoreSilica | 121.9628 | 39.3271 | 3.3367 | 4 | 5911.6112 | 7334.686 | 120.5162 | 149.5275 | 136.1043 | -1.7959e-05 | 18071940688.448 | 5652601.4731 | 420376.9001 | 6389994.9266 | 7585538.9009 | 24077.0464 | 550788.5674 | 0 | 8043117.3477 | 20926541.4684 | 14282794.5496 | 63875831.1802 | 3144235.0165 | 11880569.6211 | 11880569.6211 | 1478867.319 | 5633948.9183 | 0 | 78900635.8177 | 97894021.6761 | 100000 | 13.3467 | 5911.6112 | 7334.686 | 120.5162 | 149.5275
1 | 3600 | 707 | 0.035 | 15 | 15 | 7 | 1.3335e-10 | 0 | Water | Porous | Wet | R600a | MinimizeLCOE_Brownfield | IgnoreSilica | 127.507 | 40.9711 | 3.5265 | 4 | 5735.4749 | 7081.9479 | 116.9254 | 144.3751 | 135.8602 | -1.4604e-05 | 18168016195.7862 | 5812035.2298 | 431375.1786 | 6603931.363 | 7903059.0168 | 24077.0464 | 495968.4739 | 0 | 8295474.0603 | 21583121.8693 | 14730924.1646 | 65879966.4027 | 3144235.0165 | 11880569.6211 | 11880569.6211 | 1478867.319 | 5633948.9183 | 0 | 80904771.0402 | 99898156.8986 | 133352.1432 | 14.106 | 5735.4749 | 7081.9479 | 116.9254 | 144.3751
1 | 3600 | 707 | 0.035 | 15 | 15 | 7 | 1.7783e-10 | 0 | Water | Porous | Wet | R600a | MinimizeLCOE_Brownfield | IgnoreSilica | 131.8728 | 42.2463 | 3.6784 | 4 | 5601.6377 | 6892.5143 | 114.197 | 140.5132 | 135.6507 | -1.1894e-05 | 18238310615.2674 | 5933498.9846 | 439663.0124 | 6768845.8953 | 8149649.3456 | 24077.0464 | 443931.2034 | 0 | 8486269.5402 | 22079532.5703 | 15069734.6683 | 67395202.2665 | 3144235.0165 | 11880569.6211 | 11880569.6211 | 1478867.319 | 5633948.9183 | 0 | 82420006.904 | 101413392.7624 | 177827.941 | 14.7136 | 5601.6377 | 6892.5143 | 114.197 | 140.5132
1 | 3600 | 707 | 0.035 | 15 | 15 | 7 | 2.3714e-10 | 0 | Water | Porous | Wet | R600a | MinimizeLCOE_Brownfield | IgnoreSilica | 135.2561 | 43.2226 | 3.7978 | 4 | 5500.0663 | 6750.3679 | 112.1263 | 137.6154 | 135.4781 | -9.7437e-06 | 18293787549.7139 | 6025162.0968 | 445858.1 | 6894532.5047 | 8338637.51 | 24077.0464 | 396799.6416 | 0 | 8628776.0908 | 22450305.3829 | 15322794.7315 | 68526943.1046 | 3144235.0165 | 11880569.6211 | 11880569.6211 | 1478867.319 | 5633948.9183 | 0 | 83551747.7422 | 102545133.6005 | 237137.3706 | 15.191 | 5500.0663 | 6750.3679 | 112.1263 | 137.6154
1 | 3600 | 707 | 0.035 | 15 | 15 | 7 | 3.1623e-10 | 0 | Water | Porous | Wet | R600a | MinimizeLCOE_Brownfield | IgnoreSilica | 137.8313 | 43.9586 | 3.89 | 4 | 5423.0478 | 6643.6885 | 110.5562 | 135.4406 | 135.3407 | -8.0582e-06 | 18342058094.6751 | 6093490.6515 | 450440.3381 | 6988962.4233 | 8481226.0485 | 24077.0464 | 355444.3853 | 0 | 8733519.9483 | 22722827.4141 | 15508796.6176 | 69358784.873 | 3144235.0165 | 11880569.6211 | 11880569.6211 | 1478867.319 | 5633948.9183 | 0 | 84383589.5105 | 103376975.3689 | 316227.766 | 15.5602 | 5423.0478 | 6643.6885 | 110.5562 | 135.4406
1 | 3600 | 707 | 0.035 | 15 | 15 | 7 | 4.217e-10 | 0 | Water | Porous | Wet | R600a | MinimizeLCOE_Brownfield | IgnoreSilica | 139.7682 | 44.5079 | 3.9606 | 4 | 5364.6943 | 6563.6014 | 109.3665 | 133.8079 | 135.2339 | -6.7492e-06 | 18392135200.4482 | 6144057.2918 | 453810.5783 | 7059274.8048 | 8587731.7056 | 24077.0464 | 320099.4801 | 0 | 8809729.8537 | 22921109.9553 | 15644128.5262 | 69964019.2423 | 3144235.0165 | 11880569.6211 | 11880569.6211 | 1478867.319 | 5633948.9183 | 0 | 84988823.8798 | 103982209.7382 | 421696.5034 | 15.8422 | 5364.6943 | 6563.6014 | 109.3665 | 133.8079
1 | 3600 | 707 | 0.035 | 15 | 15 | 7 | 5.6234e-10 | 0 | Water | Porous | Wet | R600a | MinimizeLCOE_Brownfield | IgnoreSilica | 141.1929 | 44.9097 | 4.0136 | 4 | 5320.5185 | 6503.5729 | 108.466 | 132.5841 | 135.1536 | -5.7356e-06 | 18434835581.7873 | 6180800.1444 | 456247.77 | 7110605.5018 | 8665665.5005 | 24077.0464 | 290363.5106 | 0 | 8863826.1947 | 23061857.5379 | 15740191.6434 | 70393634.8496 | 3144235.0165 | 11880569.6211 | 11880569.6211 | 1478867.319 | 5633948.9183 | 0 | 85418439.4871 | 104411825.3455 | 562341.3252 | 16.0545 | 5320.5185 | 6503.5729 | 108.466 | 132.5841
1 | 3600 | 707 | 0.035 | 15 | 15 | 7 | 7.4989e-10 | 0 | Water | Porous | Wet | R600a | MinimizeLCOE_Brownfield | IgnoreSilica | 142.2406 | 45.2039 | 4.0535 | 4 | 5287.104 | 6458.537 | 107.7848 | 131.666 | 135.0934 | -4.9568e-06 | 18477557055.3098 | 6207576.4658 | 458017.4425 | 7148144.4271 | 8722756.3944 | 24077.0464 | 265866.1357 | 0 | 8902310.7857 | 23161986.5493 | 15808531.7511 | 70699266.998 | 3144235.0165 | 11880569.6211 | 11880569.6211 | 1478867.319 | 5633948.9183 | 0 | 85724071.6356 | 104717457.4939 | 749894.2093 | 16.2138 | 5287.104 | 6458.537 | 107.7848 | 131.666
1 | 3600 | 707 | 0.035 | 15 | 15 | 7 | 1e-09 | 0 | Water | Porous | Wet | R600a | MinimizeLCOE_Brownfield | IgnoreSilica | 142.9787 | 45.4104 | 4.0827 | 4 | 5261.8516 | 6424.9048 | 107.27 | 130.9804 | 135.0505 | -4.3552e-06 | 18522667832.5372 | 6226310.8224 | 459252.1934 | 7174478.5037 | 8762855.3227 | 24077.0464 | 245734.718 | 0 | 8928156.3565 | 23229231.423 | 15854427.7592 | 70904524.1453 | 3144235.0165 | 11880569.6211 | 11880569.6211 | 1478867.319 | 5633948.9183 | 0 | 85929328.7828 | 104922714.6412 | 1000000 | 16.3306 | 5261.8516 | 6424.9048 | 107.27 | 130.9804
1 | 3600 | 707 | 0.035 | 15 | 15 | 7 | 1.3335e-09 | 0 | Water | Porous | Wet | R600a | MinimizeLCOE_Brownfield | IgnoreSilica | 143.5124 | 45.5594 | 4.1043 | 4 | 5242.7848 | 6399.7003 | 106.8813 | 130.4665 | 135.0192 | -3.8957e-06 | 18562761531.0801 | 6239789.8372 | 460138.8412 | 7193460.7418 | 8791784.6273 | 24077.0464 | 229577.2644 | 0 | 8946143.0597 | 23276029.1351 | 15886368.1593 | 71047368.7124 | 3144235.0165 | 11880569.6211 | 11880569.6211 | 1478867.319 | 5633948.9183 | 0 | 86072173.35 | 105065559.2083 | 1333521.4322 | 16.4173 | 5242.7848 | 6399.7003 | 106.8813 | 130.4665
1 | 3600 | 707 | 0.035 | 15 | 15 | 7 | 1.7783e-09 | 0 | Water | Porous | Wet | R600a | MinimizeLCOE_Brownfield | IgnoreSilica | 144.0265 | 45.7027 | 4.1227 | 4 | 5228.3987 | 6380.1417 | 106.588 | 130.0678 | 134.989 | -3.5718e-06 | 18565958721.598 | 6252738.2088 | 460990.2202 | 7211707.2515 | 8819615.4676 | 24077.0464 | 217907.9139 | 0 | 8964944.0823 | 23324945.5392 | 15919754.6102 | 71196680.3402 | 3144235.0165 | 11880569.6211 | 11880569.6211 | 1478867.319 | 5633948.9183 | 0 | 86221484.9777 | 105214870.8361 | 1778279.41 | 16.491 | 5228.3987 | 6380.1417 | 106.588 | 130.0678
1 | 3600 | 707 | 0.035 | 15 | 15 | 7 | 2.3714e-09 | 0 | Water | Porous | Wet | R600a | MinimizeLCOE_Brownfield | IgnoreSilica | 144.2823 | 45.7738 | 4.1342 | 4 | 5217.5517 | 6366.104 | 106.3668 | 129.7816 | 134.9738 | -3.3014e-06 | 18599403753.6972 | 6259150.6585 | 461411.4701 | 7220751.7716 | 8833420.8406 | 24077.0464 | 207643.9036 | 0 | 8972517.7194 | 23344650.5895 | 15933203.7119 | 71256827.7116 | 3144235.0165 | 11880569.6211 | 11880569.6211 | 1478867.319 | 5633948.9183 | 0 | 86281632.3491 | 105275018.2075 | 2371373.7057 | 16.5368 | 5217.5517 | 6366.104 | 106.3668 | 129.7816
1 | 3600 | 707 | 0.035 | 15 | 15 | 7 | 3.1623e-09 | 0 | Water | Porous | Wet | R600a | MinimizeLCOE_Brownfield | IgnoreSilica | 144.4797 | 45.8286 | 4.1429 | 4 | 5209.3835 | 6355.52 | 106.2003 | 129.5659 | 134.962 | -3.0991e-06 | 18622215222.1146 | 6264092.5392 | 461735.913 | 7227726.3356 | 8844069.9569 | 24077.0464 | 199770.4218 | 0 | 8978374.163 | 23359887.8543 | 15943603.4583 | 71303337.6883 | 3144235.0165 | 11880569.6211 | 11880569.6211 | 1478867.319 | 5633948.9183 | 0 | 86328142.3258 | 105321528.1842 | 3162277.6602 | 16.5717 | 5209.3835 | 6355.52 | 106.2003 | 129.5659
1 | 3600 | 707 | 0.035 | 15 | 15 | 7 | 4.217e-09 | 0 | Water | Porous | Wet | R600a | MinimizeLCOE_Brownfield | IgnoreSilica | 144.6159 | 45.8663 | 4.1492 | 4 | 5203.2373 | 6347.6267 | 106.075 | 129.405 | 134.9539 | -2.9447e-06 | 18644141743.0864 | 6267494.5083 | 461959.0973 | 7232530.6957 | 8851407.1783 | 24077.0464 | 193618.7377 | 0 | 8982124.0328 | 23369644.2464 | 15950262.3963 | 71333117.9391 | 3144235.0165 | 11880569.6211 | 11880569.6211 | 1478867.319 | 5633948.9183 | 0 | 86357922.5767 | 105351308.435 | 4216965.0343 | 16.597 | 5203.2373 | 6347.6267 | 106.075 | 129.405
1 | 3600 | 707 | 0.035 | 15 | 15 | 7 | 5.6234e-09 | 0 | Water | Porous | Wet | R600a | MinimizeLCOE_Brownfield | IgnoreSilica | 144.7085 | 45.892 | 4.1538 | 4 | 5198.6154 | 6341.7452 | 105.9808 | 129.2851 | 134.9483 | -2.8268e-06 | 18662047950.2383 | 6269805.6552 | 462110.6247 | 7235796.324 | 8856395.2378 | 24077.0464 | 188834.1857 | 0 | 8984437.4387 | 23375663.2541 | 15954370.4928 | 71351490.2593 | 3144235.0165 | 11880569.6211 | 11880569.6211 | 1478867.319 | 5633948.9183 | 0 | 86376294.8968 | 105369680.7552 | 5623413.2519 | 16.6152 | 5198.6154 | 6341.7452 | 105.9808 | 129.2851
1 | 3600 | 707 | 0.035 | 15 | 15 | 7 | 7.4989e-09 | 0 | Water | Porous | Wet | R600a | MinimizeLCOE_Brownfield | IgnoreSilica | 144.7692 | 45.9088 | 4.1571 | 4 | 5195.142 | 6337.3724 | 105.91 | 129.1959 | 134.9447 | -2.7366e-06 | 18677549319.814 | 6271320.2542 | 462209.8627 | 7237937.5953 | 8859666.2613 | 24077.0464 | 185115.3195 | 0 | 8985727.2724 | 23379019.1366 | 15956660.9515 | 71361733.6998 | 3144235.0165 | 11880569.6211 | 11880569.6211 | 1478867.319 | 5633948.9183 | 0 | 86386538.3374 | 105379924.1957 | 7498942.0933 | 16.6283 | 5195.142 | 6337.3724 | 105.91 | 129.1959
1 | 3600 | 707 | 0.035 | 15 | 15 | 7 | 1e-08 | 0 | Water | Porous | Wet | R600a | MinimizeLCOE_Brownfield | IgnoreSilica | 144.8204 | 45.923 | 4.1596 | 4 | 5192.5327 | 6334.0609 | 105.8568 | 129.1284 | 134.9416 | -2.67e-06 | 18687880569.5443 | 6272594.3686 | 462293.3593 | 7239738.6863 | 8862417.8227 | 24077.0464 | 182347.9135 | 0 | 8986952.9868 | 23382208.194 | 15958837.5487 | 71371467.9263 | 3144235.0165 | 11880569.6211 | 11880569.6211 | 1478867.319 | 5633948.9183 | 0 | 86396272.5639 | 105389658.4222 | 10000000 | 16.6386 | 5192.5327 | 6334.0609 | 105.8568 | 129.1284
1 | 3700 | 707 | 0.035 | 15 | 15 | 7 | 1e-13 | 0 | Water | Porous | Wet | R600a | MinimizeLCOE_Brownfield | IgnoreSilica | 0 | 0 | 0 | 0 | [5 empty] | 0 | 0 | 0 | 0 | 0 | 0 | 0 | 0 | 0 | 0 | 0 | 0 | 0 | 0 | 0 | 0 | 0 | 0 | 0 | 0 | 0 | 100 | 0
1 | 3700 | 707 | 0.035 | 15 | 15 | 7 | 1.3335e-13 | 0 | Water | Porous | Wet | R600a | MinimizeLCOE_Brownfield | IgnoreSilica | 0 | 0 | 0 | 0 | [5 empty] | 0 | 0 | 0 | 0 | 0 | 0 | 0 | 0 | 0 | 0 | 0 | 0 | 0 | 0 | 0 | 0 | 0 | 0 | 0 | 0 | 0 | 133.3521 | 0
1 | 3700 | 707 | 0.035 | 15 | 15 | 7 | 1.7783e-13 | 0 | Water | Porous | Wet | R600a | MinimizeLCOE_Brownfield | IgnoreSilica | 0.90004 | 0.1554 | 0.00096435 | 4 | 4262367.3243 | 9337627.4373 | 86894.1232 | 190360.1654 | 98.6942 | -4.9793e-05 | 1222472316.4426 | 94350.7256 | 5725.0126 | 78322.402 | 58818.292 | 24077.0464 | 61496.8888 | 0 | 125888.2433 | 327535.3857 | 223549.6309 | 999763.6272 | 3144235.0165 | 12297657.4024 | 12297657.4024 | 1478867.319 | 5800784.0308 | 0 | 16441656.0461 | 36018964.7984 | 177.8279 | 0.0038574 | 4262367.3243 | 9337627.4373 | 86894.1232 | 190360.1654
1 | 3700 | 707 | 0.035 | 15 | 15 | 7 | 2.3714e-13 | 0 | Water | Porous | Wet | R600a | MinimizeLCOE_Brownfield | IgnoreSilica | 1.1779 | 0.23701 | 0.0051528 | 4 | 812260.058 | 1762094.391 | 16559.0199 | 35922.6776 | 106.6968 | -5.1928e-05 | 4847536206.6362 | 133048.4945 | 8445.2602 | 109189.6489 | 74407.5201 | 24077.0464 | 70504.9185 | 0 | 163672.4265 | 425842.08 | 290645.9698 | 1299833.3649 | 3144235.0165 | 12297657.4024 | 12297657.4024 | 1478867.319 | 5800784.0308 | 0 | 16741725.7838 | 36319034.536 | 237.1374 | 0.020611 | 812260.058 | 1762094.391 | 16559.0199 | 35922.6776
1 | 3700 | 707 | 0.035 | 15 | 15 | 7 | 3.1623e-13 | 0 | Water | Porous | Wet | R600a | MinimizeLCOE_Brownfield | IgnoreSilica | 1.5678 | 0.35839 | 0.011969 | 4 | 358297.0796 | 767218.3669 | 7304.3706 | 15640.7841 | 113.9468 | -5.4942e-05 | 7428774624.8532 | 185045.7407 | 12240.5832 | 151263.1307 | 97363.7597 | 24077.0464 | 82679.1653 | 0 | 215541.0762 | 560793.6667 | 382753.2007 | 1711757.3696 | 3144235.0165 | 12297657.4024 | 12297657.4024 | 1478867.319 | 5800784.0308 | 0 | 17153649.7885 | 36730958.5408 | 316.2278 | 0.047875 | 358297.0796 | 767218.3669 | 7304.3706 | 15640.7841
1 | 3700 | 707 | 0.035 | 15 | 15 | 7 | 4.217e-13 | 0 | Water | Porous | Wet | R600a | MinimizeLCOE_Brownfield | IgnoreSilica | 2.043 | 0.51219 | 0.021772 | 4 | 202465.2395 | 427261.7258 | 4127.5278 | 8710.3082 | 119.5235 | -5.6223e-05 | 9682866520.6317 | 244710.4408 | 16719.1375 | 200529.6056 | 126396.0586 | 24077.0464 | 94842.5807 | 0 | 275837.1991 | 717671.8101 | 489825.7571 | 2190609.6358 | 3144235.0165 | 12297657.4024 | 12297657.4024 | 1478867.319 | 5800784.0308 | 0 | 17632502.0547 | 37209810.8069 | 421.6965 | 0.087089 | 202465.2395 | 427261.7258 | 4127.5278 | 8710.3082
1 | 3700 | 707 | 0.035 | 15 | 15 | 7 | 5.6234e-13 | 0 | Water | Porous | Wet | R600a | MinimizeLCOE_Brownfield | IgnoreSilica | 2.7081 | 0.73297 | 0.036264 | 4 | 125986.2642 | 260951.2964 | 2568.4004 | 5319.8451 | 124.3583 | -5.8067e-05 | 11253809305.8977 | 322387.5934 | 22666.1282 | 266252.6988 | 168149.0391 | 24077.0464 | 111150.1248 | 0 | 356726.2259 | 928128.4653 | 633466.7487 | 2833004.0705 | 3144235.0165 | 12297657.4024 | 12297657.4024 | 1478867.319 | 5800784.0308 | 0 | 18274896.4894 | 37852205.2417 | 562.3413 | 0.14505 | 125986.2642 | 260951.2964 | 2568.4004 | 5319.8451
1 | 3700 | 707 | 0.035 | 15 | 15 | 7 | 7.4989e-13 | 0 | Water | Porous | Wet | R600a | MinimizeLCOE_Brownfield | IgnoreSilica | 3.5707 | 1.0241 | 0.056206 | 4 | 84798.1254 | 171876.7254 | 1728.7245 | 3503.9395 | 128.1419 | -5.9274e-05 | 12355962490.7157 | 415301.931 | 29874.251 | 347063.2986 | 223397.0286 | 24077.0464 | 129939.5362 | 0 | 456164.7058 | 1186846.9922 | 810047.4595 | 3622712.2492 | 3144235.0165 | 12297657.4024 | 12297657.4024 | 1478867.319 | 5800784.0308 | 0 | 19064604.6681 | 38641913.4204 | 749.8942 | 0.22482 | 84798.1254 | 171876.7254 | 1728.7245 | 3503.9395
1 | 3700 | 707 | 0.035 | 15 | 15 | 7 | 1e-12 | 0 | Water | Porous | Wet | R600a | MinimizeLCOE_Brownfield | IgnoreSilica | 4.7279 | 1.4188 | 0.083702 | 4 | 59942.3638 | 118415.7989 | 1222.0062 | 2414.0662 | 131.1683 | -6.0438e-05 | 13059399913.2595 | 529798.3634 | 38827.9484 | 449535.9408 | 298536.0204 | 24077.0464 | 153201.0741 | 0 | 582650.7934 | 1515937.8464 | 1034658.7296 | 4627223.7628 | 3144235.0165 | 12297657.4024 | 12297657.4024 | 1478867.319 | 5800784.0308 | 0 | 20069116.1817 | 39646424.9339 | 1000 | 0.33481 | 59942.3638 | 118415.7989 | 1222.0062 | 2414.0662
1 | 3700 | 707 | 0.035 | 15 | 15 | 7 | 1.3335e-12 | 0 | Water | Porous | Wet | R600a | MinimizeLCOE_Brownfield | IgnoreSilica | 6.2775 | 1.9505 | 0.12112 | 4 | 44049.1116 | 84456.4605 | 898.0007 | 1721.7592 | 133.5384 | -6.1489e-05 | 13439946616.0809 | 670130.4669 | 49842.8189 | 578932.5081 | 400049.8202 | 24077.0464 | 181830.9716 | 0 | 742896.8165 | 1932865.1274 | 1319220.1659 | 5899845.7417 | 3144235.0165 | 12297657.4024 | 12297657.4024 | 1478867.319 | 5800784.0308 | 0 | 21341738.1606 | 40919046.9129 | 1333.5214 | 0.4845 | 44049.1116 | 84456.4605 | 898.0007 | 1721.7592
1 | 3700 | 707 | 0.035 | 15 | 15 | 7 | 1.7783e-12 | 0 | Water | Porous | Wet | R600a | MinimizeLCOE_Brownfield | IgnoreSilica | 8.3238 | 2.6528 | 0.1709 | 4 | 33534.9211 | 62172.7262 | 683.6547 | 1267.4751 | 135.2898 | -6.2152e-05 | 13316788344.6735 | 838863.5834 | 63072.2051 | 739521.612 | 534461.0079 | 24077.0464 | 216071.216 | 0 | 942266.0016 | 2451582.8509 | 1673255.6707 | 7483171.194 | 3144235.0165 | 12297657.4024 | 12297657.4024 | 1478867.319 | 5800784.0308 | 0 | 22925063.6129 | 42502372.3651 | 1778.2794 | 0.68362 | 33534.9211 | 62172.7262 | 683.6547 | 1267.4751
1 | 3700 | 707 | 0.035 | 15 | 15 | 7 | 2.3714e-12 | 0 | Water | Porous | Wet | R600a | MinimizeLCOE_Brownfield | IgnoreSilica | 11.0615 | 3.5762 | 0.23484 | 4 | 26499.7698 | 47341.1228 | 540.2337 | 965.1128 | 136.2889 | -6.2647e-05 | 11573622765.5645 | 1039896.052 | 78648.7648 | 938492.979 | 711594.1734 | 24077.0464 | 258589.6069 | 0 | 1190006.4628 | 3096152.7122 | 2113187.8456 | 9450645.643 | 3144235.0165 | 12297657.4024 | 12297657.4024 | 1478867.319 | 5800784.0308 | 0 | 24892538.0619 | 44469846.8142 | 2371.3737 | 0.93935 | 26499.7698 | 47341.1228 | 540.2337 | 965.1128
1 | 3700 | 707 | 0.035 | 15 | 15 | 7 | 3.1623e-12 | 0 | Water | Porous | Wet | R600a | MinimizeLCOE_Brownfield | IgnoreSilica | 14.7085 | 4.8629 | 0.32939 | 4 | 20866.5584 | 35725.2749 | 425.393 | 728.308 | 137.8605 | -6.3311e-05 | 14116081587.6836 | 1301276.1524 | 99347.0703 | 1198738.9797 | 958206.4253 | 24077.0464 | 309263.389 | 0 | 1517454.5346 | 3948105.4264 | 2694663.0789 | 12051132.1031 | 3144235.0165 | 12297657.4024 | 12297657.4024 | 1478867.319 | 5800784.0308 | 0 | 27493024.522 | 47070333.2742 | 3162.2777 | 1.3176 | 20866.5584 | 35725.2749 | 425.393 | 728.308
1 | 3700 | 707 | 0.035 | 15 | 15 | 7 | 4.217e-12 | 0 | Water | Porous | Wet | R600a | MinimizeLCOE_Brownfield | IgnoreSilica | 19.5541 | 6.5403 | 0.44982 | 4 | 17064.9447 | 27945.5941 | 347.892 | 569.7087 | 138.68 | -6.3682e-05 | 14174891257.1272 | 1610051.4321 | 123447.9618 | 1518563.7746 | 1280180.8139 | 24077.0464 | 371489.9905 | 0 | 1921846.2975 | 5000249.8413 | 3412773.2616 | 15262680.4197 | 3144235.0165 | 12297657.4024 | 12297657.4024 | 1478867.319 | 5800784.0308 | 0 | 30704572.8386 | 50281881.5909 | 4216.965 | 1.7993 | 17064.9447 | 27945.5941 | 347.892 | 569.7087
1 | 3700 | 707 | 0.035 | 15 | 15 | 7 | 5.6234e-12 | 0 | Water | Porous | Wet | R600a | MinimizeLCOE_Brownfield | IgnoreSilica | 25.9802 | 8.7659 | 0.60871 | 4 | 14275.9631 | 22316.3908 | 291.0348 | 454.9498 | 139.301 | -6.4246e-05 | 14120105431.2617 | 1985820.4019 | 152671.9419 | 1918670.3521 | 1707557.7579 | 24077.0464 | 448362.7665 | 0 | 2432492.504 | 6328846.5226 | 4319567.7965 | 19318067.0897 | 3144235.0165 | 12297657.4024 | 12297657.4024 | 1478867.319 | 5800784.0308 | 0 | 34759959.5086 | 54337268.2609 | 5623.4133 | 2.4349 | 14275.9631 | 22316.3908 | 291.0348 | 454.9498
1 | 3700 | 707 | 0.035 | 15 | 15 | 7 | 7.4989e-12 | 0 | Water | Porous | Wet | R600a | MinimizeLCOE_Brownfield | IgnoreSilica | 34.4527 | 11.7015 | 0.81965 | 4 | 12154.8156 | 18126.0656 | 247.7924 | 369.5244 | 139.7708 | -6.4363e-05 | 14119445893.7395 | 2441123.8523 | 187946.6612 | 2416618.5787 | 2271396.4269 | 24077.0464 | 539632.8458 | 0 | 3073510.2104 | 7996643.1038 | 5457873.2329 | 24408821.9583 | 3144235.0165 | 12297657.4024 | 12297657.4024 | 1478867.319 | 5800784.0308 | 0 | 39850714.3772 | 59428023.1295 | 7498.9421 | 3.2786 | 12154.8156 | 18126.0656 | 247.7924 | 369.5244
1 | 3700 | 707 | 0.035 | 15 | 15 | 7 | 1e-11 | 0 | Water | Porous | Wet | R600a | MinimizeLCOE_Brownfield | IgnoreSilica | 45.2569 | 15.446 | 1.092 | 4 | 10541.3734 | 15023.5507 | 214.9002 | 306.2754 | 140.1181 | -6.3884e-05 | 14190906350.217 | 2976052.6173 | 229225.7287 | 3016888.759 | 2990713.8359 | 24077.0464 | 643036.0865 | 0 | 3853197.6887 | 10025229.9865 | 6842425.4637 | 30600847.2125 | 3144235.0165 | 12297657.4024 | 12297657.4024 | 1478867.319 | 5800784.0308 | 0 | 46042739.6313 | 65620048.3836 | 10000 | 4.3678 | 10541.3734 | 15023.5507 | 214.9002 | 306.2754
1 | 3700 | 707 | 0.035 | 15 | 15 | 7 | 1.3335e-11 | 0 | Water | Porous | Wet | R600a | MinimizeLCOE_Brownfield | IgnoreSilica | 55.5929 | 19.0258 | 1.3896 | 4 | 9287.0648 | 12809.1253 | 189.3294 | 261.1313 | 140.3151 | -5.8812e-05 | 15467834997.2298 | 3452870.4083 | 265874.9711 | 3563846.9618 | 3678441.1792 | 24077.0464 | 696233.9725 | 0 | 4555724.3703 | 11853060.304 | 8089957.2135 | 36180086.4272 | 3144235.0165 | 12297657.4024 | 12297657.4024 | 1478867.319 | 5800784.0308 | 0 | 51621978.8461 | 71199287.5984 | 13335.2143 | 5.5585 | 9287.0648 | 12809.1253 | 189.3294 | 261.1313
1 | 3700 | 707 | 0.035 | 15 | 15 | 7 | 1.7783e-11 | 0 | Water | Porous | Wet | R600a | MinimizeLCOE_Brownfield | IgnoreSilica | 67.042 | 22.9789 | 1.7335 | 4 | 8299.934 | 11123.2489 | 169.2054 | 226.7625 | 140.4239 | -5.3182e-05 | 16616724018.2113 | 3949353.4247 | 303840.3577 | 4144522.9788 | 4437869.2344 | 24077.0464 | 736625.2293 | 0 | 5302552.4257 | 13796153.7087 | 9416158.3888 | 42111152.7943 | 3144235.0165 | 12297657.4024 | 12297657.4024 | 1478867.319 | 5800784.0308 | 0 | 57553045.2131 | 77130353.9654 | 17782.7941 | 6.9342 | 8299.934 | 11123.2489 | 169.2054 | 226.7625
1 | 3700 | 707 | 0.035 | 15 | 15 | 7 | 2.3714e-11 | 0 | Water | Porous | Wet | R600a | MinimizeLCOE_Brownfield | IgnoreSilica | 78.8519 | 27.0253 | 2.1056 | 4 | 7527.3893 | 9851.7978 | 153.456 | 200.8422 | 140.42 | -4.6929e-05 | 17577602213.1652 | 4430703.4482 | 340356.3801 | 4718774.1102 | 5215102.3905 | 24077.0464 | 754856.9139 | 0 | 6038709.4128 | 15711483.1826 | 10723410.1108 | 47957472.9955 | 3144235.0165 | 12297657.4024 | 12297657.4024 | 1478867.319 | 5800784.0308 | 0 | 63399365.4144 | 82976674.1666 | 23713.7371 | 8.4225 | 7527.3893 | 9851.7978 | 153.456 | 200.8422
1 | 3700 | 707 | 0.035 | 15 | 15 | 7 | 3.1623e-11 | 0 | Water | Porous | Wet | R600a | MinimizeLCOE_Brownfield | IgnoreSilica | 90.2675 | 30.8857 | 2.4819 | 4 | 6927.9106 | 8899.9307 | 141.2348 | 181.4371 | 140.2991 | -4.0351e-05 | 18310747449.7385 | 4867938.302 | 373149.9216 | 5251172.3739 | 5956406.7091 | 24077.0464 | 747420.6864 | 0 | 6715864.3653 | 17473301.4654 | 11925887.2906 | 53335218.1606 | 3144235.0165 | 12297657.4024 | 12297657.4024 | 1478867.319 | 5800784.0308 | 0 | 68777110.5795 | 88354419.3317 | 31622.7766 | 9.9275 | 6927.9106 | 8899.9307 | 141.2348 | 181.4371
1 | 3700 | 707 | 0.035 | 15 | 15 | 7 | 4.217e-11 | 0 | Water | Porous | Wet | R600a | MinimizeLCOE_Brownfield | IgnoreSilica | 100.7324 | 34.3634 | 2.8401 | 4 | 6466.1703 | 8189.4856 | 131.8216 | 166.9537 | 140.0846 | -3.39e-05 | 18830825430.8418 | 5245088.8153 | 401035.213 | 5719988.4512 | 6624061.9469 | 24077.0464 | 717014.428 | 0 | 7305193.7013 | 19006615.5096 | 12972405.6322 | 58015480.7439 | 3144235.0165 | 12297657.4024 | 12297657.4024 | 1478867.319 | 5800784.0308 | 0 | 73457373.1628 | 93034681.915 | 42169.6503 | 11.3603 | 6466.1703 | 8189.4856 | 131.8216 | 166.9537
1 | 3700 | 707 | 0.035 | 15 | 15 | 7 | 5.6234e-11 | 0 | Water | Porous | Wet | R600a | MinimizeLCOE_Brownfield | IgnoreSilica | 110 | 37.3819 | 3.1655 | 4 | 6112.2546 | 7658.3869 | 124.6066 | 156.1266 | 139.8121 | -2.799e-05 | 19161703770.4841 | 5560348.4925 | 423980.4632 | 6119731.3578 | 7203481.7655 | 24077.0464 | 670679.8144 | 0 | 7800896.5865 | 20296332.7343 | 13852664.1391 | 61952192.3997 | 3144235.0165 | 12297657.4024 | 12297657.4024 | 1478867.319 | 5800784.0308 | 0 | 77394084.8186 | 96971393.5708 | 56234.1325 | 12.6621 | 6112.2546 | 7658.3869 | 124.6066 | 156.1266
1 | 3700 | 707 | 0.035 | 15 | 15 | 7 | 7.4989e-11 | 0 | Water | Porous | Wet | R600a | MinimizeLCOE_Brownfield | IgnoreSilica | 117.8554 | 39.8885 | 3.4478 | 4 | 5841.8671 | 7261.4372 | 119.0944 | 148.0342 | 139.5216 | -2.2806e-05 | 19368195564.8573 | 5813851.1447 | 442133.1024 | 6447206.4156 | 7684663.3982 | 24077.0464 | 614235.2735 | 0 | 8200204.8885 | 21335251.0266 | 14561747.2212 | 65123369.5172 | 3144235.0165 | 12297657.4024 | 12297657.4024 | 1478867.319 | 5800784.0308 | 0 | 80565261.9361 | 100142570.6884 | 74989.4209 | 13.791 | 5841.8671 | 7261.4372 | 119.0944 | 148.0342
1 | 3700 | 707 | 0.035 | 15 | 15 | 7 | 1e-10 | 0 | Water | Porous | Wet | R600a | MinimizeLCOE_Brownfield | IgnoreSilica | 124.3398 | 41.9182 | 3.6846 | 4 | 5635.7513 | 6964.0755 | 114.8924 | 141.9721 | 139.2415 | -1.8437e-05 | 19495336382.6326 | 6013661.7094 | 456216.1437 | 6709710.465 | 8074412.4142 | 24077.0464 | 554100.7878 | 0 | 8514549.6409 | 22153111.5914 | 15119953.8621 | 67619793.661 | 3144235.0165 | 12297657.4024 | 12297657.4024 | 1478867.319 | 5800784.0308 | 0 | 83061686.0799 | 102638994.8321 | 100000 | 14.7384 | 5635.7513 | 6964.0755 | 114.8924 | 141.9721
1 | 3700 | 707 | 0.035 | 15 | 15 | 7 | 1.3335e-10 | 0 | Water | Porous | Wet | R600a | MinimizeLCOE_Brownfield | IgnoreSilica | 129.8847 | 43.6304 | 3.8856 | 4 | 5477.4185 | 6737.0216 | 111.6646 | 137.3433 | 138.9847 | -1.4936e-05 | 19550973905.8024 | 6178812.7092 | 467726.3221 | 6929364.0724 | 8403302.3417 | 24077.0464 | 497480.9211 | 0 | 8775297.731 | 22831524.6351 | 15582984.7044 | 69690570.4834 | 3144235.0165 | 12297657.4024 | 12297657.4024 | 1478867.319 | 5800784.0308 | 0 | 85132462.9023 | 104709771.6545 | 133352.1432 | 15.5424 | 5477.4185 | 6737.0216 | 111.6646 | 137.3433
1 | 3700 | 707 | 0.035 | 15 | 15 | 7 | 1.7783e-10 | 0 | Water | Porous | Wet | R600a | MinimizeLCOE_Brownfield | IgnoreSilica | 134.0117 | 44.8803 | 4.04 | 4 | 5358.4537 | 6569.934 | 109.2393 | 133.937 | 138.7704 | -1.2082e-05 | 19600339672.4825 | 6297070.026 | 475852.4572 | 7088797.9751 | 8643527.7506 | 24077.0464 | 442569.4056 | 0 | 8959038.9178 | 23309581.5125 | 15909268.3463 | 71149783.4375 | 3144235.0165 | 12297657.4024 | 12297657.4024 | 1478867.319 | 5800784.0308 | 0 | 86591675.8564 | 106168984.6087 | 177827.941 | 16.1598 | 5358.4537 | 6569.934 | 109.2393 | 133.937
1 | 3700 | 707 | 0.035 | 15 | 15 | 7 | 2.3714e-10 | 0 | Water | Porous | Wet | R600a | MinimizeLCOE_Brownfield | IgnoreSilica | 137.1929 | 45.8323 | 4.1606 | 4 | 5268.1042 | 6444.4539 | 107.3974 | 131.3789 | 138.5956 | -9.826e-06 | 19641883540.3495 | 6385887.2654 | 481892.7656 | 7209728.7333 | 8826574.9657 | 24077.0464 | 393185.6775 | 0 | 9095325.117 | 23664170.2466 | 16151282.4434 | 72232124.2608 | 3144235.0165 | 12297657.4024 | 12297657.4024 | 1478867.319 | 5800784.0308 | 0 | 87674016.6797 | 107251325.4319 | 237137.3706 | 16.6424 | 5268.1042 | 6444.4539 | 107.3974 | 131.3789
1 | 3700 | 707 | 0.035 | 15 | 15 | 7 | 3.1623e-10 | 0 | Water | Porous | Wet | R600a | MinimizeLCOE_Brownfield | IgnoreSilica | 139.5876 | 46.5421 | 4.2532 | 4 | 5199.5424 | 6350.2934 | 105.9997 | 129.4593 | 138.4587 | -8.058e-06 | 19686334383.9646 | 6451400.0745 | 486311.0128 | 7299628.9181 | 8963117.3166 | 24077.0464 | 349911.265 | 0 | 9194033.797 | 23920989.984 | 16326567.1913 | 73016036.6055 | 3144235.0165 | 12297657.4024 | 12297657.4024 | 1478867.319 | 5800784.0308 | 0 | 88457929.0244 | 108035237.7767 | 316227.766 | 17.0126 | 5199.5424 | 6350.2934 | 105.9997 | 129.4593
1 | 3700 | 707 | 0.035 | 15 | 15 | 7 | 4.217e-10 | 0 | Water | Porous | Wet | R600a | MinimizeLCOE_Brownfield | IgnoreSilica | 141.3929 | 47.0733 | 4.3239 | 4 | 5147.5541 | 6279.4884 | 104.9399 | 128.0159 | 138.3524 | -6.6906e-06 | 19726181495.3404 | 6500026.5097 | 489568.9078 | 7366761.4541 | 9065337.5175 | 24077.0464 | 313135.1506 | 0 | 9265973.5686 | 24108162.5129 | 16454316.2883 | 73587358.9558 | 3144235.0165 | 12297657.4024 | 12297657.4024 | 1478867.319 | 5800784.0308 | 0 | 89029251.3747 | 108606560.1269 | 421696.5034 | 17.2954 | 5147.5541 | 6279.4884 | 104.9399 | 128.0159
1 | 3700 | 707 | 0.035 | 15 | 15 | 7 | 5.6234e-10 | 0 | Water | Porous | Wet | R600a | MinimizeLCOE_Brownfield | IgnoreSilica | 142.7035 | 47.4568 | 4.3767 | 4 | 5108.1633 | 6226.4404 | 104.1368 | 126.9344 | 138.2735 | -5.6306e-06 | 19772297537.5989 | 6534912.47 | 491894.2667 | 7415148.0374 | 9139150.2586 | 24077.0464 | 282124.3895 | 0 | 9316049.5228 | 24238449.8737 | 16543240.0891 | 73985045.9542 | 3144235.0165 | 12297657.4024 | 12297657.4024 | 1478867.319 | 5800784.0308 | 0 | 89426938.3731 | 109004247.1254 | 562341.3252 | 17.5067 | 5108.1633 | 6226.4404 | 104.1368 | 126.9344
1 | 3700 | 707 | 0.035 | 15 | 15 | 7 | 7.4989e-10 | 0 | Water | Porous | Wet | R600a | MinimizeLCOE_Brownfield | IgnoreSilica | 143.6413 | 47.73 | 4.4157 | 4 | 5078.3414 | 6186.7239 | 103.5289 | 126.1247 | 138.2162 | -4.8122e-06 | 19821322294.3799 | 6559656.4339 | 493537.2599 | 7449586.1321 | 9191754.2514 | 24077.0464 | 256376.1298 | 0 | 9350245.0289 | 24327419.5661 | 16603963.7323 | 74256615.5807 | 3144235.0165 | 12297657.4024 | 12297657.4024 | 1478867.319 | 5800784.0308 | 0 | 89698507.9996 | 109275816.7519 | 749894.2093 | 17.663 | 5078.3414 | 6186.7239 | 103.5289 | 126.1247
1 | 3700 | 707 | 0.035 | 15 | 15 | 7 | 1e-09 | 0 | Water | Porous | Wet | R600a | MinimizeLCOE_Brownfield | IgnoreSilica | 144.3017 | 47.9219 | 4.4444 | 4 | 5055.7828 | 6157.019 | 103.069 | 125.5192 | 138.1754 | -4.1818e-06 | 19870621848.6657 | 6576973.4619 | 494683.8076 | 7473748.8162 | 9228696.9114 | 24077.0464 | 235261.9252 | 0 | 9373042.3678 | 24386733.5656 | 16644446.7558 | 74437664.6577 | 3144235.0165 | 12297657.4024 | 12297657.4024 | 1478867.319 | 5800784.0308 | 0 | 89879557.0766 | 109456865.8288 | 1000000 | 17.7776 | 5055.7828 | 6157.019 | 103.069 | 125.5192
1 | 3700 | 707 | 0.035 | 15 | 15 | 7 | 1.3335e-09 | 0 | Water | Porous | Wet | R600a | MinimizeLCOE_Brownfield | IgnoreSilica | 144.7692 | 48.0574 | 4.4654 | 4 | 5038.7336 | 6134.7788 | 102.7214 | 125.0658 | 138.1462 | -3.6992e-06 | 19915567291.3184 | 6589174.3573 | 495489.9212 | 7490804.2821 | 9254790.2198 | 24077.0464 | 218222.0582 | 0 | 9388297.5752 | 24426424.486 | 16671536.6245 | 74558816.5707 | 3144235.0165 | 12297657.4024 | 12297657.4024 | 1478867.319 | 5800784.0308 | 0 | 90000708.9896 | 109578017.7418 | 1333521.4322 | 17.8618 | 5038.7336 | 6134.7788 | 102.7214 | 125.0658
1 | 3700 | 707 | 0.035 | 15 | 15 | 7 | 1.7783e-09 | 0 | Water | Porous | Wet | R600a | MinimizeLCOE_Brownfield | IgnoreSilica | 145.0735 | 48.1454 | 4.4804 | 4 | 5025.8602 | 6118.2549 | 102.459 | 124.7289 | 138.1271 | -3.3252e-06 | 19961584618.1057 | 6597084.1004 | 496011.5841 | 7501877.8659 | 9271739.0387 | 24077.0464 | 204383.0414 | 0 | 9397117.344 | 24449371.7153 | 16687198.58 | 74628860.3163 | 3144235.0165 | 12297657.4024 | 12297657.4024 | 1478867.319 | 5800784.0308 | 0 | 90070752.7351 | 109648061.4874 | 1778279.41 | 17.9215 | 5025.8602 | 6118.2549 | 102.459 | 124.7289
1 | 3700 | 707 | 0.035 | 15 | 15 | 7 | 2.3714e-09 | 0 | Water | Porous | Wet | R600a | MinimizeLCOE_Brownfield | IgnoreSilica | 145.2903 | 48.208 | 4.4914 | 4 | 5016.1485 | 6105.8682 | 102.261 | 124.4764 | 138.1134 | -3.0413e-06 | 19997826558.5379 | 6602710.3635 | 496382.2452 | 7509761.9044 | 9283809.6146 | 24077.0464 | 193487.7848 | 0 | 9402989.294 | 24464649.3246 | 16697625.8623 | 74675493.4396 | 3144235.0165 | 12297657.4024 | 12297657.4024 | 1478867.319 | 5800784.0308 | 0 | 90117385.8585 | 109694694.6108 | 2371373.7057 | 17.9655 | 5016.1485 | 6105.8682 | 102.261 | 124.4764
1 | 3700 | 707 | 0.035 | 15 | 15 | 7 | 3.1623e-09 | 0 | Water | Porous | Wet | R600a | MinimizeLCOE_Brownfield | IgnoreSilica | 145.4218 | 48.246 | 4.499 | 4 | 5008.8284 | 6096.6969 | 102.1117 | 124.2894 | 138.1051 | -2.8212e-06 | 20035288470.9172 | 6606113.4512 | 496606.1514 | 7514535.5152 | 9291119.3179 | 24077.0464 | 184757.377 | 0 | 9405711.455 | 24471731.8293 | 16702459.8173 | 74697111.9606 | 3144235.0165 | 12297657.4024 | 12297657.4024 | 1478867.319 | 5800784.0308 | 0 | 90139004.3795 | 109716313.1318 | 3162277.6602 | 17.996 | 5008.8284 | 6096.6969 | 102.1117 | 124.2894
1 | 3700 | 707 | 0.035 | 15 | 15 | 7 | 4.217e-09 | 0 | Water | Porous | Wet | R600a | MinimizeLCOE_Brownfield | IgnoreSilica | 145.5191 | 48.274 | 4.5047 | 4 | 5003.3157 | 6089.8046 | 101.9994 | 124.1489 | 138.0989 | -2.6556e-06 | 20062912364.9583 | 6608627.2907 | 496771.4711 | 7518063.1826 | 9296521.8405 | 24077.0464 | 178030.5774 | 0 | 9407615.6494 | 24476686.1523 | 16705841.2446 | 74712234.4549 | 3144235.0165 | 12297657.4024 | 12297657.4024 | 1478867.319 | 5800784.0308 | 0 | 90154126.8738 | 109731435.6261 | 4216965.0343 | 18.0189 | 5003.3157 | 6089.8046 | 101.9994 | 124.1489
1 | 3700 | 707 | 0.035 | 15 | 15 | 7 | 5.6234e-09 | 0 | Water | Porous | Wet | R600a | MinimizeLCOE_Brownfield | IgnoreSilica | 145.5728 | 48.2895 | 4.5086 | 4 | 4999.1673 | 6084.7157 | 101.9148 | 124.0452 | 138.0954 | -2.5272e-06 | 20088541934.4319 | 6610011.612 | 496862.3427 | 7520008.3995 | 9299500.922 | 24077.0464 | 172696.049 | 0 | 9408030.9849 | 24477766.7703 | 16706578.7885 | 74715532.9153 | 3144235.0165 | 12297657.4024 | 12297657.4024 | 1478867.319 | 5800784.0308 | 0 | 90157425.3342 | 109734734.0864 | 5623413.2519 | 18.0345 | 4999.1673 | 6084.7157 | 101.9148 | 124.0452
1 | 3700 | 707 | 0.035 | 15 | 15 | 7 | 7.4989e-09 | 0 | Water | Porous | Wet | R600a | MinimizeLCOE_Brownfield | IgnoreSilica | 145.6071 | 48.2993 | 4.5114 | 4 | 4996.0477 | 6080.9203 | 101.8512 | 123.9678 | 138.0932 | -2.4296e-06 | 20109306586.4952 | 6610892.9336 | 496920.1258 | 7521247.9007 | 9301399.2079 | 24077.0464 | 168573.0222 | 0 | 9408012.9923 | 24477719.957 | 16706546.8375 | 74715390.0233 | 3144235.0165 | 12297657.4024 | 12297657.4024 | 1478867.319 | 5800784.0308 | 0 | 90157282.4422 | 109734591.1945 | 7498942.0933 | 18.0457 | 4996.0477 | 6080.9203 | 101.8512 | 123.9678
1 | 3700 | 707 | 0.035 | 15 | 15 | 7 | 1e-08 | 0 | Water | Porous | Wet | R600a | MinimizeLCOE_Brownfield | IgnoreSilica | 145.6387 | 48.3085 | 4.5137 | 4 | 4993.703 | 6078.0404 | 101.8034 | 123.9091 | 138.0912 | -2.3577e-06 | 20122194974.7161 | 6611708.823 | 496973.6827 | 7522394.4372 | 9303155.2965 | 24077.0464 | 165502.4503 | 0 | 9408286.5771 | 24478431.7686 | 16707032.6635 | 74717562.7453 | 3144235.0165 | 12297657.4024 | 12297657.4024 | 1478867.319 | 5800784.0308 | 0 | 90159455.1641 | 109736763.9164 | 10000000 | 18.0546 | 4993.703 | 6078.0404 | 101.8034 | 123.9091
1 | 3800 | 707 | 0.035 | 15 | 15 | 7 | 1e-13 | 0 | Water | Porous | Wet | R600a | MinimizeLCOE_Brownfield | IgnoreSilica | 0 | 0 | 0 | 0 | [5 empty] | 0 | 0 | 0 | 0 | 0 | 0 | 0 | 0 | 0 | 0 | 0 | 0 | 0 | 0 | 0 | 0 | 0 | 0 | 0 | 0 | 0 | 100 | 0
1 | 3800 | 707 | 0.035 | 15 | 15 | 7 | 1.3335e-13 | 0 | Water | Porous | Wet | R600a | MinimizeLCOE_Brownfield | IgnoreSilica | 0 | 0 | 0 | 0 | [5 empty] | 0 | 0 | 0 | 0 | 0 | 0 | 0 | 0 | 0 | 0 | 0 | 0 | 0 | 0 | 0 | 0 | 0 | 0 | 0 | 0 | 0 | 133.3521 | 0
1 | 3800 | 707 | 0.035 | 15 | 15 | 7 | 1.7783e-13 | 0 | Water | Porous | Wet | R600a | MinimizeLCOE_Brownfield | IgnoreSilica | 0.93431 | 0.16978 | 0.0018635 | 4 | 2269906.4394 | 4975785.032 | 46275.113 | 101438.1081 | 101.2841 | -5.1051e-05 | 2817716528.3633 | 102057.124 | 6280.5156 | 83919.7508 | 61363.7107 | 24077.0464 | 62890.2301 | 0 | 132829.4673 | 345595.0267 | 235875.707 | 1054888.5786 | 3144235.0165 | 12720605.2746 | 12720605.2746 | 1478867.319 | 5969963.1797 | 0 | 16919728.8697 | 37089164.6431 | 177.8279 | 0.0074539 | 2269906.4394 | 4975785.032 | 46275.113 | 101438.1081
1 | 3800 | 707 | 0.035 | 15 | 15 | 7 | 2.3714e-13 | 0 | Water | Porous | Wet | R600a | MinimizeLCOE_Brownfield | IgnoreSilica | 1.2121 | 0.25519 | 0.006683 | 4 | 644456.1503 | 1398963.2017 | 13138.1103 | 28519.7571 | 109.2055 | -5.2782e-05 | 6741129418.3161 | 142207.3699 | 9150.6568 | 115645.3244 | 77514.8801 | 24077.0464 | 71382.1307 | 0 | 171591.1892 | 446445.0762 | 304707.938 | 1362721.6118 | 3144235.0165 | 12720605.2746 | 12720605.2746 | 1478867.319 | 5969963.1797 | 0 | 17227561.9029 | 37396997.6762 | 237.1374 | 0.026732 | 644456.1503 | 1398963.2017 | 13138.1103 | 28519.7571
1 | 3800 | 707 | 0.035 | 15 | 15 | 7 | 3.1623e-13 | 0 | Water | Porous | Wet | R600a | MinimizeLCOE_Brownfield | IgnoreSilica | 1.602 | 0.38205 | 0.0144 | 4 | 306450.8047 | 656616.6776 | 6247.4142 | 13386.0191 | 116.4674 | -5.5591e-05 | 9589547575.2992 | 196258.6995 | 13164.1915 | 158933.1907 | 101333.5049 | 24077.0464 | 83074.2007 | 0 | 224967.9251 | 585320.3939 | 399493.196 | 1786622.3487 | 3144235.0165 | 12720605.2746 | 12720605.2746 | 1478867.319 | 5969963.1797 | 0 | 17651462.6398 | 37820898.4131 | 316.2278 | 0.0576 | 306450.8047 | 656616.6776 | 6247.4142 | 13386.0191
1 | 3800 | 707 | 0.035 | 15 | 15 | 7 | 4.217e-13 | 0 | Water | Porous | Wet | R600a | MinimizeLCOE_Brownfield | IgnoreSilica | 2.1014 | 0.55101 | 0.025735 | 4 | 176530.6588 | 372465.3367 | 3598.8163 | 7593.2097 | 122.3361 | -5.7364e-05 | 12027920990.0815 | 261475.744 | 18151.8845 | 212199.6564 | 133068.5165 | 24077.0464 | 95930.2113 | 0 | 290512.193 | 755853.134 | 515885.2952 | 2307153.6811 | 3144235.0165 | 12720605.2746 | 12720605.2746 | 1478867.319 | 5969963.1797 | 0 | 18171993.9722 | 38341429.7456 | 421.6965 | 0.10294 | 176530.6588 | 372465.3367 | 3598.8163 | 7593.2097
1 | 3800 | 707 | 0.035 | 15 | 15 | 7 | 5.6234e-13 | 0 | Water | Porous | Wet | R600a | MinimizeLCOE_Brownfield | IgnoreSilica | 2.7619 | 0.78038 | 0.04188 | 4 | 112406.3098 | 232805.7087 | 2291.5547 | 4746.0593 | 127.155 | -5.8925e-05 | 13729903905.7269 | 341840.2012 | 24427.9081 | 279420.2818 | 176312.8559 | 24077.0464 | 111410.1942 | 0 | 373420.5102 | 971563.5684 | 663112.0991 | 2965584.6652 | 3144235.0165 | 12720605.2746 | 12720605.2746 | 1478867.319 | 5969963.1797 | 0 | 18830424.9563 | 38999860.7297 | 562.3413 | 0.16752 | 112406.3098 | 232805.7087 | 2291.5547 | 4746.0593
1 | 3800 | 707 | 0.035 | 15 | 15 | 7 | 7.4989e-13 | 0 | Water | Porous | Wet | R600a | MinimizeLCOE_Brownfield | IgnoreSilica | 3.6633 | 1.0987 | 0.064743 | 4 | 76018.9252 | 153901.4149 | 1549.7486 | 3137.4885 | 131.1319 | -6.078e-05 | 14796148072.5086 | 443097.2479 | 32452.1839 | 366395.8413 | 236633.2525 | 24077.0464 | 131335.4706 | 0 | 481256.5066 | 1252130.7108 | 854604.9389 | 3821983.1988 | 3144235.0165 | 12720605.2746 | 12720605.2746 | 1478867.319 | 5969963.1797 | 0 | 19686823.4899 | 39856259.2633 | 749.8942 | 0.25897 | 76018.9252 | 153901.4149 | 1549.7486 | 3137.4885
1 | 3800 | 707 | 0.035 | 15 | 15 | 7 | 1e-12 | 0 | Water | Porous | Wet | R600a | MinimizeLCOE_Brownfield | IgnoreSilica | 4.84 | 1.5187 | 0.09579 | 4 | 54140.6548 | 106780.1219 | 1103.7305 | 2176.8572 | 134.2161 | -6.1953e-05 | 15593513279.6709 | 564517.9599 | 42161.1079 | 473693.6556 | 316591.2945 | 24077.0464 | 154481.637 | 0 | 614453.8535 | 1598682.8849 | 1091133.9186 | 4879793.3581 | 3144235.0165 | 12720605.2746 | 12720605.2746 | 1478867.319 | 5969963.1797 | 0 | 20744633.6492 | 40914069.4226 | 1000 | 0.38316 | 54140.6548 | 106780.1219 | 1103.7305 | 2176.8572
1 | 3800 | 707 | 0.035 | 15 | 15 | 7 | 1.3335e-12 | 0 | Water | Porous | Wet | R600a | MinimizeLCOE_Brownfield | IgnoreSilica | 6.4166 | 2.0849 | 0.13805 | 4 | 39998.2121 | 76523.5225 | 815.4177 | 1560.0355 | 136.6397 | -6.3046e-05 | 16070448552.9665 | 713567.9276 | 54130.0903 | 609335.3151 | 424806.1306 | 24077.0464 | 183072.0287 | 0 | 783505.53 | 2038520.6701 | 1391332.2448 | 6222346.9835 | 3144235.0165 | 12720605.2746 | 12720605.2746 | 1478867.319 | 5969963.1797 | 0 | 22087187.2746 | 42256623.0479 | 1333.5214 | 0.5522 | 39998.2121 | 76523.5225 | 815.4177 | 1560.0355
1 | 3800 | 707 | 0.035 | 15 | 15 | 7 | 1.7783e-12 | 0 | Water | Porous | Wet | R600a | MinimizeLCOE_Brownfield | IgnoreSilica | 8.5064 | 2.8351 | 0.19431 | 4 | 30575.1312 | 56525.4171 | 623.3154 | 1152.3471 | 138.4289 | -6.3809e-05 | 15816868424.0966 | 893385.9317 | 68558.4106 | 778183.6089 | 568590.4083 | 24077.0464 | 217586.9379 | 0 | 994649.114 | 2587872.9641 | 1766276.4734 | 7899180.8952 | 3144235.0165 | 12720605.2746 | 12720605.2746 | 1478867.319 | 5969963.1797 | 0 | 23764021.1863 | 43933456.9596 | 1778.2794 | 0.77723 | 30575.1312 | 56525.4171 | 623.3154 | 1152.3471
1 | 3800 | 707 | 0.035 | 15 | 15 | 7 | 2.3714e-12 | 0 | Water | Porous | Wet | R600a | MinimizeLCOE_Brownfield | IgnoreSilica | 11.281 | 3.8117 | 0.26553 | 4 | 24317.7228 | 43307.6613 | 495.7497 | 882.8853 | 139.4014 | -6.4501e-05 | 13725240658.191 | 1105347.5521 | 85331.4521 | 985423.255 | 756103.0949 | 24077.0464 | 260534.3964 | 0 | 1254558.5507 | 3264104.0037 | 2227818.0532 | 9963297.4044 | 3144235.0165 | 12720605.2746 | 12720605.2746 | 1478867.319 | 5969963.1797 | 0 | 25828137.6955 | 45997573.4688 | 2371.3737 | 1.0621 | 24317.7228 | 43307.6613 | 495.7497 | 882.8853
1 | 3800 | 707 | 0.035 | 15 | 15 | 7 | 3.1623e-12 | 0 | Water | Porous | Wet | R600a | MinimizeLCOE_Brownfield | IgnoreSilica | 15.0252 | 5.198 | 0.37334 | 4 | 19159.3437 | 32665.3064 | 390.5891 | 665.9265 | 141.0892 | -6.5359e-05 | 16725375225.7215 | 1387005.3274 | 108225.6518 | 1261452.5414 | 1022754.554 | 24077.0464 | 312131.1388 | 0 | 1605102.0413 | 4176146.2598 | 2850305.6335 | 12747200.1944 | 3144235.0165 | 12720605.2746 | 12720605.2746 | 1478867.319 | 5969963.1797 | 0 | 28612040.4855 | 48781476.2588 | 3162.2777 | 1.4934 | 19159.3437 | 32665.3064 | 390.5891 | 665.9265
1 | 3800 | 707 | 0.035 | 15 | 15 | 7 | 4.217e-12 | 0 | Water | Porous | Wet | R600a | MinimizeLCOE_Brownfield | IgnoreSilica | 19.9562 | 6.9847 | 0.50934 | 4 | 15710.3773 | 25610.2127 | 320.2773 | 522.0988 | 141.9309 | -6.5689e-05 | 16817328937.4104 | 1715503.3402 | 134493.4437 | 1596796.9844 | 1366665.7268 | 24077.0464 | 374405.7229 | 0 | 2032657.4831 | 5288557.8156 | 3609549.3781 | 16142706.941 | 3144235.0165 | 12720605.2746 | 12720605.2746 | 1478867.319 | 5969963.1797 | 0 | 32007547.2321 | 52176983.0054 | 4216.965 | 2.0374 | 15710.3773 | 25610.2127 | 320.2773 | 522.0988
1 | 3800 | 707 | 0.035 | 15 | 15 | 7 | 5.6234e-12 | 0 | Water | Porous | Wet | R600a | MinimizeLCOE_Brownfield | IgnoreSilica | 26.5092 | 9.3603 | 0.69018 | 4 | 13149.5036 | 20455.354 | 268.0704 | 417.0101 | 142.5711 | -6.5964e-05 | 16862484120.0787 | 2116216.308 | 166419.7777 | 2017232.0324 | 1824178.0399 | 24077.0464 | 450402.7392 | 0 | 2573425.118 | 6695524.2749 | 4569832.8969 | 20437308.2334 | 3144235.0165 | 12720605.2746 | 12720605.2746 | 1478867.319 | 5969963.1797 | 0 | 36302148.5245 | 56471584.2978 | 5623.4133 | 2.7607 | 13149.5036 | 20455.354 | 268.0704 | 417.0101
1 | 3800 | 707 | 0.035 | 15 | 15 | 7 | 7.4989e-12 | 0 | Water | Porous | Wet | R600a | MinimizeLCOE_Brownfield | IgnoreSilica | 35.13 | 12.4872 | 0.92862 | 4 | 11223.135 | 16653.0924 | 228.7988 | 339.4958 | 143.0548 | -6.6069e-05 | 16860132935.0663 | 2600782.247 | 204870.0654 | 2539458.6482 | 2426590.6479 | 24077.0464 | 541673.379 | 0 | 3251606.2932 | 8460012.5787 | 5774132.4208 | 25823203.3264 | 3144235.0165 | 12720605.2746 | 12720605.2746 | 1478867.319 | 5969963.1797 | 0 | 41688043.6175 | 61857479.3909 | 7498.9421 | 3.7145 | 11223.135 | 16653.0924 | 228.7988 | 339.4958
1 | 3800 | 707 | 0.035 | 15 | 15 | 7 | 1e-11 | 0 | Water | Porous | Wet | R600a | MinimizeLCOE_Brownfield | IgnoreSilica | 46.4212 | 16.583 | 1.241 | 4 | 9755.6524 | 13818.8704 | 198.8822 | 281.7164 | 143.4196 | -6.6074e-05 | 16791856127.6346 | 3185014.7635 | 251045.8915 | 3185527.2201 | 3215836.3695 | 24077.0464 | 651460.4919 | 0 | 4100055.0953 | 10667502.3211 | 7280789.5294 | 32561308.7288 | 3144235.0165 | 12720605.2746 | 12720605.2746 | 1478867.319 | 5969963.1797 | 0 | 48426149.0199 | 68595584.7932 | 10000 | 4.9639 | 9755.6524 | 13818.8704 | 198.8822 | 281.7164
1 | 3800 | 707 | 0.035 | 15 | 15 | 7 | 1.3335e-11 | 0 | Water | Porous | Wet | R600a | MinimizeLCOE_Brownfield | IgnoreSilica | 59.1077 | 21.1805 | 1.6112 | 4 | 8630.6071 | 11760.271 | 175.9466 | 239.749 | 143.6459 | -6.35e-05 | 17197051410.3269 | 3792400.1361 | 298816.5884 | 3873700.4371 | 4101762.0302 | 24077.0464 | 745125.1346 | 0 | 5005993.7354 | 13024568.8289 | 8889535.8539 | 39755979.7909 | 3144235.0165 | 12720605.2746 | 12720605.2746 | 1478867.319 | 5969963.1797 | 0 | 55620820.082 | 75790255.8554 | 13335.2143 | 6.4446 | 8630.6071 | 11760.271 | 175.9466 | 239.749
1 | 3800 | 707 | 0.035 | 15 | 15 | 7 | 1.7783e-11 | 0 | Water | Porous | Wet | R600a | MinimizeLCOE_Brownfield | IgnoreSilica | 70.8056 | 25.4003 | 1.9958 | 4 | 7750.6097 | 10277.1523 | 158.0067 | 209.5136 | 143.7262 | -5.7027e-05 | 18375808910.5049 | 4315626.4299 | 339689.2473 | 4479410.4977 | 4914602.0679 | 24077.0464 | 781180.5127 | 0 | 5793288.4627 | 15072948.2131 | 10287596.8736 | 46008419.3512 | 3144235.0165 | 12720605.2746 | 12720605.2746 | 1478867.319 | 5969963.1797 | 0 | 61873259.6423 | 82042695.4157 | 17782.7941 | 7.983 | 7750.6097 | 10277.1523 | 158.0067 | 209.5136
1 | 3800 | 707 | 0.035 | 15 | 15 | 7 | 2.3714e-11 | 0 | Water | Porous | Wet | R600a | MinimizeLCOE_Brownfield | IgnoreSilica | 82.6427 | 29.629 | 2.4036 | 4 | 7063.083 | 9160.9584 | 143.9905 | 186.7585 | 143.6828 | -4.9908e-05 | 19319013795.9093 | 4812808.2847 | 378143.1336 | 5066853.1881 | 5728512.0184 | 24077.0464 | 791973.3469 | 0 | 6552923.1371 | 17049361.8133 | 11636539.7669 | 52041191.7355 | 3144235.0165 | 12720605.2746 | 12720605.2746 | 1478867.319 | 5969963.1797 | 0 | 67906032.0266 | 88075467.7999 | 23713.7371 | 9.6142 | 7063.083 | 9160.9584 | 143.9905 | 186.7585
1 | 3800 | 707 | 0.035 | 15 | 15 | 7 | 3.1623e-11 | 0 | Water | Porous | Wet | R600a | MinimizeLCOE_Brownfield | IgnoreSilica | 93.9191 | 33.5969 | 2.8085 | 4 | 6530.4573 | 8325.849 | 133.1322 | 169.7337 | 143.5202 | -4.2563e-05 | 20004017072.9467 | 5257422.6173 | 412057.9254 | 5603465.4621 | 6491238.3507 | 24077.0464 | 776035.1952 | 0 | 7240075.6729 | 18837191.7571 | 12856770.4398 | 57498334.4669 | 3144235.0165 | 12720605.2746 | 12720605.2746 | 1478867.319 | 5969963.1797 | 0 | 73363174.758 | 93532610.5314 | 31622.7766 | 11.234 | 6530.4573 | 8325.849 | 133.1322 | 169.7337
1 | 3800 | 707 | 0.035 | 15 | 15 | 7 | 4.217e-11 | 0 | Water | Porous | Wet | R600a | MinimizeLCOE_Brownfield | IgnoreSilica | 104.1313 | 37.1225 | 3.1878 | 4 | 6120.578 | 7702.3249 | 124.7763 | 157.0223 | 143.2692 | -3.5484e-05 | 20464560600.7921 | 5635996.5991 | 440449.9276 | 6070286.654 | 7167949.9251 | 24077.0464 | 737379.7009 | 0 | 7829694.5427 | 20371259.109 | 13903802.9294 | 62180896.4342 | 3144235.0165 | 12720605.2746 | 12720605.2746 | 1478867.319 | 5969963.1797 | 0 | 78045736.7253 | 98215172.4986 | 42169.6503 | 12.7514 | 6120.578 | 7702.3249 | 124.7763 | 157.0223
1 | 3800 | 707 | 0.035 | 15 | 15 | 7 | 5.6234e-11 | 0 | Water | Porous | Wet | R600a | MinimizeLCOE_Brownfield | IgnoreSilica | 113.1102 | 40.158 | 3.5284 | 4 | 5806.5232 | 7235.5877 | 118.3738 | 147.5072 | 142.9681 | -2.9099e-05 | 20730687970.3892 | 5950046.2922 | 463568.145 | 6465700.4778 | 7749760.2229 | 24077.0464 | 684100.7154 | 0 | 8321528.6309 | 21650910.5172 | 14777191.3097 | 66086883.3575 | 3144235.0165 | 12720605.2746 | 12720605.2746 | 1478867.319 | 5969963.1797 | 0 | 81951723.6486 | 102121159.4219 | 56234.1325 | 14.1137 | 5806.5232 | 7235.5877 | 118.3738 | 147.5072
1 | 3800 | 707 | 0.035 | 15 | 15 | 7 | 7.4989e-11 | 0 | Water | Porous | Wet | R600a | MinimizeLCOE_Brownfield | IgnoreSilica | 120.6593 | 42.655 | 3.8205 | 4 | 5566.4019 | 6886.206 | 113.4786 | 140.3846 | 142.6577 | -2.3557e-05 | 20886674052.1349 | 6200473.5889 | 481677.4441 | 6786938.8284 | 8227814.1033 | 24077.0464 | 621945.0189 | 0 | 8713741.1517 | 22671367.0426 | 15473673.8566 | 69201708.0807 | 3144235.0165 | 12720605.2746 | 12720605.2746 | 1478867.319 | 5969963.1797 | 0 | 85066548.3718 | 105235984.1451 | 74989.4209 | 15.2821 | 5566.4019 | 6886.206 | 113.4786 | 140.3846
1 | 3800 | 707 | 0.035 | 15 | 15 | 7 | 1e-10 | 0 | Water | Porous | Wet | R600a | MinimizeLCOE_Brownfield | IgnoreSilica | 126.8614 | 44.6669 | 4.0638 | 4 | 5383.2509 | 6624.0651 | 109.7449 | 135.0405 | 142.3645 | -1.8928e-05 | 20968228209.4069 | 6396960.923 | 495634.7756 | 7043380.8418 | 8612655.5389 | 24077.0464 | 557429.0205 | 0 | 9020753.877 | 23470151.1769 | 16018860.4416 | 71639903.6417 | 3144235.0165 | 12720605.2746 | 12720605.2746 | 1478867.319 | 5969963.1797 | 0 | 87504743.9328 | 107674179.7062 | 100000 | 16.255 | 5383.2509 | 6624.0651 | 109.7449 | 135.0405
1 | 3800 | 707 | 0.035 | 15 | 15 | 7 | 1.3335e-10 | 0 | Water | Porous | Wet | R600a | MinimizeLCOE_Brownfield | IgnoreSilica | 131.8339 | 46.2526 | 4.261 | 4 | 5243.7417 | 6427.1248 | 106.9008 | 131.0256 | 142.105 | -1.5162e-05 | 21010536910.2252 | 6548475.3196 | 506224.4343 | 7244113.6105 | 8915792.6538 | 24077.0464 | 494872.8354 | 0 | 9256086.801 | 24082439.1717 | 16436759.5793 | 73508841.452 | 3144235.0165 | 12720605.2746 | 12720605.2746 | 1478867.319 | 5969963.1797 | 0 | 89373681.7431 | 109543117.5164 | 133352.1432 | 17.0439 | 5243.7417 | 6427.1248 | 106.9008 | 131.0256
1 | 3800 | 707 | 0.035 | 15 | 15 | 7 | 1.7783e-10 | 0 | Water | Porous | Wet | R600a | MinimizeLCOE_Brownfield | IgnoreSilica | 135.8286 | 47.5071 | 4.4194 | 4 | 5137.5323 | 6278.492 | 104.7355 | 127.9956 | 141.8811 | -1.2181e-05 | 21010527126.0729 | 6666312.5992 | 514352.6398 | 7402108.434 | 9155550.4883 | 24077.0464 | 437887.1188 | 0 | 9438112.4473 | 24556032.5649 | 16759996.8016 | 74954430.1404 | 3144235.0165 | 12720605.2746 | 12720605.2746 | 1478867.319 | 5969963.1797 | 0 | 90819270.4315 | 110988706.2048 | 177827.941 | 17.6776 | 5137.5323 | 6278.492 | 104.7355 | 127.9956
1 | 3800 | 707 | 0.035 | 15 | 15 | 7 | 2.3714e-10 | 0 | Water | Porous | Wet | R600a | MinimizeLCOE_Brownfield | IgnoreSilica | 138.8176 | 48.434 | 4.541 | 4 | 5056.7442 | 6167.1404 | 103.0886 | 125.7255 | 141.7045 | -9.8079e-06 | 21037971293.3082 | 6752209.9125 | 520213.7377 | 7518392.8067 | 9332656.8779 | 24077.0464 | 386046.4092 | 0 | 9568102.7482 | 24894240.6632 | 16990830.7781 | 75986770.9799 | 3144235.0165 | 12720605.2746 | 12720605.2746 | 1478867.319 | 5969963.1797 | 0 | 91851611.271 | 112021047.0444 | 237137.3706 | 18.1642 | 5056.7442 | 6167.1404 | 103.0886 | 125.7255
1 | 3800 | 707 | 0.035 | 15 | 15 | 7 | 3.1623e-10 | 0 | Water | Porous | Wet | R600a | MinimizeLCOE_Brownfield | IgnoreSilica | 141.0808 | 49.1293 | 4.6345 | 4 | 4995.3676 | 6083.3785 | 101.8373 | 124.0179 | 141.5658 | -7.9578e-06 | 21067259460.0383 | 6815959.6678 | 524523.2685 | 7605385.0051 | 9465493.7541 | 24077.0464 | 340954.1718 | 0 | 9662793.2363 | 25140605.8895 | 17158980.1074 | 76738772.1469 | 3144235.0165 | 12720605.2746 | 12720605.2746 | 1478867.319 | 5969963.1797 | 0 | 92603612.438 | 112773048.2114 | 316227.766 | 18.5379 | 4995.3676 | 6083.3785 | 101.8373 | 124.0179
1 | 3800 | 707 | 0.035 | 15 | 15 | 7 | 4.217e-10 | 0 | Water | Porous | Wet | R600a | MinimizeLCOE_Brownfield | IgnoreSilica | 142.7398 | 49.6353 | 4.7048 | 4 | 4948.7712 | 6020.5297 | 100.8874 | 122.7366 | 141.4613 | -6.5182e-06 | 21108372550.2587 | 6861981.1815 | 527611.6047 | 7668573.8371 | 9562165.1051 | 24077.0464 | 302253.1316 | 0 | 9729198.1435 | 25313377.8363 | 17276900.5112 | 77266138.3973 | 3144235.0165 | 12720605.2746 | 12720605.2746 | 1478867.319 | 5969963.1797 | 0 | 93130978.6884 | 113300414.4618 | 421696.5034 | 18.819 | 4948.7712 | 6020.5297 | 100.8874 | 122.7366
1 | 3800 | 707 | 0.035 | 15 | 15 | 7 | 5.6234e-10 | 0 | Water | Porous | Wet | R600a | MinimizeLCOE_Brownfield | IgnoreSilica | 143.9339 | 49.9975 | 4.757 | 4 | 4913.4199 | 5973.4106 | 100.1667 | 121.7761 | 141.3846 | -5.403e-06 | 21157931164.0814 | 6894730.7157 | 529797.0524 | 7713748.572 | 9631369.9501 | 24077.0464 | 269575.8058 | 0 | 9774686.6655 | 25431729.6397 | 17357678.0489 | 77627393.4965 | 3144235.0165 | 12720605.2746 | 12720605.2746 | 1478867.319 | 5969963.1797 | 0 | 93492233.7876 | 113661669.5609 | 562341.3252 | 19.0279 | 4913.4199 | 5973.4106 | 100.1667 | 121.7761
1 | 3800 | 707 | 0.035 | 15 | 15 | 7 | 7.4989e-10 | 0 | Water | Porous | Wet | R600a | MinimizeLCOE_Brownfield | IgnoreSilica | 144.7692 | 50.2499 | 4.7952 | 4 | 4886.6185 | 5938.1593 | 99.6203 | 121.0574 | 141.3301 | -4.5396e-06 | 21214479437.989 | 6917449.6862 | 531306.7665 | 7745195.0331 | 9679588.8263 | 24077.0464 | 242269.5621 | 0 | 9804555.8991 | 25509443.2584 | 17410719.1905 | 77864605.2686 | 3144235.0165 | 12720605.2746 | 12720605.2746 | 1478867.319 | 5969963.1797 | 0 | 93729445.5597 | 113898881.333 | 749894.2093 | 19.1808 | 4886.6185 | 5938.1593 | 99.6203 | 121.0574
1 | 3800 | 707 | 0.035 | 15 | 15 | 7 | 1e-09 | 0 | Water | Porous | Wet | R600a | MinimizeLCOE_Brownfield | IgnoreSilica | 145.3339 | 50.4199 | 4.8227 | 4 | 4866.314 | 5911.8507 | 99.2064 | 120.5211 | 141.2929 | -3.871e-06 | 21275488160.9328 | 6932711.5541 | 532317.727 | 7766373.5337 | 9712083.1607 | 24077.0464 | 219641.4111 | 0 | 9823009.7288 | 25557456.338 | 17443489.1039 | 78011159.6036 | 3144235.0165 | 12720605.2746 | 12720605.2746 | 1478867.319 | 5969963.1797 | 0 | 93875999.8947 | 114045435.668 | 1000000 | 19.291 | 4866.314 | 5911.8507 | 99.2064 | 120.5211
1 | 3800 | 707 | 0.035 | 15 | 15 | 7 | 1.3335e-09 | 0 | Water | Porous | Wet | R600a | MinimizeLCOE_Brownfield | IgnoreSilica | 145.6971 | 50.5291 | 4.8422 | 4 | 4850.9434 | 5892.2769 | 98.893 | 120.122 | 141.2687 | -3.3522e-06 | 21338676612.036 | 6942483.5732 | 532963.4047 | 7779960.4451 | 9732937.2919 | 24077.0464 | 201003.1547 | 0 | 9833235.7172 | 25584062.2622 | 17461648.1938 | 78092371.0891 | 3144235.0165 | 12720605.2746 | 12720605.2746 | 1478867.319 | 5969963.1797 | 0 | 93957211.3802 | 114126647.1536 | 1333521.4322 | 19.3689 | 4850.9434 | 5892.2769 | 98.893 | 120.122
1 | 3800 | 707 | 0.035 | 15 | 15 | 7 | 1.7783e-09 | 0 | Water | Porous | Wet | R600a | MinimizeLCOE_Brownfield | IgnoreSilica | 145.9212 | 50.5963 | 4.8558 | 4 | 4839.3174 | 5877.7305 | 98.656 | 119.8255 | 141.2537 | -2.9503e-06 | 21399785829.427 | 6948490.6063 | 533359.4492 | 7788326.0871 | 9745779.6797 | 24077.0464 | 185799.8745 | 0 | 9838074.7698 | 25596652.4845 | 17470241.2793 | 78130801.2766 | 3144235.0165 | 12720605.2746 | 12720605.2746 | 1478867.319 | 5969963.1797 | 0 | 93995641.5678 | 114165077.3411 | 1778279.41 | 19.4233 | 4839.3174 | 5877.7305 | 98.656 | 119.8255
1 | 3800 | 707 | 0.035 | 15 | 15 | 7 | 2.3714e-09 | 0 | Water | Porous | Wet | R600a | MinimizeLCOE_Brownfield | IgnoreSilica | 146.0527 | 50.6357 | 4.8653 | 4 | 4830.5314 | 5866.9266 | 98.4769 | 119.6052 | 141.2447 | -2.6398e-06 | 21455884825.8752 | 6952002.5386 | 533590.4644 | 7793224.7927 | 9753299.9216 | 24077.0464 | 173519.4358 | 0 | 9839588.5378 | 25600590.9981 | 17472929.3957 | 78142823.131 | 3144235.0165 | 12720605.2746 | 12720605.2746 | 1478867.319 | 5969963.1797 | 0 | 94007663.4221 | 114177099.1954 | 2371373.7057 | 19.4611 | 4830.5314 | 5866.9266 | 98.4769 | 119.6052
1 | 3800 | 707 | 0.035 | 15 | 15 | 7 | 3.1623e-09 | 0 | Water | Porous | Wet | R600a | MinimizeLCOE_Brownfield | IgnoreSilica | 146.1038 | 50.6509 | 4.8714 | 4 | 4823.8974 | 5858.9991 | 98.3417 | 119.4436 | 141.2411 | -2.3958e-06 | 21511119890.7045 | 6953353.6984 | 533678.7211 | 7795118.2068 | 9756204.9153 | 24077.0464 | 163478.0733 | 0 | 9838105.1579 | 25596731.548 | 17470295.2417 | 78131042.6088 | 3144235.0165 | 12720605.2746 | 12720605.2746 | 1478867.319 | 5969963.1797 | 0 | 93995882.8999 | 114165318.6732 | 3162277.6602 | 19.4855 | 4823.8974 | 5858.9991 | 98.3417 | 119.4436
1 | 3800 | 707 | 0.035 | 15 | 15 | 7 | 4.217e-09 | 0 | Water | Porous | Wet | R600a | MinimizeLCOE_Brownfield | IgnoreSilica | 146.1233 | 50.6566 | 4.8755 | 4 | 4818.8928 | 5853.112 | 98.2396 | 119.3236 | 141.2397 | -2.2084e-06 | 21557757444.7765 | 6953857.8619 | 533711.192 | 7795831.0852 | 9757297.2118 | 24077.0464 | 155519.0673 | 0 | 9835914.4512 | 25591031.7785 | 17466405.032 | 78113644.7263 | 3144235.0165 | 12720605.2746 | 12720605.2746 | 1478867.319 | 5969963.1797 | 0 | 93978485.0174 | 114147920.7908 | 4216965.0343 | 19.5021 | 4818.8928 | 5853.112 | 98.2396 | 119.3236
1 | 3800 | 707 | 0.035 | 15 | 15 | 7 | 5.6234e-09 | 0 | Water | Porous | Wet | R600a | MinimizeLCOE_Brownfield | IgnoreSilica | 146.1038 | 50.6507 | 4.8779 | 4 | 4815.1206 | 5848.8345 | 98.1627 | 119.2364 | 141.2408 | -2.0602e-06 | 21602083054.3073 | 6953318.9394 | 533674.8355 | 7795091.8143 | 9756159.1683 | 24077.0464 | 149038.3775 | 0 | 9832430.4708 | 25581967.1761 | 17460218.2546 | 78085976.0829 | 3144235.0165 | 12720605.2746 | 12720605.2746 | 1478867.319 | 5969963.1797 | 0 | 93950816.374 | 114120252.1474 | 5623413.2519 | 19.5116 | 4815.1206 | 5848.8345 | 98.1627 | 119.2364
1 | 3800 | 707 | 0.035 | 15 | 15 | 7 | 7.4989e-09 | 0 | Water | Porous | Wet | R600a | MinimizeLCOE_Brownfield | IgnoreSilica | 146.0844 | 50.6447 | 4.8796 | 4 | 4812.2796 | 5845.6375 | 98.1048 | 119.1712 | 141.242 | -1.948e-06 | 21636647569.7248 | 6952783.6742 | 533638.8888 | 7794355.3157 | 9755025.9633 | 24077.0464 | 144026.6841 | 0 | 9829523.9533 | 25574405.0139 | 17455056.9234 | 78062893.4632 | 3144235.0165 | 12720605.2746 | 12720605.2746 | 1478867.319 | 5969963.1797 | 0 | 93927733.7543 | 114097169.5276 | 7498942.0933 | 19.5183 | 4812.2796 | 5845.6375 | 98.1048 | 119.1712
1 | 3800 | 707 | 0.035 | 15 | 15 | 7 | 1e-08 | 0 | Water | Porous | Wet | R600a | MinimizeLCOE_Brownfield | IgnoreSilica | 146.0675 | 50.6396 | 4.8808 | 4 | 4810.1416 | 5843.2432 | 98.0612 | 119.1224 | 141.243 | -1.8633e-06 | 21663180800.2269 | 6952321.2623 | 533607.8909 | 7793718.2901 | 9754046.0211 | 24077.0464 | 140182.4723 | 0 | 9827201.6634 | 25568362.8919 | 17450933.051 | 78044450.5892 | 3144235.0165 | 12720605.2746 | 12720605.2746 | 1478867.319 | 5969963.1797 | 0 | 93909290.8803 | 114078726.6537 | 10000000 | 19.5232 | 4810.1416 | 5843.2432 | 98.0612 | 119.1224
1 | 3900 | 707 | 0.035 | 15 | 15 | 7 | 1e-13 | 0 | Water | Porous | Wet | R600a | MinimizeLCOE_Brownfield | IgnoreSilica | 0 | 0 | 0 | 0 | [5 empty] | 0 | 0 | 0 | 0 | 0 | 0 | 0 | 0 | 0 | 0 | 0 | 0 | 0 | 0 | 0 | 0 | 0 | 0 | 0 | 0 | 0 | 100 | 0
1 | 3900 | 707 | 0.035 | 15 | 15 | 7 | 1.3335e-13 | 0 | Water | Porous | Wet | R600a | MinimizeLCOE_Brownfield | IgnoreSilica | 0 | 0 | 0 | 0 | [5 empty] | 0 | 0 | 0 | 0 | 0 | 0 | 0 | 0 | 0 | 0 | 0 | 0 | 0 | 0 | 0 | 0 | 0 | 0 | 0 | 0 | 0 | 133.3521 | 0
1 | 3900 | 707 | 0.035 | 15 | 15 | 7 | 1.7783e-13 | 0 | Water | Porous | Wet | R600a | MinimizeLCOE_Brownfield | IgnoreSilica | 0.95376 | 0.18035 | 0.0028154 | 4 | 1543843.3155 | 3388119.5757 | 31473.3342 | 69071.4003 | 103.3565 | -5.1175e-05 | 4647640068.0488 | 107856.0754 | 6712.0795 | 87950.0324 | 63156.1783 | 24077.0464 | 63051.4019 | 0 | 137593.0974 | 357989.0152 | 244334.8588 | 1092719.7854 | 3144235.0165 | 13149413.2377 | 13149413.2377 | 1478867.319 | 6141486.3649 | 0 | 17386368.0395 | 38156134.9612 | 177.8279 | 0.011262 | 1543843.3155 | 3388119.5757 | 31473.3342 | 69071.4003
1 | 3900 | 707 | 0.035 | 15 | 15 | 7 | 2.3714e-13 | 0 | Water | Porous | Wet | R600a | MinimizeLCOE_Brownfield | IgnoreSilica | 1.251 | 0.27575 | 0.0084125 | 4 | 526808.5587 | 1144039.1122 | 10739.705 | 23322.7847 | 111.8206 | -5.3861e-05 | 8627779729.0778 | 152415.2402 | 9949.2681 | 122824.171 | 81043.7275 | 24077.0464 | 72495.5875 | 0 | 180493.9659 | 469608.2748 | 320517.297 | 1433424.5784 | 3144235.0165 | 13149413.2377 | 13149413.2377 | 1478867.319 | 6141486.3649 | 0 | 17727072.8326 | 38496839.7542 | 237.1374 | 0.03365 | 526808.5587 | 1144039.1122 | 10739.705 | 23322.7847
1 | 3900 | 707 | 0.035 | 15 | 15 | 7 | 3.1623e-13 | 0 | Water | Porous | Wet | R600a | MinimizeLCOE_Brownfield | IgnoreSilica | 1.6409 | 0.40829 | 0.017076 | 4 | 265923.3705 | 570009.3185 | 5421.2076 | 11620.411 | 119.0551 | -5.6452e-05 | 11821927525.9381 | 208532.3109 | 14191.4528 | 167317.6996 | 105783.5022 | 24077.0464 | 83706.0349 | 0 | 235407.1382 | 612481.085 | 418030.9257 | 1869527.1957 | 3144235.0165 | 13149413.2377 | 13149413.2377 | 1478867.319 | 6141486.3649 | 0 | 18163175.4499 | 38932942.3715 | 316.2278 | 0.068302 | 265923.3705 | 570009.3185 | 5421.2076 | 11620.411
1 | 3900 | 707 | 0.035 | 15 | 15 | 7 | 4.217e-13 | 0 | Water | Porous | Wet | R600a | MinimizeLCOE_Brownfield | IgnoreSilica | 2.1551 | 0.59007 | 0.029942 | 4 | 156277.8363 | 329695.2048 | 3185.9351 | 6721.2827 | 125.1041 | -5.8497e-05 | 14408867948.3624 | 278358.0053 | 19634.8537 | 223734.7593 | 139812.1473 | 24077.0464 | 96805.2438 | 0 | 305144.6017 | 793923.6599 | 541869.2114 | 2423359.5287 | 3144235.0165 | 13149413.2377 | 13149413.2377 | 1478867.319 | 6141486.3649 | 0 | 18717007.7829 | 39486774.7045 | 421.6965 | 0.11977 | 156277.8363 | 329695.2048 | 3185.9351 | 6721.2827
1 | 3900 | 707 | 0.035 | 15 | 15 | 7 | 5.6234e-13 | 0 | Water | Porous | Wet | R600a | MinimizeLCOE_Brownfield | IgnoreSilica | 2.835 | 0.83688 | 0.048229 | 4 | 100656.1602 | 208317.8264 | 2052.012 | 4246.8407 | 130.06 | -6.0351e-05 | 16210292766.5007 | 364439.3693 | 26499.3648 | 294909.4457 | 186295.5717 | 24077.0464 | 112620.5099 | 0 | 393448.11 | 1023671.275 | 698676.6795 | 3124637.3723 | 3144235.0165 | 13149413.2377 | 13149413.2377 | 1478867.319 | 6141486.3649 | 0 | 19418285.6265 | 40188052.5481 | 562.3413 | 0.19292 | 100656.1602 | 208317.8264 | 2052.012 | 4246.8407
1 | 3900 | 707 | 0.035 | 15 | 15 | 7 | 7.4989e-13 | 0 | Water | Porous | Wet | R600a | MinimizeLCOE_Brownfield | IgnoreSilica | 3.7365 | 1.1697 | 0.073682 | 4 | 68889.4236 | 139360.6919 | 1404.4041 | 2841.0562 | 134.0526 | -6.1924e-05 | 17484186365.2769 | 469980.2073 | 35051.4949 | 384430.8378 | 249405.8249 | 24077.0464 | 131719.8808 | 0 | 504919.4639 | 1313696.8719 | 896625.1088 | 4009906.7367 | 3144235.0165 | 13149413.2377 | 13149413.2377 | 1478867.319 | 6141486.3649 | 0 | 20303554.9909 | 41073321.9125 | 749.8942 | 0.29473 | 68889.4236 | 139360.6919 | 1404.4041 | 2841.0562
1 | 3900 | 707 | 0.035 | 15 | 15 | 7 | 1e-12 | 0 | Water | Porous | Wet | R600a | MinimizeLCOE_Brownfield | IgnoreSilica | 4.9474 | 1.6216 | 0.10881 | 4 | 49243.8329 | 96962.869 | 1003.9021 | 1976.7192 | 137.2512 | -6.346e-05 | 18303478980.8255 | 600386.57 | 45725.9118 | 498147.6196 | 335657.0162 | 24077.0464 | 155472.2272 | 0 | 647191.8926 | 1683860.5472 | 1149269.4233 | 5139788.2543 | 3144235.0165 | 13149413.2377 | 13149413.2377 | 1478867.319 | 6141486.3649 | 0 | 21433436.5085 | 42203203.4301 | 1000 | 0.43525 | 49243.8329 | 96962.869 | 1003.9021 | 1976.7192
1 | 3900 | 707 | 0.035 | 15 | 15 | 7 | 1.3335e-12 | 0 | Water | Porous | Wet | R600a | MinimizeLCOE_Brownfield | IgnoreSilica | 6.5527 | 2.2244 | 0.15612 | 4 | 36595.8446 | 69855.8123 | 746.0558 | 1424.1052 | 139.7332 | -6.4894e-05 | 18729091442.3871 | 758803.4461 | 58764.4335 | 640314.9873 | 451276.002 | 24077.0464 | 184532.2956 | 0 | 825929.6022 | 2148899.4035 | 1466667.9984 | 6559265.215 | 3144235.0165 | 13149413.2377 | 13149413.2377 | 1478867.319 | 6141486.3649 | 0 | 22852913.4692 | 43622680.3908 | 1333.5214 | 0.62447 | 36595.8446 | 69855.8123 | 746.0558 | 1424.1052
1 | 3900 | 707 | 0.035 | 15 | 15 | 7 | 1.7783e-12 | 0 | Water | Porous | Wet | R600a | MinimizeLCOE_Brownfield | IgnoreSilica | 8.6916 | 3.0266 | 0.2195 | 4 | 28055.9891 | 51711.2441 | 571.9593 | 1054.2037 | 141.5626 | -6.5765e-05 | 18423041713.9956 | 950794.6971 | 74554.9086 | 818110.7789 | 605709.6373 | 24077.0464 | 219476.4005 | 0 | 1050162.1528 | 2732306.5038 | 1864855.3321 | 8340047.4575 | 3144235.0165 | 13149413.2377 | 13149413.2377 | 1478867.319 | 6141486.3649 | 0 | 24633695.7117 | 45403462.6333 | 1778.2794 | 0.87802 | 28055.9891 | 51711.2441 | 571.9593 | 1054.2037
1 | 3900 | 707 | 0.035 | 15 | 15 | 7 | 2.3714e-12 | 0 | Water | Porous | Wet | R600a | MinimizeLCOE_Brownfield | IgnoreSilica | 11.522 | 4.0649 | 0.2997 | 4 | 22363.5097 | 39688.817 | 455.9104 | 809.1102 | 142.5092 | -6.617e-05 | 16159352958.9741 | 1175547.5286 | 92746.703 | 1035105.148 | 805767.8989 | 24077.0464 | 262012.2344 | 0 | 1324150.0581 | 3445166.8307 | 2351397.1531 | 10515970.6012 | 3144235.0165 | 13149413.2377 | 13149413.2377 | 1478867.319 | 6141486.3649 | 0 | 26809618.8554 | 47579385.777 | 2371.3737 | 1.1988 | 22363.5097 | 39688.817 | 455.9104 | 809.1102
1 | 3900 | 707 | 0.035 | 15 | 15 | 7 | 3.1623e-12 | 0 | Water | Porous | Wet | R600a | MinimizeLCOE_Brownfield | IgnoreSilica | 15.3347 | 5.5452 | 0.4218 | 4 | 17642.5596 | 29952.7251 | 359.6674 | 610.6268 | 144.3119 | -6.708e-05 | 19624534793.1569 | 1476743.0881 | 117958.8846 | 1325221.6892 | 1092523.3783 | 24077.0464 | 313445.2315 | 0 | 1696488.0341 | 4413913.8671 | 3012586.9111 | 13472958.1304 | 3144235.0165 | 13149413.2377 | 13149413.2377 | 1478867.319 | 6141486.3649 | 0 | 29766606.3846 | 50536373.3062 | 3162.2777 | 1.6872 | 17642.5596 | 29952.7251 | 359.6674 | 610.6268
1 | 3900 | 707 | 0.035 | 15 | 15 | 7 | 4.217e-12 | 0 | Water | Porous | Wet | R600a | MinimizeLCOE_Brownfield | IgnoreSilica | 20.3648 | 7.4512 | 0.57518 | 4 | 14503.5449 | 23531.0704 | 295.6744 | 479.7127 | 145.1783 | -6.7454e-05 | 19726730388.5038 | 1827067.0917 | 146720.0019 | 1677454.6863 | 1461628.1619 | 24077.0464 | 375963.1469 | 0 | 2150034.9527 | 5593949.9141 | 3817985.7605 | 17074880.7624 | 3144235.0165 | 13149413.2377 | 13149413.2377 | 1478867.319 | 6141486.3649 | 0 | 33368529.0166 | 54138295.9383 | 4216.965 | 2.3007 | 14503.5449 | 23531.0704 | 295.6744 | 479.7127
1 | 3900 | 707 | 0.035 | 15 | 15 | 7 | 5.6234e-12 | 0 | Water | Porous | Wet | R600a | MinimizeLCOE_Brownfield | IgnoreSilica | 27.0428 | 9.9829 | 0.77903 | 4 | 12169.3912 | 18834.6797 | 248.0895 | 383.9704 | 145.8369 | -6.7751e-05 | 19780632744.19 | 2254057.9596 | 181650.8202 | 2118623.9226 | 1952255.4742 | 24077.0464 | 452135.2946 | 0 | 2723292.2019 | 7085447.6852 | 4835963.6365 | 21627504.0412 | 3144235.0165 | 13149413.2377 | 13149413.2377 | 1478867.319 | 6141486.3649 | 0 | 37921152.2954 | 58690919.2171 | 5623.4133 | 3.1161 | 12169.3912 | 18834.6797 | 248.0895 | 383.9704
1 | 3900 | 707 | 0.035 | 15 | 15 | 7 | 7.4989e-12 | 0 | Water | Porous | Wet | R600a | MinimizeLCOE_Brownfield | IgnoreSilica | 35.817 | 13.3103 | 1.0475 | 4 | 10411.4508 | 15368.3814 | 212.2515 | 313.3052 | 146.3343 | -6.7853e-05 | 19787034064.137 | 2769832.4727 | 223682.9248 | 2665802.9753 | 2597376.5381 | 24077.0464 | 543435.6761 | 0 | 3441440.977 | 8953923.4856 | 6111236.7636 | 27330808.8596 | 3144235.0165 | 13149413.2377 | 13149413.2377 | 1478867.319 | 6141486.3649 | 0 | 43624457.1138 | 64394224.0354 | 7498.9421 | 4.19 | 10411.4508 | 15368.3814 | 212.2515 | 313.3052
1 | 3900 | 707 | 0.035 | 15 | 15 | 7 | 1e-11 | 0 | Water | Porous | Wet | R600a | MinimizeLCOE_Brownfield | IgnoreSilica | 47.3032 | 17.6672 | 1.399 | 4 | 9070.702 | 12782.2455 | 184.9185 | 260.5834 | 146.7091 | -6.7861e-05 | 19712395972.6184 | 3391498.0342 | 274127.8937 | 3342576.6661 | 3442318.2605 | 24077.0464 | 653301.4758 | 0 | 4339880.757 | 11291479.4976 | 7706666.7738 | 34465926.4052 | 3144235.0165 | 13149413.2377 | 13149413.2377 | 1478867.319 | 6141486.3649 | 0 | 50759574.6594 | 71529341.581 | 10000 | 5.596 | 9070.702 | 12782.2455 | 184.9185 | 260.5834
1 | 3900 | 707 | 0.035 | 15 | 15 | 7 | 1.3335e-11 | 0 | Water | Porous | Wet | R600a | MinimizeLCOE_Brownfield | IgnoreSilica | 62.0969 | 23.2705 | 1.8502 | 4 | 8045.8506 | 10852.3388 | 164.0255 | 221.2396 | 146.9593 | -6.768e-05 | 19314837930.3979 | 4128348.7218 | 333572.4647 | 4165884.5372 | 4528893.2343 | 24077.0464 | 783426.392 | 0 | 5446038.9346 | 14169476.1717 | 9670958.6408 | 43250676.1435 | 3144235.0165 | 13149413.2377 | 13149413.2377 | 1478867.319 | 6141486.3649 | 0 | 59544324.3977 | 80314091.3193 | 13335.2143 | 7.4006 | 8045.8506 | 10852.3388 | 164.0255 | 221.2396
1 | 3900 | 707 | 0.035 | 15 | 15 | 7 | 1.7783e-11 | 0 | Water | Porous | Wet | R600a | MinimizeLCOE_Brownfield | IgnoreSilica | 74.5575 | 27.9596 | 2.2883 | 4 | 7260.0523 | 9529.1771 | 148.006 | 194.2652 | 147.0116 | -6.1013e-05 | 20258105648.2069 | 4703939.9187 | 379587.173 | 4824693.0175 | 5437263.2004 | 24077.0464 | 825144.2938 | 0 | 6315934.8134 | 16432766.8081 | 11215701.0061 | 50159107.2774 | 3144235.0165 | 13149413.2377 | 13149413.2377 | 1478867.319 | 6141486.3649 | 0 | 66452755.5316 | 87222522.4532 | 17782.7941 | 9.1532 | 7260.0523 | 9529.1771 | 148.006 | 194.2652
1 | 3900 | 707 | 0.035 | 15 | 15 | 7 | 2.3714e-11 | 0 | Water | Porous | Wet | R600a | MinimizeLCOE_Brownfield | IgnoreSilica | 86.3692 | 32.3518 | 2.7322 | 4 | 6647.5043 | 8547.9638 | 135.5184 | 174.2618 | 146.9257 | -5.2961e-05 | 21160513180.8916 | 5214856.3346 | 419909.0023 | 5422416.6711 | 6286431.9197 | 24077.0464 | 827680.9704 | 0 | 7096195.0584 | 18462843.9121 | 12601270.3435 | 56355681.2585 | 3144235.0165 | 13149413.2377 | 13149413.2377 | 1478867.319 | 6141486.3649 | 0 | 72649329.5126 | 93419096.4343 | 23713.7371 | 10.9288 | 6647.5043 | 8547.9638 | 135.5184 | 174.2618
1 | 3900 | 707 | 0.035 | 15 | 15 | 7 | 3.1623e-11 | 0 | Water | Porous | Wet | R600a | MinimizeLCOE_Brownfield | IgnoreSilica | 97.4339 | 36.3964 | 3.1645 | 4 | 6173.6556 | 7814.4874 | 125.8583 | 159.3089 | 146.7216 | -4.4785e-05 | 21788857566.0426 | 5663613.8228 | 454728.8064 | 5959241.7182 | 7066249.1083 | 24077.0464 | 802338.531 | 0 | 7788397.1229 | 20263811.6937 | 13830467.8607 | 61852925.7102 | 3144235.0165 | 13149413.2377 | 13149413.2377 | 1478867.319 | 6141486.3649 | 0 | 78146573.9644 | 98916340.886 | 31622.7766 | 12.6581 | 6173.6556 | 7814.4874 | 125.8583 | 159.3089
1 | 3900 | 707 | 0.035 | 15 | 15 | 7 | 4.217e-11 | 0 | Water | Porous | Wet | R600a | MinimizeLCOE_Brownfield | IgnoreSilica | 107.3755 | 39.957 | 3.5641 | 4 | 5809.2516 | 7266.1326 | 118.4295 | 148.1299 | 146.4358 | -3.706e-05 | 22176999030.7612 | 6042394.5402 | 483528.2342 | 6422681.7612 | 7750581.811 | 24077.0464 | 755418.8078 | 0 | 8376686.0583 | 21794418.8291 | 14875138.6814 | 66524925.7696 | 3144235.0165 | 13149413.2377 | 13149413.2377 | 1478867.319 | 6141486.3649 | 0 | 82818574.0238 | 103588340.9454 | 42169.6503 | 14.2563 | 5809.2516 | 7266.1326 | 118.4295 | 148.1299
1 | 3900 | 707 | 0.035 | 15 | 15 | 7 | 5.6234e-11 | 0 | Water | Porous | Wet | R600a | MinimizeLCOE_Brownfield | IgnoreSilica | 115.9749 | 42.9709 | 3.9169 | 4 | 5530.0654 | 6855.7075 | 112.7379 | 139.7629 | 146.1115 | -3.0151e-05 | 22393445805.5749 | 6351440.2036 | 506513.6962 | 6809165.947 | 8328075.0838 | 24077.0464 | 694327.7796 | 0 | 8858303.905 | 23047489.6729 | 15730385.2803 | 70349778.6148 | 3144235.0165 | 13149413.2377 | 13149413.2377 | 1478867.319 | 6141486.3649 | 0 | 86643426.869 | 107413193.7906 | 56234.1325 | 15.6677 | 5530.0654 | 6855.7075 | 112.7379 | 139.7629
1 | 3900 | 707 | 0.035 | 15 | 15 | 7 | 7.4989e-11 | 0 | Water | Porous | Wet | R600a | MinimizeLCOE_Brownfield | IgnoreSilica | 123.3077 | 45.4842 | 4.22 | 4 | 5316.4973 | 6546.9435 | 108.384 | 133.4683 | 145.7799 | -2.4283e-05 | 22461208892.1803 | 6601344.1711 | 524721.3878 | 7127800.7977 | 8808339.9617 | 24077.0464 | 627665.1911 | 0 | 9248439.9367 | 24062543.5994 | 16423180.4425 | 73448112.5343 | 3144235.0165 | 13149413.2377 | 13149413.2377 | 1478867.319 | 6141486.3649 | 0 | 89741760.7885 | 110511527.7101 | 74989.4209 | 16.8799 | 5316.4973 | 6546.9435 | 108.384 | 133.4683
1 | 3900 | 707 | 0.035 | 15 | 15 | 7 | 1e-10 | 0 | Water | Porous | Wet | R600a | MinimizeLCOE_Brownfield | IgnoreSilica | 129.2346 | 47.4748 | 4.4688 | 4 | 5153.4231 | 6315.3455 | 105.0595 | 128.7469 | 145.4754 | -1.9388e-05 | 22496525249.5567 | 6794183.2156 | 538496.444 | 7378013.9652 | 9187852.9023 | 24077.0464 | 558930.9681 | 0 | 9547806.2712 | 24841433.3934 | 16954788.7314 | 75825582.9376 | 3144235.0165 | 13149413.2377 | 13149413.2377 | 1478867.319 | 6141486.3649 | 0 | 92119231.1918 | 112888998.1134 | 100000 | 17.8753 | 5153.4231 | 6315.3455 | 105.0595 | 128.7469
1 | 3900 | 707 | 0.035 | 15 | 15 | 7 | 1.3335e-10 | 0 | Water | Porous | Wet | R600a | MinimizeLCOE_Brownfield | IgnoreSilica | 133.9339 | 49.0264 | 4.6687 | 4 | 5029.1158 | 6141.3028 | 102.5253 | 125.1988 | 145.2113 | -1.5416e-05 | 22504810717.0893 | 6941291 | 548812.8208 | 7571863.8867 | 9483192.8036 | 24077.0464 | 492841.8217 | 0 | 9774210.9579 | 25430491.9461 | 17356833.2975 | 77623615.5807 | 3144235.0165 | 13149413.2377 | 13149413.2377 | 1478867.319 | 6141486.3649 | 0 | 93917263.8349 | 114687030.7565 | 133352.1432 | 18.6747 | 5029.1158 | 6141.3028 | 102.5253 | 125.1988
1 | 3900 | 707 | 0.035 | 15 | 15 | 7 | 1.7783e-10 | 0 | Water | Porous | Wet | R600a | MinimizeLCOE_Brownfield | IgnoreSilica | 137.7971 | 50.2836 | 4.8307 | 4 | 4934.4414 | 6009.322 | 100.5953 | 122.5082 | 144.9795 | -1.2317e-05 | 22451652543.9819 | 7058410.8087 | 556897.5623 | 7728198.4465 | 9722176.697 | 24077.0464 | 434099.5397 | 0 | 9954305.4392 | 25899060.8441 | 17676641.1986 | 79053867.5825 | 3144235.0165 | 13149413.2377 | 13149413.2377 | 1478867.319 | 6141486.3649 | 0 | 95347515.8367 | 116117282.7584 | 177827.941 | 19.3229 | 4934.4414 | 6009.322 | 100.5953 | 122.5082
1 | 3900 | 707 | 0.035 | 15 | 15 | 7 | 2.3714e-10 | 0 | Water | Porous | Wet | R600a | MinimizeLCOE_Brownfield | IgnoreSilica | 140.6157 | 51.1879 | 4.9532 | 4 | 4862.2828 | 5910.5864 | 99.1242 | 120.4953 | 144.802 | -9.8366e-06 | 22458246887.2979 | 7141639.4435 | 562585.6613 | 7840241.3483 | 9893909.8765 | 24077.0464 | 380279.3745 | 0 | 10078665.7727 | 26222620.9219 | 17897477.6002 | 80041497.0453 | 3144235.0165 | 13149413.2377 | 13149413.2377 | 1478867.319 | 6141486.3649 | 0 | 96335145.2995 | 117104912.2211 | 237137.3706 | 19.8127 | 4862.2828 | 5910.5864 | 99.1242 | 120.4953
1 | 3900 | 707 | 0.035 | 15 | 15 | 7 | 3.1623e-10 | 0 | Water | Porous | Wet | R600a | MinimizeLCOE_Brownfield | IgnoreSilica | 142.7157 | 51.8555 | 5.0463 | 4 | 4807.4099 | 5836.3666 | 98.0056 | 118.9822 | 144.6651 | -7.8998e-06 | 22482217384.5786 | 7202446.2225 | 566698.5873 | 7922762.7553 | 10020611.2722 | 24077.0464 | 333341.4745 | 0 | 10167275.5697 | 26453165.4374 | 18054828.9692 | 80745207.3346 | 3144235.0165 | 13149413.2377 | 13149413.2377 | 1478867.319 | 6141486.3649 | 0 | 97038855.5888 | 117808622.5104 | 316227.766 | 20.1853 | 4807.4099 | 5836.3666 | 98.0056 | 118.9822
1 | 3900 | 707 | 0.035 | 15 | 15 | 7 | 4.217e-10 | 0 | Water | Porous | Wet | R600a | MinimizeLCOE_Brownfield | IgnoreSilica | 144.246 | 52.3386 | 5.1161 | 4 | 4765.7072 | 5780.6325 | 97.1554 | 117.846 | 144.5628 | -6.3949e-06 | 22522294178.1329 | 7246105.177 | 569627.9578 | 7982379.4161 | 10112256.438 | 24077.0464 | 293100.2381 | 0 | 10228743.0466 | 26613091.2036 | 18163981.5908 | 81233362.1142 | 3144235.0165 | 13149413.2377 | 13149413.2377 | 1478867.319 | 6141486.3649 | 0 | 97527010.3684 | 118296777.2901 | 421696.5034 | 20.4643 | 4765.7072 | 5780.6325 | 97.1554 | 117.846
1 | 3900 | 707 | 0.035 | 15 | 15 | 7 | 5.6234e-10 | 0 | Water | Porous | Wet | R600a | MinimizeLCOE_Brownfield | IgnoreSilica | 145.3144 | 52.6742 | 5.1671 | 4 | 4734.0309 | 5738.9262 | 96.5096 | 116.9958 | 144.4901 | -5.2237e-06 | 22580592511.8932 | 7276253.9315 | 571638.424 | 8023738.9944 | 10175888.0981 | 24077.0464 | 258853.9541 | 0 | 10268875.6749 | 26717508.0701 | 18235248.2478 | 81552082.4413 | 3144235.0165 | 13149413.2377 | 13149413.2377 | 1478867.319 | 6141486.3649 | 0 | 97845730.6955 | 118615497.6172 | 562341.3252 | 20.6686 | 4734.0309 | 5738.9262 | 96.5096 | 116.9958
1 | 3900 | 707 | 0.035 | 15 | 15 | 7 | 7.4989e-10 | 0 | Water | Porous | Wet | R600a | MinimizeLCOE_Brownfield | IgnoreSilica | 146.0332 | 52.8991 | 5.2039 | 4 | 4709.983 | 5707.7861 | 96.0194 | 116.3609 | 144.4405 | -4.3129e-06 | 22650977151.899 | 7296376.0112 | 572974.0729 | 8051437.8061 | 10218524.3921 | 24077.0464 | 229988.5237 | 0 | 10293417.3624 | 26781360.5069 | 18278828.8479 | 81746984.5696 | 3144235.0165 | 13149413.2377 | 13149413.2377 | 1478867.319 | 6141486.3649 | 0 | 98040632.8238 | 118810399.7454 | 749894.2093 | 20.8155 | 4709.983 | 5707.7861 | 96.0194 | 116.3609
1 | 3900 | 707 | 0.035 | 15 | 15 | 7 | 1e-09 | 0 | Water | Porous | Wet | R600a | MinimizeLCOE_Brownfield | IgnoreSilica | 146.5083 | 53.0473 | 5.2301 | 4 | 4691.7358 | 5684.5304 | 95.6474 | 115.8868 | 144.4073 | -3.6077e-06 | 22722790105.5978 | 7309598.0469 | 573848.6777 | 8069684.0229 | 10246618.5281 | 24077.0464 | 205989.0243 | 0 | 10307627.985 | 26818333.6318 | 18304063.7654 | 81859840.7284 | 3144235.0165 | 13149413.2377 | 13149413.2377 | 1478867.319 | 6141486.3649 | 0 | 98153488.9826 | 118923255.9043 | 1000000 | 20.9205 | 4691.7358 | 5684.5304 | 95.6474 | 115.8868
1 | 3900 | 707 | 0.035 | 15 | 15 | 7 | 1.3335e-09 | 0 | Water | Porous | Wet | R600a | MinimizeLCOE_Brownfield | IgnoreSilica | 146.7714 | 53.1291 | 5.2478 | 4 | 4677.8974 | 5667.3533 | 95.3653 | 115.5367 | 144.3888 | -3.0529e-06 | 22807549771.8205 | 7316877.0046 | 574328.3812 | 8079753.8376 | 10262122.4133 | 24077.0464 | 185803.7178 | 0 | 10312755.3364 | 26831673.9482 | 18313168.8054 | 81900560.491 | 3144235.0165 | 13149413.2377 | 13149413.2377 | 1478867.319 | 6141486.3649 | 0 | 98194208.7452 | 118963975.6668 | 1333521.4322 | 20.9911 | 4677.8974 | 5667.3533 | 95.3653 | 115.5367
1 | 3900 | 707 | 0.035 | 15 | 15 | 7 | 1.7783e-09 | 0 | Water | Porous | Wet | R600a | MinimizeLCOE_Brownfield | IgnoreSilica | 146.8808 | 53.163 | 5.259 | 4 | 4667.4084 | 5654.7446 | 95.1514 | 115.2796 | 144.3808 | -2.614e-06 | 22896488190.8889 | 7319878.3551 | 574524.8117 | 8083923.6999 | 10268537.5227 | 24077.0464 | 168843.6726 | 0 | 10311516.1923 | 26828449.9495 | 18310968.3601 | 81890719.6103 | 3144235.0165 | 13149413.2377 | 13149413.2377 | 1478867.319 | 6141486.3649 | 0 | 98184367.8645 | 118954134.7861 | 1778279.41 | 21.0362 | 4667.4084 | 5654.7446 | 95.1514 | 115.2796
1 | 3900 | 707 | 0.035 | 15 | 15 | 7 | 2.3714e-09 | 0 | Water | Porous | Wet | R600a | MinimizeLCOE_Brownfield | IgnoreSilica | 146.8808 | 53.1627 | 5.2656 | 4 | 4659.4623 | 5645.5654 | 94.9894 | 115.0925 | 144.3804 | -2.2644e-06 | 22987645040.8164 | 7319839.5517 | 574520.2639 | 8083895.0886 | 10268483.8441 | 24077.0464 | 154576.2258 | 0 | 10305902.888 | 26813845.2833 | 18301000.3753 | 81846140.5672 | 3144235.0165 | 13149413.2377 | 13149413.2377 | 1478867.319 | 6141486.3649 | 0 | 98139788.8214 | 118909555.7431 | 2371373.7057 | 21.0625 | 4659.4623 | 5645.5654 | 94.9894 | 115.0925
1 | 3900 | 707 | 0.035 | 15 | 15 | 7 | 3.1623e-09 | 0 | Water | Porous | Wet | R600a | MinimizeLCOE_Brownfield | IgnoreSilica | 146.8102 | 53.1405 | 5.2689 | 4 | 4653.4461 | 5638.9309 | 94.8668 | 114.9572 | 144.385 | -1.9851e-06 | 23076892523.2086 | 7317842.8224 | 574386.3731 | 8081161.3741 | 10264262.618 | 24077.0464 | 142602.7768 | 0 | 10297689.8742 | 26792476.7059 | 18286415.8821 | 81780915.4729 | 3144235.0165 | 13149413.2377 | 13149413.2377 | 1478867.319 | 6141486.3649 | 0 | 98074563.7271 | 118844330.6487 | 3162277.6602 | 21.0757 | 4653.4461 | 5638.9309 | 94.8668 | 114.9572
1 | 3900 | 707 | 0.035 | 15 | 15 | 7 | 4.217e-09 | 0 | Water | Porous | Wet | R600a | MinimizeLCOE_Brownfield | IgnoreSilica | 146.6936 | 53.1039 | 5.2699 | 4 | 4648.8935 | 5634.1926 | 94.774 | 114.8606 | 144.3928 | -1.7604e-06 | 23161243597.6488 | 7314564.6746 | 574167.7906 | 8076658.006 | 10257315.7077 | 24077.0464 | 132531.855 | 0 | 10287932.8813 | 26767091.0119 | 18269089.6244 | 81703428.5979 | 3144235.0165 | 13149413.2377 | 13149413.2377 | 1478867.319 | 6141486.3649 | 0 | 97997076.8521 | 118766843.7737 | 4216965.0343 | 21.0797 | 4648.8935 | 5634.1926 | 94.774 | 114.8606
1 | 3900 | 707 | 0.035 | 15 | 15 | 7 | 5.6234e-09 | 0 | Water | Porous | Wet | R600a | MinimizeLCOE_Brownfield | IgnoreSilica | 140 | 50.9847 | 5.1108 | 4 | 4644.619 | 5660.5849 | 94.6868 | 115.3987 | 144.832 | -1.2397e-05 | 23248296990.2508 | 7122612.6437 | 561241.4171 | 7815151.8114 | 9855170.4394 | 24077.0464 | 17797.2169 | 0 | 9904459.7242 | 25769372.5183 | 17588126.2514 | 78658009.0688 | 3144235.0165 | 13149413.2377 | 13149413.2377 | 1478867.319 | 6141486.3649 | 0 | 94951657.323 | 115721424.2446 | 5623413.2519 | 20.4434 | 4644.619 | 5660.5849 | 94.6868 | 115.3987
1 | 3900 | 707 | 0.035 | 15 | 15 | 7 | 7.4989e-09 | 0 | Water | Porous | Wet | R600a | MinimizeLCOE_Brownfield | IgnoreSilica | 140 | 50.9846 | 5.1114 | 4 | 4641.41 | 5657.2648 | 94.6214 | 115.331 | 144.832 | 0.011108 | 23337326397.2184 | 7122603.7888 | 561240.375 | 7815145.2872 | 9855158.1955 | 24077.0464 | 0 | 0 | 9897507.6302 | 25751284.5958 | 17575780.8726 | 78602797.7915 | 3144235.0165 | 13149413.2377 | 13149413.2377 | 1478867.319 | 6141486.3649 | 0 | 94896446.0457 | 115666212.9673 | 7498942.0933 | 20.4456 | 4641.41 | 5657.2648 | 94.6214 | 115.331
1 | 3900 | 707 | 0.035 | 15 | 15 | 7 | 1e-08 | 0 | Water | Porous | Wet | R600a | MinimizeLCOE_Brownfield | IgnoreSilica | 146.1117 | 52.9215 | 5.2627 | 4 | 4640.8785 | 5627.523 | 94.6106 | 114.7247 | 144.4321 | -1.281e-06 | 23422615267.6292 | 7298244.047 | 573081.4797 | 8054218.4559 | 10222726.1078 | 24077.0464 | 109347.4368 | 0 | 10249860.8837 | 26668035.4839 | 18201482.1911 | 81401073.1323 | 3144235.0165 | 13149413.2377 | 13149413.2377 | 1478867.319 | 6141486.3649 | 0 | 97694721.3865 | 118464488.3081 | 10000000 | 21.0509 | 4640.8785 | 5627.523 | 94.6106 | 114.7247
1 | 4000 | 707 | 0.035 | 15 | 15 | 7 | 1e-13 | 0 | Water | Porous | Wet | R600a | MinimizeLCOE_Brownfield | IgnoreSilica | 0 | 0 | 0 | 0 | [5 empty] | 0 | 0 | 0 | 0 | 0 | 0 | 0 | 0 | 0 | 0 | 0 | 0 | 0 | 0 | 0 | 0 | 0 | 0 | 0 | 0 | 0 | 100 | 0
1 | 4000 | 707 | 0.035 | 15 | 15 | 7 | 1.3335e-13 | 0 | Water | Porous | Wet | R600a | MinimizeLCOE_Brownfield | IgnoreSilica | 0.74446 | 0.12094 | 9.8522e-05 | 4 | 44630420.8295 | 98878084.3679 | 909851.4957 | 2015763.4923 | 95.7184 | -4.8467e-05 | 1808199634.4691 | 77757.004 | 4634.4226 | 64218.3153 | 51711.3334 | 24077.0464 | 55252.6951 | 0 | 108283.8185 | 281732.2837 | 192288.0726 | 859954.9915 | 3144235.0165 | 13584081.2916 | 13584081.2916 | 1478867.319 | 6315353.5865 | 0 | 17588271.2996 | 38966573.4967 | 133.3521 | 0.00039409 | 44630420.8295 | 98878084.3679 | 909851.4957 | 2015763.4923
1 | 4000 | 707 | 0.035 | 15 | 15 | 7 | 1.7783e-13 | 0 | Water | Porous | Wet | R600a | MinimizeLCOE_Brownfield | IgnoreSilica | 0.99265 | 0.19758 | 0.0039626 | 4 | 1128393.6556 | 2477133.3774 | 23003.8309 | 50499.7145 | 106.1018 | -5.2774e-05 | 6402211369.6282 | 116897.1534 | 7384.7257 | 94433.1593 | 66178.6337 | 24077.0464 | 64706.6902 | 0 | 145734.1894 | 379170.4665 | 258791.6346 | 1157373.6991 | 3144235.0165 | 13584081.2916 | 13584081.2916 | 1478867.319 | 6315353.5865 | 0 | 17885690.0072 | 39263992.2044 | 177.8279 | 0.015851 | 1128393.6556 | 2477133.3774 | 23003.8309 | 50499.7145
1 | 4000 | 707 | 0.035 | 15 | 15 | 7 | 2.3714e-13 | 0 | Water | Porous | Wet | R600a | MinimizeLCOE_Brownfield | IgnoreSilica | 1.2899 | 0.29732 | 0.010294 | 4 | 442840.5356 | 962011.7895 | 9027.9033 | 19611.9115 | 114.4337 | -5.505e-05 | 10677465729.7388 | 163050.5109 | 10798.5311 | 130222.5014 | 84739.7214 | 24077.0464 | 73626.2362 | 0 | 189740.6735 | 493666.3112 | 336937.4012 | 1506858.9331 | 3144235.0165 | 13584081.2916 | 13584081.2916 | 1478867.319 | 6315353.5865 | 0 | 18235175.2412 | 39613477.4384 | 237.1374 | 0.041178 | 442840.5356 | 962011.7895 | 9027.9033 | 19611.9115
1 | 4000 | 707 | 0.035 | 15 | 15 | 7 | 3.1623e-13 | 0 | Water | Porous | Wet | R600a | MinimizeLCOE_Brownfield | IgnoreSilica | 1.6752 | 0.43399 | 0.019945 | 4 | 234115.2458 | 502084.9797 | 4772.7559 | 10235.6814 | 121.5724 | -5.6942e-05 | 14343032979.395 | 220606.3816 | 15229.0125 | 175396.117 | 110140.1932 | 24077.0464 | 83855.7576 | 0 | 245428.7583 | 638555.2846 | 435827.1028 | 1949115.654 | 3144235.0165 | 13584081.2916 | 13584081.2916 | 1478867.319 | 6315353.5865 | 0 | 18677431.9621 | 40055734.1593 | 316.2278 | 0.079779 | 234115.2458 | 502084.9797 | 4772.7559 | 10235.6814
1 | 4000 | 707 | 0.035 | 15 | 15 | 7 | 4.217e-13 | 0 | Water | Porous | Wet | R600a | MinimizeLCOE_Brownfield | IgnoreSilica | 2.2088 | 0.63093 | 0.034502 | 4 | 139648.4775 | 294556.2804 | 2846.9231 | 6004.9282 | 127.8704 | -5.9653e-05 | 16922294306.7026 | 295947.0913 | 21218.5741 | 235605.3627 | 146946.4394 | 24077.0464 | 97609.9595 | 0 | 320347.7446 | 833479.119 | 568866.625 | 2544097.9618 | 3144235.0165 | 13584081.2916 | 13584081.2916 | 1478867.319 | 6315353.5865 | 0 | 19272414.2699 | 40650716.4671 | 421.6965 | 0.13801 | 139648.4775 | 294556.2804 | 2846.9231 | 6004.9282
1 | 4000 | 707 | 0.035 | 15 | 15 | 7 | 5.6234e-13 | 0 | Water | Porous | Wet | R600a | MinimizeLCOE_Brownfield | IgnoreSilica | 2.8934 | 0.89038 | 0.054846 | 4 | 91172.4474 | 188618.5781 | 1858.6737 | 3845.2448 | 132.878 | -6.1396e-05 | 18929975867.2034 | 386164.8329 | 28571.1261 | 309297.537 | 195857.3645 | 24077.0464 | 112977.6882 | 0 | 412208.7821 | 1072482.6953 | 731991.4769 | 3273628.5494 | 3144235.0165 | 13584081.2916 | 13584081.2916 | 1478867.319 | 6315353.5865 | 0 | 20001944.8575 | 41380247.0546 | 562.3413 | 0.21939 | 91172.4474 | 188618.5781 | 1858.6737 | 3845.2448
1 | 4000 | 707 | 0.035 | 15 | 15 | 7 | 7.4989e-13 | 0 | Water | Porous | Wet | R600a | MinimizeLCOE_Brownfield | IgnoreSilica | 3.8265 | 1.2503 | 0.083645 | 4 | 62623.811 | 126519.8534 | 1276.6711 | 2579.2783 | 137.0282 | -6.348e-05 | 20243909766.1804 | 500011.0314 | 38014.2658 | 404638.016 | 264328.5374 | 24077.0464 | 132824.3925 | 0 | 531918.3829 | 1383942.5208 | 944569.2076 | 4224323.4008 | 3144235.0165 | 13584081.2916 | 13584081.2916 | 1478867.319 | 6315353.5865 | 0 | 20952639.7089 | 42330941.906 | 749.8942 | 0.33458 | 62623.811 | 126519.8534 | 1276.6711 | 2579.2783
1 | 4000 | 707 | 0.035 | 15 | 15 | 7 | 1e-12 | 0 | Water | Porous | Wet | R600a | MinimizeLCOE_Brownfield | IgnoreSilica | 5.0595 | 1.731 | 0.12286 | 4 | 45062.4184 | 88562.0117 | 918.6583 | 1805.4564 | 140.2923 | -6.5329e-05 | 21141151868.8545 | 638456.191 | 49638.6585 | 523702.0575 | 356550.4165 | 24077.0464 | 156883.9811 | 0 | 682230.2569 | 1775023.1837 | 1211489.7959 | 5418051.5874 | 3144235.0165 | 13584081.2916 | 13584081.2916 | 1478867.319 | 6315353.5865 | 0 | 22146367.8955 | 43524670.0926 | 1000 | 0.49146 | 45062.4184 | 88562.0117 | 918.6583 | 1805.4564
1 | 4000 | 707 | 0.035 | 15 | 15 | 7 | 1.3335e-12 | 0 | Water | Porous | Wet | R600a | MinimizeLCOE_Brownfield | IgnoreSilica | 6.699 | 2.374 | 0.17626 | 4 | 33544.1017 | 63866.6666 | 683.8419 | 1302.0084 | 142.8346 | -6.6563e-05 | 21679275283.637 | 807284.5449 | 63911.6781 | 673015.5982 | 480734.7176 | 24077.0464 | 185622.0686 | 0 | 871511.805 | 2267494.9449 | 1547611.8922 | 6921264.2958 | 3144235.0165 | 13584081.2916 | 13584081.2916 | 1478867.319 | 6315353.5865 | 0 | 23649580.6039 | 45027882.8011 | 1333.5214 | 0.70503 | 33544.1017 | 63866.6666 | 683.8419 | 1302.0084
1 | 4000 | 707 | 0.035 | 15 | 15 | 7 | 1.7783e-12 | 0 | Water | Porous | Wet | R600a | MinimizeLCOE_Brownfield | IgnoreSilica | 8.8768 | 3.2265 | 0.24727 | 4 | 25812.7476 | 47427.1699 | 526.2278 | 966.867 | 144.6899 | -6.7454e-05 | 21276056603.4282 | 1011153.3681 | 81141.8865 | 859041.2487 | 646086.7282 | 24077.0464 | 220516.9098 | 0 | 1108386.7032 | 2883794.8403 | 1968249.2346 | 8802447.9656 | 3144235.0165 | 13584081.2916 | 13584081.2916 | 1478867.319 | 6315353.5865 | 0 | 25530764.2737 | 46909066.4709 | 1778.2794 | 0.98908 | 25812.7476 | 47427.1699 | 526.2278 | 966.867
1 | 4000 | 707 | 0.035 | 15 | 15 | 7 | 2.3714e-12 | 0 | Water | Porous | Wet | R600a | MinimizeLCOE_Brownfield | IgnoreSilica | 11.7654 | 4.33 | 0.33689 | 4 | 20651.9417 | 36516.5268 | 421.0178 | 744.4388 | 145.6116 | -6.7898e-05 | 19092003819.441 | 1249593.9917 | 100923.2388 | 1086209.829 | 860068.9756 | 24077.0464 | 263328.8698 | 0 | 1397838.761 | 3636889.72 | 2482251.9645 | 11101182.3968 | 3144235.0165 | 13584081.2916 | 13584081.2916 | 1478867.319 | 6315353.5865 | 0 | 27829498.7049 | 49207800.9021 | 2371.3737 | 1.3475 | 20651.9417 | 36516.5268 | 421.0178 | 744.4388
1 | 4000 | 707 | 0.035 | 15 | 15 | 7 | 3.1623e-12 | 0 | Water | Porous | Wet | R600a | MinimizeLCOE_Brownfield | IgnoreSilica | 15.6442 | 5.907 | 0.47464 | 4 | 16312.5782 | 27572.7357 | 332.554 | 562.1075 | 147.5302 | -6.8849e-05 | 22742295163.3272 | 1571533.7992 | 128791.0642 | 1390450.5064 | 1169090.084 | 24077.0464 | 314456.2637 | 0 | 1793375.5179 | 4665995.2258 | 3184637.6182 | 14242407.1259 | 3144235.0165 | 13584081.2916 | 13584081.2916 | 1478867.319 | 6315353.5865 | 0 | 30970723.434 | 52349025.6311 | 3162.2777 | 1.8986 | 16312.5782 | 27572.7357 | 332.554 | 562.1075
1 | 4000 | 707 | 0.035 | 15 | 15 | 7 | 4.217e-12 | 0 | Water | Porous | Wet | R600a | MinimizeLCOE_Brownfield | IgnoreSilica | 20.7863 | 7.9416 | 0.64738 | 4 | 13440.0262 | 21695.7778 | 273.9931 | 442.2978 | 148.4227 | -6.9325e-05 | 22844510347.0794 | 1946003.2082 | 160482.395 | 1760636.1296 | 1567009.7231 | 24077.0464 | 377505.4617 | 0 | 2275928.4459 | 5921498.9592 | 4041544.7143 | 18074686.0833 | 3144235.0165 | 13584081.2916 | 13584081.2916 | 1478867.319 | 6315353.5865 | 0 | 34803002.3914 | 56181304.5886 | 4216.965 | 2.5895 | 13440.0262 | 21695.7778 | 273.9931 | 442.2978
1 | 4000 | 707 | 0.035 | 15 | 15 | 7 | 5.6234e-12 | 0 | Water | Porous | Wet | R600a | MinimizeLCOE_Brownfield | IgnoreSilica | 27.581 | 10.6316 | 0.87624 | 4 | 11305.4185 | 17404.8533 | 230.4762 | 354.8215 | 149.0983 | -6.9607e-05 | 22907726106.7733 | 2400366.4675 | 198798.0361 | 2222173.2995 | 2093647.5795 | 24077.0464 | 453543.0915 | 0 | 2883116.153 | 7501276.8216 | 5119775.5666 | 22896774.0616 | 3144235.0165 | 13584081.2916 | 13584081.2916 | 1478867.319 | 6315353.5865 | 0 | 39625090.3697 | 61003392.5668 | 5623.4133 | 3.505 | 11305.4185 | 17404.8533 | 230.4762 | 354.8215
1 | 4000 | 707 | 0.035 | 15 | 15 | 7 | 7.4989e-12 | 0 | Water | Porous | Wet | R600a | MinimizeLCOE_Brownfield | IgnoreSilica | 36.3869 | 14.1183 | 1.1732 | 4 | 9714.3288 | 14269.7385 | 198.0397 | 290.9079 | 149.6035 | -6.9794e-05 | 22896052132.331 | 2942144.0244 | 244319.5472 | 2786991.8071 | 2776679.3874 | 24077.0464 | 543890.5845 | 0 | 3634059.9348 | 9455078.5022 | 6453285.3602 | 28860526.1942 | 3144235.0165 | 13584081.2916 | 13584081.2916 | 1478867.319 | 6315353.5865 | 0 | 45588842.5023 | 66967144.6994 | 7498.9421 | 4.6929 | 9714.3288 | 14269.7385 | 198.0397 | 290.9079
1 | 4000 | 707 | 0.035 | 15 | 15 | 7 | 1e-11 | 0 | Water | Porous | Wet | R600a | MinimizeLCOE_Brownfield | IgnoreSilica | 48.007 | 18.7212 | 1.5654 | 4 | 8482.4197 | 11896.5091 | 172.9256 | 242.5264 | 149.9887 | -6.98e-05 | 22820506605.5057 | 3600883.656 | 299410.982 | 3491685.855 | 3678738.498 | 24077.0464 | 653287.3596 | 0 | 4581752.5249 | 11920780.2231 | 8136177.4498 | 36386793.5949 | 3144235.0165 | 13584081.2916 | 13584081.2916 | 1478867.319 | 6315353.5865 | 0 | 53115109.903 | 74493412.1002 | 10000 | 6.2618 | 8482.4197 | 11896.5091 | 172.9256 | 242.5264
1 | 4000 | 707 | 0.035 | 15 | 15 | 7 | 1.3335e-11 | 0 | Water | Porous | Wet | R600a | MinimizeLCOE_Brownfield | IgnoreSilica | 62.94 | 24.6238 | 2.0677 | 4 | 7539.4536 | 10124.2053 | 153.702 | 206.3956 | 150.2418 | -6.9581e-05 | 22378644036.6715 | 4379854.8786 | 364183.8195 | 4346655.4616 | 4835192.9075 | 24077.0464 | 782436.5754 | 0 | 5745636.2687 | 14948966.9791 | 10202977.1338 | 45629981.0704 | 3144235.0165 | 13584081.2916 | 13584081.2916 | 1478867.319 | 6315353.5865 | 0 | 62358297.3786 | 83736599.5757 | 13335.2143 | 8.2709 | 7539.4536 | 10124.2053 | 153.702 | 206.3956
1 | 4000 | 707 | 0.035 | 15 | 15 | 7 | 1.7783e-11 | 0 | Water | Porous | Wet | R600a | MinimizeLCOE_Brownfield | IgnoreSilica | 78.0601 | 30.5534 | 2.6061 | 4 | 6828.3487 | 8879.1373 | 139.2051 | 181.0132 | 150.2782 | -6.5288e-05 | 22256603138.3889 | 5105783.192 | 423802.7416 | 5165405.0124 | 5994499.115 | 24077.0464 | 867597.479 | 0 | 6856654.1887 | 17839607.7058 | 12175898.8265 | 54453325.3072 | 3144235.0165 | 13584081.2916 | 13584081.2916 | 1478867.319 | 6315353.5865 | 0 | 71181641.6154 | 92559943.8125 | 17782.7941 | 10.4244 | 6828.3487 | 8879.1373 | 139.2051 | 181.0132
1 | 4000 | 707 | 0.035 | 15 | 15 | 7 | 2.3714e-11 | 0 | Water | Porous | Wet | R600a | MinimizeLCOE_Brownfield | IgnoreSilica | 89.7534 | 35.0727 | 3.0852 | 4 | 6280.004 | 8012.357 | 128.0264 | 163.3427 | 150.1497 | -5.6176e-05 | 23116380930.0065 | 5626984.5725 | 465818.7269 | 5768753.5115 | 6874562.0319 | 24077.0464 | 860668.8617 | 0 | 7652137.2528 | 19909291.4627 | 13588500.5183 | 60770793.9848 | 3144235.0165 | 13584081.2916 | 13584081.2916 | 1478867.319 | 6315353.5865 | 0 | 77499110.2929 | 98877412.4901 | 23713.7371 | 12.3406 | 6280.004 | 8012.357 | 128.0264 | 163.3427
1 | 4000 | 707 | 0.035 | 15 | 15 | 7 | 3.1623e-11 | 0 | Water | Porous | Wet | R600a | MinimizeLCOE_Brownfield | IgnoreSilica | 100.6741 | 39.2156 | 3.5465 | 4 | 5856.3064 | 7363.3034 | 119.3887 | 150.1109 | 149.9034 | -4.7162e-05 | 23649306129.3907 | 6082653.8704 | 501761.9742 | 6309096.5697 | 7677369.8806 | 24077.0464 | 827056.8622 | 0 | 8354586.3193 | 21736919.8416 | 14835894.4409 | 66349416.8054 | 3144235.0165 | 13584081.2916 | 13584081.2916 | 1478867.319 | 6315353.5865 | 0 | 83077733.1135 | 104456035.3106 | 31622.7766 | 14.186 | 5856.3064 | 7363.3034 | 119.3887 | 150.1109
1 | 4000 | 707 | 0.035 | 15 | 15 | 7 | 4.217e-11 | 0 | Water | Porous | Wet | R600a | MinimizeLCOE_Brownfield | IgnoreSilica | 113.7 | 44.0338 | 4.0474 | 4 | 5528.3051 | 6848.8066 | 112.702 | 139.6222 | 149.4603 | -4.04e-05 | 23954326278.8812 | 6587879.4507 | 540532.6497 | 6924567.0084 | 8605323.8237 | 24077.0464 | 813390.9881 | 0 | 9163350.6771 | 23841158.8002 | 16272080.768 | 72772361.2122 | 3144235.0165 | 13584081.2916 | 13584081.2916 | 1478867.319 | 6315353.5865 | 0 | 89500677.5203 | 110878979.7175 | 42169.6503 | 16.1895 | 5528.3051 | 6848.8066 | 112.702 | 139.6222
1 | 4000 | 707 | 0.035 | 15 | 15 | 7 | 5.6234e-11 | 0 | Water | Porous | Wet | R600a | MinimizeLCOE_Brownfield | IgnoreSilica | 118.7056 | 45.8409 | 4.336 | 4 | 5278.0074 | 6510.6141 | 107.5993 | 132.7277 | 149.2397 | -3.1189e-05 | 24113685593.1445 | 6770211.3039 | 554115.3751 | 7152349.6693 | 8951387.5193 | 24077.0464 | 702587.9044 | 0 | 9420344.2392 | 24509803.332 | 16728444.4002 | 74813320.7898 | 3144235.0165 | 13584081.2916 | 13584081.2916 | 1478867.319 | 6315353.5865 | 0 | 91541637.0979 | 112919939.295 | 56234.1325 | 17.344 | 5278.0074 | 6510.6141 | 107.5993 | 132.7277
1 | 4000 | 707 | 0.035 | 15 | 15 | 7 | 7.4989e-11 | 0 | Water | Porous | Wet | R600a | MinimizeLCOE_Brownfield | IgnoreSilica | 125.7897 | 48.356 | 4.6484 | 4 | 5087.9616 | 6237.7175 | 103.725 | 127.1643 | 148.8899 | -2.4973e-05 | 24091538097.0828 | 7017948.8638 | 572222.5116 | 7466804.5297 | 9431333.9815 | 24077.0464 | 631209.0861 | 0 | 9806002.4475 | 25513206.8807 | 17413287.94 | 77876093.2874 | 3144235.0165 | 13584081.2916 | 13584081.2916 | 1478867.319 | 6315353.5865 | 0 | 94604409.5955 | 115982711.7927 | 74989.4209 | 18.5938 | 5087.9616 | 6237.7175 | 103.725 | 127.1643
1 | 4000 | 707 | 0.035 | 15 | 15 | 7 | 1e-10 | 0 | Water | Porous | Wet | R600a | MinimizeLCOE_Brownfield | IgnoreSilica | 131.4124 | 50.31 | 4.9013 | 4 | 4942.6276 | 6033.0613 | 100.7621 | 122.9921 | 148.5781 | -1.9793e-05 | 24076963417.8436 | 7205622.1822 | 585645.1526 | 7709213.77 | 9802741.6836 | 24077.0464 | 558048.6343 | 0 | 10095285.9029 | 26265863.0916 | 17926991.2695 | 80173488.7331 | 3144235.0165 | 13584081.2916 | 13584081.2916 | 1478867.319 | 6315353.5865 | 0 | 96901805.0412 | 118280107.2384 | 100000 | 19.6053 | 4942.6276 | 6033.0613 | 100.7621 | 122.9921
1 | 4000 | 707 | 0.035 | 15 | 15 | 7 | 1.3335e-10 | 0 | Water | Porous | Wet | R600a | MinimizeLCOE_Brownfield | IgnoreSilica | 135.848 | 51.8262 | 5.1031 | 4 | 4831.7639 | 5879.0798 | 98.502 | 119.853 | 148.3112 | -1.5612e-05 | 24057226873.8127 | 7348128.6377 | 595619.6829 | 7896289.8933 | 10090076.1881 | 24077.0464 | 488561.799 | 0 | 10312673.7665 | 26831461.7201 | 18313023.9554 | 81899912.6892 | 3144235.0165 | 13584081.2916 | 13584081.2916 | 1478867.319 | 6315353.5865 | 0 | 98628228.9973 | 120006531.1945 | 133352.1432 | 20.4125 | 4831.7639 | 5879.0798 | 98.502 | 119.853
1 | 4000 | 707 | 0.035 | 15 | 15 | 7 | 1.7783e-10 | 0 | Water | Porous | Wet | R600a | MinimizeLCOE_Brownfield | IgnoreSilica | 139.2929 | 52.988 | 5.2614 | 4 | 4747.2697 | 5763.07 | 96.7795 | 117.488 | 148.0913 | -1.23e-05 | 24041396743.9586 | 7455435.0982 | 602992.9051 | 8039061.6519 | 10309727.6163 | 24077.0464 | 425288.879 | 0 | 10474067.4468 | 27251374.9698 | 18599623.3766 | 83181648.99 | 3144235.0165 | 13584081.2916 | 13584081.2916 | 1478867.319 | 6315353.5865 | 0 | 99909965.2981 | 121288267.4953 | 177827.941 | 21.0458 | 4747.2697 | 5763.07 | 96.7795 | 117.488
1 | 4000 | 707 | 0.035 | 15 | 15 | 7 | 2.3714e-10 | 0 | Water | Porous | Wet | R600a | MinimizeLCOE_Brownfield | IgnoreSilica | 142.2166 | 53.9612 | 5.3908 | 4 | 4682.8302 | 5674.2537 | 95.4658 | 115.6773 | 147.8965 | -9.7944e-06 | 23939018577.9597 | 7544212.7524 | 609019.191 | 8158269.5945 | 10493382.569 | 24077.0464 | 372127.2094 | 0 | 10608424.4615 | 27600944.3617 | 18838211.6695 | 84248668.8554 | 3144235.0165 | 13584081.2916 | 13584081.2916 | 1478867.319 | 6315353.5865 | 0 | 100976985.1635 | 122355287.3606 | 237137.3706 | 21.5632 | 4682.8302 | 5674.2537 | 95.4658 | 115.6773
1 | 4000 | 707 | 0.035 | 15 | 15 | 7 | 3.1623e-10 | 0 | Water | Porous | Wet | R600a | MinimizeLCOE_Brownfield | IgnoreSilica | 144.1554 | 54.5994 | 5.4832 | 4 | 4633.7171 | 5608.4373 | 94.4646 | 114.3356 | 147.7627 | -7.7665e-06 | 23961039998.9831 | 7601868.508 | 612894.3517 | 8236255.0565 | 10613630.9944 | 24077.0464 | 323261.6286 | 0 | 10690675.1584 | 27814943.8031 | 18984270.6855 | 84901877.2326 | 3144235.0165 | 13584081.2916 | 13584081.2916 | 1478867.319 | 6315353.5865 | 0 | 101630193.5407 | 123008495.7378 | 316227.766 | 21.9328 | 4633.7171 | 5608.4373 | 94.4646 | 114.3356
1 | 4000 | 707 | 0.035 | 15 | 15 | 7 | 4.217e-10 | 0 | Water | Porous | Wet | R600a | MinimizeLCOE_Brownfield | IgnoreSilica | 145.5339 | 55.0502 | 5.5515 | 4 | 4596.3449 | 5559.0722 | 93.7027 | 113.3292 | 147.6653 | -6.1859e-06 | 24008319835.1115 | 7642279.6015 | 615585.6655 | 8291260.4369 | 10698486.239 | 24077.0464 | 281116.7231 | 0 | 10745594.2278 | 27957831.9564 | 19081794.7862 | 85338026.6829 | 3144235.0165 | 13584081.2916 | 13584081.2916 | 1478867.319 | 6315353.5865 | 0 | 102066342.991 | 123444645.1882 | 421696.5034 | 22.206 | 4596.3449 | 5559.0722 | 93.7027 | 113.3292
1 | 4000 | 707 | 0.035 | 15 | 15 | 7 | 5.6234e-10 | 0 | Water | Porous | Wet | R600a | MinimizeLCOE_Brownfield | IgnoreSilica | 146.4741 | 55.3561 | 5.6009 | 4 | 4567.9149 | 5522.1423 | 93.1231 | 112.5763 | 147.5978 | -4.9543e-06 | 24078184550.9688 | 7669553.759 | 617389.4893 | 8328558.5774 | 10756039.4134 | 24077.0464 | 245079.6778 | 0 | 10779872.2056 | 28047016.2232 | 19142664.8809 | 85610251.273 | 3144235.0165 | 13584081.2916 | 13584081.2916 | 1478867.319 | 6315353.5865 | 0 | 102338567.5811 | 123716869.7783 | 562341.3252 | 22.4038 | 4567.9149 | 5522.1423 | 93.1231 | 112.5763
1 | 4000 | 707 | 0.035 | 15 | 15 | 7 | 7.4989e-10 | 0 | Water | Porous | Wet | R600a | MinimizeLCOE_Brownfield | IgnoreSilica | 147.066 | 55.548 | 5.6356 | 4 | 4546.291 | 5494.6568 | 92.6823 | 112.016 | 147.5547 | -3.9894e-06 | 24169310753.9422 | 7686591.5087 | 618510.1374 | 8351941.436 | 10792120.6647 | 24077.0464 | 214297.8434 | 0 | 10798140.0683 | 28094545.4546 | 19175104.5579 | 85755328.7174 | 3144235.0165 | 13584081.2916 | 13584081.2916 | 1478867.319 | 6315353.5865 | 0 | 102483645.0255 | 123861947.2227 | 749894.2093 | 22.5423 | 4546.291 | 5494.6568 | 92.6823 | 112.016
1 | 4000 | 707 | 0.035 | 15 | 15 | 7 | 1e-09 | 0 | Water | Porous | Wet | R600a | MinimizeLCOE_Brownfield | IgnoreSilica | 147.3903 | 55.6528 | 5.6588 | 4 | 4529.844 | 5474.3218 | 92.347 | 111.6015 | 147.5307 | -3.2287e-06 | 24275787697.3085 | 7695861.3485 | 619116.6199 | 8364704.6586 | 10811807.6677 | 24077.0464 | 187985.1079 | 0 | 10804385.4551 | 28110794.6699 | 19186194.9813 | 85804927.5552 | 3144235.0165 | 13584081.2916 | 13584081.2916 | 1478867.319 | 6315353.5865 | 0 | 102533243.8633 | 123911546.0605 | 1000000 | 22.635 | 4529.844 | 5474.3218 | 92.347 | 111.6015
1 | 4000 | 707 | 0.035 | 15 | 15 | 7 | 1.3335e-09 | 0 | Water | Porous | Wet | R600a | MinimizeLCOE_Brownfield | IgnoreSilica | 147.4876 | 55.6839 | 5.6727 | 4 | 4517.3324 | 5459.4955 | 92.0919 | 111.2992 | 147.5231 | -2.6175e-06 | 24405603952.315 | 7698590.0741 | 619292.2282 | 8368495.5609 | 10817638.7252 | 24077.0464 | 165131.9378 | 0 | 10800357.9733 | 28100315.9885 | 19179043.0659 | 85772942.6003 | 3144235.0165 | 13584081.2916 | 13584081.2916 | 1478867.319 | 6315353.5865 | 0 | 102501258.9084 | 123879561.1055 | 1333521.4322 | 22.6907 | 4517.3324 | 5459.4955 | 92.0919 | 111.2992
1 | 4000 | 707 | 0.035 | 15 | 15 | 7 | 1.7783e-09 | 0 | Water | Porous | Wet | R600a | MinimizeLCOE_Brownfield | IgnoreSilica | 147.3903 | 55.652 | 5.6789 | 4 | 4507.8095 | 5448.9326 | 91.8978 | 111.0839 | 147.5296 | -2.1142e-06 | 24554928680.9263 | 7695729.0951 | 619100.1512 | 8364611.5309 | 10811615.6357 | 24077.0464 | 144816.9116 | 0 | 10787380.6447 | 28066551.6414 | 19155998.2052 | 85669880.8622 | 3144235.0165 | 13584081.2916 | 13584081.2916 | 1478867.319 | 6315353.5865 | 0 | 102398197.1703 | 123776499.3675 | 1778279.41 | 22.7157 | 4507.8095 | 5448.9326 | 91.8978 | 111.0839
1 | 4000 | 707 | 0.035 | 15 | 15 | 7 | 2.3714e-09 | 0 | Water | Porous | Wet | R600a | MinimizeLCOE_Brownfield | IgnoreSilica | 147.0861 | 55.5528 | 5.6779 | 4 | 4500.552 | 5441.8463 | 91.7498 | 110.9394 | 147.5509 | -1.6771e-06 | 24743122576.4212 | 7686899.6634 | 618514.5322 | 8352545.0048 | 10792953.7866 | 24077.0464 | 125729.6463 | 0 | 10764280.6751 | 28006450.259 | 19114977.7767 | 85486428.3905 | 3144235.0165 | 13584081.2916 | 13584081.2916 | 1478867.319 | 6315353.5865 | 0 | 102214744.6986 | 123593046.8957 | 2371373.7057 | 22.7116 | 4500.552 | 5441.8463 | 91.7498 | 110.9394
1 | 4000 | 707 | 0.035 | 15 | 15 | 7 | 3.1623e-09 | 0 | Water | Porous | Wet | R600a | MinimizeLCOE_Brownfield | IgnoreSilica | 141.536 | 53.7291 | 5.5401 | 4 | 4491.2471 | 5455.9467 | 91.5601 | 111.2269 | 147.9329 | 0.0002426 | 28036769434.2019 | 7522640.2695 | 607495.6039 | 8129942.2054 | 10449311.6641 | 24077.0464 | 0 | 0 | 10426052.0478 | 27126448.7511 | 18514358.6654 | 82800326.2537 | 3144235.0165 | 13584081.2916 | 13584081.2916 | 1478867.319 | 6315353.5865 | 0 | 99528642.5618 | 120906944.759 | 3162277.6602 | 22.1606 | 4491.2471 | 5455.9467 | 91.5601 | 111.2269
1 | 4000 | 707 | 0.035 | 15 | 15 | 7 | 4.217e-09 | 0 | Water | Porous | Wet | R600a | MinimizeLCOE_Brownfield | IgnoreSilica | 142.313 | 53.9865 | 5.5641 | 4 | 4486.5672 | 5447.1214 | 91.4647 | 111.0469 | 147.8808 | 0.00041001 | 28879983021.666 | 7546058.5024 | 609083.9679 | 8161428.9263 | 10497867.4146 | 24077.0464 | 0 | 0 | 10467021.1845 | 27233042.0407 | 18587110.7759 | 83125689.8587 | 3144235.0165 | 13584081.2916 | 13584081.2916 | 1478867.319 | 6315353.5865 | 0 | 99854006.1668 | 121232308.3639 | 4216965.0343 | 22.2562 | 4486.5672 | 5447.1214 | 91.4647 | 111.0469
1 | 4000 | 707 | 0.035 | 15 | 15 | 7 | 5.6234e-09 | 0 | Water | Porous | Wet | R600a | MinimizeLCOE_Brownfield | IgnoreSilica | 142.9049 | 54.1821 | 5.5822 | 4 | 4483.0582 | 5440.4931 | 91.3932 | 110.9118 | 147.8407 | 0.00029728 | 28050593295.7977 | 7563801.18 | 610283.2997 | 8185341.9805 | 10534753.254 | 24077.0464 | 0 | 0 | 10498120.1366 | 27313955.1348 | 18642335.6252 | 83372667.6571 | 3144235.0165 | 13584081.2916 | 13584081.2916 | 1478867.319 | 6315353.5865 | 0 | 100100983.9652 | 121479286.1623 | 5623413.2519 | 22.3287 | 4483.0582 | 5440.4931 | 91.3932 | 110.9118
1 | 4000 | 707 | 0.035 | 15 | 15 | 7 | 7.4989e-09 | 0 | Water | Porous | Wet | R600a | MinimizeLCOE_Brownfield | IgnoreSilica | 143.3459 | 54.3276 | 5.5956 | 4 | 4480.4755 | 5435.6081 | 91.3406 | 110.8122 | 147.8107 | 0.00037473 | 28425435858.8078 | 7576963.8355 | 611170.7256 | 8203114.7354 | 10562172.8512 | 24077.0464 | 0 | 0 | 10521224.6857 | 27374068.4323 | 18683364.1859 | 83556156.4981 | 3144235.0165 | 13584081.2916 | 13584081.2916 | 1478867.319 | 6315353.5865 | 0 | 100284472.8062 | 121662775.0034 | 7498942.0933 | 22.3826 | 4480.4755 | 5435.6081 | 91.3406 | 110.8122
1 | 4000 | 707 | 0.035 | 15 | 15 | 7 | 1e-08 | 0 | Water | Porous | Wet | R600a | MinimizeLCOE_Brownfield | IgnoreSilica | 143.6749 | 54.4359 | 5.6056 | 4 | 4478.5665 | 5431.9936 | 91.3016 | 110.7385 | 147.7882 | 0.00052861 | 29301846688.7229 | 7586751.0344 | 611829.2865 | 8216347.9682 | 10582591.7537 | 24077.0464 | 0 | 0 | 10538422.8648 | 27418814.5663 | 18713904.3418 | 83692738.8621 | 3144235.0165 | 13584081.2916 | 13584081.2916 | 1478867.319 | 6315353.5865 | 0 | 100421055.1702 | 121799357.3673 | 10000000 | 22.4226 | 4478.5665 | 5431.9936 | 91.3016 | 110.7385
1 | 4100 | 707 | 0.035 | 15 | 15 | 7 | 1e-13 | 0 | Water | Porous | Wet | R600a | MinimizeLCOE_Brownfield | IgnoreSilica | 0 | 0 | 0 | 0 | [5 empty] | 0 | 0 | 0 | 0 | 0 | 0 | 0 | 0 | 0 | 0 | 0 | 0 | 0 | 0 | 0 | 0 | 0 | 0 | 0 | 0 | 0 | 100 | 0
1 | 4100 | 707 | 0.035 | 15 | 15 | 7 | 1.3335e-13 | 0 | Water | Porous | Wet | R600a | MinimizeLCOE_Brownfield | IgnoreSilica | 0.76854 | 0.13085 | 0.00072853 | 4 | 6200300.1358 | 13748064.9808 | 126401.5048 | 280272.9003 | 98.0015 | -4.9264e-05 | 3083689535.409 | 83416.0599 | 5034.0579 | 68287.9375 | 53475.0652 | 24077.0464 | 56138.8681 | 0 | 113267.3236 | 294698.3417 | 201137.6737 | 899532.3738 | 3144235.0165 | 14024609.4364 | 14024609.4364 | 1478867.319 | 6491564.8444 | 0 | 18068376.8267 | 40063418.4266 | 133.3521 | 0.0029141 | 6200300.1358 | 13748064.9808 | 126401.5048 | 280272.9003
1 | 4100 | 707 | 0.035 | 15 | 15 | 7 | 1.7783e-13 | 0 | Water | Porous | Wet | R600a | MinimizeLCOE_Brownfield | IgnoreSilica | 1.0121 | 0.20919 | 0.0050977 | 4 | 900735.1832 | 1979411.3816 | 18362.705 | 40352.9784 | 108.1766 | -5.2879e-05 | 8407568031.1568 | 123179.4108 | 7869.9427 | 98709.4467 | 68128.3292 | 24077.0464 | 64779.1904 | 0 | 150829.9128 | 392428.4937 | 267840.5105 | 1197842.2832 | 3144235.0165 | 14024609.4364 | 14024609.4364 | 1478867.319 | 6491564.8444 | 0 | 18366686.7361 | 40361728.336 | 177.8279 | 0.020391 | 900735.1832 | 1979411.3816 | 18362.705 | 40352.9784
1 | 4100 | 707 | 0.035 | 15 | 15 | 7 | 2.3714e-13 | 0 | Water | Porous | Wet | R600a | MinimizeLCOE_Brownfield | IgnoreSilica | 1.3242 | 0.31827 | 0.012302 | 4 | 380932.7008 | 827898.4946 | 7765.8284 | 16877.8306 | 116.9394 | -5.5952e-05 | 12884246937.9555 | 173393.7523 | 11644.9633 | 137284.0853 | 88309.1233 | 24077.0464 | 74364.6428 | 0 | 198538.7092 | 516556.9954 | 352560.7636 | 1576730.0815 | 3144235.0165 | 14024609.4364 | 14024609.4364 | 1478867.319 | 6491564.8444 | 0 | 18745574.5345 | 40740616.1343 | 237.1374 | 0.04921 | 380932.7008 | 827898.4946 | 7765.8284 | 16877.8306
1 | 4100 | 707 | 0.035 | 15 | 15 | 7 | 3.1623e-13 | 0 | Water | Porous | Wet | R600a | MinimizeLCOE_Brownfield | IgnoreSilica | 1.7335 | 0.46983 | 0.023396 | 4 | 205499.8807 | 440530.3372 | 4189.393 | 8980.8068 | 124.446 | -5.8696e-05 | 16679032823.9269 | 236763.9296 | 16618.6362 | 186530.8975 | 116402.2891 | 24077.0464 | 85556.4969 | 0 | 259720.2253 | 675738.7503 | 461205.5821 | 2062613.8534 | 3144235.0165 | 14024609.4364 | 14024609.4364 | 1478867.319 | 6491564.8444 | 0 | 19231458.3063 | 41226499.9062 | 316.2278 | 0.093584 | 205499.8807 | 440530.3372 | 4189.393 | 8980.8068
1 | 4100 | 707 | 0.035 | 15 | 15 | 7 | 4.217e-13 | 0 | Water | Porous | Wet | R600a | MinimizeLCOE_Brownfield | IgnoreSilica | 2.2671 | 0.67542 | 0.039526 | 4 | 125512.7052 | 264629.7665 | 2558.7463 | 5394.8357 | 130.6781 | -6.1007e-05 | 19552148116.7278 | 314931.4894 | 22966.8336 | 248331.4546 | 154846.6664 | 24077.0464 | 98607.3676 | 0 | 336866.7346 | 876458.1426 | 598200.6917 | 2675286.4269 | 3144235.0165 | 14024609.4364 | 14024609.4364 | 1478867.319 | 6491564.8444 | 0 | 19844130.8798 | 41839172.4797 | 421.6965 | 0.1581 | 125512.7052 | 264629.7665 | 2558.7463 | 5394.8357
1 | 4100 | 707 | 0.035 | 15 | 15 | 7 | 5.6234e-13 | 0 | Water | Porous | Wet | R600a | MinimizeLCOE_Brownfield | IgnoreSilica | 2.9639 | 0.95106 | 0.062229 | 4 | 82807.1468 | 171170.1663 | 1688.1357 | 3489.5354 | 135.7637 | -6.2826e-05 | 21734677517.3847 | 410423.9463 | 30930.0703 | 325398.2618 | 206985.0139 | 24077.0464 | 113895.4105 | 0 | 433566.8022 | 1128051.8825 | 769918.589 | 3443247.0228 | 3144235.0165 | 14024609.4364 | 14024609.4364 | 1478867.319 | 6491564.8444 | 0 | 20612091.4757 | 42607133.0756 | 562.3413 | 0.24892 | 82807.1468 | 171170.1663 | 1688.1357 | 3489.5354
1 | 4100 | 707 | 0.035 | 15 | 15 | 7 | 7.4989e-13 | 0 | Water | Porous | Wet | R600a | MinimizeLCOE_Brownfield | IgnoreSilica | 3.9191 | 1.3355 | 0.094399 | 4 | 57260.3799 | 115510.2991 | 1167.3303 | 2354.8337 | 140.0098 | -6.5364e-05 | 23162058138.7194 | 531778.8174 | 41255.3334 | 425666.6505 | 280584.6188 | 24077.0464 | 134217.3522 | 0 | 560656.1293 | 1458712.242 | 995601.0787 | 4452549.2686 | 3144235.0165 | 14024609.4364 | 14024609.4364 | 1478867.319 | 6491564.8444 | 0 | 21621393.7215 | 43616435.3214 | 749.8942 | 0.3776 | 57260.3799 | 115510.2991 | 1167.3303 | 2354.8337
1 | 4100 | 707 | 0.035 | 15 | 15 | 7 | 1e-12 | 0 | Water | Porous | Wet | R600a | MinimizeLCOE_Brownfield | IgnoreSilica | 5.1689 | 1.8441 | 0.13829 | 4 | 41354.5647 | 81118.238 | 843.0687 | 1653.705 | 143.3247 | -6.6876e-05 | 24270410320.8319 | 678130.3414 | 53890.1447 | 549679.1264 | 378977.7992 | 24077.0464 | 157583.9769 | 0 | 718511.9897 | 1869420.8101 | 1275918.1156 | 5706189.3504 | 3144235.0165 | 14024609.4364 | 14024609.4364 | 1478867.319 | 6491564.8444 | 0 | 22875033.8033 | 44870075.4032 | 1000 | 0.55314 | 41354.5647 | 81118.238 | 843.0687 | 1653.705
1 | 4100 | 707 | 0.035 | 15 | 15 | 7 | 1.3335e-12 | 0 | Water | Porous | Wet | R600a | MinimizeLCOE_Brownfield | IgnoreSilica | 6.8474 | 2.5311 | 0.19823 | 4 | 30865.9007 | 58605.3968 | 629.2431 | 1194.7503 | 145.9339 | -6.8296e-05 | 24842802183.4488 | 858540.0648 | 69603.3096 | 706734.5068 | 513031.6398 | 24077.0464 | 186608.7459 | 0 | 919852.1722 | 2393266.6644 | 1633453.6752 | 7305167.8251 | 3144235.0165 | 14024609.4364 | 14024609.4364 | 1478867.319 | 6491564.8444 | 0 | 24474012.278 | 46469053.8779 | 1333.5214 | 0.79291 | 30865.9007 | 58605.3968 | 629.2431 | 1194.7503
1 | 4100 | 707 | 0.035 | 15 | 15 | 7 | 1.7783e-12 | 0 | Water | Porous | Wet | R600a | MinimizeLCOE_Brownfield | IgnoreSilica | 9.0742 | 3.4394 | 0.27779 | 4 | 23822.858 | 43617.2924 | 485.6612 | 889.1975 | 147.8169 | -6.9301e-05 | 24289073877.7813 | 1075935.4541 | 88557.1365 | 901873.5763 | 691237.4233 | 24077.0464 | 221777.8843 | 0 | 1171348.8232 | 3047609.3612 | 2080056.0112 | 9302472.7166 | 3144235.0165 | 14024609.4364 | 14024609.4364 | 1478867.319 | 6491564.8444 | 0 | 26471317.1695 | 48466358.7694 | 1778.2794 | 1.1112 | 23822.858 | 43617.2924 | 485.6612 | 889.1975
1 | 4100 | 707 | 0.035 | 15 | 15 | 7 | 2.3714e-12 | 0 | Water | Porous | Wet | R600a | MinimizeLCOE_Brownfield | IgnoreSilica | 12.0043 | 4.6044 | 0.37746 | 4 | 19132.6656 | 33700.4224 | 390.0453 | 687.0287 | 148.7209 | -6.9643e-05 | 23185713763.2423 | 1327683.8479 | 110052.8017 | 1138080.5347 | 919385.6243 | 24077.0464 | 264232.6118 | 0 | 1475569.8621 | 3839130.1001 | 2620285.1795 | 11718497.6085 | 3144235.0165 | 14024609.4364 | 14024609.4364 | 1478867.319 | 6491564.8444 | 0 | 28887342.0614 | 50882383.6613 | 2371.3737 | 1.5098 | 19132.6656 | 33700.4224 | 390.0453 | 687.0287
1 | 4100 | 707 | 0.035 | 15 | 15 | 7 | 3.1623e-12 | 0 | Water | Porous | Wet | R600a | MinimizeLCOE_Brownfield | IgnoreSilica | 15.905 | 6.2617 | 0.53039 | 4 | 15174.1627 | 25541.592 | 309.3458 | 520.6999 | 150.7321 | -7.086e-05 | 26054087975.2119 | 1668293.2371 | 140741.7635 | 1452911.1851 | 1249685.4508 | 24077.0464 | 315018.5624 | 0 | 1891783.6257 | 4922032.9358 | 3359388.6163 | 15023932.4231 | 3144235.0165 | 14024609.4364 | 14024609.4364 | 1478867.319 | 6491564.8444 | 0 | 32192776.876 | 54187818.4759 | 3162.2777 | 2.1216 | 15174.1627 | 25541.592 | 309.3458 | 520.6999
1 | 4100 | 707 | 0.035 | 15 | 15 | 7 | 4.217e-12 | 0 | Water | Porous | Wet | R600a | MinimizeLCOE_Brownfield | IgnoreSilica | 21.0958 | 8.4023 | 0.7224 | 4 | 12536.4771 | 20148.2222 | 255.573 | 410.7488 | 151.6469 | -7.1332e-05 | 26180343018.4272 | 2064426.293 | 175520.1081 | 1836702.4448 | 1674567.8256 | 24077.0464 | 377510.6819 | 0 | 2399593.7159 | 6243250.6244 | 4261146.8371 | 19056795.5772 | 3144235.0165 | 14024609.4364 | 14024609.4364 | 1478867.319 | 6491564.8444 | 0 | 36225640.0301 | 58220681.63 | 4216.965 | 2.8896 | 12536.4771 | 20148.2222 | 255.573 | 410.7488
1 | 4100 | 707 | 0.035 | 15 | 15 | 7 | 5.6234e-12 | 0 | Water | Porous | Wet | R600a | MinimizeLCOE_Brownfield | IgnoreSilica | 27.9559 | 11.2319 | 0.97689 | 4 | 10570.2457 | 16199.0851 | 215.4888 | 330.2403 | 152.3416 | -7.162e-05 | 26278911057.7541 | 2545440.9642 | 217636.722 | 2315241.8086 | 2237028.6012 | 24077.0464 | 452978.7317 | 0 | 3039037.5109 | 7906952.2109 | 5396657.3556 | 24135050.9514 | 3144235.0165 | 14024609.4364 | 14024609.4364 | 1478867.319 | 6491564.8444 | 0 | 41303895.4043 | 63298937.0041 | 5623.4133 | 3.9076 | 10570.2457 | 16199.0851 | 215.4888 | 330.2403
1 | 4100 | 707 | 0.035 | 15 | 15 | 7 | 7.4989e-12 | 0 | Water | Porous | Wet | R600a | MinimizeLCOE_Brownfield | IgnoreSilica | 36.9937 | 14.9609 | 1.3126 | 4 | 9083.1709 | 13272.2715 | 185.1727 | 270.5732 | 152.8692 | -7.1786e-05 | 26306449246.208 | 3128415.6392 | 268488.9207 | 2910591.4271 | 2979012.337 | 24077.0464 | 544180.7367 | 0 | 3843358.7817 | 9999631.1688 | 6824953.7446 | 30522709.8022 | 3144235.0165 | 14024609.4364 | 14024609.4364 | 1478867.319 | 6491564.8444 | 0 | 47691554.2551 | 69686595.855 | 7498.9421 | 5.2505 | 9083.1709 | 13272.2715 | 185.1727 | 270.5732
1 | 4100 | 707 | 0.035 | 15 | 15 | 7 | 1e-11 | 0 | Water | Porous | Wet | R600a | MinimizeLCOE_Brownfield | IgnoreSilica | 48.799 | 19.83 | 1.7514 | 4 | 7946.3191 | 11085.9765 | 161.9965 | 226.0026 | 153.2653 | -7.1815e-05 | 26228123950.496 | 3829740.154 | 329443.3529 | 3645001.466 | 3948334.9418 | 24077.0464 | 653618.7623 | 0 | 4847784.1321 | 12612939.8945 | 8608590.648 | 38499530.398 | 3144235.0165 | 14024609.4364 | 14024609.4364 | 1478867.319 | 6491564.8444 | 0 | 55668374.8509 | 77663416.4508 | 10000 | 7.0056 | 7946.3191 | 11085.9765 | 161.9965 | 226.0026
1 | 4100 | 707 | 0.035 | 15 | 15 | 7 | 1.3335e-11 | 0 | Water | Porous | Wet | R600a | MinimizeLCOE_Brownfield | IgnoreSilica | 63.9385 | 26.0615 | 2.3118 | 4 | 7077.4289 | 9455.9937 | 144.283 | 192.7732 | 153.5201 | -7.159e-05 | 25695346034.784 | 4657035.3777 | 400834.2665 | 4534456.7624 | 5188254.9759 | 24077.0464 | 782534.3004 | 0 | 6079005.1644 | 15816324.4623 | 10794966.4385 | 48277488.7943 | 3144235.0165 | 14024609.4364 | 14024609.4364 | 1478867.319 | 6491564.8444 | 0 | 65446333.2472 | 87441374.8471 | 13335.2143 | 9.2472 | 7077.4289 | 9455.9937 | 144.283 | 192.7732
1 | 4100 | 707 | 0.035 | 15 | 15 | 7 | 1.7783e-11 | 0 | Water | Porous | Wet | R600a | MinimizeLCOE_Brownfield | IgnoreSilica | 81.595 | 33.2608 | 2.9649 | 4 | 6428.8227 | 8283.4574 | 131.0602 | 168.8695 | 153.5264 | -6.9638e-05 | 24432036443.9517 | 5537954.6152 | 475522.3368 | 5511496.2901 | 6615047.5951 | 24077.0464 | 908858.1856 | 0 | 7438452.867 | 19353328.5234 | 13209044.3884 | 59073781.8479 | 3144235.0165 | 14024609.4364 | 14024609.4364 | 1478867.319 | 6491564.8444 | 0 | 76242626.3009 | 98237667.9007 | 17782.7941 | 11.8595 | 6428.8227 | 8283.4574 | 131.0602 | 168.8695
1 | 4100 | 707 | 0.035 | 15 | 15 | 7 | 2.3714e-11 | 0 | Water | Porous | Wet | R600a | MinimizeLCOE_Brownfield | IgnoreSilica | 93.0714 | 37.8609 | 3.4776 | 4 | 5939.7196 | 7520.9295 | 121.0892 | 153.3243 | 153.3548 | -5.9363e-05 | 25216238781.72 | 6064707.9581 | 518955.7538 | 6114380.4536 | 7519963.432 | 24077.0464 | 890896.241 | 0 | 8241862.5451 | 21443635.7038 | 14635721.9905 | 65454201.1241 | 3144235.0165 | 14024609.4364 | 14024609.4364 | 1478867.319 | 6491564.8444 | 0 | 82623045.577 | 104618087.1769 | 23713.7371 | 13.9103 | 5939.7196 | 7520.9295 | 121.0892 | 153.3243
1 | 4100 | 707 | 0.035 | 15 | 15 | 7 | 3.1623e-11 | 0 | Water | Porous | Wet | R600a | MinimizeLCOE_Brownfield | IgnoreSilica | 103.5124 | 41.9693 | 3.9592 | 4 | 5562.6614 | 6951.512 | 113.4024 | 141.716 | 153.0766 | -4.9294e-05 | 25699967755.2051 | 6512887.3225 | 554807.5267 | 6641564.4189 | 8321814.4945 | 24077.0464 | 844582.611 | 0 | 8930896.0338 | 23236359.5012 | 15859292.819 | 70926281.7739 | 3144235.0165 | 14024609.4364 | 14024609.4364 | 1478867.319 | 6491564.8444 | 0 | 88095126.2268 | 110090167.8266 | 31622.7766 | 15.8369 | 5562.6614 | 6951.512 | 113.4024 | 141.716
1 | 4100 | 707 | 0.035 | 15 | 15 | 7 | 4.217e-11 | 0 | Water | Porous | Wet | R600a | MinimizeLCOE_Brownfield | IgnoreSilica | 113.0519 | 45.6361 | 4.401 | 4 | 5272.4971 | 6521.9291 | 107.487 | 132.9583 | 152.7222 | -4.0272e-05 | 25836009667.668 | 6896476.4665 | 584584.046 | 7104312.4644 | 9031326.1293 | 24077.0464 | 783561.6622 | 0 | 9525491.7478 | 24783375.5807 | 16915163.0812 | 75648368.2244 | 3144235.0165 | 14024609.4364 | 14024609.4364 | 1478867.319 | 6491564.8444 | 0 | 92817212.6774 | 114812254.2772 | 42169.6503 | 17.604 | 5272.4971 | 6521.9291 | 107.487 | 132.9583
1 | 4100 | 707 | 0.035 | 15 | 15 | 7 | 5.6234e-11 | 0 | Water | Porous | Wet | R600a | MinimizeLCOE_Brownfield | IgnoreSilica | 120.9176 | 48.5916 | 4.7756 | 4 | 5050.0951 | 6201.5115 | 102.953 | 126.4262 | 152.3591 | -3.2222e-05 | 25915306003.8113 | 7194190.0808 | 606936.3775 | 7472685.7451 | 9598571.909 | 24077.0464 | 707214.0728 | 0 | 9985433.3403 | 25980049.2574 | 17731917.4548 | 79301075.284 | 3144235.0165 | 14024609.4364 | 14024609.4364 | 1478867.319 | 6491564.8444 | 0 | 96469919.7369 | 118464961.3368 | 56234.1325 | 19.1026 | 5050.0951 | 6201.5115 | 102.953 | 126.4262
1 | 4100 | 707 | 0.035 | 15 | 15 | 7 | 7.4989e-11 | 0 | Water | Porous | Wet | R600a | MinimizeLCOE_Brownfield | IgnoreSilica | 127.4 | 50.9797 | 5.0879 | 4 | 4880.0968 | 5960.8474 | 99.4874 | 121.5199 | 152.0129 | -2.5447e-05 | 25773468603.2464 | 7427004.2786 | 623836.1991 | 7767698.1734 | 10053783.2385 | 24077.0464 | 626809.1418 | 0 | 10344051.1503 | 26913099.2365 | 18368743.2378 | 82149101.7025 | 3144235.0165 | 14024609.4364 | 14024609.4364 | 1478867.319 | 6491564.8444 | 0 | 99317946.1554 | 121312987.7553 | 74989.4209 | 20.3516 | 4880.0968 | 5960.8474 | 99.4874 | 121.5199
1 | 4100 | 707 | 0.035 | 15 | 15 | 7 | 1e-10 | 0 | Water | Porous | Wet | R600a | MinimizeLCOE_Brownfield | IgnoreSilica | 133.1567 | 53.052 | 5.3555 | 4 | 4749.7115 | 5776.4614 | 96.8293 | 117.761 | 151.6716 | -2.0113e-05 | 25717057796.1155 | 7624300.4398 | 637848.7179 | 8021797.8714 | 10446320.9738 | 24077.0464 | 553559.8876 | 0 | 10650082.9254 | 27709331.1394 | 18912187.8725 | 84579506.8741 | 3144235.0165 | 14024609.4364 | 14024609.4364 | 1478867.319 | 6491564.8444 | 0 | 101748351.327 | 123743392.9268 | 100000 | 21.422 | 4749.7115 | 5776.4614 | 96.8293 | 117.761
1 | 4100 | 707 | 0.035 | 15 | 15 | 7 | 1.3335e-10 | 0 | Water | Porous | Wet | R600a | MinimizeLCOE_Brownfield | IgnoreSilica | 137.3024 | 54.5198 | 5.558 | 4 | 4650.2288 | 5639.571 | 94.8012 | 114.9703 | 151.4056 | -1.5671e-05 | 25677100659.8966 | 7760847.7975 | 647282.2087 | 8200881.8644 | 10723024.68 | 24077.0464 | 479829.1629 | 0 | 10856017.6763 | 28245131.1184 | 19277882.3677 | 86214973.9222 | 3144235.0165 | 14024609.4364 | 14024609.4364 | 1478867.319 | 6491564.8444 | 0 | 103383818.3751 | 125378859.975 | 133352.1432 | 22.232 | 4650.2288 | 5639.571 | 94.8012 | 114.9703
1 | 4100 | 707 | 0.035 | 15 | 15 | 7 | 1.7783e-10 | 0 | Water | Porous | Wet | R600a | MinimizeLCOE_Brownfield | IgnoreSilica | 140.489 | 55.6343 | 5.7156 | 4 | 4574.3708 | 5536.4291 | 93.2547 | 112.8676 | 151.1899 | -1.216e-05 | 25653616994.6221 | 7862690.9848 | 654160.967 | 8336379.6045 | 10932371.335 | 24077.0464 | 412946.4141 | 0 | 11006824.2772 | 28637498.9592 | 19545681.4814 | 87412631.0698 | 3144235.0165 | 14024609.4364 | 14024609.4364 | 1478867.319 | 6491564.8444 | 0 | 104581475.5227 | 126576517.1225 | 177827.941 | 22.8625 | 4574.3708 | 5536.4291 | 93.2547 | 112.8676
1 | 4100 | 707 | 0.035 | 15 | 15 | 7 | 2.3714e-10 | 0 | Water | Porous | Wet | R600a | MinimizeLCOE_Brownfield | IgnoreSilica | 142.923 | 56.4772 | 5.8372 | 4 | 4516.5443 | 5458.5654 | 92.0759 | 111.2802 | 151.0185 | -9.4244e-06 | 25463039262.1016 | 7938657.5203 | 659197.4497 | 8438618.5397 | 11090307.2926 | 24077.0464 | 354054.0582 | 0 | 11116915.6437 | 28923934.1119 | 19741179.3588 | 88286941.0214 | 3144235.0165 | 14024609.4364 | 14024609.4364 | 1478867.319 | 6491564.8444 | 0 | 105455785.4743 | 127450827.0741 | 237137.3706 | 23.3488 | 4516.5443 | 5458.5654 | 92.0759 | 111.2802
1 | 4100 | 707 | 0.035 | 15 | 15 | 7 | 3.1623e-10 | 0 | Water | Porous | Wet | R600a | MinimizeLCOE_Brownfield | IgnoreSilica | 145.1977 | 57.2543 | 5.9412 | 4 | 4472.2815 | 5397.8142 | 91.1735 | 110.0417 | 150.8542 | -7.4444e-06 | 25497615031.2935 | 8008277.5377 | 663800.9982 | 8532619.6424 | 11235549.6686 | 24077.0464 | 307534.1328 | 0 | 11221025.0202 | 29194805.3537 | 19926054.5472 | 89113743.9472 | 3144235.0165 | 14024609.4364 | 14024609.4364 | 1478867.319 | 6491564.8444 | 0 | 106282588.4001 | 128277629.9999 | 316227.766 | 23.7647 | 4472.2815 | 5397.8142 | 91.1735 | 110.0417
1 | 4100 | 707 | 0.035 | 15 | 15 | 7 | 4.217e-10 | 0 | Water | Porous | Wet | R600a | MinimizeLCOE_Brownfield | IgnoreSilica | 146.4035 | 57.6628 | 6.0071 | 4 | 4438.542 | 5353.912 | 90.4857 | 109.1467 | 150.7645 | -5.7665e-06 | 25565928971.2987 | 8044553.0137 | 666170.3638 | 8581963.6926 | 11311744.0443 | 24077.0464 | 262577.8027 | 0 | 11267523.5258 | 29315784.9271 | 20008625.5919 | 89483020.0083 | 3144235.0165 | 14024609.4364 | 14024609.4364 | 1478867.319 | 6491564.8444 | 0 | 106651864.4612 | 128646906.0611 | 421696.5034 | 24.0286 | 4438.542 | 5353.912 | 90.4857 | 109.1467
1 | 4100 | 707 | 0.035 | 15 | 15 | 7 | 5.6234e-10 | 0 | Water | Porous | Wet | R600a | MinimizeLCOE_Brownfield | IgnoreSilica | 147.1586 | 57.9175 | 6.0532 | 4 | 4412.8148 | 5321.2186 | 89.9612 | 108.4802 | 150.7074 | -4.4457e-06 | 25671604750.9341 | 8067040.8236 | 667626.709 | 8612703.9563 | 11359188.9705 | 24077.0464 | 223387.6069 | 0 | 11292069.7939 | 29379649.2817 | 20052214.3262 | 89677958.5144 | 3144235.0165 | 14024609.4364 | 14024609.4364 | 1478867.319 | 6491564.8444 | 0 | 106846802.9674 | 128841844.5672 | 562341.3252 | 24.2128 | 4412.8148 | 5321.2186 | 89.9612 | 108.4802
1 | 4100 | 707 | 0.035 | 15 | 15 | 7 | 7.4989e-10 | 0 | Water | Porous | Wet | R600a | MinimizeLCOE_Brownfield | IgnoreSilica | 147.5413 | 58.0459 | 6.0832 | 4 | 4393.1787 | 5297.0972 | 89.5609 | 107.9885 | 150.6779 | -3.3932e-06 | 25816497424.3044 | 8078330.4122 | 668351.4609 | 8628208.621 | 11383092.8013 | 24077.0464 | 188876.8614 | 0 | 11298665.5092 | 29396809.98 | 20063926.8554 | 89730339.5476 | 3144235.0165 | 14024609.4364 | 14024609.4364 | 1478867.319 | 6491564.8444 | 0 | 106899184.0005 | 128894225.6004 | 749894.2093 | 24.333 | 4393.1787 | 5297.0972 | 89.5609 | 107.9885
1 | 4100 | 707 | 0.035 | 15 | 15 | 7 | 1e-09 | 0 | Water | Porous | Wet | R600a | MinimizeLCOE_Brownfield | IgnoreSilica | 147.5607 | 58.0518 | 6.0989 | 4 | 4378.1639 | 5279.759 | 89.2548 | 107.635 | 150.6755 | -2.524e-06 | 26018483918.6545 | 8078800.9516 | 668374.4309 | 8628928.3896 | 11384150.3612 | 24077.0464 | 157284.6373 | 0 | 11287230.1686 | 29367057.5694 | 20043620.2238 | 89639523.7786 | 3144235.0165 | 14024609.4364 | 14024609.4364 | 1478867.319 | 6491564.8444 | 0 | 106808368.2315 | 128803409.8314 | 1000000 | 24.3957 | 4378.1639 | 5279.759 | 89.2548 | 107.635
1 | 4100 | 707 | 0.035 | 15 | 15 | 7 | 1.3335e-09 | 0 | Water | Porous | Wet | R600a | MinimizeLCOE_Brownfield | IgnoreSilica | 147.1003 | 57.8957 | 6.0982 | 4 | 4366.6333 | 5268.3339 | 89.0197 | 107.4021 | 150.709 | -1.7383e-06 | 26333459818.0911 | 8064959.8033 | 667467.8843 | 8610102.1226 | 11354995.7895 | 24077.0464 | 125164.5141 | 0 | 11250239.1925 | 29270814.6375 | 19977932.4452 | 89345753.4354 | 3144235.0165 | 14024609.4364 | 14024609.4364 | 1478867.319 | 6491564.8444 | 0 | 106514597.8883 | 128509639.4882 | 1333521.4322 | 24.3928 | 4366.6333 | 5268.3339 | 89.0197 | 107.4021
1 | 4100 | 707 | 0.035 | 15 | 15 | 7 | 1.7783e-09 | 0 | Water | Porous | Wet | R600a | MinimizeLCOE_Brownfield | IgnoreSilica | 142.576 | 56.351 | 5.9835 | 4 | 4353.5403 | 5272.5232 | 88.7528 | 107.4875 | 151.0341 | -2.2539e-05 | 27851614589.1616 | 7926806.9231 | 658336.539 | 8423405.7829 | 11066233.2091 | 24077.0464 | 0 | 0 | 10958555.2052 | 28511912.7351 | 19459966.3029 | 87029293.7437 | 3144235.0165 | 14024609.4364 | 14024609.4364 | 1478867.319 | 6491564.8444 | 0 | 104198138.1966 | 126193179.7965 | 1778279.41 | 23.9341 | 4353.5403 | 5272.5232 | 88.7528 | 107.4875
1 | 4100 | 707 | 0.035 | 15 | 15 | 7 | 2.3714e-09 | 0 | Water | Porous | Wet | R600a | MinimizeLCOE_Brownfield | IgnoreSilica | 143.899 | 56.8057 | 6.0263 | 4 | 4346.2444 | 5258.7034 | 88.6041 | 107.2058 | 150.9403 | 0.00017298 | 28691801388.7934 | 7967692.9366 | 661052.7392 | 8478448.5186 | 11151336.4793 | 24077.0464 | 0 | 0 | 11030217.0108 | 28698362.0536 | 19587221.7939 | 87598408.5785 | 3144235.0165 | 14024609.4364 | 14024609.4364 | 1478867.319 | 6491564.8444 | 0 | 104767253.0314 | 126762294.6313 | 2371373.7057 | 24.1052 | 4346.2444 | 5258.7034 | 88.6041 | 107.2058
1 | 4100 | 707 | 0.035 | 15 | 15 | 7 | 3.1623e-09 | 0 | Water | Porous | Wet | R600a | MinimizeLCOE_Brownfield | IgnoreSilica | 144.8929 | 57.1451 | 6.0582 | 4 | 4340.8772 | 5248.5359 | 88.4947 | 106.9985 | 150.869 | 0.00051471 | 30529610180.6916 | 7998107.5237 | 663068.5321 | 8519480.118 | 11214779.4284 | 24077.0464 | 0 | 0 | 11083609.933 | 28837279.4847 | 19682035.7951 | 88022437.8615 | 3144235.0165 | 14024609.4364 | 14024609.4364 | 1478867.319 | 6491564.8444 | 0 | 105191282.3144 | 127186323.9143 | 3162277.6602 | 24.2327 | 4340.8772 | 5248.5359 | 88.4947 | 106.9985
1 | 4100 | 707 | 0.035 | 15 | 15 | 7 | 4.217e-09 | 0 | Water | Porous | Wet | R600a | MinimizeLCOE_Brownfield | IgnoreSilica | 145.6608 | 57.4064 | 6.0826 | 4 | 4336.8187 | 5240.8268 | 88.4119 | 106.8413 | 150.8132 | 6.9044e-05 | 31118128056.4488 | 8021432.1507 | 664605.6014 | 8551057.9221 | 11263602.8778 | 24077.0464 | 0 | 0 | 11124662.4834 | 28944089.7996 | 19754936.0298 | 88348463.9111 | 3144235.0165 | 14024609.4364 | 14024609.4364 | 1478867.319 | 6491564.8444 | 0 | 105517308.3641 | 127512349.9639 | 4216965.0343 | 24.3306 | 4336.8187 | 5240.8268 | 88.4119 | 106.8413
1 | 4100 | 707 | 0.035 | 15 | 15 | 7 | 5.6234e-09 | 0 | Water | Porous | Wet | R600a | MinimizeLCOE_Brownfield | IgnoreSilica | 146.2229 | 57.5973 | 6.1005 | 4 | 4333.8961 | 5235.2639 | 88.3523 | 106.7279 | 150.772 | 0.00035902 | 29228965109.2568 | 8038409.5337 | 665719.4439 | 8574104.9295 | 11299234.9505 | 24077.0464 | 0 | 0 | 11154602.9026 | 29021988.6288 | 19808103.5814 | 88586241.0168 | 3144235.0165 | 14024609.4364 | 14024609.4364 | 1478867.319 | 6491564.8444 | 0 | 105755085.4697 | 127750127.0696 | 5623413.2519 | 24.4019 | 4333.8961 | 5235.2639 | 88.3523 | 106.7279
1 | 4100 | 707 | 0.035 | 15 | 15 | 7 | 7.4989e-09 | 0 | Water | Porous | Wet | R600a | MinimizeLCOE_Brownfield | IgnoreSilica | 146.6445 | 57.7401 | 6.1138 | 4 | 4331.7312 | 5231.1364 | 88.3082 | 106.6438 | 150.741 | 0.00063012 | 30807580985.444 | 8051087.1723 | 666548.4474 | 8591349.6346 | 11325895.4405 | 24077.0464 | 0 | 0 | 11176993.5191 | 29080244.42 | 19847864.3559 | 88764060.0362 | 3144235.0165 | 14024609.4364 | 14024609.4364 | 1478867.319 | 6491564.8444 | 0 | 105932904.4891 | 127927946.089 | 7498942.0933 | 24.4551 | 4331.7312 | 5231.1364 | 88.3082 | 106.6438
1 | 4100 | 707 | 0.035 | 15 | 15 | 7 | 1e-08 | 0 | Water | Porous | Wet | R600a | MinimizeLCOE_Brownfield | IgnoreSilica | 146.9734 | 57.8515 | 6.1241 | 4 | 4330.0575 | 5227.9416 | 88.2741 | 106.5787 | 150.7167 | 0.00036907 | 29096832086.0404 | 8060948.0961 | 667191.649 | 8604783.3879 | 11346663.7959 | 24077.0464 | 0 | 0 | 11194428.9504 | 29125607.8358 | 19878825.8193 | 88902526.5808 | 3144235.0165 | 14024609.4364 | 14024609.4364 | 1478867.319 | 6491564.8444 | 0 | 106071371.0337 | 128066412.6336 | 10000000 | 24.4965 | 4330.0575 | 5227.9416 | 88.2741 | 106.5787
1 | 4200 | 707 | 0.035 | 15 | 15 | 7 | 1e-13 | 0 | Water | Porous | Wet | R600a | MinimizeLCOE_Brownfield | IgnoreSilica | 0 | 0 | 0 | 0 | [5 empty] | 0 | 0 | 0 | 0 | 0 | 0 | 0 | 0 | 0 | 0 | 0 | 0 | 0 | 0 | 0 | 0 | 0 | 0 | 0 | 0 | 0 | 100 | 0
1 | 4200 | 707 | 0.035 | 15 | 15 | 7 | 1.3335e-13 | 0 | Water | Porous | Wet | R600a | MinimizeLCOE_Brownfield | IgnoreSilica | 0.80743 | 0.14596 | 0.0015032 | 4 | 3089491.2542 | 6851486.3451 | 62983.4581 | 139676.8165 | 101.0142 | -5.1458e-05 | 4716595625.8619 | 91792.8174 | 5631.8611 | 74372.1702 | 56189.2191 | 24077.0464 | 58258.9763 | 0 | 121025.6153 | 314883.8252 | 214914.6809 | 961146.2119 | 3144235.0165 | 14470997.6721 | 14470997.6721 | 1478867.319 | 6670120.1387 | 0 | 18576378.9004 | 41196364.0302 | 133.3521 | 0.0060128 | 3089491.2542 | 6851486.3451 | 62983.4581 | 139676.8165
1 | 4200 | 707 | 0.035 | 15 | 15 | 7 | 1.7783e-13 | 0 | Water | Porous | Wet | R600a | MinimizeLCOE_Brownfield | IgnoreSilica | 1.0464 | 0.22641 | 0.0064737 | 4 | 728916.7955 | 1602448.9565 | 14859.9548 | 32668.0895 | 110.758 | -5.4061e-05 | 10359413696.7763 | 132152.6109 | 8564.0211 | 104975.3478 | 71101.4529 | 24077.0464 | 65928.3392 | 0 | 158651.5391 | 412778.7608 | 281729.986 | 1259959.1042 | 3144235.0165 | 14470997.6721 | 14470997.6721 | 1478867.319 | 6670120.1387 | 0 | 18875191.7927 | 41495176.9225 | 177.8279 | 0.025895 | 728916.7955 | 1602448.9565 | 14859.9548 | 32668.0895
1 | 4200 | 707 | 0.035 | 15 | 15 | 7 | 2.3714e-13 | 0 | Water | Porous | Wet | R600a | MinimizeLCOE_Brownfield | IgnoreSilica | 1.3631 | 0.34187 | 0.014554 | 4 | 331010.788 | 719556.3653 | 6748.1026 | 14669.1298 | 119.5494 | -5.7136e-05 | 15180831377.949 | 184896.073 | 12602.08 | 145116.765 | 92365.5433 | 24077.0464 | 75366.1442 | 0 | 208425.2242 | 542279.6794 | 370117.0239 | 1655245.5793 | 3144235.0165 | 14470997.6721 | 14470997.6721 | 1478867.319 | 6670120.1387 | 0 | 19270478.2678 | 41890463.3976 | 237.1374 | 0.058217 | 331010.788 | 719556.3653 | 6748.1026 | 14669.1298
1 | 4200 | 707 | 0.035 | 15 | 15 | 7 | 3.1623e-13 | 0 | Water | Porous | Wet | R600a | MinimizeLCOE_Brownfield | IgnoreSilica | 1.7678 | 0.49805 | 0.026726 | 4 | 184877.5686 | 396469.0189 | 3768.9793 | 8082.5572 | 126.9625 | -5.9305e-05 | 19325701178.7481 | 249881.2972 | 17800.2753 | 195111.5346 | 121281.0407 | 24077.0464 | 85666.7196 | 0 | 270588.9863 | 704017.037 | 480506.0939 | 2148930.0309 | 3144235.0165 | 14470997.6721 | 14470997.6721 | 1478867.319 | 6670120.1387 | 0 | 19764162.7195 | 42384147.8493 | 316.2278 | 0.1069 | 184877.5686 | 396469.0189 | 3768.9793 | 8082.5572
1 | 4200 | 707 | 0.035 | 15 | 15 | 7 | 4.217e-13 | 0 | Water | Porous | Wet | R600a | MinimizeLCOE_Brownfield | IgnoreSilica | 2.3209 | 0.72009 | 0.044871 | 4 | 113777.5373 | 239805.2311 | 2319.509 | 4888.754 | 133.4411 | -6.2213e-05 | 22368424949.1914 | 334060.747 | 24785.2746 | 260889.2873 | 162899.2282 | 24077.0464 | 99266.0136 | 0 | 353331.2628 | 919295.4677 | 627438.0463 | 2806042.3738 | 3144235.0165 | 14470997.6721 | 14470997.6721 | 1478867.319 | 6670120.1387 | 0 | 20421275.0624 | 43041260.1921 | 421.6965 | 0.17948 | 113777.5373 | 239805.2311 | 2319.509 | 4888.754
1 | 4200 | 707 | 0.035 | 15 | 15 | 7 | 5.6234e-13 | 0 | Water | Porous | Wet | R600a | MinimizeLCOE_Brownfield | IgnoreSilica | 3.0371 | 1.0156 | 0.070287 | 4 | 75543.7436 | 155999.8599 | 1540.0614 | 3180.2681 | 138.6621 | -6.4375e-05 | 24707940118.7433 | 436148.0423 | 33509.4404 | 342235.6241 | 219122.1095 | 24077.0464 | 114864.9716 | 0 | 456283.3214 | 1187155.6057 | 810258.0945 | 3623654.2559 | 3144235.0165 | 14470997.6721 | 14470997.6721 | 1478867.319 | 6670120.1387 | 0 | 21238886.9444 | 43858872.0742 | 562.3413 | 0.28115 | 75543.7436 | 155999.8599 | 1540.0614 | 3180.2681
1 | 4200 | 707 | 0.035 | 15 | 15 | 7 | 7.4989e-13 | 0 | Water | Porous | Wet | R600a | MinimizeLCOE_Brownfield | IgnoreSilica | 4.0117 | 1.4247 | 0.10625 | 4 | 52486.2153 | 105710.8679 | 1070.0025 | 2155.059 | 142.9887 | -6.6985e-05 | 26360028538.7458 | 565114.2747 | 44791.0627 | 447269.2442 | 298168.5706 | 24077.0464 | 135122.6912 | 0 | 590671.727 | 1536806.6701 | 1048902.1306 | 4690923.4173 | 3144235.0165 | 14470997.6721 | 14470997.6721 | 1478867.319 | 6670120.1387 | 0 | 22306156.1059 | 44926141.2357 | 749.8942 | 0.42499 | 52486.2153 | 105710.8679 | 1070.0025 | 2155.059
1 | 4200 | 707 | 0.035 | 15 | 15 | 7 | 1e-12 | 0 | Water | Porous | Wet | R600a | MinimizeLCOE_Brownfield | IgnoreSilica | 5.2958 | 1.9695 | 0.15552 | 4 | 38007.4606 | 74368.6846 | 774.8335 | 1516.1062 | 146.3893 | -6.8752e-05 | 27580085162.1114 | 721924.0403 | 58758.8971 | 578013.0661 | 404878.6947 | 24077.0464 | 158866.6933 | 0 | 759142.1908 | 1975132.2589 | 1348068.3516 | 6028861.2393 | 3144235.0165 | 14470997.6721 | 14470997.6721 | 1478867.319 | 6670120.1387 | 0 | 23644093.9279 | 46264079.0577 | 1000 | 0.62209 | 38007.4606 | 74368.6846 | 774.8335 | 1516.1062
1 | 4200 | 707 | 0.035 | 15 | 15 | 7 | 1.3335e-12 | 0 | Water | Porous | Wet | R600a | MinimizeLCOE_Brownfield | IgnoreSilica | 6.9937 | 2.6934 | 0.22215 | 4 | 28498.7973 | 53954.2747 | 580.9865 | 1099.9309 | 149.0265 | -7.0041e-05 | 28277167876.8015 | 912488.8248 | 75949.5266 | 740900.8232 | 548258.0024 | 24077.0464 | 187329.6386 | 0 | 970711.5062 | 2525592.2187 | 1723768.585 | 7709076.1719 | 3144235.0165 | 14470997.6721 | 14470997.6721 | 1478867.319 | 6670120.1387 | 0 | 25324308.8605 | 47944293.9903 | 1333.5214 | 0.88861 | 28498.7973 | 53954.2747 | 580.9865 | 1099.9309
1 | 4200 | 707 | 0.035 | 15 | 15 | 7 | 1.7783e-12 | 0 | Water | Porous | Wet | R600a | MinimizeLCOE_Brownfield | IgnoreSilica | 9.2252 | 3.6403 | 0.30944 | 4 | 22141.8449 | 40416.9147 | 451.3915 | 823.9535 | 150.9089 | -7.1188e-05 | 27506132149.4786 | 1140120.3493 | 96547.2888 | 941285.247 | 737057.1726 | 24077.0464 | 222054.4347 | 0 | 1232845.2001 | 3207610.3194 | 2189259.9528 | 9790857.011 | 3144235.0165 | 14470997.6721 | 14470997.6721 | 1478867.319 | 6670120.1387 | 0 | 27406089.6996 | 50026074.8294 | 1778.2794 | 1.2378 | 22141.8449 | 40416.9147 | 451.3915 | 823.9535
1 | 4200 | 707 | 0.035 | 15 | 15 | 7 | 2.3714e-12 | 0 | Water | Porous | Wet | R600a | MinimizeLCOE_Brownfield | IgnoreSilica | 12.1869 | 4.8655 | 0.41992 | 4 | 17829.0713 | 31296.0678 | 363.4697 | 638.0127 | 151.8327 | -7.157e-05 | 28542787138.7966 | 1406247.4938 | 120108.5456 | 1186164.5254 | 980560.1513 | 24077.0464 | 264291.5502 | 0 | 1552765.232 | 4039976.6177 | 2757367.0548 | 12331558.2173 | 3144235.0165 | 14470997.6721 | 14470997.6721 | 1478867.319 | 6670120.1387 | 0 | 29946790.9059 | 52566776.0357 | 2371.3737 | 1.6797 | 17829.0713 | 31296.0678 | 363.4697 | 638.0127
1 | 4200 | 707 | 0.035 | 15 | 15 | 7 | 3.1623e-12 | 0 | Water | Porous | Wet | R600a | MinimizeLCOE_Brownfield | IgnoreSilica | 16.1849 | 6.6303 | 0.59275 | 4 | 14124.0702 | 23664.3785 | 287.9383 | 482.4304 | 153.9337 | -7.281e-05 | 29748736190.735 | 1773500.7402 | 154972.6558 | 1516238.7571 | 1340802.6971 | 24077.0464 | 315209.9022 | 0 | 1998672.7015 | 5200136.3852 | 3549199.935 | 15872810.8205 | 3144235.0165 | 14470997.6721 | 14470997.6721 | 1478867.319 | 6670120.1387 | 0 | 33488043.5091 | 56108028.6389 | 3162.2777 | 2.371 | 14124.0702 | 23664.3785 | 287.9383 | 482.4304
1 | 4200 | 707 | 0.035 | 15 | 15 | 7 | 4.217e-12 | 0 | Water | Porous | Wet | R600a | MinimizeLCOE_Brownfield | IgnoreSilica | 21.4831 | 8.8971 | 0.80844 | 4 | 11683.6113 | 18678.5435 | 238.1862 | 380.7874 | 154.8769 | -7.3378e-05 | 29939816725.1314 | 2197801.7058 | 194180.0512 | 1916399.7668 | 1800686.8049 | 24077.0464 | 378059.0349 | 0 | 2539369.7199 | 6606919.1148 | 4509358.0545 | 20166851.2993 | 3144235.0165 | 14470997.6721 | 14470997.6721 | 1478867.319 | 6670120.1387 | 0 | 37782083.9878 | 60402069.1176 | 4216.965 | 3.2338 | 11683.6113 | 18678.5435 | 238.1862 | 380.7874
1 | 4200 | 707 | 0.035 | 15 | 15 | 7 | 5.6234e-12 | 0 | Water | Porous | Wet | R600a | MinimizeLCOE_Brownfield | IgnoreSilica | 28.4869 | 11.8884 | 1.0946 | 4 | 9863.323 | 15029.365 | 201.0772 | 306.3939 | 155.5924 | -7.3707e-05 | 30082424307.4397 | 2713246.9834 | 241898.5484 | 2414359.2727 | 2408991.5968 | 24077.0464 | 453845.9947 | 0 | 3220003.5825 | 8377788.8082 | 5718013.0079 | 25572224.8411 | 3144235.0165 | 14470997.6721 | 14470997.6721 | 1478867.319 | 6670120.1387 | 0 | 43187457.5297 | 65807442.6595 | 5623.4133 | 4.3786 | 9863.323 | 15029.365 | 201.0772 | 306.3939
1 | 4200 | 707 | 0.035 | 15 | 15 | 7 | 7.4989e-12 | 0 | Water | Porous | Wet | R600a | MinimizeLCOE_Brownfield | IgnoreSilica | 37.7099 | 15.8258 | 1.4723 | 4 | 8487.2909 | 12328.1233 | 173.0249 | 251.3255 | 156.135 | -7.3888e-05 | 30167117905.8767 | 3337810.6286 | 299630.6579 | 3033089.4359 | 3211058.9008 | 24077.0464 | 545317.205 | 0 | 4075883.7111 | 10604613.3375 | 7237866.5058 | 32369347.4289 | 3144235.0165 | 14470997.6721 | 14470997.6721 | 1478867.319 | 6670120.1387 | 0 | 49984580.1175 | 72604565.2473 | 7498.9421 | 5.8893 | 8487.2909 | 12328.1233 | 173.0249 | 251.3255
1 | 4200 | 707 | 0.035 | 15 | 15 | 7 | 1e-11 | 0 | Water | Porous | Wet | R600a | MinimizeLCOE_Brownfield | IgnoreSilica | 49.771 | 20.9619 | 1.9665 | 4 | 7433.8346 | 10309.4468 | 151.5488 | 210.172 | 156.5415 | -7.3929e-05 | 30055472144.5489 | 4090004.1281 | 369187.3168 | 3795520.8996 | 4258384.9199 | 24077.0464 | 655286.2918 | 0 | 5145059.635 | 13386389.7734 | 9136486.0831 | 40860396.094 | 3144235.0165 | 14470997.6721 | 14470997.6721 | 1478867.319 | 6670120.1387 | 0 | 58475628.7826 | 81095613.9124 | 10000 | 7.8661 | 7433.8346 | 10309.4468 | 151.5488 | 210.172
1 | 4200 | 707 | 0.035 | 15 | 15 | 7 | 1.3335e-11 | 0 | Water | Porous | Wet | R600a | MinimizeLCOE_Brownfield | IgnoreSilica | 65.1689 | 27.5115 | 2.5947 | 4 | 6633.0798 | 8812.5596 | 135.2243 | 179.6559 | 156.7949 | -7.3661e-05 | 29389636288.2262 | 4972715.9355 | 449932.9691 | 4715999.6584 | 5592758.4229 | 24077.0464 | 783994.7615 | 0 | 6450396.7296 | 16782609.132 | 11454475.5807 | 51226960.2361 | 3144235.0165 | 14470997.6721 | 14470997.6721 | 1478867.319 | 6670120.1387 | 0 | 68842192.9247 | 91462178.0545 | 13335.2143 | 10.3786 | 6633.0798 | 8812.5596 | 135.2243 | 179.6559
1 | 4200 | 707 | 0.035 | 15 | 15 | 7 | 1.7783e-11 | 0 | Water | Porous | Wet | R600a | MinimizeLCOE_Brownfield | IgnoreSilica | 84.3406 | 35.5949 | 3.3549 | 4 | 6041.1568 | 7726.7512 | 123.1572 | 157.5203 | 156.7652 | -7.3008e-05 | 27200298739.2393 | 5969553.287 | 538369.6309 | 5795522.7269 | 7227200.8885 | 24077.0464 | 932656.5888 | 0 | 7990078.2657 | 20788544.6569 | 14188608.8902 | 63454611.9813 | 3144235.0165 | 14470997.6721 | 14470997.6721 | 1478867.319 | 6670120.1387 | 0 | 81069844.6699 | 103689829.7997 | 17782.7941 | 13.4196 | 6041.1568 | 7726.7512 | 123.1572 | 157.5203
1 | 4200 | 707 | 0.035 | 15 | 15 | 7 | 2.3714e-11 | 0 | Water | Porous | Wet | R600a | MinimizeLCOE_Brownfield | IgnoreSilica | 95.9749 | 40.4248 | 3.9113 | 4 | 5610.026 | 7055.8446 | 114.368 | 143.8429 | 156.5506 | -6.2105e-05 | 27602358530.0198 | 6520918.3763 | 584811.0607 | 6418581.4476 | 8190476.892 | 24077.0464 | 911594.4623 | 0 | 8833679.1213 | 22983421.0369 | 15686657.1198 | 70154216.5633 | 3144235.0165 | 14470997.6721 | 14470997.6721 | 1478867.319 | 6670120.1387 | 0 | 87769449.2519 | 110389434.3817 | 23713.7371 | 15.6451 | 5610.026 | 7055.8446 | 114.368 | 143.8429
1 | 4200 | 707 | 0.035 | 15 | 15 | 7 | 3.1623e-11 | 0 | Water | Porous | Wet | R600a | MinimizeLCOE_Brownfield | IgnoreSilica | 105.5922 | 44.3611 | 4.4012 | 4 | 5279.354 | 6564.2317 | 107.6268 | 133.8207 | 156.2592 | -5.0834e-05 | 28087103045.212 | 6946191.5178 | 618766.7613 | 6916924.0505 | 8965662.4552 | 24077.0464 | 848831.9681 | 0 | 9484976.9817 | 24677964.4702 | 16843217.8323 | 75326613.0835 | 3144235.0165 | 14470997.6721 | 14470997.6721 | 1478867.319 | 6670120.1387 | 0 | 92941845.7721 | 115561830.9019 | 31622.7766 | 17.6048 | 5279.354 | 6564.2317 | 107.6268 | 133.8207
1 | 4200 | 707 | 0.035 | 15 | 15 | 7 | 4.217e-11 | 0 | Water | Porous | Wet | R600a | MinimizeLCOE_Brownfield | IgnoreSilica | 115.1371 | 48.196 | 4.8677 | 4 | 5025.6416 | 6187.3768 | 102.4545 | 126.138 | 155.8706 | -4.144e-05 | 27939066573.8998 | 7341153.7513 | 648717.9881 | 7395381.4082 | 9711301.7973 | 24077.0464 | 785653.7106 | 0 | 10103451.4237 | 26287108.1017 | 17941491.4255 | 80238336.6527 | 3144235.0165 | 14470997.6721 | 14470997.6721 | 1478867.319 | 6670120.1387 | 0 | 97853569.3413 | 120473554.4711 | 42169.6503 | 19.4709 | 5025.6416 | 6187.3768 | 102.4545 | 126.138
1 | 4200 | 707 | 0.035 | 15 | 15 | 7 | 5.6234e-11 | 0 | Water | Porous | Wet | R600a | MinimizeLCOE_Brownfield | IgnoreSilica | 122.3675 | 51.0231 | 5.2427 | 4 | 4829.6975 | 5908.3422 | 98.4599 | 120.4495 | 155.511 | -3.2744e-05 | 28001260030.8058 | 7622220.3893 | 669318.5255 | 7743899.9863 | 10254084.9831 | 24077.0464 | 699730.8149 | 0 | 10535199.3807 | 27410427.722 | 18708180.1482 | 83667138.9963 | 3144235.0165 | 14470997.6721 | 14470997.6721 | 1478867.319 | 6670120.1387 | 0 | 101282371.6849 | 123902356.8147 | 56234.1325 | 20.9707 | 4829.6975 | 5908.3422 | 98.4599 | 120.4495
1 | 4200 | 707 | 0.035 | 15 | 15 | 7 | 7.4989e-11 | 0 | Water | Porous | Wet | R600a | MinimizeLCOE_Brownfield | IgnoreSilica | 128.2233 | 53.2786 | 5.5507 | 4 | 4680.0458 | 5698.8424 | 95.4091 | 116.1786 | 155.1791 | -2.5474e-05 | 28025397805.1733 | 7838598.4846 | 684404.6198 | 8019927.3358 | 10683136.9264 | 24077.0464 | 611374.0323 | 0 | 10865992.1936 | 28271082.7664 | 19295594.9007 | 86294188.306 | 3144235.0165 | 14470997.6721 | 14470997.6721 | 1478867.319 | 6670120.1387 | 0 | 103909420.9945 | 126529406.1243 | 74989.4209 | 22.2027 | 4680.0458 | 5698.8424 | 95.4091 | 116.1786
1 | 4200 | 707 | 0.035 | 15 | 15 | 7 | 1e-10 | 0 | Water | Porous | Wet | R600a | MinimizeLCOE_Brownfield | IgnoreSilica | 134.3166 | 55.5753 | 5.8382 | 4 | 4565.0991 | 5533.7137 | 93.0657 | 112.8122 | 154.7985 | -2.0146e-05 | 27532347536.3331 | 8053325.2494 | 698929.4719 | 8299064.0608 | 11116178.6936 | 24077.0464 | 541360.7264 | 0 | 11205844.7469 | 29155309.3966 | 19899097.7449 | 88993187.137 | 3144235.0165 | 14470997.6721 | 14470997.6721 | 1478867.319 | 6670120.1387 | 0 | 106608419.8255 | 129228404.9553 | 100000 | 23.3529 | 4565.0991 | 5533.7137 | 93.0657 | 112.8122
1 | 4200 | 707 | 0.035 | 15 | 15 | 7 | 1.3335e-10 | 0 | Water | Porous | Wet | R600a | MinimizeLCOE_Brownfield | IgnoreSilica | 138.0749 | 56.9613 | 6.0371 | 4 | 4476.8027 | 5413.5176 | 91.2657 | 110.3619 | 154.5443 | -1.5435e-05 | 27494171603.8983 | 8180256.8394 | 707304.5439 | 8466626.2585 | 11375424.9974 | 24077.0464 | 463008.319 | 0 | 11394512.2218 | 29646183.4652 | 20234129.3832 | 90491523.0747 | 3144235.0165 | 14470997.6721 | 14470997.6721 | 1478867.319 | 6670120.1387 | 0 | 108106755.7633 | 130726740.8931 | 133352.1432 | 24.1482 | 4476.8027 | 5413.5176 | 91.2657 | 110.3619
1 | 4200 | 707 | 0.035 | 15 | 15 | 7 | 1.7783e-10 | 0 | Water | Porous | Wet | R600a | MinimizeLCOE_Brownfield | IgnoreSilica | 140.9371 | 58.0064 | 6.1907 | 4 | 4409.4122 | 5322.8728 | 89.8918 | 108.514 | 154.341 | -1.1721e-05 | 27487007135.3021 | 8274185.9466 | 713312.9119 | 8592635.6907 | 11570025.2505 | 24077.0464 | 392231.3609 | 0 | 11530922.6007 | 30001095.2896 | 20476363.996 | 91574850.0932 | 3144235.0165 | 14470997.6721 | 14470997.6721 | 1478867.319 | 6670120.1387 | 0 | 109190082.7818 | 131810067.9116 | 177827.941 | 24.763 | 4409.4122 | 5322.8728 | 89.8918 | 108.514
1 | 4200 | 707 | 0.035 | 15 | 15 | 7 | 2.3714e-10 | 0 | Water | Porous | Wet | R600a | MinimizeLCOE_Brownfield | IgnoreSilica | 143.0176 | 58.7605 | 6.3062 | 4 | 4357.9612 | 5254.7001 | 88.8429 | 107.1242 | 154.188 | -8.8038e-06 | 27526637811.1637 | 8340964.929 | 717477.5786 | 8683372.7114 | 11709939.7909 | 24077.0464 | 328990.538 | 0 | 11623880.8118 | 30242953.4864 | 20641437.185 | 92313094.0775 | 3144235.0165 | 14470997.6721 | 14470997.6721 | 1478867.319 | 6670120.1387 | 0 | 109928326.7661 | 132548311.8959 | 237137.3706 | 25.2247 | 4357.9612 | 5254.7001 | 88.8429 | 107.1242
1 | 4200 | 707 | 0.035 | 15 | 15 | 7 | 3.1623e-10 | 0 | Water | Porous | Wet | R600a | MinimizeLCOE_Brownfield | IgnoreSilica | 144.4519 | 59.2774 | 6.3904 | 4 | 4318.6453 | 5203.5613 | 88.0414 | 106.0816 | 154.0797 | -6.5139e-06 | 27615524587.7797 | 8386242.7216 | 720245.6778 | 8745494.5264 | 11805607.834 | 24077.0464 | 272873.958 | 0 | 11682271.288 | 30394873.5281 | 20745125.7351 | 92776812.3155 | 3144235.0165 | 14470997.6721 | 14470997.6721 | 1478867.319 | 6670120.1387 | 0 | 110392045.004 | 133012030.1338 | 316227.766 | 25.5617 | 4318.6453 | 5203.5613 | 88.0414 | 106.0816
1 | 4200 | 707 | 0.035 | 15 | 15 | 7 | 4.217e-10 | 0 | Water | Porous | Wet | R600a | MinimizeLCOE_Brownfield | IgnoreSilica | 146.7519 | 60.0966 | 6.4879 | 4 | 4288.4333 | 5160.0523 | 87.4255 | 105.1946 | 153.9043 | -5.152e-06 | 27253921364.9273 | 8457902.1426 | 724660.7495 | 8843717.7593 | 11956893.3063 | 24077.0464 | 237886.5513 | 0 | 11795603.6466 | 30689741.0774 | 20946378.8964 | 93676861.1757 | 3144235.0165 | 14470997.6721 | 14470997.6721 | 1478867.319 | 6670120.1387 | 0 | 111292093.8643 | 133912078.994 | 421696.5034 | 25.9517 | 4288.4333 | 5160.0523 | 87.4255 | 105.1946
1 | 4200 | 707 | 0.035 | 15 | 15 | 7 | 5.6234e-10 | 0 | Water | Porous | Wet | R600a | MinimizeLCOE_Brownfield | IgnoreSilica | 147.2512 | 60.2717 | 6.5279 | 4 | 4265.2282 | 5131.5149 | 86.9524 | 104.6129 | 153.8645 | -3.7191e-06 | 27429252937.5104 | 8473111.0862 | 725588.3347 | 8864679.0589 | 11989046.1711 | 24077.0464 | 194178.8591 | 0 | 11805565.417 | 30715659.5606 | 20964068.7938 | 93755974.3278 | 3144235.0165 | 14470997.6721 | 14470997.6721 | 1478867.319 | 6670120.1387 | 0 | 111371207.0164 | 133991192.1462 | 562341.3252 | 26.1114 | 4265.2282 | 5131.5149 | 86.9524 | 104.6129
1 | 4200 | 707 | 0.035 | 15 | 15 | 7 | 7.4989e-10 | 0 | Water | Porous | Wet | R600a | MinimizeLCOE_Brownfield | IgnoreSilica | 147.2318 | 60.2639 | 6.5471 | 4 | 4247.3868 | 5111.1295 | 86.5887 | 104.1973 | 153.8647 | -2.5171e-06 | 27709808757.9614 | 8472351.4969 | 725526.9303 | 8863764.5002 | 11987526.009 | 24077.0464 | 152487.4246 | 0 | 11788036.0289 | 30670051.6884 | 20932940.4839 | 93616761.6085 | 3144235.0165 | 14470997.6721 | 14470997.6721 | 1478867.319 | 6670120.1387 | 0 | 111231994.2971 | 133851979.4269 | 749894.2093 | 26.1883 | 4247.3868 | 5111.1295 | 86.5887 | 104.1973
1 | 4200 | 707 | 0.035 | 15 | 15 | 7 | 1e-09 | 0 | Water | Porous | Wet | R600a | MinimizeLCOE_Brownfield | IgnoreSilica | 141.7968 | 58.3121 | 6.4048 | 4 | 4229.2565 | 5112.1902 | 86.2191 | 104.2189 | 154.2686 | -3.1143e-05 | 33267822971.8761 | 8300656.9084 | 714851.3922 | 8629541.9164 | 11626055.6874 | 24077.0464 | 0 | 0 | 11425121.3508 | 29725822.1402 | 20288484.4152 | 90734610.8571 | 3144235.0165 | 14470997.6721 | 14470997.6721 | 1478867.319 | 6670120.1387 | 0 | 108349843.5457 | 130969828.6754 | 1000000 | 25.6191 | 4229.2565 | 5112.1902 | 86.2191 | 104.2189
1 | 4200 | 707 | 0.035 | 15 | 15 | 7 | 1.3335e-09 | 0 | Water | Porous | Wet | R600a | MinimizeLCOE_Brownfield | IgnoreSilica | 144.0303 | 59.1211 | 6.4812 | 4 | 4217.9933 | 5090.513 | 85.9895 | 103.777 | 154.1048 | 0.00039563 | 31620700107.0302 | 8372088.893 | 719296.1387 | 8726794.1501 | 11776181.4174 | 24077.0464 | 0 | 0 | 11551190.6818 | 30053828.6791 | 20512355.6179 | 91735812.6244 | 3144235.0165 | 14470997.6721 | 14470997.6721 | 1478867.319 | 6670120.1387 | 0 | 109351045.313 | 131971030.4428 | 1333521.4322 | 25.9249 | 4217.9933 | 5090.513 | 85.9895 | 103.777
1 | 4200 | 707 | 0.035 | 15 | 15 | 7 | 1.7783e-09 | 0 | Water | Porous | Wet | R600a | MinimizeLCOE_Brownfield | IgnoreSilica | 145.7432 | 59.7363 | 6.5389 | 4 | 4209.7493 | 5074.5675 | 85.8214 | 103.4519 | 153.976 | 0.00014573 | 29611458050.5544 | 8425911.3802 | 722600.0799 | 8800621.226 | 11890019.1169 | 24077.0464 | 0 | 0 | 11646659.2513 | 30302218.3135 | 20681886.6473 | 92493993.0614 | 3144235.0165 | 14470997.6721 | 14470997.6721 | 1478867.319 | 6670120.1387 | 0 | 110109225.75 | 132729210.8798 | 1778279.41 | 26.1558 | 4209.7493 | 5074.5675 | 85.8214 | 103.4519
1 | 4200 | 707 | 0.035 | 15 | 15 | 7 | 2.3714e-09 | 0 | Water | Porous | Wet | R600a | MinimizeLCOE_Brownfield | IgnoreSilica | 147.0318 | 60.1916 | 6.5819 | 4 | 4203.5657 | 5062.7412 | 85.6954 | 103.2108 | 153.8776 | 0.00014804 | 29265589375.5134 | 8465854.4841 | 725094.1302 | 8855130.063 | 11973995.3333 | 24077.0464 | 0 | 0 | 11717218.9122 | 30485800.0775 | 20807184.9735 | 93054355.0202 | 3144235.0165 | 14470997.6721 | 14470997.6721 | 1478867.319 | 6670120.1387 | 0 | 110669587.7087 | 133289572.8385 | 2371373.7057 | 26.3276 | 4203.5657 | 5062.7412 | 85.6954 | 103.2108
1 | 4200 | 707 | 0.035 | 15 | 15 | 7 | 3.1623e-09 | 0 | Water | Porous | Wet | R600a | MinimizeLCOE_Brownfield | IgnoreSilica | 148.0064 | 60.5346 | 6.6141 | 4 | 4199.0281 | 5054.0224 | 85.6029 | 103.0331 | 153.8022 | 9.9723e-05 | 28676806904.7974 | 8495762.1286 | 726941.3922 | 8896168.884 | 12037181.2719 | 24077.0464 | 0 | 0 | 11770250.982 | 30623778.6448 | 20901358.1808 | 93475518.5307 | 3144235.0165 | 14470997.6721 | 14470997.6721 | 1478867.319 | 6670120.1387 | 0 | 111090751.2192 | 133710736.349 | 3162277.6602 | 26.4563 | 4199.0281 | 5054.0224 | 85.6029 | 103.0331
1 | 4200 | 707 | 0.035 | 15 | 15 | 7 | 4.217e-09 | 0 | Water | Porous | Wet | R600a | MinimizeLCOE_Brownfield | IgnoreSilica | 148.7445 | 60.7937 | 6.6383 | 4 | 4195.6711 | 5047.5477 | 85.5344 | 102.9011 | 153.7445 | -6.2636e-05 | 27445277932.9689 | 8518237.2601 | 728317.8262 | 8927140.3675 | 12084844.0141 | 24077.0464 | 0 | 0 | 11810220.4406 | 30727770.977 | 20972335.0844 | 93792943.0163 | 3144235.0165 | 14470997.6721 | 14470997.6721 | 1478867.319 | 6670120.1387 | 0 | 111408175.7048 | 134028160.8346 | 4216965.0343 | 26.5531 | 4195.6711 | 5047.5477 | 85.5344 | 102.9011
1 | 4200 | 707 | 0.035 | 15 | 15 | 7 | 5.6234e-09 | 0 | Water | Porous | Wet | R600a | MinimizeLCOE_Brownfield | IgnoreSilica | 149.2975 | 60.9873 | 6.6563 | 4 | 4193.2002 | 5042.768 | 85.4841 | 102.8036 | 153.7009 | -7.2297e-05 | 27214193356.3965 | 8534978.9742 | 729336.4418 | 8950286.0482 | 12120450.4056 | 24077.0464 | 0 | 0 | 11840060.2773 | 30805408.1113 | 21025324.0238 | 94029921.3286 | 3144235.0165 | 14470997.6721 | 14470997.6721 | 1478867.319 | 6670120.1387 | 0 | 111645154.0171 | 134265139.1469 | 5623413.2519 | 26.6253 | 4193.2002 | 5042.768 | 85.4841 | 102.8036
1 | 4200 | 707 | 0.035 | 15 | 15 | 7 | 7.4989e-09 | 0 | Water | Porous | Wet | R600a | MinimizeLCOE_Brownfield | IgnoreSilica | 149.6996 | 61.1279 | 6.6694 | 4 | 4191.4277 | 5039.3314 | 85.4479 | 102.7336 | 153.669 | 0.00048478 | 30576933714.2427 | 8547097.6184 | 730070.1257 | 8967081.2317 | 12146280.1457 | 24077.0464 | 0 | 0 | 11861696.4055 | 30861700.8785 | 21063744.9941 | 94201748.4459 | 3144235.0165 | 14470997.6721 | 14470997.6721 | 1478867.319 | 6670120.1387 | 0 | 111816981.1345 | 134436966.2643 | 7498942.0933 | 26.6775 | 4191.4277 | 5039.3314 | 85.4479 | 102.7336
1 | 4200 | 707 | 0.035 | 15 | 15 | 7 | 1e-08 | 0 | Water | Porous | Wet | R600a | MinimizeLCOE_Brownfield | IgnoreSilica | 150.024 | 61.2412 | 6.6799 | 4 | 4190.0125 | 5036.5827 | 85.4191 | 102.6776 | 153.6432 | 1.0478e-05 | 31275726798.4088 | 8556839.9947 | 730657.7943 | 8980607.577 | 12167078.8961 | 24077.0464 | 0 | 0 | 11879111.9103 | 30907012.4496 | 21094671.0724 | 94340056.7406 | 3144235.0165 | 14470997.6721 | 14470997.6721 | 1478867.319 | 6670120.1387 | 0 | 111955289.4292 | 134575274.559 | 10000000 | 26.7196 | 4190.0125 | 5036.5827 | 85.4191 | 102.6776
1 | 4300 | 707 | 0.035 | 15 | 15 | 7 | 1e-13 | 0 | Water | Porous | Wet | R600a | MinimizeLCOE_Brownfield | IgnoreSilica | 0 | 0 | 0 | 0 | [5 empty] | 0 | 0 | 0 | 0 | 0 | 0 | 0 | 0 | 0 | 0 | 0 | 0 | 0 | 0 | 0 | 0 | 0 | 0 | 0 | 0 | 0 | 100 | 0
1 | 4300 | 707 | 0.035 | 15 | 15 | 7 | 1.3335e-13 | 0 | Water | Porous | Wet | R600a | MinimizeLCOE_Brownfield | IgnoreSilica | 0.82688 | 0.15549 | 0.0022834 | 4 | 2087300.7799 | 4633202.242 | 42552.4497 | 94454.0946 | 103.0616 | -5.1789e-05 | 6542633061.8568 | 97183.653 | 6029.3318 | 78124.8348 | 57831.8807 | 24077.0464 | 58650.337 | 0 | 125539.8626 | 326628.9708 | 222930.9841 | 996996.9013 | 3144235.0165 | 14923245.9986 | 14923245.9986 | 1478867.319 | 6851019.4693 | 0 | 19064477.9164 | 42317610.7033 | 133.3521 | 0.0091336 | 2087300.7799 | 4633202.242 | 42552.4497 | 94454.0946
1 | 4300 | 707 | 0.035 | 15 | 15 | 7 | 1.7783e-13 | 0 | Water | Porous | Wet | R600a | MinimizeLCOE_Brownfield | IgnoreSilica | 1.0658 | 0.23906 | 0.0077938 | 4 | 621348.9456 | 1367236.2079 | 12667.0387 | 27872.9594 | 112.8341 | -5.4174e-05 | 12533032607.9481 | 138916.3786 | 9105.8564 | 109490.8564 | 73219.8437 | 24077.0464 | 65934.864 | 0 | 164090.4897 | 426929.7947 | 291388.3574 | 1303153.4874 | 3144235.0165 | 14923245.9986 | 14923245.9986 | 1478867.319 | 6851019.4693 | 0 | 19370634.5025 | 42623767.2895 | 177.8279 | 0.031175 | 621348.9456 | 1367236.2079 | 12667.0387 | 27872.9594
1 | 4300 | 707 | 0.035 | 15 | 15 | 7 | 2.3714e-13 | 0 | Water | Porous | Wet | R600a | MinimizeLCOE_Brownfield | IgnoreSilica | 1.3974 | 0.36478 | 0.016955 | 4 | 291907.1215 | 634770.178 | 5950.9215 | 12940.6487 | 122.0533 | -5.7909e-05 | 17755889802.1967 | 196080.2909 | 13557.1939 | 152587.2723 | 96297.9631 | 24077.0464 | 75893.8746 | 0 | 217812.5201 | 566703.4977 | 386786.7818 | 1729796.4408 | 3144235.0165 | 14923245.9986 | 14923245.9986 | 1478867.319 | 6851019.4693 | 0 | 19797277.4559 | 43050410.2428 | 237.1374 | 0.06782 | 291907.1215 | 634770.178 | 5950.9215 | 12940.6487
1 | 4300 | 707 | 0.035 | 15 | 15 | 7 | 3.1623e-13 | 0 | Water | Porous | Wet | R600a | MinimizeLCOE_Brownfield | IgnoreSilica | 1.8067 | 0.52925 | 0.03039 | 4 | 167092.4045 | 358379.5663 | 3406.4047 | 7306.0522 | 129.5462 | -6.014e-05 | 22084532008.3769 | 264232.6184 | 19117.4857 | 204471.9401 | 126768.6643 | 24077.0464 | 86007.6491 | 0 | 282623.4075 | 735328.1322 | 501876.5597 | 2244503.5033 | 3144235.0165 | 14923245.9986 | 14923245.9986 | 1478867.319 | 6851019.4693 | 0 | 20311984.5184 | 43565117.3053 | 316.2278 | 0.12156 | 167092.4045 | 358379.5663 | 3406.4047 | 7306.0522
1 | 4300 | 707 | 0.035 | 15 | 15 | 7 | 4.217e-13 | 0 | Water | Porous | Wet | R600a | MinimizeLCOE_Brownfield | IgnoreSilica | 2.3792 | 0.76873 | 0.050758 | 4 | 103511.1648 | 218041.6287 | 2110.2151 | 4445.0735 | 136.2453 | -6.3626e-05 | 25328555338.6506 | 354724.697 | 26798.5936 | 274359.9561 | 171865.9862 | 24077.0464 | 100114.5745 | 0 | 371256.933 | 965934.3843 | 659270.0652 | 2948402.2363 | 3144235.0165 | 14923245.9986 | 14923245.9986 | 1478867.319 | 6851019.4693 | 0 | 21015883.2513 | 44269016.0383 | 421.6965 | 0.20303 | 103511.1648 | 218041.6287 | 2110.2151 | 4445.0735
1 | 4300 | 707 | 0.035 | 15 | 15 | 7 | 5.6234e-13 | 0 | Water | Porous | Wet | R600a | MinimizeLCOE_Brownfield | IgnoreSilica | 3.1102 | 1.083 | 0.078965 | 4 | 69272.7367 | 142890.9997 | 1412.2184 | 2913.0263 | 141.5582 | -6.6116e-05 | 27920105816.4352 | 463093.1395 | 36309.5448 | 359541.3922 | 232198.4911 | 24077.0464 | 115893.5894 | 0 | 480134.1493 | 1249210.5675 | 852611.881 | 3813069.8012 | 3144235.0165 | 14923245.9986 | 14923245.9986 | 1478867.319 | 6851019.4693 | 0 | 21880550.8162 | 45133683.6032 | 562.3413 | 0.31586 | 69272.7367 | 142890.9997 | 1412.2184 | 2913.0263
1 | 4300 | 707 | 0.035 | 15 | 15 | 7 | 7.4989e-13 | 0 | Water | Porous | Wet | R600a | MinimizeLCOE_Brownfield | IgnoreSilica | 4.1043 | 1.5177 | 0.11913 | 4 | 48284.1837 | 97080.0895 | 984.3384 | 1979.1089 | 145.9648 | -6.8633e-05 | 29814624813.6821 | 600175.4988 | 48678.492 | 469422.7709 | 317295.4805 | 24077.0464 | 135892.1356 | 0 | 622261.1554 | 1618995.8832 | 1104997.9573 | 4941796.4201 | 3144235.0165 | 14923245.9986 | 14923245.9986 | 1478867.319 | 6851019.4693 | 0 | 23009277.4352 | 46262410.2221 | 749.8942 | 0.47654 | 48284.1837 | 97080.0895 | 984.3384 | 1979.1089
1 | 4300 | 707 | 0.035 | 15 | 15 | 7 | 1e-12 | 0 | Water | Porous | Wet | R600a | MinimizeLCOE_Brownfield | IgnoreSilica | 5.4079 | 2.0933 | 0.17392 | 4 | 35102.8964 | 68527.4023 | 715.62 | 1397.0238 | 149.4203 | -7.0407e-05 | 31246613789.229 | 766431.1914 | 64045.1949 | 605394.7427 | 431959.2491 | 24077.0464 | 159359.295 | 0 | 799994.0206 | 2081420.3402 | 1420612.1511 | 6353293.2313 | 3144235.0165 | 14923245.9986 | 14923245.9986 | 1478867.319 | 6851019.4693 | 0 | 24420774.2464 | 47673907.0334 | 1000 | 0.69569 | 35102.8964 | 68527.4023 | 715.62 | 1397.0238
1 | 4300 | 707 | 0.035 | 15 | 15 | 7 | 1.3335e-12 | 0 | Water | Porous | Wet | R600a | MinimizeLCOE_Brownfield | IgnoreSilica | 7.1058 | 2.8455 | 0.24687 | 4 | 26503.5006 | 50051.8313 | 540.3097 | 1020.3743 | 152.0737 | -7.1887e-05 | 31967178090.4398 | 965983.2948 | 82845.9079 | 772105.2904 | 584047.397 | 24077.0464 | 187380.4346 | 0 | 1020411.3547 | 2654901.0298 | 1812024.5056 | 8103776.2611 | 3144235.0165 | 14923245.9986 | 14923245.9986 | 1478867.319 | 6851019.4693 | 0 | 26171257.2762 | 49424390.0632 | 1333.5214 | 0.98746 | 26503.5006 | 50051.8313 | 540.3097 | 1020.3743
1 | 4300 | 707 | 0.035 | 15 | 15 | 7 | 1.7783e-12 | 0 | Water | Porous | Wet | R600a | MinimizeLCOE_Brownfield | IgnoreSilica | 9.4032 | 3.8557 | 0.34527 | 4 | 20565.6126 | 37402.3395 | 419.2578 | 762.4973 | 154.0093 | -7.315e-05 | 31151033671.3774 | 1211419.7005 | 106189.9379 | 982622.2015 | 790101.5139 | 24077.0464 | 222610.5656 | 0 | 1301438.1767 | 3386075.174 | 2311065.8831 | 10335600.1996 | 3144235.0165 | 14923245.9986 | 14923245.9986 | 1478867.319 | 6851019.4693 | 0 | 28403081.2147 | 51656214.0016 | 1778.2794 | 1.3811 | 20565.6126 | 37402.3395 | 419.2578 | 762.4973
1 | 4300 | 707 | 0.035 | 15 | 15 | 7 | 2.3714e-12 | 0 | Water | Porous | Wet | R600a | MinimizeLCOE_Brownfield | IgnoreSilica | 12.4259 | 5.1554 | 0.47004 | 4 | 16548.8865 | 28916.6311 | 337.3714 | 589.5046 | 155.033 | -7.363e-05 | 38928740711.3738 | 1497581.8811 | 132977.2467 | 1238274.4665 | 1054524.2827 | 24077.0464 | 264941.3752 | 0 | 1642826.7564 | 4274298.2301 | 2917296.3701 | 13046797.6551 | 3144235.0165 | 14923245.9986 | 14923245.9986 | 1478867.319 | 6851019.4693 | 0 | 31114278.6702 | 54367411.4571 | 2371.3737 | 1.8801 | 16548.8865 | 28916.6311 | 337.3714 | 589.5046
1 | 4300 | 707 | 0.035 | 15 | 15 | 7 | 3.1623e-12 | 0 | Water | Porous | Wet | R600a | MinimizeLCOE_Brownfield | IgnoreSilica | 16.6453 | 6.8788 | 0.67198 | 4 | 12937.7883 | 21588.8002 | 263.7543 | 440.1169 | 157.1752 | -7.3618e-05 | 36098200972.5688 | 1902200.0943 | 181564.747 | 1551153.1599 | 1421184.6178 | 24077.0464 | 314314.5328 | 0 | 2103852.7373 | 5473793.263 | 3735976.3772 | 16708116.5757 | 3144235.0165 | 14923245.9986 | 14923245.9986 | 1478867.319 | 6851019.4693 | 0 | 34775597.5908 | 58028730.3777 | 3162.2777 | 2.6879 | 12937.7883 | 21588.8002 | 263.7543 | 440.1169
1 | 4300 | 707 | 0.035 | 15 | 15 | 7 | 4.217e-12 | 0 | Water | Porous | Wet | R600a | MinimizeLCOE_Brownfield | IgnoreSilica | 20.6205 | 9.454 | 1.0085 | 4 | 10350.255 | 16114.7289 | 211.0039 | 328.5205 | 157.9214 | -7.5429e-05 | 246321798964.497 | 2515479.8962 | 293619.2817 | 1983888.8613 | 2465521.7248 | 24077.0464 | 364217.7278 | 0 | 2982253.7699 | 7759212.5649 | 5295822.0114 | 23684092.8844 | 3144235.0165 | 14923245.9986 | 14923245.9986 | 1478867.319 | 6851019.4693 | 0 | 41751573.8995 | 65004706.6864 | 4216.965 | 4.0339 | 10350.255 | 16114.7289 | 211.0039 | 328.5205
1 | 4300 | 707 | 0.035 | 15 | 15 | 7 | 5.6234e-12 | 0 | Water | Porous | Wet | R600a | MinimizeLCOE_Brownfield | IgnoreSilica | 20.7791 | 9.8789 | 1.1067 | 4 | 9717.7321 | 14970.4317 | 198.1091 | 305.1925 | 157.943 | -5.4725e-05 | 345221637986.322 | 2595873.2541 | 305775.4188 | 2054671.0502 | 2782273.6925 | 24077.0464 | 293456.296 | 0 | 3141889.4356 | 8174551.8213 | 5579299.5883 | 24951867.6031 | 3144235.0165 | 14923245.9986 | 14923245.9986 | 1478867.319 | 6851019.4693 | 0 | 43019348.6182 | 66272481.4051 | 5623.4133 | 4.4269 | 9717.7321 | 14970.4317 | 198.1091 | 305.1925
1 | 4300 | 707 | 0.035 | 15 | 15 | 7 | 7.4989e-12 | 0 | Water | Porous | Wet | R600a | MinimizeLCOE_Brownfield | IgnoreSilica | 20 | 8.3615 | 0.98313 | 4 | 9673.5463 | 15586.5969 | 197.2083 | 317.7539 | 157.8194 | -2.7538e-05 | 51624996571.6372 | 2297239.4074 | 258492.6312 | 1799462.3167 | 1886774.816 | 24077.0464 | 182841.4405 | 0 | 2515066.1867 | 6543686.3068 | 4466200.3637 | 19973840.5154 | 3144235.0165 | 14923245.9986 | 14923245.9986 | 1478867.319 | 6851019.4693 | 0 | 38041321.5305 | 61294454.3175 | 7498.9421 | 3.9325 | 9673.5463 | 15586.5969 | 197.2083 | 317.7539
1 | 4300 | 707 | 0.035 | 15 | 15 | 7 | 1e-11 | 0 | Water | Porous | Wet | R600a | MinimizeLCOE_Brownfield | IgnoreSilica | 20 | 8.3533 | 1.0084 | 4 | 9380.4973 | 15145.5009 | 191.2341 | 308.7615 | 157.8175 | -1.4827e-05 | 51692429374.5284 | 2295438.3416 | 258132.5607 | 1798084.4056 | 1882501.2563 | 24077.0464 | 124433.8366 | 0 | 2489240.3044 | 6476492.6587 | 4420339.3182 | 19768739.7285 | 3144235.0165 | 14923245.9986 | 14923245.9986 | 1478867.319 | 6851019.4693 | 0 | 37836220.7435 | 61089353.5305 | 10000 | 4.0335 | 9380.4973 | 15145.5009 | 191.2341 | 308.7615
1 | 4300 | 707 | 0.035 | 15 | 15 | 7 | 1.3335e-11 | 0 | Water | Porous | Wet | R600a | MinimizeLCOE_Brownfield | IgnoreSilica | 47.9082 | 27.1825 | 2.9733 | 4 | 8710.6477 | 10665.7885 | 177.5783 | 217.4365 | 159.7359 | -7.6158e-05 | 51640140643.2491 | 5317554.818 | 633658.8523 | 4616492.4837 | 16391578.7053 | 24077.0464 | 631786.982 | 0 | 10769908.0662 | 28021091.5763 | 19124970.7767 | 85531119.3069 | 3144235.0165 | 14923245.9986 | 14923245.9986 | 1478867.319 | 6851019.4693 | 0 | 103598600.322 | 126851733.1089 | 13335.2143 | 11.8933 | 8710.6477 | 10665.7885 | 177.5783 | 217.4365
1 | 4300 | 707 | 0.035 | 15 | 15 | 7 | 1.7783e-11 | 0 | Water | Porous | Wet | R600a | MinimizeLCOE_Brownfield | IgnoreSilica | 62.651 | 35.6313 | 3.9015 | 4 | 8130.7069 | 9620.7109 | 165.7555 | 196.1312 | 160.0169 | -7.5965e-05 | 51207618162.2956 | 6445852.8494 | 764593.1702 | 5732630.7773 | 21412366.0701 | 24077.0464 | 755168.2286 | 0 | 13702528.3754 | 35651168.0577 | 24332654.7576 | 108821039.3328 | 3144235.0165 | 14923245.9986 | 14923245.9986 | 1478867.319 | 6851019.4693 | 0 | 126888520.3479 | 150141653.1348 | 17782.7941 | 15.6061 | 8130.7069 | 9620.7109 | 165.7555 | 196.1312
1 | 4300 | 707 | 0.035 | 15 | 15 | 7 | 2.3714e-11 | 0 | Water | Porous | Wet | R600a | MinimizeLCOE_Brownfield | IgnoreSilica | 78.2575 | 44.5109 | 4.9069 | 4 | 7690.9642 | 8875.6783 | 156.7907 | 180.9427 | 160.0271 | -7.1761e-05 | 50820296757.6539 | 7551581.2525 | 893402.44 | 6849555.1245 | 26741014.4103 | 24077.0464 | 845457.4172 | 0 | 16732984.1994 | 43535792.4799 | 29714072.9386 | 132887937.3088 | 3144235.0165 | 14923245.9986 | 14923245.9986 | 1478867.319 | 6851019.4693 | 0 | 150955418.3239 | 174208551.1108 | 23713.7371 | 19.6276 | 7690.9642 | 8875.6783 | 156.7907 | 180.9427
1 | 4300 | 707 | 0.035 | 15 | 15 | 7 | 3.1623e-11 | 0 | Water | Porous | Wet | R600a | MinimizeLCOE_Brownfield | IgnoreSilica | 87.2512 | 49.5671 | 5.5897 | 4 | 7348.4685 | 8388.4709 | 149.8085 | 171.0103 | 159.8847 | -5.8271e-05 | 52693995361.21 | 8152574.8354 | 964087.2677 | 7465176.1137 | 29821361.2628 | 24077.0464 | 787112.5204 | 0 | 18413611.7281 | 47908440.5654 | 32698495.1059 | 146234936.4458 | 3144235.0165 | 14923245.9986 | 14923245.9986 | 1478867.319 | 6851019.4693 | 0 | 164302417.4609 | 187555550.2478 | 31622.7766 | 22.3587 | 7348.4685 | 8388.4709 | 149.8085 | 171.0103
1 | 4300 | 707 | 0.035 | 15 | 15 | 7 | 4.217e-11 | 0 | Water | Porous | Wet | R600a | MinimizeLCOE_Brownfield | IgnoreSilica | 95.9749 | 54.4105 | 6.254 | 4 | 7079.281 | 8008.8069 | 144.3207 | 163.2704 | 159.6388 | -4.6249e-05 | 53916477490.5651 | 8711848.6697 | 1030566.1718 | 8043124.5746 | 32818494.7875 | 24077.0464 | 716947.6801 | 0 | 20024572.9827 | 52099831.2963 | 35559205.4042 | 159028668.6133 | 3144235.0165 | 14923245.9986 | 14923245.9986 | 1478867.319 | 6851019.4693 | 0 | 177096149.6284 | 200349282.4153 | 42169.6503 | 25.0161 | 7079.281 | 8008.8069 | 144.3207 | 163.2704
1 | 4300 | 707 | 0.035 | 15 | 15 | 7 | 5.6234e-11 | 0 | Water | Porous | Wet | R600a | MinimizeLCOE_Brownfield | IgnoreSilica | 104.665 | 59.1618 | 6.9037 | 4 | 6867.4239 | 7709.4788 | 140.0017 | 157.1682 | 159.287 | -3.6153e-05 | 54399996122.2552 | 9246439.3497 | 1095027.6562 | 8600057.4001 | 35785497.8709 | 24077.0464 | 644647.7914 | 0 | 21604341.3747 | 56210064.5973 | 38364524.089 | 171574677.1757 | 3144235.0165 | 14923245.9986 | 14923245.9986 | 1478867.319 | 6851019.4693 | 0 | 189642158.1908 | 212895290.9777 | 56234.1325 | 27.6147 | 6867.4239 | 7709.4788 | 140.0017 | 157.1682
1 | 4300 | 707 | 0.035 | 15 | 15 | 7 | 7.4989e-11 | 0 | Water | Porous | Wet | R600a | MinimizeLCOE_Brownfield | IgnoreSilica | 110.287 | 62.189 | 7.3659 | 4 | 6700.0925 | 7489.3096 | 136.5904 | 152.6797 | 158.9999 | -2.625e-05 | 55399392784.2359 | 9580299.2742 | 1135908.5402 | 8950147.8786 | 37673951.5869 | 24077.0464 | 538842.6437 | 0 | 22582258.5183 | 58754404.4064 | 40101088.2896 | 179340978.1842 | 3144235.0165 | 14923245.9986 | 14923245.9986 | 1478867.319 | 6851019.4693 | 0 | 197408459.1993 | 220661591.9862 | 74989.4209 | 29.4635 | 6700.0925 | 7489.3096 | 136.5904 | 152.6797
1 | 4300 | 707 | 0.035 | 15 | 15 | 7 | 1e-10 | 0 | Water | Porous | Wet | R600a | MinimizeLCOE_Brownfield | IgnoreSilica | 110.1599 | 62.1173 | 7.4798 | 4 | 6575.5547 | 7352.7518 | 134.0516 | 149.8958 | 158.9999 | -1.5738e-05 | 57682161264.8203 | 9572426.6543 | 1134992.3492 | 8941895.0126 | 37630590.8867 | 24077.0464 | 381964.831 | 0 | 22497519.2442 | 58533930.1977 | 39950610.1119 | 178668006.334 | 3144235.0165 | 14923245.9986 | 14923245.9986 | 1478867.319 | 6851019.4693 | 0 | 196735487.3491 | 219988620.136 | 100000 | 29.9192 | 6575.5547 | 7352.7518 | 134.0516 | 149.8958
1 | 4300 | 707 | 0.035 | 15 | 15 | 7 | 1.3335e-10 | 0 | Water | Porous | Wet | R600a | MinimizeLCOE_Brownfield | IgnoreSilica | 114.1313 | 64.2324 | 7.8035 | 4 | 6481.3353 | 7226.2951 | 132.1308 | 147.3178 | 158.7705 | -9.5419e-06 | 58067367308.1333 | 9802901.0519 | 1163326.4438 | 9184509.4215 | 39027552.3044 | 24077.0464 | 282769.3022 | 0 | 23199202.8724 | 60359567.063 | 41196644.7856 | 184240550.2911 | 3144235.0165 | 14923245.9986 | 14923245.9986 | 1478867.319 | 6851019.4693 | 0 | 202308031.3062 | 225561164.0931 | 133352.1432 | 31.2139 | 6481.3353 | 7226.2951 | 132.1308 | 147.3178
1 | 4300 | 707 | 0.035 | 15 | 15 | 7 | 1.7783e-10 | 0 | Water | Porous | Wet | R600a | MinimizeLCOE_Brownfield | IgnoreSilica | 141.2077 | 56.7191 | 6.8324 | 4 | 4117.3371 | 4968.1807 | 83.9375 | 101.2831 | 157.6811 | -1.1279e-05 | 61318876102.7179 | 8861060.7853 | 939184.1592 | 8333612.7953 | 11968431.8906 | 24077.0464 | 370745.8692 | 0 | 11893873.8929 | 30945420.1003 | 21120885.0833 | 94457291.6224 | 3144235.0165 | 14923245.9986 | 14923245.9986 | 1478867.319 | 6851019.4693 | 0 | 112524772.6375 | 135777905.4244 | 177827.941 | 27.3295 | 4117.3371 | 4968.1807 | 83.9375 | 101.2831
1 | 4300 | 707 | 0.035 | 15 | 15 | 7 | 2.3714e-10 | 0 | Water | Porous | Wet | R600a | MinimizeLCOE_Brownfield | IgnoreSilica | 141.3003 | 56.6828 | 6.8754 | 4 | 4076.5791 | 4922.1008 | 83.1066 | 100.3437 | 157.67 | -7.8069e-06 | 54231790811.9713 | 8850301.1999 | 935174.0041 | 8330277.8192 | 11932351.136 | 24077.0464 | 291699.1501 | 0 | 11841913.3386 | 30810229.3967 | 21028614.6502 | 94044637.741 | 3144235.0165 | 14923245.9986 | 14923245.9986 | 1478867.319 | 6851019.4693 | 0 | 112112118.7561 | 135365251.543 | 237137.3706 | 27.5015 | 4076.5791 | 4922.1008 | 83.1066 | 100.3437
1 | 4300 | 707 | 0.035 | 15 | 15 | 7 | 3.1623e-10 | 0 | Water | Porous | Wet | R600a | MinimizeLCOE_Brownfield | IgnoreSilica | 141.3929 | 56.6629 | 6.9075 | 4 | 4045.4873 | 4887.0775 | 82.4727 | 99.6297 | 157.6601 | -5.1919e-06 | 48191386184.9312 | 8841943.5973 | 931735.4093 | 8328772.4575 | 11904352.6313 | 24077.0464 | 224732.3417 | 0 | 11799689.2586 | 30700371.0018 | 20953634.0382 | 93709307.7821 | 3144235.0165 | 14923245.9986 | 14923245.9986 | 1478867.319 | 6851019.4693 | 0 | 111776788.7972 | 135029921.5841 | 316227.766 | 27.63 | 4045.4873 | 4887.0775 | 82.4727 | 99.6297
1 | 4300 | 707 | 0.035 | 15 | 15 | 7 | 4.217e-10 | 0 | Water | Porous | Wet | R600a | MinimizeLCOE_Brownfield | IgnoreSilica | 141.4318 | 56.6522 | 6.9335 | 4 | 4021.5114 | 4859.9514 | 81.9839 | 99.0767 | 157.655 | -3.2114e-06 | 44994989902.7486 | 8837579.9381 | 929973.3852 | 8327958.9975 | 11890509.6662 | 24077.0464 | 166419.6789 | 0 | 11768842.2977 | 30620113.5372 | 20898856.6696 | 93464331.2166 | 3144235.0165 | 14923245.9986 | 14923245.9986 | 1478867.319 | 6851019.4693 | 0 | 111531812.2317 | 134784945.0186 | 421696.5034 | 27.7338 | 4021.5114 | 4859.9514 | 81.9839 | 99.0767
1 | 4300 | 707 | 0.035 | 15 | 15 | 7 | 5.6234e-10 | 0 | Water | Porous | Wet | R600a | MinimizeLCOE_Brownfield | IgnoreSilica | 141.4512 | 56.6452 | 6.9535 | 4 | 4002.7017 | 4838.7292 | 81.6005 | 98.644 | 157.6519 | -1.7181e-06 | 43014297185.1661 | 8834875.5195 | 928908.3169 | 8327398.4863 | 11882239.2408 | 24077.0464 | 114017.3898 | 0 | 11743491.2399 | 30554155.2849 | 20853838.807 | 93263001.3314 | 3144235.0165 | 14923245.9986 | 14923245.9986 | 1478867.319 | 6851019.4693 | 0 | 111330482.3465 | 134583615.1334 | 562341.3252 | 27.8138 | 4002.7017 | 4838.7292 | 81.6005 | 98.644
1 | 4300 | 707 | 0.035 | 15 | 15 | 7 | 7.4989e-10 | 0 | Water | Porous | Wet | R600a | MinimizeLCOE_Brownfield | IgnoreSilica | 140.0162 | 56.5884 | 7.0037 | 4 | 3985.8355 | 4815.8674 | 81.2566 | 98.178 | 157.7196 | 0.00094423 | 25557784079.7881 | 8869133.5769 | 950402.8119 | 8315141.2524 | 12059847.7188 | 24077.0464 | 0 | 0 | 11785254.9385 | 30662815.8617 | 20928001.8835 | 93594675.0901 | 3144235.0165 | 14923245.9986 | 14923245.9986 | 1478867.319 | 6851019.4693 | 0 | 111662156.1052 | 134915288.8921 | 749894.2093 | 28.0147 | 3985.8355 | 4815.8674 | 81.2566 | 98.178
1 | 4300 | 707 | 0.035 | 15 | 15 | 7 | 1e-09 | 0 | Water | Porous | Wet | R600a | MinimizeLCOE_Brownfield | IgnoreSilica | 142.124 | 56.783 | 6.9746 | 4 | 3972.4976 | 4805.9918 | 80.9847 | 97.9766 | 157.6122 | -9.0927e-05 | 4588900261.5208 | 8824824.1763 | 917987.0808 | 8347117.5818 | 11834700.0565 | 24077.0464 | 0 | 0 | 11679995.3173 | 30388951.919 | 20741084.1153 | 92758737.2933 | 3144235.0165 | 14923245.9986 | 14923245.9986 | 1478867.319 | 6851019.4693 | 0 | 110826218.3084 | 134079351.0953 | 1000000 | 27.8984 | 3972.4976 | 4805.9918 | 80.9847 | 97.9766
1 | 4300 | 707 | 0.035 | 15 | 15 | 7 | 1.3335e-09 | 0 | Water | Porous | Wet | R600a | MinimizeLCOE_Brownfield | IgnoreSilica | 142.7935 | 57.0134 | 6.9752 | 4 | 3971.5146 | 4804.9388 | 80.9647 | 97.9552 | 157.566 | 0.055829 | 5772224080.6116 | 8819505.6931 | 906393.7855 | 8378521.455 | 11814361.1685 | 24077.0464 | 0 | 0 | 11677715.0679 | 30383019.1779 | 20737034.8975 | 92740628.2918 | 3144235.0165 | 14923245.9986 | 14923245.9986 | 1478867.319 | 6851019.4693 | 0 | 110808109.3069 | 134061242.0938 | 1333521.4322 | 27.9007 | 3971.5146 | 4804.9388 | 80.9647 | 97.9552
1 | 4300 | 707 | 0.035 | 15 | 15 | 7 | 1.7783e-09 | 0 | Water | Porous | Wet | R600a | MinimizeLCOE_Brownfield | IgnoreSilica | 142.7935 | 57.0135 | 6.975 | 4 | 3971.5512 | 4804.9988 | 80.9654 | 97.9564 | 157.5657 | 0.11916 | 5833375310.6923 | 8819289.9692 | 906293.3549 | 8378566.9589 | 11813954.7185 | 24077.0464 | 0 | 0 | 11677450.9987 | 30382332.124 | 20736565.9691 | 92738531.1398 | 3144235.0165 | 14923245.9986 | 14923245.9986 | 1478867.319 | 6851019.4693 | 0 | 110806012.1549 | 134059144.9418 | 1778279.41 | 27.8999 | 3971.5512 | 4804.9988 | 80.9654 | 97.9564
1 | 4300 | 707 | 0.035 | 15 | 15 | 7 | 2.3714e-09 | 0 | Water | Porous | Wet | R600a | MinimizeLCOE_Brownfield | IgnoreSilica | 140 | 56.5799 | 7.0026 | 4 | 3985.9637 | 4816.1272 | 81.2593 | 98.1833 | 157.7194 | 0.3076 | 32320011359.211 | 8868098.4231 | 950247.6975 | 8314165.3605 | 12057462.6425 | 24077.0464 | 0 | 0 | 11783479.9563 | 30658197.7221 | 20924849.9083 | 93580578.7566 | 3144235.0165 | 14923245.9986 | 14923245.9986 | 1478867.319 | 6851019.4693 | 0 | 111648059.7717 | 134901192.5586 | 2371373.7057 | 28.0103 | 3985.9637 | 4816.1272 | 81.2593 | 98.1833
1 | 4300 | 707 | 0.035 | 15 | 15 | 7 | 3.1623e-09 | 0 | Water | Porous | Wet | R600a | MinimizeLCOE_Brownfield | IgnoreSilica | 140 | 56.5788 | 7.0024 | 4 | 3985.9611 | 4816.1456 | 81.2592 | 98.1836 | 157.7193 | 0.34295 | 30496855356.4257 | 8867918.498 | 950201.4587 | 8314043.257 | 12056875.5999 | 24077.0464 | 0 | 0 | 11783115.1854 | 30657248.6631 | 20924202.1561 | 93577681.8646 | 3144235.0165 | 14923245.9986 | 14923245.9986 | 1478867.319 | 6851019.4693 | 0 | 111645162.8797 | 134898295.6666 | 3162277.6602 | 28.0096 | 3985.9611 | 4816.1456 | 81.2592 | 98.1836
1 | 4300 | 707 | 0.035 | 15 | 15 | 7 | 4.217e-09 | 0 | Water | Porous | Wet | R600a | MinimizeLCOE_Brownfield | IgnoreSilica | 140 | 56.578 | 7.0023 | 4 | 3985.9592 | 4816.1594 | 81.2592 | 98.1839 | 157.7192 | 0.36946 | 30255466123.4168 | 8867783.5806 | 950166.7768 | 8313951.7341 | 12056435.4899 | 24077.0464 | 0 | 0 | 11782841.7048 | 30656537.1228 | 20923716.5152 | 93575509.9707 | 3144235.0165 | 14923245.9986 | 14923245.9986 | 1478867.319 | 6851019.4693 | 0 | 111642990.9857 | 134896123.7727 | 4216965.0343 | 28.0091 | 3985.9592 | 4816.1594 | 81.2592 | 98.1839
1 | 4300 | 707 | 0.035 | 15 | 15 | 7 | 5.6234e-09 | 0 | Water | Porous | Wet | R600a | MinimizeLCOE_Brownfield | IgnoreSilica | 140 | 56.5774 | 7.0022 | 4 | 3985.9577 | 4816.1697 | 81.2591 | 98.1841 | 157.7192 | 0.38933 | 31631375660.4396 | 8867682.411 | 950140.7647 | 8313883.1251 | 12056105.5158 | 24077.0464 | 0 | 0 | 11782636.6565 | 30656003.6292 | 20923352.3948 | 93573881.5435 | 3144235.0165 | 14923245.9986 | 14923245.9986 | 1478867.319 | 6851019.4693 | 0 | 111641362.5586 | 134894495.3456 | 5623413.2519 | 28.0087 | 3985.9577 | 4816.1697 | 81.2591 | 98.1841
1 | 4300 | 707 | 0.035 | 15 | 15 | 7 | 7.4989e-09 | 0 | Water | Porous | Wet | R600a | MinimizeLCOE_Brownfield | IgnoreSilica | 140 | 56.5769 | 7.0021 | 4 | 3985.9566 | 4816.1775 | 81.2591 | 98.1843 | 157.7191 | 0.40424 | 27388059039.334 | 8867606.5469 | 950121.2559 | 8313831.689 | 12055858.105 | 24077.0464 | 0 | 0 | 11782482.9108 | 30655603.6143 | 20923079.3764 | 93572660.5446 | 3144235.0165 | 14923245.9986 | 14923245.9986 | 1478867.319 | 6851019.4693 | 0 | 111640141.5597 | 134893274.3466 | 7498942.0933 | 28.0084 | 3985.9566 | 4816.1775 | 81.2591 | 98.1843
1 | 4300 | 707 | 0.035 | 15 | 15 | 7 | 1e-08 | 0 | Water | Porous | Wet | R600a | MinimizeLCOE_Brownfield | IgnoreSilica | 140 | 56.5766 | 7.002 | 4 | 3985.9558 | 4816.1833 | 81.2591 | 98.1844 | 157.7191 | 0.41541 | 31288210853.5859 | 8867549.6581 | 950106.625 | 8313793.1247 | 12055672.5926 | 24077.0464 | 0 | 0 | 11782367.6282 | 30655303.6728 | 20922874.6602 | 93571745.008 | 3144235.0165 | 14923245.9986 | 14923245.9986 | 1478867.319 | 6851019.4693 | 0 | 111639226.0231 | 134892358.81 | 10000000 | 28.0081 | 3985.9558 | 4816.1833 | 81.2591 | 98.1844
1 | 4400 | 707 | 0.035 | 15 | 15 | 7 | 1e-13 | 0 | Water | Porous | Wet | R600a | MinimizeLCOE_Brownfield | IgnoreSilica | 0 | 0 | 0 | 0 | [5 empty] | 0 | 0 | 0 | 0 | 0 | 0 | 0 | 0 | 0 | 0 | 0 | 0 | 0 | 0 | 0 | 0 | 0 | 0 | 0 | 0 | 0 | 100 | 0
1 | 4400 | 707 | 0.035 | 15 | 15 | 7 | 1.3335e-13 | 0 | Water | Porous | Wet | R600a | MinimizeLCOE_Brownfield | IgnoreSilica | 0.8417 | 0.16379 | 0.0030903 | 4 | 1581764.8721 | 3514782.2934 | 32246.4164 | 71653.5911 | 104.8832 | -5.1663e-05 | 8454023653.2302 | 101922.9278 | 6386.3337 | 81344.8326 | 59234.6863 | 24077.0464 | 58611.6314 | 0 | 129315.2086 | 336451.6467 | 229635.1623 | 1026979.4757 | 3144235.0165 | 15381354.416 | 15381354.416 | 1478867.319 | 7034262.8363 | 0 | 19552568.9081 | 43447053.4794 | 133.3521 | 0.012361 | 1581764.8721 | 3514782.2934 | 32246.4164 | 71653.5911
1 | 4400 | 707 | 0.035 | 15 | 15 | 7 | 1.7783e-13 | 0 | Water | Porous | Wet | R600a | MinimizeLCOE_Brownfield | IgnoreSilica | 1.1047 | 0.25954 | 0.009486 | 4 | 524499.8346 | 1154229.6079 | 10692.6386 | 23530.5318 | 115.5691 | -5.5795e-05 | 14728727773.5458 | 149390.5059 | 9943.1356 | 116718.2958 | 76762.9975 | 24077.0464 | 67387.8581 | 0 | 173269.1373 | 450810.7528 | 307687.602 | 1376047.3314 | 3144235.0165 | 15381354.416 | 15381354.416 | 1478867.319 | 7034262.8363 | 0 | 19901636.7639 | 43796121.3351 | 177.8279 | 0.037944 | 524499.8346 | 1154229.6079 | 10692.6386 | 23530.5318
1 | 4400 | 707 | 0.035 | 15 | 15 | 7 | 2.3714e-13 | 0 | Water | Porous | Wet | R600a | MinimizeLCOE_Brownfield | IgnoreSilica | 1.4363 | 0.39056 | 0.019622 | 4 | 259133.6636 | 563560.7941 | 5282.7902 | 11488.9491 | 124.6607 | -5.9061e-05 | 20319104019.0768 | 208509.392 | 14636.8607 | 160874.3411 | 100777.2716 | 24077.0464 | 76744.2497 | 0 | 228391.473 | 594227.7632 | 405572.6585 | 1813811.0562 | 3144235.0165 | 15381354.416 | 15381354.416 | 1478867.319 | 7034262.8363 | 0 | 20339400.4887 | 44233885.06 | 237.1374 | 0.07849 | 259133.6636 | 563560.7941 | 5282.7902 | 11488.9491
1 | 4400 | 707 | 0.035 | 15 | 15 | 7 | 3.1623e-13 | 0 | Water | Porous | Wet | R600a | MinimizeLCOE_Brownfield | IgnoreSilica | 1.8604 | 0.56807 | 0.034695 | 4 | 150524.7209 | 322698.3869 | 3068.65 | 6578.6431 | 132.347 | -6.1726e-05 | 24915389344.9903 | 281647.3437 | 20733.864 | 215973.1395 | 133759.2234 | 24077.0464 | 87203.9176 | 0 | 297723.8685 | 774616.4342 | 528691.6331 | 2364426.4704 | 3144235.0165 | 15381354.416 | 15381354.416 | 1478867.319 | 7034262.8363 | 0 | 20890015.9029 | 44784500.4741 | 316.2278 | 0.13878 | 150524.7209 | 322698.3869 | 3068.65 | 6578.6431
1 | 4400 | 707 | 0.035 | 15 | 15 | 7 | 4.217e-13 | 0 | Water | Porous | Wet | R600a | MinimizeLCOE_Brownfield | IgnoreSilica | 2.4329 | 0.8175 | 0.056939 | 4 | 94912.9039 | 199826.1705 | 1934.9279 | 4073.7268 | 139.0053 | -6.5075e-05 | 25492569441.5998 | 375581.1258 | 28905.8384 | 287636.1875 | 181076.7747 | 24077.0464 | 100789.8381 | 0 | 389246.0563 | 1012738.3931 | 691214.763 | 3091266.0235 | 3144235.0165 | 15381354.416 | 15381354.416 | 1478867.319 | 7034262.8363 | 0 | 21616855.4559 | 45511340.0272 | 421.6965 | 0.22775 | 94912.9039 | 199826.1705 | 1934.9279 | 4073.7268
1 | 4400 | 707 | 0.035 | 15 | 15 | 7 | 5.6234e-13 | 0 | Water | Porous | Wet | R600a | MinimizeLCOE_Brownfield | IgnoreSilica | 3.1834 | 1.1533 | 0.088482 | 4 | 63675.4216 | 131187.4297 | 1298.1096 | 2674.4332 | 144.452 | -6.7647e-05 | 31403395734.5277 | 491365.1062 | 39369.1956 | 377291.2211 | 246346.3501 | 24077.0464 | 116573.9853 | 0 | 505058.9328 | 1314059.7412 | 896872.7746 | 4011014.3531 | 3144235.0165 | 15381354.416 | 15381354.416 | 1478867.319 | 7034262.8363 | 0 | 22536603.7855 | 46431088.3568 | 562.3413 | 0.35393 | 63675.4216 | 131187.4297 | 1298.1096 | 2674.4332
1 | 4400 | 707 | 0.035 | 15 | 15 | 7 | 7.4989e-13 | 0 | Water | Porous | Wet | R600a | MinimizeLCOE_Brownfield | IgnoreSilica | 4.1969 | 1.6144 | 0.13318 | 4 | 44548.3573 | 89401.7322 | 908.1785 | 1822.5752 | 148.938 | -7.0306e-05 | 33583567921.2419 | 637172.1722 | 53010.5604 | 492002.3111 | 338190.3365 | 24077.0464 | 136522.2475 | 0 | 655580.1229 | 1705685.0017 | 1164165.062 | 5206404.8606 | 3144235.0165 | 15381354.416 | 15381354.416 | 1478867.319 | 7034262.8363 | 0 | 23731994.2931 | 47626478.8644 | 749.8942 | 0.53272 | 44548.3573 | 89401.7322 | 908.1785 | 1822.5752
1 | 4400 | 707 | 0.035 | 15 | 15 | 7 | 1e-12 | 0 | Water | Porous | Wet | R600a | MinimizeLCOE_Brownfield | IgnoreSilica | 5.5005 | 2.2117 | 0.19309 | 4 | 32630.8325 | 63568.4684 | 665.2237 | 1295.9292 | 152.4075 | -7.2253e-05 | 35159475187.1691 | 811249.1961 | 69860.7312 | 630945.834 | 459970.9633 | 24077.0464 | 159555.8786 | 0 | 840707.2633 | 2187347.8464 | 1492909.8507 | 6676624.6099 | 3144235.0165 | 15381354.416 | 15381354.416 | 1478867.319 | 7034262.8363 | 0 | 25202214.0424 | 49096698.6136 | 1000 | 0.77234 | 32630.8325 | 63568.4684 | 665.2237 | 1295.9292
1 | 4400 | 707 | 0.035 | 15 | 15 | 7 | 1.3335e-12 | 0 | Water | Porous | Wet | R600a | MinimizeLCOE_Brownfield | IgnoreSilica | 7.2495 | 3.0115 | 0.27556 | 4 | 24569.5242 | 46247.6689 | 500.883 | 942.8213 | 155.1537 | -7.3819e-05 | 36326203789.4453 | 1027168.2679 | 91538.7031 | 805313.5891 | 626462.3031 | 24077.0464 | 187850.2532 | 0 | 1077339.9634 | 2803017.592 | 1913117.1028 | 8555884.8209 | 3144235.0165 | 15381354.416 | 15381354.416 | 1478867.319 | 7034262.8363 | 0 | 27081474.2533 | 50975958.8246 | 1333.5214 | 1.1022 | 24569.5242 | 46247.6689 | 500.883 | 942.8213
1 | 4400 | 707 | 0.035 | 15 | 15 | 7 | 1.7783e-12 | 0 | Water | Porous | Wet | R600a | MinimizeLCOE_Brownfield | IgnoreSilica | 9.6662 | 4.0067 | 0.38998 | 4 | 18848.2305 | 34166.1508 | 384.2467 | 696.5232 | 157.1519 | -7.4152e-05 | 37944779411.1592 | 1296908.2995 | 123436.2344 | 1006996.0995 | 837588.7967 | 24077.0464 | 222439.8709 | 0 | 1369464.0755 | 3563064.6087 | 2431864.8091 | 10875839.8407 | 3144235.0165 | 15381354.416 | 15381354.416 | 1478867.319 | 7034262.8363 | 0 | 29401429.2732 | 53295913.8444 | 1778.2794 | 1.5599 | 18848.2305 | 34166.1508 | 384.2467 | 696.5232
1 | 4400 | 707 | 0.035 | 15 | 15 | 7 | 2.3714e-12 | 0 | Water | Porous | Wet | R600a | MinimizeLCOE_Brownfield | IgnoreSilica | 12.148 | 5.3326 | 0.56852 | 4 | 14552.8396 | 25060.1859 | 296.6793 | 510.8858 | 157.8858 | -7.327e-05 | 154206590898.3984 | 1677465.562 | 193687.9725 | 1255076.1209 | 1299680.7669 | 24077.0464 | 253743.2862 | 0 | 1834454.9944 | 4772875.597 | 3257585.6677 | 14568647.014 | 3144235.0165 | 15381354.416 | 15381354.416 | 1478867.319 | 7034262.8363 | 0 | 33094236.4464 | 56988721.0177 | 2371.3737 | 2.2741 | 14552.8396 | 25060.1859 | 296.6793 | 510.8858
1 | 4400 | 707 | 0.035 | 15 | 15 | 7 | 3.1623e-12 | 0 | Water | Porous | Wet | R600a | MinimizeLCOE_Brownfield | IgnoreSilica | 12.4018 | 5.9809 | 0.66608 | 4 | 13242.8618 | 22211.226 | 269.9737 | 452.8059 | 157.9501 | -5.6823e-05 | 242616688275.9966 | 1821522.5728 | 215921.5172 | 1375214.2987 | 1753875.1915 | 24077.0464 | 219819.3246 | 0 | 2110067.681 | 5489963.2715 | 3747012.7402 | 16757473.6439 | 3144235.0165 | 15381354.416 | 15381354.416 | 1478867.319 | 7034262.8363 | 0 | 35283063.0764 | 59177547.6476 | 3162.2777 | 2.6643 | 13242.8618 | 22211.226 | 269.9737 | 452.8059
1 | 4400 | 707 | 0.035 | 15 | 15 | 7 | 4.217e-12 | 0 | Water | Porous | Wet | R600a | MinimizeLCOE_Brownfield | IgnoreSilica | 16.2969 | 9.2837 | 1.0178 | 4 | 12660.6437 | 18529.7057 | 258.1043 | 377.7531 | 160.2125 | -7.7063e-05 | 53839122891.236 | 2484231.454 | 297866.6139 | 1954661.3512 | 5589880.7918 | 24077.0464 | 310081.8209 | 0 | 4157711.6404 | 10817512.8245 | 7383174.7804 | 33019198.3234 | 3144235.0165 | 15381354.416 | 15381354.416 | 1478867.319 | 7034262.8363 | 0 | 51544787.7559 | 75439272.3271 | 4216.965 | 4.0713 | 12660.6437 | 18529.7057 | 258.1043 | 377.7531
1 | 4400 | 707 | 0.035 | 15 | 15 | 7 | 5.6234e-12 | 0 | Water | Porous | Wet | R600a | MinimizeLCOE_Brownfield | IgnoreSilica | 21.4294 | 12.309 | 1.354 | 4 | 11181.1505 | 15592.9878 | 227.9429 | 317.8841 | 161.2044 | -7.7705e-05 | 53950888762.2214 | 3033053.6208 | 360672.1384 | 2449640.9578 | 7333738.9661 | 24077.0464 | 369374.1271 | 0 | 5292517.1741 | 13770044.0423 | 9398338.005 | 42031456.078 | 3144235.0165 | 15381354.416 | 15381354.416 | 1478867.319 | 7034262.8363 | 0 | 60557045.5104 | 84451530.0817 | 5623.4133 | 5.416 | 11181.1505 | 15592.9878 | 227.9429 | 317.8841
1 | 4400 | 707 | 0.035 | 15 | 15 | 7 | 7.4989e-12 | 0 | Water | Porous | Wet | R600a | MinimizeLCOE_Brownfield | IgnoreSilica | 28.2117 | 16.3082 | 1.7982 | 4 | 10025.311 | 13347.2584 | 204.3795 | 272.1019 | 161.9689 | -7.8145e-05 | 54015882799.5044 | 3701731.8984 | 437041.3112 | 3068104.5805 | 9628844.1795 | 24077.0464 | 441211.4873 | 0 | 6747394.0963 | 17555335.3577 | 11981877.1077 | 53585617.0651 | 3144235.0165 | 15381354.416 | 15381354.416 | 1478867.319 | 7034262.8363 | 0 | 72111206.4976 | 96005691.0689 | 7498.9421 | 7.1929 | 10025.311 | 13347.2584 | 204.3795 | 272.1019
1 | 4400 | 707 | 0.035 | 15 | 15 | 7 | 1e-11 | 0 | Water | Porous | Wet | R600a | MinimizeLCOE_Brownfield | IgnoreSilica | 37.14 | 21.5741 | 2.3831 | 4 | 9125.392 | 11632.0542 | 186.0335 | 237.1352 | 162.5556 | -7.8415e-05 | 54073060782.7142 | 4513913.6062 | 529456.9923 | 3838045.8589 | 12670310.7314 | 24077.0464 | 528040.7773 | 0 | 8620499.5549 | 22428771.5342 | 15308097.4373 | 68461213.5389 | 3144235.0165 | 15381354.416 | 15381354.416 | 1478867.319 | 7034262.8363 | 0 | 86986802.9714 | 110881287.5426 | 10000 | 9.5324 | 9125.392 | 11632.0542 | 186.0335 | 237.1352
1 | 4400 | 707 | 0.035 | 15 | 15 | 7 | 1.3335e-11 | 0 | Water | Porous | Wet | R600a | MinimizeLCOE_Brownfield | IgnoreSilica | 48.7842 | 28.442 | 3.1457 | 4 | 8411.0193 | 10309.9746 | 171.47 | 210.1828 | 162.9984 | -7.8479e-05 | 54010761969.8611 | 5492118.2773 | 640537.1275 | 4787916.0592 | 16612840.9788 | 24077.0464 | 631986.0854 | 0 | 10993895.4741 | 28603860.8656 | 19522722.7913 | 87309954.7056 | 3144235.0165 | 15381354.416 | 15381354.416 | 1478867.319 | 7034262.8363 | 0 | 105835544.1381 | 129730028.7093 | 13335.2143 | 12.583 | 8411.0193 | 10309.9746 | 171.47 | 210.1828
1 | 4400 | 707 | 0.035 | 15 | 15 | 7 | 1.7783e-11 | 0 | Water | Porous | Wet | R600a | MinimizeLCOE_Brownfield | IgnoreSilica | 63.7365 | 37.2455 | 4.1228 | 4 | 7855.5598 | 9304.4697 | 160.1462 | 189.6842 | 163.2784 | -7.8259e-05 | 53554342106.8493 | 6652176.2351 | 772024.0507 | 5940830.2447 | 21701789.5768 | 24077.0464 | 754801.0558 | 0 | 13979822.3017 | 36372629.9731 | 24825067.3394 | 111023217.8236 | 3144235.0165 | 15381354.416 | 15381354.416 | 1478867.319 | 7034262.8363 | 0 | 129548807.256 | 153443291.8273 | 17782.7941 | 16.4914 | 7855.5598 | 9304.4697 | 160.1462 | 189.6842
1 | 4400 | 707 | 0.035 | 15 | 15 | 7 | 2.3714e-11 | 0 | Water | Porous | Wet | R600a | MinimizeLCOE_Brownfield | IgnoreSilica | 80.6157 | 47.1008 | 5.2347 | 4 | 7433.173 | 8574.3207 | 151.5353 | 174.7991 | 163.257 | -7.5239e-05 | 52680112950.4789 | 7861837.7695 | 910054.1397 | 7168207.982 | 27442782.1893 | 24077.0464 | 863734.1767 | 0 | 17265570.3884 | 44921472.4952 | 30659828.022 | 137117564.2093 | 3144235.0165 | 15381354.416 | 15381354.416 | 1478867.319 | 7034262.8363 | 0 | 155643153.6418 | 179537638.2131 | 23713.7371 | 20.939 | 7433.173 | 8574.3207 | 151.5353 | 174.7991
1 | 4400 | 707 | 0.035 | 15 | 15 | 7 | 3.1623e-11 | 0 | Water | Porous | Wet | R600a | MinimizeLCOE_Brownfield | IgnoreSilica | 90.825 | 52.976 | 6.0085 | 4 | 7107.0661 | 8101.2675 | 144.8872 | 165.1553 | 163.0522 | -6.2041e-05 | 54096131603.7405 | 8548774.9808 | 989591.4243 | 7874878.5582 | 30910975.4222 | 24077.0464 | 819309.8124 | 0 | 19175366.8252 | 49890371.0707 | 34051203.4004 | 152284548.5406 | 3144235.0165 | 15381354.416 | 15381354.416 | 1478867.319 | 7034262.8363 | 0 | 170810137.973 | 194704622.5443 | 31622.7766 | 24.0338 | 7107.0661 | 8101.2675 | 144.8872 | 165.1553
1 | 4400 | 707 | 0.035 | 15 | 15 | 7 | 4.217e-11 | 0 | Water | Porous | Wet | R600a | MinimizeLCOE_Brownfield | IgnoreSilica | 97.6534 | 56.8536 | 6.5914 | 4 | 6853.1003 | 7759.3734 | 139.7097 | 158.1853 | 162.8284 | -4.7465e-05 | 56051061498.9407 | 8990433.7563 | 1041360.5776 | 8332572.5405 | 33252777.5465 | 24077.0464 | 715127.4972 | 0 | 20418976.0961 | 53125987.2942 | 36259577.9582 | 162160890.3129 | 3144235.0165 | 15381354.416 | 15381354.416 | 1478867.319 | 7034262.8363 | 0 | 180686479.7454 | 204580964.3166 | 42169.6503 | 26.3657 | 6853.1003 | 7759.3734 | 139.7097 | 158.1853
1 | 4400 | 707 | 0.035 | 15 | 15 | 7 | 5.6234e-11 | 0 | Water | Porous | Wet | R600a | MinimizeLCOE_Brownfield | IgnoreSilica | 105.6387 | 61.3269 | 7.222 | 4 | 6655.6593 | 7482.8046 | 135.6846 | 152.5471 | 162.4825 | -3.6404e-05 | 56781322200.1525 | 9489567.075 | 1100655.3234 | 8852832.9582 | 35997557.2858 | 24077.0464 | 630931.9338 | 0 | 21877292.4328 | 56920227.2604 | 38849224.6989 | 173742366.0146 | 3144235.0165 | 15381354.416 | 15381354.416 | 1478867.319 | 7034262.8363 | 0 | 192267955.4471 | 216162440.0184 | 56234.1325 | 28.8879 | 6655.6593 | 7482.8046 | 135.6846 | 152.5471
1 | 4400 | 707 | 0.035 | 15 | 15 | 7 | 7.4989e-11 | 0 | Water | Porous | Wet | R600a | MinimizeLCOE_Brownfield | IgnoreSilica | 114.3601 | 66.1252 | 7.8741 | 4 | 6499.8709 | 7258.5137 | 132.5087 | 147.9746 | 162.001 | -2.7992e-05 | 56539097915.4746 | 10013598.3161 | 1164146.3455 | 9402423.2047 | 38952163.6858 | 24077.0464 | 560288.3526 | 0 | 23445511.8109 | 61000412.3963 | 41634034.8936 | 186196656.052 | 3144235.0165 | 15381354.416 | 15381354.416 | 1478867.319 | 7034262.8363 | 0 | 204722245.4845 | 228616730.0558 | 74989.4209 | 31.4964 | 6499.8709 | 7258.5137 | 132.5087 | 147.9746
1 | 4400 | 707 | 0.035 | 15 | 15 | 7 | 1e-10 | 0 | Water | Porous | Wet | R600a | MinimizeLCOE_Brownfield | IgnoreSilica | 114.246 | 66.0587 | 7.9952 | 4 | 6380.448 | 7127.6015 | 130.0741 | 145.3058 | 162 | -1.6868e-05 | 58936388156.2712 | 10006412.1647 | 1163334.7312 | 9394852.2921 | 38913228.0381 | 24077.0464 | 398111.274 | 0 | 23361006.0631 | 60780545.7749 | 41483971.4067 | 185525538.7911 | 3144235.0165 | 15381354.416 | 15381354.416 | 1478867.319 | 7034262.8363 | 0 | 204051128.2235 | 227945612.7948 | 100000 | 31.9807 | 6380.448 | 7127.6015 | 130.0741 | 145.3058
1 | 4400 | 707 | 0.035 | 15 | 15 | 7 | 1.3335e-10 | 0 | Water | Porous | Wet | R600a | MinimizeLCOE_Brownfield | IgnoreSilica | 114.9855 | 66.458 | 8.1353 | 4 | 6291.375 | 7025.6593 | 128.2582 | 143.2276 | 161.9488 | -8.7815e-06 | 60399292414.839 | 10049530.211 | 1168627.578 | 9440226.8077 | 39175254.5802 | 24077.0464 | 261100.2136 | 0 | 23446338.4104 | 61002563.0386 | 41635502.7512 | 186203220.6372 | 3144235.0165 | 15381354.416 | 15381354.416 | 1478867.319 | 7034262.8363 | 0 | 204728810.0696 | 228623294.6409 | 133352.1432 | 32.5412 | 6291.375 | 7025.6593 | 128.2582 | 143.2276
1 | 4400 | 707 | 0.035 | 15 | 15 | 7 | 1.7783e-10 | 0 | Water | Porous | Wet | R600a | MinimizeLCOE_Brownfield | IgnoreSilica | 117.4 | 67.7647 | 8.3556 | 4 | 6221.9375 | 6936.8614 | 126.8426 | 141.4173 | 161.7909 | -3.3748e-06 | 60902266851.2112 | 10190084.692 | 1185841.0022 | 9588321.6667 | 40025583.6675 | 24077.0464 | 145629.468 | 0 | 23852219.6417 | 62058582.7447 | 42356257.8996 | 189426597.8288 | 3144235.0165 | 15381354.416 | 15381354.416 | 1478867.319 | 7034262.8363 | 0 | 207952187.2612 | 231846671.8325 | 177827.941 | 33.4224 | 6221.9375 | 6936.8614 | 126.8426 | 141.4173
1 | 4400 | 707 | 0.035 | 15 | 15 | 7 | 2.3714e-10 | 0 | Water | Porous | Wet | R600a | MinimizeLCOE_Brownfield | IgnoreSilica | 121.3586 | 69.891 | 8.6545 | 4 | 6162.0413 | 6852.2766 | 125.6215 | 139.6929 | 161.5182 | 0.00037145 | 62398567303.4116 | 10417111.4944 | 1213868.1968 | 9828084.9526 | 41408456.3114 | 24077.0464 | 0 | 0 | 24527723.2206 | 63816104.4922 | 43555802.6058 | 194791228.3202 | 3144235.0165 | 15381354.416 | 15381354.416 | 1478867.319 | 7034262.8363 | 0 | 213316817.7527 | 237211302.324 | 237137.3706 | 34.6179 | 6162.0413 | 6852.2766 | 125.6215 | 139.6929
1 | 4400 | 707 | 0.035 | 15 | 15 | 7 | 3.1623e-10 | 0 | Water | Porous | Wet | R600a | MinimizeLCOE_Brownfield | IgnoreSilica | 131.417 | 75.192 | 9.2997 | 4 | 6125.5001 | 6767.8479 | 124.8766 | 137.9717 | 160.7367 | 9.3779e-06 | 57948007596.7769 | 10974177.5751 | 1283931.8229 | 10419500.3536 | 44885573.8213 | 24077.0464 | 0 | 0 | 26359031.6415 | 68580793.3503 | 46807800.656 | 209334886.267 | 3144235.0165 | 15381354.416 | 15381354.416 | 1478867.319 | 7034262.8363 | 0 | 227860475.6995 | 251754960.2708 | 316227.766 | 37.1987 | 6125.5001 | 6767.8479 | 124.8766 | 137.9717
1 | 4400 | 707 | 0.035 | 15 | 15 | 7 | 4.217e-10 | 0 | Water | Porous | Wet | R600a | MinimizeLCOE_Brownfield | IgnoreSilica | 139.607 | 79.3877 | 9.8061 | 4 | 6104.9645 | 6714.1381 | 124.458 | 136.8768 | 160.0012 | 9.5962e-05 | 55913687469.9436 | 11406213.7152 | 1339734.2768 | 10881558.4346 | 47681976.5409 | 24077.0464 | 0 | 0 | 27820088.4054 | 72382163.3461 | 49402313.7884 | 220938125.5538 | 3144235.0165 | 15381354.416 | 15381354.416 | 1478867.319 | 7034262.8363 | 0 | 239463714.9863 | 263358199.5576 | 421696.5034 | 39.2244 | 6104.9645 | 6714.1381 | 124.458 | 136.8768
1 | 4400 | 707 | 0.035 | 15 | 15 | 7 | 5.6234e-10 | 0 | Water | Porous | Wet | R600a | MinimizeLCOE_Brownfield | IgnoreSilica | 146.1311 | 82.6464 | 10.1965 | 4 | 6099.4111 | 6685.2589 | 124.3447 | 136.288 | 159.353 | 0.00013372 | 54036637100.2229 | 11736432.5752 | 1383193.9236 | 11236976.0763 | 49958090.3987 | 24077.0464 | 0 | 0 | 28992120.3079 | 75431549.9394 | 51483582.797 | 230246023.0645 | 3144235.0165 | 15381354.416 | 15381354.416 | 1478867.319 | 7034262.8363 | 0 | 248771612.497 | 272666097.0682 | 562341.3252 | 40.7862 | 6099.4111 | 6685.2589 | 124.3447 | 136.288
1 | 4400 | 707 | 0.035 | 15 | 15 | 7 | 7.4989e-10 | 0 | Water | Porous | Wet | R600a | MinimizeLCOE_Brownfield | IgnoreSilica | 180.046 | 72.4932 | 8.7024 | 4 | 3885.88 | 4572.3103 | 79.2189 | 93.2127 | 157.6982 | -1.2874e-05 | 79348061262.1467 | 10567290.3319 | 1121862.7458 | 10139458.2819 | 15352627.2724 | 24077.0464 | 486470.1694 | 0 | 14699796.4806 | 38245855.0997 | 26103581.9793 | 116741019.4074 | 3144235.0165 | 15381354.416 | 15381354.416 | 1478867.319 | 7034262.8363 | 0 | 135266608.8399 | 159161093.4112 | 749894.2093 | 34.8098 | 3885.88 | 4572.3103 | 79.2189 | 93.2127
1 | 4400 | 707 | 0.035 | 15 | 15 | 7 | 1e-09 | 0 | Water | Porous | Wet | R600a | MinimizeLCOE_Brownfield | IgnoreSilica | 180.046 | 72.4711 | 8.7192 | 4 | 3874.4194 | 4559.5344 | 78.9853 | 92.9523 | 157.6962 | -1.1859e-05 | 82453079097.6593 | 10563593.4234 | 1120845.036 | 10137181.9146 | 15340319.9237 | 24077.0464 | 460560.7422 | 0 | 14682165.4536 | 38199982.7841 | 26072273.1813 | 116600999.5053 | 3144235.0165 | 15381354.416 | 15381354.416 | 1478867.319 | 7034262.8363 | 0 | 135126588.9378 | 159021073.5091 | 1000000 | 34.8766 | 3874.4194 | 4559.5344 | 78.9853 | 92.9523
1 | 4400 | 707 | 0.035 | 15 | 15 | 7 | 1.3335e-09 | 0 | Water | Porous | Wet | R600a | MinimizeLCOE_Brownfield | IgnoreSilica | 180.046 | 72.4549 | 8.7317 | 4 | 3865.8174 | 4549.9472 | 78.8099 | 92.7568 | 157.6947 | -1.1098e-05 | 82939368568.4224 | 10560847.1119 | 1120084.5289 | 10135508.9638 | 15331214.9024 | 24077.0464 | 440670.8581 | 0 | 14668837.3305 | 38165305.7416 | 26048605.3872 | 116495151.8707 | 3144235.0165 | 15381354.416 | 15381354.416 | 1478867.319 | 7034262.8363 | 0 | 135020741.3032 | 158915225.8744 | 1333521.4322 | 34.9268 | 3865.8174 | 4549.9472 | 78.8099 | 92.7568
1 | 4400 | 707 | 0.035 | 15 | 15 | 7 | 1.7783e-09 | 0 | Water | Porous | Wet | R600a | MinimizeLCOE_Brownfield | IgnoreSilica | 180.046 | 72.4428 | 8.7411 | 4 | 3859.3603 | 4542.752 | 78.6783 | 92.6101 | 157.6936 | -1.0526e-05 | 84372062122.7112 | 10558802.1965 | 1119515.7198 | 10134273.5119 | 15324456.3964 | 24077.0464 | 425471.854 | 0 | 14658772.7227 | 38139119.6968 | 26030732.8736 | 116415222.0181 | 3144235.0165 | 15381354.416 | 15381354.416 | 1478867.319 | 7034262.8363 | 0 | 134940811.4506 | 158835296.0218 | 1778279.41 | 34.9646 | 3859.3603 | 4542.752 | 78.6783 | 92.6101
1 | 4400 | 707 | 0.035 | 15 | 15 | 7 | 2.3714e-09 | 0 | Water | Porous | Wet | R600a | MinimizeLCOE_Brownfield | IgnoreSilica | 180.046 | 72.4339 | 8.7482 | 4 | 3854.5135 | 4537.352 | 78.5795 | 92.5001 | 157.6928 | -1.0096e-05 | 84618744893.2736 | 10557276.8618 | 1119090.0075 | 10133357.7507 | 15319426.975 | 24077.0464 | 413902.6327 | 0 | 14651181.1969 | 38119368.1037 | 26017252.0055 | 116354932.5801 | 3144235.0165 | 15381354.416 | 15381354.416 | 1478867.319 | 7034262.8363 | 0 | 134880522.0125 | 158775006.5838 | 2371373.7057 | 34.9929 | 3854.5135 | 4537.352 | 78.5795 | 92.5001
1 | 4400 | 707 | 0.035 | 15 | 15 | 7 | 3.1623e-09 | 0 | Water | Porous | Wet | R600a | MinimizeLCOE_Brownfield | IgnoreSilica | 180.046 | 72.4273 | 8.7535 | 4 | 3850.8758 | 4533.2997 | 78.5053 | 92.4174 | 157.6921 | -9.7742e-06 | 85806074765.9555 | 10556137.5825 | 1118771.2358 | 10132677.0274 | 15315677.133 | 24077.0464 | 405124.7581 | 0 | 14645461.2654 | 38104486.0154 | 26007094.6744 | 116309506.7384 | 3144235.0165 | 15381354.416 | 15381354.416 | 1478867.319 | 7034262.8363 | 0 | 134835096.1708 | 158729580.7421 | 3162277.6602 | 35.0141 | 3850.8758 | 4533.2997 | 78.5053 | 92.4174
1 | 4400 | 707 | 0.035 | 15 | 15 | 7 | 4.217e-09 | 0 | Water | Porous | Wet | R600a | MinimizeLCOE_Brownfield | IgnoreSilica | 180.046 | 72.4223 | 8.7575 | 4 | 3848.1459 | 4530.259 | 78.4497 | 92.3555 | 157.6917 | -9.5324e-06 | 85932251319.1416 | 10555285.8022 | 1118532.4529 | 10132169.9253 | 15312877.3072 | 24077.0464 | 398482.1887 | 0 | 14641155.6418 | 38093283.6661 | 25999448.8408 | 116275312.8714 | 3144235.0165 | 15381354.416 | 15381354.416 | 1478867.319 | 7034262.8363 | 0 | 134800902.3038 | 158695386.8751 | 4216965.0343 | 35.0301 | 3848.1459 | 4530.259 | 78.4497 | 92.3555
1 | 4400 | 707 | 0.035 | 15 | 15 | 7 | 5.6234e-09 | 0 | Water | Porous | Wet | R600a | MinimizeLCOE_Brownfield | IgnoreSilica | 180.046 | 72.4186 | 8.7605 | 4 | 3846.0975 | 4527.9777 | 78.4079 | 92.3089 | 157.6913 | -9.3511e-06 | 86025855340.876 | 10554648.4932 | 1118353.5382 | 10131791.5439 | 15310784.5546 | 24077.0464 | 393465.9822 | 0 | 14637917.2518 | 38084858.0395 | 25993698.1775 | 116249594.6272 | 3144235.0165 | 15381354.416 | 15381354.416 | 1478867.319 | 7034262.8363 | 0 | 134775184.0597 | 158669668.6309 | 5623413.2519 | 35.0421 | 3846.0975 | 4527.9777 | 78.4079 | 92.3089
1 | 4400 | 707 | 0.035 | 15 | 15 | 7 | 7.4989e-09 | 0 | Water | Porous | Wet | R600a | MinimizeLCOE_Brownfield | IgnoreSilica | 180.046 | 72.4159 | 8.7628 | 4 | 3844.5608 | 4526.2662 | 78.3766 | 92.2741 | 157.691 | -9.2151e-06 | 85865079179.0996 | 10554171.3854 | 1118219.4537 | 10131508.8605 | 15309219.0403 | 24077.0464 | 389684.1561 | 0 | 14635483.1775 | 38078525.0775 | 25989375.8009 | 116230263.9983 | 3144235.0165 | 15381354.416 | 15381354.416 | 1478867.319 | 7034262.8363 | 0 | 134755853.4308 | 158650338.0021 | 7498942.0933 | 35.051 | 3844.5608 | 4526.2662 | 78.3766 | 92.2741
1 | 4400 | 707 | 0.035 | 15 | 15 | 7 | 1e-08 | 0 | Water | Porous | Wet | R600a | MinimizeLCOE_Brownfield | IgnoreSilica | 180.046 | 72.4138 | 8.7644 | 4 | 3843.4079 | 4524.9824 | 78.3531 | 92.2479 | 157.6908 | -9.113e-06 | 86863465116.0504 | 10553814.0582 | 1118118.951 | 10131297.4749 | 15308047.2201 | 24077.0464 | 386836.5934 | 0 | 14633654.6241 | 38073767.5567 | 25986128.6951 | 116215742.2198 | 3144235.0165 | 15381354.416 | 15381354.416 | 1478867.319 | 7034262.8363 | 0 | 134741331.6522 | 158635816.2235 | 10000000 | 35.0578 | 3843.4079 | 4524.9824 | 78.3531 | 92.2479
1 | 4500 | 707 | 0.035 | 15 | 15 | 7 | 1e-13 | 0 | Water | Porous | Wet | R600a | MinimizeLCOE_Brownfield | IgnoreSilica | 0 | 0 | 0 | 0 | [5 empty] | 0 | 0 | 0 | 0 | 0 | 0 | 0 | 0 | 0 | 0 | 0 | 0 | 0 | 0 | 0 | 0 | 0 | 0 | 0 | 0 | 0 | 100 | 0
1 | 4500 | 707 | 0.035 | 15 | 15 | 7 | 1.3335e-13 | 0 | Water | Porous | Wet | R600a | MinimizeLCOE_Brownfield | IgnoreSilica | 0.86115 | 0.17403 | 0.0039954 | 4 | 1254841.6793 | 2790624.8262 | 25581.6449 | 56890.6617 | 106.9318 | -5.1963e-05 | 10433462902.5726 | 107653.3252 | 6821.2869 | 85268.5516 | 60982.1912 | 24077.0464 | 58931.391 | 0 | 134056.179 | 348786.6791 | 238054.0753 | 1064630.7257 | 3144235.0165 | 15845322.9242 | 15845322.9242 | 1478867.319 | 7219850.2396 | 0 | 20054188.6664 | 44598229.1492 | 133.3521 | 0.015981 | 1254841.6793 | 2790624.8262 | 25581.6449 | 56890.6617
1 | 4500 | 707 | 0.035 | 15 | 15 | 7 | 1.7783e-13 | 0 | Water | Porous | Wet | R600a | MinimizeLCOE_Brownfield | IgnoreSilica | 1.1195 | 0.27153 | 0.010948 | 4 | 465953.8379 | 1026428.4794 | 9499.0992 | 20925.1329 | 117.4912 | -5.5507e-05 | 17120913550.3782 | 155828.3767 | 10483.7687 | 120858.2563 | 78752.1334 | 24077.0464 | 66944.6612 | 0 | 178208.2546 | 463661.323 | 316458.3802 | 1415272.2005 | 3144235.0165 | 15845322.9242 | 15845322.9242 | 1478867.319 | 7219850.2396 | 0 | 20404830.1413 | 44948870.6241 | 177.8279 | 0.043792 | 465953.8379 | 1026428.4794 | 9499.0992 | 20925.1329
1 | 4500 | 707 | 0.035 | 15 | 15 | 7 | 2.3714e-13 | 0 | Water | Porous | Wet | R600a | MinimizeLCOE_Brownfield | IgnoreSilica | 1.4557 | 0.40929 | 0.022068 | 4 | 236331.4457 | 514378.9928 | 4817.9362 | 10486.3115 | 126.8303 | -5.8974e-05 | 23101591350.6545 | 217899.9456 | 15492.5972 | 166774.7638 | 103984.9396 | 24077.0464 | 76204.493 | 0 | 235729.1764 | 613318.9622 | 418602.7941 | 1872084.7182 | 3144235.0165 | 15845322.9242 | 15845322.9242 | 1478867.319 | 7219850.2396 | 0 | 20861642.6589 | 45405683.1417 | 237.1374 | 0.088273 | 236331.4457 | 514378.9928 | 4817.9362 | 10486.3115
1 | 4500 | 707 | 0.035 | 15 | 15 | 7 | 3.1623e-13 | 0 | Water | Porous | Wet | R600a | MinimizeLCOE_Brownfield | IgnoreSilica | 1.8993 | 0.60217 | 0.038965 | 4 | 137671.9049 | 295146.8066 | 2806.628 | 6016.9669 | 134.9291 | -6.2582e-05 | 27984438609.2072 | 297246.0281 | 22245.2071 | 225879.1447 | 139971.5754 | 24077.0464 | 87411.8338 | 0 | 310764.0258 | 808544.2487 | 551848.0637 | 2467987.1736 | 3144235.0165 | 15845322.9242 | 15845322.9242 | 1478867.319 | 7219850.2396 | 0 | 21457545.1144 | 46001585.5972 | 316.2278 | 0.15586 | 137671.9049 | 295146.8066 | 2806.628 | 6016.9669
1 | 4500 | 707 | 0.035 | 15 | 15 | 7 | 4.217e-13 | 0 | Water | Porous | Wet | R600a | MinimizeLCOE_Brownfield | IgnoreSilica | 2.484 | 0.86711 | 0.06361 | 4 | 87350.854 | 183813.3077 | 1780.7653 | 3747.2829 | 141.7395 | -6.6185e-05 | 31954790825.5728 | 396944.0604 | 31147.0329 | 300920.5069 | 190730.8803 | 24077.0464 | 101014.0267 | 0 | 407485.0859 | 1060192.6068 | 723603.2389 | 3236114.485 | 3144235.0165 | 15845322.9242 | 15845322.9242 | 1478867.319 | 7219850.2396 | 0 | 22225672.4258 | 46769712.9086 | 421.6965 | 0.25444 | 87350.854 | 183813.3077 | 1780.7653 | 3747.2829
1 | 4500 | 707 | 0.035 | 15 | 15 | 7 | 5.6234e-13 | 0 | Water | Porous | Wet | R600a | MinimizeLCOE_Brownfield | IgnoreSilica | 3.2714 | 1.2335 | 0.099346 | 4 | 58453.8563 | 120217.7079 | 1191.6609 | 2450.8006 | 147.4274 | -6.9661e-05 | 35186619966.7688 | 523413.9712 | 42964.1554 | 397211.6295 | 263128.6459 | 24077.0464 | 117881.437 | 0 | 533783.9853 | 1388796.4355 | 947882.1041 | 4239139.4102 | 3144235.0165 | 15845322.9242 | 15845322.9242 | 1478867.319 | 7219850.2396 | 0 | 23228697.3509 | 47772737.8337 | 562.3413 | 0.39739 | 58453.8563 | 120217.7079 | 1191.6609 | 2450.8006
1 | 4500 | 707 | 0.035 | 15 | 15 | 7 | 7.4989e-13 | 0 | Water | Porous | Wet | R600a | MinimizeLCOE_Brownfield | IgnoreSilica | 4.2675 | 1.7037 | 0.14752 | 4 | 41434.4691 | 83029.5184 | 844.6977 | 1692.669 | 151.8324 | -7.1909e-05 | 37602073161.2089 | 673221.7128 | 57618.8967 | 512348.5375 | 359005.7774 | 24077.0464 | 136492.5523 | 0 | 687478.164 | 1788677.1615 | 1220808.9163 | 5459728.7647 | 3144235.0165 | 15845322.9242 | 15845322.9242 | 1478867.319 | 7219850.2396 | 0 | 24449286.7055 | 48993327.1883 | 749.8942 | 0.59007 | 41434.4691 | 83029.5184 | 844.6977 | 1692.669
1 | 4500 | 707 | 0.035 | 15 | 15 | 7 | 1e-12 | 0 | Water | Porous | Wet | R600a | MinimizeLCOE_Brownfield | IgnoreSilica | 5.6294 | 2.3461 | 0.21593 | 4 | 30161.399 | 58577.7765 | 614.8809 | 1194.1872 | 155.466 | -7.4391e-05 | 39891657174.4093 | 864327.7957 | 77441.2908 | 659254.087 | 494329.2814 | 24077.0464 | 160560.6506 | 0 | 889196.1592 | 2313506.0071 | 1579015.3876 | 7061707.7057 | 3144235.0165 | 15845322.9242 | 15845322.9242 | 1478867.319 | 7219850.2396 | 0 | 26051265.6464 | 50595306.1292 | 1000 | 0.86373 | 30161.399 | 58577.7765 | 614.8809 | 1194.1872
1 | 4500 | 707 | 0.035 | 15 | 15 | 7 | 1.3335e-12 | 0 | Water | Porous | Wet | R600a | MinimizeLCOE_Brownfield | IgnoreSilica | 7.1252 | 3.1725 | 0.33841 | 4 | 21202.9889 | 39334.7254 | 432.2516 | 801.8916 | 157.899 | -7.471e-05 | 456672120904.5575 | 1164416.2 | 135403.6529 | 828337.1825 | 800924.6608 | 24077.0464 | 182485.7002 | 0 | 1222901.3326 | 3181738.416 | 2171601.8471 | 9711886.0384 | 3144235.0165 | 15845322.9242 | 15845322.9242 | 1478867.319 | 7219850.2396 | 0 | 28701443.9791 | 53245484.4619 | 1333.5214 | 1.3537 | 21202.9889 | 39334.7254 | 432.2516 | 801.8916
1 | 4500 | 707 | 0.035 | 15 | 15 | 7 | 1.7783e-12 | 0 | Water | Porous | Wet | R600a | MinimizeLCOE_Brownfield | IgnoreSilica | 7.4736 | 4.1901 | 0.45629 | 4 | 19597.842 | 33045.5316 | 399.5285 | 673.6779 | 158.3188 | -7.6081e-05 | 55143763822.1738 | 1416609.9746 | 172541.6229 | 1034226.7983 | 2580356.0157 | 24077.0464 | 189706.9479 | 0 | 2112832.1783 | 5497155.9264 | 3751921.875 | 16779428.3854 | 3144235.0165 | 15845322.9242 | 15845322.9242 | 1478867.319 | 7219850.2396 | 0 | 35768986.3261 | 60313026.8089 | 1778.2794 | 1.8251 | 19597.842 | 33045.5316 | 399.5285 | 673.6779
1 | 4500 | 707 | 0.035 | 15 | 15 | 7 | 2.3714e-12 | 0 | Water | Porous | Wet | R600a | MinimizeLCOE_Brownfield | IgnoreSilica | 9.7005 | 5.5217 | 0.60552 | 4 | 16537.4081 | 26670.8153 | 337.1374 | 543.7206 | 160.1204 | -7.7101e-05 | 53951356441.0247 | 1721559.0655 | 207165.5932 | 1289883.0897 | 3336538.7382 | 24077.0464 | 222143.8358 | 0 | 2652533.2738 | 6901347.469 | 4710311.4561 | 21065559.5675 | 3144235.0165 | 15845322.9242 | 15845322.9242 | 1478867.319 | 7219850.2396 | 0 | 40055117.5083 | 64599157.9911 | 2371.3737 | 2.4221 | 16537.4081 | 26670.8153 | 337.1374 | 543.7206
1 | 4500 | 707 | 0.035 | 15 | 15 | 7 | 3.1623e-12 | 0 | Water | Porous | Wet | R600a | MinimizeLCOE_Brownfield | IgnoreSilica | 12.6622 | 7.2629 | 0.79863 | 4 | 14257.7809 | 21940.9715 | 290.6641 | 447.2964 | 161.0352 | -7.7822e-05 | 62164598882.1243 | 2089037.436 | 249581.6819 | 1606225.3508 | 4342494.3423 | 24077.0464 | 262982.6767 | 0 | 3344015.4283 | 8700442.1925 | 5938230.5726 | 26557086.7274 | 3144235.0165 | 15845322.9242 | 15845322.9242 | 1478867.319 | 7219850.2396 | 0 | 45546644.6682 | 70090685.151 | 3162.2777 | 3.1945 | 14257.7809 | 21940.9715 | 290.6641 | 447.2964
1 | 4500 | 707 | 0.035 | 15 | 15 | 7 | 4.217e-12 | 0 | Water | Porous | Wet | R600a | MinimizeLCOE_Brownfield | IgnoreSilica | 16.6259 | 9.7263 | 1.0776 | 4 | 12245.6157 | 17939.869 | 249.6434 | 365.7285 | 163.4112 | -7.937e-05 | 56083144559.78 | 2567149.1665 | 301315.3552 | 2029316.438 | 5678222.6029 | 24077.0464 | 310532.3255 | 0 | 4255139.0445 | 11070998.9447 | 7556184.266 | 33792935.1896 | 3144235.0165 | 15845322.9242 | 15845322.9242 | 1478867.319 | 7219850.2396 | 0 | 52782493.1304 | 77326533.6132 | 4216.965 | 4.3103 | 12245.6157 | 17939.869 | 249.6434 | 365.7285
1 | 4500 | 707 | 0.035 | 15 | 15 | 7 | 5.6234e-12 | 0 | Water | Porous | Wet | R600a | MinimizeLCOE_Brownfield | IgnoreSilica | 21.858 | 12.8942 | 1.432 | 4 | 10818.5986 | 15103.3954 | 220.5518 | 307.9031 | 164.4248 | -8.0098e-05 | 56181061961.8818 | 3132648.488 | 364308.636 | 2543007.4503 | 7443245.0651 | 24077.0464 | 369911.634 | 0 | 5412107.3447 | 14081193.135 | 9610703.6542 | 42981202.4535 | 3144235.0165 | 15845322.9242 | 15845322.9242 | 1478867.319 | 7219850.2396 | 0 | 61970760.3943 | 86514800.8771 | 5623.4133 | 5.7282 | 10818.5986 | 15103.3954 | 220.5518 | 307.9031
1 | 4500 | 707 | 0.035 | 15 | 15 | 7 | 7.4989e-12 | 0 | Water | Porous | Wet | R600a | MinimizeLCOE_Brownfield | IgnoreSilica | 28.7648 | 17.0774 | 1.8999 | 4 | 9704.4604 | 12934.0938 | 197.8386 | 263.679 | 165.2058 | -8.0583e-05 | 56259713067.9969 | 3820990.9331 | 440808.4878 | 3184242.6295 | 9768613.7727 | 24077.0464 | 441710.7421 | 0 | 6895373.0085 | 17940346.1326 | 12244654.8728 | 54760817.6254 | 3144235.0165 | 15845322.9242 | 15845322.9242 | 1478867.319 | 7219850.2396 | 0 | 73750375.5661 | 98294416.0489 | 7498.9421 | 7.5996 | 9704.4604 | 12934.0938 | 197.8386 | 263.679
1 | 4500 | 707 | 0.035 | 15 | 15 | 7 | 1e-11 | 0 | Water | Porous | Wet | R600a | MinimizeLCOE_Brownfield | IgnoreSilica | 37.8368 | 22.5736 | 2.5145 | 4 | 8830.4815 | 11270.7152 | 180.0213 | 229.7688 | 165.8044 | -8.0841e-05 | 56297440590.061 | 4655383.9868 | 533278.3401 | 3980871.8757 | 12823420.8907 | 24077.0464 | 528116.4856 | 0 | 8792607.9638 | 22876562.31 | 15613723.8429 | 69828042.7418 | 3144235.0165 | 15845322.9242 | 15845322.9242 | 1478867.319 | 7219850.2396 | 0 | 88817600.6826 | 113361641.1654 | 10000 | 10.0581 | 8830.4815 | 11270.7152 | 180.0213 | 229.7688
1 | 4500 | 707 | 0.035 | 15 | 15 | 7 | 1.3335e-11 | 0 | Water | Porous | Wet | R600a | MinimizeLCOE_Brownfield | IgnoreSilica | 49.6764 | 29.7464 | 3.3163 | 4 | 8141.5105 | 9991.7954 | 165.9757 | 203.6963 | 166.2559 | -8.093e-05 | 56235498856.0741 | 5661217.4178 | 644430.3331 | 4964438.5091 | 16811525.5982 | 24077.0464 | 631906.9162 | 0 | 11207662.3701 | 29160038.4794 | 19902325.4411 | 89007622.1114 | 3144235.0165 | 15845322.9242 | 15845322.9242 | 1478867.319 | 7219850.2396 | 0 | 107997180.0522 | 132541220.535 | 13335.2143 | 13.265 | 8141.5105 | 9991.7954 | 165.9757 | 203.6963
1 | 4500 | 707 | 0.035 | 15 | 15 | 7 | 1.7783e-11 | 0 | Water | Porous | Wet | R600a | MinimizeLCOE_Brownfield | IgnoreSilica | 64.8502 | 38.9203 | 4.3412 | 4 | 7601.8516 | 9015.2775 | 154.974 | 183.7886 | 166.5335 | -8.0698e-05 | 55742967462.5723 | 6851985.7495 | 775968.1758 | 6155740.9431 | 21927060.932 | 24077.0464 | 754288.6022 | 0 | 14230757.3651 | 37025511.5342 | 25270672.4203 | 113016062.7684 | 3144235.0165 | 15845322.9242 | 15845322.9242 | 1478867.319 | 7219850.2396 | 0 | 132005620.7091 | 156549661.1919 | 17782.7941 | 17.3649 | 7601.8516 | 9015.2775 | 154.974 | 183.7886
1 | 4500 | 707 | 0.035 | 15 | 15 | 7 | 2.3714e-11 | 0 | Water | Porous | Wet | R600a | MinimizeLCOE_Brownfield | IgnoreSilica | 82.9056 | 49.7323 | 5.5571 | 4 | 7194.6716 | 8298.8493 | 146.6731 | 169.1833 | 166.474 | -7.8794e-05 | 54449281317.6876 | 8158661.4921 | 921705.7254 | 7489394.223 | 28029758.7317 | 24077.0464 | 879966.6604 | 0 | 17746389.9128 | 46172466.2679 | 31513656.9771 | 140936077.0367 | 3144235.0165 | 15845322.9242 | 15845322.9242 | 1478867.319 | 7219850.2396 | 0 | 159925634.9774 | 184469675.4602 | 23713.7371 | 22.2283 | 7194.6716 | 8298.8493 | 146.6731 | 169.1833
1 | 4500 | 707 | 0.035 | 15 | 15 | 7 | 3.1623e-11 | 0 | Water | Porous | Wet | R600a | MinimizeLCOE_Brownfield | IgnoreSilica | 92.901 | 55.6216 | 6.3448 | 4 | 6886.3792 | 7853.4676 | 140.3882 | 160.1036 | 166.2387 | -6.4435e-05 | 56004827269.0648 | 8837418.6419 | 998867.529 | 8190618.1159 | 31419228.117 | 24077.0464 | 826619.0354 | 0 | 19615763.1094 | 51036191.8643 | 34833249.6363 | 155782033.0956 | 3144235.0165 | 15845322.9242 | 15845322.9242 | 1478867.319 | 7219850.2396 | 0 | 174771591.0363 | 199315631.5191 | 31622.7766 | 25.3793 | 6886.3792 | 7853.4676 | 140.3882 | 160.1036
1 | 4500 | 707 | 0.035 | 15 | 15 | 7 | 4.217e-11 | 0 | Water | Porous | Wet | R600a | MinimizeLCOE_Brownfield | IgnoreSilica | 99.4755 | 59.4421 | 6.9309 | 4 | 6643.447 | 7528.7569 | 135.4357 | 153.4839 | 165.9998 | -4.8846e-05 | 58057051819.0937 | 9267560.4267 | 1048616.2308 | 8637400.5279 | 33642383.1284 | 24077.0464 | 714690.9002 | 0 | 20800544.0215 | 54118748.7658 | 36937158.0617 | 165191179.1094 | 3144235.0165 | 15845322.9242 | 15845322.9242 | 1478867.319 | 7219850.2396 | 0 | 184180737.0501 | 208724777.533 | 42169.6503 | 27.7237 | 6643.447 | 7528.7569 | 135.4357 | 153.4839
1 | 4500 | 707 | 0.035 | 15 | 15 | 7 | 5.6234e-11 | 0 | Water | Porous | Wet | R600a | MinimizeLCOE_Brownfield | IgnoreSilica | 106.7325 | 63.6034 | 7.5373 | 4 | 6458.6639 | 7272.7457 | 131.6686 | 148.2648 | 165.6627 | -3.6717e-05 | 59065936910.4523 | 9727719.8166 | 1102472.8954 | 9117482.3615 | 36149087.7348 | 24077.0464 | 618135.4959 | 0 | 22128200.3867 | 57573038.2883 | 39294781.6394 | 175734995.665 | 3144235.0165 | 15845322.9242 | 15845322.9242 | 1478867.319 | 7219850.2396 | 0 | 194724553.6057 | 219268594.0885 | 56234.1325 | 30.1494 | 6458.6639 | 7272.7457 | 131.6686 | 148.2648
1 | 4500 | 707 | 0.035 | 15 | 15 | 7 | 7.4989e-11 | 0 | Water | Porous | Wet | R600a | MinimizeLCOE_Brownfield | IgnoreSilica | 114.5038 | 67.9862 | 8.1532 | 4 | 6313.9087 | 7066.4956 | 128.7176 | 144.0601 | 165.2166 | -2.7413e-05 | 59184964364.1322 | 10203911.9809 | 1159336.7958 | 9616230.0904 | 38813941.1478 | 24077.0464 | 534461.0664 | 0 | 23537263.6698 | 61239131.9121 | 41796965.8684 | 186925319.5779 | 3144235.0165 | 15845322.9242 | 15845322.9242 | 1478867.319 | 7219850.2396 | 0 | 205914877.5187 | 230458918.0015 | 74989.4209 | 32.6129 | 6313.9087 | 7066.4956 | 128.7176 | 144.0601
1 | 4500 | 707 | 0.035 | 15 | 15 | 7 | 1e-10 | 0 | Water | Porous | Wet | R600a | MinimizeLCOE_Brownfield | IgnoreSilica | 117.746 | 69.7872 | 8.476 | 4 | 6200.4452 | 6924.3756 | 126.4045 | 141.1628 | 164.9997 | -1.7768e-05 | 60345726700.8899 | 10397263.5106 | 1182870.3827 | 9819247.8273 | 39910076.2578 | 24077.0464 | 408098.9143 | 0 | 24079237.2362 | 62649235.9578 | 42759390.8543 | 191229497.9872 | 3144235.0165 | 15845322.9242 | 15845322.9242 | 1478867.319 | 7219850.2396 | 0 | 210219055.9279 | 234763096.4107 | 100000 | 33.9039 | 6200.4452 | 6924.3756 | 126.4045 | 141.1628
1 | 4500 | 707 | 0.035 | 15 | 15 | 7 | 1.3335e-10 | 0 | Water | Porous | Wet | R600a | MinimizeLCOE_Brownfield | IgnoreSilica | 117.6461 | 69.7279 | 8.569 | 4 | 6115.2646 | 6831.3348 | 124.6679 | 139.266 | 164.9996 | -8.8219e-06 | 62106537483.9676 | 10390967.5368 | 1182168.4536 | 9812578.0761 | 39876281.3866 | 24077.0464 | 257939.7991 | 0 | 24002164.7964 | 62448709.2794 | 42622527.2758 | 190617413.6502 | 3144235.0165 | 15845322.9242 | 15845322.9242 | 1478867.319 | 7219850.2396 | 0 | 209606971.5909 | 234151012.0737 | 133352.1432 | 34.276 | 6115.2646 | 6831.3348 | 124.6679 | 139.266
1 | 4500 | 707 | 0.035 | 15 | 15 | 7 | 1.7783e-10 | 0 | Water | Porous | Wet | R600a | MinimizeLCOE_Brownfield | IgnoreSilica | 117.58 | 69.6883 | 8.6389 | 4 | 6049.2131 | 6759.4883 | 123.3214 | 137.8013 | 164.9989 | -2.0355e-06 | 63420436341.3295 | 10386763.9925 | 1181704.94 | 9808121.1882 | 39854035.7416 | 24077.0464 | 104532.1781 | 0 | 23930101.6839 | 62261215.8427 | 42494559.1527 | 190045111.7661 | 3144235.0165 | 15845322.9242 | 15845322.9242 | 1478867.319 | 7219850.2396 | 0 | 209034669.7068 | 233578710.1896 | 177827.941 | 34.5557 | 6049.2131 | 6759.4883 | 123.3214 | 137.8013
1 | 4500 | 707 | 0.035 | 15 | 15 | 7 | 2.3714e-10 | 0 | Water | Porous | Wet | R600a | MinimizeLCOE_Brownfield | IgnoreSilica | 124.854 | 73.6804 | 9.154 | 4 | 5993.2559 | 6663.5625 | 122.1806 | 135.8457 | 164.4716 | 0.00087219 | 66294156322.7982 | 10810495.3583 | 1233629.4727 | 10254550.998 | 42399213.3583 | 24077.0464 | 0 | 0 | 25241566.8311 | 65673379.1373 | 44823430.7142 | 200460342.9163 | 3144235.0165 | 15845322.9242 | 15845322.9242 | 1478867.319 | 7219850.2396 | 0 | 219449900.857 | 243993941.3398 | 237137.3706 | 36.6161 | 5993.2559 | 6663.5625 | 122.1806 | 135.8457
1 | 4500 | 707 | 0.035 | 15 | 15 | 7 | 3.1623e-10 | 0 | Water | Porous | Wet | R600a | MinimizeLCOE_Brownfield | IgnoreSilica | 134.7622 | 78.9846 | 9.8059 | 4 | 5961.4331 | 6587.1778 | 121.5319 | 134.2885 | 163.6384 | 0.00016826 | 60164787280.1471 | 11363731.9516 | 1303246.0046 | 10840163.9596 | 45833480.8679 | 24077.0464 | 0 | 0 | 27052232.9337 | 70384360.9176 | 48038772.5803 | 214840066.2617 | 3144235.0165 | 15845322.9242 | 15845322.9242 | 1478867.319 | 7219850.2396 | 0 | 233829624.2024 | 258373664.6852 | 316227.766 | 39.2237 | 5961.4331 | 6587.1778 | 121.5319 | 134.2885
1 | 4500 | 707 | 0.035 | 15 | 15 | 7 | 4.217e-10 | 0 | Water | Porous | Wet | R600a | MinimizeLCOE_Brownfield | IgnoreSilica | 142.7937 | 83.1603 | 10.3158 | 4 | 5945.3813 | 6540.2001 | 121.2046 | 133.3308 | 162.8664 | 0.00010589 | 57415681667.992 | 11791514.2337 | 1358627.0647 | 11295537.6325 | 48606281.0658 | 24077.0464 | 0 | 0 | 28499654.4468 | 74150254.7876 | 50609072.5279 | 226335018.8052 | 3144235.0165 | 15845322.9242 | 15845322.9242 | 1478867.319 | 7219850.2396 | 0 | 245324576.746 | 269868617.2288 | 421696.5034 | 41.2631 | 5945.3813 | 6540.2001 | 121.2046 | 133.3308
1 | 4500 | 707 | 0.035 | 15 | 15 | 7 | 5.6234e-10 | 0 | Water | Porous | Wet | R600a | MinimizeLCOE_Brownfield | IgnoreSilica | 149.1662 | 86.3887 | 10.7073 | 4 | 5939.9311 | 6512.9996 | 121.0935 | 132.7763 | 162.1934 | 0.00033865 | 56602987198.7751 | 12117535.9901 | 1401796.8819 | 11644421.4175 | 50819075.5769 | 24077.0464 | 0 | 0 | 29642693.696 | 77124208.4444 | 52638857.0073 | 235412666.0605 | 3144235.0165 | 15845322.9242 | 15845322.9242 | 1478867.319 | 7219850.2396 | 0 | 254402224.0013 | 278946264.4841 | 562341.3252 | 42.8292 | 5939.9311 | 6512.9996 | 121.0935 | 132.7763
1 | 4500 | 707 | 0.035 | 15 | 15 | 7 | 7.4989e-10 | 0 | Water | Porous | Wet | R600a | MinimizeLCOE_Brownfield | IgnoreSilica | 150.9176 | 87.262 | 10.8126 | 4 | 5937.2745 | 6504.7627 | 121.0394 | 132.6084 | 161.999 | 0.16164 | 60054178514.8716 | 12205014.3387 | 1413624.9013 | 11738327.7789 | 51396467.0076 | 24077.0464 | 0 | 0 | 29943229.3184 | 77906140.4857 | 53172541.6926 | 237799422.5697 | 3144235.0165 | 15845322.9242 | 15845322.9242 | 1478867.319 | 7219850.2396 | 0 | 256788980.5104 | 281333020.9932 | 749894.2093 | 43.2503 | 5937.2745 | 6504.7627 | 121.0394 | 132.6084
1 | 4500 | 707 | 0.035 | 15 | 15 | 7 | 1e-09 | 0 | Water | Porous | Wet | R600a | MinimizeLCOE_Brownfield | IgnoreSilica | 150.8982 | 87.2521 | 10.8114 | 4 | 5937.2946 | 6504.8462 | 121.0398 | 132.6101 | 162.0007 | 0.35022 | 59989693559.6521 | 12204017.3796 | 1413495.4875 | 11737255.844 | 51389664.9234 | 24077.0464 | 0 | 0 | 29939719.1655 | 77897007.7878 | 53166308.4386 | 237771546.0728 | 3144235.0165 | 15845322.9242 | 15845322.9242 | 1478867.319 | 7219850.2396 | 0 | 256761104.0135 | 281305144.4963 | 1000000 | 43.2455 | 5937.2946 | 6504.8462 | 121.0398 | 132.6101
1 | 4500 | 707 | 0.035 | 15 | 15 | 7 | 1.3335e-09 | 0 | Water | Porous | Wet | R600a | MinimizeLCOE_Brownfield | IgnoreSilica | 150.8982 | 87.2518 | 10.8113 | 4 | 5937.3063 | 6504.8598 | 121.04 | 132.6104 | 162.0004 | 0.49092 | 60017396172.8406 | 12203994.6603 | 1413496.0345 | 11737230.8775 | 51389620.6985 | 24077.0464 | 0 | 0 | 29939683.5337 | 77896915.0811 | 53166245.1644 | 237771263.0964 | 3144235.0165 | 15845322.9242 | 15845322.9242 | 1478867.319 | 7219850.2396 | 0 | 256760821.0371 | 281304861.5199 | 1333521.4322 | 43.2453 | 5937.3063 | 6504.8598 | 121.04 | 132.6104
1 | 4500 | 707 | 0.035 | 15 | 15 | 7 | 1.7783e-09 | 0 | Water | Porous | Wet | R600a | MinimizeLCOE_Brownfield | IgnoreSilica | 150.8982 | 87.2517 | 10.8113 | 4 | 5937.3152 | 6504.8699 | 121.0402 | 132.6106 | 162.0002 | 0.59643 | 60038219423.9859 | 12203977.5851 | 1413496.4457 | 11737212.1135 | 51389587.4325 | 24077.0464 | 0 | 0 | 29939656.743 | 77896845.3773 | 53166197.5901 | 237771050.3335 | 3144235.0165 | 15845322.9242 | 15845322.9242 | 1478867.319 | 7219850.2396 | 0 | 256760608.2742 | 281304648.7571 | 1778279.41 | 43.2452 | 5937.3152 | 6504.8699 | 121.0402 | 132.6106
1 | 4500 | 707 | 0.035 | 15 | 15 | 7 | 2.3714e-09 | 0 | Water | Porous | Wet | R600a | MinimizeLCOE_Brownfield | IgnoreSilica | 150.8982 | 87.2515 | 10.8113 | 4 | 5937.3223 | 6504.878 | 121.0403 | 132.6107 | 162 | 0.67556 | 60052438969.6484 | 12203964.7595 | 1413496.738 | 11737198.0221 | 51389568.6445 | 24077.0464 | 0 | 0 | 29939639.0321 | 77896799.2971 | 53166166.1394 | 237770909.6791 | 3144235.0165 | 15845322.9242 | 15845322.9242 | 1478867.319 | 7219850.2396 | 0 | 256760467.6199 | 281304508.1027 | 2371373.7057 | 43.2452 | 5937.3223 | 6504.878 | 121.0403 | 132.6107
1 | 4500 | 707 | 0.035 | 15 | 15 | 7 | 3.1623e-09 | 0 | Water | Porous | Wet | R600a | MinimizeLCOE_Brownfield | IgnoreSilica | 150.8982 | 87.2514 | 10.8113 | 4 | 5937.3311 | 6504.8875 | 121.0405 | 132.6109 | 161.9999 | 0.73489 | 60051509659.7891 | 12203955.1316 | 1413496.8224 | 11737187.4648 | 51389605.2011 | 24077.0464 | 0 | 0 | 29939645.4498 | 77896815.9948 | 53166177.5359 | 237770960.6468 | 3144235.0165 | 15845322.9242 | 15845322.9242 | 1478867.319 | 7219850.2396 | 0 | 256760518.5875 | 281304559.0703 | 3162277.6602 | 43.2451 | 5937.3311 | 6504.8875 | 121.0405 | 132.6109
1 | 4500 | 707 | 0.035 | 15 | 15 | 7 | 4.217e-09 | 0 | Water | Porous | Wet | R600a | MinimizeLCOE_Brownfield | IgnoreSilica | 150.8982 | 87.2514 | 10.8113 | 4 | 5937.3377 | 6504.8947 | 121.0407 | 132.6111 | 161.9998 | 0.77939 | 60050812510.5782 | 12203947.905 | 1413496.8859 | 11737179.5406 | 51389632.6361 | 24077.0464 | 0 | 0 | 29939650.2654 | 77896828.5239 | 53166186.0873 | 237770998.8904 | 3144235.0165 | 15845322.9242 | 15845322.9242 | 1478867.319 | 7219850.2396 | 0 | 256760556.8311 | 281304597.3139 | 4216965.0343 | 43.2451 | 5937.3377 | 6504.8947 | 121.0407 | 132.6111
1 | 4500 | 707 | 0.035 | 15 | 15 | 7 | 5.6234e-09 | 0 | Water | Porous | Wet | R600a | MinimizeLCOE_Brownfield | IgnoreSilica | 150.8936 | 87.249 | 10.811 | 4 | 5937.3414 | 6504.9135 | 121.0407 | 132.6115 | 162.0002 | 0.81297 | 60050289709.8224 | 12203712.3157 | 1413466.0327 | 11736926.2775 | 51388015.2993 | 24077.0464 | 0 | 0 | 29938816.8189 | 77894660.0669 | 53164706.0709 | 237764379.9282 | 3144235.0165 | 15845322.9242 | 15845322.9242 | 1478867.319 | 7219850.2396 | 0 | 256753937.8689 | 281297978.3517 | 5623413.2519 | 43.2439 | 5937.3414 | 6504.9135 | 121.0407 | 132.6115
1 | 4500 | 707 | 0.035 | 15 | 15 | 7 | 7.4989e-09 | 0 | Water | Porous | Wet | R600a | MinimizeLCOE_Brownfield | IgnoreSilica | 150.8936 | 87.249 | 10.811 | 4 | 5937.3436 | 6504.9159 | 121.0408 | 132.6115 | 162.0001 | 0.83799 | 60049897183.7984 | 12203708.2474 | 1413466.1306 | 11736921.8068 | 51388007.3706 | 24077.0464 | 0 | 0 | 29938810.4347 | 77894643.4566 | 53164694.734 | 237764329.2269 | 3144235.0165 | 15845322.9242 | 15845322.9242 | 1478867.319 | 7219850.2396 | 0 | 256753887.1677 | 281297927.6505 | 7498942.0933 | 43.2439 | 5937.3436 | 6504.9159 | 121.0408 | 132.6115
1 | 4500 | 707 | 0.035 | 15 | 15 | 7 | 1e-08 | 0 | Water | Porous | Wet | R600a | MinimizeLCOE_Brownfield | IgnoreSilica | 150.8936 | 87.2489 | 10.811 | 4 | 5937.3451 | 6504.9177 | 121.0408 | 132.6115 | 162.0001 | 0.85675 | 60049602946.6629 | 12203705.1954 | 1413466.2041 | 11736918.4529 | 51388001.4217 | 24077.0464 | 0 | 0 | 29938805.645 | 77894630.9948 | 53164686.2285 | 237764291.1888 | 3144235.0165 | 15845322.9242 | 15845322.9242 | 1478867.319 | 7219850.2396 | 0 | 256753849.1295 | 281297889.6123 | 10000000 | 43.2439 | 5937.3451 | 6504.9177 | 121.0408 | 132.6115
1 | 4600 | 707 | 0.035 | 15 | 15 | 7 | 1e-13 | 0 | Water | Porous | Wet | R600a | MinimizeLCOE_Brownfield | IgnoreSilica | 0.65185 | 0.10533 | 0.0003901 | 4 | 12976103.2082 | 29127144.1042 | 264535.4154 | 593796.2299 | 95.4605 | -4.5927e-05 | 1991051466.4822 | 70576.3466 | 4193.79 | 57504.7597 | 48190.7173 | 24077.0464 | 49972.1725 | 0 | 99260.7847 | 258256.2006 | 176265.1635 | 788296.9813 | 3144235.0165 | 16315151.5233 | 16315151.5233 | 1478867.319 | 7407781.6792 | 0 | 20247683.5211 | 45449484.0426 | 100 | 0.0015604 | 12976103.2082 | 29127144.1042 | 264535.4154 | 593796.2299
1 | 4600 | 707 | 0.035 | 15 | 15 | 7 | 1.3335e-13 | 0 | Water | Porous | Wet | R600a | MinimizeLCOE_Brownfield | IgnoreSilica | 0.90004 | 0.1919 | 0.0052148 | 4 | 987218.4699 | 2195401.1175 | 20125.7838 | 44756.2213 | 109.9195 | -5.4119e-05 | 12533806472.7737 | 117296.3805 | 7556.0875 | 92020.9124 | 64108.8874 | 24077.0464 | 60833.849 | 0 | 142698.3337 | 371271.7927 | 253400.6274 | 1133263.917 | 3144235.0165 | 16315151.5233 | 16315151.5233 | 1478867.319 | 7407781.6792 | 0 | 20592650.4568 | 45794450.9784 | 133.3521 | 0.020859 | 987218.4699 | 2195401.1175 | 20125.7838 | 44756.2213
1 | 4600 | 707 | 0.035 | 15 | 15 | 7 | 1.7783e-13 | 0 | Water | Porous | Wet | R600a | MinimizeLCOE_Brownfield | IgnoreSilica | 1.1584 | 0.29371 | 0.012952 | 4 | 404406.0425 | 890841.5592 | 8244.3642 | 18161.0101 | 120.2233 | -5.7113e-05 | 19576914516.5559 | 167061.4797 | 11416.0271 | 128459.4333 | 82599.7115 | 24077.0464 | 68277.2119 | 0 | 187937.4548 | 488974.7062 | 333735.2844 | 1492538.3554 | 3144235.0165 | 16315151.5233 | 16315151.5233 | 1478867.319 | 7407781.6792 | 0 | 20951924.8952 | 46153725.4167 | 177.8279 | 0.051809 | 404406.0425 | 890841.5592 | 8244.3642 | 18161.0101
1 | 4600 | 707 | 0.035 | 15 | 15 | 7 | 2.3714e-13 | 0 | Water | Porous | Wet | R600a | MinimizeLCOE_Brownfield | IgnoreSilica | 1.5094 | 0.44364 | 0.025529 | 4 | 209990.1605 | 456783.4596 | 4280.9335 | 9312.1487 | 129.7683 | -6.1081e-05 | 25907511129.3895 | 234026.6144 | 16938.2693 | 177526.5544 | 110118.9189 | 24077.0464 | 77940.316 | 0 | 249844.8105 | 650044.9468 | 443669.0333 | 1984186.5099 | 3144235.0165 | 16315151.5233 | 16315151.5233 | 1478867.319 | 7407781.6792 | 0 | 21443573.0497 | 46645373.5713 | 237.1374 | 0.10212 | 209990.1605 | 456783.4596 | 4280.9335 | 9312.1487
1 | 4600 | 707 | 0.035 | 15 | 15 | 7 | 3.1623e-13 | 0 | Water | Porous | Wet | R600a | MinimizeLCOE_Brownfield | IgnoreSilica | 1.953 | 0.64448 | 0.044006 | 4 | 125307.2642 | 268479.8174 | 2554.5581 | 5473.3242 | 137.7263 | -6.4212e-05 | 31192715602.39 | 316163.8666 | 24103.7177 | 238020.8411 | 147882.1845 | 24077.0464 | 88461.5005 | 0 | 327096.5711 | 851038.1813 | 580851.0459 | 2597694.9551 | 3144235.0165 | 16315151.5233 | 16315151.5233 | 1478867.319 | 7407781.6792 | 0 | 22057081.4949 | 47258882.0164 | 316.2278 | 0.17602 | 125307.2642 | 268479.8174 | 2554.5581 | 5473.3242
1 | 4600 | 707 | 0.035 | 15 | 15 | 7 | 4.217e-13 | 0 | Water | Porous | Wet | R600a | MinimizeLCOE_Brownfield | IgnoreSilica | 2.5572 | 0.92927 | 0.071589 | 4 | 79897.0242 | 167905.8428 | 1628.8089 | 3422.9877 | 144.6743 | -6.8199e-05 | 35584545122.2078 | 423099.7441 | 33942.737 | 317358.7037 | 203220.6691 | 24077.0464 | 102362.3962 | 0 | 430583.9056 | 1120290.9976 | 764621.6255 | 3419557.8252 | 3144235.0165 | 16315151.5233 | 16315151.5233 | 1478867.319 | 7407781.6792 | 0 | 22878944.365 | 48080744.8866 | 421.6965 | 0.28636 | 79897.0242 | 167905.8428 | 1628.8089 | 3422.9877
1 | 4600 | 707 | 0.035 | 15 | 15 | 7 | 5.6234e-13 | 0 | Water | Porous | Wet | R600a | MinimizeLCOE_Brownfield | IgnoreSilica | 3.3344 | 1.3048 | 0.11017 | 4 | 54246.7786 | 111434.9035 | 1105.894 | 2271.7512 | 150.259 | -7.1204e-05 | 39134479865.6756 | 553273.5818 | 46597.8403 | 414470.6256 | 279026.0353 | 24077.0464 | 118089.3815 | 0 | 559858.4592 | 1456636.8682 | 994184.5934 | 4446214.4318 | 3144235.0165 | 16315151.5233 | 16315151.5233 | 1478867.319 | 7407781.6792 | 0 | 23905600.9716 | 49107401.4932 | 562.3413 | 0.44068 | 54246.7786 | 111434.9035 | 1105.894 | 2271.7512
1 | 4600 | 707 | 0.035 | 15 | 15 | 7 | 7.4989e-13 | 0 | Water | Porous | Wet | R600a | MinimizeLCOE_Brownfield | IgnoreSilica | 4.3601 | 1.8041 | 0.16432 | 4 | 38362.816 | 76704.4992 | 782.0779 | 1563.725 | 154.7999 | -7.377e-05 | 42435812105.9072 | 715130.7821 | 63446.4509 | 534720.3455 | 384149.988 | 24077.0464 | 136994.3077 | 0 | 724822.379 | 1885839.1485 | 1287123.969 | 5756304.4169 | 3144235.0165 | 16315151.5233 | 16315151.5233 | 1478867.319 | 7407781.6792 | 0 | 25215690.9567 | 50417491.4782 | 749.8942 | 0.6573 | 38362.816 | 76704.4992 | 782.0779 | 1563.725
1 | 4600 | 707 | 0.035 | 15 | 15 | 7 | 1e-12 | 0 | Water | Porous | Wet | R600a | MinimizeLCOE_Brownfield | IgnoreSilica | 5.4764 | 2.4905 | 0.26634 | 4 | 25873.831 | 49529.1544 | 527.473 | 1009.7188 | 157.9157 | -7.5216e-05 | 489607111341.2104 | 982819.2764 | 115125.9424 | 682448.9663 | 657348.7144 | 24077.0464 | 155323.695 | 0 | 1020686.0199 | 2655615.6523 | 1812512.2502 | 8105957.5632 | 3144235.0165 | 16315151.5233 | 16315151.5233 | 1478867.319 | 7407781.6792 | 0 | 27565344.1031 | 52767144.6246 | 1000 | 1.0654 | 25873.831 | 49529.1544 | 527.473 | 1009.7188
1 | 4600 | 707 | 0.035 | 15 | 15 | 7 | 1.3335e-12 | 0 | Water | Porous | Wet | R600a | MinimizeLCOE_Brownfield | IgnoreSilica | 5.907 | 3.3257 | 0.36305 | 4 | 22870.65 | 40225.0896 | 466.2491 | 820.0429 | 158.817 | -7.6547e-05 | 57300585126.0901 | 1204344.9273 | 146382.0485 | 859736.1816 | 2042387.6362 | 24077.0464 | 163442.8143 | 0 | 1731744.5552 | 4505644.1029 | 3075194.6819 | 13752953.9942 | 3144235.0165 | 16315151.5233 | 16315151.5233 | 1478867.319 | 7407781.6792 | 0 | 33212340.534 | 58414141.0555 | 1333.5214 | 1.4522 | 22870.65 | 40225.0896 | 466.2491 | 820.0429
1 | 4600 | 707 | 0.035 | 15 | 15 | 7 | 1.7783e-12 | 0 | Water | Porous | Wet | R600a | MinimizeLCOE_Brownfield | IgnoreSilica | 7.6394 | 4.3957 | 0.48431 | 4 | 18934.7656 | 31943.8736 | 386.0108 | 651.2191 | 161.4134 | -7.8273e-05 | 57270428533.3953 | 1466274.75 | 175181.7153 | 1074860.2065 | 2629627.1308 | 24077.0464 | 190341.2383 | 0 | 2168541.2141 | 5642099.4101 | 3850848.7809 | 17221851.4924 | 3144235.0165 | 16315151.5233 | 16315151.5233 | 1478867.319 | 7407781.6792 | 0 | 36681238.0323 | 61883038.5538 | 1778.2794 | 1.9372 | 18934.7656 | 31943.8736 | 386.0108 | 651.2191
1 | 4600 | 707 | 0.035 | 15 | 15 | 7 | 2.3714e-12 | 0 | Water | Porous | Wet | R600a | MinimizeLCOE_Brownfield | IgnoreSilica | 9.922 | 5.7951 | 0.64185 | 4 | 15997.6777 | 25813.6856 | 326.1343 | 526.2469 | 163.2154 | -7.9515e-05 | 55847709997.0123 | 1781190.025 | 210000.3814 | 1341011.54 | 3398696.1684 | 24077.0464 | 223254.6092 | 0 | 2721509.6104 | 7080809.7479 | 4832798.1491 | 21613347.2777 | 3144235.0165 | 16315151.5233 | 16315151.5233 | 1478867.319 | 7407781.6792 | 0 | 41072733.8176 | 66274534.3391 | 2371.3737 | 2.5674 | 15997.6777 | 25813.6856 | 326.1343 | 526.2469
1 | 4600 | 707 | 0.035 | 15 | 15 | 7 | 3.1623e-12 | 0 | Water | Porous | Wet | R600a | MinimizeLCOE_Brownfield | IgnoreSilica | 12.94 | 7.6417 | 0.84917 | 4 | 13746.1324 | 21165.6591 | 280.2335 | 431.4906 | 164.5572 | -8.0451e-05 | 74509609852.5243 | 2164069.3987 | 252339.992 | 1673364.6549 | 4415048.4568 | 24077.0464 | 263375.3514 | 0 | 3428987.211 | 8921521.3411 | 6089121.6343 | 27231905.0865 | 3144235.0165 | 16315151.5233 | 16315151.5233 | 1478867.319 | 7407781.6792 | 0 | 46691291.6264 | 71893092.1479 | 3162.2777 | 3.3967 | 13746.1324 | 21165.6591 | 280.2335 | 431.4906
1 | 4600 | 707 | 0.035 | 15 | 15 | 7 | 4.217e-12 | 0 | Water | Porous | Wet | R600a | MinimizeLCOE_Brownfield | IgnoreSilica | 16.9742 | 10.1936 | 1.1376 | 4 | 11866.7256 | 17405.1023 | 241.9193 | 354.8266 | 166.6101 | -8.1891e-05 | 58097131877.9709 | 2649197.6796 | 303571.0449 | 2107680.515 | 5755707.4981 | 24077.0464 | 311226.0419 | 0 | 4349069.3321 | 11315386.2854 | 7722983.6477 | 34538899.0911 | 3144235.0165 | 16315151.5233 | 16315151.5233 | 1478867.319 | 7407781.6792 | 0 | 53998285.6309 | 79200086.1525 | 4216.965 | 4.5504 | 11866.7256 | 17405.1023 | 241.9193 | 354.8266
1 | 4600 | 707 | 0.035 | 15 | 15 | 7 | 5.6234e-12 | 0 | Water | Porous | Wet | R600a | MinimizeLCOE_Brownfield | IgnoreSilica | 22.2795 | 13.4912 | 1.508 | 4 | 10416.4282 | 14594.3167 | 212.353 | 297.5249 | 167.6392 | -8.2533e-05 | 58226048146.531 | 3228175.4252 | 367077.4951 | 2637718.2839 | 7377279.6656 | 24077.0464 | 369835.4291 | 0 | 5461623.7046 | 14210024.5464 | 9698633.7397 | 43374445.3359 | 3144235.0165 | 16315151.5233 | 16315151.5233 | 1478867.319 | 7407781.6792 | 0 | 62833831.8758 | 88035632.3973 | 5623.4133 | 6.0322 | 10416.4282 | 14594.3167 | 212.353 | 297.5249
1 | 4600 | 707 | 0.035 | 15 | 15 | 7 | 7.4989e-12 | 0 | Water | Porous | Wet | R600a | MinimizeLCOE_Brownfield | IgnoreSilica | 29.3178 | 17.8666 | 1.9992 | 4 | 9210.978 | 12362.4369 | 187.7782 | 252.025 | 168.4374 | -8.309e-05 | 58337669051.8189 | 3938253.8352 | 446124.2569 | 3302431.4951 | 9346712.5276 | 24077.0464 | 441642.3917 | 0 | 6824704.2056 | 17756480.4036 | 12119162.7347 | 54199588.8967 | 3144235.0165 | 16315151.5233 | 16315151.5233 | 1478867.319 | 7407781.6792 | 0 | 73658975.4365 | 98860775.958 | 7498.9421 | 7.9969 | 9210.978 | 12362.4369 | 187.7782 | 252.025
1 | 4600 | 707 | 0.035 | 15 | 15 | 7 | 1e-11 | 0 | Water | Porous | Wet | R600a | MinimizeLCOE_Brownfield | IgnoreSilica | 38.5601 | 23.6131 | 2.6445 | 4 | 8252.7179 | 10635.1682 | 168.2428 | 216.8123 | 169.0492 | -8.34e-05 | 58401350635.3186 | 4799716.7101 | 542301.2363 | 4127839.9074 | 11880877.4412 | 24077.0464 | 528042.246 | 0 | 8542113.2891 | 22224826.5498 | 15168900.7948 | 67838695.221 | 3144235.0165 | 16315151.5233 | 16315151.5233 | 1478867.319 | 7407781.6792 | 0 | 87298081.7608 | 112499882.2824 | 10000 | 10.5781 | 8252.7179 | 10635.1682 | 168.2428 | 216.8123
1 | 4600 | 707 | 0.035 | 15 | 15 | 7 | 1.3335e-11 | 0 | Water | Porous | Wet | R600a | MinimizeLCOE_Brownfield | IgnoreSilica | 50.6011 | 31.0993 | 3.4852 | 4 | 7508.525 | 9316.3132 | 153.0714 | 189.9256 | 169.5085 | -8.3499e-05 | 58334618331.7941 | 5836632.4331 | 657606.6669 | 5145188.4396 | 15217902.1725 | 24077.0464 | 631539.9858 | 0 | 10730049.2303 | 27917387.0615 | 19054190.3144 | 85214573.3504 | 3144235.0165 | 16315151.5233 | 16315151.5233 | 1478867.319 | 7407781.6792 | 0 | 104673959.8903 | 129875760.4118 | 13335.2143 | 13.9407 | 7508.525 | 9316.3132 | 153.0714 | 189.9256
1 | 4600 | 707 | 0.035 | 15 | 15 | 7 | 1.7783e-11 | 0 | Water | Porous | Wet | R600a | MinimizeLCOE_Brownfield | IgnoreSilica | 65.9996 | 40.6508 | 4.5576 | 4 | 6942.4964 | 8324.9158 | 141.5322 | 169.7147 | 169.782 | -8.3237e-05 | 57805231606.9355 | 7061235.575 | 793218.9483 | 6374642.3089 | 19573782.1416 | 24077.0464 | 753296.5977 | 0 | 13486298.5209 | 35088582.3313 | 23948678.4394 | 107103811.9093 | 3144235.0165 | 16315151.5233 | 16315151.5233 | 1478867.319 | 7407781.6792 | 0 | 126563198.4492 | 151764998.9707 | 17782.7941 | 18.2302 | 6942.4964 | 8324.9158 | 141.5322 | 169.7147
1 | 4600 | 707 | 0.035 | 15 | 15 | 7 | 2.3714e-11 | 0 | Water | Porous | Wet | R600a | MinimizeLCOE_Brownfield | IgnoreSilica | 82.4038 | 50.7311 | 5.719 | 4 | 6561.0288 | 7662.7007 | 133.7554 | 156.2145 | 169.7232 | -7.8684e-05 | 57172565677.6611 | 8267407.2718 | 926265.0118 | 7610607.645 | 24503591.7944 | 24077.0464 | 844270.0817 | 0 | 16448725.3519 | 42796209.2682 | 29209292.1997 | 130630445.6709 | 3144235.0165 | 16315151.5233 | 16315151.5233 | 1478867.319 | 7407781.6792 | 0 | 150089832.2107 | 175291632.7323 | 23713.7371 | 22.876 | 6561.0288 | 7662.7007 | 133.7554 | 156.2145
1 | 4600 | 707 | 0.035 | 15 | 15 | 7 | 3.1623e-11 | 0 | Water | Porous | Wet | R600a | MinimizeLCOE_Brownfield | IgnoreSilica | 87.5413 | 53.8494 | 6.2364 | 4 | 6302.5683 | 7312.8347 | 128.4864 | 149.082 | 169.6184 | -5.8753e-05 | 60431692479.0514 | 8626286.9346 | 965758.4511 | 7982609.3217 | 26165317.9048 | 24077.0464 | 714898.9173 | 0 | 17346789.9445 | 45132789.1198 | 30804055.9603 | 137762583.6003 | 3144235.0165 | 16315151.5233 | 16315151.5233 | 1478867.319 | 7407781.6792 | 0 | 157221970.1401 | 182423770.6617 | 31622.7766 | 24.9457 | 6302.5683 | 7312.8347 | 128.4864 | 149.082
1 | 4600 | 707 | 0.035 | 15 | 15 | 7 | 4.217e-11 | 0 | Water | Porous | Wet | R600a | MinimizeLCOE_Brownfield | IgnoreSilica | 91.3197 | 56.1274 | 6.648 | 4 | 6108.9623 | 7056.6861 | 124.5395 | 143.8601 | 169.514 | -4.1224e-05 | 63227987201.4765 | 8884735.5911 | 994174.7013 | 8251635.7361 | 27436845.5359 | 24077.0464 | 575135.659 | 0 | 18004975.6652 | 46845253.3526 | 31972847.9868 | 142989681.2744 | 3144235.0165 | 16315151.5233 | 16315151.5233 | 1478867.319 | 7407781.6792 | 0 | 162449067.8142 | 187650868.3357 | 42169.6503 | 26.5919 | 6108.9623 | 7056.6861 | 124.5395 | 143.8601
1 | 4600 | 707 | 0.035 | 15 | 15 | 7 | 5.6234e-11 | 0 | Water | Porous | Wet | R600a | MinimizeLCOE_Brownfield | IgnoreSilica | 94.0117 | 57.7412 | 6.9639 | 4 | 5963.6598 | 6868.3906 | 121.5773 | 140.0214 | 169.4247 | -2.648e-05 | 65545380254.3064 | 9066038.8502 | 1014096.5238 | 8440907.1799 | 28372846.86 | 24077.0464 | 434244.5612 | 0 | 18467362.2984 | 48048288.5235 | 32793944.2109 | 146661806.0542 | 3144235.0165 | 16315151.5233 | 16315151.5233 | 1478867.319 | 7407781.6792 | 0 | 166121192.5941 | 191322993.1156 | 56234.1325 | 27.8556 | 5963.6598 | 6868.3906 | 121.5773 | 140.0214
1 | 4600 | 707 | 0.035 | 15 | 15 | 7 | 7.4989e-11 | 0 | Water | Porous | Wet | R600a | MinimizeLCOE_Brownfield | IgnoreSilica | 95.8675 | 58.8489 | 7.1991 | 4 | 5853.7342 | 6728.911 | 119.3363 | 137.178 | 169.3556 | -1.446e-05 | 67422275280.7663 | 9189642.8763 | 1027672.5015 | 8570197.5079 | 29034866.8986 | 24077.0464 | 294946.7773 | 0 | 18775147.4071 | 48849082.241 | 33340502.3778 | 149106135.634 | 3144235.0165 | 16315151.5233 | 16315151.5233 | 1478867.319 | 7407781.6792 | 0 | 168565522.1738 | 193767322.6953 | 74989.4209 | 28.7962 | 5853.7342 | 6728.911 | 119.3363 | 137.178
1 | 4600 | 707 | 0.035 | 15 | 15 | 7 | 1e-10 | 0 | Water | Porous | Wet | R600a | MinimizeLCOE_Brownfield | IgnoreSilica | 96.8419 | 59.4282 | 7.3516 | 4 | 5768.7467 | 6625.7674 | 117.6037 | 135.0752 | 169.3154 | -4.7311e-06 | 68985572469.8773 | 9254024.5387 | 1034741.9364 | 8637621.5948 | 29390371.9339 | 24077.0464 | 146654.9694 | 0 | 18910121.8876 | 49200258.1522 | 33580187.1531 | 150178059.2125 | 3144235.0165 | 16315151.5233 | 16315151.5233 | 1478867.319 | 7407781.6792 | 0 | 169637445.7523 | 194839246.2739 | 100000 | 29.4063 | 5768.7467 | 6625.7674 | 117.6037 | 135.0752
1 | 4600 | 707 | 0.035 | 15 | 15 | 7 | 1.3335e-10 | 0 | Water | Porous | Wet | R600a | MinimizeLCOE_Brownfield | IgnoreSilica | 103.1226 | 63.1488 | 7.8535 | 4 | 5703.9661 | 6506.2129 | 116.2831 | 132.638 | 169.0479 | 0.00033984 | 70118462091.3753 | 9663393.2865 | 1079664.6077 | 9067599.2641 | 31735192.2376 | 24077.0464 | 0 | 0 | 20112271.3125 | 52328004.361 | 35714938.2094 | 159725140.3252 | 3144235.0165 | 16315151.5233 | 16315151.5233 | 1478867.319 | 7407781.6792 | 0 | 179184526.865 | 204386327.3866 | 133352.1432 | 31.414 | 5703.9661 | 6506.2129 | 116.2831 | 132.638
1 | 4600 | 707 | 0.035 | 15 | 15 | 7 | 1.7783e-10 | 0 | Water | Porous | Wet | R600a | MinimizeLCOE_Brownfield | IgnoreSilica | 105.736 | 64.6826 | 8.0443 | 4 | 5702.5716 | 6485.7948 | 116.2546 | 132.2217 | 168.9181 | 0.58536 | 72842045488.4008 | 9830155.9368 | 1097951.1335 | 9243369.9407 | 32765063.7356 | 24077.0464 | 0 | 0 | 20654640.9393 | 53739138.8745 | 36678066.5107 | 164032464.1175 | 3144235.0165 | 16315151.5233 | 16315151.5233 | 1478867.319 | 7407781.6792 | 0 | 183491850.6573 | 208693651.1789 | 177827.941 | 32.177 | 5702.5716 | 6485.7948 | 116.2546 | 132.2217
1 | 4600 | 707 | 0.035 | 15 | 15 | 7 | 2.3714e-10 | 0 | Water | Porous | Wet | R600a | MinimizeLCOE_Brownfield | IgnoreSilica | 105.6823 | 64.6508 | 8.0403 | 4 | 5702.7162 | 6486.3249 | 116.2576 | 132.2325 | 168.9201 | 1.1412 | 72840416139.171 | 9826707.1247 | 1097573.0028 | 9239731.3422 | 32744880.4092 | 24077.0464 | 0 | 0 | 20643857.8808 | 53711083.5684 | 36658918.1878 | 163946828.5623 | 3144235.0165 | 16315151.5233 | 16315151.5233 | 1478867.319 | 7407781.6792 | 0 | 183406215.1021 | 208608015.6237 | 237137.3706 | 32.1612 | 5702.7162 | 6486.3249 | 116.2576 | 132.2325
1 | 4600 | 707 | 0.035 | 15 | 15 | 7 | 3.1623e-10 | 0 | Water | Porous | Wet | R600a | MinimizeLCOE_Brownfield | IgnoreSilica | 105.6628 | 64.6398 | 8.0389 | 4 | 5702.5269 | 6486.268 | 116.2537 | 132.2313 | 168.922 | 1.5563 | 72842691896.26 | 9825524.3434 | 1097443.3505 | 9238483.4675 | 32735479.9266 | 24077.0464 | 0 | 0 | 20639193.1724 | 53698946.9539 | 36650634.699 | 163909782.9596 | 3144235.0165 | 16315151.5233 | 16315151.5233 | 1478867.319 | 7407781.6792 | 0 | 183369169.4994 | 208570970.021 | 316227.766 | 32.1558 | 5702.5269 | 6486.268 | 116.2537 | 132.2313
1 | 4600 | 707 | 0.035 | 15 | 15 | 7 | 4.217e-10 | 0 | Water | Porous | Wet | R600a | MinimizeLCOE_Brownfield | IgnoreSilica | 105.6628 | 64.6402 | 8.039 | 4 | 5702.3856 | 6486.1223 | 116.2508 | 132.2284 | 168.9227 | 1.867 | 72842116382.5249 | 9825563.0072 | 1097447.607 | 9238524.2343 | 32734254.8266 | 24077.0464 | 0 | 0 | 20638748.0213 | 53697788.7622 | 36649844.2094 | 163906247.7144 | 3144235.0165 | 16315151.5233 | 16315151.5233 | 1478867.319 | 7407781.6792 | 0 | 183365634.2542 | 208567434.7758 | 421696.5034 | 32.156 | 5702.3856 | 6486.1223 | 116.2508 | 132.2284
1 | 4600 | 707 | 0.035 | 15 | 15 | 7 | 5.6234e-10 | 0 | Water | Porous | Wet | R600a | MinimizeLCOE_Brownfield | IgnoreSilica | 105.6628 | 64.6405 | 8.039 | 4 | 5702.2798 | 6486.0133 | 116.2487 | 132.2262 | 168.9233 | 2.1 | 72841680950.2767 | 9825591.9242 | 1097450.7905 | 9238554.7241 | 32733338.6577 | 24077.0464 | 0 | 0 | 20638415.1257 | 53696922.636 | 36649253.0605 | 163903603.9651 | 3144235.0165 | 16315151.5233 | 16315151.5233 | 1478867.319 | 7407781.6792 | 0 | 183362990.5049 | 208564791.0264 | 562341.3252 | 32.1561 | 5702.2798 | 6486.0133 | 116.2487 | 132.2262
1 | 4600 | 707 | 0.035 | 15 | 15 | 7 | 7.4989e-10 | 0 | Water | Porous | Wet | R600a | MinimizeLCOE_Brownfield | IgnoreSilica | 105.6628 | 64.6407 | 8.039 | 4 | 5702.2007 | 6485.9318 | 116.2471 | 132.2245 | 168.9236 | 2.2747 | 72841352200.8448 | 9825613.5656 | 1097453.173 | 9238577.5427 | 32732653.0477 | 24077.0464 | 0 | 0 | 20638166.0064 | 53696274.4787 | 36648810.6798 | 163901625.5404 | 3144235.0165 | 16315151.5233 | 16315151.5233 | 1478867.319 | 7407781.6792 | 0 | 183361012.0802 | 208562812.6018 | 749894.2093 | 32.1562 | 5702.2007 | 6485.9318 | 116.2471 | 132.2245
1 | 4600 | 707 | 0.035 | 15 | 15 | 7 | 1e-09 | 0 | Water | Porous | Wet | R600a | MinimizeLCOE_Brownfield | IgnoreSilica | 105.6628 | 64.6408 | 8.0391 | 4 | 5702.1414 | 6485.8707 | 116.2459 | 132.2232 | 168.9239 | 2.4057 | 72841104496.9872 | 9825629.7702 | 1097454.9569 | 9238594.6287 | 32732139.7104 | 24077.0464 | 0 | 0 | 20637979.4839 | 53695789.1855 | 36648479.4573 | 163900144.2394 | 3144235.0165 | 16315151.5233 | 16315151.5233 | 1478867.319 | 7407781.6792 | 0 | 183359530.7792 | 208561331.3008 | 1000000 | 32.1563 | 5702.1414 | 6485.8707 | 116.2459 | 132.2232
1 | 4600 | 707 | 0.035 | 15 | 15 | 7 | 1.3335e-09 | 0 | Water | Porous | Wet | R600a | MinimizeLCOE_Brownfield | IgnoreSilica | 105.6628 | 64.6409 | 8.0391 | 4 | 5702.097 | 6485.825 | 116.245 | 132.2223 | 168.9242 | 2.504 | 72840917999.3076 | 9825641.9083 | 1097456.2932 | 9238607.427 | 32731755.2102 | 24077.0464 | 0 | 0 | 20637839.7752 | 53695425.6921 | 36648231.3655 | 163899034.7179 | 3144235.0165 | 16315151.5233 | 16315151.5233 | 1478867.319 | 7407781.6792 | 0 | 183358421.2577 | 208560221.7793 | 1333521.4322 | 32.1563 | 5702.097 | 6485.825 | 116.245 | 132.2223
1 | 4600 | 707 | 0.035 | 15 | 15 | 7 | 1.7783e-09 | 0 | Water | Porous | Wet | R600a | MinimizeLCOE_Brownfield | IgnoreSilica | 105.6628 | 64.641 | 8.0391 | 4 | 5702.0638 | 6485.7907 | 116.2443 | 132.2216 | 168.9243 | 2.5777 | 72840777881.8092 | 9825651.0029 | 1097457.2944 | 9238617.0163 | 32731467.1278 | 24077.0464 | 0 | 0 | 20637735.1002 | 53695153.3493 | 36648045.4859 | 163898203.4233 | 3144235.0165 | 16315151.5233 | 16315151.5233 | 1478867.319 | 7407781.6792 | 0 | 183357589.9631 | 208559390.4846 | 1778279.41 | 32.1564 | 5702.0638 | 6485.7907 | 116.2443 | 132.2216
1 | 4600 | 707 | 0.035 | 15 | 15 | 7 | 2.3714e-09 | 0 | Water | Porous | Wet | R600a | MinimizeLCOE_Brownfield | IgnoreSilica | 105.6628 | 64.6411 | 8.0391 | 4 | 5702.0389 | 6485.765 | 116.2438 | 132.2211 | 168.9244 | 2.6329 | 72840672446.9913 | 9825657.8186 | 1097458.0448 | 9238624.2027 | 32731251.2381 | 24077.0464 | 0 | 0 | 20637656.6567 | 53694949.2553 | 36647906.1876 | 163897580.4502 | 3144235.0165 | 16315151.5233 | 16315151.5233 | 1478867.319 | 7407781.6792 | 0 | 183356966.99 | 208558767.5116 | 2371373.7057 | 32.1564 | 5702.0389 | 6485.765 | 116.2438 | 132.2211
1 | 4600 | 707 | 0.035 | 15 | 15 | 7 | 3.1623e-09 | 0 | Water | Porous | Wet | R600a | MinimizeLCOE_Brownfield | IgnoreSilica | 105.6628 | 64.6411 | 8.0391 | 4 | 5702.0202 | 6485.7458 | 116.2434 | 132.2207 | 168.9245 | 2.6743 | 72840593367.2504 | 9825662.9272 | 1097458.6072 | 9238629.5892 | 32731089.4241 | 24077.0464 | 0 | 0 | 20637597.8617 | 53694796.2826 | 36647801.7806 | 163897113.5189 | 3144235.0165 | 16315151.5233 | 16315151.5233 | 1478867.319 | 7407781.6792 | 0 | 183356500.0587 | 208558300.5803 | 3162277.6602 | 32.1564 | 5702.0202 | 6485.7458 | 116.2434 | 132.2207
1 | 4600 | 707 | 0.035 | 15 | 15 | 7 | 4.217e-09 | 0 | Water | Porous | Wet | R600a | MinimizeLCOE_Brownfield | IgnoreSilica | 105.6628 | 64.6412 | 8.0391 | 4 | 5702.0062 | 6485.7313 | 116.2431 | 132.2204 | 168.9246 | 2.7054 | 72840533953.1695 | 9825666.7567 | 1097459.0288 | 9238633.6271 | 32730968.1249 | 24077.0464 | 0 | 0 | 20637553.7877 | 53694681.6112 | 36647723.515 | 163896763.4977 | 3144235.0165 | 16315151.5233 | 16315151.5233 | 1478867.319 | 7407781.6792 | 0 | 183356150.0375 | 208557950.5591 | 4216965.0343 | 32.1564 | 5702.0062 | 6485.7313 | 116.2431 | 132.2204
1 | 4600 | 707 | 0.035 | 15 | 15 | 7 | 5.6234e-09 | 0 | Water | Porous | Wet | R600a | MinimizeLCOE_Brownfield | IgnoreSilica | 105.6628 | 64.6412 | 8.0391 | 4 | 5701.9957 | 6485.7205 | 116.2429 | 132.2202 | 168.9247 | 2.7287 | 72840489338.3641 | 9825669.6277 | 1097459.3448 | 9238636.6542 | 32730877.1885 | 24077.0464 | 0 | 0 | 20637520.746 | 53694595.6436 | 36647664.8404 | 163896501.0916 | 3144235.0165 | 16315151.5233 | 16315151.5233 | 1478867.319 | 7407781.6792 | 0 | 183355887.6315 | 208557688.153 | 5623413.2519 | 32.1564 | 5701.9957 | 6485.7205 | 116.2429 | 132.2202
1 | 4600 | 707 | 0.035 | 15 | 15 | 7 | 7.4989e-09 | 0 | Water | Porous | Wet | R600a | MinimizeLCOE_Brownfield | IgnoreSilica | 105.6628 | 64.6412 | 8.0391 | 4 | 5701.9878 | 6485.7124 | 116.2427 | 132.22 | 168.9247 | 2.7462 | 72840455929.5414 | 9825671.7802 | 1097459.5818 | 9238638.9238 | 32730809.01 | 24077.0464 | 0 | 0 | 20637495.9735 | 53694531.1904 | 36647620.8498 | 163896304.3559 | 3144235.0165 | 16315151.5233 | 16315151.5233 | 1478867.319 | 7407781.6792 | 0 | 183355690.8957 | 208557491.4172 | 7498942.0933 | 32.1565 | 5701.9878 | 6485.7124 | 116.2427 | 132.22
1 | 4600 | 707 | 0.035 | 15 | 15 | 7 | 1e-08 | 0 | Water | Porous | Wet | R600a | MinimizeLCOE_Brownfield | IgnoreSilica | 105.6628 | 64.6412 | 8.0391 | 4 | 5701.9819 | 6485.7063 | 116.2426 | 132.2199 | 168.9247 | 2.7593 | 72840430827.06 | 9825673.3941 | 1097459.7595 | 9238640.6255 | 32730757.8912 | 24077.0464 | 0 | 0 | 20637477.3995 | 53694482.8649 | 36647587.8666 | 163896156.8477 | 3144235.0165 | 16315151.5233 | 16315151.5233 | 1478867.319 | 7407781.6792 | 0 | 183355543.3876 | 208557343.9091 | 10000000 | 32.1565 | 5701.9819 | 6485.7063 | 116.2426 | 132.2199
1 | 4700 | 707 | 0.035 | 15 | 15 | 7 | 1e-13 | 0 | Water | Porous | Wet | R600a | MinimizeLCOE_Brownfield | IgnoreSilica | 0.69538 | 0.12138 | 0.0010736 | 4 | 4841849.493 | 10865402.0395 | 98707.651 | 221505.9171 | 99.2378 | -4.9267e-05 | 6524186887.1366 | 79885.8138 | 4846.8749 | 64249.6917 | 51108.1893 | 24077.0464 | 52832.8147 | 0 | 108030.168 | 281072.337 | 191837.6455 | 857940.5812 | 3144235.0165 | 16790840.2133 | 16790840.2133 | 1478867.319 | 7598057.1552 | 0 | 20793015.811 | 46660780.4985 | 100 | 0.0042944 | 4841849.493 | 10865402.0395 | 98707.651 | 221505.9171
1 | 4700 | 707 | 0.035 | 15 | 15 | 7 | 1.3335e-13 | 0 | Water | Porous | Wet | R600a | MinimizeLCOE_Brownfield | IgnoreSilica | 0.91949 | 0.2032 | 0.0063092 | 4 | 836423.0038 | 1861422.6502 | 17051.6143 | 37947.6185 | 111.9686 | -5.4373e-05 | 14683941729.8422 | 123524.8871 | 8047.9258 | 96196.0139 | 66023.5996 | 24077.0464 | 61049.6375 | 0 | 147778.453 | 384489.2212 | 262421.7939 | 1173608.5783 | 3144235.0165 | 16790840.2133 | 16790840.2133 | 1478867.319 | 7598057.1552 | 0 | 21108683.8081 | 46976448.4956 | 133.3521 | 0.025237 | 836423.0038 | 1861422.6502 | 17051.6143 | 37947.6185
1 | 4700 | 707 | 0.035 | 15 | 15 | 7 | 1.7783e-13 | 0 | Water | Porous | Wet | R600a | MinimizeLCOE_Brownfield | IgnoreSilica | 1.1973 | 0.317 | 0.015171 | 4 | 354426.3399 | 780705.5673 | 7225.4603 | 15915.739 | 122.9468 | -5.8635e-05 | 22277070954.2357 | 178767.8353 | 12409.8715 | 136296.0179 | 86655.8518 | 24077.0464 | 69489.5793 | 0 | 198001.5188 | 515159.3363 | 351606.8325 | 1572463.8896 | 3144235.0165 | 16790840.2133 | 16790840.2133 | 1478867.319 | 7598057.1552 | 0 | 21507539.1194 | 47375303.8069 | 177.8279 | 0.060683 | 354426.3399 | 780705.5673 | 7225.4603 | 15915.739
1 | 4700 | 707 | 0.035 | 15 | 15 | 7 | 2.3714e-13 | 0 | Water | Porous | Wet | R600a | MinimizeLCOE_Brownfield | IgnoreSilica | 1.5483 | 0.47295 | 0.028902 | 4 | 190411.0762 | 414167.6807 | 3881.7873 | 8443.3684 | 132.3719 | -6.2245e-05 | 28938178739.1969 | 248000.6879 | 18242.7066 | 186517.2274 | 115389.1515 | 24077.0464 | 78600.6079 | 0 | 261622.6968 | 680688.5909 | 464583.95 | 2077722.6655 | 3144235.0165 | 16790840.2133 | 16790840.2133 | 1478867.319 | 7598057.1552 | 0 | 22012797.8953 | 47880562.5828 | 237.1374 | 0.11561 | 190411.0762 | 414167.6807 | 3881.7873 | 8443.3684
1 | 4700 | 707 | 0.035 | 15 | 15 | 7 | 3.1623e-13 | 0 | Water | Porous | Wet | R600a | MinimizeLCOE_Brownfield | IgnoreSilica | 2.0114 | 0.69097 | 0.049609 | 4 | 114271.1687 | 244628.2066 | 2329.5723 | 4987.0769 | 140.5869 | -6.6242e-05 | 34637508920.4619 | 336828.4265 | 26193.9607 | 251147.9402 | 156806.1839 | 24077.0464 | 89809.3559 | 0 | 345096.5363 | 897870.3984 | 612814.9963 | 2740644.8446 | 3144235.0165 | 16790840.2133 | 16790840.2133 | 1478867.319 | 7598057.1552 | 0 | 22675720.0744 | 48543484.7619 | 316.2278 | 0.19844 | 114271.1687 | 244628.2066 | 2329.5723 | 4987.0769
1 | 4700 | 707 | 0.035 | 15 | 15 | 7 | 4.217e-13 | 0 | Water | Porous | Wet | R600a | MinimizeLCOE_Brownfield | IgnoreSilica | 2.6155 | 0.98682 | 0.079731 | 4 | 73765.3177 | 154874.9985 | 1503.8058 | 3157.3363 | 147.4713 | -6.9621e-05 | 39605587031.4368 | 447999.216 | 36773.3043 | 332254.7412 | 215334.29 | 24077.0464 | 102782.3178 | 0 | 452096.1571 | 1176261.4631 | 802822.6183 | 3590401.154 | 3144235.0165 | 16790840.2133 | 16790840.2133 | 1478867.319 | 7598057.1552 | 0 | 23525476.3838 | 49393241.0714 | 421.6965 | 0.31892 | 73765.3177 | 154874.9985 | 1503.8058 | 3157.3363
1 | 4700 | 707 | 0.035 | 15 | 15 | 7 | 5.6234e-13 | 0 | Water | Porous | Wet | R600a | MinimizeLCOE_Brownfield | IgnoreSilica | 3.4049 | 1.3814 | 0.12237 | 4 | 50279.7319 | 103127.5427 | 1025.0203 | 2102.3944 | 153.1311 | -7.2868e-05 | 43854152401.0263 | 586263.2805 | 50906.2547 | 432675.0376 | 297271.1923 | 24077.0464 | 118426.8931 | 0 | 588751.6848 | 1531811.1143 | 1045492.5611 | 4675675.0649 | 3144235.0165 | 16790840.2133 | 16790840.2133 | 1478867.319 | 7598057.1552 | 0 | 24610750.2947 | 50478514.9822 | 562.3413 | 0.48948 | 50279.7319 | 103127.5427 | 1025.0203 | 2102.3944
1 | 4700 | 707 | 0.035 | 15 | 15 | 7 | 7.4989e-13 | 0 | Water | Porous | Wet | R600a | MinimizeLCOE_Brownfield | IgnoreSilica | 4.4721 | 1.8824 | 0.19897 | 4 | 33028.6046 | 65531.1076 | 673.3328 | 1335.9403 | 157.8315 | -7.5047e-05 | 366232125490.6951 | 804973.8054 | 91445.6279 | 545810.8272 | 447308.5709 | 24077.0464 | 137038.918 | 0 | 799755.3704 | 2080799.4214 | 1420188.3613 | 6351397.9489 | 3144235.0165 | 16790840.2133 | 16790840.2133 | 1478867.319 | 7598057.1552 | 0 | 26286473.1787 | 52154237.8663 | 749.8942 | 0.79587 | 33028.6046 | 65531.1076 | 673.3328 | 1335.9403
1 | 4700 | 707 | 0.035 | 15 | 15 | 7 | 1e-12 | 0 | Water | Porous | Wet | R600a | MinimizeLCOE_Brownfield | IgnoreSilica | 4.689 | 2.6339 | 0.28747 | 4 | 27176.485 | 49672.3519 | 554.0294 | 1012.6381 | 158.5422 | -7.6247e-05 | 59267329696.8162 | 1022190.4264 | 124515.8918 | 713381.5122 | 1627560.5083 | 24077.0464 | 141473.6365 | 0 | 1424747.6184 | 3706901.0472 | 2530036.1339 | 11314883.8212 | 3144235.0165 | 16790840.2133 | 16790840.2133 | 1478867.319 | 7598057.1552 | 0 | 31249959.051 | 57117723.7385 | 1000 | 1.1499 | 27176.485 | 49672.3519 | 554.0294 | 1012.6381
1 | 4700 | 707 | 0.035 | 15 | 15 | 7 | 1.3335e-12 | 0 | Water | Porous | Wet | R600a | MinimizeLCOE_Brownfield | IgnoreSilica | 6.0385 | 3.4879 | 0.38506 | 4 | 22105.5893 | 38900.0423 | 450.6523 | 793.03 | 161.8718 | -7.8654e-05 | 59394570633.2288 | 1246000.9539 | 148557.2204 | 893283.1957 | 2080874.7746 | 24077.0464 | 163889.4362 | 0 | 1777106.2246 | 4623665.8618 | 3155746.9575 | 14113201.6711 | 3144235.0165 | 16790840.2133 | 16790840.2133 | 1478867.319 | 7598057.1552 | 0 | 34048276.9009 | 59916041.5884 | 1333.5214 | 1.5403 | 22105.5893 | 38900.0423 | 450.6523 | 793.03
1 | 4700 | 707 | 0.035 | 15 | 15 | 7 | 1.7783e-12 | 0 | Water | Porous | Wet | R600a | MinimizeLCOE_Brownfield | IgnoreSilica | 7.8025 | 4.6056 | 0.51213 | 4 | 18340.8564 | 30968.3854 | 373.9032 | 631.3324 | 164.4995 | -8.048e-05 | 59193969815.1555 | 1514325.0107 | 177110.6533 | 1115999.9634 | 2672087.3976 | 24077.0464 | 190658.6393 | 0 | 2220760.8971 | 5777964.3137 | 3943579.3694 | 17636563.2908 | 3144235.0165 | 16790840.2133 | 16790840.2133 | 1478867.319 | 7598057.1552 | 0 | 37571638.5206 | 63439403.2081 | 1778.2794 | 2.0485 | 18340.8564 | 30968.3854 | 373.9032 | 631.3324
1 | 4700 | 707 | 0.035 | 15 | 15 | 7 | 2.3714e-12 | 0 | Water | Porous | Wet | R600a | MinimizeLCOE_Brownfield | IgnoreSilica | 10.1212 | 6.0622 | 0.67655 | 4 | 15526.6325 | 25085.3457 | 316.5314 | 511.3987 | 166.289 | -8.1725e-05 | 57628241794.5775 | 1835952.5318 | 211587.0777 | 1390691.9842 | 3444256.4397 | 24077.0464 | 223318.2931 | 0 | 2780654.5154 | 7234692.6584 | 4937826.3974 | 22083056.9441 | 3144235.0165 | 16790840.2133 | 16790840.2133 | 1478867.319 | 7598057.1552 | 0 | 42018132.1739 | 67885896.8614 | 2371.3737 | 2.7062 | 15526.6325 | 25085.3457 | 316.5314 | 511.3987
1 | 4700 | 707 | 0.035 | 15 | 15 | 7 | 3.1623e-12 | 0 | Water | Porous | Wet | R600a | MinimizeLCOE_Brownfield | IgnoreSilica | 13.2152 | 8.0341 | 0.89898 | 4 | 13143.1375 | 20336.7569 | 267.9406 | 414.5923 | 168.1328 | -8.316e-05 | 70374298593.6349 | 2237214.5359 | 254963.3653 | 1742402.1291 | 4301064.4114 | 24077.0464 | 263176.0512 | 0 | 3440930.0403 | 8952594.1331 | 6110329.4532 | 27326751.1658 | 3144235.0165 | 16790840.2133 | 16790840.2133 | 1478867.319 | 7598057.1552 | 0 | 47261826.3956 | 73129591.0831 | 3162.2777 | 3.5959 | 13143.1375 | 20336.7569 | 267.9406 | 414.5923
1 | 4700 | 707 | 0.035 | 15 | 15 | 7 | 4.217e-12 | 0 | Water | Porous | Wet | R600a | MinimizeLCOE_Brownfield | IgnoreSilica | 17.3226 | 10.6713 | 1.1969 | 4 | 11096.9107 | 16499.9029 | 226.2255 | 336.3728 | 169.8039 | -8.4437e-05 | 60183766574.6809 | 2734201.4818 | 311025.9939 | 2186622.6761 | 5149693.0804 | 24077.0464 | 311395.044 | 0 | 4179635.9758 | 10874555.4478 | 7422107.5429 | 33193314.2891 | 3144235.0165 | 16790840.2133 | 16790840.2133 | 1478867.319 | 7598057.1552 | 0 | 53128389.5189 | 78996154.2065 | 4216.965 | 4.7877 | 11096.9107 | 16499.9029 | 226.2255 | 336.3728
1 | 4700 | 707 | 0.035 | 15 | 15 | 7 | 5.6234e-12 | 0 | Water | Porous | Wet | R600a | MinimizeLCOE_Brownfield | IgnoreSilica | 22.7502 | 14.1312 | 1.5872 | 4 | 9619.0031 | 13693.4133 | 196.0964 | 279.1588 | 170.8557 | -8.5237e-05 | 60380264352.2932 | 3335304.2709 | 378597.4829 | 2737424.4805 | 6435122.2125 | 24077.0464 | 370403.2462 | 0 | 5179562.2084 | 13476158.3919 | 9197755.0098 | 41134404.3494 | 3144235.0165 | 16790840.2133 | 16790840.2133 | 1478867.319 | 7598057.1552 | 0 | 61069479.5792 | 86937244.2667 | 5623.4133 | 6.3488 | 9619.0031 | 13693.4133 | 196.0964 | 279.1588
1 | 4700 | 707 | 0.035 | 15 | 15 | 7 | 7.4989e-12 | 0 | Water | Porous | Wet | R600a | MinimizeLCOE_Brownfield | IgnoreSilica | 29.9025 | 18.692 | 2.1019 | 4 | 8479.5581 | 11556.2242 | 172.8673 | 235.5893 | 171.6665 | -8.5741e-05 | 60501762363.6471 | 4066426.4863 | 460488.0461 | 3423925.1353 | 8165542.4182 | 24077.0464 | 441562.1398 | 0 | 6466988.2961 | 16825776.9847 | 11483938.5272 | 51358725.0799 | 3144235.0165 | 16790840.2133 | 16790840.2133 | 1478867.319 | 7598057.1552 | 0 | 71293800.3097 | 97161564.9972 | 7498.9421 | 8.4077 | 8479.5581 | 11556.2242 | 172.8673 | 235.5893
1 | 4700 | 707 | 0.035 | 15 | 15 | 7 | 1e-11 | 0 | Water | Porous | Wet | R600a | MinimizeLCOE_Brownfield | IgnoreSilica | 39.3178 | 24.6972 | 2.7795 | 4 | 7590.6055 | 9917.2548 | 154.7448 | 202.1767 | 172.2902 | -8.61e-05 | 60562947974.8601 | 4955174.2448 | 559660.1092 | 4278762.1158 | 10465657.5818 | 24077.0464 | 527858.3073 | 0 | 8116363.868 | 21117113.8895 | 14412864.1429 | 64457531.3056 | 3144235.0165 | 16790840.2133 | 16790840.2133 | 1478867.319 | 7598057.1552 | 0 | 84392606.5354 | 110260371.2229 | 10000 | 11.118 | 7590.6055 | 9917.2548 | 154.7448 | 202.1767
1 | 4700 | 707 | 0.035 | 15 | 15 | 7 | 1.3335e-11 | 0 | Water | Porous | Wet | R600a | MinimizeLCOE_Brownfield | IgnoreSilica | 51.5562 | 32.5022 | 3.6603 | 4 | 6895.5292 | 8662.309 | 140.5747 | 176.5929 | 172.7562 | -8.6188e-05 | 60486430648.1065 | 6022641.4277 | 678302.8681 | 5330033.8744 | 13473978.128 | 24077.0464 | 630821.2453 | 0 | 10202343.2901 | 26544404.4524 | 18117101.4717 | 81023703.8041 | 3144235.0165 | 16790840.2133 | 16790840.2133 | 1478867.319 | 7598057.1552 | 0 | 100958779.0339 | 126826543.7214 | 13335.2143 | 14.6412 | 6895.5292 | 8662.309 | 140.5747 | 176.5929
1 | 4700 | 707 | 0.035 | 15 | 15 | 7 | 1.7783e-11 | 0 | Water | Porous | Wet | R600a | MinimizeLCOE_Brownfield | IgnoreSilica | 67.1984 | 42.4514 | 4.7826 | 4 | 6361.8027 | 7713.986 | 129.694 | 157.26 | 173.0237 | -8.5924e-05 | 59885951063.9535 | 7282499.4835 | 817741.4434 | 6599528.1984 | 17381653.5575 | 24077.0464 | 752175.7093 | 0 | 12814493.421 | 33340683.2674 | 22755701.4125 | 101768553.5393 | 3144235.0165 | 16790840.2133 | 16790840.2133 | 1478867.319 | 7598057.1552 | 0 | 121703628.7691 | 147571393.4566 | 17782.7941 | 19.1304 | 6361.8027 | 7713.986 | 129.694 | 157.26
1 | 4700 | 707 | 0.035 | 15 | 15 | 7 | 2.3714e-11 | 0 | Water | Porous | Wet | R600a | MinimizeLCOE_Brownfield | IgnoreSilica | 86.6018 | 54.6497 | 6.1557 | 4 | 5991.6788 | 7042.2412 | 122.1485 | 143.5656 | 172.8835 | -8.5033e-05 | 57986489414.7633 | 8717538.4534 | 975887.5715 | 8077366.0338 | 22509485.6138 | 24077.0464 | 892368.1391 | 0 | 16066721.9146 | 41802314.684 | 28530938.7235 | 127596698.1802 | 3144235.0165 | 16790840.2133 | 16790840.2133 | 1478867.319 | 7598057.1552 | 0 | 147531773.41 | 173399538.0975 | 23713.7371 | 24.6228 | 5991.6788 | 7042.2412 | 122.1485 | 143.5656
1 | 4700 | 707 | 0.035 | 15 | 15 | 7 | 3.1623e-11 | 0 | Water | Porous | Wet | R600a | MinimizeLCOE_Brownfield | IgnoreSilica | 92.6233 | 58.3743 | 6.7484 | 4 | 5751.1926 | 6709.4859 | 117.2458 | 136.7819 | 172.7175 | -6.4433e-05 | 60976352870.0941 | 9136867.904 | 1021970.647 | 8514844.9274 | 24222620.4556 | 24077.0464 | 766769.9244 | 0 | 17037988.8529 | 44329352.0231 | 30255693.6329 | 135310185.4137 | 3144235.0165 | 16790840.2133 | 16790840.2133 | 1478867.319 | 7598057.1552 | 0 | 155245260.6435 | 181113025.331 | 31622.7766 | 26.9936 | 5751.1926 | 6709.4859 | 117.2458 | 136.7819
1 | 4700 | 707 | 0.035 | 15 | 15 | 7 | 4.217e-11 | 0 | Water | Porous | Wet | R600a | MinimizeLCOE_Brownfield | IgnoreSilica | 96.8808 | 60.9843 | 7.2093 | 4 | 5570.5245 | 6467.5474 | 113.5627 | 131.8497 | 172.5631 | -4.5827e-05 | 63686542745.6455 | 9426206.2369 | 1053735.431 | 8818083.5369 | 25483309.2626 | 24077.0464 | 623256.9502 | 0 | 17717180.7009 | 46096469.8903 | 31461787.8879 | 140704106.9431 | 3144235.0165 | 16790840.2133 | 16790840.2133 | 1478867.319 | 7598057.1552 | 0 | 160639182.1729 | 186506946.8604 | 42169.6503 | 28.8374 | 5570.5245 | 6467.5474 | 113.5627 | 131.8497
1 | 4700 | 707 | 0.035 | 15 | 15 | 7 | 5.6234e-11 | 0 | Water | Porous | Wet | R600a | MinimizeLCOE_Brownfield | IgnoreSilica | 99.9897 | 62.8765 | 7.5683 | 4 | 5434.638 | 6289.1161 | 110.7924 | 128.2121 | 172.4306 | -3.0126e-05 | 65940165227.1135 | 9633772.5305 | 1076506.6661 | 9036293.5666 | 26434049.4371 | 24077.0464 | 478160.2372 | 0 | 18206315.1987 | 47369097.5184 | 32330382.3939 | 144588654.595 | 3144235.0165 | 16790840.2133 | 16790840.2133 | 1478867.319 | 7598057.1552 | 0 | 164523729.8248 | 190391494.5123 | 56234.1325 | 30.2732 | 5434.638 | 6289.1161 | 110.7924 | 128.2121
1 | 4700 | 707 | 0.035 | 15 | 15 | 7 | 7.4989e-11 | 0 | Water | Porous | Wet | R600a | MinimizeLCOE_Brownfield | IgnoreSilica | 102.148 | 64.1826 | 7.8365 | 4 | 5331.7484 | 6156.978 | 108.6949 | 125.5183 | 172.3282 | -1.725e-05 | 67787662836.0552 | 9776013.3861 | 1092103.4756 | 9186145.9386 | 27111306.7206 | 24077.0464 | 334606.5727 | 0 | 18534458.7246 | 48222859.6611 | 32913092.5994 | 147194664.1249 | 3144235.0165 | 16790840.2133 | 16790840.2133 | 1478867.319 | 7598057.1552 | 0 | 167129739.3547 | 192997504.0422 | 74989.4209 | 31.3461 | 5331.7484 | 6156.978 | 108.6949 | 125.5183
1 | 4700 | 707 | 0.035 | 15 | 15 | 7 | 1e-10 | 0 | Water | Porous | Wet | R600a | MinimizeLCOE_Brownfield | IgnoreSilica | 103.4197 | 64.9485 | 8.0195 | 4 | 5252.4866 | 6058.8913 | 107.079 | 123.5187 | 172.2626 | -6.8326e-06 | 69326390414.573 | 9859045.6875 | 1101205.0033 | 9273739.3001 | 27518700.8957 | 24077.0464 | 186250.3496 | 0 | 18705577.1302 | 48668074.6513 | 33216960.9784 | 148553631.0425 | 3144235.0165 | 16790840.2133 | 16790840.2133 | 1478867.319 | 7598057.1552 | 0 | 168488706.2723 | 194356470.9598 | 100000 | 32.0779 | 5252.4866 | 6058.8913 | 107.079 | 123.5187
1 | 4700 | 707 | 0.035 | 15 | 15 | 7 | 1.3335e-10 | 0 | Water | Porous | Wet | R600a | MinimizeLCOE_Brownfield | IgnoreSilica | 106.7176 | 66.9302 | 8.3238 | 4 | 5185.585 | 5962.5071 | 105.7152 | 121.5538 | 172.0913 | 0.00027772 | 70981121542.25 | 10072616.733 | 1124606.4007 | 9499434.317 | 28587448.8118 | 24077.0464 | 0 | 0 | 19230191.4905 | 50033013.6036 | 34148559.8601 | 152719948.2631 | 3144235.0165 | 16790840.2133 | 16790840.2133 | 1478867.319 | 7598057.1552 | 0 | 172655023.4929 | 198522788.1804 | 133352.1432 | 33.2952 | 5185.585 | 5962.5071 | 105.7152 | 121.5538
1 | 4700 | 707 | 0.035 | 15 | 15 | 7 | 1.7783e-10 | 0 | Water | Porous | Wet | R600a | MinimizeLCOE_Brownfield | IgnoreSilica | 114.1749 | 71.3609 | 8.8748 | 4 | 5174.8337 | 5903.5186 | 105.496 | 120.3512 | 171.6494 | 0.33767 | 73257420631.5448 | 10543769.2796 | 1176200.9851 | 9999264.2936 | 31131799.456 | 24077.0464 | 0 | 0 | 20621293.3137 | 53652375.1933 | 36618848.5155 | 163767628.0833 | 3144235.0165 | 16790840.2133 | 16790840.2133 | 1478867.319 | 7598057.1552 | 0 | 183702703.3131 | 209570468.0006 | 177827.941 | 35.4992 | 5174.8337 | 5903.5186 | 105.496 | 120.3512
1 | 4700 | 707 | 0.035 | 15 | 15 | 7 | 2.3714e-10 | 0 | Water | Porous | Wet | R600a | MinimizeLCOE_Brownfield | IgnoreSilica | 114.0971 | 71.314 | 8.869 | 4 | 5175.0876 | 5904.251 | 105.5012 | 120.3661 | 171.6527 | 0.93746 | 73258052641.4744 | 10538833.122 | 1175660.6679 | 9994014.1796 | 31106509.805 | 24077.0464 | 0 | 0 | 20607246.9801 | 53615829.5147 | 36593905.3389 | 163656076.6546 | 3144235.0165 | 16790840.2133 | 16790840.2133 | 1478867.319 | 7598057.1552 | 0 | 183591151.8844 | 209458916.5719 | 237137.3706 | 35.476 | 5175.0876 | 5904.251 | 105.5012 | 120.3661
1 | 4700 | 707 | 0.035 | 15 | 15 | 7 | 3.1623e-10 | 0 | Water | Porous | Wet | R600a | MinimizeLCOE_Brownfield | IgnoreSilica | 114.0971 | 71.3145 | 8.869 | 4 | 5174.9712 | 5904.1298 | 105.4988 | 120.3637 | 171.6535 | 1.3834 | 73256524204.1758 | 10538881.795 | 1175666.0121 | 9994065.9249 | 31105453.9337 | 24077.0464 | 0 | 0 | 20606876.4377 | 53614865.4393 | 36593247.3377 | 163653133.9267 | 3144235.0165 | 16790840.2133 | 16790840.2133 | 1478867.319 | 7598057.1552 | 0 | 183588209.1565 | 209455973.844 | 316227.766 | 35.4762 | 5174.9712 | 5904.1298 | 105.4988 | 120.3637
1 | 4700 | 707 | 0.035 | 15 | 15 | 7 | 4.217e-10 | 0 | Water | Porous | Wet | R600a | MinimizeLCOE_Brownfield | IgnoreSilica | 114.0776 | 71.3034 | 8.8677 | 4 | 5174.8843 | 5904.1566 | 105.497 | 120.3642 | 171.6554 | 1.7187 | 73258900861.2719 | 10537710.4695 | 1175537.8176 | 9992820.1117 | 31097768.7649 | 24077.0464 | 0 | 0 | 20602886.5419 | 53604484.549 | 36586162.1667 | 163621447.4677 | 3144235.0165 | 16790840.2133 | 16790840.2133 | 1478867.319 | 7598057.1552 | 0 | 183556522.6975 | 209424287.385 | 421696.5034 | 35.4707 | 5174.8843 | 5904.1566 | 105.497 | 120.3642
1 | 4700 | 707 | 0.035 | 15 | 15 | 7 | 5.6234e-10 | 0 | Water | Porous | Wet | R600a | MinimizeLCOE_Brownfield | IgnoreSilica | 114.0823 | 71.3064 | 8.868 | 4 | 5174.8194 | 5904.0612 | 105.4957 | 120.3623 | 171.6555 | 1.9693 | 73257188768.3741 | 10538025.1296 | 1175572.2679 | 9993154.7632 | 31098822.8294 | 24077.0464 | 0 | 0 | 20603564.2942 | 53606247.9213 | 36587365.7046 | 163626829.9565 | 3144235.0165 | 16790840.2133 | 16790840.2133 | 1478867.319 | 7598057.1552 | 0 | 183561905.1863 | 209429669.8738 | 562341.3252 | 35.4721 | 5174.8194 | 5904.0612 | 105.4957 | 120.3623
1 | 4700 | 707 | 0.035 | 15 | 15 | 7 | 7.4989e-10 | 0 | Water | Porous | Wet | R600a | MinimizeLCOE_Brownfield | IgnoreSilica | 114.0823 | 71.3066 | 8.8681 | 4 | 5174.7709 | 5904.0108 | 105.4947 | 120.3612 | 171.6559 | 2.1573 | 73256532560.5596 | 10538045.4036 | 1175574.4939 | 9993176.3167 | 31098383.1883 | 24077.0464 | 0 | 0 | 20603410.0151 | 53605846.5187 | 36587091.739 | 163625604.7216 | 3144235.0165 | 16790840.2133 | 16790840.2133 | 1478867.319 | 7598057.1552 | 0 | 183560679.9514 | 209428444.6389 | 749894.2093 | 35.4722 | 5174.7709 | 5904.0108 | 105.4947 | 120.3612
1 | 4700 | 707 | 0.035 | 15 | 15 | 7 | 1e-09 | 0 | Water | Porous | Wet | R600a | MinimizeLCOE_Brownfield | IgnoreSilica | 114.0823 | 71.3067 | 8.8681 | 4 | 5174.7347 | 5903.973 | 105.494 | 120.3605 | 171.6561 | 2.2983 | 73256038792.3237 | 10538060.5714 | 1175576.1593 | 9993192.4418 | 31098054.2874 | 24077.0464 | 0 | 0 | 20603294.5975 | 53605546.2258 | 36586886.7829 | 163624688.1125 | 3144235.0165 | 16790840.2133 | 16790840.2133 | 1478867.319 | 7598057.1552 | 0 | 183559763.3423 | 209427528.0298 | 1000000 | 35.4723 | 5174.7347 | 5903.973 | 105.494 | 120.3605
1 | 4700 | 707 | 0.035 | 15 | 15 | 7 | 1.3335e-09 | 0 | Water | Porous | Wet | R600a | MinimizeLCOE_Brownfield | IgnoreSilica | 114.0823 | 71.3068 | 8.8681 | 4 | 5174.7075 | 5903.9447 | 105.4934 | 120.3599 | 171.6563 | 2.4041 | 73255667496.5908 | 10538071.9257 | 1175577.406 | 9993204.5127 | 31097808.087 | 24077.0464 | 0 | 0 | 20603208.2013 | 53605321.4407 | 36586733.3625 | 163624001.9822 | 3144235.0165 | 16790840.2133 | 16790840.2133 | 1478867.319 | 7598057.1552 | 0 | 183559077.212 | 209426841.8995 | 1333521.4322 | 35.4724 | 5174.7075 | 5903.9447 | 105.4934 | 120.3599
1 | 4700 | 707 | 0.035 | 15 | 15 | 7 | 1.7783e-09 | 0 | Water | Porous | Wet | R600a | MinimizeLCOE_Brownfield | IgnoreSilica | 114.0628 | 71.2954 | 8.8667 | 4 | 5174.6872 | 5904.0408 | 105.493 | 120.3619 | 171.6577 | 2.4841 | 73258923982.6439 | 10536872.7657 | 1175446.1552 | 9991929.1197 | 31090726.4237 | 24077.0464 | 0 | 0 | 20599430.0891 | 53595491.5678 | 36580024.2722 | 163593997.4397 | 3144235.0165 | 16790840.2133 | 16790840.2133 | 1478867.319 | 7598057.1552 | 0 | 183529072.6695 | 209396837.3571 | 1778279.41 | 35.4667 | 5174.6872 | 5904.0408 | 105.493 | 120.3619
1 | 4700 | 707 | 0.035 | 15 | 15 | 7 | 2.3714e-09 | 0 | Water | Porous | Wet | R600a | MinimizeLCOE_Brownfield | IgnoreSilica | 114.0628 | 71.2955 | 8.8667 | 4 | 5174.6719 | 5904.0249 | 105.4927 | 120.3615 | 171.6578 | 2.5436 | 73258714804.9722 | 10536879.1396 | 1175446.855 | 9991935.8959 | 31090588.248 | 24077.0464 | 0 | 0 | 20599381.6021 | 53595365.4145 | 36579938.17 | 163593612.3715 | 3144235.0165 | 16790840.2133 | 16790840.2133 | 1478867.319 | 7598057.1552 | 0 | 183528687.6013 | 209396452.2888 | 2371373.7057 | 35.4667 | 5174.6719 | 5904.0249 | 105.4927 | 120.3615
1 | 4700 | 707 | 0.035 | 15 | 15 | 7 | 3.1623e-09 | 0 | Water | Porous | Wet | R600a | MinimizeLCOE_Brownfield | IgnoreSilica | 114.0628 | 71.2955 | 8.8667 | 4 | 5174.6605 | 5904.013 | 105.4925 | 120.3613 | 171.6579 | 2.5882 | 73258557705.3385 | 10536883.9159 | 1175447.3795 | 9991940.9735 | 31090484.709 | 24077.0464 | 0 | 0 | 20599345.2694 | 53595270.8844 | 36579873.6513 | 163593323.8293 | 3144235.0165 | 16790840.2133 | 16790840.2133 | 1478867.319 | 7598057.1552 | 0 | 183528399.0591 | 209396163.7466 | 3162277.6602 | 35.4668 | 5174.6605 | 5904.013 | 105.4925 | 120.3613
1 | 4700 | 707 | 0.035 | 15 | 15 | 7 | 4.217e-09 | 0 | Water | Porous | Wet | R600a | MinimizeLCOE_Brownfield | IgnoreSilica | 114.0628 | 71.2956 | 8.8667 | 4 | 5174.6519 | 5904.0041 | 105.4923 | 120.3611 | 171.658 | 2.6216 | 73258439833.1087 | 10536887.4956 | 1175447.7725 | 9991944.7791 | 31090407.1097 | 24077.0464 | 0 | 0 | 20599318.0393 | 53595200.037 | 36579825.2965 | 163593107.576 | 3144235.0165 | 16790840.2133 | 16790840.2133 | 1478867.319 | 7598057.1552 | 0 | 183528182.8058 | 209395947.4933 | 4216965.0343 | 35.4668 | 5174.6519 | 5904.0041 | 105.4923 | 120.3611
1 | 4700 | 707 | 0.035 | 15 | 15 | 7 | 5.6234e-09 | 0 | Water | Porous | Wet | R600a | MinimizeLCOE_Brownfield | IgnoreSilica | 114.0628 | 71.2956 | 8.8667 | 4 | 5174.6455 | 5903.9974 | 105.4921 | 120.361 | 171.658 | 2.6467 | 73258351362.8035 | 10536890.1789 | 1175448.0671 | 9991947.6317 | 31090348.9431 | 24077.0464 | 0 | 0 | 20599297.6282 | 53595146.9316 | 36579789.0509 | 163592945.4778 | 3144235.0165 | 16790840.2133 | 16790840.2133 | 1478867.319 | 7598057.1552 | 0 | 183528020.7076 | 209395785.3952 | 5623413.2519 | 35.4668 | 5174.6455 | 5903.9974 | 105.4921 | 120.361
1 | 4700 | 707 | 0.035 | 15 | 15 | 7 | 7.4989e-09 | 0 | Water | Porous | Wet | R600a | MinimizeLCOE_Brownfield | IgnoreSilica | 114.0628 | 71.2956 | 8.8667 | 4 | 5174.6407 | 5903.9924 | 105.492 | 120.3609 | 171.6581 | 2.6655 | 73258284997.8873 | 10536892.1904 | 1175448.288 | 9991949.7701 | 31090305.3383 | 24077.0464 | 0 | 0 | 20599282.3269 | 53595107.1209 | 36579761.8793 | 163592823.9603 | 3144235.0165 | 16790840.2133 | 16790840.2133 | 1478867.319 | 7598057.1552 | 0 | 183527899.1901 | 209395663.8776 | 7498942.0933 | 35.4668 | 5174.6407 | 5903.9924 | 105.492 | 120.3609
1 | 4700 | 707 | 0.035 | 15 | 15 | 7 | 1e-08 | 0 | Water | Porous | Wet | R600a | MinimizeLCOE_Brownfield | IgnoreSilica | 114.0628 | 71.2956 | 8.8667 | 4 | 5174.6371 | 5903.9887 | 105.492 | 120.3608 | 171.6581 | 2.6796 | 73258235301.0118 | 10536893.6985 | 1175448.4536 | 9991951.3734 | 31090272.647 | 24077.0464 | 0 | 0 | 20599270.8554 | 53595077.2742 | 36579741.5083 | 163592732.8568 | 3144235.0165 | 16790840.2133 | 16790840.2133 | 1478867.319 | 7598057.1552 | 0 | 183527808.0866 | 209395572.7741 | 10000000 | 35.4668 | 5174.6371 | 5903.9887 | 105.492 | 120.3608
1 | 4800 | 707 | 0.035 | 15 | 15 | 7 | 1e-13 | 0 | Water | Porous | Wet | R600a | MinimizeLCOE_Brownfield | IgnoreSilica | 0.71482 | 0.13004 | 0.0017008 | 4 | 3132246.0677 | 7033685.9008 | 63855.0728 | 143391.2009 | 101.3405 | -4.9866e-05 | 8343744701.7755 | 84960.699 | 5214.4823 | 67794.5787 | 52624.9966 | 24077.0464 | 53453.6092 | 0 | 112368.9107 | 292360.8557 | 199542.2914 | 892397.47 | 3144235.0165 | 17272388.9941 | 17272388.9941 | 1478867.319 | 7790676.6675 | 0 | 21309021.4806 | 47850954.4613 | 100 | 0.0068031 | 3132246.0677 | 7033685.9008 | 63855.0728 | 143391.2009
1 | 4800 | 707 | 0.035 | 15 | 15 | 7 | 1.3335e-13 | 0 | Water | Porous | Wet | R600a | MinimizeLCOE_Brownfield | IgnoreSilica | 0.93431 | 0.21304 | 0.0073979 | 4 | 730760.981 | 1627708.4824 | 14897.551 | 33183.0391 | 113.7978 | -5.4191e-05 | 16929144494.5642 | 129008.7783 | 8491.0211 | 99784.5978 | 67671.942 | 24077.0464 | 60865.9241 | 0 | 152060.7308 | 395630.8295 | 270026.1706 | 1207617.0405 | 3144235.0165 | 17272388.9941 | 17272388.9941 | 1478867.319 | 7790676.6675 | 0 | 21624241.0512 | 48166174.0319 | 133.3521 | 0.029591 | 730760.981 | 1627708.4824 | 14897.551 | 33183.0391
1 | 4800 | 707 | 0.035 | 15 | 15 | 7 | 1.7783e-13 | 0 | Water | Porous | Wet | R600a | MinimizeLCOE_Brownfield | IgnoreSilica | 1.2121 | 0.33073 | 0.016984 | 4 | 324310.4312 | 714990.2587 | 6611.5068 | 14576.0435 | 124.8776 | -5.8272e-05 | 25006300204.5763 | 186022.3977 | 13059.7707 | 140815.8181 | 88986.7345 | 24077.0464 | 68893.2536 | 0 | 203523.4582 | 529526.2898 | 361412.5734 | 1616317.3424 | 3144235.0165 | 17272388.9941 | 17272388.9941 | 1478867.319 | 7790676.6675 | 0 | 22032941.353 | 48574874.3337 | 177.8279 | 0.067938 | 324310.4312 | 714990.2587 | 6611.5068 | 14576.0435
1 | 4800 | 707 | 0.035 | 15 | 15 | 7 | 2.3714e-13 | 0 | Water | Porous | Wet | R600a | MinimizeLCOE_Brownfield | IgnoreSilica | 1.5826 | 0.50134 | 0.032394 | 4 | 174294.1388 | 379133.5327 | 3553.2218 | 7729.1499 | 134.8729 | -6.3106e-05 | 32144275346.0159 | 261615.4127 | 19554.5558 | 195085.9357 | 120571.7002 | 24077.0464 | 78885.3614 | 0 | 272918.1047 | 710076.9253 | 484642.0921 | 2167427.1342 | 3144235.0165 | 17272388.9941 | 17272388.9941 | 1478867.319 | 7790676.6675 | 0 | 22584051.1449 | 49125984.1256 | 237.1374 | 0.12957 | 174294.1388 | 379133.5327 | 3553.2218 | 7729.1499
1 | 4800 | 707 | 0.035 | 15 | 15 | 7 | 3.1623e-13 | 0 | Water | Porous | Wet | R600a | MinimizeLCOE_Brownfield | IgnoreSilica | 2.0625 | 0.73598 | 0.055488 | 4 | 104955.4598 | 224540.0531 | 2139.659 | 4577.5527 | 143.3407 | -6.7728e-05 | 38397269146.568 | 357084.5514 | 28337.2065 | 263615.503 | 165720.9822 | 24077.0464 | 90490.1638 | 0 | 362436.9268 | 942986.5374 | 643607.6882 | 2878356.6057 | 3144235.0165 | 17272388.9941 | 17272388.9941 | 1478867.319 | 7790676.6675 | 0 | 23294980.6163 | 49836913.597 | 316.2278 | 0.22195 | 104955.4598 | 224540.0531 | 2139.659 | 4577.5527
1 | 4800 | 707 | 0.035 | 15 | 15 | 7 | 4.217e-13 | 0 | Water | Porous | Wet | R600a | MinimizeLCOE_Brownfield | IgnoreSilica | 2.6692 | 1.0441 | 0.088307 | 4 | 68455.1756 | 143595.847 | 1395.5513 | 2927.3956 | 150.2248 | -7.1102e-05 | 43852292259.048 | 473391.9651 | 39843.8898 | 346781.8008 | 228057.4059 | 24077.0464 | 103050.8966 | 0 | 473929.1718 | 1233066.4887 | 841593.2155 | 3763791.8805 | 3144235.0165 | 17272388.9941 | 17272388.9941 | 1478867.319 | 7790676.6675 | 0 | 24180415.8911 | 50722348.8718 | 421.6965 | 0.35323 | 68455.1756 | 143595.847 | 1395.5513 | 2927.3956
1 | 4800 | 707 | 0.035 | 15 | 15 | 7 | 5.6234e-13 | 0 | Water | Porous | Wet | R600a | MinimizeLCOE_Brownfield | IgnoreSilica | 3.4975 | 1.4677 | 0.13702 | 4 | 46282.0201 | 94707.425 | 943.5216 | 1930.739 | 156.1247 | -7.5156e-05 | 49837893204.6602 | 625775.8531 | 56694.7287 | 452592.1483 | 319616.814 | 24077.0464 | 119601.7558 | 0 | 623359.755 | 1621854.2139 | 1106948.8268 | 4950521.142 | 3144235.0165 | 17272388.9941 | 17272388.9941 | 1478867.319 | 7790676.6675 | 0 | 25367145.1526 | 51909078.1333 | 562.3413 | 0.5481 | 46282.0201 | 94707.425 | 943.5216 | 1930.739
1 | 4800 | 707 | 0.035 | 15 | 15 | 7 | 7.4989e-13 | 0 | Water | Porous | Wet | R600a | MinimizeLCOE_Brownfield | IgnoreSilica | 3.8459 | 1.7426 | 0.1922 | 4 | 34475.832 | 68999.1732 | 702.8365 | 1406.6415 | 157.913 | -6.189e-05 | 803586337682.3629 | 765003.3591 | 89555.7793 | 512861.4894 | 464143.5396 | 24077.0464 | 110224.0762 | 0 | 766687.4631 | 1994763.5097 | 1361467.0837 | 6088783.3465 | 3144235.0165 | 17272388.9941 | 17272388.9941 | 1478867.319 | 7790676.6675 | 0 | 26505407.3571 | 53047340.3378 | 749.8942 | 0.76881 | 34475.832 | 68999.1732 | 702.8365 | 1406.6415
1 | 4800 | 707 | 0.035 | 15 | 15 | 7 | 1e-12 | 0 | Water | Porous | Wet | R600a | MinimizeLCOE_Brownfield | IgnoreSilica | 4.8011 | 2.766 | 0.30529 | 4 | 26241.8926 | 47977.0479 | 534.9765 | 978.077 | 161.5641 | -7.8419e-05 | 61261067274.9708 | 1058624.6169 | 126546.015 | 742024.1277 | 1661123.2425 | 24077.0464 | 142131.6005 | 0 | 1464265.3931 | 3809718.1908 | 2600210.9471 | 11628721.18 | 3144235.0165 | 17272388.9941 | 17272388.9941 | 1478867.319 | 7790676.6675 | 0 | 32045345.1906 | 58587278.1713 | 1000 | 1.2212 | 26241.8926 | 47977.0479 | 534.9765 | 978.077
1 | 4800 | 707 | 0.035 | 15 | 15 | 7 | 1.3335e-12 | 0 | Water | Porous | Wet | R600a | MinimizeLCOE_Brownfield | IgnoreSilica | 6.1849 | 3.6643 | 0.40794 | 4 | 21390.489 | 37656.5176 | 436.0741 | 767.679 | 164.9511 | -8.1133e-05 | 61169927326.8384 | 1288955.3632 | 150398.6562 | 929490.4731 | 2119694.4521 | 24077.0464 | 164785.0435 | 0 | 1824186.4035 | 4746158.8298 | 3239350.9251 | 14487097.1929 | 3144235.0165 | 17272388.9941 | 17272388.9941 | 1478867.319 | 7790676.6675 | 0 | 34903721.2035 | 61445654.1842 | 1333.5214 | 1.6317 | 21390.489 | 37656.5176 | 436.0741 | 767.679
1 | 4800 | 707 | 0.035 | 15 | 15 | 7 | 1.7783e-12 | 0 | Water | Porous | Wet | R600a | MinimizeLCOE_Brownfield | IgnoreSilica | 7.9754 | 4.8275 | 0.54007 | 4 | 17732.2398 | 30018.5885 | 361.4957 | 611.9695 | 167.5904 | -8.29e-05 | 60824365444.6601 | 1562335.6148 | 178823.5928 | 1159221.1527 | 2660482.04 | 24077.0464 | 191129.2755 | 0 | 2252666.8016 | 5860976.9323 | 4000237.1873 | 17889949.6433 | 3144235.0165 | 17272388.9941 | 17272388.9941 | 1478867.319 | 7790676.6675 | 0 | 38306573.6539 | 64848506.6346 | 1778.2794 | 2.1603 | 17732.2398 | 30018.5885 | 361.4957 | 611.9695
1 | 4800 | 707 | 0.035 | 15 | 15 | 7 | 2.3714e-12 | 0 | Water | Porous | Wet | R600a | MinimizeLCOE_Brownfield | IgnoreSilica | 10.3453 | 6.3509 | 0.71216 | 4 | 14730.8737 | 24048.2317 | 300.3088 | 490.2557 | 169.3631 | -8.426e-05 | 59347125177.8849 | 1895178.8601 | 216283.4814 | 1443673.9439 | 3153499.4357 | 24077.0464 | 223948.5765 | 0 | 2713097.9242 | 7058924.2657 | 4817860.8578 | 21546544.3916 | 3144235.0165 | 17272388.9941 | 17272388.9941 | 1478867.319 | 7790676.6675 | 0 | 41963168.4023 | 68505101.3829 | 2371.3737 | 2.8487 | 14730.8737 | 24048.2317 | 300.3088 | 490.2557
1 | 4800 | 707 | 0.035 | 15 | 15 | 7 | 3.1623e-12 | 0 | Water | Porous | Wet | R600a | MinimizeLCOE_Brownfield | IgnoreSilica | 13.5099 | 8.4357 | 0.94879 | 4 | 12236.9774 | 19230.5703 | 249.4673 | 392.0412 | 171.5253 | -8.599e-05 | 66211517882.4035 | 2315661.1452 | 263841.7314 | 1811745.2056 | 3723832.1476 | 24077.0464 | 263412.2256 | 0 | 3277002.1057 | 8526087.2735 | 5819229.7577 | 26024888.6388 | 3144235.0165 | 17272388.9941 | 17272388.9941 | 1478867.319 | 7790676.6675 | 0 | 46441512.6494 | 72983445.6301 | 3162.2777 | 3.7952 | 12236.9774 | 19230.5703 | 249.4673 | 392.0412
1 | 4800 | 707 | 0.035 | 15 | 15 | 7 | 4.217e-12 | 0 | Water | Porous | Wet | R600a | MinimizeLCOE_Brownfield | IgnoreSilica | 17.6905 | 11.1734 | 1.2592 | 4 | 10416.7753 | 15686.386 | 212.3601 | 319.7882 | 172.9977 | -8.7171e-05 | 62354915540.0941 | 2824606.3029 | 321233.807 | 2268545.6528 | 4597926.1344 | 24077.0464 | 311651.7034 | 0 | 4035735.8523 | 10500156.8443 | 7166572.8029 | 32050506.1463 | 3144235.0165 | 17272388.9941 | 17272388.9941 | 1478867.319 | 7790676.6675 | 0 | 52467130.1569 | 79009063.1376 | 4216.965 | 5.0368 | 10416.7753 | 15686.386 | 212.3601 | 319.7882
1 | 4800 | 707 | 0.035 | 15 | 15 | 7 | 5.6234e-12 | 0 | Water | Porous | Wet | R600a | MinimizeLCOE_Brownfield | IgnoreSilica | 23.2152 | 14.7846 | 1.6686 | 4 | 9032.9878 | 13009.7821 | 184.1497 | 265.222 | 174.0662 | -8.7984e-05 | 62551745104.1211 | 3443834.1312 | 390802.9386 | 2838222.1726 | 5805906.3908 | 24077.0464 | 370294.2868 | 0 | 5020523.4169 | 13062372.0798 | 8915337.3494 | 39871369.8125 | 3144235.0165 | 17272388.9941 | 17272388.9941 | 1478867.319 | 7790676.6675 | 0 | 60287993.8232 | 86829926.8038 | 5623.4133 | 6.6742 | 9032.9878 | 13009.7821 | 184.1497 | 265.222
1 | 4800 | 707 | 0.035 | 15 | 15 | 7 | 7.4989e-12 | 0 | Water | Porous | Wet | R600a | MinimizeLCOE_Brownfield | IgnoreSilica | 30.5085 | 19.5532 | 2.2092 | 4 | 7956.72 | 10960.3299 | 162.2085 | 223.4412 | 174.892 | -8.8561e-05 | 62687864875.431 | 4198447.4222 | 475274.2747 | 3549554.1202 | 7420475.4536 | 24077.0464 | 441393.9156 | 0 | 6282596.6707 | 16346027.7995 | 11156499.8504 | 49894346.5534 | 3144235.0165 | 17272388.9941 | 17272388.9941 | 1478867.319 | 7790676.6675 | 0 | 70310970.564 | 96852903.5447 | 7498.9421 | 8.8367 | 7956.72 | 10960.3299 | 162.2085 | 223.4412
1 | 4800 | 707 | 0.035 | 15 | 15 | 7 | 1e-11 | 0 | Water | Porous | Wet | R600a | MinimizeLCOE_Brownfield | IgnoreSilica | 40.0869 | 25.8175 | 2.9194 | 4 | 7113.6142 | 9386.5248 | 145.0206 | 191.357 | 175.5262 | -8.892e-05 | 62755615530.5386 | 5113783.9775 | 577360.3343 | 4433331.7908 | 9552696.4626 | 24077.0464 | 527208.8222 | 0 | 7889098.7891 | 20525816.7727 | 14009291.7107 | 62652665.7063 | 3144235.0165 | 17272388.9941 | 17272388.9941 | 1478867.319 | 7790676.6675 | 0 | 83069289.7169 | 109611222.6976 | 10000 | 11.6775 | 7113.6142 | 9386.5248 | 145.0206 | 191.357
1 | 4800 | 707 | 0.035 | 15 | 15 | 7 | 1.3335e-11 | 0 | Water | Porous | Wet | R600a | MinimizeLCOE_Brownfield | IgnoreSilica | 52.5379 | 33.9589 | 3.8424 | 4 | 6451.7424 | 8178.6593 | 131.5275 | 166.733 | 175.9985 | -8.903e-05 | 62660720445.8671 | 6213375.041 | 699501.9396 | 5520291.9502 | 12336677.9976 | 24077.0464 | 629807.7805 | 0 | 9915255.3845 | 25797460.6121 | 17607296.9525 | 78743744.7044 | 3144235.0165 | 17272388.9941 | 17272388.9941 | 1478867.319 | 7790676.6675 | 0 | 99160368.715 | 125702301.6957 | 13335.2143 | 15.3695 | 6451.7424 | 8178.6593 | 131.5275 | 166.733
1 | 4800 | 707 | 0.035 | 15 | 15 | 7 | 1.7783e-11 | 0 | Water | Porous | Wet | R600a | MinimizeLCOE_Brownfield | IgnoreSilica | 68.4164 | 44.31 | 5.0154 | 4 | 5941.4739 | 7264.4875 | 121.125 | 148.0964 | 176.258 | -8.8739e-05 | 61986260334.8508 | 7508096.8493 | 842699.4459 | 6829683.9702 | 15937609.6409 | 24077.0464 | 750469.2915 | 0 | 12438128.1352 | 32361457.997 | 22087360.0444 | 98779582.4207 | 3144235.0165 | 17272388.9941 | 17272388.9941 | 1478867.319 | 7790676.6675 | 0 | 119196206.4314 | 145738139.4121 | 17782.7941 | 20.0617 | 5941.4739 | 7264.4875 | 121.125 | 148.0964
1 | 4800 | 707 | 0.035 | 15 | 15 | 7 | 2.3714e-11 | 0 | Water | Porous | Wet | R600a | MinimizeLCOE_Brownfield | IgnoreSilica | 88.0459 | 56.9454 | 6.4442 | 4 | 5580.5648 | 6610.2458 | 113.7674 | 134.7588 | 176.0794 | -8.7751e-05 | 59912189523.4214 | 8977007.4941 | 1004482.7606 | 8347685.3345 | 20609518.6315 | 24077.0464 | 889551.4048 | 0 | 15542405.842 | 40438151.815 | 27599869.5347 | 123432749.8634 | 3144235.0165 | 17272388.9941 | 17272388.9941 | 1478867.319 | 7790676.6675 | 0 | 143849373.874 | 170391306.8547 | 23713.7371 | 25.7768 | 5580.5648 | 6610.2458 | 113.7674 | 134.7588
1 | 4800 | 707 | 0.035 | 15 | 15 | 7 | 3.1623e-11 | 0 | Water | Porous | Wet | R600a | MinimizeLCOE_Brownfield | IgnoreSilica | 97.1929 | 62.7206 | 7.245 | 4 | 5352.5985 | 6268.4725 | 109.12 | 127.7913 | 175.7861 | -6.9802e-05 | 61632115680.2927 | 9616831.7577 | 1074736.0946 | 9018346.7826 | 22946116.8869 | 24077.0464 | 810396.2797 | 0 | 16961296.8906 | 44129815.2691 | 30119505.6982 | 134701122.7056 | 3144235.0165 | 17272388.9941 | 17272388.9941 | 1478867.319 | 7790676.6675 | 0 | 155117746.7163 | 181659679.697 | 31622.7766 | 28.9799 | 5352.5985 | 6268.4725 | 109.12 | 127.7913
1 | 4800 | 707 | 0.035 | 15 | 15 | 7 | 4.217e-11 | 0 | Water | Porous | Wet | R600a | MinimizeLCOE_Brownfield | IgnoreSilica | 101.8534 | 65.6239 | 7.7494 | 4 | 5182.5579 | 6038.8179 | 105.6535 | 123.1095 | 175.5791 | -5.0126e-05 | 64238812674.1911 | 9932147.9569 | 1109308.7142 | 9350804.4689 | 24195614.6134 | 24077.0464 | 663575.8566 | 0 | 17657456.176 | 45941078.9276 | 31355730.3628 | 140229794.1227 | 3144235.0165 | 17272388.9941 | 17272388.9941 | 1478867.319 | 7790676.6675 | 0 | 160646418.1334 | 187188351.114 | 42169.6503 | 30.9975 | 5182.5579 | 6038.8179 | 105.6535 | 123.1095
1 | 4800 | 707 | 0.035 | 15 | 15 | 7 | 5.6234e-11 | 0 | Water | Porous | Wet | R600a | MinimizeLCOE_Brownfield | IgnoreSilica | 105.2755 | 67.7372 | 8.1434 | 4 | 5054.4528 | 5869.2823 | 103.0419 | 119.6533 | 175.4027 | -3.3456e-05 | 66424392813.7413 | 10159176.8737 | 1134182.1433 | 9590939.7056 | 25142721.9113 | 24077.0464 | 514380.9625 | 0 | 18160536.6707 | 47249991.1788 | 32249089.8697 | 144225096.3619 | 3144235.0165 | 17272388.9941 | 17272388.9941 | 1478867.319 | 7790676.6675 | 0 | 164641720.3726 | 191183653.3532 | 56234.1325 | 32.5736 | 5054.4528 | 5869.2823 | 103.0419 | 119.6533
1 | 4800 | 707 | 0.035 | 15 | 15 | 7 | 7.4989e-11 | 0 | Water | Porous | Wet | R600a | MinimizeLCOE_Brownfield | IgnoreSilica | 107.6922 | 69.2191 | 8.4406 | 4 | 4957.3741 | 5743.5158 | 101.0628 | 117.0893 | 175.2651 | -1.9759e-05 | 68224512205.2909 | 10317182.8057 | 1151483.983 | 9758437.0414 | 25828776.5407 | 24077.0464 | 367114.237 | 0 | 18504357.9451 | 48144543.6075 | 32859640.2836 | 146955613.4904 | 3144235.0165 | 17272388.9941 | 17272388.9941 | 1478867.319 | 7790676.6675 | 0 | 167372237.5011 | 193914170.4818 | 74989.4209 | 33.7623 | 4957.3741 | 5743.5158 | 101.0628 | 117.0893
1 | 4800 | 707 | 0.035 | 15 | 15 | 7 | 1e-10 | 0 | Water | Porous | Wet | R600a | MinimizeLCOE_Brownfield | IgnoreSilica | 109.1855 | 70.1296 | 8.6477 | 4 | 4882.7129 | 5650.024 | 99.5407 | 115.1834 | 175.1735 | -8.6642e-06 | 69732483193.9402 | 10413784.0047 | 1162058.0529 | 9860988.5453 | 26261302.3098 | 24077.0464 | 217201.5258 | 0 | 18696370.4791 | 48644120.8336 | 33200612.0056 | 148480514.803 | 3144235.0165 | 17272388.9941 | 17272388.9941 | 1478867.319 | 7790676.6675 | 0 | 168897138.8137 | 195439071.7944 | 100000 | 34.5908 | 4882.7129 | 5650.024 | 99.5407 | 115.1834
1 | 4800 | 707 | 0.035 | 15 | 15 | 7 | 1.3335e-10 | 0 | Water | Porous | Wet | R600a | MinimizeLCOE_Brownfield | IgnoreSilica | 110.2721 | 70.7898 | 8.8038 | 4 | 4818.4195 | 5572.126 | 98.23 | 113.5953 | 175.1041 | 0.00012457 | 71419584751.8417 | 10483610.8683 | 1169699.5684 | 9935185.4979 | 26580134.9351 | 24077.0464 | 0 | 0 | 18795156.0873 | 48901140.7224 | 33376033.361 | 149265038.0867 | 3144235.0165 | 17272388.9941 | 17272388.9941 | 1478867.319 | 7790676.6675 | 0 | 169681662.0973 | 196223595.078 | 133352.1432 | 35.2152 | 4818.4195 | 5572.126 | 98.23 | 113.5953
1 | 4800 | 707 | 0.035 | 15 | 15 | 7 | 1.7783e-10 | 0 | Water | Porous | Wet | R600a | MinimizeLCOE_Brownfield | IgnoreSilica | 121.6681 | 77.6363 | 9.6553 | 4 | 4797.958 | 5485.1975 | 97.8129 | 111.8232 | 174.3208 | 0.11533 | 73619016382.8802 | 11197336.5553 | 1247777.5912 | 10696738.3485 | 30070171.3075 | 24077.0464 | 0 | 0 | 20762079.3311 | 54018671.5313 | 36868853.2928 | 164885705.0041 | 3144235.0165 | 17272388.9941 | 17272388.9941 | 1478867.319 | 7790676.6675 | 0 | 185302329.0148 | 211844261.9954 | 177827.941 | 38.6211 | 4797.958 | 5485.1975 | 97.8129 | 111.8232
1 | 4800 | 707 | 0.035 | 15 | 15 | 7 | 2.3714e-10 | 0 | Water | Porous | Wet | R600a | MinimizeLCOE_Brownfield | IgnoreSilica | 121.6 | 77.5942 | 9.65 | 4 | 4798.2704 | 5485.8828 | 97.8192 | 111.8371 | 174.3231 | 0.75221 | 73616845709.6409 | 11193003.4806 | 1247303.9111 | 10692097.6919 | 30051068.7574 | 24077.0464 | 0 | 0 | 20750944.8461 | 53989701.8854 | 36849080.9142 | 164797278.533 | 3144235.0165 | 17272388.9941 | 17272388.9941 | 1478867.319 | 7790676.6675 | 0 | 185213902.5437 | 211755835.5243 | 237137.3706 | 38.6001 | 4798.2704 | 5485.8828 | 97.8192 | 111.8371
1 | 4800 | 707 | 0.035 | 15 | 15 | 7 | 3.1623e-10 | 0 | Water | Porous | Wet | R600a | MinimizeLCOE_Brownfield | IgnoreSilica | 121.5903 | 77.5889 | 9.6494 | 4 | 4798.1968 | 5485.8562 | 97.8177 | 111.8366 | 174.3245 | 1.2265 | 73614479035.3826 | 11192457.7553 | 1247244.2536 | 10691513.2431 | 30047255.9555 | 24077.0464 | 0 | 0 | 20748993.819 | 53984625.7132 | 36845616.3224 | 164781784.1083 | 3144235.0165 | 17272388.9941 | 17272388.9941 | 1478867.319 | 7790676.6675 | 0 | 185198408.119 | 211740341.0997 | 316227.766 | 38.5975 | 4798.1968 | 5485.8562 | 97.8177 | 111.8366
1 | 4800 | 707 | 0.035 | 15 | 15 | 7 | 4.217e-10 | 0 | Water | Porous | Wet | R600a | MinimizeLCOE_Brownfield | IgnoreSilica | 121.5755 | 77.5805 | 9.6483 | 4 | 4798.1421 | 5485.8765 | 97.8166 | 111.837 | 174.3262 | 1.5825 | 73616674058.2146 | 11191586.7675 | 1247149.0389 | 10690580.4587 | 30041952.3897 | 24077.0464 | 0 | 0 | 20746184.8234 | 53977317.2829 | 36840628.1685 | 164759475.976 | 3144235.0165 | 17272388.9941 | 17272388.9941 | 1478867.319 | 7790676.6675 | 0 | 185176099.9866 | 211718032.9673 | 421696.5034 | 38.5933 | 4798.1421 | 5485.8765 | 97.8166 | 111.837
1 | 4800 | 707 | 0.035 | 15 | 15 | 7 | 5.6234e-10 | 0 | Water | Porous | Wet | R600a | MinimizeLCOE_Brownfield | IgnoreSilica | 121.5755 | 77.5807 | 9.6484 | 4 | 4798.1013 | 5485.8336 | 97.8158 | 111.8361 | 174.3266 | 1.849 | 73615327919.9556 | 11191610.5328 | 1247151.6369 | 10690605.9101 | 30041570.3543 | 24077.0464 | 0 | 0 | 20746056.0374 | 53976982.2081 | 36840399.4731 | 164758453.1991 | 3144235.0165 | 17272388.9941 | 17272388.9941 | 1478867.319 | 7790676.6675 | 0 | 185175077.2097 | 211717010.1904 | 562341.3252 | 38.5934 | 4798.1013 | 5485.8336 | 97.8158 | 111.8361
1 | 4800 | 707 | 0.035 | 15 | 15 | 7 | 7.4989e-10 | 0 | Water | Porous | Wet | R600a | MinimizeLCOE_Brownfield | IgnoreSilica | 121.5755 | 77.5809 | 9.6484 | 4 | 4798.0709 | 5485.8017 | 97.8152 | 111.8355 | 174.3269 | 2.0488 | 73614314262.625 | 11191628.2671 | 1247153.5756 | 10690624.9025 | 30041285.2813 | 24077.0464 | 0 | 0 | 20745959.9384 | 53976732.1781 | 36840228.8225 | 164757690.0118 | 3144235.0165 | 17272388.9941 | 17272388.9941 | 1478867.319 | 7790676.6675 | 0 | 185174314.0224 | 211716247.0031 | 749894.2093 | 38.5935 | 4798.0709 | 5485.8017 | 97.8152 | 111.8355
1 | 4800 | 707 | 0.035 | 15 | 15 | 7 | 1e-09 | 0 | Water | Porous | Wet | R600a | MinimizeLCOE_Brownfield | IgnoreSilica | 121.5755 | 77.581 | 9.6484 | 4 | 4798.0482 | 5485.7778 | 97.8147 | 111.835 | 174.3271 | 2.1986 | 73613551903.1634 | 11191641.5168 | 1247155.024 | 10690639.0923 | 30041072.3009 | 24077.0464 | 0 | 0 | 20745888.1423 | 53976545.3796 | 36840101.3287 | 164757119.8309 | 3144235.0165 | 17272388.9941 | 17272388.9941 | 1478867.319 | 7790676.6675 | 0 | 185173743.8415 | 211715676.8222 | 1000000 | 38.5936 | 4798.0482 | 5485.7778 | 97.8147 | 111.835
1 | 4800 | 707 | 0.035 | 15 | 15 | 7 | 1.3335e-09 | 0 | Water | Porous | Wet | R600a | MinimizeLCOE_Brownfield | IgnoreSilica | 121.5561 | 77.5696 | 9.647 | 4 | 4798.0312 | 5485.862 | 97.8144 | 111.8367 | 174.3287 | 2.3118 | 73616964962.9487 | 11190466.3787 | 1247026.5599 | 10689380.5906 | 30034625.1248 | 24077.0464 | 0 | 0 | 20742374.5231 | 53967403.6631 | 36833861.9193 | 164729215.8058 | 3144235.0165 | 17272388.9941 | 17272388.9941 | 1478867.319 | 7790676.6675 | 0 | 185145839.8164 | 211687772.7971 | 1333521.4322 | 38.5879 | 4798.0312 | 5485.862 | 97.8144 | 111.8367
1 | 4800 | 707 | 0.035 | 15 | 15 | 7 | 1.7783e-09 | 0 | Water | Porous | Wet | R600a | MinimizeLCOE_Brownfield | IgnoreSilica | 121.5561 | 77.5696 | 9.647 | 4 | 4798.0184 | 5485.8486 | 97.8141 | 111.8364 | 174.3289 | 2.396 | 73616534865.3777 | 11190473.8006 | 1247027.3712 | 10689388.539 | 30034505.8515 | 24077.0464 | 0 | 0 | 20742334.3174 | 53967299.0561 | 36833790.5229 | 164728896.505 | 3144235.0165 | 17272388.9941 | 17272388.9941 | 1478867.319 | 7790676.6675 | 0 | 185145520.5157 | 211687453.4963 | 1778279.41 | 38.5879 | 4798.0184 | 5485.8486 | 97.8141 | 111.8364
1 | 4800 | 707 | 0.035 | 15 | 15 | 7 | 2.3714e-09 | 0 | Water | Porous | Wet | R600a | MinimizeLCOE_Brownfield | IgnoreSilica | 121.5561 | 77.5697 | 9.647 | 4 | 4798.0089 | 5485.8386 | 97.8139 | 111.8362 | 174.3289 | 2.4592 | 73616212163.4775 | 11190479.3575 | 1247027.9787 | 10689394.4901 | 30034416.5503 | 24077.0464 | 0 | 0 | 20742304.215 | 53967220.7358 | 36833737.0676 | 164728657.4414 | 3144235.0165 | 17272388.9941 | 17272388.9941 | 1478867.319 | 7790676.6675 | 0 | 185145281.452 | 211687214.4327 | 2371373.7057 | 38.5879 | 4798.0089 | 5485.8386 | 97.8139 | 111.8362
1 | 4800 | 707 | 0.035 | 15 | 15 | 7 | 3.1623e-09 | 0 | Water | Porous | Wet | R600a | MinimizeLCOE_Brownfield | IgnoreSilica | 121.5561 | 77.5697 | 9.647 | 4 | 4798.0018 | 5485.8311 | 97.8138 | 111.8361 | 174.329 | 2.5066 | 73615970043.6477 | 11190483.5198 | 1247028.4337 | 10689398.9475 | 30034349.6632 | 24077.0464 | 0 | 0 | 20742281.6681 | 53967162.0735 | 36833697.0294 | 164728478.3816 | 3144235.0165 | 17272388.9941 | 17272388.9941 | 1478867.319 | 7790676.6675 | 0 | 185145102.3923 | 211687035.3729 | 3162277.6602 | 38.588 | 4798.0018 | 5485.8311 | 97.8138 | 111.8361
1 | 4800 | 707 | 0.035 | 15 | 15 | 7 | 4.217e-09 | 0 | Water | Porous | Wet | R600a | MinimizeLCOE_Brownfield | IgnoreSilica | 121.5561 | 77.5698 | 9.647 | 4 | 4797.9964 | 5485.8255 | 97.8136 | 111.836 | 174.3291 | 2.5421 | 73615788163.7202 | 11190486.6382 | 1247028.7746 | 10689402.2872 | 30034299.5495 | 24077.0464 | 0 | 0 | 20742264.7754 | 53967118.1221 | 36833667.0317 | 164728344.2252 | 3144235.0165 | 17272388.9941 | 17272388.9941 | 1478867.319 | 7790676.6675 | 0 | 185144968.2358 | 211686901.2165 | 4216965.0343 | 38.588 | 4797.9964 | 5485.8255 | 97.8136 | 111.836
1 | 4800 | 707 | 0.035 | 15 | 15 | 7 | 5.6234e-09 | 0 | Water | Porous | Wet | R600a | MinimizeLCOE_Brownfield | IgnoreSilica | 121.5561 | 77.5698 | 9.647 | 4 | 4797.9924 | 5485.8213 | 97.8136 | 111.8359 | 174.3291 | 2.5688 | 73615651665.7093 | 11190488.9752 | 1247029.0301 | 10689404.79 | 30034261.9946 | 24077.0464 | 0 | 0 | 20742252.1161 | 53967085.1852 | 36833644.5516 | 164728243.6893 | 3144235.0165 | 17272388.9941 | 17272388.9941 | 1478867.319 | 7790676.6675 | 0 | 185144867.6999 | 211686800.6806 | 5623413.2519 | 38.588 | 4797.9924 | 5485.8213 | 97.8136 | 111.8359
1 | 4800 | 707 | 0.035 | 15 | 15 | 7 | 7.4989e-09 | 0 | Water | Porous | Wet | R600a | MinimizeLCOE_Brownfield | IgnoreSilica | 121.5561 | 77.5698 | 9.647 | 4 | 4797.9894 | 5485.8181 | 97.8135 | 111.8358 | 174.3291 | 2.5888 | 73615549421.0188 | 11190490.7268 | 1247029.2216 | 10689406.6658 | 30034233.8466 | 24077.0464 | 0 | 0 | 20742242.6278 | 53967060.4985 | 36833627.7024 | 164728168.3358 | 3144235.0165 | 17272388.9941 | 17272388.9941 | 1478867.319 | 7790676.6675 | 0 | 185144792.3464 | 211686725.3271 | 7498942.0933 | 38.588 | 4797.9894 | 5485.8181 | 97.8135 | 111.8358
1 | 4800 | 707 | 0.035 | 15 | 15 | 7 | 1e-08 | 0 | Water | Porous | Wet | R600a | MinimizeLCOE_Brownfield | IgnoreSilica | 121.5561 | 77.5698 | 9.647 | 4 | 4797.9871 | 5485.8158 | 97.8135 | 111.8358 | 174.3291 | 2.6037 | 73615472563.645 | 11190492.0398 | 1247029.3651 | 10689408.072 | 30034212.7464 | 24077.0464 | 0 | 0 | 20742235.5152 | 53967041.993 | 36833615.072 | 164728111.8499 | 3144235.0165 | 17272388.9941 | 17272388.9941 | 1478867.319 | 7790676.6675 | 0 | 185144735.8605 | 211686668.8412 | 10000000 | 38.588 | 4797.9871 | 5485.8158 | 97.8135 | 111.8358
1 | 4900 | 707 | 0.035 | 15 | 15 | 7 | 1e-13 | 0 | Water | Porous | Wet | R600a | MinimizeLCOE_Brownfield | IgnoreSilica | 0.74909 | 0.1445 | 0.0025435 | 4 | 2148154.3974 | 4823976.3896 | 43793.033 | 98343.2836 | 104.4149 | -5.2152e-05 | 10394526860.2489 | 93210.1409 | 5818.5063 | 73607.6787 | 55182.2914 | 24077.0464 | 55371.8128 | 0 | 119834.3158 | 311784.3084 | 212799.197 | 951685.2976 | 3144235.0165 | 17759797.8658 | 17759797.8658 | 1478867.319 | 7985640.2162 | 0 | 21855718.1799 | 49080023.581 | 100 | 0.010174 | 2148154.3974 | 4823976.3896 | 43793.033 | 98343.2836
1 | 4900 | 707 | 0.035 | 15 | 15 | 7 | 1.3335e-13 | 0 | Water | Porous | Wet | R600a | MinimizeLCOE_Brownfield | IgnoreSilica | 0.97321 | 0.23324 | 0.009013 | 4 | 615394.1742 | 1370531.1169 | 12545.6426 | 27940.1306 | 116.7658 | -5.6348e-05 | 19404675348.5701 | 139702.1917 | 9349.9162 | 107071.511 | 71182.5092 | 24077.0464 | 62611.3976 | 0 | 161457.8832 | 420080.2924 | 286713.4314 | 1282246.1792 | 3144235.0165 | 17759797.8658 | 17759797.8658 | 1478867.319 | 7985640.2162 | 0 | 22186279.0615 | 49410584.4626 | 133.3521 | 0.036052 | 615394.1742 | 1370531.1169 | 12545.6426 | 27940.1306
1 | 4900 | 707 | 0.035 | 15 | 15 | 7 | 1.7783e-13 | 0 | Water | Porous | Wet | R600a | MinimizeLCOE_Brownfield | IgnoreSilica | 1.251 | 0.35588 | 0.019553 | 4 | 289033.5371 | 637124.4992 | 5892.3396 | 12988.6447 | 127.5994 | -5.9849e-05 | 27913764076.0678 | 198568.1924 | 14168.9087 | 149047.9885 | 93427.3806 | 24077.0464 | 70026.9567 | 0 | 214233.4246 | 557391.4254 | 380431.1011 | 1701372.4242 | 3144235.0165 | 17759797.8658 | 17759797.8658 | 1478867.319 | 7985640.2162 | 0 | 22605405.3065 | 49829710.7076 | 177.8279 | 0.07821 | 289033.5371 | 637124.4992 | 5892.3396 | 12988.6447
1 | 4900 | 707 | 0.035 | 15 | 15 | 7 | 2.3714e-13 | 0 | Water | Porous | Wet | R600a | MinimizeLCOE_Brownfield | IgnoreSilica | 1.6215 | 0.53316 | 0.036304 | 4 | 159569.1965 | 347041.4663 | 3253.0339 | 7074.9097 | 137.4745 | -6.4276e-05 | 35556253682.4225 | 276739.2783 | 21044.8837 | 204557.0944 | 126508.5887 | 24077.0464 | 79415.58 | 0 | 285613.5638 | 743107.9057 | 507186.415 | 2268250.356 | 3144235.0165 | 17759797.8658 | 17759797.8658 | 1478867.319 | 7985640.2162 | 0 | 23172283.2383 | 50396588.6394 | 237.1374 | 0.14522 | 159569.1965 | 347041.4663 | 3253.0339 | 7074.9097
1 | 4900 | 707 | 0.035 | 15 | 15 | 7 | 3.1623e-13 | 0 | Water | Porous | Wet | R600a | MinimizeLCOE_Brownfield | IgnoreSilica | 2.1162 | 0.78427 | 0.061975 | 4 | 96534.943 | 206354.5539 | 1967.9954 | 4206.8167 | 146.129 | -6.9362e-05 | 42475258431.2242 | 378862.2249 | 30732.6248 | 276771.3227 | 175640.0888 | 24077.0464 | 91234.2902 | 0 | 381153.8632 | 991684.1665 | 676844.8207 | 3027000.4482 | 3144235.0165 | 17759797.8658 | 17759797.8658 | 1478867.319 | 7985640.2162 | 0 | 23931033.3305 | 51155338.7316 | 316.2278 | 0.2479 | 96534.943 | 206354.5539 | 1967.9954 | 4206.8167
1 | 4900 | 707 | 0.035 | 15 | 15 | 7 | 4.217e-13 | 0 | Water | Porous | Wet | R600a | MinimizeLCOE_Brownfield | IgnoreSilica | 2.7424 | 1.1129 | 0.098646 | 4 | 63058.6167 | 132053.625 | 1285.5352 | 2692.0918 | 153.1517 | -7.3325e-05 | 48865556868.0845 | 504139.3582 | 43775.7238 | 363962.9173 | 244190.383 | 24077.0464 | 104176.0079 | 0 | 500885.3603 | 1303200.9617 | 889461.4345 | 3977869.1931 | 3144235.0165 | 17759797.8658 | 17759797.8658 | 1478867.319 | 7985640.2162 | 0 | 24881902.0754 | 52106207.4765 | 421.6965 | 0.39458 | 63058.6167 | 132053.625 | 1285.5352 | 2692.0918
1 | 4900 | 707 | 0.035 | 15 | 15 | 7 | 5.6234e-13 | 0 | Water | Porous | Wet | R600a | MinimizeLCOE_Brownfield | IgnoreSilica | 3.3855 | 1.5563 | 0.16737 | 4 | 39668.8211 | 80334.2147 | 808.7026 | 1637.7216 | 157.9232 | -7.4339e-05 | 903684902806.2336 | 706940.1937 | 83113.7703 | 468493.0625 | 428120.4232 | 24077.0464 | 114451.9034 | 0 | 711826.5958 | 1852026.7866 | 1264046.3372 | 5653096.119 | 3144235.0165 | 17759797.8658 | 17759797.8658 | 1478867.319 | 7985640.2162 | 0 | 26557129.0013 | 53781434.4024 | 562.3413 | 0.66947 | 39668.8211 | 80334.2147 | 808.7026 | 1637.7216
1 | 4900 | 707 | 0.035 | 15 | 15 | 7 | 7.4989e-13 | 0 | Water | Porous | Wet | R600a | MinimizeLCOE_Brownfield | IgnoreSilica | 3.8459 | 2.1951 | 0.24147 | 4 | 31618.7162 | 59804.3772 | 644.5903 | 1219.1931 | 160.4411 | -7.7735e-05 | 63034590954.9381 | 899938.0002 | 108396.9633 | 616679.0322 | 1337639.3922 | 24077.0464 | 124488.2189 | 0 | 1213375.2748 | 3156953.5675 | 2154685.6787 | 9636233.1742 | 3144235.0165 | 17759797.8658 | 17759797.8658 | 1478867.319 | 7985640.2162 | 0 | 30540266.0565 | 57764571.4576 | 749.8942 | 0.96589 | 31618.7162 | 59804.3772 | 644.5903 | 1219.1931
1 | 4900 | 707 | 0.035 | 15 | 15 | 7 | 1e-12 | 0 | Water | Porous | Wet | R600a | MinimizeLCOE_Brownfield | IgnoreSilica | 4.9131 | 2.902 | 0.32312 | 4 | 25402.8957 | 46466.356 | 517.8724 | 947.2795 | 164.5826 | -8.0637e-05 | 62975112462.249 | 1094237.3395 | 128103.8881 | 771264.9444 | 1691157.6687 | 24077.0464 | 142618.9828 | 0 | 1502069.3493 | 3908076.33 | 2667342.3982 | 11928947.9473 | 3144235.0165 | 17759797.8658 | 17759797.8658 | 1478867.319 | 7985640.2162 | 0 | 32832980.8297 | 60057286.2307 | 1000 | 1.2925 | 25402.8957 | 46466.356 | 517.8724 | 947.2795
1 | 4900 | 707 | 0.035 | 15 | 15 | 7 | 1.3335e-12 | 0 | Water | Porous | Wet | R600a | MinimizeLCOE_Brownfield | IgnoreSilica | 6.3164 | 3.8358 | 0.42956 | 4 | 20671.4847 | 36515.7557 | 421.4162 | 744.4231 | 167.9978 | -8.3336e-05 | 62797636367.0566 | 1328572.785 | 151959.7258 | 964469.8907 | 2084654.5705 | 24077.0464 | 164832.8019 | 0 | 1840241.0599 | 4787929.7525 | 3267860.4382 | 14614598.0707 | 3144235.0165 | 17759797.8658 | 17759797.8658 | 1478867.319 | 7985640.2162 | 0 | 35518630.953 | 62742936.3541 | 1333.5214 | 1.7182 | 20671.4847 | 36515.7557 | 421.4162 | 744.4231
1 | 4900 | 707 | 0.035 | 15 | 15 | 7 | 1.7783e-12 | 0 | Water | Porous | Wet | R600a | MinimizeLCOE_Brownfield | IgnoreSilica | 8.1682 | 5.0673 | 0.56942 | 4 | 16744.5008 | 28697.2502 | 341.3593 | 585.0323 | 170.6967 | -8.5661e-05 | 62888916593.7871 | 1616302.2719 | 184669.7652 | 1205094.7015 | 2342180.4762 | 24077.0464 | 192042.6229 | 0 | 2170103.0848 | 5646163.0772 | 3853622.3172 | 17234255.3632 | 3144235.0165 | 17759797.8658 | 17759797.8658 | 1478867.319 | 7985640.2162 | 0 | 38138288.2455 | 65362593.6466 | 1778.2794 | 2.2777 | 16744.5008 | 28697.2502 | 341.3593 | 585.0323
1 | 4900 | 707 | 0.035 | 15 | 15 | 7 | 2.3714e-12 | 0 | Water | Porous | Wet | R600a | MinimizeLCOE_Brownfield | IgnoreSilica | 10.5622 | 6.6414 | 0.74827 | 4 | 13956.8654 | 23052.6314 | 284.5296 | 469.9591 | 172.4221 | -8.6728e-05 | 61208639783.8003 | 1955939.8381 | 223180.0448 | 1496257.0512 | 2814758.5375 | 24077.0464 | 223984.6781 | 0 | 2627896.9065 | 6837248.6949 | 4666562.7257 | 20869905.5232 | 3144235.0165 | 17759797.8658 | 17759797.8658 | 1478867.319 | 7985640.2162 | 0 | 41773938.4055 | 68998243.8066 | 2371.3737 | 2.9931 | 13956.8654 | 23052.6314 | 284.5296 | 469.9591
1 | 4900 | 707 | 0.035 | 15 | 15 | 7 | 3.1623e-12 | 0 | Water | Porous | Wet | R600a | MinimizeLCOE_Brownfield | IgnoreSilica | 13.807 | 8.8407 | 0.99904 | 4 | 11601.6413 | 18414.2275 | 236.5152 | 375.3989 | 174.7684 | -8.8853e-05 | 65491203124.1552 | 2393669.3818 | 272666.1065 | 1880993.713 | 3384591.36 | 24077.0464 | 263603.3429 | 0 | 3205644.3707 | 8340429.0845 | 5692514.2288 | 25458188.6346 | 3144235.0165 | 17759797.8658 | 17759797.8658 | 1478867.319 | 7985640.2162 | 0 | 46362221.5169 | 73586526.9179 | 3162.2777 | 3.9962 | 11601.6413 | 18414.2275 | 236.5152 | 375.3989
1 | 4900 | 707 | 0.035 | 15 | 15 | 7 | 4.217e-12 | 0 | Water | Porous | Wet | R600a | MinimizeLCOE_Brownfield | IgnoreSilica | 18.0654 | 11.6938 | 1.3239 | 4 | 9896.4797 | 15037.3533 | 201.7531 | 306.5568 | 176.1881 | -9.0034e-05 | 64557639194.8032 | 2917077.0847 | 331658.6351 | 2352690.0901 | 4234528.4361 | 24077.0464 | 311668.2825 | 0 | 3966962.8342 | 10321223.5586 | 7044447.1587 | 31504333.1262 | 3144235.0165 | 17759797.8658 | 17759797.8658 | 1478867.319 | 7985640.2162 | 0 | 52408366.0085 | 79632671.4096 | 4216.965 | 5.2957 | 9896.4797 | 15037.3533 | 201.7531 | 306.5568
1 | 4900 | 707 | 0.035 | 15 | 15 | 7 | 5.6234e-12 | 0 | Water | Porous | Wet | R600a | MinimizeLCOE_Brownfield | IgnoreSilica | 23.7022 | 15.4702 | 1.7539 | 4 | 8577.9953 | 12458.6266 | 174.874 | 253.986 | 177.2745 | -9.0936e-05 | 64757294850.7443 | 3556229.9303 | 403429.3482 | 2943029.6842 | 5383366.1078 | 24077.0464 | 370234.0092 | 0 | 4945342.7892 | 12866767.5081 | 8781833.2099 | 39274309.6332 | 3144235.0165 | 17759797.8658 | 17759797.8658 | 1478867.319 | 7985640.2162 | 0 | 60178342.5155 | 87402647.9166 | 5623.4133 | 7.0154 | 8577.9953 | 12458.6266 | 174.874 | 253.986
1 | 4900 | 707 | 0.035 | 15 | 15 | 7 | 7.4989e-12 | 0 | Water | Porous | Wet | R600a | MinimizeLCOE_Brownfield | IgnoreSilica | 31.1347 | 20.4511 | 2.3211 | 4 | 7549.0677 | 10481.3612 | 153.898 | 213.6767 | 178.1138 | -9.1554e-05 | 64899222620.7643 | 4334326.5738 | 490484.1993 | 3679355.1734 | 6910490.7231 | 24077.0464 | 441080.1891 | 0 | 6193127.4229 | 16113247.1694 | 10997622.2872 | 49183810.7845 | 3144235.0165 | 17759797.8658 | 17759797.8658 | 1478867.319 | 7985640.2162 | 0 | 70087843.6669 | 97312149.0679 | 7498.9421 | 9.2843 | 7549.0677 | 10481.3612 | 153.898 | 213.6767
1 | 4900 | 707 | 0.035 | 15 | 15 | 7 | 1e-11 | 0 | Water | Porous | Wet | R600a | MinimizeLCOE_Brownfield | IgnoreSilica | 40.8789 | 26.9827 | 3.065 | 4 | 6741.265 | 8961.8157 | 137.4298 | 182.6987 | 178.7577 | -9.1904e-05 | 64974602604.0453 | 5276683.4552 | 595522.3941 | 4592688.6656 | 8920099.8762 | 24077.0464 | 526315.7008 | 0 | 7774800.9839 | 20228437.3292 | 13806324.13 | 61744949.5814 | 3144235.0165 | 17759797.8658 | 17759797.8658 | 1478867.319 | 7985640.2162 | 0 | 82648982.4637 | 109873287.8648 | 10000 | 12.2602 | 6741.265 | 8961.8157 | 137.4298 | 182.6987
1 | 4900 | 707 | 0.035 | 15 | 15 | 7 | 1.3335e-11 | 0 | Water | Porous | Wet | R600a | MinimizeLCOE_Brownfield | IgnoreSilica | 53.5442 | 35.4702 | 4.0316 | 4 | 6105.5171 | 7793.701 | 124.4692 | 158.8851 | 179.2353 | -9.2027e-05 | 64860091606.3526 | 6408782.5692 | 721186.9109 | 5715957.0889 | 11541793.1731 | 24077.0464 | 628417.4309 | 0 | 9765683.5456 | 25408305.3684 | 17341690.5024 | 77555893.6357 | 3144235.0165 | 17759797.8658 | 17759797.8658 | 1478867.319 | 7985640.2162 | 0 | 98459926.5181 | 125684231.9191 | 13335.2143 | 16.1264 | 6105.5171 | 7793.701 | 124.4692 | 158.8851
1 | 4900 | 707 | 0.035 | 15 | 15 | 7 | 1.7783e-11 | 0 | Water | Porous | Wet | R600a | MinimizeLCOE_Brownfield | IgnoreSilica | 69.6468 | 46.2239 | 5.2559 | 4 | 5614.3243 | 6909.2695 | 114.4556 | 140.8548 | 179.4845 | -9.1675e-05 | 64109998675.4864 | 7737596.0016 | 868061.2686 | 7064669.7751 | 14917251.7726 | 24077.0464 | 748004.6998 | 0 | 12230267.6199 | 31820647.5743 | 21718245.8184 | 97128821.5765 | 3144235.0165 | 17759797.8658 | 17759797.8658 | 1478867.319 | 7985640.2162 | 0 | 118032854.4589 | 145257159.8599 | 17782.7941 | 21.0235 | 5614.3243 | 6909.2695 | 114.4556 | 140.8548
1 | 4900 | 707 | 0.035 | 15 | 15 | 7 | 2.3714e-11 | 0 | Water | Porous | Wet | R600a | MinimizeLCOE_Brownfield | IgnoreSilica | 89.5152 | 59.3119 | 6.7422 | 4 | 5262.7979 | 6272.2778 | 107.2893 | 127.8689 | 179.2641 | -9.0603e-05 | 61849747943.2262 | 9241366.7972 | 1033577.1971 | 8624062.836 | 19266204.7809 | 24077.0464 | 886130.5808 | 0 | 15239413.5029 | 39649827.9011 | 27061822.265 | 121026482.9072 | 3144235.0165 | 17759797.8658 | 17759797.8658 | 1478867.319 | 7985640.2162 | 0 | 141930515.7896 | 169154821.1906 | 23713.7371 | 26.9686 | 5262.7979 | 6272.2778 | 107.2893 | 127.8689
1 | 4900 | 707 | 0.035 | 15 | 15 | 7 | 3.1623e-11 | 0 | Water | Porous | Wet | R600a | MinimizeLCOE_Brownfield | IgnoreSilica | 101.3929 | 66.9609 | 7.7339 | 4 | 5043.6303 | 5923.6574 | 102.8212 | 120.7618 | 178.8271 | -7.4999e-05 | 62365591552.3984 | 10076097.1593 | 1125160.7533 | 9502884.642 | 22051347.6082 | 24077.0464 | 847632.8694 | 0 | 17014608.0307 | 44268519.9198 | 30214174.4724 | 135124502.5014 | 3144235.0165 | 17759797.8658 | 17759797.8658 | 1478867.319 | 7985640.2162 | 0 | 156028535.3837 | 183252840.7847 | 31622.7766 | 30.9358 | 5043.6303 | 5923.6574 | 102.8212 | 120.7618
1 | 4900 | 707 | 0.035 | 15 | 15 | 7 | 4.217e-11 | 0 | Water | Porous | Wet | R600a | MinimizeLCOE_Brownfield | IgnoreSilica | 106.3692 | 70.1095 | 8.2754 | 4 | 4882.8823 | 5705.332 | 99.5442 | 116.3109 | 178.5671 | -5.4213e-05 | 64867236756.9047 | 10411750.8435 | 1161923.9214 | 9858709.901 | 23282053.3048 | 24077.0464 | 697424.552 | 0 | 17720016.432 | 46103847.8808 | 31466823.518 | 140726627.3998 | 3144235.0165 | 17759797.8658 | 17759797.8658 | 1478867.319 | 7985640.2162 | 0 | 161630660.2822 | 188854965.6832 | 42169.6503 | 33.1015 | 4882.8823 | 5705.332 | 99.5442 | 116.3109
1 | 4900 | 707 | 0.035 | 15 | 15 | 7 | 5.6234e-11 | 0 | Water | Porous | Wet | R600a | MinimizeLCOE_Brownfield | IgnoreSilica | 110.0675 | 72.4255 | 8.701 | 4 | 4761.6149 | 5543.832 | 97.072 | 113.0185 | 178.3452 | -3.6589e-05 | 66968588200.9454 | 10655924.2285 | 1188646.8168 | 10118397.714 | 24225508.1714 | 24077.0464 | 544783.236 | 0 | 18235361.5131 | 47444670.07 | 32381962.2133 | 144819331.0094 | 3144235.0165 | 17759797.8658 | 17759797.8658 | 1478867.319 | 7985640.2162 | 0 | 165723363.8917 | 192947669.2927 | 56234.1325 | 34.804 | 4761.6149 | 5543.832 | 97.072 | 113.0185
1 | 4900 | 707 | 0.035 | 15 | 15 | 7 | 7.4989e-11 | 0 | Water | Porous | Wet | R600a | MinimizeLCOE_Brownfield | IgnoreSilica | 112.7035 | 74.0626 | 9.0235 | 4 | 4669.6426 | 5423.901 | 95.197 | 110.5736 | 178.1716 | -2.2081e-05 | 68710185010.6481 | 10827195.9993 | 1207380.8113 | 10300965.1617 | 24915053.7846 | 24077.0464 | 394232.6177 | 0 | 18590873.1142 | 48369638.3307 | 33013272.0574 | 147642688.9232 | 3144235.0165 | 17759797.8658 | 17759797.8658 | 1478867.319 | 7985640.2162 | 0 | 168546721.8055 | 195771027.2066 | 74989.4209 | 36.0941 | 4669.6426 | 5423.901 | 95.197 | 110.5736
1 | 4900 | 707 | 0.035 | 15 | 15 | 7 | 1e-10 | 0 | Water | Porous | Wet | R600a | MinimizeLCOE_Brownfield | IgnoreSilica | 114.3601 | 75.0846 | 9.25 | 4 | 4598.9614 | 5334.7513 | 93.756 | 108.7561 | 178.0545 | -1.0305e-05 | 70185638170.6022 | 10933572.3407 | 1219012.0588 | 10414526.351 | 25357072.9184 | 24077.0464 | 242188.7643 | 0 | 18794275.297 | 48898849.0868 | 33374469.2726 | 149258043.1359 | 3144235.0165 | 17759797.8658 | 17759797.8658 | 1478867.319 | 7985640.2162 | 0 | 170162076.0182 | 197386381.4192 | 100000 | 37.0001 | 4598.9614 | 5334.7513 | 93.756 | 108.7561
1 | 4900 | 707 | 0.035 | 15 | 15 | 7 | 1.3335e-10 | 0 | Water | Porous | Wet | R600a | MinimizeLCOE_Brownfield | IgnoreSilica | 113.7675 | 74.714 | 9.2918 | 4 | 4538.3859 | 5270.8646 | 92.5211 | 107.4537 | 178.0871 | 0.00093761 | 75753067696.0627 | 10895044.5462 | 1214799.2031 | 10373382.2539 | 25204585.1178 | 24077.0464 | 0 | 0 | 18607636.3852 | 48413252.9234 | 33043039.9131 | 147775817.389 | 3144235.0165 | 17759797.8658 | 17759797.8658 | 1478867.319 | 7985640.2162 | 0 | 168679850.2713 | 195904155.6723 | 133352.1432 | 37.1674 | 4538.3859 | 5270.8646 | 92.5211 | 107.4537
1 | 4900 | 707 | 0.035 | 15 | 15 | 7 | 1.7783e-10 | 0 | Water | Porous | Wet | R600a | MinimizeLCOE_Brownfield | IgnoreSilica | 127.0131 | 82.7708 | 10.2938 | 4 | 4510.3663 | 5171.5461 | 91.9499 | 105.429 | 177.0695 | 0.00082972 | 72549660320.7 | 11721053.476 | 1305074.6211 | 11259024.4804 | 28903020.3472 | 24077.0464 | 0 | 0 | 20752777.4887 | 53994470.0456 | 36852335.2815 | 164811832.7868 | 3144235.0165 | 17759797.8658 | 17759797.8658 | 1478867.319 | 7985640.2162 | 0 | 185715865.6692 | 212940171.0702 | 177827.941 | 41.1753 | 4510.3663 | 5171.5461 | 91.9499 | 105.429
1 | 4900 | 707 | 0.035 | 15 | 15 | 7 | 2.3714e-10 | 0 | Water | Porous | Wet | R600a | MinimizeLCOE_Brownfield | IgnoreSilica | 128.3307 | 83.5534 | 10.3912 | 4 | 4510.4488 | 5165.4363 | 91.9516 | 105.3044 | 176.9499 | 0.58521 | 73940502525.5966 | 11800041.389 | 1313699.2177 | 11344099.2398 | 29298321.0432 | 24077.0464 | 0 | 0 | 20974292.7951 | 54570807.4337 | 37245697.3915 | 166571035.5564 | 3144235.0165 | 17759797.8658 | 17759797.8658 | 1478867.319 | 7985640.2162 | 0 | 187475068.4387 | 214699373.8398 | 237137.3706 | 41.5646 | 4510.4488 | 5165.4363 | 91.9516 | 105.3044
1 | 4900 | 707 | 0.035 | 15 | 15 | 7 | 3.1623e-10 | 0 | Water | Porous | Wet | R600a | MinimizeLCOE_Brownfield | IgnoreSilica | 128.3307 | 83.5537 | 10.3912 | 4 | 4510.403 | 5165.3879 | 91.9507 | 105.3034 | 176.9504 | 1.0838 | 73937247377.7143 | 11800076.3683 | 1313703.0367 | 11344136.9291 | 29297881.9539 | 24077.0464 | 0 | 0 | 20974151.3804 | 54570439.5017 | 37245446.2703 | 166569912.4868 | 3144235.0165 | 17759797.8658 | 17759797.8658 | 1478867.319 | 7985640.2162 | 0 | 187473945.3691 | 214698250.7702 | 316227.766 | 41.5648 | 4510.403 | 5165.3879 | 91.9507 | 105.3034
1 | 4900 | 707 | 0.035 | 15 | 15 | 7 | 4.217e-10 | 0 | Water | Porous | Wet | R600a | MinimizeLCOE_Brownfield | IgnoreSilica | 128.3159 | 83.5452 | 10.3901 | 4 | 4510.3692 | 5165.4211 | 91.95 | 105.3041 | 176.9521 | 1.4584 | 73938142971.3605 | 11799214.1708 | 1313608.9023 | 11343207.936 | 29293116.9314 | 24077.0464 | 0 | 0 | 20971557.7449 | 54563691.3943 | 37240840.5483 | 166549314.6745 | 3144235.0165 | 17759797.8658 | 17759797.8658 | 1478867.319 | 7985640.2162 | 0 | 187453347.5569 | 214677652.9579 | 421696.5034 | 41.5605 | 4510.3692 | 5165.4211 | 91.95 | 105.3041
1 | 4900 | 707 | 0.035 | 15 | 15 | 7 | 5.6234e-10 | 0 | Water | Porous | Wet | R600a | MinimizeLCOE_Brownfield | IgnoreSilica | 128.3159 | 83.5453 | 10.3902 | 4 | 4510.344 | 5165.3944 | 91.9495 | 105.3036 | 176.9524 | 1.7388 | 73936292398.0972 | 11799233.385 | 1313611.0001 | 11343228.6386 | 29292875.7953 | 24077.0464 | 0 | 0 | 20971480.0875 | 54563489.3455 | 37240702.6459 | 166548697.9443 | 3144235.0165 | 17759797.8658 | 17759797.8658 | 1478867.319 | 7985640.2162 | 0 | 187452730.8266 | 214677036.2276 | 562341.3252 | 41.5606 | 4510.344 | 5165.3944 | 91.9495 | 105.3036
1 | 4900 | 707 | 0.035 | 15 | 15 | 7 | 7.4989e-10 | 0 | Water | Porous | Wet | R600a | MinimizeLCOE_Brownfield | IgnoreSilica | 128.2964 | 83.5339 | 10.3887 | 4 | 4510.3253 | 5165.4653 | 91.9491 | 105.305 | 176.9544 | 1.9499 | 73939302485.4688 | 11798082.0465 | 1313485.2971 | 11341988.1163 | 29286868.8591 | 24077.0464 | 0 | 0 | 20968155.5325 | 54554839.5355 | 37234798.9729 | 166522295.4064 | 3144235.0165 | 17759797.8658 | 17759797.8658 | 1478867.319 | 7985640.2162 | 0 | 187426328.2887 | 214650633.6898 | 749894.2093 | 41.5549 | 4510.3253 | 5165.4653 | 91.9491 | 105.305
1 | 4900 | 707 | 0.035 | 15 | 15 | 7 | 1e-09 | 0 | Water | Porous | Wet | R600a | MinimizeLCOE_Brownfield | IgnoreSilica | 128.2964 | 83.534 | 10.3887 | 4 | 4510.3114 | 5165.4505 | 91.9488 | 105.3047 | 176.9546 | 2.1076 | 73938255886.7462 | 11798092.7171 | 1313486.4621 | 11341999.6134 | 29286734.9773 | 24077.0464 | 0 | 0 | 20968112.4183 | 54554727.3612 | 37234722.4116 | 166521953.0074 | 3144235.0165 | 17759797.8658 | 17759797.8658 | 1478867.319 | 7985640.2162 | 0 | 187425985.8897 | 214650291.2907 | 1000000 | 41.555 | 4510.3114 | 5165.4505 | 91.9488 | 105.3047
1 | 4900 | 707 | 0.035 | 15 | 15 | 7 | 1.3335e-09 | 0 | Water | Porous | Wet | R600a | MinimizeLCOE_Brownfield | IgnoreSilica | 128.2964 | 83.5341 | 10.3888 | 4 | 4510.301 | 5165.4395 | 91.9486 | 105.3045 | 176.9547 | 2.2258 | 73937469662.793 | 11798100.6824 | 1313487.3318 | 11342008.1957 | 29286635.0384 | 24077.0464 | 0 | 0 | 20968080.2349 | 54554643.6266 | 37234665.261 | 166521697.4172 | 3144235.0165 | 17759797.8658 | 17759797.8658 | 1478867.319 | 7985640.2162 | 0 | 187425730.2995 | 214650035.7006 | 1333521.4322 | 41.555 | 4510.301 | 5165.4395 | 91.9486 | 105.3045
1 | 4900 | 707 | 0.035 | 15 | 15 | 7 | 1.7783e-09 | 0 | Water | Porous | Wet | R600a | MinimizeLCOE_Brownfield | IgnoreSilica | 128.2964 | 83.5342 | 10.3888 | 4 | 4510.2932 | 5165.4312 | 91.9484 | 105.3043 | 176.9548 | 2.3145 | 73936879058.7695 | 11798106.6351 | 1313487.9817 | 11342014.6094 | 29286560.3525 | 24077.0464 | 0 | 0 | 20968056.1838 | 54554581.0506 | 37234622.5516 | 166521506.4111 | 3144235.0165 | 17759797.8658 | 17759797.8658 | 1478867.319 | 7985640.2162 | 0 | 187425539.2935 | 214649844.6945 | 1778279.41 | 41.5551 | 4510.2932 | 5165.4312 | 91.9484 | 105.3043
1 | 4900 | 707 | 0.035 | 15 | 15 | 7 | 2.3714e-09 | 0 | Water | Porous | Wet | R600a | MinimizeLCOE_Brownfield | IgnoreSilica | 128.2964 | 83.5342 | 10.3888 | 4 | 4510.2874 | 5165.425 | 91.9483 | 105.3042 | 176.9548 | 2.381 | 73936435624.0267 | 11798111.0875 | 1313488.4678 | 11342019.4067 | 29286504.4909 | 24077.0464 | 0 | 0 | 20968038.1947 | 54554534.2466 | 37234590.6069 | 166521363.5475 | 3144235.0165 | 17759797.8658 | 17759797.8658 | 1478867.319 | 7985640.2162 | 0 | 187425396.4299 | 214649701.8309 | 2371373.7057 | 41.5551 | 4510.2874 | 5165.425 | 91.9483 | 105.3042
1 | 4900 | 707 | 0.035 | 15 | 15 | 7 | 3.1623e-09 | 0 | Water | Porous | Wet | R600a | MinimizeLCOE_Brownfield | IgnoreSilica | 128.2964 | 83.5342 | 10.3888 | 4 | 4510.283 | 5165.4204 | 91.9482 | 105.3041 | 176.9549 | 2.4308 | 73936102803.4795 | 11798114.4199 | 1313488.8316 | 11342022.9971 | 29286462.6821 | 24077.0464 | 0 | 0 | 20968024.731 | 54554499.2169 | 37234566.6984 | 166521256.6234 | 3144235.0165 | 17759797.8658 | 17759797.8658 | 1478867.319 | 7985640.2162 | 0 | 187425289.5057 | 214649594.9068 | 3162277.6602 | 41.5551 | 4510.283 | 5165.4204 | 91.9482 | 105.3041
1 | 4900 | 707 | 0.035 | 15 | 15 | 7 | 4.217e-09 | 0 | Water | Porous | Wet | R600a | MinimizeLCOE_Brownfield | IgnoreSilica | 128.2964 | 83.5343 | 10.3888 | 4 | 4510.2797 | 5165.417 | 91.9482 | 105.304 | 176.9549 | 2.4682 | 73935853051.3261 | 11798116.9151 | 1313489.1041 | 11342025.6857 | 29286431.3757 | 24077.0464 | 0 | 0 | 20968014.6495 | 54554472.9867 | 37234548.7958 | 166521176.5589 | 3144235.0165 | 17759797.8658 | 17759797.8658 | 1478867.319 | 7985640.2162 | 0 | 187425209.4412 | 214649514.8423 | 4216965.0343 | 41.5551 | 4510.2797 | 5165.417 | 91.9482 | 105.304
1 | 4900 | 707 | 0.035 | 15 | 15 | 7 | 5.6234e-09 | 0 | Water | Porous | Wet | R600a | MinimizeLCOE_Brownfield | IgnoreSilica | 128.2964 | 83.5343 | 10.3888 | 4 | 4510.2773 | 5165.4144 | 91.9481 | 105.304 | 176.955 | 2.4963 | 73935665724.7603 | 11798118.7843 | 1313489.3081 | 11342027.6996 | 29286407.925 | 24077.0464 | 0 | 0 | 20968007.0977 | 54554453.3385 | 37234535.3854 | 166521116.5849 | 3144235.0165 | 17759797.8658 | 17759797.8658 | 1478867.319 | 7985640.2162 | 0 | 187425149.4672 | 214649454.8683 | 5623413.2519 | 41.5551 | 4510.2773 | 5165.4144 | 91.9481 | 105.304
1 | 4900 | 707 | 0.035 | 15 | 15 | 7 | 7.4989e-09 | 0 | Water | Porous | Wet | R600a | MinimizeLCOE_Brownfield | IgnoreSilica | 128.2964 | 83.5343 | 10.3888 | 4 | 4510.2755 | 5165.4124 | 91.9481 | 105.3039 | 176.955 | 2.5173 | 73935525200.84 | 11798120.1848 | 1313489.461 | 11342029.2085 | 29286390.3539 | 24077.0464 | 0 | 0 | 20968001.4393 | 54554438.6165 | 37234525.3374 | 166521071.6478 | 3144235.0165 | 17759797.8658 | 17759797.8658 | 1478867.319 | 7985640.2162 | 0 | 187425104.5302 | 214649409.9312 | 7498942.0933 | 41.5551 | 4510.2755 | 5165.4124 | 91.9481 | 105.3039
1 | 4900 | 707 | 0.035 | 15 | 15 | 7 | 1e-08 | 0 | Water | Porous | Wet | R600a | MinimizeLCOE_Brownfield | IgnoreSilica | 128.2964 | 83.5343 | 10.3888 | 4 | 4510.2741 | 5165.411 | 91.948 | 105.3039 | 176.955 | 2.5331 | 73935419780.4362 | 11798121.2343 | 1313489.5756 | 11342030.3394 | 29286377.1856 | 24077.0464 | 0 | 0 | 20967997.1987 | 54554427.5834 | 37234517.8071 | 166521037.9706 | 3144235.0165 | 17759797.8658 | 17759797.8658 | 1478867.319 | 7985640.2162 | 0 | 187425070.8529 | 214649376.2539 | 10000000 | 41.5551 | 4510.2741 | 5165.411 | 91.948 | 105.3039
1 | 5000 | 707 | 0.035 | 15 | 15 | 7 | 1e-13 | 0 | Water | Porous | Wet | R600a | MinimizeLCOE_Brownfield | IgnoreSilica | 0.76854 | 0.15411 | 0.0033259 | 4 | 1682685.3035 | 3780968.7041 | 34303.8159 | 77080.1612 | 106.5079 | -5.2718e-05 | 12420368172.4369 | 98738.8902 | 6234.815 | 77390.6958 | 56839.1557 | 24077.0464 | 55904.6867 | 0 | 124482.263 | 323877.3134 | 221052.9214 | 988597.7873 | 3144235.0165 | 18253066.8284 | 18253066.8284 | 1478867.319 | 8182947.8012 | 0 | 22385899.6322 | 50300781.5809 | 100 | 0.013304 | 1682685.3035 | 3780968.7041 | 34303.8159 | 77080.1612
1 | 5000 | 707 | 0.035 | 15 | 15 | 7 | 1.3335e-13 | 0 | Water | Porous | Wet | R600a | MinimizeLCOE_Brownfield | IgnoreSilica | 0.99265 | 0.24603 | 0.010384 | 4 | 547111.7912 | 1219204.5849 | 11153.6139 | 24855.1346 | 118.8172 | -5.658e-05 | 21896077592.3769 | 146640.4557 | 9929.0641 | 111592.337 | 73358.4708 | 24077.0464 | 62712.9521 | 0 | 167041.0271 | 434606.4878 | 296627.8582 | 1326585.6991 | 3144235.0165 | 18253066.8284 | 18253066.8284 | 1478867.319 | 8182947.8012 | 0 | 22723887.5439 | 50638769.4926 | 133.3521 | 0.041534 | 547111.7912 | 1219204.5849 | 11153.6139 | 24855.1346
1 | 5000 | 707 | 0.035 | 15 | 15 | 7 | 1.7783e-13 | 0 | Water | Porous | Wet | R600a | MinimizeLCOE_Brownfield | IgnoreSilica | 1.2899 | 0.38222 | 0.022352 | 4 | 259338.9397 | 571558.4696 | 5286.9751 | 11651.9925 | 130.3139 | -6.1434e-05 | 30996323324.5037 | 211640.0416 | 15354.4833 | 157518.4374 | 98129.3687 | 24077.0464 | 71095.5546 | 0 | 225347.8235 | 586308.8116 | 400167.8113 | 1789639.3785 | 3144235.0165 | 18253066.8284 | 18253066.8284 | 1478867.319 | 8182947.8012 | 0 | 23186941.2234 | 51101823.172 | 177.8279 | 0.089408 | 259338.9397 | 571558.4696 | 5286.9751 | 11651.9925
1 | 5000 | 707 | 0.035 | 15 | 15 | 7 | 2.3714e-13 | 0 | Water | Porous | Wet | R600a | MinimizeLCOE_Brownfield | IgnoreSilica | 1.6706 | 0.57155 | 0.0409 | 4 | 145405.6308 | 316035.5691 | 2964.2905 | 6442.8125 | 140.2941 | -6.6251e-05 | 39192287186.9922 | 294716.4906 | 22854.272 | 215823.2613 | 133857.5564 | 24077.0464 | 80616.3648 | 0 | 301058.5467 | 783292.583 | 534613.2829 | 2390909.4043 | 3144235.0165 | 18253066.8284 | 18253066.8284 | 1478867.319 | 8182947.8012 | 0 | 23788211.2491 | 51703093.1978 | 237.1374 | 0.1636 | 145405.6308 | 316035.5691 | 2964.2905 | 6442.8125
1 | 5000 | 707 | 0.035 | 15 | 15 | 7 | 3.1623e-13 | 0 | Water | Porous | Wet | R600a | MinimizeLCOE_Brownfield | IgnoreSilica | 2.1551 | 0.82647 | 0.068342 | 4 | 89825.3123 | 191940.6902 | 1831.2105 | 3912.9706 | 148.7079 | -7.0177e-05 | 46941848709.3577 | 398643.967 | 33064.0275 | 288018.3073 | 184774.73 | 24077.0464 | 91000.3315 | 0 | 397635.5797 | 1034566.2121 | 706112.698 | 3157892.8993 | 3144235.0165 | 18253066.8284 | 18253066.8284 | 1478867.319 | 8182947.8012 | 0 | 24555194.7442 | 52470076.6928 | 316.2278 | 0.27337 | 89825.3123 | 191940.6902 | 1831.2105 | 3912.9706
1 | 5000 | 707 | 0.035 | 15 | 15 | 7 | 4.217e-13 | 0 | Water | Porous | Wet | R600a | MinimizeLCOE_Brownfield | IgnoreSilica | 2.8008 | 1.1733 | 0.10939 | 4 | 58453.7309 | 122251.7311 | 1191.6584 | 2492.2669 | 155.9431 | -7.4815e-05 | 55028148043.7617 | 534198.2045 | 48227.7004 | 378484.7439 | 260033.9636 | 24077.0464 | 104299.3893 | 0 | 526235.2088 | 1369156.0676 | 934477.1494 | 4179189.4739 | 3144235.0165 | 18253066.8284 | 18253066.8284 | 1478867.319 | 8182947.8012 | 0 | 25576491.3188 | 53491373.2674 | 421.6965 | 0.43755 | 58453.7309 | 122251.7311 | 1191.6584 | 2492.2669
1 | 5000 | 707 | 0.035 | 15 | 15 | 7 | 5.6234e-13 | 0 | Water | Porous | Wet | R600a | MinimizeLCOE_Brownfield | IgnoreSilica | 3.1102 | 1.7458 | 0.19056 | 4 | 38617.1402 | 75239.3525 | 787.2626 | 1533.856 | 158.4602 | -7.693e-05 | 64558294764.7759 | 766023.0211 | 93412.8407 | 513391.2629 | 1087812.6983 | 24077.0464 | 110547.6005 | 0 | 1012153.1433 | 2633414.8576 | 1797359.7516 | 8038192.2223 | 3144235.0165 | 18253066.8284 | 18253066.8284 | 1478867.319 | 8182947.8012 | 0 | 29435494.0672 | 57350376.0158 | 562.3413 | 0.76224 | 38617.1402 | 75239.3525 | 787.2626 | 1533.856
1 | 5000 | 707 | 0.035 | 15 | 15 | 7 | 7.4989e-13 | 0 | Water | Porous | Wet | R600a | MinimizeLCOE_Brownfield | IgnoreSilica | 3.9385 | 2.3041 | 0.2559 | 4 | 30570.0329 | 57840.7832 | 623.2115 | 1179.1626 | 163.4133 | -7.9884e-05 | 64712319468.2352 | 930965.3053 | 109952.5641 | 641203.9935 | 1363496.1973 | 24077.0464 | 125003.415 | 0 | 1245932.4234 | 3241660.5899 | 2212499.962 | 9894791.4969 | 3144235.0165 | 18253066.8284 | 18253066.8284 | 1478867.319 | 8182947.8012 | 0 | 31292093.3418 | 59206975.2904 | 749.8942 | 1.0236 | 30570.0329 | 57840.7832 | 623.2115 | 1179.1626
1 | 5000 | 707 | 0.035 | 15 | 15 | 7 | 1e-12 | 0 | Water | Porous | Wet | R600a | MinimizeLCOE_Brownfield | IgnoreSilica | 5.04 | 3.052 | 0.34168 | 4 | 24538.2092 | 44962.9178 | 500.2446 | 916.6299 | 167.6427 | -8.3332e-05 | 64275188577.154 | 1131501.0652 | 129696.3733 | 803265.8955 | 1687308.5151 | 24077.0464 | 143619.795 | 0 | 1528592.7893 | 3977084.8803 | 2714442.1517 | 12139588.5119 | 3144235.0165 | 18253066.8284 | 18253066.8284 | 1478867.319 | 8182947.8012 | 0 | 33536890.3568 | 61451772.3054 | 1000 | 1.3667 | 24538.2092 | 44962.9178 | 500.2446 | 916.6299
1 | 5000 | 707 | 0.035 | 15 | 15 | 7 | 1.3335e-12 | 0 | Water | Porous | Wet | R600a | MinimizeLCOE_Brownfield | IgnoreSilica | 6.4601 | 4.0192 | 0.45223 | 4 | 19616.7117 | 35048.501 | 399.9132 | 714.5111 | 171.0633 | -8.5804e-05 | 64976557091.8393 | 1372957.293 | 157018.6498 | 1001175.4371 | 1828128.2008 | 24077.0464 | 165115.8062 | 0 | 1773904.249 | 4615334.9781 | 3150060.9582 | 14087772.6185 | 3144235.0165 | 18253066.8284 | 18253066.8284 | 1478867.319 | 8182947.8012 | 0 | 35485074.4634 | 63399956.412 | 1333.5214 | 1.8089 | 19616.7117 | 35048.501 | 399.9132 | 714.5111
1 | 5000 | 707 | 0.035 | 15 | 15 | 7 | 1.7783e-12 | 0 | Water | Porous | Wet | R600a | MinimizeLCOE_Brownfield | IgnoreSilica | 8.3432 | 5.3015 | 0.59857 | 4 | 15983.5551 | 27642.6279 | 325.8464 | 563.5324 | 173.7767 | -8.8169e-05 | 64951787248.7422 | 1668602.5871 | 190620.6253 | 1249445.5216 | 2122514.7705 | 24077.0464 | 191993.2344 | 0 | 2124428.9763 | 5527328.416 | 3772515.2192 | 16871526.3969 | 3144235.0165 | 18253066.8284 | 18253066.8284 | 1478867.319 | 8182947.8012 | 0 | 38268828.2417 | 66183710.1904 | 1778.2794 | 2.3943 | 15983.5551 | 27642.6279 | 325.8464 | 563.5324
1 | 5000 | 707 | 0.035 | 15 | 15 | 7 | 2.3714e-12 | 0 | Water | Porous | Wet | R600a | MinimizeLCOE_Brownfield | IgnoreSilica | 10.8058 | 6.9568 | 0.78711 | 4 | 13337.5586 | 22203.7933 | 271.9042 | 452.6544 | 175.4784 | -8.96e-05 | 62977779861.4351 | 2021045.7 | 230563.6308 | 1552833.362 | 2596345.0066 | 24077.0464 | 224675.5366 | 0 | 2593320.7101 | 6747288.5245 | 4605163.0609 | 20595312.578 | 3144235.0165 | 18253066.8284 | 18253066.8284 | 1478867.319 | 8182947.8012 | 0 | 41992614.4228 | 69907496.3715 | 2371.3737 | 3.1484 | 13337.5586 | 22203.7933 | 271.9042 | 452.6544
1 | 5000 | 707 | 0.035 | 15 | 15 | 7 | 3.1623e-12 | 0 | Water | Porous | Wet | R600a | MinimizeLCOE_Brownfield | IgnoreSilica | 14.1043 | 9.2533 | 1.0504 | 4 | 11099.3804 | 17743.134 | 226.2759 | 361.7178 | 177.9536 | -9.1768e-05 | 66825641823.922 | 2472099.3789 | 281532.4878 | 1950903.64 | 3156603.8823 | 24077.0464 | 263508.5641 | 0 | 3178002.7498 | 8268511.257 | 5643428.8338 | 25238667.8402 | 3144235.0165 | 18253066.8284 | 18253066.8284 | 1478867.319 | 8182947.8012 | 0 | 46635969.6851 | 74550851.6337 | 3162.2777 | 4.2017 | 11099.3804 | 17743.134 | 226.2759 | 361.7178
1 | 5000 | 707 | 0.035 | 15 | 15 | 7 | 4.217e-12 | 0 | Water | Porous | Wet | R600a | MinimizeLCOE_Brownfield | IgnoreSilica | 18.448 | 12.2337 | 1.3912 | 4 | 9470.9883 | 14487.3126 | 193.0789 | 295.3435 | 179.3752 | -9.3037e-05 | 66793376457.4465 | 3011751.2495 | 342321.7761 | 2439187.4554 | 3979182.6282 | 24077.0464 | 311444.2773 | 0 | 3942106.1288 | 10256551.5099 | 7000307.1566 | 31306929.228 | 3144235.0165 | 18253066.8284 | 18253066.8284 | 1478867.319 | 8182947.8012 | 0 | 52704231.0729 | 80619113.0216 | 4216.965 | 5.5648 | 9470.9883 | 14487.3126 | 193.0789 | 295.3435
1 | 5000 | 707 | 0.035 | 15 | 15 | 7 | 5.6234e-12 | 0 | Water | Porous | Wet | R600a | MinimizeLCOE_Brownfield | IgnoreSilica | 24.1775 | 16.1663 | 1.8411 | 4 | 8206.7049 | 11997.2583 | 167.3048 | 244.5803 | 180.4757 | -9.3905e-05 | 67017107928.3294 | 3668906.0873 | 416087.3069 | 3048498.3786 | 5077696.7206 | 24077.0464 | 369311.957 | 0 | 4915785.2237 | 12789864.7859 | 8729345.5218 | 39039573.0283 | 3144235.0165 | 18253066.8284 | 18253066.8284 | 1478867.319 | 8182947.8012 | 0 | 60436874.8732 | 88351756.8218 | 5623.4133 | 7.3643 | 8206.7049 | 11997.2583 | 167.3048 | 244.5803
1 | 5000 | 707 | 0.035 | 15 | 15 | 7 | 7.4989e-12 | 0 | Water | Porous | Wet | R600a | MinimizeLCOE_Brownfield | IgnoreSilica | 31.7654 | 21.3761 | 2.4368 | 4 | 7214.419 | 10078.3103 | 147.0757 | 205.46 | 181.3303 | -9.4659e-05 | 67149838810.7182 | 4472570.9246 | 505968.7766 | 3811899.5297 | 6540878.134 | 24077.0464 | 440207.2651 | 0 | 6160284.6538 | 16027797.0211 | 10939300.8052 | 48922984.1564 | 3144235.0165 | 18253066.8284 | 18253066.8284 | 1478867.319 | 8182947.8012 | 0 | 70320286.0013 | 98235167.95 | 7498.9421 | 9.7472 | 7214.419 | 10078.3103 | 147.0757 | 205.46
1 | 5000 | 707 | 0.035 | 15 | 15 | 7 | 1e-11 | 0 | Water | Porous | Wet | R600a | MinimizeLCOE_Brownfield | IgnoreSilica | 41.6948 | 28.1953 | 3.2168 | 4 | 6435.3328 | 8604.7859 | 131.193 | 175.4202 | 181.9846 | -9.5065e-05 | 67221636007.677 | 5444093.9636 | 614181.5525 | 4757066.4444 | 8461920.1005 | 24077.0464 | 525159.9914 | 0 | 7732334.6485 | 20117948.6355 | 13730913.3263 | 61407695.7091 | 3144235.0165 | 18253066.8284 | 18253066.8284 | 1478867.319 | 8182947.8012 | 0 | 82804997.554 | 110719879.5026 | 10000 | 12.8672 | 6435.3328 | 8604.7859 | 131.193 | 175.4202
1 | 5000 | 707 | 0.035 | 15 | 15 | 7 | 1.3335e-11 | 0 | Water | Porous | Wet | R600a | MinimizeLCOE_Brownfield | IgnoreSilica | 54.5648 | 37.0307 | 4.2275 | 4 | 5821.9201 | 7472.7055 | 118.6877 | 152.3412 | 182.4661 | -9.5161e-05 | 67091102778.1184 | 6608115.8583 | 743304.647 | 5916268.5672 | 10959271.3221 | 24077.0464 | 626396.3832 | 0 | 9702199.1914 | 25243132.1014 | 17228956.3537 | 77051721.4708 | 3144235.0165 | 18253066.8284 | 18253066.8284 | 1478867.319 | 8182947.8012 | 0 | 98449023.3156 | 126363905.2643 | 13335.2143 | 16.9101 | 5821.9201 | 7472.7055 | 118.6877 | 152.3412
1 | 5000 | 707 | 0.035 | 15 | 15 | 7 | 1.7783e-11 | 0 | Water | Porous | Wet | R600a | MinimizeLCOE_Brownfield | IgnoreSilica | 70.928 | 48.2206 | 5.5067 | 4 | 5346.9371 | 6614.2511 | 109.0045 | 134.8405 | 182.7032 | -9.4813e-05 | 66249370214.1661 | 7974187.2664 | 894202.8477 | 7307757.2042 | 14171767.6129 | 24077.0464 | 745463.1948 | 0 | 12135807.5172 | 31574881.7634 | 21550505.6025 | 96378650.0556 | 3144235.0165 | 18253066.8284 | 18253066.8284 | 1478867.319 | 8182947.8012 | 0 | 117775951.9005 | 145690833.8491 | 17782.7941 | 22.0268 | 5346.9371 | 6614.2511 | 109.0045 | 134.8405
1 | 5000 | 707 | 0.035 | 15 | 15 | 7 | 2.3714e-11 | 0 | Water | Porous | Wet | R600a | MinimizeLCOE_Brownfield | IgnoreSilica | 91.0032 | 61.7466 | 7.0494 | 4 | 5005.0603 | 5995.0326 | 102.0349 | 122.2168 | 182.4371 | -9.3586e-05 | 63796096335.1485 | 9510276.6952 | 1063169.2964 | 8906119.9705 | 18272398.7052 | 24077.0464 | 881943.2292 | 0 | 15076614.1277 | 39226257.3216 | 26772726.641 | 119733583.0333 | 3144235.0165 | 18253066.8284 | 18253066.8284 | 1478867.319 | 8182947.8012 | 0 | 141130884.8782 | 169045766.8268 | 23713.7371 | 28.1976 | 5005.0603 | 5995.0326 | 102.0349 | 122.2168
1 | 5000 | 707 | 0.035 | 15 | 15 | 7 | 3.1623e-11 | 0 | Water | Porous | Wet | R600a | MinimizeLCOE_Brownfield | IgnoreSilica | 105.3144 | 71.1412 | 8.2202 | 4 | 4792.8281 | 5641.8026 | 97.7083 | 115.0158 | 181.8421 | -8.0113e-05 | 63154454174.5093 | 10520911.3086 | 1173972.5816 | 9974585.5315 | 21399368.7453 | 24077.0464 | 879674.3322 | 0 | 17149309.9227 | 44618986.6118 | 30453375.191 | 136194261.271 | 3144235.0165 | 18253066.8284 | 18253066.8284 | 1478867.319 | 8182947.8012 | 0 | 157591563.1158 | 185506445.0645 | 31622.7766 | 32.8807 | 4792.8281 | 5641.8026 | 97.7083 | 115.0158
1 | 5000 | 707 | 0.035 | 15 | 15 | 7 | 4.217e-11 | 0 | Water | Porous | Wet | R600a | MinimizeLCOE_Brownfield | IgnoreSilica | 110.5692 | 74.5159 | 8.7955 | 4 | 4640.445 | 5433.889 | 94.6017 | 110.7772 | 181.5275 | -5.82e-05 | 65538779606.8291 | 10874569.0997 | 1212683.6993 | 10351355.945 | 22613507.8435 | 24077.0464 | 726464.4459 | 0 | 17863036.6511 | 46475957.1535 | 31720795.7427 | 141862447.6269 | 3144235.0165 | 18253066.8284 | 18253066.8284 | 1478867.319 | 8182947.8012 | 0 | 163259749.4718 | 191174631.4205 | 42169.6503 | 35.1819 | 4640.445 | 5433.889 | 94.6017 | 110.7772
1 | 5000 | 707 | 0.035 | 15 | 15 | 7 | 5.6234e-11 | 0 | Water | Porous | Wet | R600a | MinimizeLCOE_Brownfield | IgnoreSilica | 114.4844 | 77.0009 | 9.248 | 4 | 4525.3541 | 5279.9742 | 92.2555 | 107.6394 | 181.2607 | -3.9593e-05 | 67555005068.6484 | 11132094.604 | 1240852.5476 | 10626605.0995 | 23545852.8863 | 24077.0464 | 570491.0455 | 0 | 18384589.5594 | 47832930.8357 | 32646958.1638 | 146004451.7882 | 3144235.0165 | 18253066.8284 | 18253066.8284 | 1478867.319 | 8182947.8012 | 0 | 167401753.6331 | 195316635.5817 | 56234.1325 | 36.992 | 4525.3541 | 5279.9742 | 92.2555 | 107.6394
1 | 5000 | 707 | 0.035 | 15 | 15 | 7 | 7.4989e-11 | 0 | Water | Porous | Wet | R600a | MinimizeLCOE_Brownfield | IgnoreSilica | 117.3024 | 78.7726 | 9.5925 | 4 | 4437.9962 | 5165.5117 | 90.4746 | 105.3059 | 181.0508 | -2.427e-05 | 69232083000.9061 | 11314271.2449 | 1260769.6987 | 10821764.2434 | 24233536.4501 | 24077.0464 | 416972.9834 | 0 | 18747842.75 | 48778041.1243 | 33292015.3558 | 148889290.897 | 3144235.0165 | 18253066.8284 | 18253066.8284 | 1478867.319 | 8182947.8012 | 0 | 170286592.7419 | 198201474.6905 | 74989.4209 | 38.3702 | 4437.9962 | 5165.5117 | 90.4746 | 105.3059
1 | 5000 | 707 | 0.035 | 15 | 15 | 7 | 1e-10 | 0 | Water | Porous | Wet | R600a | MinimizeLCOE_Brownfield | IgnoreSilica | 119.0151 | 79.8411 | 9.8301 | 4 | 4370.9101 | 5080.8427 | 89.1069 | 103.5799 | 180.9141 | -1.1758e-05 | 70697238197.8633 | 11423572.2937 | 1272708.9683 | 10939037.5856 | 24660178.2734 | 24077.0464 | 261829.757 | 0 | 18946747.5305 | 49295550.5621 | 33645226.1809 | 150468928.1978 | 3144235.0165 | 18253066.8284 | 18253066.8284 | 1478867.319 | 8182947.8012 | 0 | 171866230.0427 | 199781111.9913 | 100000 | 39.3205 | 4370.9101 | 5080.8427 | 89.1069 | 103.5799
1 | 5000 | 707 | 0.035 | 15 | 15 | 7 | 1.3335e-10 | 0 | Water | Porous | Wet | R600a | MinimizeLCOE_Brownfield | IgnoreSilica | 117.2318 | 78.718 | 9.7898 | 4 | 4313.976 | 5026.8314 | 87.9462 | 102.4788 | 181.0385 | 0.00084476 | 76353755098.9812 | 11308672.168 | 1260157.6785 | 10815760.7372 | 24225392.8145 | 24077.0464 | 0 | 0 | 18577283.5733 | 48334281.133 | 32989140.0434 | 147534765.1942 | 3144235.0165 | 18253066.8284 | 18253066.8284 | 1478867.319 | 8182947.8012 | 0 | 168932067.039 | 196846948.9877 | 133352.1432 | 39.1593 | 4313.976 | 5026.8314 | 87.9462 | 102.4788
1 | 5000 | 707 | 0.035 | 15 | 15 | 7 | 1.7783e-10 | 0 | Water | Porous | Wet | R600a | MinimizeLCOE_Brownfield | IgnoreSilica | 130.3842 | 86.831 | 10.7988 | 4 | 4282.2893 | 4928.5401 | 87.3003 | 100.475 | 179.9389 | -2.587e-05 | 69386611090.5311 | 12128716.5319 | 1349633.5758 | 11698714.5993 | 27612326.9893 | 24077.0464 | 0 | 0 | 20597252.8097 | 53589826.7332 | 36576157.9063 | 163576706.1919 | 3144235.0165 | 18253066.8284 | 18253066.8284 | 1478867.319 | 8182947.8012 | 0 | 184974008.0368 | 212888889.9854 | 177827.941 | 43.1951 | 4282.2893 | 4928.5401 | 87.3003 | 100.475
1 | 5000 | 707 | 0.035 | 15 | 15 | 7 | 2.3714e-10 | 0 | Water | Porous | Wet | R600a | MinimizeLCOE_Brownfield | IgnoreSilica | 134.5233 | 89.3152 | 11.1077 | 4 | 4280.6516 | 4908.9274 | 87.2669 | 100.0751 | 179.5341 | 0.42859 | 74228408860.5518 | 12375456.6422 | 1376548.1537 | 11965717.814 | 28756823.8015 | 24077.0464 | 0 | 0 | 21254463.1485 | 55299753.2225 | 37743217.8707 | 168796057.6994 | 3144235.0165 | 18253066.8284 | 18253066.8284 | 1478867.319 | 8182947.8012 | 0 | 190193359.5443 | 218108241.4929 | 237137.3706 | 44.4309 | 4280.6516 | 4908.9274 | 87.2669 | 100.0751
1 | 5000 | 707 | 0.035 | 15 | 15 | 7 | 3.1623e-10 | 0 | Water | Porous | Wet | R600a | MinimizeLCOE_Brownfield | IgnoreSilica | 134.4649 | 89.2805 | 11.1034 | 4 | 4280.6333 | 4909.1529 | 87.2665 | 100.0797 | 179.5402 | 0.953 | 74229186868.1444 | 12372028.9265 | 1376174.3503 | 11962004.3942 | 28740255.9679 | 24077.0464 | 0 | 0 | 21245070.8672 | 55275316.4333 | 37726539.2599 | 168721467.2457 | 3144235.0165 | 18253066.8284 | 18253066.8284 | 1478867.319 | 8182947.8012 | 0 | 190118769.0906 | 218033651.0393 | 316227.766 | 44.4137 | 4280.6333 | 4909.1529 | 87.2665 | 100.0797
1 | 5000 | 707 | 0.035 | 15 | 15 | 7 | 4.217e-10 | 0 | Water | Porous | Wet | R600a | MinimizeLCOE_Brownfield | IgnoreSilica | 134.4675 | 89.2823 | 11.1036 | 4 | 4280.614 | 4909.1213 | 87.2661 | 100.0791 | 179.5402 | 1.3435 | 74225386214.4691 | 12372201.1854 | 1376193.1358 | 11962191.0082 | 28740798.1242 | 24077.0464 | 0 | 0 | 21245429.595 | 55276249.7693 | 37727176.2809 | 168724316.1453 | 3144235.0165 | 18253066.8284 | 18253066.8284 | 1478867.319 | 8182947.8012 | 0 | 190121617.9901 | 218036499.9388 | 421696.5034 | 44.4146 | 4280.614 | 4909.1213 | 87.2661 | 100.0791
1 | 5000 | 707 | 0.035 | 15 | 15 | 7 | 5.6234e-10 | 0 | Water | Porous | Wet | R600a | MinimizeLCOE_Brownfield | IgnoreSilica | 134.4527 | 89.2736 | 11.1026 | 4 | 4280.5997 | 4909.1684 | 87.2658 | 100.08 | 179.5419 | 1.6372 | 74226661491.0717 | 12371339.8506 | 1376099.2041 | 11961257.8972 | 28736496.9501 | 24077.0464 | 0 | 0 | 21243015.6699 | 55269969.2313 | 37722889.6847 | 168705145.5342 | 3144235.0165 | 18253066.8284 | 18253066.8284 | 1478867.319 | 8182947.8012 | 0 | 190102447.3791 | 218017329.3278 | 562341.3252 | 44.4102 | 4280.5997 | 4909.1684 | 87.2658 | 100.08
1 | 5000 | 707 | 0.035 | 15 | 15 | 7 | 7.4989e-10 | 0 | Water | Porous | Wet | R600a | MinimizeLCOE_Brownfield | IgnoreSilica | 134.4527 | 89.2737 | 11.1026 | 4 | 4280.5892 | 4909.1571 | 87.2656 | 100.0798 | 179.5421 | 1.8569 | 74224871221.497 | 12371349.9889 | 1376100.3097 | 11961268.8804 | 28736394.1461 | 24077.0464 | 0 | 0 | 21242984.2449 | 55269887.47 | 37722833.8809 | 168704895.9672 | 3144235.0165 | 18253066.8284 | 18253066.8284 | 1478867.319 | 8182947.8012 | 0 | 190102197.8121 | 218017079.7608 | 749894.2093 | 44.4103 | 4280.5892 | 4909.1571 | 87.2656 | 100.0798
1 | 5000 | 707 | 0.035 | 15 | 15 | 7 | 1e-09 | 0 | Water | Porous | Wet | R600a | MinimizeLCOE_Brownfield | IgnoreSilica | 134.4332 | 89.2621 | 11.1011 | 4 | 4280.5814 | 4909.2305 | 87.2654 | 100.0813 | 179.5441 | 2.0226 | 74228324961.4042 | 12370208.9884 | 1375975.8792 | 11960032.8101 | 28730855.1918 | 24077.0464 | 0 | 0 | 21239848.4672 | 55261728.8197 | 37717265.4344 | 168679992.6372 | 3144235.0165 | 18253066.8284 | 18253066.8284 | 1478867.319 | 8182947.8012 | 0 | 190077294.4821 | 217992176.4307 | 1000000 | 44.4046 | 4280.5814 | 4909.2305 | 87.2654 | 100.0813
1 | 5000 | 707 | 0.035 | 15 | 15 | 7 | 1.3335e-09 | 0 | Water | Porous | Wet | R600a | MinimizeLCOE_Brownfield | IgnoreSilica | 134.4332 | 89.2622 | 11.1011 | 4 | 4280.5756 | 4909.2243 | 87.2653 | 100.0812 | 179.5442 | 2.1461 | 74227314278.3716 | 12370214.5968 | 1375976.4908 | 11960038.8857 | 28730798.3348 | 24077.0464 | 0 | 0 | 21239831.0883 | 55261683.6033 | 37717234.5733 | 168679854.6193 | 3144235.0165 | 18253066.8284 | 18253066.8284 | 1478867.319 | 8182947.8012 | 0 | 190077156.4642 | 217992038.4129 | 1333521.4322 | 44.4046 | 4280.5756 | 4909.2243 | 87.2653 | 100.0812
1 | 5000 | 707 | 0.035 | 15 | 15 | 7 | 1.7783e-09 | 0 | Water | Porous | Wet | R600a | MinimizeLCOE_Brownfield | IgnoreSilica | 134.4332 | 89.2622 | 11.1012 | 4 | 4280.5712 | 4909.2196 | 87.2652 | 100.0811 | 179.5443 | 2.2387 | 74226555249.9705 | 12370218.7764 | 1375976.9466 | 11960043.4135 | 28730755.9633 | 24077.0464 | 0 | 0 | 21239818.137 | 55261649.9067 | 37717211.5747 | 168679751.7646 | 3144235.0165 | 18253066.8284 | 18253066.8284 | 1478867.319 | 8182947.8012 | 0 | 190077053.6094 | 217991935.5581 | 1778279.41 | 44.4046 | 4280.5712 | 4909.2196 | 87.2652 | 100.0811
1 | 5000 | 707 | 0.035 | 15 | 15 | 7 | 2.3714e-09 | 0 | Water | Porous | Wet | R600a | MinimizeLCOE_Brownfield | IgnoreSilica | 134.4332 | 89.2623 | 11.1012 | 4 | 4280.568 | 4909.2162 | 87.2652 | 100.081 | 179.5443 | 2.3082 | 74225985482.1232 | 12370221.8959 | 1375977.2868 | 11960046.7929 | 28730724.3384 | 24077.0464 | 0 | 0 | 21239808.4706 | 55261624.7567 | 37717194.4093 | 168679674.997 | 3144235.0165 | 18253066.8284 | 18253066.8284 | 1478867.319 | 8182947.8012 | 0 | 190076976.8418 | 217991858.7905 | 2371373.7057 | 44.4046 | 4280.568 | 4909.2162 | 87.2652 | 100.081
1 | 5000 | 707 | 0.035 | 15 | 15 | 7 | 3.1623e-09 | 0 | Water | Porous | Wet | R600a | MinimizeLCOE_Brownfield | IgnoreSilica | 134.4332 | 89.2623 | 11.1012 | 4 | 4280.5656 | 4909.2136 | 87.2651 | 100.081 | 179.5444 | 2.3603 | 74225557680.762 | 12370224.2269 | 1375977.541 | 11960049.3182 | 28730700.7071 | 24077.0464 | 0 | 0 | 21239801.2474 | 55261605.9635 | 37717181.5826 | 168679617.6331 | 3144235.0165 | 18253066.8284 | 18253066.8284 | 1478867.319 | 8182947.8012 | 0 | 190076919.478 | 217991801.4267 | 3162277.6602 | 44.4046 | 4280.5656 | 4909.2136 | 87.2651 | 100.081
1 | 5000 | 707 | 0.035 | 15 | 15 | 7 | 4.217e-09 | 0 | Water | Porous | Wet | R600a | MinimizeLCOE_Brownfield | IgnoreSilica | 134.4332 | 89.2623 | 11.1012 | 4 | 4280.5637 | 4909.2117 | 87.2651 | 100.0809 | 179.5444 | 2.3993 | 74225236814.2015 | 12370225.9703 | 1375977.7312 | 11960051.2068 | 28730683.0333 | 24077.0464 | 0 | 0 | 21239795.8453 | 55261591.9083 | 37717171.9896 | 168679574.7311 | 3144235.0165 | 18253066.8284 | 18253066.8284 | 1478867.319 | 8182947.8012 | 0 | 190076876.576 | 217991758.5246 | 4216965.0343 | 44.4046 | 4280.5637 | 4909.2117 | 87.2651 | 100.0809
1 | 5000 | 707 | 0.035 | 15 | 15 | 7 | 5.6234e-09 | 0 | Water | Porous | Wet | R600a | MinimizeLCOE_Brownfield | IgnoreSilica | 134.4332 | 89.2623 | 11.1012 | 4 | 4280.5624 | 4909.2102 | 87.2651 | 100.0809 | 179.5444 | 2.4286 | 74224996031.4888 | 12370227.275 | 1375977.8734 | 11960052.6202 | 28730669.8064 | 24077.0464 | 0 | 0 | 21239791.8024 | 55261581.3894 | 37717164.8102 | 168679542.6235 | 3144235.0165 | 18253066.8284 | 18253066.8284 | 1478867.319 | 8182947.8012 | 0 | 190076844.4684 | 217991726.417 | 5623413.2519 | 44.4046 | 4280.5624 | 4909.2102 | 87.2651 | 100.0809
1 | 5000 | 707 | 0.035 | 15 | 15 | 7 | 7.4989e-09 | 0 | Water | Porous | Wet | R600a | MinimizeLCOE_Brownfield | IgnoreSilica | 134.4332 | 89.2623 | 11.1012 | 4 | 4280.5614 | 4909.2091 | 87.265 | 100.0809 | 179.5444 | 2.4506 | 74224815447.9741 | 12370228.252 | 1375977.98 | 11960053.6786 | 28730659.9026 | 24077.0464 | 0 | 0 | 21239788.7752 | 55261573.5133 | 37717159.4346 | 168679518.5824 | 3144235.0165 | 18253066.8284 | 18253066.8284 | 1478867.319 | 8182947.8012 | 0 | 190076820.4273 | 217991702.376 | 7498942.0933 | 44.4046 | 4280.5614 | 4909.2091 | 87.265 | 100.0809
1 | 5000 | 707 | 0.035 | 15 | 15 | 7 | 1e-08 | 0 | Water | Porous | Wet | R600a | MinimizeLCOE_Brownfield | IgnoreSilica | 134.4332 | 89.2624 | 11.1012 | 4 | 4280.5606 | 4909.2083 | 87.265 | 100.0809 | 179.5444 | 2.4671 | 74224680071.3947 | 12370228.9837 | 1375978.0598 | 11960054.4713 | 28730652.4841 | 24077.0464 | 0 | 0 | 21239786.5077 | 55261567.6137 | 37717155.408 | 168679500.5746 | 3144235.0165 | 18253066.8284 | 18253066.8284 | 1478867.319 | 8182947.8012 | 0 | 190076802.4195 | 217991684.3681 | 10000000 | 44.4047 | 4280.5606 | 4909.2083 | 87.265 | 100.0809
1 | 5100 | 707 | 0.035 | 15 | 15 | 7 | 1e-13 | 0 | Water | Porous | Wet | R600a | MinimizeLCOE_Brownfield | IgnoreSilica | 0.78799 | 0.16411 | 0.0041762 | 4 | 1372238.0097 | 3085140.1101 | 27974.9279 | 62894.7541 | 108.6002 | -5.3265e-05 | 14538491700.6605 | 104455.5203 | 6672.2493 | 81267.5385 | 58555.2579 | 24077.0464 | 56398.6141 | 0 | 129256.2283 | 336298.1919 | 229530.4262 | 1026511.0728 | 3144235.0165 | 18752195.8818 | 18752195.8818 | 1478867.319 | 8382599.4226 | 0 | 22922941.9711 | 51536604.5945 | 100 | 0.016705 | 1372238.0097 | 3085140.1101 | 27974.9279 | 62894.7541
1 | 5100 | 707 | 0.035 | 15 | 15 | 7 | 1.3335e-13 | 0 | Water | Porous | Wet | R600a | MinimizeLCOE_Brownfield | IgnoreSilica | 1.0269 | 0.26595 | 0.012215 | 4 | 476742.3915 | 1062352.7769 | 9719.0385 | 21657.4983 | 121.5518 | -5.8229e-05 | 24698639819.5957 | 157110.3431 | 10806.962 | 118546.9892 | 76821.6901 | 24077.0464 | 63941.3532 | 0 | 176008.7097 | 457938.5584 | 312552.4758 | 1397804.1279 | 3144235.0165 | 18752195.8818 | 18752195.8818 | 1478867.319 | 8382599.4226 | 0 | 23294235.0262 | 51907897.6496 | 133.3521 | 0.048861 | 476742.3915 | 1062352.7769 | 9719.0385 | 21657.4983
1 | 5100 | 707 | 0.035 | 15 | 15 | 7 | 1.7783e-13 | 0 | Water | Porous | Wet | R600a | MinimizeLCOE_Brownfield | IgnoreSilica | 1.3242 | 0.40748 | 0.025238 | 4 | 235452.2975 | 518888.1231 | 4800.0136 | 10578.2362 | 132.8754 | -6.2637e-05 | 34246367337.8381 | 224215.5027 | 16530.59 | 165502.3602 | 102692.6324 | 24077.0464 | 71761.6685 | 0 | 235864.1221 | 613670.0632 | 418842.4278 | 1873156.4132 | 3144235.0165 | 18752195.8818 | 18752195.8818 | 1478867.319 | 8382599.4226 | 0 | 23769587.3115 | 52383249.9349 | 177.8279 | 0.10095 | 235452.2975 | 518888.1231 | 4800.0136 | 10578.2362
1 | 5100 | 707 | 0.035 | 15 | 15 | 7 | 2.3714e-13 | 0 | Water | Porous | Wet | R600a | MinimizeLCOE_Brownfield | IgnoreSilica | 1.7141 | 0.60874 | 0.045694 | 4 | 133527.4014 | 290078.8052 | 2722.1367 | 5913.6488 | 142.9901 | -6.7717e-05 | 43191158153.2119 | 312298.4888 | 24700.0393 | 226536.8297 | 141191.0792 | 24077.0464 | 81276.3395 | 0 | 315931.1309 | 821987.9963 | 561023.6976 | 2509022.6477 | 3144235.0165 | 18752195.8818 | 18752195.8818 | 1478867.319 | 8382599.4226 | 0 | 24405453.546 | 53019116.1695 | 237.1374 | 0.18277 | 133527.4014 | 290078.8052 | 2722.1367 | 5913.6488
1 | 5100 | 707 | 0.035 | 15 | 15 | 7 | 3.1623e-13 | 0 | Water | Porous | Wet | R600a | MinimizeLCOE_Brownfield | IgnoreSilica | 2.2088 | 0.87804 | 0.07592 | 4 | 83042.6985 | 177265.2408 | 1692.9377 | 3613.7917 | 151.4933 | -7.2069e-05 | 51730680604.3675 | 422745.7596 | 36024.5197 | 301573.0133 | 196443.993 | 24077.0464 | 91736.7712 | 0 | 418314.4302 | 1088368.3394 | 742833.7553 | 3322117.628 | 3144235.0165 | 18752195.8818 | 18752195.8818 | 1478867.319 | 8382599.4226 | 0 | 25218548.5264 | 53832211.1498 | 316.2278 | 0.30368 | 83042.6985 | 177265.2408 | 1692.9377 | 3613.7917
1 | 5100 | 707 | 0.035 | 15 | 15 | 7 | 4.217e-13 | 0 | Water | Porous | Wet | R600a | MinimizeLCOE_Brownfield | IgnoreSilica | 2.7619 | 1.1699 | 0.1253 | 4 | 52517.7197 | 109610.2991 | 1070.6448 | 2234.5542 | 157.8418 | -7.1411e-05 | 471599365207.8429 | 577279.8999 | 65812.0404 | 373051.581 | 289453.2828 | 24077.0464 | 98818.5584 | 0 | 557112.0394 | 1449491.2472 | 989307.5603 | 4424403.2558 | 3144235.0165 | 18752195.8818 | 18752195.8818 | 1478867.319 | 8382599.4226 | 0 | 26320834.1541 | 54934496.7775 | 421.6965 | 0.50118 | 52517.7197 | 109610.2991 | 1070.6448 | 2234.5542
1 | 5100 | 707 | 0.035 | 15 | 15 | 7 | 5.6234e-13 | 0 | Water | Porous | Wet | R600a | MinimizeLCOE_Brownfield | IgnoreSilica | 3.1834 | 1.8309 | 0.20208 | 4 | 37303.5383 | 72702.9867 | 760.4831 | 1482.1487 | 161.3551 | -7.8818e-05 | 66409804488.4105 | 792502.1233 | 94926.8274 | 533396.1598 | 1109907.6531 | 24077.0464 | 110881.8477 | 0 | 1039619.7465 | 2704877.3251 | 1846134.354 | 8256323.0833 | 3144235.0165 | 18752195.8818 | 18752195.8818 | 1478867.319 | 8382599.4226 | 0 | 30152753.9816 | 58766416.605 | 562.3413 | 0.80831 | 37303.5383 | 72702.9867 | 760.4831 | 1482.1487
1 | 5100 | 707 | 0.035 | 15 | 15 | 7 | 7.4989e-13 | 0 | Water | Porous | Wet | R600a | MinimizeLCOE_Brownfield | IgnoreSilica | 4.0311 | 2.4163 | 0.27026 | 4 | 29635.0447 | 56103.648 | 604.1505 | 1143.7488 | 166.3822 | -8.207e-05 | 65985385031.0632 | 961105.5044 | 111046.2233 | 666281.1515 | 1386085.3286 | 24077.0464 | 125365.484 | 0 | 1276844.6879 | 3322087.961 | 2267393.2955 | 10140286.6826 | 3144235.0165 | 18752195.8818 | 18752195.8818 | 1478867.319 | 8382599.4226 | 0 | 32036717.5809 | 60650380.2044 | 749.8942 | 1.081 | 29635.0447 | 56103.648 | 604.1505 | 1143.7488
1 | 5100 | 707 | 0.035 | 15 | 15 | 7 | 1e-12 | 0 | Water | Porous | Wet | R600a | MinimizeLCOE_Brownfield | IgnoreSilica | 5.1495 | 3.1933 | 0.35927 | 4 | 23407.0433 | 43317.9955 | 477.1842 | 883.0959 | 170.6457 | -8.5514e-05 | 66486053934.0843 | 1167873.4684 | 133665.8887 | 832899.8123 | 1488830.0086 | 24077.0464 | 143560.5741 | 0 | 1478453.6514 | 3846633.1285 | 2625406.1506 | 11741399.7291 | 3144235.0165 | 18752195.8818 | 18752195.8818 | 1478867.319 | 8382599.4226 | 0 | 33637830.6274 | 62251493.2508 | 1000 | 1.4371 | 23407.0433 | 43317.9955 | 477.1842 | 883.0959
1 | 5100 | 707 | 0.035 | 15 | 15 | 7 | 1.3335e-12 | 0 | Water | Porous | Wet | R600a | MinimizeLCOE_Brownfield | IgnoreSilica | 6.6259 | 4.2229 | 0.47711 | 4 | 18751.8848 | 33745.201 | 382.2825 | 687.9416 | 174.1654 | -8.8836e-05 | 67096473620.1901 | 1421589.4922 | 162561.9329 | 1041567.8591 | 1668791.2375 | 24077.0464 | 166091.6008 | 0 | 1749024.8759 | 4550603.9527 | 3105880.7032 | 13890188.7006 | 3144235.0165 | 18752195.8818 | 18752195.8818 | 1478867.319 | 8382599.4226 | 0 | 35786619.5989 | 64400282.2224 | 1333.5214 | 1.9084 | 18751.8848 | 33745.201 | 382.2825 | 687.9416
1 | 5100 | 707 | 0.035 | 15 | 15 | 7 | 1.7783e-12 | 0 | Water | Porous | Wet | R600a | MinimizeLCOE_Brownfield | IgnoreSilica | 8.5212 | 5.5439 | 0.62881 | 4 | 15358.2175 | 26734.284 | 313.098 | 545.0145 | 176.8526 | -9.0778e-05 | 67085144812.5648 | 1722026.4858 | 196693.343 | 1294936.7454 | 1973115.3088 | 24077.0464 | 191789.4083 | 0 | 2107028.9517 | 5482057.1213 | 3741616.6303 | 16733341.0409 | 3144235.0165 | 18752195.8818 | 18752195.8818 | 1478867.319 | 8382599.4226 | 0 | 38629771.9392 | 67243434.5626 | 1778.2794 | 2.5153 | 15358.2175 | 26734.284 | 313.098 | 545.0145
1 | 5100 | 707 | 0.035 | 15 | 15 | 7 | 2.3714e-12 | 0 | Water | Porous | Wet | R600a | MinimizeLCOE_Brownfield | IgnoreSilica | 11.0421 | 7.2753 | 0.82665 | 4 | 12826.2525 | 21479.7022 | 261.4805 | 437.8928 | 178.5177 | -9.2439e-05 | 64777898283.9375 | 2085935.9253 | 237918.1776 | 1609453.5248 | 2441454.2487 | 24077.0464 | 224803.7939 | 0 | 2583220.6595 | 6721010.2646 | 4587227.6086 | 20515101.2494 | 3144235.0165 | 18752195.8818 | 18752195.8818 | 1478867.319 | 8382599.4226 | 0 | 42411532.1477 | 71025194.7712 | 2371.3737 | 3.3066 | 12826.2525 | 21479.7022 | 261.4805 | 437.8928
1 | 5100 | 707 | 0.035 | 15 | 15 | 7 | 3.1623e-12 | 0 | Water | Porous | Wet | R600a | MinimizeLCOE_Brownfield | IgnoreSilica | 14.4138 | 9.6847 | 1.1041 | 4 | 10672.5026 | 17151.3144 | 217.5734 | 349.6527 | 181.1244 | -9.4882e-05 | 68840438482.1224 | 2553042.62 | 290692.1655 | 2023329.9672 | 2994160.3926 | 24077.0464 | 263420.355 | 0 | 3178001.7932 | 8268508.7682 | 5643427.1352 | 25238660.2434 | 3144235.0165 | 18752195.8818 | 18752195.8818 | 1478867.319 | 8382599.4226 | 0 | 47135091.1417 | 75748753.7651 | 3162.2777 | 4.4165 | 10672.5026 | 17151.3144 | 217.5734 | 349.6527
1 | 5100 | 707 | 0.035 | 15 | 15 | 7 | 4.217e-12 | 0 | Water | Porous | Wet | R600a | MinimizeLCOE_Brownfield | IgnoreSilica | 18.8379 | 12.7933 | 1.4611 | 4 | 9108.1185 | 14003.9621 | 185.6813 | 285.4897 | 182.5588 | -9.6183e-05 | 69064963266.6677 | 3108626.5906 | 353232.4979 | 2528038.3451 | 3792365.8315 | 24077.0464 | 310942.371 | 0 | 3945740.2462 | 10266006.7379 | 7006760.544 | 31335790.2106 | 3144235.0165 | 18752195.8818 | 18752195.8818 | 1478867.319 | 8382599.4226 | 0 | 53232221.1089 | 81845883.7323 | 4216.965 | 5.8445 | 9108.1185 | 14003.9621 | 185.6813 | 285.4897
1 | 5100 | 707 | 0.035 | 15 | 15 | 7 | 5.6234e-12 | 0 | Water | Porous | Wet | R600a | MinimizeLCOE_Brownfield | IgnoreSilica | 24.689 | 16.9064 | 1.9335 | 4 | 7887.3248 | 11587.0013 | 160.7938 | 236.2167 | 183.6766 | -9.7181e-05 | 69286532535.9487 | 3787195.5992 | 429367.5509 | 3159649.0716 | 4856628.2292 | 24077.0464 | 368757.2739 | 0 | 4924013.1607 | 12811272.1902 | 8743956.5151 | 39104916.6372 | 3144235.0165 | 18752195.8818 | 18752195.8818 | 1478867.319 | 8382599.4226 | 0 | 61001347.5355 | 89615010.1589 | 5623.4133 | 7.7341 | 7887.3248 | 11587.0013 | 160.7938 | 236.2167
1 | 5100 | 707 | 0.035 | 15 | 15 | 7 | 7.4989e-12 | 0 | Water | Porous | Wet | R600a | MinimizeLCOE_Brownfield | IgnoreSilica | 32.4064 | 22.3333 | 2.5568 | 4 | 6929.775 | 9727.5253 | 141.2728 | 198.3088 | 184.542 | -9.7908e-05 | 69437426403.5658 | 4613799.3522 | 521758.5701 | 3947840.7884 | 6266686.8547 | 24077.0464 | 438888.8913 | 0 | 6167090.0862 | 16045503.3602 | 10951385.7455 | 48977030.695 | 3144235.0165 | 18752195.8818 | 18752195.8818 | 1478867.319 | 8382599.4226 | 0 | 70873461.5933 | 99487124.2167 | 7498.9421 | 10.2274 | 6929.775 | 9727.5253 | 141.2728 | 198.3088
1 | 5100 | 707 | 0.035 | 15 | 15 | 7 | 1e-11 | 0 | Water | Porous | Wet | R600a | MinimizeLCOE_Brownfield | IgnoreSilica | 42.5185 | 29.4457 | 3.3738 | 4 | 6175.7028 | 8295.9687 | 125.9001 | 169.1245 | 185.206 | -9.8355e-05 | 69508099946.413 | 5614583.6676 | 633166.3887 | 4925096.9676 | 8118800.0193 | 24077.0464 | 523348.9047 | 0 | 7737238.4678 | 20130707.3673 | 13739621.4229 | 61446640.2523 | 3144235.0165 | 18752195.8818 | 18752195.8818 | 1478867.319 | 8382599.4226 | 0 | 83343071.1506 | 111956733.774 | 10000 | 13.4953 | 6175.7028 | 8295.9687 | 125.9001 | 169.1245
1 | 5100 | 707 | 0.035 | 15 | 15 | 7 | 1.3335e-11 | 0 | Water | Porous | Wet | R600a | MinimizeLCOE_Brownfield | IgnoreSilica | 55.6099 | 38.6494 | 4.4311 | 4 | 5581.5995 | 7195.9732 | 113.7885 | 146.6996 | 185.6909 | -9.8467e-05 | 69350689380.5686 | 6812363.9735 | 765954.0998 | 6122260.5116 | 10523011.1365 | 24077.0464 | 623908.8938 | 0 | 9699914.508 | 25237187.8237 | 17224899.262 | 77033577.2553 | 3144235.0165 | 18752195.8818 | 18752195.8818 | 1478867.319 | 8382599.4226 | 0 | 98930008.1536 | 127543670.777 | 13335.2143 | 17.7243 | 5581.5995 | 7195.9732 | 113.7885 | 146.6996
1 | 5100 | 707 | 0.035 | 15 | 15 | 7 | 1.7783e-11 | 0 | Water | Porous | Wet | R600a | MinimizeLCOE_Brownfield | IgnoreSilica | 72.2166 | 50.2731 | 5.7654 | 4 | 5121.4652 | 6362.2167 | 104.408 | 129.7024 | 185.9133 | -9.8078e-05 | 68407868970.818 | 8214514.7789 | 920741.2854 | 7555547.5819 | 13606968.1017 | 24077.0464 | 741972.4398 | 0 | 12114890.2813 | 31520459.4062 | 21513361.2254 | 96212532.1469 | 3144235.0165 | 18752195.8818 | 18752195.8818 | 1478867.319 | 8382599.4226 | 0 | 118108963.0452 | 146722625.6686 | 17782.7941 | 23.0616 | 5121.4652 | 6362.2167 | 104.408 | 129.7024
1 | 5100 | 707 | 0.035 | 15 | 15 | 7 | 2.3714e-11 | 0 | Water | Porous | Wet | R600a | MinimizeLCOE_Brownfield | IgnoreSilica | 92.5379 | 64.2705 | 7.3681 | 4 | 4788.9232 | 5759.7905 | 97.6287 | 117.4211 | 185.5972 | -9.675e-05 | 65739141743.7514 | 9785889.6773 | 1093480.2417 | 9196167.7675 | 17522853.9252 | 24077.0464 | 877445.3656 | 0 | 15014966.4693 | 39065862.7599 | 26663254.0568 | 119243997.3097 | 3144235.0165 | 18752195.8818 | 18752195.8818 | 1478867.319 | 8382599.4226 | 0 | 141140428.208 | 169754090.8314 | 23713.7371 | 29.4723 | 4788.9232 | 5759.7905 | 97.6287 | 117.4211
1 | 5100 | 707 | 0.035 | 15 | 15 | 7 | 3.1623e-11 | 0 | Water | Porous | Wet | R600a | MinimizeLCOE_Brownfield | IgnoreSilica | 108.9614 | 75.2544 | 8.7033 | 4 | 4582.7631 | 5404.6872 | 93.4258 | 110.1819 | 184.8352 | -8.5134e-05 | 64009206883.2477 | 10951437.4563 | 1221167.4874 | 10433336.6371 | 20904078.6964 | 24077.0464 | 906371.5293 | 0 | 17331782.8526 | 45093743.7451 | 30777406.6898 | 137643402.1404 | 3144235.0165 | 18752195.8818 | 18752195.8818 | 1478867.319 | 8382599.4226 | 0 | 159539833.0387 | 188153495.6622 | 31622.7766 | 34.813 | 4582.7631 | 5404.6872 | 93.4258 | 110.1819
1 | 5100 | 707 | 0.035 | 15 | 15 | 7 | 4.217e-11 | 0 | Water | Porous | Wet | R600a | MinimizeLCOE_Brownfield | IgnoreSilica | 114.4332 | 78.8199 | 9.3076 | 4 | 4438.1859 | 5206.7431 | 90.4784 | 106.1465 | 184.4675 | -6.2049e-05 | 66277296746.6451 | 11319200.5013 | 1261384.9294 | 10826945.9514 | 22097568.7569 | 24077.0464 | 750157.4917 | 0 | 18048940.524 | 46959640.8968 | 32050919.8362 | 143338835.934 | 3144235.0165 | 18752195.8818 | 18752195.8818 | 1478867.319 | 8382599.4226 | 0 | 165235266.8323 | 193848929.4557 | 42169.6503 | 37.2304 | 4438.1859 | 5206.7431 | 90.4784 | 106.1465
1 | 5100 | 707 | 0.035 | 15 | 15 | 7 | 5.6234e-11 | 0 | Water | Porous | Wet | R600a | MinimizeLCOE_Brownfield | IgnoreSilica | 118.5204 | 81.4482 | 9.783 | 4 | 4328.8904 | 5060.0956 | 88.2503 | 103.1569 | 184.157 | -4.2439e-05 | 68205753165.043 | 11587309.3714 | 1290683.8407 | 11114829.59 | 23015613.7359 | 24077.0464 | 591137.0608 | 0 | 18573223.7516 | 48323718.3096 | 32981930.6994 | 147502523.4056 | 3144235.0165 | 18752195.8818 | 18752195.8818 | 1478867.319 | 8382599.4226 | 0 | 169398954.3039 | 198012616.9274 | 56234.1325 | 39.1322 | 4328.8904 | 5060.0956 | 88.2503 | 103.1569
1 | 5100 | 707 | 0.035 | 15 | 15 | 7 | 7.4989e-11 | 0 | Water | Porous | Wet | R600a | MinimizeLCOE_Brownfield | IgnoreSilica | 121.3929 | 83.276 | 10.1399 | 4 | 4245.8927 | 4951.3655 | 86.5583 | 100.9403 | 183.9194 | -2.6215e-05 | 69850375533.3865 | 11772307.5611 | 1310884.0615 | 11313929.4678 | 23676696.2906 | 24077.0464 | 433842.1871 | 0 | 18927377.2796 | 49245153.1426 | 33610828.9066 | 150315095.9433 | 3144235.0165 | 18752195.8818 | 18752195.8818 | 1478867.319 | 8382599.4226 | 0 | 172211526.8416 | 200825189.465 | 74989.4209 | 40.5596 | 4245.8927 | 4951.3655 | 86.5583 | 100.9403
1 | 5100 | 707 | 0.035 | 15 | 15 | 7 | 1e-10 | 0 | Water | Porous | Wet | R600a | MinimizeLCOE_Brownfield | IgnoreSilica | 123.2929 | 84.475 | 10.3969 | 4 | 4182.1492 | 4870.1808 | 85.2588 | 99.2852 | 183.7523 | -1.3083e-05 | 71244114277.2909 | 11893031.9386 | 1324052.5118 | 11444063.2186 | 24122512.3209 | 24077.0464 | 277557.1632 | 0 | 19143264.7378 | 49806848.0242 | 33994197.2049 | 152029604.1664 | 3144235.0165 | 18752195.8818 | 18752195.8818 | 1478867.319 | 8382599.4226 | 0 | 173926035.0647 | 202539697.6881 | 100000 | 41.5877 | 4182.1492 | 4870.1808 | 85.2588 | 99.2852
1 | 5100 | 707 | 0.035 | 15 | 15 | 7 | 1.3335e-10 | 0 | Water | Porous | Wet | R600a | MinimizeLCOE_Brownfield | IgnoreSilica | 120.6424 | 82.7858 | 10.2957 | 4 | 4128.5335 | 4823.3287 | 84.1657 | 98.3301 | 183.9596 | 0.0012153 | 78816164169.8611 | 11722804.9042 | 1305481.0822 | 11260615.8989 | 23512764.0281 | 24077.0464 | 0 | 0 | 18652039.7543 | 48528781.3811 | 33121890.4594 | 148128454.5544 | 3144235.0165 | 18752195.8818 | 18752195.8818 | 1478867.319 | 8382599.4226 | 0 | 170024885.4527 | 198638548.0761 | 133352.1432 | 41.1829 | 4128.5335 | 4823.3287 | 84.1657 | 98.3301
1 | 5100 | 707 | 0.035 | 15 | 15 | 7 | 1.7783e-10 | 0 | Water | Porous | Wet | R600a | MinimizeLCOE_Brownfield | IgnoreSilica | 133.6828 | 90.9367 | 11.3094 | 4 | 4095.0531 | 4727.5725 | 83.4832 | 96.378 | 182.7803 | 0.00011787 | 70784948500.1681 | 12535556.7162 | 1394089.092 | 12139176.6208 | 26648647.6767 | 24077.0464 | 0 | 0 | 20569203.3893 | 53516847.8952 | 36526348.3497 | 163353946.7864 | 3144235.0165 | 18752195.8818 | 18752195.8818 | 1478867.319 | 8382599.4226 | 0 | 185250377.6847 | 213864040.3081 | 177827.941 | 45.2376 | 4095.0531 | 4727.5725 | 83.4832 | 96.378
1 | 5100 | 707 | 0.035 | 15 | 15 | 7 | 2.3714e-10 | 0 | Water | Porous | Wet | R600a | MinimizeLCOE_Brownfield | IgnoreSilica | 140.1944 | 94.8778 | 11.7995 | 4 | 4091.1458 | 4697.3911 | 83.4035 | 95.7627 | 182.0896 | 0.28534 | 74485598896.1948 | 12921156.3939 | 1436112.1835 | 12558264.2171 | 28334557.3359 | 24077.0464 | 0 | 0 | 21556925.199 | 56086697.4343 | 38280323.4653 | 171198113.2754 | 3144235.0165 | 18752195.8818 | 18752195.8818 | 1478867.319 | 8382599.4226 | 0 | 193094544.1737 | 221708206.7971 | 237137.3706 | 47.1982 | 4091.1458 | 4697.3911 | 83.4035 | 95.7627
1 | 5100 | 707 | 0.035 | 15 | 15 | 7 | 3.1623e-10 | 0 | Water | Porous | Wet | R600a | MinimizeLCOE_Brownfield | IgnoreSilica | 140.1406 | 94.8455 | 11.7955 | 4 | 4091.1552 | 4697.6069 | 83.4037 | 95.7671 | 182.0954 | 0.83014 | 74483927541.7458 | 12918016.0373 | 1435770.0752 | 12554845.2929 | 28320387.5924 | 24077.0464 | 0 | 0 | 21548707.4573 | 56065316.5561 | 38265730.5766 | 171132850.6342 | 3144235.0165 | 18752195.8818 | 18752195.8818 | 1478867.319 | 8382599.4226 | 0 | 193029281.5325 | 221642944.1559 | 316227.766 | 47.1821 | 4091.1552 | 4697.6069 | 83.4037 | 95.7671
1 | 5100 | 707 | 0.035 | 15 | 15 | 7 | 4.217e-10 | 0 | Water | Porous | Wet | R600a | MinimizeLCOE_Brownfield | IgnoreSilica | 140.1212 | 94.834 | 11.7941 | 4 | 4091.1464 | 4697.6719 | 83.4036 | 95.7684 | 182.0977 | 1.2372 | 74485210888.4603 | 12916893.2944 | 1435647.7638 | 12553622.9793 | 28315136.9218 | 24077.0464 | 0 | 0 | 21545697.4222 | 56057485.0623 | 38260385.4212 | 171108945.9113 | 3144235.0165 | 18752195.8818 | 18752195.8818 | 1478867.319 | 8382599.4226 | 0 | 193005376.8096 | 221619039.433 | 421696.5034 | 47.1764 | 4091.1464 | 4697.6719 | 83.4036 | 95.7684
1 | 5100 | 707 | 0.035 | 15 | 15 | 7 | 5.6234e-10 | 0 | Water | Porous | Wet | R600a | MinimizeLCOE_Brownfield | IgnoreSilica | 140.1166 | 94.8313 | 11.7938 | 4 | 4091.1401 | 4697.6829 | 83.4034 | 95.7686 | 182.0983 | 1.5419 | 74482279913.1059 | 12916630.9417 | 1435619.1831 | 12553337.3615 | 28313845.0253 | 24077.0464 | 0 | 0 | 21544968.7276 | 56055589.1485 | 38259091.421 | 171103158.8552 | 3144235.0165 | 18752195.8818 | 18752195.8818 | 1478867.319 | 8382599.4226 | 0 | 192999589.7535 | 221613252.3769 | 562341.3252 | 47.175 | 4091.1401 | 4697.6829 | 83.4034 | 95.7686
1 | 5100 | 707 | 0.035 | 15 | 15 | 7 | 7.4989e-10 | 0 | Water | Porous | Wet | R600a | MinimizeLCOE_Brownfield | IgnoreSilica | 140.1017 | 94.8224 | 11.7927 | 4 | 4091.1355 | 4697.7347 | 83.4033 | 95.7697 | 182.1 | 1.7709 | 74485253681.8613 | 12915773.042 | 1435525.7235 | 12552403.3892 | 28309865.2418 | 24077.0464 | 0 | 0 | 21542681.3327 | 56049637.8162 | 38255029.5144 | 171084993.1062 | 3144235.0165 | 18752195.8818 | 18752195.8818 | 1478867.319 | 8382599.4226 | 0 | 192981424.0045 | 221595086.6279 | 749894.2093 | 47.1706 | 4091.1355 | 4697.7347 | 83.4033 | 95.7697
1 | 5100 | 707 | 0.035 | 15 | 15 | 7 | 1e-09 | 0 | Water | Porous | Wet | R600a | MinimizeLCOE_Brownfield | IgnoreSilica | 140.1017 | 94.8225 | 11.7927 | 4 | 4091.1322 | 4697.7311 | 83.4033 | 95.7696 | 182.1001 | 1.9421 | 74483596548.5889 | 12915776.9985 | 1435526.1545 | 12552407.6965 | 28309832.0126 | 24077.0464 | 0 | 0 | 21542671.7643 | 56049612.9211 | 38255012.523 | 171084917.117 | 3144235.0165 | 18752195.8818 | 18752195.8818 | 1478867.319 | 8382599.4226 | 0 | 192981348.0153 | 221595010.6387 | 1000000 | 47.1706 | 4091.1322 | 4697.7311 | 83.4033 | 95.7696
1 | 5100 | 707 | 0.035 | 15 | 15 | 7 | 1.3335e-09 | 0 | Water | Porous | Wet | R600a | MinimizeLCOE_Brownfield | IgnoreSilica | 140.1017 | 94.8225 | 11.7927 | 4 | 4091.1297 | 4697.7284 | 83.4032 | 95.7695 | 182.1001 | 2.0705 | 74482351451.3181 | 12915779.9075 | 1435526.4714 | 12552410.8634 | 28309807.5811 | 24077.0464 | 0 | 0 | 21542664.7292 | 56049594.6172 | 38255000.0303 | 171084861.2465 | 3144235.0165 | 18752195.8818 | 18752195.8818 | 1478867.319 | 8382599.4226 | 0 | 192981292.1448 | 221594954.7682 | 1333521.4322 | 47.1707 | 4091.1297 | 4697.7284 | 83.4032 | 95.7695
1 | 5100 | 707 | 0.035 | 15 | 15 | 7 | 1.7783e-09 | 0 | Water | Porous | Wet | R600a | MinimizeLCOE_Brownfield | IgnoreSilica | 140.0823 | 94.8109 | 11.7912 | 4 | 4091.1279 | 4697.801 | 83.4032 | 95.771 | 182.1023 | 2.1677 | 74486598003.8399 | 12914648.9463 | 1435403.2642 | 12551179.6272 | 28304625.7517 | 24077.0464 | 0 | 0 | 21539674.5079 | 56041814.6748 | 38249690.0597 | 171061113.8781 | 3144235.0165 | 18752195.8818 | 18752195.8818 | 1478867.319 | 8382599.4226 | 0 | 192957544.7764 | 221571207.3998 | 1778279.41 | 47.1649 | 4091.1279 | 4697.801 | 83.4032 | 95.771
1 | 5100 | 707 | 0.035 | 15 | 15 | 7 | 2.3714e-09 | 0 | Water | Porous | Wet | R600a | MinimizeLCOE_Brownfield | IgnoreSilica | 140.0823 | 94.8109 | 11.7912 | 4 | 4091.1265 | 4697.7995 | 83.4031 | 95.771 | 182.1023 | 2.2399 | 74485896484.0247 | 12914650.5501 | 1435403.4389 | 12551181.3732 | 28304612.2846 | 24077.0464 | 0 | 0 | 21539670.6303 | 56041804.5861 | 38249683.1739 | 171061083.0834 | 3144235.0165 | 18752195.8818 | 18752195.8818 | 1478867.319 | 8382599.4226 | 0 | 192957513.9817 | 221571176.6052 | 2371373.7057 | 47.1649 | 4091.1265 | 4697.7995 | 83.4031 | 95.771
1 | 5100 | 707 | 0.035 | 15 | 15 | 7 | 3.1623e-09 | 0 | Water | Porous | Wet | R600a | MinimizeLCOE_Brownfield | IgnoreSilica | 140.0823 | 94.8109 | 11.7912 | 4 | 4091.1255 | 4697.7984 | 83.4031 | 95.771 | 182.1023 | 2.294 | 74485369997.553 | 12914651.7425 | 1435403.5688 | 12551182.6713 | 28304602.2721 | 24077.0464 | 0 | 0 | 21539667.7474 | 56041797.0854 | 38249678.0546 | 171061060.1885 | 3144235.0165 | 18752195.8818 | 18752195.8818 | 1478867.319 | 8382599.4226 | 0 | 192957491.0868 | 221571153.7102 | 3162277.6602 | 47.1649 | 4091.1255 | 4697.7984 | 83.4031 | 95.771
1 | 5100 | 707 | 0.035 | 15 | 15 | 7 | 4.217e-09 | 0 | Water | Porous | Wet | R600a | MinimizeLCOE_Brownfield | IgnoreSilica | 140.0823 | 94.8109 | 11.7912 | 4 | 4091.1247 | 4697.7976 | 83.4031 | 95.771 | 182.1023 | 2.3346 | 74484975123.8879 | 12914652.6309 | 1435403.6656 | 12551183.6384 | 28304594.8125 | 24077.0464 | 0 | 0 | 21539665.5996 | 56041791.4971 | 38249674.2404 | 171061043.1309 | 3144235.0165 | 18752195.8818 | 18752195.8818 | 1478867.319 | 8382599.4226 | 0 | 192957474.0292 | 221571136.6526 | 4216965.0343 | 47.1649 | 4091.1247 | 4697.7976 | 83.4031 | 95.771
1 | 5100 | 707 | 0.035 | 15 | 15 | 7 | 5.6234e-09 | 0 | Water | Porous | Wet | R600a | MinimizeLCOE_Brownfield | IgnoreSilica | 140.0823 | 94.8109 | 11.7912 | 4 | 4091.1242 | 4697.797 | 83.4031 | 95.7709 | 182.1023 | 2.365 | 74484678653.3711 | 12914653.2938 | 1435403.7378 | 12551184.3601 | 28304589.2459 | 24077.0464 | 0 | 0 | 21539663.9968 | 56041787.327 | 38249671.3942 | 171061030.402 | 3144235.0165 | 18752195.8818 | 18752195.8818 | 1478867.319 | 8382599.4226 | 0 | 192957461.3003 | 221571123.9237 | 5623413.2519 | 47.1649 | 4091.1242 | 4697.797 | 83.4031 | 95.7709
1 | 5100 | 707 | 0.035 | 15 | 15 | 7 | 7.4989e-09 | 0 | Water | Porous | Wet | R600a | MinimizeLCOE_Brownfield | IgnoreSilica | 140.0823 | 94.8109 | 11.7912 | 4 | 4091.1237 | 4697.7965 | 83.4031 | 95.7709 | 182.1024 | 2.3878 | 74484456292.8215 | 12914653.7891 | 1435403.7918 | 12551184.8993 | 28304585.087 | 24077.0464 | 0 | 0 | 21539662.7993 | 56041784.2113 | 38249669.2677 | 171061020.8918 | 3144235.0165 | 18752195.8818 | 18752195.8818 | 1478867.319 | 8382599.4226 | 0 | 192957451.7901 | 221571114.4136 | 7498942.0933 | 47.1649 | 4091.1237 | 4697.7965 | 83.4031 | 95.7709
1 | 5100 | 707 | 0.035 | 15 | 15 | 7 | 1e-08 | 0 | Water | Porous | Wet | R600a | MinimizeLCOE_Brownfield | IgnoreSilica | 140.0823 | 94.8109 | 11.7912 | 4 | 4091.1234 | 4697.7962 | 83.4031 | 95.7709 | 182.1024 | 2.405 | 74484289417.7989 | 12914654.1595 | 1435403.8321 | 12551185.3025 | 28304581.9768 | 24077.0464 | 0 | 0 | 21539661.9038 | 56041781.8814 | 38249667.6775 | 171061013.78 | 3144235.0165 | 18752195.8818 | 18752195.8818 | 1478867.319 | 8382599.4226 | 0 | 192957444.6783 | 221571107.3017 | 10000000 | 47.1649 | 4091.1234 | 4697.7962 | 83.4031 | 95.7709
1 | 5200 | 707 | 0.035 | 15 | 15 | 7 | 1e-13 | 0 | Water | Porous | Wet | R600a | MinimizeLCOE_Brownfield | IgnoreSilica | 0.80743 | 0.1745 | 0.0050982 | 4 | 1150735.0669 | 2588519.8149 | 23459.2908 | 52770.4777 | 110.6918 | -5.3787e-05 | 16804963197.1851 | 110364.2971 | 7131.7751 | 85239.851 | 60333.9688 | 24077.0464 | 56848.9777 | 0 | 134158.4073 | 349052.656 | 238235.6101 | 1065442.5894 | 3144235.0165 | 19257185.0261 | 19257185.0261 | 1478867.319 | 8584595.0803 | 0 | 23466862.632 | 52787510.0574 | 100 | 0.020393 | 1150735.0669 | 2588519.8149 | 23459.2908 | 52770.4777
1 | 5200 | 707 | 0.035 | 15 | 15 | 7 | 1.3335e-13 | 0 | Water | Porous | Wet | R600a | MinimizeLCOE_Brownfield | IgnoreSilica | 1.0464 | 0.2799 | 0.01381 | 4 | 431681.8505 | 962456.6873 | 8800.4184 | 19620.9814 | 123.6049 | -5.8414e-05 | 27435521434.8985 | 164591.4229 | 11457.6894 | 123323.2756 | 79218.4861 | 24077.0464 | 63942.3442 | 0 | 181978.0032 | 473469.4355 | 323152.6185 | 1445210.3218 | 3144235.0165 | 19257185.0261 | 19257185.0261 | 1478867.319 | 8584595.0803 | 0 | 23846630.3644 | 53167277.7899 | 133.3521 | 0.055241 | 431681.8505 | 962456.6873 | 8800.4184 | 19620.9814
1 | 5200 | 707 | 0.035 | 15 | 15 | 7 | 1.7783e-13 | 0 | Water | Porous | Wet | R600a | MinimizeLCOE_Brownfield | IgnoreSilica | 1.3436 | 0.42623 | 0.027795 | 4 | 218872.4698 | 482592.5411 | 4462.0113 | 9838.3017 | 134.9663 | -6.2574e-05 | 37575387570.7597 | 233836.3481 | 17473.0525 | 171318.6557 | 106106.8596 | 24077.0464 | 71298.5562 | 0 | 243403.1022 | 633284.9431 | 432229.9864 | 1933028.5502 | 3144235.0165 | 19257185.0261 | 19257185.0261 | 1478867.319 | 8584595.0803 | 0 | 24334448.5928 | 53655096.0183 | 177.8279 | 0.11118 | 218872.4698 | 482592.5411 | 4462.0113 | 9838.3017
1 | 5200 | 707 | 0.035 | 15 | 15 | 7 | 2.3714e-13 | 0 | Water | Porous | Wet | R600a | MinimizeLCOE_Brownfield | IgnoreSilica | 1.753 | 0.64493 | 0.050669 | 4 | 123475.7517 | 268143.6383 | 2517.2202 | 5466.4708 | 145.5862 | -6.8853e-05 | 47466547367.0247 | 329635.1157 | 26604.7926 | 236777.6445 | 148587.4966 | 24077.0464 | 81552.1129 | 0 | 330421.3414 | 859688.5516 | 586755.1013 | 2624099.203 | 3144235.0165 | 19257185.0261 | 19257185.0261 | 1478867.319 | 8584595.0803 | 0 | 25025519.2456 | 54346166.671 | 237.1374 | 0.20268 | 123475.7517 | 268143.6383 | 2517.2202 | 5466.4708
1 | 5200 | 707 | 0.035 | 15 | 15 | 7 | 3.1623e-13 | 0 | Water | Porous | Wet | R600a | MinimizeLCOE_Brownfield | IgnoreSilica | 2.2671 | 0.93309 | 0.084562 | 4 | 76585.7276 | 163269.1158 | 1561.3036 | 3328.4618 | 154.3396 | -7.4079e-05 | 57667455935.7557 | 449503.938 | 39607.6696 | 315707.1709 | 209802.9961 | 24077.0464 | 92527.4634 | 0 | 441178.2509 | 1147855.3107 | 783434.8356 | 3503694.6814 | 3144235.0165 | 19257185.0261 | 19257185.0261 | 1478867.319 | 8584595.0803 | 0 | 25905114.724 | 55225762.1494 | 316.2278 | 0.33825 | 76585.7276 | 163269.1158 | 1561.3036 | 3328.4618
1 | 5200 | 707 | 0.035 | 15 | 15 | 7 | 4.217e-13 | 0 | Water | Porous | Wet | R600a | MinimizeLCOE_Brownfield | IgnoreSilica | 2.5766 | 1.4425 | 0.15746 | 4 | 46487.1349 | 93040.218 | 947.7031 | 1896.7507 | 158.1513 | -7.6525e-05 | 1.2462e+12 | 670102.3456 | 81871.512 | 440693.6096 | 905289.3709 | 24077.0464 | 98543.4313 | 0 | 866025.1531 | 2253219.8023 | 1537868.8141 | 6877691.0852 | 3144235.0165 | 19257185.0261 | 19257185.0261 | 1478867.319 | 8584595.0803 | 0 | 29279111.1278 | 58599758.5532 | 421.6965 | 0.62983 | 46487.1349 | 93040.218 | 947.7031 | 1896.7507
1 | 5200 | 707 | 0.035 | 15 | 15 | 7 | 5.6234e-13 | 0 | Water | Porous | Wet | R600a | MinimizeLCOE_Brownfield | IgnoreSilica | 3.2612 | 1.9215 | 0.21394 | 4 | 36082.2859 | 70344.7899 | 735.5862 | 1434.0737 | 164.2809 | -8.0951e-05 | 67829366712.7553 | 819406.5228 | 96212.0943 | 554555.3802 | 1131196.324 | 24077.0464 | 111342.6705 | 0 | 1067348.1149 | 2777020.8517 | 1895373.7933 | 8476532.798 | 3144235.0165 | 19257185.0261 | 19257185.0261 | 1478867.319 | 8584595.0803 | 0 | 30877952.8406 | 60198600.266 | 562.3413 | 0.85576 | 36082.2859 | 70344.7899 | 735.5862 | 1434.0737
1 | 5200 | 707 | 0.035 | 15 | 15 | 7 | 7.4989e-13 | 0 | Water | Porous | Wet | R600a | MinimizeLCOE_Brownfield | IgnoreSilica | 4.1432 | 2.545 | 0.28581 | 4 | 28338.6189 | 53985.5184 | 577.7211 | 1100.5678 | 169.4395 | -8.502e-05 | 67607640471.3668 | 995777.0566 | 114030.9782 | 694629.0355 | 1272504.6147 | 24077.0464 | 126523.7852 | 0 | 1258741.5814 | 3274987.3915 | 2235246.189 | 9996517.6784 | 3144235.0165 | 19257185.0261 | 19257185.0261 | 1478867.319 | 8584595.0803 | 0 | 32397937.721 | 61718585.1464 | 749.8942 | 1.1432 | 28338.6189 | 53985.5184 | 577.7211 | 1100.5678
1 | 5200 | 707 | 0.035 | 15 | 15 | 7 | 1e-12 | 0 | Water | Porous | Wet | R600a | MinimizeLCOE_Brownfield | IgnoreSilica | 5.281 | 3.354 | 0.37892 | 4 | 22416.3928 | 41761.0361 | 456.9885 | 851.3552 | 173.7113 | -8.84e-05 | 68652638877.0219 | 1208892.7831 | 138351.476 | 866258.4896 | 1355312.495 | 24077.0464 | 144313.2763 | 0 | 1457510.1709 | 3792142.4882 | 2588215.1689 | 11575073.3943 | 3144235.0165 | 19257185.0261 | 19257185.0261 | 1478867.319 | 8584595.0803 | 0 | 33976493.4369 | 63297140.8623 | 1000 | 1.5157 | 22416.3928 | 41761.0361 | 456.9885 | 851.3552
1 | 5200 | 707 | 0.035 | 15 | 15 | 7 | 1.3335e-12 | 0 | Water | Porous | Wet | R600a | MinimizeLCOE_Brownfield | IgnoreSilica | 6.7768 | 4.4218 | 0.5018 | 4 | 18050.8957 | 32658.7596 | 367.9919 | 665.793 | 177.2345 | -9.1583e-05 | 69317689356.1817 | 1468418.9794 | 167896.1821 | 1080633.5597 | 1558030.7381 | 24077.0464 | 166196.3126 | 0 | 1741448.5991 | 4530892.0347 | 3092426.9142 | 13830020.3662 | 3144235.0165 | 19257185.0261 | 19257185.0261 | 1478867.319 | 8584595.0803 | 0 | 36231440.4088 | 65552087.8342 | 1333.5214 | 2.0072 | 18050.8957 | 32658.7596 | 367.9919 | 665.793
1 | 5200 | 707 | 0.035 | 15 | 15 | 7 | 1.7783e-12 | 0 | Water | Porous | Wet | R600a | MinimizeLCOE_Brownfield | IgnoreSilica | 8.7259 | 5.8115 | 0.66183 | 4 | 14796.8161 | 25872.3996 | 301.6531 | 527.4439 | 179.9483 | -9.3935e-05 | 69152693878.4273 | 1780236.1384 | 203303.8636 | 1344712.0552 | 1869999.4966 | 24077.0464 | 192317.6136 | 0 | 2111712.0234 | 5494241.5131 | 3749932.728 | 16770532.4782 | 3144235.0165 | 19257185.0261 | 19257185.0261 | 1478867.319 | 8584595.0803 | 0 | 39171952.5208 | 68492599.9462 | 1778.2794 | 2.6473 | 14796.8161 | 25872.3996 | 301.6531 | 527.4439
1 | 5200 | 707 | 0.035 | 15 | 15 | 7 | 2.3714e-12 | 0 | Water | Porous | Wet | R600a | MinimizeLCOE_Brownfield | IgnoreSilica | 11.281 | 7.6035 | 0.86753 | 4 | 12383.4243 | 20832.9252 | 252.4529 | 424.7074 | 181.543 | -9.5375e-05 | 66580428858.3122 | 2151956.0108 | 245404.5206 | 1667280.5834 | 2328051.9768 | 24077.0464 | 224710.8856 | 0 | 2590177.5992 | 6739110.7946 | 4599581.5922 | 20570351.0095 | 3144235.0165 | 19257185.0261 | 19257185.0261 | 1478867.319 | 8584595.0803 | 0 | 42971771.0521 | 72292418.4775 | 2371.3737 | 3.4701 | 12383.4243 | 20832.9252 | 252.4529 | 424.7074
1 | 5200 | 707 | 0.035 | 15 | 15 | 7 | 3.1623e-12 | 0 | Water | Porous | Wet | R600a | MinimizeLCOE_Brownfield | IgnoreSilica | 14.7279 | 10.131 | 1.1598 | 4 | 10299.3432 | 16619.3107 | 209.966 | 338.8071 | 184.2883 | -9.813e-05 | 71076318896.9124 | 2635675.2972 | 300025.5981 | 2097578.2239 | 2874266.8631 | 24077.0464 | 263059.8808 | 0 | 3195926.3347 | 8315144.7482 | 5675257.1498 | 25381011.1422 | 3144235.0165 | 19257185.0261 | 19257185.0261 | 1478867.319 | 8584595.0803 | 0 | 47782431.1848 | 77103078.6102 | 3162.2777 | 4.6394 | 10299.3432 | 16619.3107 | 209.966 | 338.8071
1 | 5200 | 707 | 0.035 | 15 | 15 | 7 | 4.217e-12 | 0 | Water | Porous | Wet | R600a | MinimizeLCOE_Brownfield | IgnoreSilica | 19.24 | 13.3768 | 1.5341 | 4 | 8788.9347 | 13567.0249 | 179.1743 | 276.5822 | 185.7399 | -9.952e-05 | 71368606773.5702 | 3208358.6055 | 364459.408 | 2619866.3877 | 3653490.8778 | 24077.0464 | 310279.4519 | 0 | 3970407.3931 | 10330185.5943 | 7050563.9322 | 31531688.6969 | 3144235.0165 | 19257185.0261 | 19257185.0261 | 1478867.319 | 8584595.0803 | 0 | 53933108.7395 | 83253756.1649 | 4216.965 | 6.1365 | 8788.9347 | 13567.0249 | 179.1743 | 276.5822
1 | 5200 | 707 | 0.035 | 15 | 15 | 7 | 5.6234e-12 | 0 | Water | Porous | Wet | R600a | MinimizeLCOE_Brownfield | IgnoreSilica | 25.2032 | 17.6686 | 2.0291 | 4 | 7608.428 | 11220.9802 | 155.1081 | 228.7549 | 186.8723 | -3.1539e-07 | 71600533275.3324 | 3907435.9946 | 442836.6982 | 3273094.1772 | 4690037.0629 | 24077.0464 | 367662.6903 | 0 | 4955006.0311 | 12891909.2815 | 8798992.9869 | 39351051.9692 | 3144235.0165 | 19257185.0261 | 19257185.0261 | 1478867.319 | 8584595.0803 | 0 | 61752472.0118 | 91073119.4372 | 5623.4133 | 8.1163 | 7608.428 | 11220.9802 | 155.1081 | 228.7549
1 | 5200 | 707 | 0.035 | 15 | 15 | 7 | 7.4989e-12 | 0 | Water | Porous | Wet | R600a | MinimizeLCOE_Brownfield | IgnoreSilica | 33.0689 | 23.3315 | 2.6822 | 4 | 6680.5572 | 9413.479 | 136.1922 | 191.9065 | 187.7496 | -3.1904e-07 | 71756296869.6384 | 4759254.5239 | 538003.6744 | 4088385.5192 | 6061261.245 | 24077.0464 | 437354.159 | 0 | 6204251.1054 | 16142188.7094 | 11017375.483 | 49272151.4656 | 3144235.0165 | 19257185.0261 | 19257185.0261 | 1478867.319 | 8584595.0803 | 0 | 71673571.5082 | 100994218.9336 | 7498.9421 | 10.7287 | 6680.5572 | 9413.479 | 136.1922 | 191.9065
1 | 5200 | 707 | 0.035 | 15 | 15 | 7 | 1e-11 | 0 | Water | Porous | Wet | R600a | MinimizeLCOE_Brownfield | IgnoreSilica | 43.3662 | 30.7467 | 3.5374 | 4 | 5949.2271 | 8021.4029 | 121.283 | 163.5271 | 188.4224 | -3.2127e-07 | 71826930835.0473 | 5789801.1688 | 652666.2913 | 5098421.8906 | 7859990.5058 | 24077.0464 | 521199.0578 | 0 | 7779000.8246 | 20239364.4532 | 13813782.1167 | 61778303.3552 | 3144235.0165 | 19257185.0261 | 19257185.0261 | 1478867.319 | 8584595.0803 | 0 | 84179723.3978 | 113500370.8232 | 10000 | 14.1497 | 5949.2271 | 8021.4029 | 121.283 | 163.5271
1 | 5200 | 707 | 0.035 | 15 | 15 | 7 | 1.3335e-11 | 0 | Water | Porous | Wet | R600a | MinimizeLCOE_Brownfield | IgnoreSilica | 56.6648 | 40.3175 | 4.6415 | 4 | 5373.1321 | 6952.3949 | 109.5386 | 141.734 | 188.9092 | -3.2167e-07 | 71647183883.2373 | 7020320.0733 | 789001.1871 | 6332741.1996 | 10189030.1356 | 24077.0464 | 620613.8113 | 0 | 9740555.5467 | 25342927.47 | 17297068.7433 | 77356335.2132 | 3144235.0165 | 19257185.0261 | 19257185.0261 | 1478867.319 | 8584595.0803 | 0 | 99757755.2558 | 129078402.6812 | 13335.2143 | 18.566 | 5373.1321 | 6952.3949 | 109.5386 | 141.734
1 | 5200 | 707 | 0.035 | 15 | 15 | 7 | 1.7783e-11 | 0 | Water | Porous | Wet | R600a | MinimizeLCOE_Brownfield | IgnoreSilica | 73.5294 | 52.3947 | 6.0333 | 4 | 4926.5172 | 6141.4614 | 100.4337 | 125.202 | 189.1146 | -3.1967e-07 | 70582432294.7878 | 8460038.591 | 947836.9736 | 7809570.6171 | 13174669.1147 | 24077.0464 | 737806.5328 | 0 | 12150059.5615 | 31611962.6591 | 21575814.0757 | 96491835.1719 | 3144235.0165 | 19257185.0261 | 19257185.0261 | 1478867.319 | 8584595.0803 | 0 | 118893255.2145 | 148213902.6399 | 17782.7941 | 24.1333 | 4926.5172 | 6141.4614 | 100.4337 | 125.202
1 | 5200 | 707 | 0.035 | 15 | 15 | 7 | 2.3714e-11 | 0 | Water | Porous | Wet | R600a | MinimizeLCOE_Brownfield | IgnoreSilica | 94.0654 | 66.8491 | 7.6949 | 4 | 4603.28 | 5555.8802 | 93.8441 | 113.2641 | 188.7456 | -3.1272e-07 | 67377289942.0073 | 10064332.6461 | 1124084.4889 | 9490153.215 | 16939085.8396 | 24077.0464 | 871633.1088 | 0 | 15020212.8745 | 39079512.8301 | 26672570.5102 | 119285662.5595 | 3144235.0165 | 19257185.0261 | 19257185.0261 | 1478867.319 | 8584595.0803 | 0 | 141687082.6021 | 171007730.0276 | 23713.7371 | 30.7796 | 4603.28 | 5555.8802 | 93.8441 | 113.2641
1 | 5200 | 707 | 0.035 | 15 | 15 | 7 | 3.1623e-11 | 0 | Water | Porous | Wet | R600a | MinimizeLCOE_Brownfield | IgnoreSilica | 112.3649 | 79.3124 | 9.1845 | 4 | 4402.5936 | 5200.6932 | 89.7528 | 106.0232 | 187.8089 | -9.0085e-05 | 64927298065.4645 | 11369706.2443 | 1266967.6306 | 10881033.0407 | 20518852.3373 | 24077.0464 | 928059.5745 | 0 | 17545591.3907 | 45650029.703 | 31157083.2866 | 139341400.2538 | 3144235.0165 | 19257185.0261 | 19257185.0261 | 1478867.319 | 8584595.0803 | 0 | 161742820.2964 | 191063467.7219 | 31622.7766 | 36.7381 | 4402.5936 | 5200.6932 | 89.7528 | 106.0232
1 | 5200 | 707 | 0.035 | 15 | 15 | 7 | 4.217e-11 | 0 | Water | Porous | Wet | R600a | MinimizeLCOE_Brownfield | IgnoreSilica | 117.9823 | 83.0248 | 9.8123 | 4 | 4265.4145 | 5012.4532 | 86.9562 | 102.1856 | 187.3916 | -6.5758e-05 | 67089788123.9364 | 11746988.0031 | 1308156.433 | 11286608.6052 | 21685297.3412 | 24077.0464 | 768589.7826 | 0 | 18259689.7125 | 47507967.0544 | 32425163.7058 | 145012537.6841 | 3144235.0165 | 19257185.0261 | 19257185.0261 | 1478867.319 | 8584595.0803 | 0 | 167413957.7267 | 196734605.1521 | 42169.6503 | 39.2492 | 4265.4145 | 5012.4532 | 86.9562 | 102.1856
1 | 5200 | 707 | 0.035 | 15 | 15 | 7 | 5.6234e-11 | 0 | Water | Porous | Wet | R600a | MinimizeLCOE_Brownfield | IgnoreSilica | 122.2017 | 85.7735 | 10.3071 | 4 | 4161.6412 | 4872.8193 | 84.8407 | 99.339 | 187.0395 | -4.512e-05 | 68929407092.279 | 12023275.3699 | 1338293.1139 | 11584576.5659 | 22586885.6468 | 24077.0464 | 606808.3391 | 0 | 18783927.272 | 48871925.6485 | 33356093.4727 | 149175862.4752 | 3144235.0165 | 19257185.0261 | 19257185.0261 | 1478867.319 | 8584595.0803 | 0 | 171577282.5178 | 200897929.9432 | 56234.1325 | 41.2283 | 4161.6412 | 4872.8193 | 84.8407 | 99.339
1 | 5200 | 707 | 0.035 | 15 | 15 | 7 | 7.4989e-11 | 0 | Water | Porous | Wet | R600a | MinimizeLCOE_Brownfield | IgnoreSilica | 125.3681 | 87.8124 | 10.6921 | 4 | 4082.7069 | 4768.273 | 83.2315 | 97.2077 | 186.7535 | -2.8211e-05 | 70432371668.7726 | 12226617.2477 | 1360479.1444 | 11804354.822 | 23278601.1817 | 24077.0464 | 449378.284 | 0 | 19165968.0132 | 49865917.2897 | 34034513.1924 | 152209906.2215 | 3144235.0165 | 19257185.0261 | 19257185.0261 | 1478867.319 | 8584595.0803 | 0 | 174611326.2641 | 203931973.6895 | 74989.4209 | 42.7685 | 4082.7069 | 4768.273 | 83.2315 | 97.2077
1 | 5200 | 707 | 0.035 | 15 | 15 | 7 | 1e-10 | 0 | Water | Porous | Wet | R600a | MinimizeLCOE_Brownfield | IgnoreSilica | 127.3755 | 89.0926 | 10.9626 | 4 | 4022.033 | 4690.6837 | 81.9946 | 95.6259 | 186.5602 | -1.4393e-05 | 71774779038.4658 | 12353610.7455 | 1374332.2634 | 11941823.8058 | 23725452.7758 | 24077.0464 | 291389.1946 | 0 | 19387167.4743 | 50441432.9132 | 34427314.4311 | 153966600.6501 | 3144235.0165 | 19257185.0261 | 19257185.0261 | 1478867.319 | 8584595.0803 | 0 | 176368020.6927 | 205688668.1182 | 100000 | 43.8505 | 4022.033 | 4690.6837 | 81.9946 | 95.6259
1 | 5200 | 707 | 0.035 | 15 | 15 | 7 | 1.3335e-10 | 0 | Water | Porous | Wet | R600a | MinimizeLCOE_Brownfield | IgnoreSilica | 124.0109 | 86.9228 | 10.8102 | 4 | 3971.4255 | 4649.5022 | 80.9629 | 94.7864 | 186.8497 | 0.0012135 | 79691130363.1683 | 12138059.6657 | 1350816.6534 | 11708588.9893 | 22991040.891 | 24077.0464 | 0 | 0 | 18802907.4659 | 48921308.2195 | 33389798.0922 | 149326597.0234 | 3144235.0165 | 19257185.0261 | 19257185.0261 | 1478867.319 | 8584595.0803 | 0 | 171728017.0659 | 201048664.4914 | 133352.1432 | 43.2409 | 3971.4255 | 4649.5022 | 80.9629 | 94.7864
1 | 5200 | 707 | 0.035 | 15 | 15 | 7 | 1.7783e-10 | 0 | Water | Porous | Wet | R600a | MinimizeLCOE_Brownfield | IgnoreSilica | 136.9223 | 95.0939 | 11.8264 | 4 | 3937.3176 | 4557.1295 | 80.2675 | 92.9032 | 185.593 | 0.00047855 | 73146813726.4147 | 12942269.75 | 1438499.3682 | 12581132.2046 | 25917742.6401 | 24077.0464 | 0 | 0 | 20632451.1936 | 53681405.7082 | 36638662.4384 | 163856240.3496 | 3144235.0165 | 19257185.0261 | 19257185.0261 | 1478867.319 | 8584595.0803 | 0 | 186257660.3922 | 215578307.8176 | 177827.941 | 47.3057 | 3937.3176 | 4557.1295 | 80.2675 | 92.9032
1 | 5200 | 707 | 0.035 | 15 | 15 | 7 | 2.3714e-10 | 0 | Water | Porous | Wet | R600a | MinimizeLCOE_Brownfield | IgnoreSilica | 145.4419 | 100.29 | 12.4726 | 4 | 3931.2208 | 4518.9202 | 80.1433 | 92.1243 | 184.6189 | 0.15292 | 74722049262.5369 | 13443522.9001 | 1493079.4798 | 13128147.325 | 28002598.2926 | 24077.0464 | 0 | 0 | 21875655.7671 | 56915968.992 | 38846318.3432 | 173729368.1461 | 3144235.0165 | 19257185.0261 | 19257185.0261 | 1478867.319 | 8584595.0803 | 0 | 196130788.1887 | 225451435.6141 | 237137.3706 | 49.8906 | 3931.2208 | 4518.9202 | 80.1433 | 92.1243
1 | 5200 | 707 | 0.035 | 15 | 15 | 7 | 3.1623e-10 | 0 | Water | Porous | Wet | R600a | MinimizeLCOE_Brownfield | IgnoreSilica | 145.383 | 100.2541 | 12.4682 | 4 | 3931.2491 | 4519.1587 | 80.1438 | 92.1292 | 184.6254 | 0.71698 | 74714988759.4718 | 13440088.7767 | 1492705.7285 | 13124391.6557 | 27987973.209 | 24077.0464 | 0 | 0 | 21867002.2024 | 56893454.1917 | 38830951.5294 | 173660644.3399 | 3144235.0165 | 19257185.0261 | 19257185.0261 | 1478867.319 | 8584595.0803 | 0 | 196062064.3825 | 225382711.8079 | 316227.766 | 49.8727 | 3931.2491 | 4519.1587 | 80.1438 | 92.1292
1 | 5200 | 707 | 0.035 | 15 | 15 | 7 | 4.217e-10 | 0 | Water | Porous | Wet | R600a | MinimizeLCOE_Brownfield | IgnoreSilica | 145.3681 | 100.2452 | 12.4671 | 4 | 3931.2482 | 4519.2099 | 80.1438 | 92.1302 | 184.6272 | 1.1378 | 74715883033.0488 | 13439237.4797 | 1492613.0776 | 13123460.6664 | 27984220.8364 | 24077.0464 | 0 | 0 | 21864807.5515 | 56887744.1603 | 38827054.3157 | 173643215.1339 | 3144235.0165 | 19257185.0261 | 19257185.0261 | 1478867.319 | 8584595.0803 | 0 | 196044635.1765 | 225365282.6019 | 421696.5034 | 49.8683 | 3931.2482 | 4519.2099 | 80.1438 | 92.1302
1 | 5200 | 707 | 0.035 | 15 | 15 | 7 | 5.6234e-10 | 0 | Water | Porous | Wet | R600a | MinimizeLCOE_Brownfield | IgnoreSilica | 145.3487 | 100.2335 | 12.4656 | 4 | 3931.2478 | 4519.278 | 80.1438 | 92.1316 | 184.6295 | 1.4539 | 74717928509.4603 | 13438119.0572 | 1492491.3539 | 13122237.5556 | 27979303.5542 | 24077.0464 | 0 | 0 | 21861929.1412 | 56880255.1272 | 38821942.8967 | 173620355.7324 | 3144235.0165 | 19257185.0261 | 19257185.0261 | 1478867.319 | 8584595.0803 | 0 | 196021775.775 | 225342423.2004 | 562341.3252 | 49.8625 | 3931.2478 | 4519.278 | 80.1438 | 92.1316
1 | 5200 | 707 | 0.035 | 15 | 15 | 7 | 7.4989e-10 | 0 | Water | Porous | Wet | R600a | MinimizeLCOE_Brownfield | IgnoreSilica | 145.3487 | 100.2335 | 12.4656 | 4 | 3931.2476 | 4519.2778 | 80.1438 | 92.1316 | 184.6295 | 1.69 | 74715295760.2773 | 13438119.2886 | 1492491.3791 | 13122237.8087 | 27979301.9137 | 24077.0464 | 0 | 0 | 21861928.7002 | 56880253.9798 | 38821942.1135 | 173620352.2299 | 3144235.0165 | 19257185.0261 | 19257185.0261 | 1478867.319 | 8584595.0803 | 0 | 196021772.2725 | 225342419.6979 | 749894.2093 | 49.8625 | 3931.2476 | 4519.2778 | 80.1438 | 92.1316
1 | 5200 | 707 | 0.035 | 15 | 15 | 7 | 1e-09 | 0 | Water | Porous | Wet | R600a | MinimizeLCOE_Brownfield | IgnoreSilica | 145.3487 | 100.2335 | 12.4656 | 4 | 3931.2476 | 4519.2778 | 80.1438 | 92.1316 | 184.6295 | 1.8671 | 74713316026.7223 | 13438119.3365 | 1492491.3843 | 13122237.8611 | 27979301.5741 | 24077.0464 | 0 | 0 | 21861928.6089 | 56880253.7423 | 38821941.9514 | 173620351.505 | 3144235.0165 | 19257185.0261 | 19257185.0261 | 1478867.319 | 8584595.0803 | 0 | 196021771.5476 | 225342418.973 | 1000000 | 49.8625 | 3931.2476 | 4519.2778 | 80.1438 | 92.1316
1 | 5200 | 707 | 0.035 | 15 | 15 | 7 | 1.3335e-09 | 0 | Water | Porous | Wet | R600a | MinimizeLCOE_Brownfield | IgnoreSilica | 145.3339 | 100.2246 | 12.4645 | 4 | 3931.2476 | 4519.33 | 80.1438 | 92.1327 | 184.6313 | 2.0007 | 74716057244.0666 | 13437266.7374 | 1492398.5913 | 13121305.4634 | 27975558.3444 | 24077.0464 | 0 | 0 | 21859736.4113 | 56874550.0938 | 38818049.0942 | 173602941.7822 | 3144235.0165 | 19257185.0261 | 19257185.0261 | 1478867.319 | 8584595.0803 | 0 | 196004361.8248 | 225325009.2502 | 1333521.4322 | 49.8581 | 3931.2476 | 4519.33 | 80.1438 | 92.1327
1 | 5200 | 707 | 0.035 | 15 | 15 | 7 | 1.7783e-09 | 0 | Water | Porous | Wet | R600a | MinimizeLCOE_Brownfield | IgnoreSilica | 145.3339 | 100.2246 | 12.4645 | 4 | 3931.2476 | 4519.3301 | 80.1438 | 92.1327 | 184.6313 | 2.1003 | 74714940962.4884 | 13437266.6844 | 1492398.5856 | 13121305.4054 | 27975558.7203 | 24077.0464 | 0 | 0 | 21859736.5124 | 56874550.3567 | 38818049.2736 | 173602942.5846 | 3144235.0165 | 19257185.0261 | 19257185.0261 | 1478867.319 | 8584595.0803 | 0 | 196004362.6272 | 225325010.0526 | 1778279.41 | 49.8581 | 3931.2476 | 4519.3301 | 80.1438 | 92.1327
1 | 5200 | 707 | 0.035 | 15 | 15 | 7 | 2.3714e-09 | 0 | Water | Porous | Wet | R600a | MinimizeLCOE_Brownfield | IgnoreSilica | 145.3339 | 100.2246 | 12.4645 | 4 | 3931.2477 | 4519.3301 | 80.1438 | 92.1327 | 184.6313 | 2.175 | 74714102907.0227 | 13437266.6222 | 1492398.5788 | 13121305.3375 | 27975559.1606 | 24077.0464 | 0 | 0 | 21859736.6308 | 56874550.6647 | 38818049.4838 | 173602943.5248 | 3144235.0165 | 19257185.0261 | 19257185.0261 | 1478867.319 | 8584595.0803 | 0 | 196004363.5674 | 225325010.9928 | 2371373.7057 | 49.8581 | 3931.2477 | 4519.3301 | 80.1438 | 92.1327
1 | 5200 | 707 | 0.035 | 15 | 15 | 7 | 3.1623e-09 | 0 | Water | Porous | Wet | R600a | MinimizeLCOE_Brownfield | IgnoreSilica | 145.3339 | 100.2246 | 12.4645 | 4 | 3931.2477 | 4519.3301 | 80.1438 | 92.1327 | 184.6313 | 2.231 | 74713473770.3483 | 13437266.5631 | 1492398.5724 | 13121305.2728 | 27975559.5797 | 24077.0464 | 0 | 0 | 21859736.7434 | 56874550.9578 | 38818049.6839 | 173602944.4195 | 3144235.0165 | 19257185.0261 | 19257185.0261 | 1478867.319 | 8584595.0803 | 0 | 196004364.4621 | 225325011.8875 | 3162277.6602 | 49.8581 | 3931.2477 | 4519.3301 | 80.1438 | 92.1327
1 | 5200 | 707 | 0.035 | 15 | 15 | 7 | 4.217e-09 | 0 | Water | Porous | Wet | R600a | MinimizeLCOE_Brownfield | IgnoreSilica | 145.3339 | 100.2246 | 12.4645 | 4 | 3931.2477 | 4519.3302 | 80.1438 | 92.1327 | 184.6313 | 2.273 | 74713002005.2134 | 13437266.5117 | 1492398.5668 | 13121305.2166 | 27975559.944 | 24077.0464 | 0 | 0 | 21859736.8414 | 56874551.2126 | 38818049.8578 | 173602945.1973 | 3144235.0165 | 19257185.0261 | 19257185.0261 | 1478867.319 | 8584595.0803 | 0 | 196004365.2399 | 225325012.6653 | 4216965.0343 | 49.8581 | 3931.2477 | 4519.3302 | 80.1438 | 92.1327
1 | 5200 | 707 | 0.035 | 15 | 15 | 7 | 5.6234e-09 | 0 | Water | Porous | Wet | R600a | MinimizeLCOE_Brownfield | IgnoreSilica | 145.3339 | 100.2246 | 12.4645 | 4 | 3931.2478 | 4519.3302 | 80.1438 | 92.1327 | 184.6313 | 2.3045 | 74712647997.2824 | 13437266.4692 | 1492398.5621 | 13121305.1701 | 27975560.2454 | 24077.0464 | 0 | 0 | 21859736.9224 | 56874551.4234 | 38818050.0016 | 173602945.8406 | 3144235.0165 | 19257185.0261 | 19257185.0261 | 1478867.319 | 8584595.0803 | 0 | 196004365.8832 | 225325013.3087 | 5623413.2519 | 49.8581 | 3931.2478 | 4519.3302 | 80.1438 | 92.1327
1 | 5200 | 707 | 0.035 | 15 | 15 | 7 | 7.4989e-09 | 0 | Water | Porous | Wet | R600a | MinimizeLCOE_Brownfield | IgnoreSilica | 145.3144 | 100.2129 | 12.4631 | 4 | 3931.2478 | 4519.3988 | 80.1438 | 92.1341 | 184.6337 | 2.3291 | 74717934010.6905 | 13436147.3938 | 1492276.7669 | 13120081.3657 | 27970647.4729 | 24077.0464 | 0 | 0 | 21856859.7178 | 56867065.5273 | 38812940.7237 | 173580096.0144 | 3144235.0165 | 19257185.0261 | 19257185.0261 | 1478867.319 | 8584595.0803 | 0 | 195981516.057 | 225302163.4824 | 7498942.0933 | 49.8522 | 3931.2478 | 4519.3988 | 80.1438 | 92.1341
1 | 5200 | 707 | 0.035 | 15 | 15 | 7 | 1e-08 | 0 | Water | Porous | Wet | R600a | MinimizeLCOE_Brownfield | IgnoreSilica | 145.3144 | 100.2129 | 12.4631 | 4 | 3931.2478 | 4519.3988 | 80.1438 | 92.1341 | 184.6337 | 2.3468 | 74717734625.0726 | 13436147.3699 | 1492276.7643 | 13120081.3396 | 27970647.642 | 24077.0464 | 0 | 0 | 21856859.7632 | 56867065.6455 | 38812940.8044 | 173580096.3753 | 3144235.0165 | 19257185.0261 | 19257185.0261 | 1478867.319 | 8584595.0803 | 0 | 195981516.4179 | 225302163.8433 | 10000000 | 49.8522 | 3931.2478 | 4519.3988 | 80.1438 | 92.1341
1 | 5300 | 707 | 0.035 | 15 | 15 | 7 | 1e-13 | 0 | Water | Porous | Wet | R600a | MinimizeLCOE_Brownfield | IgnoreSilica | 0.82688 | 0.1853 | 0.0060922 | 4 | 985588.5467 | 2218135.3563 | 20092.5556 | 45219.6895 | 112.783 | -5.4301e-05 | 19058236100.3401 | 116469.9685 | 7614.4494 | 89309.4431 | 62179.0172 | 24077.0464 | 57266.4654 | 0 | 139197.3921 | 362163.0609 | 247183.7308 | 1105460.5737 | 3144235.0165 | 19768034.2612 | 19768034.2612 | 1478867.319 | 8788934.7744 | 0 | 24017729.8514 | 54053566.206 | 100 | 0.024369 | 985588.5467 | 2218135.3563 | 20092.5556 | 45219.6895
1 | 5300 | 707 | 0.035 | 15 | 15 | 7 | 1.3335e-13 | 0 | Water | Porous | Wet | R600a | MinimizeLCOE_Brownfield | IgnoreSilica | 1.0658 | 0.29433 | 0.015504 | 4 | 393553.4257 | 877884.7142 | 8023.1189 | 17896.8673 | 125.659 | -5.8575e-05 | 30286894568.7248 | 172307.4329 | 12140.9301 | 128208.9006 | 81718.0019 | 24077.0464 | 63901.4795 | 0 | 188117.9786 | 489444.3921 | 334055.8547 | 1493972.0167 | 3144235.0165 | 19768034.2612 | 19768034.2612 | 1478867.319 | 8788934.7744 | 0 | 24406241.2944 | 54442077.649 | 133.3521 | 0.062015 | 393553.4257 | 877884.7142 | 8023.1189 | 17896.8673
1 | 5300 | 707 | 0.035 | 15 | 15 | 7 | 1.7783e-13 | 0 | Water | Porous | Wet | R600a | MinimizeLCOE_Brownfield | IgnoreSilica | 1.3974 | 0.46379 | 0.031906 | 4 | 195657.2805 | 431000.9201 | 3988.7383 | 8786.5367 | 138.1345 | -6.544e-05 | 41400648561.084 | 252047.2076 | 19238.2828 | 182885.9621 | 113160.4798 | 24077.0464 | 73237.242 | 0 | 259212.026 | 674416.52 | 460303.1328 | 2058577.8993 | 3144235.0165 | 19768034.2612 | 19768034.2612 | 1478867.319 | 8788934.7744 | 0 | 24970847.177 | 55006683.5316 | 177.8279 | 0.12763 | 195657.2805 | 431000.9201 | 3988.7383 | 8786.5367
1 | 5300 | 707 | 0.035 | 15 | 15 | 7 | 2.3714e-13 | 0 | Water | Porous | Wet | R600a | MinimizeLCOE_Brownfield | IgnoreSilica | 1.8067 | 0.69087 | 0.056817 | 4 | 113015.7393 | 245176.0944 | 2303.9787 | 4998.2463 | 148.489 | -7.1049e-05 | 52259550679.443 | 351407.4161 | 29072.8853 | 249594.1974 | 158326.4128 | 24077.0464 | 82704.1827 | 0 | 349121.0348 | 908341.3181 | 619961.6141 | 2772606.1077 | 3144235.0165 | 19768034.2612 | 19768034.2612 | 1478867.319 | 8788934.7744 | 0 | 25684875.3854 | 55720711.74 | 237.1374 | 0.22727 | 113015.7393 | 245176.0944 | 2303.9787 | 4998.2463
1 | 5300 | 707 | 0.035 | 15 | 15 | 7 | 3.1623e-13 | 0 | Water | Porous | Wet | R600a | MinimizeLCOE_Brownfield | IgnoreSilica | 2.3209 | 0.96625 | 0.094065 | 4 | 70622.4825 | 150449.9253 | 1439.7348 | 3067.1252 | 157.1184 | -7.5041e-05 | 69316171644.5644 | 477035.0102 | 45117.6944 | 322915.296 | 220181.658 | 24077.0464 | 92401.8518 | 0 | 460874.1371 | 1199099.9666 | 818410.3662 | 3660113.0267 | 3144235.0165 | 19768034.2612 | 19768034.2612 | 1478867.319 | 8788934.7744 | 0 | 26572382.3044 | 56608218.6591 | 316.2278 | 0.37626 | 70622.4825 | 150449.9253 | 1439.7348 | 3067.1252
1 | 5300 | 707 | 0.035 | 15 | 15 | 7 | 4.217e-13 | 0 | Water | Porous | Wet | R600a | MinimizeLCOE_Brownfield | IgnoreSilica | 2.6498 | 1.5209 | 0.16777 | 4 | 44714.5176 | 89471.2826 | 911.5659 | 1823.9931 | 161.1168 | -7.9039e-05 | 69631978463.4209 | 695936.8207 | 83498.9251 | 459842.3349 | 927885.1095 | 24077.0464 | 99568.3586 | 0 | 893415.3521 | 2324483.4815 | 1586507.7395 | 7095215.1682 | 3144235.0165 | 19768034.2612 | 19768034.2612 | 1478867.319 | 8788934.7744 | 0 | 30007484.4459 | 60043320.8006 | 421.6965 | 0.67109 | 44714.5176 | 89471.2826 | 911.5659 | 1823.9931
1 | 5300 | 707 | 0.035 | 15 | 15 | 7 | 5.6234e-13 | 0 | Water | Porous | Wet | R600a | MinimizeLCOE_Brownfield | IgnoreSilica | 3.3344 | 2.0115 | 0.22539 | 4 | 35013.7006 | 68329.3769 | 713.8016 | 1392.9868 | 167.1699 | -8.288e-05 | 68667987490.3245 | 844579.5643 | 97073.9557 | 575423.415 | 1141665.0189 | 24077.0464 | 111406.6087 | 0 | 1089747.9875 | 2835300.7254 | 1935151.0047 | 8654425.3264 | 3144235.0165 | 19768034.2612 | 19768034.2612 | 1478867.319 | 8788934.7744 | 0 | 31566694.6042 | 61602530.9588 | 562.3413 | 0.90155 | 35013.7006 | 68329.3769 | 713.8016 | 1392.9868
1 | 5300 | 707 | 0.035 | 15 | 15 | 7 | 7.4989e-13 | 0 | Water | Porous | Wet | R600a | MinimizeLCOE_Brownfield | IgnoreSilica | 4.248 | 2.6718 | 0.30135 | 4 | 27145.1061 | 52063.1823 | 553.3897 | 1061.3784 | 172.4576 | -8.7722e-05 | 69797466337.1954 | 1030378.5907 | 117989.6318 | 722185.854 | 1144931.7493 | 24077.0464 | 127110.9818 | 0 | 1235002.803 | 3213223.9596 | 2193091.3776 | 9807991.9941 | 3144235.0165 | 19768034.2612 | 19768034.2612 | 1478867.319 | 8788934.7744 | 0 | 32720261.2718 | 62756097.6264 | 749.8942 | 1.2054 | 27145.1061 | 52063.1823 | 553.3897 | 1061.3784
1 | 5300 | 707 | 0.035 | 15 | 15 | 7 | 1e-12 | 0 | Water | Porous | Wet | R600a | MinimizeLCOE_Brownfield | IgnoreSilica | 5.4079 | 3.5158 | 0.39891 | 4 | 21590.0168 | 40413.6835 | 440.1417 | 823.8876 | 176.7584 | -9.12e-05 | 70890203206.2591 | 1249630.8299 | 143000.9377 | 899537.1336 | 1264248.3049 | 24077.0464 | 144635.6065 | 0 | 1452800.645 | 3779889.2678 | 2579852.0943 | 11537671.866 | 3144235.0165 | 19768034.2612 | 19768034.2612 | 1478867.319 | 8788934.7744 | 0 | 34449941.1437 | 64485777.4983 | 1000 | 1.5956 | 21590.0168 | 40413.6835 | 440.1417 | 823.8876
1 | 5300 | 707 | 0.035 | 15 | 15 | 7 | 1.3335e-12 | 0 | Water | Porous | Wet | R600a | MinimizeLCOE_Brownfield | IgnoreSilica | 6.9205 | 4.6208 | 0.52675 | 4 | 17450.7269 | 31705.8668 | 355.7567 | 646.367 | 180.2852 | -9.4204e-05 | 71609450733.7533 | 1514663.6355 | 173162.9113 | 1119368.186 | 1476850.8681 | 24077.0464 | 165752.7649 | 0 | 1744811.4107 | 4539641.3807 | 3098398.5226 | 13856726.7261 | 3144235.0165 | 19768034.2612 | 19768034.2612 | 1478867.319 | 8788934.7744 | 0 | 36768996.0038 | 66804832.3584 | 1333.5214 | 2.107 | 17450.7269 | 31705.8668 | 355.7567 | 646.367
1 | 5300 | 707 | 0.035 | 15 | 15 | 7 | 1.7783e-12 | 0 | Water | Porous | Wet | R600a | MinimizeLCOE_Brownfield | IgnoreSilica | 8.9279 | 6.0845 | 0.69572 | 4 | 14303.1814 | 25096.2852 | 291.5897 | 511.6217 | 183.0321 | -9.7118e-05 | 71257478474.8851 | 1838819.9547 | 209957.764 | 1395013.19 | 1793442.2159 | 24077.0464 | 192446.4274 | 0 | 2126965.0734 | 5533926.8204 | 3777018.7658 | 16891667.258 | 3144235.0165 | 19768034.2612 | 19768034.2612 | 1478867.319 | 8788934.7744 | 0 | 39803936.5357 | 69839772.8904 | 1778.2794 | 2.7829 | 14303.1814 | 25096.2852 | 291.5897 | 511.6217
1 | 5300 | 707 | 0.035 | 15 | 15 | 7 | 2.3714e-12 | 0 | Water | Porous | Wet | R600a | MinimizeLCOE_Brownfield | IgnoreSilica | 11.522 | 7.9412 | 0.90972 | 4 | 11990.6443 | 20244.7914 | 244.4455 | 412.7175 | 184.5543 | -9.8404e-05 | 68425408856.6258 | 2219032.2215 | 253002.3056 | 1726267.4143 | 2243124.4174 | 24077.0464 | 224367.185 | 0 | 2609049.5301 | 6788211.6878 | 4633093.9607 | 20720225.7688 | 3144235.0165 | 19768034.2612 | 19768034.2612 | 1478867.319 | 8788934.7744 | 0 | 43632495.0465 | 73668331.4012 | 2371.3737 | 3.6389 | 11990.6443 | 20244.7914 | 244.4455 | 412.7175
1 | 5300 | 707 | 0.035 | 15 | 15 | 7 | 3.1623e-12 | 0 | Water | Porous | Wet | R600a | MinimizeLCOE_Brownfield | IgnoreSilica | 15.04 | 10.5879 | 1.2172 | 4 | 9967.5886 | 16136.7511 | 203.2028 | 328.9695 | 187.445 | -3.1957e-07 | 73407931718.1421 | 2719185.3872 | 309443.7176 | 2172920.8576 | 2783042.8732 | 24077.0464 | 262201.1865 | 0 | 3225639.7167 | 8392452.8731 | 5728021.5336 | 25616985.1918 | 3144235.0165 | 19768034.2612 | 19768034.2612 | 1478867.319 | 8788934.7744 | 0 | 48529254.4695 | 78565090.8241 | 3162.2777 | 4.8687 | 9967.5886 | 16136.7511 | 203.2028 | 328.9695
1 | 5300 | 707 | 0.035 | 15 | 15 | 7 | 4.217e-12 | 0 | Water | Porous | Wet | R600a | MinimizeLCOE_Brownfield | IgnoreSilica | 19.6468 | 13.9796 | 1.6098 | 4 | 8503.6661 | 13168.2704 | 173.3587 | 268.453 | 188.9165 | -3.2678e-07 | 73716012323.8861 | 3310083.1074 | 375905.1367 | 2713891.183 | 3548080.8197 | 24077.0464 | 309218.4312 | 0 | 4009689.7325 | 10432390.1835 | 7120320.6644 | 31843656.3047 | 3144235.0165 | 19768034.2612 | 19768034.2612 | 1478867.319 | 8788934.7744 | 0 | 54755925.5824 | 84791761.937 | 4216.965 | 6.4391 | 8503.6661 | 13168.2704 | 173.3587 | 268.453
1 | 5300 | 707 | 0.035 | 15 | 15 | 7 | 5.6234e-12 | 0 | Water | Porous | Wet | R600a | MinimizeLCOE_Brownfield | IgnoreSilica | 25.7322 | 18.4622 | 2.1287 | 4 | 7358.5485 | 10885.9632 | 150.014 | 221.9251 | 190.0642 | -3.3229e-07 | 73964124099.6982 | 4031104.0384 | 456702.3619 | 3390193.6987 | 4564134.8326 | 24077.0464 | 366306.2382 | 0 | 5004682.1043 | 13021156.2339 | 8887206.6876 | 39745563.2419 | 3144235.0165 | 19768034.2612 | 19768034.2612 | 1478867.319 | 8788934.7744 | 0 | 62657832.5196 | 92693668.8742 | 5623.4133 | 8.515 | 7358.5485 | 10885.9632 | 150.014 | 221.9251
1 | 5300 | 707 | 0.035 | 15 | 15 | 7 | 7.4989e-12 | 0 | Water | Porous | Wet | R600a | MinimizeLCOE_Brownfield | IgnoreSilica | 33.7365 | 24.3604 | 2.8118 | 4 | 6458.8522 | 9129.3757 | 131.6724 | 186.1147 | 190.9517 | -3.3608e-07 | 74120897101.7544 | 4907338.2981 | 554548.3206 | 4231983.6409 | 5903539.4078 | 24077.0464 | 435174.0632 | 0 | 6262097.703 | 16292693.6904 | 11120098.2251 | 49731550.3955 | 3144235.0165 | 19768034.2612 | 19768034.2612 | 1478867.319 | 8788934.7744 | 0 | 72643819.6732 | 102679656.0278 | 7498.9421 | 11.2472 | 6458.8522 | 9129.3757 | 131.6724 | 186.1147
1 | 5300 | 707 | 0.035 | 15 | 15 | 7 | 1e-11 | 0 | Water | Porous | Wet | R600a | MinimizeLCOE_Brownfield | IgnoreSilica | 44.2164 | 32.0843 | 3.7063 | 4 | 5748.5587 | 7774.5733 | 117.1921 | 158.4952 | 191.6327 | -3.3848e-07 | 74192574463.9064 | 5967761.2797 | 672460.3259 | 5275099.2755 | 7660421.3881 | 24077.0464 | 518196.3281 | 0 | 7846026.101 | 20413750.4736 | 13932804.1589 | 62310596.3771 | 3144235.0165 | 19768034.2612 | 19768034.2612 | 1478867.319 | 8788934.7744 | 0 | 85222865.6549 | 115258702.0095 | 10000 | 14.8251 | 5748.5587 | 7774.5733 | 117.1921 | 158.4952
1 | 5300 | 707 | 0.035 | 15 | 15 | 7 | 1.3335e-11 | 0 | Water | Porous | Wet | R600a | MinimizeLCOE_Brownfield | IgnoreSilica | 57.7636 | 42.0616 | 4.8616 | 4 | 5188.2608 | 6732.8169 | 105.7697 | 137.2576 | 192.1215 | -3.3913e-07 | 73967438496.3535 | 7235165.3059 | 812797.0271 | 6550967.2089 | 9937004.4267 | 24077.0464 | 617129.04 | 0 | 9819084.6215 | 25547244.0139 | 17436518.9828 | 77979987.6732 | 3144235.0165 | 19768034.2612 | 19768034.2612 | 1478867.319 | 8788934.7744 | 0 | 100892256.951 | 130928093.3056 | 13335.2143 | 19.4463 | 5188.2608 | 6732.8169 | 105.7697 | 137.2576
1 | 5300 | 707 | 0.035 | 15 | 15 | 7 | 1.7783e-11 | 0 | Water | Porous | Wet | R600a | MinimizeLCOE_Brownfield | IgnoreSilica | 74.8548 | 54.5793 | 6.31 | 4 | 4754.8744 | 5944.8816 | 96.9345 | 121.1945 | 192.3068 | -3.3668e-07 | 72790699763.7165 | 8709914.6281 | 975396.3976 | 8068979.5548 | 12839614.9085 | 24077.0464 | 732687.519 | 0 | 12226761.3212 | 31811524.9041 | 21712019.4085 | 97100975.6882 | 3144235.0165 | 19768034.2612 | 19768034.2612 | 1478867.319 | 8788934.7744 | 0 | 120013244.9659 | 150049081.3205 | 17782.7941 | 25.24 | 4754.8744 | 5944.8816 | 96.9345 | 121.1945
1 | 5300 | 707 | 0.035 | 15 | 15 | 7 | 2.3714e-11 | 0 | Water | Porous | Wet | R600a | MinimizeLCOE_Brownfield | IgnoreSilica | 95.6442 | 69.5244 | 8.0341 | 4 | 4440.5847 | 5375.2193 | 90.5273 | 109.5811 | 191.8796 | -3.2901e-07 | 69660949028.1711 | 10350042.9178 | 1155468.1201 | 9792789.2845 | 16489102.2142 | 24077.0464 | 865478.5061 | 0 | 15084013.6547 | 39245509.3729 | 26785866.5616 | 119792347.6782 | 3144235.0165 | 19768034.2612 | 19768034.2612 | 1478867.319 | 8788934.7744 | 0 | 142704616.956 | 172740453.3106 | 23713.7371 | 32.1364 | 4440.5847 | 5375.2193 | 90.5273 | 109.5811
1 | 5300 | 707 | 0.035 | 15 | 15 | 7 | 3.1623e-11 | 0 | Water | Porous | Wet | R600a | MinimizeLCOE_Brownfield | IgnoreSilica | 115.6707 | 83.4061 | 9.6729 | 4 | 4245.1357 | 5021.4205 | 86.5428 | 102.3684 | 190.7565 | -9.5146e-05 | 65848167356.4731 | 11785595.361 | 1312481.2855 | 11328043.9996 | 20236603.8203 | 24077.0464 | 947036.4462 | 0 | 17797196.804 | 46304655.377 | 31603878.7603 | 141339568.9002 | 3144235.0165 | 19768034.2612 | 19768034.2612 | 1478867.319 | 8788934.7744 | 0 | 164251838.1779 | 194287674.5326 | 31622.7766 | 38.6918 | 4245.1357 | 5021.4205 | 86.5428 | 102.3684
1 | 5300 | 707 | 0.035 | 15 | 15 | 7 | 4.217e-11 | 0 | Water | Porous | Wet | R600a | MinimizeLCOE_Brownfield | IgnoreSilica | 121.4124 | 87.252 | 10.3221 | 4 | 4114.8413 | 4842.3055 | 83.8866 | 98.7169 | 190.2892 | -6.9527e-05 | 67900702471.2455 | 12170977.813 | 1354514.4027 | 11744032.107 | 21377797.1681 | 24077.0464 | 784505.0205 | 0 | 18507802.3875 | 48153505.34 | 32865756.8501 | 146982968.1353 | 3144235.0165 | 19768034.2612 | 19768034.2612 | 1478867.319 | 8788934.7744 | 0 | 169895237.413 | 199931073.7676 | 42169.6503 | 41.2884 | 4114.8413 | 4842.3055 | 83.8866 | 98.7169
1 | 5300 | 707 | 0.035 | 15 | 15 | 7 | 5.6234e-11 | 0 | Water | Porous | Wet | R600a | MinimizeLCOE_Brownfield | IgnoreSilica | 125.846 | 90.1758 | 10.8413 | 4 | 4016.1913 | 4708.8161 | 81.8755 | 95.9956 | 189.8864 | -4.7928e-05 | 69602180063.3977 | 12460763.8961 | 1386102.2891 | 12057826.3414 | 22283490.7907 | 24077.0464 | 621583.7488 | 0 | 19045199.2039 | 49551701.6209 | 33820054.5419 | 151250799.4792 | 3144235.0165 | 19768034.2612 | 19768034.2612 | 1478867.319 | 8788934.7744 | 0 | 174163068.7569 | 204198905.1116 | 56234.1325 | 43.3652 | 4016.1913 | 4708.8161 | 81.8755 | 95.9956
1 | 5300 | 707 | 0.035 | 15 | 15 | 7 | 7.4989e-11 | 0 | Water | Porous | Wet | R600a | MinimizeLCOE_Brownfield | IgnoreSilica | 129.0151 | 92.2388 | 11.2337 | 4 | 3941.1134 | 4609.5431 | 80.3449 | 93.9718 | 189.5749 | -3.0062e-05 | 71073803405.7531 | 12663657.8478 | 1408224.0111 | 12278005.9959 | 22945263.1404 | 24077.0464 | 460795.0351 | 0 | 19414208.9999 | 50511789.4159 | 34475334.1898 | 154181355.6823 | 3144235.0165 | 19768034.2612 | 19768034.2612 | 1478867.319 | 8788934.7744 | 0 | 177093624.96 | 207129461.3147 | 74989.4209 | 44.9349 | 3941.1134 | 4609.5431 | 80.3449 | 93.9718
1 | 5300 | 707 | 0.035 | 15 | 15 | 7 | 1e-10 | 0 | Water | Porous | Wet | R600a | MinimizeLCOE_Brownfield | IgnoreSilica | 131.1003 | 93.5824 | 11.5148 | 4 | 3883.3863 | 4535.498 | 79.1681 | 92.4623 | 189.3576 | -1.5539e-05 | 72366362322.6278 | 12795112.6698 | 1422551.8039 | 12420876.2859 | 23388581.2299 | 24077.0464 | 301136.8142 | 0 | 19637410.9816 | 51092515.1871 | 34871691.4614 | 155953953.4803 | 3144235.0165 | 19768034.2612 | 19768034.2612 | 1478867.319 | 8788934.7744 | 0 | 178866222.758 | 208902059.1126 | 100000 | 46.0593 | 3883.3863 | 4535.498 | 79.1681 | 92.4623
1 | 5300 | 707 | 0.035 | 15 | 15 | 7 | 1.3335e-10 | 0 | Water | Porous | Wet | R600a | MinimizeLCOE_Brownfield | IgnoreSilica | 127.3439 | 91.1316 | 11.3337 | 4 | 3835.364 | 4497.9003 | 78.1891 | 91.6958 | 189.708 | 0.00027654 | 76637321767.2586 | 12554923.3678 | 1396369.7229 | 12159957.1662 | 22605448.7789 | 24077.0464 | 0 | 0 | 19008902.672 | 49457265.4905 | 33755599.9425 | 150962544.1871 | 3144235.0165 | 19768034.2612 | 19768034.2612 | 1478867.319 | 8788934.7744 | 0 | 173874813.4648 | 203910649.8195 | 133352.1432 | 45.3346 | 3835.364 | 4497.9003 | 78.1891 | 91.6958
1 | 5300 | 707 | 0.035 | 15 | 15 | 7 | 1.7783e-10 | 0 | Water | Porous | Wet | R600a | MinimizeLCOE_Brownfield | IgnoreSilica | 140.1166 | 99.3093 | 12.3507 | 4 | 3801.7163 | 4409.6954 | 77.5031 | 89.8976 | 188.3759 | 0.0001569 | 77146920853.5638 | 13349589.2129 | 1482945.2467 | 13025333.0522 | 25359723.9167 | 24077.0464 | 0 | 0 | 20764250.7052 | 54024321.0015 | 36872709.1723 | 164902949.3538 | 3144235.0165 | 19768034.2612 | 19768034.2612 | 1478867.319 | 8788934.7744 | 0 | 187815218.6315 | 217851054.9862 | 177827.941 | 49.4027 | 3801.7163 | 4409.6954 | 77.5031 | 89.8976
1 | 5300 | 707 | 0.035 | 15 | 15 | 7 | 2.3714e-10 | 0 | Water | Porous | Wet | R600a | MinimizeLCOE_Brownfield | IgnoreSilica | 150.1406 | 105.4682 | 13.1166 | 4 | 3793.9501 | 4366.4261 | 77.3448 | 89.0155 | 187.1491 | 0.043086 | 74982464362.6014 | 13935849.9888 | 1546650.2964 | 13667672.5831 | 27696504.2894 | 24077.0464 | 0 | 0 | 22179594.1396 | 57706754.2909 | 39386045.5587 | 176143148.1932 | 3144235.0165 | 19768034.2612 | 19768034.2612 | 1478867.319 | 8788934.7744 | 0 | 199055417.471 | 229091253.8256 | 237137.3706 | 52.4665 | 3793.9501 | 4366.4261 | 77.3448 | 89.0155
1 | 5300 | 707 | 0.035 | 15 | 15 | 7 | 3.1623e-10 | 0 | Water | Porous | Wet | R600a | MinimizeLCOE_Brownfield | IgnoreSilica | 150.0628 | 105.4206 | 13.1107 | 4 | 3793.9892 | 4366.7237 | 77.3456 | 89.0216 | 187.1583 | 0.62513 | 74985415119.0729 | 13931358.4105 | 1546162.7706 | 13662739.0926 | 27678084.83 | 24077.0464 | 0 | 0 | 22168544.6385 | 57678005.7557 | 39366424.0928 | 176055396.6371 | 3144235.0165 | 19768034.2612 | 19768034.2612 | 1478867.319 | 8788934.7744 | 0 | 198967665.9148 | 229003502.2694 | 316227.766 | 52.4429 | 3793.9892 | 4366.7237 | 77.3456 | 89.0216
1 | 5300 | 707 | 0.035 | 15 | 15 | 7 | 4.217e-10 | 0 | Water | Porous | Wet | R600a | MinimizeLCOE_Brownfield | IgnoreSilica | 150.048 | 105.4116 | 13.1096 | 4 | 3793.9938 | 4366.7773 | 77.3457 | 89.0227 | 187.1601 | 1.0584 | 74984515349.7249 | 13930507.4813 | 1546070.4153 | 13661804.4539 | 27674548.0835 | 24077.0464 | 0 | 0 | 22166432.9174 | 57672511.4904 | 39362674.1438 | 176038626.0319 | 3144235.0165 | 19768034.2612 | 19768034.2612 | 1478867.319 | 8788934.7744 | 0 | 198950895.3096 | 228986731.6642 | 421696.5034 | 52.4384 | 3793.9938 | 4366.7773 | 77.3457 | 89.0227
1 | 5300 | 707 | 0.035 | 15 | 15 | 7 | 5.6234e-10 | 0 | Water | Porous | Wet | R600a | MinimizeLCOE_Brownfield | IgnoreSilica | 150.046 | 105.4103 | 13.1094 | 4 | 3793.9976 | 4366.788 | 77.3458 | 89.0229 | 187.1603 | 1.3827 | 74980455140.9241 | 13930385.9297 | 1546057.2153 | 13661670.9558 | 27674094.7675 | 24077.0464 | 0 | 0 | 22166151.5067 | 57671779.3175 | 39362174.4208 | 176036391.1595 | 3144235.0165 | 19768034.2612 | 19768034.2612 | 1478867.319 | 8788934.7744 | 0 | 198948660.4372 | 228984496.7919 | 562341.3252 | 52.4377 | 3793.9976 | 4366.788 | 77.3458 | 89.0229
1 | 5300 | 707 | 0.035 | 15 | 15 | 7 | 7.4989e-10 | 0 | Water | Porous | Wet | R600a | MinimizeLCOE_Brownfield | IgnoreSilica | 150.0286 | 105.3997 | 13.1081 | 4 | 3794.0005 | 4366.8483 | 77.3458 | 89.0241 | 187.1625 | 1.6269 | 74983299725.9228 | 13929389.6193 | 1545949.087 | 13660576.6351 | 27669912.2728 | 24077.0464 | 0 | 0 | 22163662.8176 | 57665304.259 | 39357755.0603 | 176016626.7975 | 3144235.0165 | 19768034.2612 | 19768034.2612 | 1478867.319 | 8788934.7744 | 0 | 198928896.0752 | 228964732.4299 | 749894.2093 | 52.4325 | 3794.0005 | 4366.8483 | 77.3458 | 89.0241
1 | 5300 | 707 | 0.035 | 15 | 15 | 7 | 1e-09 | 0 | Water | Porous | Wet | R600a | MinimizeLCOE_Brownfield | IgnoreSilica | 150.0286 | 105.3997 | 13.1081 | 4 | 3794.0028 | 4366.8508 | 77.3459 | 89.0242 | 187.1624 | 1.8092 | 74981003957.8563 | 13929385.8789 | 1545948.6754 | 13660572.5345 | 27669935.1197 | 24077.0464 | 0 | 0 | 22163668.5094 | 57665319.068 | 39357765.1677 | 176016672 | 3144235.0165 | 19768034.2612 | 19768034.2612 | 1478867.319 | 8788934.7744 | 0 | 198928941.2777 | 228964777.6323 | 1000000 | 52.4325 | 3794.0028 | 4366.8508 | 77.3459 | 89.0242
1 | 5300 | 707 | 0.035 | 15 | 15 | 7 | 1.3335e-09 | 0 | Water | Porous | Wet | R600a | MinimizeLCOE_Brownfield | IgnoreSilica | 150.024 | 105.3969 | 13.1078 | 4 | 3794.0046 | 4366.8679 | 77.3459 | 89.0245 | 187.163 | 1.9461 | 74979278928.51 | 13929119.4289 | 1545919.7555 | 13660279.8778 | 27668833.1322 | 24077.0464 | 0 | 0 | 22163009.4039 | 57663604.2107 | 39356594.7424 | 176011437.5978 | 3144235.0165 | 19768034.2612 | 19768034.2612 | 1478867.319 | 8788934.7744 | 0 | 198923706.8755 | 228959543.2301 | 1333521.4322 | 52.4311 | 3794.0046 | 4366.8679 | 77.3459 | 89.0245
1 | 5300 | 707 | 0.035 | 15 | 15 | 7 | 1.7783e-09 | 0 | Water | Porous | Wet | R600a | MinimizeLCOE_Brownfield | IgnoreSilica | 150.024 | 105.3969 | 13.1078 | 4 | 3794.0059 | 4366.8694 | 77.3459 | 89.0245 | 187.163 | 2.0487 | 74977983746.6658 | 13929117.2195 | 1545919.5125 | 13660277.4557 | 27668846.6268 | 24077.0464 | 0 | 0 | 22163012.7657 | 57663612.9574 | 39356600.7122 | 176011464.2963 | 3144235.0165 | 19768034.2612 | 19768034.2612 | 1478867.319 | 8788934.7744 | 0 | 198923733.574 | 228959569.9286 | 1778279.41 | 52.4311 | 3794.0059 | 4366.8694 | 77.3459 | 89.0245
1 | 5300 | 707 | 0.035 | 15 | 15 | 7 | 2.3714e-09 | 0 | Water | Porous | Wet | R600a | MinimizeLCOE_Brownfield | IgnoreSilica | 150.024 | 105.3968 | 13.1078 | 4 | 3794.0069 | 4366.8705 | 77.346 | 89.0246 | 187.1629 | 2.1255 | 74982914285.5376 | 13929115.5361 | 1545919.3272 | 13660275.6102 | 27668856.909 | 24077.0464 | 0 | 0 | 22163015.3273 | 57663619.622 | 39356605.2609 | 176011484.639 | 3144235.0165 | 19768034.2612 | 19768034.2612 | 1478867.319 | 8788934.7744 | 0 | 198923753.9167 | 228959590.2713 | 2371373.7057 | 52.431 | 3794.0069 | 4366.8705 | 77.346 | 89.0246
1 | 5300 | 707 | 0.035 | 15 | 15 | 7 | 3.1623e-09 | 0 | Water | Porous | Wet | R600a | MinimizeLCOE_Brownfield | IgnoreSilica | 150.0091 | 105.3879 | 13.1066 | 4 | 3794.0077 | 4366.9199 | 77.346 | 89.0256 | 187.1648 | 2.184 | 74982184962.6685 | 13928270.8512 | 1545827.6587 | 13659347.834 | 27665281.9429 | 24077.0464 | 0 | 0 | 22160894.0799 | 57658100.5715 | 39352838.3956 | 175994638.3801 | 3144235.0165 | 19768034.2612 | 19768034.2612 | 1478867.319 | 8788934.7744 | 0 | 198906907.6579 | 228942744.0125 | 3162277.6602 | 52.4266 | 3794.0077 | 4366.9199 | 77.346 | 89.0256
1 | 5300 | 707 | 0.035 | 15 | 15 | 7 | 4.217e-09 | 0 | Water | Porous | Wet | R600a | MinimizeLCOE_Brownfield | IgnoreSilica | 150.0091 | 105.3879 | 13.1066 | 4 | 3794.0083 | 4366.9206 | 77.346 | 89.0256 | 187.1648 | 2.2272 | 74981637604.5836 | 13928269.891 | 1545827.5531 | 13659346.7813 | 27665287.8066 | 24077.0464 | 0 | 0 | 22160895.5406 | 57658104.3719 | 39352840.9894 | 175994649.9804 | 3144235.0165 | 19768034.2612 | 19768034.2612 | 1478867.319 | 8788934.7744 | 0 | 198906919.2581 | 228942755.6127 | 4216965.0343 | 52.4266 | 3794.0083 | 4366.9206 | 77.346 | 89.0256
1 | 5300 | 707 | 0.035 | 15 | 15 | 7 | 5.6234e-09 | 0 | Water | Porous | Wet | R600a | MinimizeLCOE_Brownfield | IgnoreSilica | 150.0091 | 105.3879 | 13.1066 | 4 | 3794.0088 | 4366.9211 | 77.346 | 89.0256 | 187.1648 | 2.2596 | 74981226947.7446 | 13928269.1663 | 1545827.4733 | 13659345.9868 | 27665292.2327 | 24077.0464 | 0 | 0 | 22160896.6432 | 57658107.2405 | 39352842.9473 | 175994658.7365 | 3144235.0165 | 19768034.2612 | 19768034.2612 | 1478867.319 | 8788934.7744 | 0 | 198906928.0142 | 228942764.3688 | 5623413.2519 | 52.4266 | 3794.0088 | 4366.9211 | 77.346 | 89.0256
1 | 5300 | 707 | 0.035 | 15 | 15 | 7 | 7.4989e-09 | 0 | Water | Porous | Wet | R600a | MinimizeLCOE_Brownfield | IgnoreSilica | 150.0091 | 105.3879 | 13.1066 | 4 | 3794.0091 | 4366.9214 | 77.346 | 89.0256 | 187.1648 | 2.284 | 74980919029.7002 | 13928268.6201 | 1545827.4132 | 13659345.3881 | 27665295.5681 | 24077.0464 | 0 | 0 | 22160897.474 | 57658109.4022 | 39352844.4227 | 175994665.3348 | 3144235.0165 | 19768034.2612 | 19768034.2612 | 1478867.319 | 8788934.7744 | 0 | 198906934.6126 | 228942770.9672 | 7498942.0933 | 52.4266 | 3794.0091 | 4366.9214 | 77.346 | 89.0256
1 | 5300 | 707 | 0.035 | 15 | 15 | 7 | 1e-08 | 0 | Water | Porous | Wet | R600a | MinimizeLCOE_Brownfield | IgnoreSilica | 150.0091 | 105.3879 | 13.1066 | 4 | 3794.0093 | 4366.9217 | 77.346 | 89.0256 | 187.1648 | 2.3022 | 74980687915.0125 | 13928268.2091 | 1545827.368 | 13659344.9374 | 27665298.0784 | 24077.0464 | 0 | 0 | 22160898.0993 | 57658111.0292 | 39352845.5331 | 175994670.301 | 3144235.0165 | 19768034.2612 | 19768034.2612 | 1478867.319 | 8788934.7744 | 0 | 198906939.5787 | 228942775.9333 | 10000000 | 52.4266 | 3794.0093 | 4366.9217 | 77.346 | 89.0256
1 | 5400 | 707 | 0.035 | 15 | 15 | 7 | 1e-13 | 0 | Water | Porous | Wet | R600a | MinimizeLCOE_Brownfield | IgnoreSilica | 0.8417 | 0.19449 | 0.007063 | 4 | 869574.8548 | 1958320.0609 | 17727.4596 | 39923.0033 | 114.5815 | -5.425e-05 | 21371193808.4121 | 121692.7772 | 8036.2006 | 92722.1211 | 63732.6738 | 24077.0464 | 57242.2083 | 0 | 143326.1807 | 372905.322 | 254515.5447 | 1138250.0749 | 3144235.0165 | 20284743.5872 | 20284743.5872 | 1478867.319 | 8995618.5048 | 0 | 24567228.6787 | 55326458.0897 | 100 | 0.028252 | 869574.8548 | 1958320.0609 | 17727.4596 | 39923.0033
1 | 5400 | 707 | 0.035 | 15 | 15 | 7 | 1.3335e-13 | 0 | Water | Porous | Wet | R600a | MinimizeLCOE_Brownfield | IgnoreSilica | 1.1047 | 0.319 | 0.017953 | 4 | 348267.233 | 776602.3858 | 7099.8986 | 15832.0901 | 128.591 | -6.0697e-05 | 33567862967.1101 | 185031.7882 | 13270.3743 | 136466.0781 | 86099.5581 | 24077.0464 | 65340.5811 | 0 | 199011.3162 | 517786.6219 | 353400.0089 | 1580483.373 | 3144235.0165 | 20284743.5872 | 20284743.5872 | 1478867.319 | 8995618.5048 | 0 | 25009461.9767 | 55768691.3878 | 133.3521 | 0.071811 | 348267.233 | 776602.3858 | 7099.8986 | 15832.0901
1 | 5400 | 707 | 0.035 | 15 | 15 | 7 | 1.7783e-13 | 0 | Water | Porous | Wet | R600a | MinimizeLCOE_Brownfield | IgnoreSilica | 1.4168 | 0.48431 | 0.034864 | 4 | 183236.2928 | 403804.1056 | 3735.5197 | 8232.0929 | 140.2311 | -6.54e-05 | 45167400427.1349 | 262576.0129 | 20336.7134 | 189048.0545 | 117099.1502 | 24077.0464 | 72694.1652 | 0 | 267474.1456 | 695912.8604 | 474974.8268 | 2124192.9755 | 3144235.0165 | 20284743.5872 | 20284743.5872 | 1478867.319 | 8995618.5048 | 0 | 25553171.5793 | 56312400.9903 | 177.8279 | 0.13945 | 183236.2928 | 403804.1056 | 3735.5197 | 8232.0929
1 | 5400 | 707 | 0.035 | 15 | 15 | 7 | 2.3714e-13 | 0 | Water | Porous | Wet | R600a | MinimizeLCOE_Brownfield | IgnoreSilica | 1.8456 | 0.72988 | 0.062677 | 4 | 105019.7753 | 227708.3572 | 2140.9702 | 4642.1429 | 151.0817 | -7.2358e-05 | 57292025503.7392 | 370690.1863 | 31436.6554 | 260223.4595 | 167124.7774 | 24077.0464 | 82925.2466 | 0 | 365226.175 | 950243.589 | 648560.7751 | 2900507.9108 | 3144235.0165 | 20284743.5872 | 20284743.5872 | 1478867.319 | 8995618.5048 | 0 | 26329486.5145 | 57088715.9255 | 237.1374 | 0.25071 | 105019.7753 | 227708.3572 | 2140.9702 | 4642.1429
1 | 5400 | 707 | 0.035 | 15 | 15 | 7 | 3.1623e-13 | 0 | Water | Porous | Wet | R600a | MinimizeLCOE_Brownfield | IgnoreSilica | 2.2282 | 0.92889 | 0.10015 | 4 | 67720.3569 | 144500.5398 | 1380.5711 | 2945.839 | 157.8138 | -6.7817e-05 | 377026736771.3002 | 490661.8749 | 55398.5805 | 310246.6987 | 230202.4571 | 24077.0464 | 84264.1874 | 0 | 465991.8295 | 1212415.1523 | 827498.2541 | 3700756.0807 | 3144235.0165 | 20284743.5872 | 20284743.5872 | 1478867.319 | 8995618.5048 | 0 | 27129734.6844 | 57888964.0955 | 316.2278 | 0.40061 | 67720.3569 | 144500.5398 | 1380.5711 | 2945.839
1 | 5400 | 707 | 0.035 | 15 | 15 | 7 | 4.217e-13 | 0 | Water | Porous | Wet | R600a | MinimizeLCOE_Brownfield | IgnoreSilica | 2.7081 | 1.5909 | 0.17712 | 4 | 43329.0662 | 86745.8425 | 883.3216 | 1768.4313 | 163.9178 | -8.0666e-05 | 70933798593.52 | 717955.0434 | 84533.7818 | 476791.0267 | 943710.833 | 24077.0464 | 99563.2754 | 0 | 915186.0926 | 2381126.4825 | 1625167.7515 | 7268111.3332 | 3144235.0165 | 20284743.5872 | 20284743.5872 | 1478867.319 | 8995618.5048 | 0 | 30697089.937 | 61456319.348 | 421.6965 | 0.70846 | 43329.0662 | 86745.8425 | 883.3216 | 1768.4313
1 | 5400 | 707 | 0.035 | 15 | 15 | 7 | 5.6234e-13 | 0 | Water | Porous | Wet | R600a | MinimizeLCOE_Brownfield | IgnoreSilica | 3.4244 | 2.1157 | 0.23803 | 4 | 33486.6837 | 65792.2509 | 682.6713 | 1341.264 | 170.176 | -8.5647e-05 | 70712907978.6251 | 874697.3587 | 100200.0875 | 599190.5886 | 1019392.8746 | 24077.0464 | 112225.6049 | 0 | 1064615.5886 | 2769911.3789 | 1890521.4321 | 8454831.9602 | 3144235.0165 | 20284743.5872 | 20284743.5872 | 1478867.319 | 8995618.5048 | 0 | 31883810.5639 | 62643039.975 | 562.3413 | 0.95213 | 33486.6837 | 65792.2509 | 682.6713 | 1341.264
1 | 5400 | 707 | 0.035 | 15 | 15 | 7 | 7.4989e-13 | 0 | Water | Porous | Wet | R600a | MinimizeLCOE_Brownfield | IgnoreSilica | 4.3406 | 2.7932 | 0.31652 | 4 | 26195.078 | 50490.107 | 534.0221 | 1029.3091 | 175.4151 | -8.9967e-05 | 72108617053.4331 | 1063025.2456 | 121722.359 | 748298.8643 | 1059355.9053 | 24077.0464 | 126901.3832 | 0 | 1225918.5134 | 3189588.5015 | 2176959.6918 | 9735847.5103 | 3144235.0165 | 20284743.5872 | 20284743.5872 | 1478867.319 | 8995618.5048 | 0 | 33164826.1141 | 63924055.5251 | 749.8942 | 1.2661 | 26195.078 | 50490.107 | 534.0221 | 1029.3091
1 | 5400 | 707 | 0.035 | 15 | 15 | 7 | 1e-12 | 0 | Water | Porous | Wet | R600a | MinimizeLCOE_Brownfield | IgnoreSilica | 5.5394 | 3.6856 | 0.41989 | 4 | 20850.6782 | 39164.6901 | 425.0693 | 798.4252 | 179.8143 | -9.4203e-05 | 73155905447.2068 | 1291776.0577 | 147807.2582 | 934116.1358 | 1199529.8582 | 24077.0464 | 144944.3073 | 0 | 1459477.7588 | 3797261.7484 | 2591709.1692 | 11590699.3402 | 3144235.0165 | 20284743.5872 | 20284743.5872 | 1478867.319 | 8995618.5048 | 0 | 35019677.944 | 65778907.355 | 1000 | 1.6795 | 20850.6782 | 39164.6901 | 425.0693 | 798.4252
1 | 5400 | 707 | 0.035 | 15 | 15 | 7 | 1.3335e-12 | 0 | Water | Porous | Wet | R600a | MinimizeLCOE_Brownfield | IgnoreSilica | 7.0863 | 4.8415 | 0.55411 | 4 | 16880.4093 | 30758.1504 | 344.13 | 627.0465 | 183.3705 | -9.7432e-05 | 73860812374.906 | 1565283.9307 | 178925.6576 | 1161942.539 | 1419265.9503 | 24077.0464 | 165955.3396 | 0 | 1761025.6808 | 4581827.5853 | 3127191.4741 | 13985495.2038 | 3144235.0165 | 20284743.5872 | 20284743.5872 | 1478867.319 | 8995618.5048 | 0 | 37414473.8075 | 68173703.2185 | 1333.5214 | 2.2164 | 16880.4093 | 30758.1504 | 344.13 | 627.0465
1 | 5400 | 707 | 0.035 | 15 | 15 | 7 | 1.7783e-12 | 0 | Water | Porous | Wet | R600a | MinimizeLCOE_Brownfield | IgnoreSilica | 9.1131 | 6.3523 | 0.72943 | 4 | 13873.2299 | 24415.4476 | 282.8246 | 497.7419 | 186.0903 | -3.1339e-07 | 73418226278.5763 | 1895547.8533 | 216398.3396 | 1443915.3204 | 1733039.3851 | 24077.0464 | 191643.4295 | 0 | 2146802.3359 | 5585539.3083 | 3812245.3493 | 17049208.3677 | 3144235.0165 | 20284743.5872 | 20284743.5872 | 1478867.319 | 8995618.5048 | 0 | 40478186.9715 | 71237416.3825 | 1778.2794 | 2.9177 | 13873.2299 | 24415.4476 | 282.8246 | 497.7419
1 | 5400 | 707 | 0.035 | 15 | 15 | 7 | 2.3714e-12 | 0 | Water | Porous | Wet | R600a | MinimizeLCOE_Brownfield | IgnoreSilica | 11.7802 | 8.2998 | 0.95436 | 4 | 11628.7511 | 19686.3377 | 237.0678 | 401.3326 | 187.5569 | -3.2088e-07 | 70407422163.5958 | 2289335.083 | 260954.9499 | 1788340.4981 | 2181232.607 | 24077.0464 | 224282.5866 | 0 | 2639606.8807 | 6867715.6456 | 4687357.0456 | 20962902.3428 | 3144235.0165 | 20284743.5872 | 20284743.5872 | 1478867.319 | 8995618.5048 | 0 | 44391880.9466 | 75151110.3576 | 2371.3737 | 3.8174 | 11628.7511 | 19686.3377 | 237.0678 | 401.3326
1 | 5400 | 707 | 0.035 | 15 | 15 | 7 | 3.1623e-12 | 0 | Water | Porous | Wet | R600a | MinimizeLCOE_Brownfield | IgnoreSilica | 15.3736 | 11.0733 | 1.2779 | 4 | 9660.8884 | 15678.221 | 196.9503 | 319.6217 | 190.6049 | -3.3673e-07 | 75767710495.5136 | 2806792.3824 | 319332.5937 | 2252254.228 | 2716103.1575 | 24077.0464 | 261534.196 | 0 | 3268236.5056 | 8503280.98 | 5803663.9938 | 25955275.0833 | 3144235.0165 | 20284743.5872 | 20284743.5872 | 1478867.319 | 8995618.5048 | 0 | 49384253.687 | 80143483.0981 | 3162.2777 | 5.1118 | 9660.8884 | 15678.221 | 196.9503 | 319.6217
1 | 5400 | 707 | 0.035 | 15 | 15 | 7 | 4.217e-12 | 0 | Water | Porous | Wet | R600a | MinimizeLCOE_Brownfield | IgnoreSilica | 20.0675 | 14.6093 | 1.6889 | 4 | 8243.283 | 12796.4739 | 168.0505 | 260.8734 | 192.0908 | -3.4438e-07 | 76098984631.8185 | 3415012.5982 | 387705.5409 | 2811250.8417 | 3469254.1642 | 24077.0464 | 307987.7701 | 0 | 4061962.305 | 10568392.6945 | 7213145.1727 | 32258788.1336 | 3144235.0165 | 20284743.5872 | 20284743.5872 | 1478867.319 | 8995618.5048 | 0 | 55687766.7373 | 86446996.1484 | 4216.965 | 6.7555 | 8243.283 | 12796.4739 | 168.0505 | 260.8734
1 | 5400 | 707 | 0.035 | 15 | 15 | 7 | 5.6234e-12 | 0 | Water | Porous | Wet | R600a | MinimizeLCOE_Brownfield | IgnoreSilica | 26.258 | 19.2751 | 2.2313 | 4 | 7133.2289 | 10579.5444 | 145.4205 | 215.6783 | 193.2498 | -3.5008e-07 | 76355401026.9893 | 4156195.4245 | 470717.0949 | 3509089.2427 | 4466860.6391 | 24077.0464 | 364207.2227 | 0 | 5066547.2014 | 13182116.5262 | 8997065.3946 | 40236875.7924 | 3144235.0165 | 20284743.5872 | 20284743.5872 | 1478867.319 | 8995618.5048 | 0 | 63665854.3961 | 94425083.8071 | 5623.4133 | 8.9253 | 7133.2289 | 10579.5444 | 145.4205 | 215.6783
1 | 5400 | 707 | 0.035 | 15 | 15 | 7 | 7.4989e-12 | 0 | Water | Porous | Wet | R600a | MinimizeLCOE_Brownfield | IgnoreSilica | 34.4332 | 25.439 | 2.9477 | 4 | 6257.6715 | 8866.4295 | 127.5711 | 180.7542 | 194.1501 | -3.5456e-07 | 76517087756.3335 | 5060639.7138 | 571631.4714 | 4381232.5884 | 5787081.6314 | 24077.0464 | 432870.3229 | 0 | 6340437.782 | 16496518.5061 | 11259212.85 | 50353701.9123 | 3144235.0165 | 20284743.5872 | 20284743.5872 | 1478867.319 | 8995618.5048 | 0 | 73782680.516 | 104541909.9271 | 7498.9421 | 11.7908 | 6257.6715 | 8866.4295 | 127.5711 | 180.7542
1 | 5400 | 707 | 0.035 | 15 | 15 | 7 | 1e-11 | 0 | Water | Porous | Wet | R600a | MinimizeLCOE_Brownfield | IgnoreSilica | 45.0984 | 33.4816 | 3.8828 | 4 | 5567.2794 | 7547.78 | 113.4965 | 153.8717 | 194.8382 | -3.5707e-07 | 76591622241.9629 | 6151413.8095 | 692868.5911 | 5458094.0167 | 7511058.4842 | 24077.0464 | 514921.0629 | 0 | 7937448.8741 | 20651613.7759 | 14095150.7503 | 63036646.4109 | 3144235.0165 | 20284743.5872 | 20284743.5872 | 1478867.319 | 8995618.5048 | 0 | 86465625.0146 | 117224854.4256 | 10000 | 15.531 | 5567.2794 | 7547.78 | 113.4965 | 153.8717
1 | 5400 | 707 | 0.035 | 15 | 15 | 7 | 1.3335e-11 | 0 | Water | Porous | Wet | R600a | MinimizeLCOE_Brownfield | IgnoreSilica | 58.8768 | 43.8627 | 5.0894 | 4 | 5022.3764 | 6533.3141 | 102.3879 | 133.1904 | 195.3268 | -3.5776e-07 | 76326485606.555 | 7454373.873 | 837057.71 | 6774416.2513 | 9744030.1214 | 24077.0464 | 612814.3289 | 0 | 9924240.0391 | 25820836.8401 | 17623251.7085 | 78815097.9187 | 3144235.0165 | 20284743.5872 | 20284743.5872 | 1478867.319 | 8995618.5048 | 0 | 102244076.5225 | 133003305.9335 | 13335.2143 | 20.3577 | 5022.3764 | 6533.3141 | 102.3879 | 133.1904
1 | 5400 | 707 | 0.035 | 15 | 15 | 7 | 1.7783e-11 | 0 | Water | Porous | Wet | R600a | MinimizeLCOE_Brownfield | IgnoreSilica | 76.2238 | 56.8514 | 6.598 | 4 | 4601.246 | 5766.7228 | 93.8026 | 117.5624 | 195.4892 | -3.55e-07 | 75014196009.4845 | 8966814.1785 | 1003705.725 | 8336593.633 | 12584870.6532 | 24077.0464 | 727126.595 | 0 | 12340843.2541 | 32108342.6922 | 21914603.6479 | 98006977.4252 | 3144235.0165 | 20284743.5872 | 20284743.5872 | 1478867.319 | 8995618.5048 | 0 | 121435956.029 | 152195185.44 | 17782.7941 | 26.392 | 4601.246 | 5766.7228 | 93.8026 | 117.5624
1 | 5400 | 707 | 0.035 | 15 | 15 | 7 | 2.3714e-11 | 0 | Water | Porous | Wet | R600a | MinimizeLCOE_Brownfield | IgnoreSilica | 97.23 | 72.2679 | 8.383 | 4 | 4295.9744 | 5213.2834 | 87.5792 | 106.2798 | 195.0004 | -3.4629e-07 | 71634100933.5939 | 10639825.8889 | 1187280.3115 | 10100723.6557 | 16135330.8094 | 24077.0464 | 858152.5051 | 0 | 15188702.1846 | 39517887.4531 | 26971770.1981 | 120623750.0527 | 3144235.0165 | 20284743.5872 | 20284743.5872 | 1478867.319 | 8995618.5048 | 0 | 144052728.6565 | 174811958.0675 | 23713.7371 | 33.532 | 4295.9744 | 5213.2834 | 87.5792 | 106.2798
1 | 5400 | 707 | 0.035 | 15 | 15 | 7 | 3.1623e-11 | 0 | Water | Porous | Wet | R600a | MinimizeLCOE_Brownfield | IgnoreSilica | 118.8908 | 87.5407 | 10.1691 | 4 | 4105.6644 | 4861.8563 | 83.6995 | 99.1155 | 193.6779 | -3.2037e-07 | 66768195993.0609 | 12199774.883 | 1357715.1933 | 11775093.5015 | 20035513.225 | 24077.0464 | 963419.834 | 0 | 18078681.5365 | 47037020.9104 | 32103733.2855 | 143575029.4155 | 3144235.0165 | 20284743.5872 | 20284743.5872 | 1478867.319 | 8995618.5048 | 0 | 167004008.0192 | 197763237.4303 | 31622.7766 | 40.6765 | 4105.6644 | 4861.8563 | 83.6995 | 99.1155
1 | 5400 | 707 | 0.035 | 15 | 15 | 7 | 4.217e-11 | 0 | Water | Porous | Wet | R600a | MinimizeLCOE_Brownfield | IgnoreSilica | 124.7498 | 91.5157 | 10.8385 | 4 | 3981.814 | 4691.3019 | 81.1747 | 95.6385 | 193.1595 | -7.3387e-05 | 68701558025.7995 | 12592781.0547 | 1400582.2119 | 12200927.7087 | 21154837.8073 | 24077.0464 | 798208.6131 | 0 | 18786851.6324 | 48879534.2345 | 33361286.489 | 149199086.7981 | 3144235.0165 | 20284743.5872 | 20284743.5872 | 1478867.319 | 8995618.5048 | 0 | 172628065.4018 | 203387294.8129 | 42169.6503 | 43.3541 | 3981.814 | 4691.3019 | 81.1747 | 95.6385
1 | 5400 | 707 | 0.035 | 15 | 15 | 7 | 5.6234e-11 | 0 | Water | Porous | Wet | R600a | MinimizeLCOE_Brownfield | IgnoreSilica | 129.2003 | 94.4848 | 11.3678 | 4 | 3888.0079 | 4564.4618 | 79.2623 | 93.0527 | 192.7221 | -5.0603e-05 | 70343734371.9733 | 12883204.8082 | 1432238.0539 | 12516592.5117 | 22027979.3141 | 24077.0464 | 631948.9918 | 0 | 19311255.8832 | 50243926.5248 | 34292512.2626 | 153363735.3966 | 3144235.0165 | 20284743.5872 | 20284743.5872 | 1478867.319 | 8995618.5048 | 0 | 176792714.0003 | 207551943.4114 | 56234.1325 | 45.4713 | 3888.0079 | 4564.4618 | 79.2623 | 93.0527
1 | 5400 | 707 | 0.035 | 15 | 15 | 7 | 7.4989e-11 | 0 | Water | Porous | Wet | R600a | MinimizeLCOE_Brownfield | IgnoreSilica | 132.4575 | 96.6283 | 11.7728 | 4 | 3816.6145 | 4469.7983 | 77.8068 | 91.1229 | 192.3774 | -3.1855e-05 | 71736153194.5399 | 13091265.4768 | 1454905.1254 | 12743237.8222 | 22681126.7235 | 24077.0464 | 469474.7129 | 0 | 19680993.8938 | 51205908.9847 | 34949085.0583 | 156300074.844 | 3144235.0165 | 20284743.5872 | 20284743.5872 | 1478867.319 | 8995618.5048 | 0 | 179729053.4477 | 210488282.8587 | 74989.4209 | 47.0912 | 3816.6145 | 4469.7983 | 77.8068 | 91.1229
1 | 5400 | 707 | 0.035 | 15 | 15 | 7 | 1e-10 | 0 | Water | Porous | Wet | R600a | MinimizeLCOE_Brownfield | IgnoreSilica | 134.5964 | 98.0202 | 12.0622 | 4 | 3761.6935 | 4399.2057 | 76.6872 | 89.6838 | 192.1377 | -1.6599e-05 | 72981386615.5259 | 13225686.8089 | 1469544.6486 | 12889885.4788 | 23117600.2273 | 24077.0464 | 308228.9834 | 0 | 19903659.0455 | 51785238.0344 | 35344489.0387 | 158068409.3121 | 3144235.0165 | 20284743.5872 | 20284743.5872 | 1478867.319 | 8995618.5048 | 0 | 181497387.9158 | 212256617.3268 | 100000 | 48.2489 | 3761.6935 | 4399.2057 | 76.6872 | 89.6838
1 | 5400 | 707 | 0.035 | 15 | 15 | 7 | 1.3335e-10 | 0 | Water | Porous | Wet | R600a | MinimizeLCOE_Brownfield | IgnoreSilica | 130.6081 | 95.3885 | 11.8631 | 4 | 3716.0701 | 4364.283 | 75.7571 | 88.9718 | 192.5377 | 0.00077417 | 79482614720.6684 | 12971087.6254 | 1441813.5467 | 12612274.6647 | 22319422.7863 | 24077.0464 | 0 | 0 | 19253783.5111 | 50094395.2018 | 34190454.0621 | 152907308.4445 | 3144235.0165 | 20284743.5872 | 20284743.5872 | 1478867.319 | 8995618.5048 | 0 | 176336287.0483 | 207095516.4593 | 133352.1432 | 47.4524 | 3716.0701 | 4364.283 | 75.7571 | 88.9718
1 | 5400 | 707 | 0.035 | 15 | 15 | 7 | 1.7783e-10 | 0 | Water | Porous | Wet | R600a | MinimizeLCOE_Brownfield | IgnoreSilica | 143.2418 | 103.566 | 12.8801 | 4 | 3683.3163 | 4280.347 | 75.0894 | 87.2607 | 191.1319 | 0.00087219 | 76212579336.4915 | 13756001.7124 | 1527262.8568 | 13470080.9754 | 24927173.4496 | 24077.0464 | 0 | 0 | 20944792.4558 | 54494053.6023 | 37193311.3244 | 166336753.423 | 3144235.0165 | 20284743.5872 | 20284743.5872 | 1478867.319 | 8995618.5048 | 0 | 189765732.0268 | 220524961.4378 | 177827.941 | 51.5203 | 3683.3163 | 4280.347 | 75.0894 | 87.2607
1 | 5400 | 707 | 0.035 | 15 | 15 | 7 | 2.3714e-10 | 0 | Water | Porous | Wet | R600a | MinimizeLCOE_Brownfield | IgnoreSilica | 153.7365 | 110.0687 | 13.6888 | 4 | 3674.1412 | 4235.9006 | 74.9023 | 86.3546 | 189.7705 | -2.557e-06 | 68490006374.7604 | 14367648.7522 | 1593664.6166 | 14142560.7465 | 27261353.9219 | 24077.0464 | 0 | 0 | 22381828.9826 | 58232927.8682 | 39745169.8371 | 177749231.7714 | 3144235.0165 | 20284743.5872 | 20284743.5872 | 1478867.319 | 8995618.5048 | 0 | 201178210.3751 | 231937439.7862 | 237137.3706 | 54.7552 | 3674.1412 | 4235.9006 | 74.9023 | 86.3546
1 | 5400 | 707 | 0.035 | 15 | 15 | 7 | 3.1623e-10 | 0 | Water | Porous | Wet | R600a | MinimizeLCOE_Brownfield | IgnoreSilica | 154.8157 | 110.7213 | 13.77 | 4 | 3674.0964 | 4232.5448 | 74.9014 | 86.2862 | 189.6204 | 0.51542 | 75112227798.9885 | 14428472.3155 | 1600272.862 | 14209601.3154 | 27511191.6502 | 24077.0464 | 0 | 0 | 22531709.9239 | 58622887.3328 | 40011325.1845 | 178939537.6306 | 3144235.0165 | 20284743.5872 | 20284743.5872 | 1478867.319 | 8995618.5048 | 0 | 202368516.2344 | 233127745.6454 | 316227.766 | 55.0798 | 3674.0964 | 4232.5448 | 74.9014 | 86.2862
1 | 5400 | 707 | 0.035 | 15 | 15 | 7 | 4.217e-10 | 0 | Water | Porous | Wet | R600a | MinimizeLCOE_Brownfield | IgnoreSilica | 154.8035 | 110.7137 | 13.769 | 4 | 3674.106 | 4232.5926 | 74.9016 | 86.2871 | 189.6219 | 0.96108 | 75111425948.0708 | 14427767.0377 | 1600196.2404 | 14208823.7642 | 27508452.5036 | 24077.0464 | 0 | 0 | 22530033.471 | 58618525.5463 | 40008348.1756 | 178926223.7852 | 3144235.0165 | 20284743.5872 | 20284743.5872 | 1478867.319 | 8995618.5048 | 0 | 202355202.3889 | 233114431.8 | 421696.5034 | 55.076 | 3674.106 | 4232.5926 | 74.9016 | 86.2871
1 | 5400 | 707 | 0.035 | 15 | 15 | 7 | 5.6234e-10 | 0 | Water | Porous | Wet | R600a | MinimizeLCOE_Brownfield | IgnoreSilica | 154.7887 | 110.7046 | 13.7679 | 4 | 3674.1135 | 4232.646 | 74.9018 | 86.2882 | 189.6238 | 1.2956 | 75111509689.9556 | 14426919.4341 | 1600104.1565 | 14207889.308 | 27505088.3385 | 24077.0464 | 0 | 0 | 22527990.5306 | 58613210.2342 | 40004720.3659 | 178909999.4142 | 3144235.0165 | 20284743.5872 | 20284743.5872 | 1478867.319 | 8995618.5048 | 0 | 202338978.0179 | 233098207.4289 | 562341.3252 | 55.0715 | 3674.1135 | 4232.646 | 74.9018 | 86.2882
1 | 5400 | 707 | 0.035 | 15 | 15 | 7 | 7.4989e-10 | 0 | Water | Porous | Wet | R600a | MinimizeLCOE_Brownfield | IgnoreSilica | 154.7692 | 110.6928 | 13.7664 | 4 | 3674.1192 | 4232.7116 | 74.9019 | 86.2896 | 189.6263 | 1.547 | 75114245584.2115 | 14425814.5906 | 1599984.1257 | 14206671.2623 | 27500632.6533 | 24077.0464 | 0 | 0 | 22525300.0745 | 58606210.2196 | 39999942.7121 | 178888632.6845 | 3144235.0165 | 20284743.5872 | 20284743.5872 | 1478867.319 | 8995618.5048 | 0 | 202317611.2882 | 233076840.6993 | 749894.2093 | 55.0656 | 3674.1192 | 4232.7116 | 74.9019 | 86.2896
1 | 5400 | 707 | 0.035 | 15 | 15 | 7 | 1e-09 | 0 | Water | Porous | Wet | R600a | MinimizeLCOE_Brownfield | IgnoreSilica | 154.7692 | 110.6927 | 13.7664 | 4 | 3674.1236 | 4232.7164 | 74.902 | 86.2896 | 189.6262 | 1.7345 | 75111598082.9701 | 14425806.2757 | 1599983.2224 | 14206662.0955 | 27500676.4136 | 24077.0464 | 0 | 0 | 22525309.9709 | 58606235.9678 | 39999960.2857 | 178888711.2779 | 3144235.0165 | 20284743.5872 | 20284743.5872 | 1478867.319 | 8995618.5048 | 0 | 202317689.8817 | 233076919.2927 | 1000000 | 55.0656 | 3674.1236 | 4232.7164 | 74.902 | 86.2896
1 | 5400 | 707 | 0.035 | 15 | 15 | 7 | 1.3335e-09 | 0 | Water | Porous | Wet | R600a | MinimizeLCOE_Brownfield | IgnoreSilica | 154.7692 | 110.6926 | 13.7664 | 4 | 3674.127 | 4232.7201 | 74.902 | 86.2897 | 189.6261 | 1.8752 | 75109608735.3117 | 14425799.9406 | 1599982.5341 | 14206655.1113 | 27500709.7546 | 24077.0464 | 0 | 0 | 22525317.5109 | 58606255.5855 | 39999973.6752 | 178888771.1586 | 3144235.0165 | 20284743.5872 | 20284743.5872 | 1478867.319 | 8995618.5048 | 0 | 202317749.7623 | 233076979.1734 | 1333521.4322 | 55.0655 | 3674.127 | 4232.7201 | 74.902 | 86.2897
1 | 5400 | 707 | 0.035 | 15 | 15 | 7 | 1.7783e-09 | 0 | Water | Porous | Wet | R600a | MinimizeLCOE_Brownfield | IgnoreSilica | 154.7498 | 110.6808 | 13.7649 | 4 | 3674.1295 | 4232.7822 | 74.9021 | 86.291 | 189.6288 | 1.9818 | 75114376970.2225 | 14424701.1575 | 1599863.1615 | 14205443.7577 | 27496222.1466 | 24077.0464 | 0 | 0 | 22522619.8352 | 58599236.7865 | 39995183.2007 | 178867347.0921 | 3144235.0165 | 20284743.5872 | 20284743.5872 | 1478867.319 | 8995618.5048 | 0 | 202296325.6959 | 233055555.1069 | 1778279.41 | 55.0597 | 3674.1295 | 4232.7822 | 74.9021 | 86.291
1 | 5400 | 707 | 0.035 | 15 | 15 | 7 | 2.3714e-09 | 0 | Water | Porous | Wet | R600a | MinimizeLCOE_Brownfield | IgnoreSilica | 154.7498 | 110.6808 | 13.7649 | 4 | 3674.1314 | 4232.7843 | 74.9021 | 86.291 | 189.6287 | 2.0609 | 75113256329.6289 | 14424697.5376 | 1599862.7682 | 14205439.7669 | 27496241.1944 | 24077.0464 | 0 | 0 | 22522624.1423 | 58599247.9927 | 39995190.8491 | 178867381.2976 | 3144235.0165 | 20284743.5872 | 20284743.5872 | 1478867.319 | 8995618.5048 | 0 | 202296359.9013 | 233055589.3123 | 2371373.7057 | 55.0596 | 3674.1314 | 4232.7843 | 74.9021 | 86.291
1 | 5400 | 707 | 0.035 | 15 | 15 | 7 | 3.1623e-09 | 0 | Water | Porous | Wet | R600a | MinimizeLCOE_Brownfield | IgnoreSilica | 154.7498 | 110.6807 | 13.7649 | 4 | 3674.1328 | 4232.7859 | 74.9022 | 86.2911 | 189.6287 | 2.1202 | 75112415046.061 | 14424694.8053 | 1599862.4714 | 14205436.7547 | 27496255.5716 | 24077.0464 | 0 | 0 | 22522627.3932 | 58599256.451 | 39995196.6221 | 178867407.1157 | 3144235.0165 | 20284743.5872 | 20284743.5872 | 1478867.319 | 8995618.5048 | 0 | 202296385.7195 | 233055615.1305 | 3162277.6602 | 55.0596 | 3674.1328 | 4232.7859 | 74.9022 | 86.2911
1 | 5400 | 707 | 0.035 | 15 | 15 | 7 | 4.217e-09 | 0 | Water | Porous | Wet | R600a | MinimizeLCOE_Brownfield | IgnoreSilica | 154.7427 | 110.6764 | 13.7644 | 4 | 3674.1339 | 4232.8086 | 74.9022 | 86.2915 | 189.6296 | 2.1651 | 75114057059.4025 | 14424295.7038 | 1599819.1126 | 14204996.7677 | 27494628.6699 | 24077.0464 | 0 | 0 | 22521648.7471 | 58596710.2146 | 39993458.7635 | 178859635.0255 | 3144235.0165 | 20284743.5872 | 20284743.5872 | 1478867.319 | 8995618.5048 | 0 | 202288613.6293 | 233047843.0403 | 4216965.0343 | 55.0575 | 3674.1339 | 4232.8086 | 74.9022 | 86.2915
1 | 5400 | 707 | 0.035 | 15 | 15 | 7 | 5.6234e-09 | 0 | Water | Porous | Wet | R600a | MinimizeLCOE_Brownfield | IgnoreSilica | 154.7427 | 110.6764 | 13.7644 | 4 | 3674.1348 | 4232.8095 | 74.9022 | 86.2915 | 189.6296 | 2.1985 | 75113583568.0159 | 14424294.1567 | 1599818.9446 | 14204995.0621 | 27494636.81 | 24077.0464 | 0 | 0 | 22521650.5877 | 58596715.0034 | 39993462.0319 | 178859649.6427 | 3144235.0165 | 20284743.5872 | 20284743.5872 | 1478867.319 | 8995618.5048 | 0 | 202288628.2464 | 233047857.6574 | 5623413.2519 | 55.0575 | 3674.1348 | 4232.8095 | 74.9022 | 86.2915
1 | 5400 | 707 | 0.035 | 15 | 15 | 7 | 7.4989e-09 | 0 | Water | Porous | Wet | R600a | MinimizeLCOE_Brownfield | IgnoreSilica | 154.7427 | 110.6764 | 13.7644 | 4 | 3674.1354 | 4232.8102 | 74.9022 | 86.2916 | 189.6296 | 2.2235 | 75113228385.115 | 14424292.9934 | 1599818.8182 | 14204993.7796 | 27494642.9308 | 24077.0464 | 0 | 0 | 22521651.9717 | 58596718.6042 | 39993464.4895 | 178859660.6338 | 3144235.0165 | 20284743.5872 | 20284743.5872 | 1478867.319 | 8995618.5048 | 0 | 202288639.2375 | 233047868.6486 | 7498942.0933 | 55.0575 | 3674.1354 | 4232.8102 | 74.9022 | 86.2916
1 | 5400 | 707 | 0.035 | 15 | 15 | 7 | 1e-08 | 0 | Water | Porous | Wet | R600a | MinimizeLCOE_Brownfield | IgnoreSilica | 154.7427 | 110.6764 | 13.7644 | 4 | 3674.1358 | 4232.8107 | 74.9022 | 86.2916 | 189.6296 | 2.2423 | 75112962060.8876 | 14424292.1192 | 1599818.7232 | 14204992.8159 | 27494647.5302 | 24077.0464 | 0 | 0 | 22521653.0116 | 58596721.31 | 39993466.3363 | 178859668.8928 | 3144235.0165 | 20284743.5872 | 20284743.5872 | 1478867.319 | 8995618.5048 | 0 | 202288647.4965 | 233047876.9075 | 10000000 | 55.0575 | 3674.1358 | 4232.8107 | 74.9022 | 86.2916
1 | 5500 | 707 | 0.035 | 15 | 15 | 7 | 1e-13 | 0 | Water | Porous | Wet | R600a | MinimizeLCOE_Brownfield | IgnoreSilica | 0.86115 | 0.20607 | 0.0082021 | 4 | 766017.1484 | 1725854.629 | 15616.2957 | 35183.881 | 116.6738 | -5.4719e-05 | 23871012717.1054 | 128176.09 | 8564.7173 | 96977.1572 | 65711.2335 | 24077.0464 | 57581.208 | 0 | 148624.1064 | 386689.4379 | 263923.487 | 1180324.4836 | 3144235.0165 | 20807313.0041 | 20807313.0041 | 1478867.319 | 9204646.2715 | 0 | 25131872.5042 | 56622699.0989 | 100 | 0.032808 | 766017.1484 | 1725854.629 | 15616.2957 | 35183.881
1 | 5500 | 707 | 0.035 | 15 | 15 | 7 | 1.3335e-13 | 0 | Water | Porous | Wet | R600a | MinimizeLCOE_Brownfield | IgnoreSilica | 1.1195 | 0.33235 | 0.019747 | 4 | 323793.0346 | 722473.6564 | 6600.959 | 14728.6027 | 130.4404 | -6.0338e-05 | 36637256424.9392 | 192214.5605 | 13942.9495 | 140838.5425 | 88452.5509 | 24077.0464 | 64838.1238 | 0 | 204501.8717 | 532071.921 | 363150.0191 | 1624087.5854 | 3144235.0165 | 20807313.0041 | 20807313.0041 | 1478867.319 | 9204646.2715 | 0 | 25575635.606 | 57066462.2007 | 133.3521 | 0.078988 | 323793.0346 | 722473.6564 | 6600.959 | 14728.6027
1 | 5500 | 707 | 0.035 | 15 | 15 | 7 | 1.7783e-13 | 0 | Water | Porous | Wet | R600a | MinimizeLCOE_Brownfield | IgnoreSilica | 1.4557 | 0.51654 | 0.038959 | 4 | 168010.5584 | 370089.1052 | 3425.1225 | 7544.767 | 142.9288 | -6.6959e-05 | 49443132972.4947 | 278497.4077 | 22000.5562 | 198653.6238 | 123447.2074 | 24077.0464 | 73416.2176 | 0 | 280835.903 | 730677.4123 | 498702.3478 | 2230307.7221 | 3144235.0165 | 20807313.0041 | 20807313.0041 | 1478867.319 | 9204646.2715 | 0 | 26181855.7427 | 57672682.3374 | 177.8279 | 0.15583 | 168010.5584 | 370089.1052 | 3425.1225 | 7544.767
1 | 5500 | 707 | 0.035 | 15 | 15 | 7 | 2.3714e-13 | 0 | Water | Porous | Wet | R600a | MinimizeLCOE_Brownfield | IgnoreSilica | 1.8799 | 0.76678 | 0.06879 | 4 | 98039.8649 | 212484.5854 | 1998.6753 | 4331.7857 | 153.5787 | -7.3188e-05 | 63247406855.562 | 389880.902 | 34003.087 | 270044.1808 | 176063.1395 | 24077.0464 | 82696.1427 | 0 | 380938.1544 | 991122.9365 | 676461.7697 | 3025287.3589 | 3144235.0165 | 20807313.0041 | 20807313.0041 | 1478867.319 | 9204646.2715 | 0 | 26976835.3795 | 58467661.9742 | 237.1374 | 0.27516 | 98039.8649 | 212484.5854 | 1998.6753 | 4331.7857
1 | 5500 | 707 | 0.035 | 15 | 15 | 7 | 3.1623e-13 | 0 | Water | Porous | Wet | R600a | MinimizeLCOE_Brownfield | IgnoreSilica | 2.2088 | 1.2507 | 0.13727 | 4 | 54710.4636 | 112061.2496 | 1115.3468 | 2284.5201 | 159.4896 | -7.7859e-05 | 73087007443.6333 | 606699.1234 | 73531.3269 | 393173.0263 | 778893.8801 | 24077.0464 | 89722.3194 | 0 | 766777.7218 | 1994998.3443 | 1361627.3631 | 6089500.1515 | 3144235.0165 | 20807313.0041 | 20807313.0041 | 1478867.319 | 9204646.2715 | 0 | 30041048.1722 | 61531874.7668 | 316.2278 | 0.54909 | 54710.4636 | 112061.2496 | 1115.3468 | 2284.5201
1 | 5500 | 707 | 0.035 | 15 | 15 | 7 | 4.217e-13 | 0 | Water | Porous | Wet | R600a | MinimizeLCOE_Brownfield | IgnoreSilica | 2.7813 | 1.6738 | 0.18745 | 4 | 41904.6598 | 83902.927 | 854.2832 | 1710.4747 | 166.8738 | -8.324e-05 | 71599744743.8082 | 742656.2346 | 85515.3767 | 496743.0081 | 962196.0833 | 24077.0464 | 100332.7543 | 0 | 940492.9964 | 2446969.8549 | 1670107.2061 | 7469090.5608 | 3144235.0165 | 20807313.0041 | 20807313.0041 | 1478867.319 | 9204646.2715 | 0 | 31420638.5814 | 62911465.1761 | 421.6965 | 0.74981 | 41904.6598 | 83902.927 | 854.2832 | 1710.4747
1 | 5500 | 707 | 0.035 | 15 | 15 | 7 | 5.6234e-13 | 0 | Water | Porous | Wet | R600a | MinimizeLCOE_Brownfield | IgnoreSilica | 3.4975 | 2.2101 | 0.24988 | 4 | 32293.3686 | 63799.9032 | 658.344 | 1300.6473 | 173.0585 | -8.757e-05 | 73038863734.3418 | 901904.0412 | 103319.0413 | 620482.1604 | 926359.8831 | 24077.0464 | 111955.5394 | 0 | 1048358.1076 | 2727612.7481 | 1861651.7474 | 8325720.3149 | 3144235.0165 | 20807313.0041 | 20807313.0041 | 1478867.319 | 9204646.2715 | 0 | 32277268.3355 | 63768094.9302 | 562.3413 | 0.9995 | 32293.3686 | 63799.9032 | 658.344 | 1300.6473
1 | 5500 | 707 | 0.035 | 15 | 15 | 7 | 7.4989e-13 | 0 | Water | Porous | Wet | R600a | MinimizeLCOE_Brownfield | IgnoreSilica | 4.4527 | 2.9324 | 0.33361 | 4 | 25273.8658 | 48872.7337 | 515.2419 | 996.3368 | 178.4576 | -9.3053e-05 | 74357092447.285 | 1099994.5347 | 125947.2031 | 777997.4665 | 1000352.5474 | 24077.0464 | 127469.3159 | 0 | 1230776.8645 | 3202228.9343 | 2185587.0469 | 9774430.9598 | 3144235.0165 | 20807313.0041 | 20807313.0041 | 1478867.319 | 9204646.2715 | 0 | 33725978.9804 | 65216805.575 | 749.8942 | 1.3344 | 25273.8658 | 48872.7337 | 515.2419 | 996.3368
1 | 5500 | 707 | 0.035 | 15 | 15 | 7 | 1e-12 | 0 | Water | Porous | Wet | R600a | MinimizeLCOE_Brownfield | IgnoreSilica | 5.6636 | 3.8545 | 0.441 | 4 | 20203.0967 | 38054.9331 | 411.8675 | 775.8013 | 182.8443 | -9.7024e-05 | 75505724208.1416 | 1333161.297 | 152527.8175 | 968211.8728 | 1150642.9603 | 24077.0464 | 144698.1908 | 0 | 1471594.4821 | 3828786.9769 | 2613225.7854 | 11686926.4292 | 3144235.0165 | 20807313.0041 | 20807313.0041 | 1478867.319 | 9204646.2715 | 0 | 35638474.4499 | 67129301.0445 | 1000 | 1.764 | 20203.0967 | 38054.9331 | 411.8675 | 775.8013
1 | 5500 | 707 | 0.035 | 15 | 15 | 7 | 1.3335e-12 | 0 | Water | Porous | Wet | R600a | MinimizeLCOE_Brownfield | IgnoreSilica | 7.2495 | 5.0664 | 0.58215 | 4 | 16365.813 | 29889.2123 | 333.6392 | 609.332 | 186.4448 | -3.1618e-07 | 76167431436.9325 | 1616151.5212 | 184709.6498 | 1204908.0565 | 1375579.6839 | 24077.0464 | 165776.5104 | 0 | 1782768.9626 | 4638399.1445 | 3165802.7257 | 14158173.3011 | 3144235.0165 | 20807313.0041 | 20807313.0041 | 1478867.319 | 9204646.2715 | 0 | 38109721.3217 | 69600547.9164 | 1333.5214 | 2.3286 | 16365.813 | 29889.2123 | 333.6392 | 609.332
1 | 5500 | 707 | 0.035 | 15 | 15 | 7 | 1.7783e-12 | 0 | Water | Porous | Wet | R600a | MinimizeLCOE_Brownfield | IgnoreSilica | 9.33 | 6.6509 | 0.76654 | 4 | 13454.8763 | 23725.3275 | 274.2959 | 483.6729 | 189.1688 | -3.3006e-07 | 75556213390.5788 | 1957995.1834 | 223485.0021 | 1497963.1919 | 1691418.2726 | 24077.0464 | 191697.4794 | 0 | 2178788.1086 | 5668759.7276 | 3869044.9954 | 17303229.0074 | 3144235.0165 | 20807313.0041 | 20807313.0041 | 1478867.319 | 9204646.2715 | 0 | 41254777.028 | 72745603.6226 | 1778.2794 | 3.0662 | 13454.8763 | 23725.3275 | 274.2959 | 483.6729
1 | 5500 | 707 | 0.035 | 15 | 15 | 7 | 2.3714e-12 | 0 | Water | Porous | Wet | R600a | MinimizeLCOE_Brownfield | IgnoreSilica | 12.0238 | 8.6572 | 0.99934 | 4 | 11303.666 | 19181.5914 | 230.4405 | 391.0427 | 190.5528 | -3.3639e-07 | 72993278964.5527 | 2358562.7976 | 268790.017 | 1849690.4869 | 2131037.7044 | 24077.0464 | 223322.7911 | 0 | 2673637.5289 | 6956256.4118 | 4747787.9378 | 21233162.7219 | 3144235.0165 | 20807313.0041 | 20807313.0041 | 1478867.319 | 9204646.2715 | 0 | 45184710.7425 | 76675537.3371 | 2371.3737 | 3.9974 | 11303.666 | 19181.5914 | 230.4405 | 391.0427
1 | 5500 | 707 | 0.035 | 15 | 15 | 7 | 3.1623e-12 | 0 | Water | Porous | Wet | R600a | MinimizeLCOE_Brownfield | IgnoreSilica | 15.7025 | 11.5685 | 1.3403 | 4 | 9381.4612 | 15255.3162 | 191.2538 | 311.0003 | 193.757 | -3.5466e-07 | 78191815217.3013 | 2895020.4202 | 329272.2217 | 2332477.2216 | 2664575.2881 | 24077.0464 | 260244.2878 | 0 | 3317209.9294 | 8630699.783 | 5890629.945 | 26344206.143 | 3144235.0165 | 20807313.0041 | 20807313.0041 | 1478867.319 | 9204646.2715 | 0 | 50295754.1636 | 81786580.7583 | 3162.2777 | 5.3612 | 9381.4612 | 15255.3162 | 191.2538 | 311.0003
1 | 5500 | 707 | 0.035 | 15 | 15 | 7 | 4.217e-12 | 0 | Water | Porous | Wet | R600a | MinimizeLCOE_Brownfield | IgnoreSilica | 20.489 | 15.2568 | 1.7706 | 4 | 8004.9497 | 12451.3771 | 163.1917 | 253.8382 | 195.2593 | -3.63e-07 | 78535479570.7705 | 3521570.2748 | 399681.8737 | 2910498.5476 | 3409181.807 | 24077.0464 | 306199.6021 | 0 | 4122771.5691 | 10726605.9259 | 7321128.9542 | 32741715.6006 | 3144235.0165 | 20807313.0041 | 20807313.0041 | 1478867.319 | 9204646.2715 | 0 | 56693263.6212 | 88184090.2158 | 4216.965 | 7.0823 | 8004.9497 | 12451.3771 | 163.1917 | 253.8382
1 | 5500 | 707 | 0.035 | 15 | 15 | 7 | 5.6234e-12 | 0 | Water | Porous | Wet | R600a | MinimizeLCOE_Brownfield | IgnoreSilica | 26.8085 | 20.129 | 2.339 | 4 | 6925.2033 | 10291.009 | 141.1796 | 209.7961 | 196.4327 | -3.6941e-07 | 78792778534.3315 | 4285964.8591 | 485242.8191 | 3632896.6797 | 4396111.7947 | 24077.0464 | 362025.0604 | 0 | 5142664.1212 | 13380157.1378 | 9132232.1813 | 40841371.6996 | 3144235.0165 | 20807313.0041 | 20807313.0041 | 1478867.319 | 9204646.2715 | 0 | 64792919.7202 | 96283746.3148 | 5623.4133 | 9.3561 | 6925.2033 | 10291.009 | 141.1796 | 209.7961
1 | 5500 | 707 | 0.035 | 15 | 15 | 7 | 7.4989e-12 | 0 | Water | Porous | Wet | R600a | MinimizeLCOE_Brownfield | IgnoreSilica | 35.13 | 26.5469 | 3.0879 | 4 | 6074.2119 | 8623.7776 | 123.831 | 175.8074 | 197.3423 | -3.7412e-07 | 78967574019.8916 | 5216215.785 | 588984.514 | 4533219.5867 | 5697790.0803 | 24077.0464 | 429728.9255 | 0 | 6431106.2157 | 16732419.1721 | 11420219.9018 | 51073761.2274 | 3144235.0165 | 20807313.0041 | 20807313.0041 | 1478867.319 | 9204646.2715 | 0 | 75025309.248 | 106516135.8427 | 7498.9421 | 12.3514 | 6074.2119 | 8623.7776 | 123.831 | 175.8074
1 | 5500 | 707 | 0.035 | 15 | 15 | 7 | 1e-11 | 0 | Water | Porous | Wet | R600a | MinimizeLCOE_Brownfield | IgnoreSilica | 45.9996 | 34.9313 | 4.0663 | 4 | 5401.8945 | 7338.0031 | 110.1249 | 149.5951 | 198.038 | -3.7701e-07 | 79033411755.0192 | 6339674.4524 | 713780.177 | 5646349.6191 | 7399581.2064 | 24077.0464 | 511051.1968 | 0 | 8047460.3422 | 20937841.0494 | 14290506.7458 | 63910321.8355 | 3144235.0165 | 20807313.0041 | 20807313.0041 | 1478867.319 | 9204646.2715 | 0 | 87861869.8561 | 119352696.4508 | 10000 | 16.265 | 5401.8945 | 7338.0031 | 110.1249 | 149.5951
1 | 5500 | 707 | 0.035 | 15 | 15 | 7 | 1.3335e-11 | 0 | Water | Porous | Wet | R600a | MinimizeLCOE_Brownfield | IgnoreSilica | 60 | 45.719 | 5.325 | 4 | 4871.8572 | 6350.2941 | 99.3194 | 129.4593 | 198.5247 | -3.7761e-07 | 78729393703.9213 | 7677656.242 | 861750.1721 | 7002817.2057 | 9597192.3764 | 24077.0464 | 607533.5343 | 0 | 10050700.365 | 26149860.6675 | 17847817.2315 | 79819404.8409 | 3144235.0165 | 20807313.0041 | 20807313.0041 | 1478867.319 | 9204646.2715 | 0 | 103770952.8615 | 135261779.4561 | 13335.2143 | 21.3001 | 4871.8572 | 6350.2941 | 99.3194 | 129.4593
1 | 5500 | 707 | 0.035 | 15 | 15 | 7 | 1.7783e-11 | 0 | Water | Porous | Wet | R600a | MinimizeLCOE_Brownfield | IgnoreSilica | 77.6005 | 59.187 | 6.895 | 4 | 4462.3858 | 5604.1878 | 90.9718 | 114.2489 | 198.6616 | -3.7448e-07 | 77269133125.788 | 9227896.2553 | 1032458.1213 | 8609478.8904 | 12388474.0862 | 24077.0464 | 720409.6863 | 0 | 12481089.6935 | 32473235.159 | 22163650.2543 | 99120769.1927 | 3144235.0165 | 20807313.0041 | 20807313.0041 | 1478867.319 | 9204646.2715 | 0 | 123072317.2134 | 154563143.808 | 17782.7941 | 27.5799 | 4462.3858 | 5604.1878 | 90.9718 | 114.2489
1 | 5500 | 707 | 0.035 | 15 | 15 | 7 | 2.3714e-11 | 0 | Water | Porous | Wet | R600a | MinimizeLCOE_Brownfield | IgnoreSilica | 98.8379 | 75.0921 | 8.7429 | 4 | 4165.8548 | 5066.3227 | 84.9266 | 103.2838 | 198.1068 | -3.6472e-07 | 73615420874.4543 | 10934883.2083 | 1219634.6106 | 10415279.2238 | 15860495.2801 | 24077.0464 | 849860.6327 | 0 | 15328649.7007 | 39882002.1829 | 27220285.9831 | 121735167.8687 | 3144235.0165 | 20807313.0041 | 20807313.0041 | 1478867.319 | 9204646.2715 | 0 | 145686715.8893 | 177177542.4839 | 23713.7371 | 34.9716 | 4165.8548 | 5066.3227 | 84.9266 | 103.2838
1 | 5500 | 707 | 0.035 | 15 | 15 | 7 | 3.1623e-11 | 0 | Water | Porous | Wet | R600a | MinimizeLCOE_Brownfield | IgnoreSilica | 121.9628 | 91.6699 | 10.6687 | 4 | 3980.4531 | 4718.3797 | 81.1469 | 96.1906 | 196.5795 | -3.4183e-07 | 67723393045.9402 | 12608001.1566 | 1402306.4529 | 12217361.0084 | 19882744.3688 | 24077.0464 | 976039.0506 | 0 | 18373106.3426 | 47803053.8612 | 32626566.5148 | 145913255.8022 | 3144235.0165 | 20807313.0041 | 20807313.0041 | 1478867.319 | 9204646.2715 | 0 | 169864803.8228 | 201355630.4174 | 31622.7766 | 42.6747 | 3980.4531 | 4718.3797 | 81.1469 | 96.1906
1 | 5500 | 707 | 0.035 | 15 | 15 | 7 | 4.217e-11 | 0 | Water | Porous | Wet | R600a | MinimizeLCOE_Brownfield | IgnoreSilica | 127.8897 | 95.7411 | 11.3541 | 4 | 3862.837 | 4556.2191 | 78.7492 | 92.8847 | 196.0137 | -7.7206e-05 | 69547730187.0961 | 13005380.0716 | 1445616.3217 | 12649538.3503 | 20976527.6106 | 24077.0464 | 808018.9679 | 0 | 19074571.7637 | 49628122.9964 | 33872213.701 | 151484066.8295 | 3144235.0165 | 20807313.0041 | 20807313.0041 | 1478867.319 | 9204646.2715 | 0 | 175435614.8501 | 206926441.4448 | 42169.6503 | 45.4163 | 3862.837 | 4556.2191 | 78.7492 | 92.8847
1 | 5500 | 707 | 0.035 | 15 | 15 | 7 | 5.6234e-11 | 0 | Water | Porous | Wet | R600a | MinimizeLCOE_Brownfield | IgnoreSilica | 132.4381 | 98.8099 | 11.8983 | 4 | 3773.6988 | 4435.368 | 76.932 | 90.421 | 195.5338 | -5.331e-05 | 71081841092.3769 | 13301794.2783 | 1477909.8875 | 12972882.5428 | 21837436.8047 | 24077.0464 | 640141.5666 | 0 | 19599154.4293 | 50992979.4856 | 34803756.2999 | 155650132.3412 | 3144235.0165 | 20807313.0041 | 20807313.0041 | 1478867.319 | 9204646.2715 | 0 | 179601680.3618 | 211092506.9564 | 56234.1325 | 47.593 | 3773.6988 | 4435.368 | 76.932 | 90.421
1 | 5500 | 707 | 0.035 | 15 | 15 | 7 | 7.4989e-11 | 0 | Water | Porous | Wet | R600a | MinimizeLCOE_Brownfield | IgnoreSilica | 135.7554 | 101.0154 | 12.3132 | 4 | 3705.8205 | 4345.1922 | 75.5482 | 88.5826 | 195.1578 | -3.3634e-05 | 72400958283.5249 | 13513216.5218 | 1500933.6197 | 13204015.4896 | 22478777.7906 | 24077.0464 | 476070.7515 | 0 | 19966865.5757 | 51949688.4606 | 35456729.8337 | 158570375.0896 | 3144235.0165 | 20807313.0041 | 20807313.0041 | 1478867.319 | 9204646.2715 | 0 | 182521923.1102 | 214012749.7048 | 74989.4209 | 49.2528 | 3705.8205 | 4345.1922 | 75.5482 | 88.5826
1 | 5500 | 707 | 0.035 | 15 | 15 | 7 | 1e-10 | 0 | Water | Porous | Wet | R600a | MinimizeLCOE_Brownfield | IgnoreSilica | 137.7971 | 102.3562 | 12.5993 | 4 | 3653.5941 | 4278.4489 | 74.4835 | 87.222 | 194.9124 | -1.749e-05 | 73661660888.1451 | 13641104.8172 | 1514846.5709 | 13344040.5566 | 22880665.0419 | 24077.0464 | 311646.6532 | 0 | 20169388.4676 | 52476611.4823 | 35816365.6232 | 160178746.2593 | 3144235.0165 | 20807313.0041 | 20807313.0041 | 1478867.319 | 9204646.2715 | 0 | 184130294.2799 | 215621120.8746 | 100000 | 50.397 | 3653.5941 | 4278.4489 | 74.4835 | 87.222
1 | 5500 | 707 | 0.035 | 15 | 15 | 7 | 1.3335e-10 | 0 | Water | Porous | Wet | R600a | MinimizeLCOE_Brownfield | IgnoreSilica | 133.8282 | 99.7079 | 12.4003 | 4 | 3610.1464 | 4245.0275 | 73.5977 | 86.5406 | 195.337 | 0.00093492 | 80879973662.8806 | 13388040.2706 | 1487304.0544 | 13067117.6834 | 22115195.7782 | 24077.0464 | 0 | 0 | 19531876.5849 | 50817936.3351 | 34684285.7529 | 155115833.506 | 3144235.0165 | 20807313.0041 | 20807313.0041 | 1478867.319 | 9204646.2715 | 0 | 179067381.5266 | 210558208.1213 | 133352.1432 | 49.6011 | 3610.1464 | 4245.0275 | 73.5977 | 86.5406
1 | 5500 | 707 | 0.035 | 15 | 15 | 7 | 1.7783e-10 | 0 | Water | Porous | Wet | R600a | MinimizeLCOE_Brownfield | IgnoreSilica | 146.3279 | 107.8813 | 13.4168 | 4 | 3578.7173 | 4165.4985 | 72.957 | 84.9193 | 193.8581 | 0.00052288 | 75175306374.0354 | 14163139.0918 | 1571535.3229 | 13917251.3826 | 24600376.4953 | 24077.0464 | 0 | 0 | 21167787.9422 | 55074242.1153 | 37589301.9062 | 168107711.3028 | 3144235.0165 | 20807313.0041 | 20807313.0041 | 1478867.319 | 9204646.2715 | 0 | 192059259.3234 | 223550085.918 | 177827.941 | 53.6671 | 3578.7173 | 4165.4985 | 72.957 | 84.9193
1 | 5500 | 707 | 0.035 | 15 | 15 | 7 | 2.3714e-10 | 0 | Water | Porous | Wet | R600a | MinimizeLCOE_Brownfield | IgnoreSilica | 156.6453 | 114.3311 | 14.2189 | 4 | 3568.5793 | 4122.2583 | 72.7503 | 84.0378 | 192.448 | 0.00099461 | 73885317805.1788 | 14763230.8199 | 1636729.2958 | 14579008.7413 | 26794466.3656 | 24077.0464 | 0 | 0 | 22541029.7849 | 58647135.6993 | 40027875.1929 | 179013552.9461 | 3144235.0165 | 20807313.0041 | 20807313.0041 | 1478867.319 | 9204646.2715 | 0 | 202965100.9667 | 234455927.5613 | 237137.3706 | 56.8756 | 3568.5793 | 4122.2583 | 72.7503 | 84.0378
1 | 5500 | 707 | 0.035 | 15 | 15 | 7 | 3.1623e-10 | 0 | Water | Porous | Wet | R600a | MinimizeLCOE_Brownfield | IgnoreSilica | 165.0058 | 119.4305 | 14.8531 | 4 | 3567.1551 | 4097.1935 | 72.7213 | 83.5268 | 191.282 | 0.00066575 | 71589325848.2533 | 15230957.9506 | 1687494.5695 | 15096928.5543 | 28653517.5721 | 24077.0464 | 0 | 0 | 23670260.5202 | 61585162.4356 | 42033138.8108 | 187981537.4595 | 3144235.0165 | 20807313.0041 | 20807313.0041 | 1478867.319 | 9204646.2715 | 0 | 211933085.4801 | 243423912.0747 | 316227.766 | 59.4124 | 3567.1551 | 4097.1935 | 72.7213 | 83.5268
1 | 5500 | 707 | 0.035 | 15 | 15 | 7 | 4.217e-10 | 0 | Water | Porous | Wet | R600a | MinimizeLCOE_Brownfield | IgnoreSilica | 165.0009 | 119.4277 | 14.8527 | 4 | 3567.1501 | 4097.2009 | 72.7212 | 83.527 | 191.2828 | 0.47391 | 75529648997.3614 | 15230702.6016 | 1687466.8663 | 15096645.3059 | 28652383.5602 | 24077.0464 | 0 | 0 | 23669597.3983 | 61583437.1284 | 42031961.2532 | 187976271.1603 | 3144235.0165 | 20807313.0041 | 20807313.0041 | 1478867.319 | 9204646.2715 | 0 | 211927819.1809 | 243418645.7756 | 421696.5034 | 59.411 | 3567.1501 | 4097.2009 | 72.7212 | 83.527
1 | 5500 | 707 | 0.035 | 15 | 15 | 7 | 5.6234e-10 | 0 | Water | Porous | Wet | R600a | MinimizeLCOE_Brownfield | IgnoreSilica | 164.9861 | 119.4188 | 14.8516 | 4 | 3567.1467 | 4097.237 | 72.7211 | 83.5277 | 191.2849 | 0.82956 | 75531276694.8046 | 15229889.5345 | 1687378.6554 | 15095743.4067 | 28649010.9628 | 24077.0464 | 0 | 0 | 23667578.8462 | 61578185.2699 | 42028376.7519 | 187960240.4737 | 3144235.0165 | 20807313.0041 | 20807313.0041 | 1478867.319 | 9204646.2715 | 0 | 211911788.4944 | 243402615.089 | 562341.3252 | 59.4065 | 3567.1467 | 4097.237 | 72.7211 | 83.5277
1 | 5500 | 707 | 0.035 | 15 | 15 | 7 | 7.4989e-10 | 0 | Water | Porous | Wet | R600a | MinimizeLCOE_Brownfield | IgnoreSilica | 164.9667 | 119.407 | 14.8502 | 4 | 3567.1443 | 4097.2868 | 72.7211 | 83.5287 | 191.2876 | 1.0968 | 75533833928.7113 | 15228817.8452 | 1687262.3859 | 15094554.6376 | 28644606.5406 | 24077.0464 | 0 | 0 | 23664934.1977 | 61571304.4369 | 42023680.442 | 187939237.5323 | 3144235.0165 | 20807313.0041 | 20807313.0041 | 1478867.319 | 9204646.2715 | 0 | 211890785.5529 | 243381612.1475 | 749894.2093 | 59.4007 | 3567.1443 | 4097.2868 | 72.7211 | 83.5287
1 | 5500 | 707 | 0.035 | 15 | 15 | 7 | 1e-09 | 0 | Water | Porous | Wet | R600a | MinimizeLCOE_Brownfield | IgnoreSilica | 164.9667 | 119.407 | 14.8502 | 4 | 3567.1425 | 4097.2849 | 72.721 | 83.5287 | 191.2877 | 1.2962 | 75531705954.9176 | 15228821.5546 | 1687262.7883 | 15094558.7522 | 28644588.4891 | 24077.0464 | 0 | 0 | 23664930.3659 | 61571294.4675 | 42023673.6376 | 187939207.1017 | 3144235.0165 | 20807313.0041 | 20807313.0041 | 1478867.319 | 9204646.2715 | 0 | 211890755.1223 | 243381581.7169 | 1000000 | 59.4007 | 3567.1425 | 4097.2849 | 72.721 | 83.5287
1 | 5500 | 707 | 0.035 | 15 | 15 | 7 | 1.3335e-09 | 0 | Water | Porous | Wet | R600a | MinimizeLCOE_Brownfield | IgnoreSilica | 164.9667 | 119.4071 | 14.8502 | 4 | 3567.1413 | 4097.2835 | 72.721 | 83.5287 | 191.2877 | 1.4457 | 75530106058.1339 | 15228824.2189 | 1687263.0774 | 15094561.7077 | 28644575.5232 | 24077.0464 | 0 | 0 | 23664927.6137 | 61571287.3067 | 42023668.7502 | 187939185.2441 | 3144235.0165 | 20807313.0041 | 20807313.0041 | 1478867.319 | 9204646.2715 | 0 | 211890733.2647 | 243381559.8594 | 1333521.4322 | 59.4007 | 3567.1413 | 4097.2835 | 72.721 | 83.5287
1 | 5500 | 707 | 0.035 | 15 | 15 | 7 | 1.7783e-09 | 0 | Water | Porous | Wet | R600a | MinimizeLCOE_Brownfield | IgnoreSilica | 164.9667 | 119.4071 | 14.8502 | 4 | 3567.1404 | 4097.2825 | 72.721 | 83.5286 | 191.2877 | 1.5579 | 75528903916.5072 | 15228826.151 | 1687263.287 | 15094563.8508 | 28644566.121 | 24077.0464 | 0 | 0 | 23664925.6179 | 61571282.1141 | 42023665.2062 | 187939169.3943 | 3144235.0165 | 20807313.0041 | 20807313.0041 | 1478867.319 | 9204646.2715 | 0 | 211890717.4149 | 243381544.0095 | 1778279.41 | 59.4007 | 3567.1404 | 4097.2825 | 72.721 | 83.5286
1 | 5500 | 707 | 0.035 | 15 | 15 | 7 | 2.3714e-09 | 0 | Water | Porous | Wet | R600a | MinimizeLCOE_Brownfield | IgnoreSilica | 164.9667 | 119.4071 | 14.8502 | 4 | 3567.1397 | 4097.2818 | 72.721 | 83.5286 | 191.2878 | 1.642 | 75528001002.2856 | 15228827.5628 | 1687263.4402 | 15094565.4168 | 28644559.2507 | 24077.0464 | 0 | 0 | 23664924.1596 | 61571278.3198 | 42023662.6165 | 187939157.8127 | 3144235.0165 | 20807313.0041 | 20807313.0041 | 1478867.319 | 9204646.2715 | 0 | 211890705.8333 | 243381532.4279 | 2371373.7057 | 59.4007 | 3567.1397 | 4097.2818 | 72.721 | 83.5286
1 | 5500 | 707 | 0.035 | 15 | 15 | 7 | 3.1623e-09 | 0 | Water | Porous | Wet | R600a | MinimizeLCOE_Brownfield | IgnoreSilica | 164.9472 | 119.3953 | 14.8487 | 4 | 3567.1393 | 4097.3337 | 72.721 | 83.5297 | 191.2904 | 1.7063 | 75532713548.8177 | 15227751.7134 | 1687146.7191 | 15093372.0427 | 28640175.097 | 24077.0464 | 0 | 0 | 23662283.8212 | 61564408.7011 | 42018973.9606 | 187918189.1014 | 3144235.0165 | 20807313.0041 | 20807313.0041 | 1478867.319 | 9204646.2715 | 0 | 211869737.122 | 243360563.7167 | 3162277.6602 | 59.3949 | 3567.1393 | 4097.3337 | 72.721 | 83.5297
1 | 5500 | 707 | 0.035 | 15 | 15 | 7 | 4.217e-09 | 0 | Water | Porous | Wet | R600a | MinimizeLCOE_Brownfield | IgnoreSilica | 164.9519 | 119.3981 | 14.8491 | 4 | 3567.1389 | 4097.3208 | 72.721 | 83.5294 | 191.2898 | 1.7533 | 75530921809.9561 | 15228008.8969 | 1687174.6215 | 15093657.3198 | 28641213.9358 | 24077.0464 | 0 | 0 | 23662911.41 | 61566041.5581 | 42020088.4191 | 187923173.2076 | 3144235.0165 | 20807313.0041 | 20807313.0041 | 1478867.319 | 9204646.2715 | 0 | 211874721.2282 | 243365547.8228 | 4216965.0343 | 59.3963 | 3567.1389 | 4097.3208 | 72.721 | 83.5294
1 | 5500 | 707 | 0.035 | 15 | 15 | 7 | 5.6234e-09 | 0 | Water | Porous | Wet | R600a | MinimizeLCOE_Brownfield | IgnoreSilica | 164.9519 | 119.3981 | 14.8491 | 4 | 3567.1386 | 4097.3205 | 72.7209 | 83.5294 | 191.2898 | 1.7887 | 75530540414.2523 | 15228009.4693 | 1687174.6836 | 15093657.9547 | 28641211.1508 | 24077.0464 | 0 | 0 | 23662910.8188 | 61566040.0202 | 42020087.3694 | 187923168.5132 | 3144235.0165 | 20807313.0041 | 20807313.0041 | 1478867.319 | 9204646.2715 | 0 | 211874716.5338 | 243365543.1284 | 5623413.2519 | 59.3963 | 3567.1386 | 4097.3205 | 72.7209 | 83.5294
1 | 5500 | 707 | 0.035 | 15 | 15 | 7 | 7.4989e-09 | 0 | Water | Porous | Wet | R600a | MinimizeLCOE_Brownfield | IgnoreSilica | 164.9519 | 119.3981 | 14.8491 | 4 | 3567.1384 | 4097.3203 | 72.7209 | 83.5294 | 191.2898 | 1.8153 | 75530254085.0813 | 15228009.8948 | 1687174.7298 | 15093658.4267 | 28641209.0803 | 24077.0464 | 0 | 0 | 23662910.3794 | 61566038.8768 | 42020086.589 | 187923165.0232 | 3144235.0165 | 20807313.0041 | 20807313.0041 | 1478867.319 | 9204646.2715 | 0 | 211874713.0438 | 243365539.6384 | 7498942.0933 | 59.3963 | 3567.1384 | 4097.3203 | 72.7209 | 83.5294
1 | 5500 | 707 | 0.035 | 15 | 15 | 7 | 1e-08 | 0 | Water | Porous | Wet | R600a | MinimizeLCOE_Brownfield | IgnoreSilica | 164.9519 | 119.3981 | 14.8491 | 4 | 3567.1383 | 4097.3202 | 72.7209 | 83.5294 | 191.2898 | 1.8352 | 75530039735.3587 | 15228010.2118 | 1687174.7642 | 15093658.7783 | 28641207.5378 | 24077.0464 | 0 | 0 | 23662910.052 | 61566038.0251 | 42020086.0077 | 187923162.4232 | 3144235.0165 | 20807313.0041 | 20807313.0041 | 1478867.319 | 9204646.2715 | 0 | 211874710.4438 | 243365537.0385 | 10000000 | 59.3963 | 3567.1383 | 4097.3202 | 72.7209 | 83.5294
1 | 5600 | 707 | 0.035 | 15 | 15 | 7 | 1e-13 | 0 | Water | Porous | Wet | R600a | MinimizeLCOE_Brownfield | IgnoreSilica | 0.90004 | 0.22726 | 0.0099483 | 4 | 646849.3067 | 1456802.8635 | 13186.898 | 29698.8968 | 119.9678 | -5.7484e-05 | 26955132001.0151 | 139702.7147 | 9513.0139 | 104647.0175 | 69402.1303 | 24077.0464 | 59539.0476 | 0 | 158683.5784 | 412862.1206 | 281786.8808 | 1260213.5502 | 3144235.0165 | 21335742.5118 | 21335742.5118 | 1478867.319 | 9416018.0746 | 0 | 25740191.0785 | 57970818.984 | 100 | 0.039793 | 646849.3067 | 1456802.8635 | 13186.898 | 29698.8968
1 | 5600 | 707 | 0.035 | 15 | 15 | 7 | 1.3335e-13 | 0 | Water | Porous | Wet | R600a | MinimizeLCOE_Brownfield | IgnoreSilica | 1.1584 | 0.359 | 0.022595 | 4 | 289841.0522 | 646448.7094 | 5908.8019 | 13178.7313 | 133.3597 | -6.2454e-05 | 40316443046.6392 | 205867.821 | 15211.8697 | 149501.205 | 93293.4901 | 24077.0464 | 66153.8264 | 0 | 216101.0509 | 562250.606 | 383747.5917 | 1716204.5073 | 3144235.0165 | 21335742.5118 | 21335742.5118 | 1478867.319 | 9416018.0746 | 0 | 26196182.0357 | 58426809.9412 | 133.3521 | 0.090381 | 289841.0522 | 646448.7094 | 5908.8019 | 13178.7313
1 | 5600 | 707 | 0.035 | 15 | 15 | 7 | 1.7783e-13 | 0 | Water | Porous | Wet | R600a | MinimizeLCOE_Brownfield | IgnoreSilica | 1.49 | 0.54739 | 0.043148 | 4 | 155347.0906 | 342091.2501 | 3166.9606 | 6973.9928 | 145.481 | -6.8097e-05 | 54003249786.6828 | 293922.6119 | 23686.3029 | 207683.9178 | 129736.9436 | 24077.0464 | 73738.8639 | 0 | 293609.8177 | 763912.518 | 521385.9903 | 2331754.0124 | 3144235.0165 | 21335742.5118 | 21335742.5118 | 1478867.319 | 9416018.0746 | 0 | 26811731.5407 | 59042359.4462 | 177.8279 | 0.17259 | 155347.0906 | 342091.2501 | 3166.9606 | 6973.9928
1 | 5600 | 707 | 0.035 | 15 | 15 | 7 | 2.3714e-13 | 0 | Water | Porous | Wet | R600a | MinimizeLCOE_Brownfield | IgnoreSilica | 1.9382 | 0.81647 | 0.077218 | 4 | 89637.0311 | 193986.8288 | 1827.3721 | 3954.6839 | 156.5629 | -7.5747e-05 | 71657920471.6544 | 417232.9923 | 38095.7588 | 282919.7016 | 189031.1285 | 24077.0464 | 83851.8596 | 0 | 403731.31 | 1050426.052 | 716937.3646 | 3206303.2138 | 3144235.0165 | 21335742.5118 | 21335742.5118 | 1478867.319 | 9416018.0746 | 0 | 27686280.7421 | 59916908.6476 | 237.1374 | 0.30887 | 89637.0311 | 193986.8288 | 1827.3721 | 3954.6839
1 | 5600 | 707 | 0.035 | 15 | 15 | 7 | 3.1623e-13 | 0 | Water | Porous | Wet | R600a | MinimizeLCOE_Brownfield | IgnoreSilica | 2.2671 | 1.3149 | 0.14573 | 4 | 52745.1669 | 108036.5095 | 1075.2816 | 2202.4704 | 162.3658 | -8.0071e-05 | 74361207397.944 | 628507.5902 | 74793.8966 | 409323.8874 | 796166.8353 | 24077.0464 | 90350.4588 | 0 | 789055.6887 | 2052961.0445 | 1401188.097 | 6266424.5448 | 3144235.0165 | 21335742.5118 | 21335742.5118 | 1478867.319 | 9416018.0746 | 0 | 30746402.0731 | 62977029.9786 | 316.2278 | 0.58292 | 52745.1669 | 108036.5095 | 1075.2816 | 2202.4704
1 | 5600 | 707 | 0.035 | 15 | 15 | 7 | 4.217e-13 | 0 | Water | Porous | Wet | R600a | MinimizeLCOE_Brownfield | IgnoreSilica | 2.8545 | 1.7587 | 0.19779 | 4 | 40205.3036 | 80944.0579 | 819.6395 | 1650.1541 | 169.8241 | -8.5823e-05 | 73358016176.2332 | 768404.2922 | 88040.6408 | 516842.3331 | 867856.1214 | 24077.0464 | 100943.195 | 0 | 922803.8153 | 2400946.2342 | 1638695.1394 | 7328608.8177 | 3144235.0165 | 21335742.5118 | 21335742.5118 | 1478867.319 | 9416018.0746 | 0 | 31808586.346 | 64039214.2515 | 421.6965 | 0.79115 | 40205.3036 | 80944.0579 | 819.6395 | 1650.1541
1 | 5600 | 707 | 0.035 | 15 | 15 | 7 | 5.6234e-13 | 0 | Water | Porous | Wet | R600a | MinimizeLCOE_Brownfield | IgnoreSilica | 3.5901 | 2.3219 | 0.26354 | 4 | 31115.114 | 61689.7569 | 634.3237 | 1257.6291 | 176.0733 | -9.0538e-05 | 75276363163.7041 | 933683.3798 | 106957.234 | 645463.9405 | 863614.9046 | 24077.0464 | 112581.6819 | 0 | 1047687.493 | 2725867.9466 | 1860460.8846 | 8320394.5116 | 3144235.0165 | 21335742.5118 | 21335742.5118 | 1478867.319 | 9416018.0746 | 0 | 32800372.0399 | 65030999.9454 | 562.3413 | 1.0542 | 31115.114 | 61689.7569 | 634.3237 | 1257.6291
1 | 5600 | 707 | 0.035 | 15 | 15 | 7 | 7.4989e-13 | 0 | Water | Porous | Wet | R600a | MinimizeLCOE_Brownfield | IgnoreSilica | 4.5453 | 3.0605 | 0.34977 | 4 | 24524.5091 | 47561.4305 | 499.9653 | 969.6041 | 181.4075 | -9.5355e-05 | 76767753160.8681 | 1133548.6338 | 129785.2662 | 805061.5291 | 955041.6162 | 24077.0464 | 126883.1348 | 0 | 1238014.9183 | 3221060.8656 | 2198440.227 | 9831913.2373 | 3144235.0165 | 21335742.5118 | 21335742.5118 | 1478867.319 | 9416018.0746 | 0 | 34311890.7656 | 66542518.6711 | 749.8942 | 1.3991 | 24524.5091 | 47561.4305 | 499.9653 | 969.6041
1 | 5600 | 707 | 0.035 | 15 | 15 | 7 | 1e-12 | 0 | Water | Porous | Wet | R600a | MinimizeLCOE_Brownfield | IgnoreSilica | 5.8022 | 4.0391 | 0.4639 | 4 | 19576.9764 | 36946.5318 | 399.1031 | 753.205 | 185.9105 | -3.1467e-07 | 77824552379.7929 | 1377789.5289 | 157616.1562 | 1005133.5997 | 1115438.4728 | 24077.0464 | 144850.0099 | 0 | 1491712.8774 | 3881130.9145 | 2648951.5984 | 11846700.204 | 3144235.0165 | 21335742.5118 | 21335742.5118 | 1478867.319 | 9416018.0746 | 0 | 36326677.7323 | 68557305.6378 | 1000 | 1.8556 | 19576.9764 | 36946.5318 | 399.1031 | 753.205
1 | 5600 | 707 | 0.035 | 15 | 15 | 7 | 1.3335e-12 | 0 | Water | Porous | Wet | R600a | MinimizeLCOE_Brownfield | IgnoreSilica | 7.4152 | 5.2993 | 0.61129 | 4 | 15888.818 | 29070.1401 | 323.915 | 592.6341 | 189.5172 | -3.3217e-07 | 78511501019.8153 | 1668175.3039 | 190627.1216 | 1249025.2183 | 1342579.6253 | 24077.0464 | 165416.5173 | 0 | 1809561.3248 | 4708107.3751 | 3213380.0254 | 14370949.5581 | 3144235.0165 | 21335742.5118 | 21335742.5118 | 1478867.319 | 9416018.0746 | 0 | 38850927.0864 | 71081554.9919 | 1333.5214 | 2.4452 | 15888.818 | 29070.1401 | 323.915 | 592.6341
1 | 5600 | 707 | 0.035 | 15 | 15 | 7 | 1.7783e-12 | 0 | Water | Porous | Wet | R600a | MinimizeLCOE_Brownfield | IgnoreSilica | 9.5347 | 6.948 | 0.80386 | 4 | 13078.9562 | 23102.6645 | 266.6322 | 470.9791 | 192.2251 | -3.4677e-07 | 77733243255.5196 | 2019331.8311 | 230443.4481 | 1551261.9835 | 1658171.9755 | 24077.0464 | 190971.514 | 0 | 2212960.5415 | 5757669.3883 | 3929727.6658 | 17574615.3941 | 3144235.0165 | 21335742.5118 | 21335742.5118 | 1478867.319 | 9416018.0746 | 0 | 42054592.9225 | 74285220.8279 | 1778.2794 | 3.2154 | 13078.9562 | 23102.6645 | 266.6322 | 470.9791
1 | 5600 | 707 | 0.035 | 15 | 15 | 7 | 2.3714e-12 | 0 | Water | Porous | Wet | R600a | MinimizeLCOE_Brownfield | IgnoreSilica | 12.2795 | 9.0349 | 1.0468 | 4 | 10995.4507 | 18692.5474 | 224.1571 | 381.0729 | 193.5738 | -3.5337e-07 | 76980084830.8532 | 2430804.7023 | 276953.3693 | 1913962.739 | 2093544.6309 | 24077.0464 | 222339.473 | 0 | 2715055.9647 | 7064018.6856 | 4821337.904 | 21562094.5151 | 3144235.0165 | 21335742.5118 | 21335742.5118 | 1478867.319 | 9416018.0746 | 0 | 46042072.0434 | 78272699.9489 | 2371.3737 | 4.1874 | 10995.4507 | 18692.5474 | 224.1571 | 381.0729
1 | 5600 | 707 | 0.035 | 15 | 15 | 7 | 3.1623e-12 | 0 | Water | Porous | Wet | R600a | MinimizeLCOE_Brownfield | IgnoreSilica | 16.0385 | 12.0827 | 1.4052 | 4 | 9121.3215 | 14855.5286 | 185.9505 | 302.85 | 196.9063 | -3.7386e-07 | 80663067279.8423 | 2985508.5297 | 339468.8681 | 2415062.012 | 2626440.3569 | 24077.0464 | 258661.707 | 0 | 3373195.2228 | 8776362.0322 | 5990047.4232 | 26788823.1982 | 3144235.0165 | 21335742.5118 | 21335742.5118 | 1478867.319 | 9416018.0746 | 0 | 51268800.7266 | 83499428.6321 | 3162.2777 | 5.6208 | 9121.3215 | 14855.5286 | 185.9505 | 302.85
1 | 5600 | 707 | 0.035 | 15 | 15 | 7 | 4.217e-12 | 0 | Water | Porous | Wet | R600a | MinimizeLCOE_Brownfield | IgnoreSilica | 20.93 | 15.9373 | 1.8564 | 4 | 7781.9551 | 12122.4176 | 158.6457 | 247.1319 | 198.4265 | -3.8326e-07 | 81007306926.5842 | 3632160.3784 | 412102.0488 | 3013894.8645 | 3366794.8276 | 24077.0464 | 304326.5992 | 0 | 4193808.7483 | 10911430.0945 | 7447275.247 | 33305869.8546 | 3144235.0165 | 21335742.5118 | 21335742.5118 | 1478867.319 | 9416018.0746 | 0 | 57785847.383 | 90016475.2884 | 4216.965 | 7.4256 | 7781.9551 | 12122.4176 | 158.6457 | 247.1319
1 | 5600 | 707 | 0.035 | 15 | 15 | 7 | 5.6234e-12 | 0 | Water | Porous | Wet | R600a | MinimizeLCOE_Brownfield | IgnoreSilica | 27.3615 | 21.0081 | 2.4504 | 4 | 6733.2496 | 10021.6127 | 137.2664 | 204.3041 | 199.6098 | -3.8993e-07 | 81285065829.3522 | 4417963.5039 | 500017.4302 | 3759288.5706 | 4343427.7327 | 24077.0464 | 359174.8999 | 0 | 5227540.1816 | 13600987.2365 | 9282953.2613 | 41515429.8628 | 3144235.0165 | 21335742.5118 | 21335742.5118 | 1478867.319 | 9416018.0746 | 0 | 65995407.3912 | 98226035.2967 | 5623.4133 | 9.8014 | 6733.2496 | 10021.6127 | 137.2664 | 204.3041
1 | 5600 | 707 | 0.035 | 15 | 15 | 7 | 7.4989e-12 | 0 | Water | Porous | Wet | R600a | MinimizeLCOE_Brownfield | IgnoreSilica | 35.8559 | 27.7078 | 3.2348 | 4 | 5904.0335 | 8394.9734 | 120.3617 | 171.1429 | 200.5304 | -3.9535e-07 | 81456009697.1841 | 5377246.084 | 606924.5991 | 4691120.9636 | 5635300.7661 | 24077.0464 | 426360.3135 | 0 | 6536801.6113 | 17007416.9103 | 11607911.5087 | 51913159.803 | 3144235.0165 | 21335742.5118 | 21335742.5118 | 1478867.319 | 9416018.0746 | 0 | 76393137.3313 | 108623765.2368 | 7498.9421 | 12.9391 | 5904.0335 | 8394.9734 | 120.3617 | 171.1429
1 | 5600 | 707 | 0.035 | 15 | 15 | 7 | 1e-11 | 0 | Water | Porous | Wet | R600a | MinimizeLCOE_Brownfield | IgnoreSilica | 46.9205 | 36.4357 | 4.2571 | 4 | 5249.6555 | 7142.432 | 107.0213 | 145.6081 | 201.2321 | -3.9841e-07 | 81520703405.1447 | 6532664.2738 | 735173.5345 | 5840061.1047 | 7319521.7496 | 24077.0464 | 506537.0972 | 0 | 8173633.5744 | 21266117.9177 | 14514562.4539 | 64912348.752 | 3144235.0165 | 21335742.5118 | 21335742.5118 | 1478867.319 | 9416018.0746 | 0 | 89392326.2803 | 121622954.1858 | 10000 | 17.0282 | 5249.6555 | 7142.432 | 107.0213 | 145.6081
1 | 5600 | 707 | 0.035 | 15 | 15 | 7 | 1.3335e-11 | 0 | Water | Porous | Wet | R600a | MinimizeLCOE_Brownfield | IgnoreSilica | 61.1541 | 47.6487 | 5.5703 | 4 | 4733.6198 | 6180.1632 | 96.5012 | 125.991 | 201.7155 | -3.9898e-07 | 81165076926.6338 | 7907053.3357 | 887096.4297 | 7238293.8685 | 9490968.7674 | 24077.0464 | 601623.5058 | 0 | 10198154.0518 | 26533504.9138 | 18109662.3127 | 80990434.2318 | 3144235.0165 | 21335742.5118 | 21335742.5118 | 1478867.319 | 9416018.0746 | 0 | 105470411.7601 | 137701039.6656 | 13335.2143 | 22.2811 | 4733.6198 | 6180.1632 | 96.5012 | 125.991
1 | 5600 | 707 | 0.035 | 15 | 15 | 7 | 1.7783e-11 | 0 | Water | Porous | Wet | R600a | MinimizeLCOE_Brownfield | IgnoreSilica | 79.0011 | 61.6005 | 7.2025 | 4 | 4335.5178 | 5454.2468 | 88.3854 | 111.1922 | 201.8234 | -3.9533e-07 | 79549714110.1281 | 9494622.676 | 1061810.4543 | 8889194.6768 | 12241892.8204 | 24077.0464 | 712763.5322 | 0 | 12645500.8704 | 32900999.3158 | 22455608.0809 | 100426469.4731 | 3144235.0165 | 21335742.5118 | 21335742.5118 | 1478867.319 | 9416018.0746 | 0 | 124906447.0015 | 157137074.9069 | 17782.7941 | 28.81 | 4335.5178 | 5454.2468 | 88.3854 | 111.1922
1 | 5600 | 707 | 0.035 | 15 | 15 | 7 | 2.3714e-11 | 0 | Water | Porous | Wet | R600a | MinimizeLCOE_Brownfield | IgnoreSilica | 100.4574 | 77.9912 | 9.1133 | 4 | 4047.6688 | 4931.8298 | 82.5172 | 100.542 | 201.1987 | -3.8432e-07 | 75610033282.7274 | 11234483.8869 | 1252424.3201 | 10735735.9859 | 15648477.0799 | 24077.0464 | 840360.4631 | 0 | 15496867.9251 | 40319671.4963 | 27519004.2826 | 123071102.4862 | 3144235.0165 | 21335742.5118 | 21335742.5118 | 1478867.319 | 9416018.0746 | 0 | 147551080.0146 | 179781707.9201 | 23713.7371 | 36.4533 | 4047.6688 | 4931.8298 | 82.5172 | 100.542
1 | 5600 | 707 | 0.035 | 15 | 15 | 7 | 3.1623e-11 | 0 | Water | Porous | Wet | R600a | MinimizeLCOE_Brownfield | IgnoreSilica | 124.8011 | 95.7291 | 11.1654 | 4 | 3866.9976 | 4588.6601 | 78.834 | 93.546 | 199.4711 | -3.6369e-07 | 68776349866.5268 | 13004319.2583 | 1445588.4623 | 12648261.6474 | 19751807.5915 | 24077.0464 | 983334.1444 | 0 | 18664381.3786 | 48560891.7561 | 33143806.4501 | 148226467.7351 | 3144235.0165 | 21335742.5118 | 21335742.5118 | 1478867.319 | 9416018.0746 | 0 | 172706445.2635 | 204937073.1689 | 31622.7766 | 44.6616 | 3866.9976 | 4588.6601 | 78.834 | 93.546
1 | 5600 | 707 | 0.035 | 15 | 15 | 7 | 4.217e-11 | 0 | Water | Porous | Wet | R600a | MinimizeLCOE_Brownfield | IgnoreSilica | 130.9176 | 99.9822 | 11.8743 | 4 | 3755.3454 | 4433.927 | 76.5578 | 90.3916 | 198.8461 | -8.1081e-05 | 70403787552.1899 | 13414416.8435 | 1490251.6196 | 13095847.7445 | 20845536.8299 | 24077.0464 | 815131.8548 | 0 | 19377252.1561 | 50415635.2893 | 34409707.0226 | 153887856.4068 | 3144235.0165 | 21335742.5118 | 21335742.5118 | 1478867.319 | 9416018.0746 | 0 | 178367833.9351 | 210598461.8406 | 42169.6503 | 47.4971 | 3755.3454 | 4433.927 | 76.5578 | 90.3916
1 | 5600 | 707 | 0.035 | 15 | 15 | 7 | 5.6234e-11 | 0 | Water | Porous | Wet | R600a | MinimizeLCOE_Brownfield | IgnoreSilica | 135.4996 | 103.1073 | 12.428 | 4 | 3670.7168 | 4319.0625 | 74.8325 | 88.0499 | 198.3298 | -5.5974e-05 | 71852139252.3271 | 13712624.7853 | 1522706.7737 | 13422300.6524 | 21685678.7568 | 24077.0464 | 645245.4645 | 0 | 19894927.0568 | 51762519.1912 | 35328982.9614 | 157999062.6886 | 3144235.0165 | 21335742.5118 | 21335742.5118 | 1478867.319 | 9416018.0746 | 0 | 182479040.2169 | 214709668.1224 | 56234.1325 | 49.7121 | 3670.7168 | 4319.0625 | 74.8325 | 88.0499
1 | 5600 | 707 | 0.035 | 15 | 15 | 7 | 7.4989e-11 | 0 | Water | Porous | Wet | R600a | MinimizeLCOE_Brownfield | IgnoreSilica | 138.7787 | 105.309 | 12.845 | 4 | 3606.252 | 4233.5501 | 73.5183 | 86.3066 | 197.9338 | -3.5251e-05 | 73137985514.1916 | 13921189.7268 | 1545388.5824 | 13651110.9861 | 22299491.5925 | 24077.0464 | 478779.843 | 0 | 20248814.7331 | 52683262.3325 | 35957409.0747 | 160809523.9175 | 3144235.0165 | 21335742.5118 | 21335742.5118 | 1478867.319 | 9416018.0746 | 0 | 185289501.4458 | 217520129.3513 | 74989.4209 | 51.3801 | 3606.252 | 4233.5501 | 73.5183 | 86.3066
1 | 5600 | 707 | 0.035 | 15 | 15 | 7 | 1e-10 | 0 | Water | Porous | Wet | R600a | MinimizeLCOE_Brownfield | IgnoreSilica | 140.9714 | 106.7631 | 13.1453 | 4 | 3556.6355 | 4169.6044 | 72.5068 | 85.003 | 197.6548 | -1.844e-05 | 74294908961.1432 | 14058235.7266 | 1560265.3468 | 13801704.2998 | 22717147.6443 | 24077.0464 | 314776.9751 | 0 | 20465720.7452 | 53247607.2825 | 36342586.0992 | 162532121.166 | 3144235.0165 | 21335742.5118 | 21335742.5118 | 1478867.319 | 9416018.0746 | 0 | 187012098.6943 | 219242726.5998 | 100000 | 52.5812 | 3556.6355 | 4169.6044 | 72.5068 | 85.003
1 | 5600 | 707 | 0.035 | 15 | 15 | 7 | 1.3335e-10 | 0 | Water | Porous | Wet | R600a | MinimizeLCOE_Brownfield | IgnoreSilica | 137.0123 | 104.0937 | 12.9457 | 4 | 3515.1261 | 4137.544 | 71.6606 | 84.3494 | 198.1049 | 7.6774e-05 | 78065902969.5815 | 13806225.5338 | 1532889.9132 | 13524934.671 | 21977448.6527 | 24077.0464 | 0 | 0 | 19837574.5686 | 51613299.7814 | 35227137.6481 | 157543587.8151 | 3144235.0165 | 21335742.5118 | 21335742.5118 | 1478867.319 | 9416018.0746 | 0 | 182023565.3434 | 214254193.2489 | 133352.1432 | 51.7829 | 3515.1261 | 4137.544 | 71.6606 | 84.3494
1 | 5600 | 707 | 0.035 | 15 | 15 | 7 | 1.7783e-10 | 0 | Water | Porous | Wet | R600a | MinimizeLCOE_Brownfield | IgnoreSilica | 149.3512 | 112.2384 | 13.9586 | 4 | 3485.1046 | 4062.3568 | 71.0486 | 82.8166 | 196.5577 | 0.0009293 | 77537452940.62 | 14569673.2964 | 1615783.6313 | 14365116.2886 | 24347991.8988 | 24077.0464 | 0 | 0 | 21419830.443 | 55730005.0012 | 38036873.5504 | 170109351.1561 | 3144235.0165 | 21335742.5118 | 21335742.5118 | 1478867.319 | 9416018.0746 | 0 | 194589328.6844 | 226819956.5899 | 177827.941 | 55.8346 | 3485.1046 | 4062.3568 | 71.0486 | 82.8166
1 | 5600 | 707 | 0.035 | 15 | 15 | 7 | 2.3714e-10 | 0 | Water | Porous | Wet | R600a | MinimizeLCOE_Brownfield | IgnoreSilica | 159.517 | 118.6455 | 14.7555 | 4 | 3474.5529 | 4020.6319 | 70.8335 | 81.966 | 195.0974 | 0.00088586 | 73733441922.0378 | 15159441.6237 | 1679834.7066 | 15017479.034 | 26427202.9675 | 24077.0464 | 0 | 0 | 22740133.7975 | 59165163.4982 | 40381439.8101 | 180594772.484 | 3144235.0165 | 21335742.5118 | 21335742.5118 | 1478867.319 | 9416018.0746 | 0 | 205074750.0123 | 237305377.9178 | 237137.3706 | 59.0219 | 3474.5529 | 4020.6319 | 70.8335 | 81.966
1 | 5600 | 707 | 0.035 | 15 | 15 | 7 | 3.1623e-10 | 0 | Water | Porous | Wet | R600a | MinimizeLCOE_Brownfield | IgnoreSilica | 167.7636 | 123.7677 | 15.3925 | 4 | 3470.2801 | 3993.7599 | 70.7464 | 81.4182 | 193.952 | 0.00098532 | 73833180122.0029 | 15624373.729 | 1730162.2948 | 15533963.0433 | 28168964.1672 | 24077.0464 | 0 | 0 | 23821800.7095 | 61979438.9229 | 42302240.615 | 189185020.5281 | 3144235.0165 | 21335742.5118 | 21335742.5118 | 1478867.319 | 9416018.0746 | 0 | 213664998.0564 | 245895625.9619 | 316227.766 | 61.57 | 3470.2801 | 3993.7599 | 70.7464 | 81.4182
1 | 5600 | 707 | 0.035 | 15 | 15 | 7 | 4.217e-10 | 0 | Water | Porous | Wet | R600a | MinimizeLCOE_Brownfield | IgnoreSilica | 169.7534 | 124.9841 | 15.5438 | 4 | 3470.0781 | 3988.4629 | 70.7422 | 81.3102 | 193.6698 | 0.33599 | 75733588046.4751 | 15734014.9698 | 1742048.2526 | 15655983.9362 | 28599382.4824 | 24077.0464 | 0 | 0 | 24084647.6081 | 62663312.6358 | 42768998.4762 | 191272465.4076 | 3144235.0165 | 21335742.5118 | 21335742.5118 | 1478867.319 | 9416018.0746 | 0 | 215752442.936 | 247983070.8415 | 421696.5034 | 62.1751 | 3470.0781 | 3988.4629 | 70.7422 | 81.3102
1 | 5600 | 707 | 0.035 | 15 | 15 | 7 | 5.6234e-10 | 0 | Water | Porous | Wet | R600a | MinimizeLCOE_Brownfield | IgnoreSilica | 169.7339 | 124.9723 | 15.5423 | 4 | 3470.0767 | 3988.5105 | 70.7422 | 81.3112 | 193.6727 | 0.70132 | 75734989555.7139 | 15732952.3291 | 1741933.0648 | 15654800.8493 | 28595135.5874 | 24077.0464 | 0 | 0 | 24082070.562 | 62656607.6905 | 42764422.2133 | 191251999.3429 | 3144235.0165 | 21335742.5118 | 21335742.5118 | 1478867.319 | 9416018.0746 | 0 | 215731976.8712 | 247962604.7767 | 562341.3252 | 62.1692 | 3470.0767 | 3988.5105 | 70.7422 | 81.3112
1 | 5600 | 707 | 0.035 | 15 | 15 | 7 | 7.4989e-10 | 0 | Water | Porous | Wet | R600a | MinimizeLCOE_Brownfield | IgnoreSilica | 169.7339 | 124.9724 | 15.5423 | 4 | 3470.0758 | 3988.5095 | 70.7422 | 81.3112 | 193.6727 | 0.97422 | 75731794060.0575 | 15732954.4685 | 1741933.2967 | 15654803.2311 | 28595126.3853 | 24077.0464 | 0 | 0 | 24082068.8269 | 62656603.176 | 42764419.1321 | 191251985.563 | 3144235.0165 | 21335742.5118 | 21335742.5118 | 1478867.319 | 9416018.0746 | 0 | 215731963.0913 | 247962590.9968 | 749894.2093 | 62.1692 | 3470.0758 | 3988.5095 | 70.7422 | 81.3112
1 | 5600 | 707 | 0.035 | 15 | 15 | 7 | 1e-09 | 0 | Water | Porous | Wet | R600a | MinimizeLCOE_Brownfield | IgnoreSilica | 169.7339 | 124.9724 | 15.5423 | 4 | 3470.0752 | 3988.5089 | 70.7422 | 81.3111 | 193.6727 | 1.1789 | 75729389865.875 | 15732955.8296 | 1741933.4443 | 15654804.7465 | 28595120.5305 | 24077.0464 | 0 | 0 | 24082067.7229 | 62656600.3037 | 42764417.1717 | 191251976.7956 | 3144235.0165 | 21335742.5118 | 21335742.5118 | 1478867.319 | 9416018.0746 | 0 | 215731954.324 | 247962582.2295 | 1000000 | 62.1692 | 3470.0752 | 3988.5089 | 70.7422 | 81.3111
1 | 5600 | 707 | 0.035 | 15 | 15 | 7 | 1.3335e-09 | 0 | Water | Porous | Wet | R600a | MinimizeLCOE_Brownfield | IgnoreSilica | 169.7191 | 124.9634 | 15.5412 | 4 | 3470.0749 | 3988.5459 | 70.7422 | 81.3119 | 193.6748 | 1.3334 | 75731885573.9061 | 15732144.5222 | 1741845.5003 | 15653901.4866 | 28591892.0341 | 24077.0464 | 0 | 0 | 24080105.6299 | 62651495.3403 | 42760932.9292 | 191236394.489 | 3144235.0165 | 21335742.5118 | 21335742.5118 | 1478867.319 | 9416018.0746 | 0 | 215716372.0174 | 247946999.9228 | 1333521.4322 | 62.1648 | 3470.0749 | 3988.5459 | 70.7422 | 81.3119
1 | 5600 | 707 | 0.035 | 15 | 15 | 7 | 1.7783e-09 | 0 | Water | Porous | Wet | R600a | MinimizeLCOE_Brownfield | IgnoreSilica | 169.7191 | 124.9634 | 15.5412 | 4 | 3470.0746 | 3988.5456 | 70.7422 | 81.3119 | 193.6748 | 1.4484 | 75730527915.1388 | 15732145.1229 | 1741845.5654 | 15653902.1553 | 28591889.451 | 24077.0464 | 0 | 0 | 24080105.143 | 62651494.0732 | 42760932.0644 | 191236390.6215 | 3144235.0165 | 21335742.5118 | 21335742.5118 | 1478867.319 | 9416018.0746 | 0 | 215716368.1499 | 247946996.0553 | 1778279.41 | 62.1648 | 3470.0746 | 3988.5456 | 70.7422 | 81.3119
1 | 5600 | 707 | 0.035 | 15 | 15 | 7 | 2.3714e-09 | 0 | Water | Porous | Wet | R600a | MinimizeLCOE_Brownfield | IgnoreSilica | 169.7191 | 124.9634 | 15.5412 | 4 | 3470.0744 | 3988.5454 | 70.7422 | 81.3119 | 193.6748 | 1.5347 | 75729508192.2707 | 15732145.53 | 1741845.6095 | 15653902.6086 | 28591887.6998 | 24077.0464 | 0 | 0 | 24080104.8128 | 62651493.2142 | 42760931.4781 | 191236387.9995 | 3144235.0165 | 21335742.5118 | 21335742.5118 | 1478867.319 | 9416018.0746 | 0 | 215716365.5278 | 247946993.4333 | 2371373.7057 | 62.1648 | 3470.0744 | 3988.5454 | 70.7422 | 81.3119
1 | 5600 | 707 | 0.035 | 15 | 15 | 7 | 3.1623e-09 | 0 | Water | Porous | Wet | R600a | MinimizeLCOE_Brownfield | IgnoreSilica | 169.7191 | 124.9634 | 15.5412 | 4 | 3470.0743 | 3988.5453 | 70.7422 | 81.3119 | 193.6748 | 1.5995 | 75728742806.122 | 15732145.8111 | 1741845.64 | 15653902.9215 | 28591886.4911 | 24077.0464 | 0 | 0 | 24080104.5849 | 62651492.6213 | 42760931.0735 | 191236386.1897 | 3144235.0165 | 21335742.5118 | 21335742.5118 | 1478867.319 | 9416018.0746 | 0 | 215716363.718 | 247946991.6235 | 3162277.6602 | 62.1648 | 3470.0743 | 3988.5453 | 70.7422 | 81.3119
1 | 5600 | 707 | 0.035 | 15 | 15 | 7 | 4.217e-09 | 0 | Water | Porous | Wet | R600a | MinimizeLCOE_Brownfield | IgnoreSilica | 169.7191 | 124.9634 | 15.5412 | 4 | 3470.0743 | 3988.5452 | 70.7422 | 81.3119 | 193.6748 | 1.648 | 75728168203.1609 | 15732146.0082 | 1741845.6613 | 15653903.141 | 28591885.6434 | 24077.0464 | 0 | 0 | 24080104.4251 | 62651492.2055 | 42760930.7897 | 191236384.9205 | 3144235.0165 | 21335742.5118 | 21335742.5118 | 1478867.319 | 9416018.0746 | 0 | 215716362.4488 | 247946990.3543 | 4216965.0343 | 62.1648 | 3470.0743 | 3988.5452 | 70.7422 | 81.3119
1 | 5600 | 707 | 0.035 | 15 | 15 | 7 | 5.6234e-09 | 0 | Water | Porous | Wet | R600a | MinimizeLCOE_Brownfield | IgnoreSilica | 169.6996 | 124.9515 | 15.5397 | 4 | 3470.0742 | 3988.5943 | 70.7422 | 81.3129 | 193.6776 | 1.6857 | 75733387889.0051 | 15731080.1105 | 1741730.1201 | 15652716.4439 | 28587652.812 | 24077.0464 | 0 | 0 | 24077530.0478 | 62644794.2039 | 42756359.266 | 191215940.0505 | 3144235.0165 | 21335742.5118 | 21335742.5118 | 1478867.319 | 9416018.0746 | 0 | 215695917.5789 | 247926545.4843 | 5623413.2519 | 62.1589 | 3470.0742 | 3988.5943 | 70.7422 | 81.3129
1 | 5600 | 707 | 0.035 | 15 | 15 | 7 | 7.4989e-09 | 0 | Water | Porous | Wet | R600a | MinimizeLCOE_Brownfield | IgnoreSilica | 169.6996 | 124.9515 | 15.5397 | 4 | 3470.0742 | 3988.5943 | 70.7422 | 81.3129 | 193.6776 | 1.7129 | 75733064968.1629 | 15731080.2158 | 1741730.1315 | 15652716.5611 | 28587652.3592 | 24077.0464 | 0 | 0 | 24077529.9625 | 62644793.9818 | 42756359.1144 | 191215939.3726 | 3144235.0165 | 21335742.5118 | 21335742.5118 | 1478867.319 | 9416018.0746 | 0 | 215695916.901 | 247926544.8065 | 7498942.0933 | 62.1589 | 3470.0742 | 3988.5943 | 70.7422 | 81.3129
1 | 5600 | 707 | 0.035 | 15 | 15 | 7 | 1e-08 | 0 | Water | Porous | Wet | R600a | MinimizeLCOE_Brownfield | IgnoreSilica | 169.6996 | 124.9515 | 15.5397 | 4 | 3470.0741 | 3988.5942 | 70.7422 | 81.3129 | 193.6776 | 1.7334 | 75732822089.5064 | 15731080.2923 | 1741730.1398 | 15652716.6463 | 28587652.0302 | 24077.0464 | 0 | 0 | 24077529.9004 | 62644793.8205 | 42756359.0043 | 191215938.8802 | 3144235.0165 | 21335742.5118 | 21335742.5118 | 1478867.319 | 9416018.0746 | 0 | 215695916.4085 | 247926544.314 | 10000000 | 62.1589 | 3470.0741 | 3988.5942 | 70.7422 | 81.3129
1 | 5700 | 707 | 0.035 | 15 | 15 | 7 | 1e-13 | 0 | Water | Porous | Wet | R600a | MinimizeLCOE_Brownfield | IgnoreSilica | 0.91949 | 0.24003 | 0.011312 | 4 | 581688.3322 | 1310543.9679 | 11858.5034 | 26717.2114 | 122.0538 | -5.7908e-05 | 29761865295.3616 | 146753.229 | 10114.4475 | 109172.3436 | 71600.2167 | 24077.0464 | 59774.3757 | 0 | 164381.747 | 427687.5863 | 291905.5657 | 1305466.5579 | 3144235.0165 | 21870032.1104 | 21870032.1104 | 1478867.319 | 9629733.914 | 0 | 26319733.6848 | 59298367.0283 | 100 | 0.045247 | 581688.3322 | 1310543.9679 | 11858.5034 | 26717.2114
1 | 5700 | 707 | 0.035 | 15 | 15 | 7 | 1.3335e-13 | 0 | Water | Porous | Wet | R600a | MinimizeLCOE_Brownfield | IgnoreSilica | 1.1973 | 0.38695 | 0.025708 | 4 | 260878.0066 | 581584.6 | 5318.351 | 11856.3887 | 136.2616 | -6.4589e-05 | 44248162576.1371 | 220125.1927 | 16577.2077 | 158423.7977 | 98467.6219 | 24077.0464 | 67403.2152 | 0 | 228178.8918 | 593674.6705 | 405195.1614 | 1812122.8052 | 3144235.0165 | 21870032.1104 | 21870032.1104 | 1478867.319 | 9629733.914 | 0 | 26826389.9322 | 59805023.2757 | 133.3521 | 0.10283 | 260878.0066 | 581584.6 | 5318.351 | 11856.3887
1 | 5700 | 707 | 0.035 | 15 | 15 | 7 | 1.7783e-13 | 0 | Water | Porous | Wet | R600a | MinimizeLCOE_Brownfield | IgnoreSilica | 1.5289 | 0.58219 | 0.047945 | 4 | 143194.4069 | 315154.7533 | 2919.2117 | 6424.8559 | 148.1704 | -6.9644e-05 | 59088678414.4665 | 311372.1137 | 25670.6611 | 217714.6733 | 137111.4887 | 24077.0464 | 74309.3872 | 0 | 308199.5945 | 801872.1244 | 547294.2017 | 2447621.2909 | 3144235.0165 | 21870032.1104 | 21870032.1104 | 1478867.319 | 9629733.914 | 0 | 27461888.4178 | 60440521.7614 | 177.8279 | 0.19178 | 143194.4069 | 315154.7533 | 2919.2117 | 6424.8559
1 | 5700 | 707 | 0.035 | 15 | 15 | 7 | 2.3714e-13 | 0 | Water | Porous | Wet | R600a | MinimizeLCOE_Brownfield | IgnoreSilica | 1.9188 | 0.94838 | 0.10257 | 4 | 70783.4857 | 151164.8973 | 1443.0171 | 3081.7009 | 157.9609 | -7.689e-05 | 1.1964e+12 | 500182.1183 | 59804.4403 | 315153.0716 | 317833.4279 | 24077.0464 | 82991.7563 | 0 | 507016.3258 | 1319152.4763 | 900348.6709 | 4026559.3339 | 3144235.0165 | 21870032.1104 | 21870032.1104 | 1478867.319 | 9629733.914 | 0 | 29040826.4608 | 62019459.8044 | 237.1374 | 0.41028 | 70783.4857 | 151164.8973 | 1443.0171 | 3081.7009
1 | 5700 | 707 | 0.035 | 15 | 15 | 7 | 3.1623e-13 | 0 | Water | Porous | Wet | R600a | MinimizeLCOE_Brownfield | IgnoreSilica | 2.3209 | 1.3774 | 0.15386 | 4 | 51082.6715 | 104667.2196 | 1041.3894 | 2133.7828 | 165.166 | -8.1935e-05 | 75116033351.8573 | 648704.5364 | 75691.1461 | 424934.0257 | 810315.3968 | 24077.0464 | 90562.3501 | 0 | 808970.9556 | 2104776.4836 | 1436553.1989 | 6424585.1395 | 3144235.0165 | 21870032.1104 | 21870032.1104 | 1478867.319 | 9629733.914 | 0 | 31438852.2664 | 64417485.6099 | 316.2278 | 0.61545 | 51082.6715 | 104667.2196 | 1041.3894 | 2133.7828
1 | 5700 | 707 | 0.035 | 15 | 15 | 7 | 4.217e-13 | 0 | Water | Porous | Wet | R600a | MinimizeLCOE_Brownfield | IgnoreSilica | 2.925 | 1.8438 | 0.20826 | 4 | 38708.7947 | 78296.9393 | 789.1311 | 1596.189 | 172.7422 | -8.8255e-05 | 75631368827.4619 | 794279.0556 | 91009.0134 | 536749.0788 | 787553.6973 | 24077.0464 | 101248.9831 | 0 | 910617.5811 | 2369240.1525 | 1617055.0871 | 7231829.6952 | 3144235.0165 | 21870032.1104 | 21870032.1104 | 1478867.319 | 9629733.914 | 0 | 32246096.8222 | 65224730.1657 | 421.6965 | 0.83304 | 38708.7947 | 78296.9393 | 789.1311 | 1596.189
1 | 5700 | 707 | 0.035 | 15 | 15 | 7 | 5.6234e-13 | 0 | Water | Porous | Wet | R600a | MinimizeLCOE_Brownfield | IgnoreSilica | 3.6828 | 2.4368 | 0.27766 | 4 | 30061.9933 | 59755.0771 | 612.8544 | 1218.1881 | 179.0822 | -9.3556e-05 | 77569988339.4083 | 965889.3924 | 110641.7847 | 670897.5436 | 819180.1358 | 24077.0464 | 113030.6157 | 0 | 1054449.4423 | 2743461.1515 | 1872468.6084 | 8374095.721 | 3144235.0165 | 21870032.1104 | 21870032.1104 | 1478867.319 | 9629733.914 | 0 | 33388362.8479 | 66366996.1914 | 562.3413 | 1.1107 | 30061.9933 | 59755.0771 | 612.8544 | 1218.1881
1 | 5700 | 707 | 0.035 | 15 | 15 | 7 | 7.4989e-13 | 0 | Water | Porous | Wet | R600a | MinimizeLCOE_Brownfield | IgnoreSilica | 4.6574 | 3.2073 | 0.36796 | 4 | 23761.4138 | 46167.5903 | 484.4086 | 941.1888 | 184.4404 | -9.8538e-05 | 79125575481.9397 | 1171507.0155 | 134121.5018 | 835808.6254 | 922896.284 | 24077.0464 | 127044.159 | 0 | 1254027.3065 | 3262721.8151 | 2226874.6811 | 9959078.4348 | 3144235.0165 | 21870032.1104 | 21870032.1104 | 1478867.319 | 9629733.914 | 0 | 34973345.5617 | 67951978.9052 | 749.8942 | 1.4719 | 23761.4138 | 46167.5903 | 484.4086 | 941.1888
1 | 5700 | 707 | 0.035 | 15 | 15 | 7 | 1e-12 | 0 | Water | Porous | Wet | R600a | MinimizeLCOE_Brownfield | IgnoreSilica | 5.9265 | 4.2174 | 0.48639 | 4 | 19031.333 | 35982.0783 | 387.9795 | 733.5433 | 188.9309 | -3.2912e-07 | 80300650879.8379 | 1420339.0255 | 162466.5948 | 1040479.1081 | 1086873.055 | 24077.0464 | 144126.0816 | 0 | 1512560.7554 | 3935372.8167 | 2685972.8112 | 12012267.2947 | 3144235.0165 | 21870032.1104 | 21870032.1104 | 1478867.319 | 9629733.914 | 0 | 37026534.4216 | 70005167.7652 | 1000 | 1.9456 | 19031.333 | 35982.0783 | 387.9795 | 733.5433
1 | 5700 | 707 | 0.035 | 15 | 15 | 7 | 1.3335e-12 | 0 | Water | Porous | Wet | R600a | MinimizeLCOE_Brownfield | IgnoreSilica | 7.581 | 5.5385 | 0.64135 | 4 | 15446.3928 | 28301.4876 | 314.8956 | 576.9641 | 192.5829 | -3.4893e-07 | 80903193557.5212 | 1720919.1445 | 196624.4682 | 1293932.6137 | 1317450.4192 | 24077.0464 | 164762.141 | 0 | 1839928.6749 | 4787116.9908 | 3267305.7116 | 14612117.2104 | 3144235.0165 | 21870032.1104 | 21870032.1104 | 1478867.319 | 9629733.914 | 0 | 39626384.3373 | 72605017.6809 | 1333.5214 | 2.5654 | 15446.3928 | 28301.4876 | 314.8956 | 576.9641
1 | 5700 | 707 | 0.035 | 15 | 15 | 7 | 1.7783e-12 | 0 | Water | Porous | Wet | R600a | MinimizeLCOE_Brownfield | IgnoreSilica | 9.7394 | 7.2528 | 0.84231 | 4 | 12729.8577 | 22518.0612 | 259.5154 | 459.0611 | 195.2703 | -3.643e-07 | 79936774568.2287 | 2081471.9247 | 237489.5538 | 1605468.6499 | 1632971.2806 | 24077.0464 | 189909.7822 | 0 | 2250841.4127 | 5856227.6447 | 3996995.7009 | 17875452.9959 | 3144235.0165 | 21870032.1104 | 21870032.1104 | 1478867.319 | 9629733.914 | 0 | 42889720.1228 | 75868353.4663 | 1778.2794 | 3.3692 | 12729.8577 | 22518.0612 | 259.5154 | 459.0611
1 | 5700 | 707 | 0.035 | 15 | 15 | 7 | 2.3714e-12 | 0 | Water | Porous | Wet | R600a | MinimizeLCOE_Brownfield | IgnoreSilica | 12.5574 | 9.446 | 1.0985 | 4 | 10690.3526 | 18196.0175 | 217.9373 | 370.9504 | 196.6935 | -3.7277e-07 | 84451148027.8569 | 2508474.2704 | 285731.0337 | 1983325.316 | 2066232.2232 | 24077.0464 | 221456.9195 | 0 | 2764825.7556 | 7193509.4724 | 4909718.0267 | 21957350.064 | 3144235.0165 | 21870032.1104 | 21870032.1104 | 1478867.319 | 9629733.914 | 0 | 46971617.1909 | 79950250.5344 | 2371.3737 | 4.3938 | 10690.3526 | 18196.0175 | 217.9373 | 370.9504
1 | 5700 | 707 | 0.035 | 15 | 15 | 7 | 3.1623e-12 | 0 | Water | Porous | Wet | R600a | MinimizeLCOE_Brownfield | IgnoreSilica | 16.3869 | 12.621 | 1.4732 | 4 | 8876.0238 | 14472.5646 | 180.9498 | 295.0428 | 200.0545 | -3.9464e-07 | 83176450927.1314 | 3079052.8678 | 350009.7396 | 2500756.2472 | 2600002.0969 | 24077.0464 | 256912.9758 | 0 | 3436216.2797 | 8940329.8949 | 6101958.8587 | 27289316.0068 | 3144235.0165 | 21870032.1104 | 21870032.1104 | 1478867.319 | 9629733.914 | 0 | 52303583.1338 | 85282216.4773 | 3162.2777 | 5.8927 | 8876.0238 | 14472.5646 | 180.9498 | 295.0428
1 | 5700 | 707 | 0.035 | 15 | 15 | 7 | 4.217e-12 | 0 | Water | Porous | Wet | R600a | MinimizeLCOE_Brownfield | IgnoreSilica | 21.371 | 16.6366 | 1.945 | 4 | 7574.702 | 11813.6516 | 154.4205 | 240.8373 | 201.5874 | -4.0468e-07 | 83539384881.8125 | 3744387.7966 | 424693.7731 | 3119222.7306 | 3336219.961 | 24077.0464 | 301813.0351 | 0 | 4270661.5937 | 11111385.4336 | 7583748.8746 | 33916210.2446 | 3144235.0165 | 21870032.1104 | 21870032.1104 | 1478867.319 | 9629733.914 | 0 | 58930477.3716 | 91909110.7151 | 4216.965 | 7.7799 | 7574.702 | 11813.6516 | 154.4205 | 240.8373
1 | 5700 | 707 | 0.035 | 15 | 15 | 7 | 5.6234e-12 | 0 | Water | Porous | Wet | R600a | MinimizeLCOE_Brownfield | IgnoreSilica | 27.9365 | 21.9289 | 2.567 | 4 | 6553.1834 | 9764.9471 | 133.5955 | 199.0717 | 202.7835 | -4.1217e-07 | 83819170654.4737 | 4554528.4567 | 515294.7734 | 3890533.9453 | 4308451.02 | 24077.0464 | 356083.7955 | 0 | 5323097.9246 | 13849608.8822 | 9452642.6431 | 42274318.4872 | 3144235.0165 | 21870032.1104 | 21870032.1104 | 1478867.319 | 9629733.914 | 0 | 67288585.6141 | 100267218.9577 | 5623.4133 | 10.2681 | 6553.1834 | 9764.9471 | 133.5955 | 199.0717
1 | 5700 | 707 | 0.035 | 15 | 15 | 7 | 7.4989e-12 | 0 | Water | Porous | Wet | R600a | MinimizeLCOE_Brownfield | IgnoreSilica | 36.5916 | 28.9083 | 3.3872 | 4 | 5745.8393 | 8179.9235 | 117.1367 | 166.7588 | 203.7128 | -4.1802e-07 | 83998369566.4473 | 5541782.4574 | 625257.6095 | 4853029.3891 | 5592004.8994 | 24077.0464 | 422278.2218 | 0 | 6652787.5532 | 17309188.5391 | 11813876.8462 | 52834282.562 | 3144235.0165 | 21870032.1104 | 21870032.1104 | 1478867.319 | 9629733.914 | 0 | 77848549.689 | 110827183.0325 | 7498.9421 | 13.5487 | 5745.8393 | 8179.9235 | 117.1367 | 166.7588
1 | 5700 | 707 | 0.035 | 15 | 15 | 7 | 1e-11 | 0 | Water | Porous | Wet | R600a | MinimizeLCOE_Brownfield | IgnoreSilica | 47.8562 | 37.9929 | 4.4551 | 4 | 5108.4166 | 6959.0434 | 104.142 | 141.8695 | 204.4199 | -4.2132e-07 | 84058609125.8217 | 6730075.8709 | 757067.6497 | 6038882.5315 | 7264013.7055 | 24077.0464 | 501218.8991 | 0 | 8312980.9242 | 21628671.1379 | 14762012.4764 | 66019000.2415 | 3144235.0165 | 21870032.1104 | 21870032.1104 | 1478867.319 | 9629733.914 | 0 | 91033267.3684 | 124011900.7119 | 10000 | 17.8203 | 5108.4166 | 6959.0434 | 104.142 | 141.8695
1 | 5700 | 707 | 0.035 | 15 | 15 | 7 | 1.3335e-11 | 0 | Water | Porous | Wet | R600a | MinimizeLCOE_Brownfield | IgnoreSilica | 62.3332 | 49.6498 | 5.8251 | 4 | 4605.7612 | 6021.1239 | 93.8947 | 122.7488 | 204.8987 | -4.2194e-07 | 83642201798.8849 | 8142145.4337 | 913031.7461 | 7480478.3401 | 9418005.2197 | 24077.0464 | 594896.1879 | 0 | 10363327.2498 | 26963251.6934 | 18402973.3201 | 82302186.2373 | 3144235.0165 | 21870032.1104 | 21870032.1104 | 1478867.319 | 9629733.914 | 0 | 107316453.3642 | 140295086.7077 | 13335.2143 | 23.3005 | 4605.7612 | 6021.1239 | 93.8947 | 122.7488
1 | 5700 | 707 | 0.035 | 15 | 15 | 7 | 1.7783e-11 | 0 | Water | Porous | Wet | R600a | MinimizeLCOE_Brownfield | IgnoreSilica | 80.4379 | 64.1039 | 7.5219 | 4 | 4218.6028 | 5314.6839 | 86.0019 | 108.347 | 204.974 | -4.1775e-07 | 81851620777.4801 | 9768144.1218 | 1091848.7576 | 9177040.1924 | 12139215.2441 | 24077.0464 | 704329.5424 | 0 | 12832815.4128 | 33388353.3318 | 22788237.211 | 101914060.8603 | 3144235.0165 | 21870032.1104 | 21870032.1104 | 1478867.319 | 9629733.914 | 0 | 126928327.9872 | 159906961.3307 | 17782.7941 | 30.0878 | 4218.6028 | 5314.6839 | 86.0019 | 108.347
1 | 5700 | 707 | 0.035 | 15 | 15 | 7 | 2.3714e-11 | 0 | Water | Porous | Wet | R600a | MinimizeLCOE_Brownfield | IgnoreSilica | 102.1164 | 80.9883 | 9.4967 | 4 | 3939.1781 | 4807.335 | 80.3055 | 98.004 | 204.2743 | -4.0533e-07 | 77604894049.625 | 11540982.1299 | 1285993.8361 | 11064525.8645 | 15491008.0539 | 24077.0464 | 830060.1286 | 0 | 15692292.3532 | 40828125.7711 | 27866034.7729 | 124623099.9565 | 3144235.0165 | 21870032.1104 | 21870032.1104 | 1478867.319 | 9629733.914 | 0 | 149637367.0835 | 182616000.427 | 23713.7371 | 37.987 | 3939.1781 | 4807.335 | 80.3055 | 98.004
1 | 5700 | 707 | 0.035 | 15 | 15 | 7 | 3.1623e-11 | 0 | Water | Porous | Wet | R600a | MinimizeLCOE_Brownfield | IgnoreSilica | 126.5721 | 99.1151 | 11.6002 | 4 | 3763.516 | 4474.2489 | 76.7244 | 91.2136 | 202.4368 | -3.8238e-07 | 70383619065.7187 | 13331310.0458 | 1481293.3702 | 13004891.7676 | 19493504.5309 | 24077.0464 | 971002.0591 | 0 | 18839370.7398 | 49016178.1787 | 33454548.7887 | 149616176.5273 | 3144235.0165 | 21870032.1104 | 21870032.1104 | 1478867.319 | 9629733.914 | 0 | 174630443.6542 | 207609076.9977 | 31622.7766 | 46.4009 | 3763.516 | 4474.2489 | 76.7244 | 91.2136
1 | 5700 | 707 | 0.035 | 15 | 15 | 7 | 4.217e-11 | 0 | Water | Porous | Wet | R600a | MinimizeLCOE_Brownfield | IgnoreSilica | 133.7681 | 104.1903 | 12.3942 | 4 | 3657.4896 | 4322.692 | 74.5629 | 88.1239 | 201.6655 | -8.492e-05 | 71309498733.209 | 13815441.0529 | 1533954.3656 | 13534957.7755 | 20741217.4332 | 24077.0464 | 818454.5463 | 0 | 19682559.8657 | 51209983.3224 | 34951865.8775 | 156312511.2853 | 3144235.0165 | 21870032.1104 | 21870032.1104 | 1478867.319 | 9629733.914 | 0 | 181326778.4122 | 214305411.7557 | 42169.6503 | 49.5768 | 3657.4896 | 4322.692 | 74.5629 | 88.1239
1 | 5700 | 707 | 0.035 | 15 | 15 | 7 | 5.6234e-11 | 0 | Water | Porous | Wet | R600a | MinimizeLCOE_Brownfield | IgnoreSilica | 138.389 | 107.3754 | 12.957 | 4 | 3577.2479 | 4213.556 | 72.927 | 85.899 | 201.1126 | -5.8586e-05 | 72660588217.3772 | 14115843.7501 | 1566572.2604 | 13864980.9978 | 21565138.786 | 24077.0464 | 647218.6914 | 0 | 20195694.2975 | 52545053.8556 | 35863078.9493 | 160387658.6345 | 3144235.0165 | 21870032.1104 | 21870032.1104 | 1478867.319 | 9629733.914 | 0 | 185401925.7615 | 218380559.105 | 56234.1325 | 51.8281 | 3577.2479 | 4213.556 | 72.927 | 85.899
1 | 5700 | 707 | 0.035 | 15 | 15 | 7 | 7.4989e-11 | 0 | Water | Porous | Wet | R600a | MinimizeLCOE_Brownfield | IgnoreSilica | 141.8922 | 109.7507 | 13.3946 | 4 | 3516.0546 | 4131.576 | 71.6795 | 84.2278 | 200.6652 | -3.7077e-05 | 73776511793.4845 | 14338272.8045 | 1590739.2484 | 14109820.738 | 22201574.5586 | 24077.0464 | 482315.4056 | 0 | 20571251.9226 | 53522177.7586 | 36529986.091 | 163370215.5736 | 3144235.0165 | 21870032.1104 | 21870032.1104 | 1478867.319 | 9629733.914 | 0 | 188384482.7006 | 221363116.0441 | 74989.4209 | 53.5784 | 3516.0546 | 4131.576 | 71.6795 | 84.2278
1 | 5700 | 707 | 0.035 | 15 | 15 | 7 | 1e-10 | 0 | Water | Porous | Wet | R600a | MinimizeLCOE_Brownfield | IgnoreSilica | 144.1165 | 111.2379 | 13.7 | 4 | 3468.8907 | 4070.691 | 70.718 | 82.9865 | 200.365 | -1.9454e-05 | 74882220215.7252 | 14476851.4173 | 1605797.5425 | 14262571.3584 | 22612230.2485 | 24077.0464 | 317565.7608 | 0 | 20786646.4158 | 54082590.0464 | 36912478.9928 | 165080808.8288 | 3144235.0165 | 21870032.1104 | 21870032.1104 | 1478867.319 | 9629733.914 | 0 | 190095075.9557 | 223073709.2992 | 100000 | 54.8 | 3468.8907 | 4070.691 | 70.718 | 82.9865
1 | 5700 | 707 | 0.035 | 15 | 15 | 7 | 1.3335e-10 | 0 | Water | Porous | Wet | R600a | MinimizeLCOE_Brownfield | IgnoreSilica | 140.1282 | 108.5227 | 13.4965 | 4 | 3429.3585 | 4040.2302 | 69.9121 | 82.3656 | 200.8455 | 0.00075068 | 81462845168.3146 | 14223441.722 | 1578258.5265 | 13983373.2658 | 21889467.5253 | 24077.0464 | 0 | 0 | 20162461.0535 | 52458587.7719 | 35804064.0705 | 160123730.9819 | 3144235.0165 | 21870032.1104 | 21870032.1104 | 1478867.319 | 9629733.914 | 0 | 185137998.1089 | 218116631.4524 | 133352.1432 | 53.9862 | 3429.3585 | 4040.2302 | 69.9121 | 82.3656
1 | 5700 | 707 | 0.035 | 15 | 15 | 7 | 1.7783e-10 | 0 | Water | Porous | Wet | R600a | MinimizeLCOE_Brownfield | IgnoreSilica | 152.3332 | 116.6495 | 14.5072 | 4 | 3400.6307 | 3968.9439 | 69.3265 | 80.9123 | 199.2285 | 0.00051151 | 76138353025.1769 | 14976785.1842 | 1660090.2961 | 14815002.9119 | 24160706.6269 | 24077.0464 | 0 | 0 | 21698298.2055 | 56454520.9978 | 38531370.6054 | 172320851.8743 | 3144235.0165 | 21870032.1104 | 21870032.1104 | 1478867.319 | 9629733.914 | 0 | 197335119.0012 | 230313752.3447 | 177827.941 | 58.029 | 3400.6307 | 3968.9439 | 69.3265 | 80.9123
1 | 5700 | 707 | 0.035 | 15 | 15 | 7 | 2.3714e-10 | 0 | Water | Porous | Wet | R600a | MinimizeLCOE_Brownfield | IgnoreSilica | 162.3721 | 123.0529 | 15.3036 | 4 | 3389.0799 | 3927.8195 | 69.091 | 80.0739 | 197.7496 | -1.441e-05 | 72036193355.5507 | 15559979.8999 | 1723338.4897 | 15462119.9783 | 26136323.4352 | 24077.0464 | 0 | 0 | 22973277.1513 | 59771754.6806 | 40795450.7563 | 182446321.4377 | 3144235.0165 | 21870032.1104 | 21870032.1104 | 1478867.319 | 9629733.914 | 0 | 207460588.5646 | 240439221.9081 | 237137.3706 | 61.2144 | 3389.0799 | 3927.8195 | 69.091 | 80.0739
1 | 5700 | 707 | 0.035 | 15 | 15 | 7 | 3.1623e-10 | 0 | Water | Porous | Wet | R600a | MinimizeLCOE_Brownfield | IgnoreSilica | 170.489 | 128.161 | 15.9389 | 4 | 3383.3228 | 3900.5899 | 68.9736 | 79.5188 | 196.5992 | 0.00027936 | 70737101604.906 | 16019043.0788 | 1773019.1218 | 15973527.0158 | 27778180.7288 | 24077.0464 | 0 | 0 | 24011460.3267 | 62472894.3424 | 42639034.0783 | 190691235.7391 | 3144235.0165 | 21870032.1104 | 21870032.1104 | 1478867.319 | 9629733.914 | 0 | 215705502.866 | 248684136.2095 | 316227.766 | 63.7555 | 3383.3228 | 3900.5899 | 68.9736 | 79.5188
1 | 5700 | 707 | 0.035 | 15 | 15 | 7 | 4.217e-10 | 0 | Water | Porous | Wet | R600a | MinimizeLCOE_Brownfield | IgnoreSilica | 174.2675 | 130.485 | 16.2279 | 4 | 3382.6677 | 3890.7222 | 68.9603 | 79.3176 | 196.0401 | 0.20131 | 75912058228.2842 | 16226224.9438 | 1795463.5157 | 16204828.4529 | 28566381.1802 | 24077.0464 | 0 | 0 | 24498620.3042 | 63740384.6735 | 43504122.2736 | 194560102.3901 | 3144235.0165 | 21870032.1104 | 21870032.1104 | 1478867.319 | 9629733.914 | 0 | 219574369.5171 | 252553002.8606 | 421696.5034 | 64.9116 | 3382.6677 | 3890.7222 | 68.9603 | 79.3176
1 | 5700 | 707 | 0.035 | 15 | 15 | 7 | 5.6234e-10 | 0 | Water | Porous | Wet | R600a | MinimizeLCOE_Brownfield | IgnoreSilica | 174.246 | 130.4718 | 16.2263 | 4 | 3382.6678 | 3890.7734 | 68.9603 | 79.3187 | 196.0434 | 0.57562 | 75913221166.2592 | 16225058.725 | 1795337.1986 | 16203525.5278 | 28561854.39 | 24077.0464 | 0 | 0 | 24495842.6263 | 63733157.7253 | 43499189.733 | 194538042.9725 | 3144235.0165 | 21870032.1104 | 21870032.1104 | 1478867.319 | 9629733.914 | 0 | 219552310.0994 | 252530943.4429 | 562341.3252 | 64.9051 | 3382.6678 | 3890.7734 | 68.9603 | 79.3187
1 | 5700 | 707 | 0.035 | 15 | 15 | 7 | 7.4989e-10 | 0 | Water | Porous | Wet | R600a | MinimizeLCOE_Brownfield | IgnoreSilica | 174.2286 | 130.4612 | 16.2249 | 4 | 3382.6681 | 3890.8151 | 68.9603 | 79.3195 | 196.046 | 0.85636 | 75915556512.0752 | 16224112.3463 | 1795234.6931 | 16202468.2206 | 28558184.6046 | 24077.0464 | 0 | 0 | 24493589.9953 | 63727296.8415 | 43495189.5593 | 194520153.307 | 3144235.0165 | 21870032.1104 | 21870032.1104 | 1478867.319 | 9629733.914 | 0 | 219534420.4339 | 252513053.7774 | 749894.2093 | 64.8998 | 3382.6681 | 3890.8151 | 68.9603 | 79.3195
1 | 5700 | 707 | 0.035 | 15 | 15 | 7 | 1e-09 | 0 | Water | Porous | Wet | R600a | MinimizeLCOE_Brownfield | IgnoreSilica | 174.2286 | 130.4612 | 16.2249 | 4 | 3382.6684 | 3890.8155 | 68.9603 | 79.3195 | 196.046 | 1.0659 | 75912871545.8846 | 16224111.5296 | 1795234.6046 | 16202467.3082 | 28558187.728 | 24077.0464 | 0 | 0 | 24493590.5045 | 63727298.1664 | 43495190.4636 | 194520157.3512 | 3144235.0165 | 21870032.1104 | 21870032.1104 | 1478867.319 | 9629733.914 | 0 | 219534424.4782 | 252513057.8217 | 1000000 | 64.8998 | 3382.6684 | 3890.8155 | 68.9603 | 79.3195
1 | 5700 | 707 | 0.035 | 15 | 15 | 7 | 1.3335e-09 | 0 | Water | Porous | Wet | R600a | MinimizeLCOE_Brownfield | IgnoreSilica | 174.224 | 130.4584 | 16.2246 | 4 | 3382.6687 | 3890.8268 | 68.9603 | 79.3198 | 196.0466 | 1.2234 | 75910852730.887 | 16223859.393 | 1795207.2948 | 16202185.619 | 28557214.3907 | 24077.0464 | 0 | 0 | 24492992.0601 | 63725741.1368 | 43494127.7589 | 194515404.6996 | 3144235.0165 | 21870032.1104 | 21870032.1104 | 1478867.319 | 9629733.914 | 0 | 219529671.8266 | 252508305.1701 | 1333521.4322 | 64.8984 | 3382.6687 | 3890.8268 | 68.9603 | 79.3198
1 | 5700 | 707 | 0.035 | 15 | 15 | 7 | 1.7783e-09 | 0 | Water | Porous | Wet | R600a | MinimizeLCOE_Brownfield | IgnoreSilica | 174.224 | 130.4584 | 16.2246 | 4 | 3382.6689 | 3890.8271 | 68.9603 | 79.3198 | 196.0466 | 1.3413 | 75915243766.2917 | 16223858.7318 | 1795207.2232 | 16202184.8802 | 28557216.9194 | 24077.0464 | 0 | 0 | 24492992.4724 | 63725742.2095 | 43494128.491 | 194515407.9738 | 3144235.0165 | 21870032.1104 | 21870032.1104 | 1478867.319 | 9629733.914 | 0 | 219529675.1007 | 252508308.4442 | 1778279.41 | 64.8984 | 3382.6689 | 3890.8271 | 68.9603 | 79.3198
1 | 5700 | 707 | 0.035 | 15 | 15 | 7 | 2.3714e-09 | 0 | Water | Porous | Wet | R600a | MinimizeLCOE_Brownfield | IgnoreSilica | 174.2091 | 130.4493 | 16.2235 | 4 | 3382.6691 | 3890.8625 | 68.9603 | 79.3205 | 196.0488 | 1.4307 | 75914105373.1951 | 16223053.8002 | 1795120.038 | 16201285.6068 | 28554094.9673 | 24077.0464 | 0 | 0 | 24491076.2689 | 63720756.6412 | 43490725.7382 | 194500190.107 | 3144235.0165 | 21870032.1104 | 21870032.1104 | 1478867.319 | 9629733.914 | 0 | 219514457.2339 | 252493090.5774 | 2371373.7057 | 64.8939 | 3382.6691 | 3890.8625 | 68.9603 | 79.3205
1 | 5700 | 707 | 0.035 | 15 | 15 | 7 | 3.1623e-09 | 0 | Water | Porous | Wet | R600a | MinimizeLCOE_Brownfield | IgnoreSilica | 174.2091 | 130.4493 | 16.2235 | 4 | 3382.6693 | 3890.8627 | 68.9603 | 79.3205 | 196.0488 | 1.4969 | 75913250355.3715 | 16223053.372 | 1795119.9917 | 16201285.1284 | 28554096.6048 | 24077.0464 | 0 | 0 | 24491076.5358 | 63720757.3357 | 43490726.2122 | 194500192.2269 | 3144235.0165 | 21870032.1104 | 21870032.1104 | 1478867.319 | 9629733.914 | 0 | 219514459.3538 | 252493092.6973 | 3162277.6602 | 64.8939 | 3382.6693 | 3890.8627 | 68.9603 | 79.3205
1 | 5700 | 707 | 0.035 | 15 | 15 | 7 | 4.217e-09 | 0 | Water | Porous | Wet | R600a | MinimizeLCOE_Brownfield | IgnoreSilica | 174.2091 | 130.4493 | 16.2235 | 4 | 3382.6694 | 3890.8628 | 68.9603 | 79.3205 | 196.0488 | 1.5466 | 75912609074.6924 | 16223053.0351 | 1795119.9552 | 16201284.752 | 28554097.893 | 24077.0464 | 0 | 0 | 24491076.7458 | 63720757.882 | 43490726.5851 | 194500193.8945 | 3144235.0165 | 21870032.1104 | 21870032.1104 | 1478867.319 | 9629733.914 | 0 | 219514461.0215 | 252493094.365 | 4216965.0343 | 64.8939 | 3382.6694 | 3890.8628 | 68.9603 | 79.3205
1 | 5700 | 707 | 0.035 | 15 | 15 | 7 | 5.6234e-09 | 0 | Water | Porous | Wet | R600a | MinimizeLCOE_Brownfield | IgnoreSilica | 174.2091 | 130.4493 | 16.2235 | 4 | 3382.6695 | 3890.8629 | 68.9603 | 79.3205 | 196.0488 | 1.5839 | 75912127791.0377 | 16223052.7736 | 1795119.9268 | 16201284.4598 | 28554098.893 | 24077.0464 | 0 | 0 | 24491076.9088 | 63720758.3061 | 43490726.8746 | 194500195.189 | 3144235.0165 | 21870032.1104 | 21870032.1104 | 1478867.319 | 9629733.914 | 0 | 219514462.3159 | 252493095.6594 | 5623413.2519 | 64.8939 | 3382.6695 | 3890.8629 | 68.9603 | 79.3205
1 | 5700 | 707 | 0.035 | 15 | 15 | 7 | 7.4989e-09 | 0 | Water | Porous | Wet | R600a | MinimizeLCOE_Brownfield | IgnoreSilica | 174.2091 | 130.4493 | 16.2235 | 4 | 3382.6695 | 3890.863 | 68.9603 | 79.3205 | 196.0488 | 1.6118 | 75911766515.3992 | 16223052.5725 | 1795119.9051 | 16201284.2352 | 28554099.6618 | 24077.0464 | 0 | 0 | 24491077.0341 | 63720758.6322 | 43490727.0971 | 194500196.1843 | 3144235.0165 | 21870032.1104 | 21870032.1104 | 1478867.319 | 9629733.914 | 0 | 219514463.3112 | 252493096.6548 | 7498942.0933 | 64.8939 | 3382.6695 | 3890.863 | 68.9603 | 79.3205
1 | 5700 | 707 | 0.035 | 15 | 15 | 7 | 1e-08 | 0 | Water | Porous | Wet | R600a | MinimizeLCOE_Brownfield | IgnoreSilica | 174.2091 | 130.4493 | 16.2235 | 4 | 3382.6696 | 3890.8631 | 68.9603 | 79.3205 | 196.0488 | 1.6328 | 75911495632.944 | 16223052.4189 | 1795119.8884 | 16201284.0636 | 28554100.2491 | 24077.0464 | 0 | 0 | 24491077.1299 | 63720758.8812 | 43490727.2671 | 194500196.9446 | 3144235.0165 | 21870032.1104 | 21870032.1104 | 1478867.319 | 9629733.914 | 0 | 219514464.0715 | 252493097.415 | 10000000 | 64.8939 | 3382.6696 | 3890.8631 | 68.9603 | 79.3205
1 | 5800 | 707 | 0.035 | 15 | 15 | 7 | 1e-13 | 0 | Water | Porous | Wet | R600a | MinimizeLCOE_Brownfield | IgnoreSilica | 0.93431 | 0.25092 | 0.012614 | 4 | 533078.2023 | 1201670.3667 | 10867.5202 | 24497.6758 | 123.8596 | -5.7755e-05 | 32525625998.4859 | 152811.4361 | 10643.7355 | 112978.9212 | 73471.0233 | 24077.0464 | 59583.0231 | 0 | 169090.4224 | 439938.5937 | 300267.1301 | 1342861.3317 | 3144235.0165 | 22410181.7999 | 22410181.7999 | 1478867.319 | 9845793.7898 | 0 | 26897278.1481 | 60632121.0568 | 100 | 0.050457 | 533078.2023 | 1201670.3667 | 10867.5202 | 24497.6758
1 | 5800 | 707 | 0.035 | 15 | 15 | 7 | 1.3335e-13 | 0 | Water | Porous | Wet | R600a | MinimizeLCOE_Brownfield | IgnoreSilica | 1.2121 | 0.40225 | 0.027938 | 4 | 245327.057 | 547195.6074 | 5001.3239 | 11155.3226 | 138.1233 | -6.4142e-05 | 47859575122.95 | 228311.5711 | 17411.2905 | 163201.5866 | 101340.4588 | 24077.0464 | 66745.6755 | 0 | 234424.1752 | 609923.6169 | 416285.4012 | 1861720.822 | 3144235.0165 | 22410181.7999 | 22410181.7999 | 1478867.319 | 9845793.7898 | 0 | 27416137.6384 | 61150980.5471 | 133.3521 | 0.11175 | 245327.057 | 547195.6074 | 5001.3239 | 11155.3226
1 | 5800 | 707 | 0.035 | 15 | 15 | 7 | 1.7783e-13 | 0 | Water | Porous | Wet | R600a | MinimizeLCOE_Brownfield | IgnoreSilica | 1.5826 | 0.6275 | 0.054112 | 4 | 130084.5038 | 285941.0247 | 2651.9486 | 5829.2946 | 151.2906 | -7.2697e-05 | 65059368245.3459 | 334087.7898 | 28379.4183 | 230544.2479 | 147160.8356 | 24077.0464 | 75889.4097 | 0 | 327654.1116 | 852488.7873 | 581841.1142 | 2602122.7608 | 3144235.0165 | 22410181.7999 | 22410181.7999 | 1478867.319 | 9845793.7898 | 0 | 28156539.5772 | 61891382.486 | 177.8279 | 0.21645 | 130084.5038 | 285941.0247 | 2651.9486 | 5829.2946
1 | 5800 | 707 | 0.035 | 15 | 15 | 7 | 2.3714e-13 | 0 | Water | Porous | Wet | R600a | MinimizeLCOE_Brownfield | IgnoreSilica | 1.8799 | 1.0589 | 0.11626 | 4 | 66416.145 | 138960.2784 | 1353.9829 | 2832.8932 | 158.8787 | -7.6393e-05 | 77682425955.3567 | 539958.3679 | 65679.8976 | 344153.6611 | 666214.7163 | 24077.0464 | 81040.3556 | 0 | 671238.3775 | 1746424.5684 | 1191970.6534 | 5330757.6442 | 3144235.0165 | 22410181.7999 | 22410181.7999 | 1478867.319 | 9845793.7898 | 0 | 30885174.4606 | 64620017.3693 | 237.1374 | 0.46503 | 66416.145 | 138960.2784 | 1353.9829 | 2832.8932
1 | 5800 | 707 | 0.035 | 15 | 15 | 7 | 3.1623e-13 | 0 | Water | Porous | Wet | R600a | MinimizeLCOE_Brownfield | IgnoreSilica | 2.3792 | 1.4453 | 0.16226 | 4 | 49402.9832 | 101379.6691 | 1007.1466 | 2066.7617 | 168.0328 | -8.4173e-05 | 75572280192.0052 | 669698.6231 | 76733.3737 | 441730.1829 | 798663.4439 | 24077.0464 | 90957.9185 | 0 | 819725.6295 | 2132757.9392 | 1455651.1173 | 6509995.2745 | 3144235.0165 | 22410181.7999 | 22410181.7999 | 1478867.319 | 9845793.7898 | 0 | 32064412.0909 | 65799254.9996 | 316.2278 | 0.64904 | 49402.9832 | 101379.6691 | 1007.1466 | 2066.7617
1 | 5800 | 707 | 0.035 | 15 | 15 | 7 | 4.217e-13 | 0 | Water | Porous | Wet | R600a | MinimizeLCOE_Brownfield | IgnoreSilica | 2.9982 | 1.9333 | 0.21927 | 4 | 37369.1435 | 75831.1896 | 761.8205 | 1545.9214 | 175.682 | -9.0886e-05 | 77936123971.9555 | 821104.3378 | 94083.5706 | 557480.7463 | 733386.8269 | 24077.0464 | 101561.372 | 0 | 909360.621 | 2365969.8003 | 1614823.0046 | 7221847.3259 | 3144235.0165 | 22410181.7999 | 22410181.7999 | 1478867.319 | 9845793.7898 | 0 | 32776264.1423 | 66511107.0511 | 421.6965 | 0.87709 | 37369.1435 | 75831.1896 | 761.8205 | 1545.9214
1 | 5800 | 707 | 0.035 | 15 | 15 | 7 | 5.6234e-13 | 0 | Water | Porous | Wet | R600a | MinimizeLCOE_Brownfield | IgnoreSilica | 3.7754 | 2.5549 | 0.29225 | 4 | 29102.6541 | 57960.4501 | 593.297 | 1181.6022 | 182.0852 | -9.6623e-05 | 79921325069.4902 | 998531.4676 | 114376.8754 | 696788.3586 | 786533.1988 | 24077.0464 | 113297.3892 | 0 | 1066105.691 | 2773788.3197 | 1893167.5238 | 8466665.8704 | 3144235.0165 | 22410181.7999 | 22410181.7999 | 1478867.319 | 9845793.7898 | 0 | 34021082.6868 | 67755925.5956 | 562.3413 | 1.169 | 29102.6541 | 57960.4501 | 593.297 | 1181.6022
1 | 5800 | 707 | 0.035 | 15 | 15 | 7 | 7.4989e-13 | 0 | Water | Porous | Wet | R600a | MinimizeLCOE_Brownfield | IgnoreSilica | 4.7816 | 3.368 | 0.38774 | 4 | 23011.0655 | 44761.871 | 469.1117 | 912.5313 | 187.521 | -3.238e-07 | 81479286476.3366 | 1212492.6006 | 138797.637 | 869158.3526 | 900173.9204 | 24077.0464 | 127570.8743 | 0 | 1276185.4681 | 3320372.8065 | 2266222.6673 | 10135051.3731 | 3144235.0165 | 22410181.7999 | 22410181.7999 | 1478867.319 | 9845793.7898 | 0 | 35689468.1895 | 69424311.0982 | 749.8942 | 1.551 | 23011.0655 | 44761.871 | 469.1117 | 912.5313
1 | 5800 | 707 | 0.035 | 15 | 15 | 7 | 1e-12 | 0 | Water | Porous | Wet | R600a | MinimizeLCOE_Brownfield | IgnoreSilica | 6.0728 | 4.4184 | 0.5114 | 4 | 18475.3447 | 34966.8016 | 376.6449 | 712.8455 | 192.0078 | -3.4679e-07 | 82720409781.743 | 1467679.5839 | 167860.5637 | 1079965.9874 | 1067768.3655 | 24077.0464 | 144103.206 | 0 | 1541067.3536 | 4009541.1377 | 2736594.2143 | 12238657.4586 | 3144235.0165 | 22410181.7999 | 22410181.7999 | 1478867.319 | 9845793.7898 | 0 | 37793074.275 | 71527917.1837 | 1000 | 2.0456 | 18475.3447 | 34966.8016 | 376.6449 | 712.8455
1 | 5800 | 707 | 0.035 | 15 | 15 | 7 | 1.3335e-12 | 0 | Water | Porous | Wet | R600a | MinimizeLCOE_Brownfield | IgnoreSilica | 7.7636 | 5.7979 | 0.67376 | 4 | 15012.257 | 27529.7303 | 306.0452 | 561.2308 | 195.6698 | -3.6807e-07 | 83282892825.1646 | 1777362.6214 | 203037.6215 | 1342187.2086 | 1300856.4878 | 24077.0464 | 164457.7651 | 0 | 1876671.7128 | 4882714.8384 | 3332553.207 | 14903918.5089 | 3144235.0165 | 22410181.7999 | 22410181.7999 | 1478867.319 | 9845793.7898 | 0 | 40458335.3253 | 74193178.234 | 1333.5214 | 2.695 | 15012.257 | 27529.7303 | 306.0452 | 561.2308
1 | 5800 | 707 | 0.035 | 15 | 15 | 7 | 1.7783e-12 | 0 | Water | Porous | Wet | R600a | MinimizeLCOE_Brownfield | IgnoreSilica | 9.9562 | 7.5753 | 0.8829 | 4 | 12395.0243 | 21947.3286 | 252.6893 | 447.426 | 198.3138 | -3.8354e-07 | 82120200220.7115 | 2146388.5847 | 244845.6904 | 1662317.7057 | 1615985.9073 | 24077.0464 | 188936.4575 | 0 | 2294195.0428 | 5969024.8974 | 4073982.1436 | 18219753.4758 | 3144235.0165 | 22410181.7999 | 22410181.7999 | 1478867.319 | 9845793.7898 | 0 | 43774170.2922 | 77509013.2009 | 1778.2794 | 3.5316 | 12395.0243 | 21947.3286 | 252.6893 | 447.426
1 | 5800 | 707 | 0.035 | 15 | 15 | 7 | 2.3714e-12 | 0 | Water | Porous | Wet | R600a | MinimizeLCOE_Brownfield | IgnoreSilica | 12.8474 | 9.8954 | 1.1552 | 4 | 10378.7162 | 17679.3463 | 211.5842 | 360.4174 | 200.0618 | -3.9511e-07 | 98991363337.532 | 2592281.9012 | 295201.4847 | 2058466.6186 | 2043470.632 | 24077.0464 | 219905.5324 | 0 | 2821027.254 | 7339734.2425 | 5009519.437 | 22403684.1487 | 3144235.0165 | 22410181.7999 | 22410181.7999 | 1478867.319 | 9845793.7898 | 0 | 47958100.9651 | 81692943.8739 | 2371.3737 | 4.6208 | 10378.7162 | 17679.3463 | 211.5842 | 360.4174
1 | 5800 | 707 | 0.035 | 15 | 15 | 7 | 3.1623e-12 | 0 | Water | Porous | Wet | R600a | MinimizeLCOE_Brownfield | IgnoreSilica | 16.7379 | 13.1763 | 1.5435 | 4 | 8645.8563 | 14109.731 | 176.2575 | 287.646 | 203.1975 | -4.1671e-07 | 85749173792.0106 | 3174354.485 | 360743.7295 | 2588390.7635 | 2581998.3377 | 24077.0464 | 254683.2534 | 0 | 3503856.5701 | 9116316.0555 | 6222073.0294 | 27826493.2705 | 3144235.0165 | 22410181.7999 | 22410181.7999 | 1478867.319 | 9845793.7898 | 0 | 53380910.0869 | 87115752.9956 | 3162.2777 | 6.1742 | 8645.8563 | 14109.731 | 176.2575 | 287.646
1 | 5800 | 707 | 0.035 | 15 | 15 | 7 | 4.217e-12 | 0 | Water | Porous | Wet | R600a | MinimizeLCOE_Brownfield | IgnoreSilica | 21.8191 | 17.3608 | 2.037 | 4 | 7379.9248 | 11520.2672 | 150.4497 | 234.8562 | 204.7436 | -4.2758e-07 | 86126568290.9202 | 3859208.1439 | 437564.9942 | 3227388.9213 | 3316391.0283 | 24077.0464 | 298815.0604 | 0 | 4353743.6259 | 11327547.8389 | 7731284.1579 | 34576020.8171 | 3144235.0165 | 22410181.7999 | 22410181.7999 | 1478867.319 | 9845793.7898 | 0 | 60130437.6335 | 93865280.5422 | 4216.965 | 8.1478 | 7379.9248 | 11520.2672 | 150.4497 | 234.8562
1 | 5800 | 707 | 0.035 | 15 | 15 | 7 | 5.6234e-12 | 0 | Water | Porous | Wet | R600a | MinimizeLCOE_Brownfield | IgnoreSilica | 28.5212 | 22.8832 | 2.6882 | 4 | 6384.2419 | 9521.5122 | 130.1514 | 194.1089 | 205.9521 | -4.3598e-07 | 86408733961.2306 | 4694332.4144 | 530924.6106 | 4025386.2847 | 4286768.6757 | 24077.0464 | 352411.4374 | 0 | 5426421.183 | 14118434.806 | 9636121.8599 | 43094878.318 | 3144235.0165 | 22410181.7999 | 22410181.7999 | 1478867.319 | 9845793.7898 | 0 | 68649295.1344 | 102384138.0431 | 5623.4133 | 10.7529 | 6384.2419 | 9521.5122 | 130.1514 | 194.1089
1 | 5800 | 707 | 0.035 | 15 | 15 | 7 | 7.4989e-12 | 0 | Water | Porous | Wet | R600a | MinimizeLCOE_Brownfield | IgnoreSilica | 37.3421 | 30.154 | 3.5456 | 4 | 5597.6578 | 7976.2676 | 114.1158 | 162.607 | 206.8895 | -4.4236e-07 | 86594618430.0417 | 5710462.2858 | 644041.7178 | 5019611.2244 | 5565750.8365 | 24077.0464 | 417539.7814 | 0 | 6778778.328 | 17636990.6908 | 12037608.5504 | 53834860.4614 | 3144235.0165 | 22410181.7999 | 22410181.7999 | 1478867.319 | 9845793.7898 | 0 | 79389277.2778 | 113124120.1865 | 7498.9421 | 14.1826 | 5597.6578 | 7976.2676 | 114.1158 | 162.607
1 | 5800 | 707 | 0.035 | 15 | 15 | 7 | 1e-11 | 0 | Water | Porous | Wet | R600a | MinimizeLCOE_Brownfield | IgnoreSilica | 48.8185 | 39.6142 | 4.6616 | 4 | 4976.2362 | 6785.4426 | 101.4473 | 138.3304 | 207.6017 | -4.4604e-07 | 86644606240.646 | 6933213.7471 | 779594.0445 | 6244177.4927 | 7231141.8649 | 24077.0464 | 495262.3832 | 0 | 8465911.9657 | 22026566.3374 | 15033584.1259 | 67233529.0077 | 3144235.0165 | 22410181.7999 | 22410181.7999 | 1478867.319 | 9845793.7898 | 0 | 92787945.8241 | 126522788.7328 | 10000 | 18.6462 | 4976.2362 | 6785.4426 | 101.4473 | 138.3304
1 | 5800 | 707 | 0.035 | 15 | 15 | 7 | 1.3335e-11 | 0 | Water | Porous | Wet | R600a | MinimizeLCOE_Brownfield | IgnoreSilica | 63.5294 | 51.7184 | 6.0892 | 4 | 4486.7252 | 5871.7467 | 91.468 | 119.7035 | 208.0737 | -4.4651e-07 | 86165123799.0193 | 8382393.89 | 939559.3164 | 7728768.7722 | 9371164.4627 | 24077.0464 | 587126.4308 | 0 | 10542905.0682 | 27430476.3402 | 18721863.7421 | 83728335.0689 | 3144235.0165 | 22410181.7999 | 22410181.7999 | 1478867.319 | 9845793.7898 | 0 | 109282751.8853 | 143017594.794 | 13335.2143 | 24.3569 | 4486.7252 | 5871.7467 | 91.468 | 119.7035
1 | 5800 | 707 | 0.035 | 15 | 15 | 7 | 1.7783e-11 | 0 | Water | Porous | Wet | R600a | MinimizeLCOE_Brownfield | IgnoreSilica | 81.8728 | 66.6696 | 7.8505 | 4 | 4110.31 | 5184.5954 | 83.7942 | 105.695 | 208.1133 | -4.4154e-07 | 84192678440.4111 | 10045411.3797 | 1122334.2291 | 9469708.3965 | 12066636.6957 | 24077.0464 | 694360.8332 | 0 | 13034786.1465 | 33913839.7508 | 23146892.4896 | 103518046.9675 | 3144235.0165 | 22410181.7999 | 22410181.7999 | 1478867.319 | 9845793.7898 | 0 | 129072463.7839 | 162807306.6926 | 17782.7941 | 31.4021 | 4110.31 | 5184.5954 | 83.7942 | 105.695
1 | 5800 | 707 | 0.035 | 15 | 15 | 7 | 2.3714e-11 | 0 | Water | Porous | Wet | R600a | MinimizeLCOE_Brownfield | IgnoreSilica | 103.7754 | 84.0557 | 9.8904 | 4 | 3839.0778 | 4691.7942 | 78.2648 | 95.6486 | 207.335 | -4.2762e-07 | 79619090401.6691 | 11851392.4836 | 1319987.4983 | 11398511.9739 | 15374188.9779 | 24077.0464 | 818213.1722 | 0 | 15906684.7494 | 41385930.8083 | 28246748.1725 | 126325734.8825 | 3144235.0165 | 22410181.7999 | 22410181.7999 | 1478867.319 | 9845793.7898 | 0 | 151880151.6989 | 185614994.6076 | 23713.7371 | 39.5616 | 3839.0778 | 4691.7942 | 78.2648 | 95.6486
1 | 5800 | 707 | 0.035 | 15 | 15 | 7 | 3.1623e-11 | 0 | Water | Porous | Wet | R600a | MinimizeLCOE_Brownfield | IgnoreSilica | 128.358 | 102.5819 | 12.0463 | 4 | 3668.5828 | 4368.6884 | 74.789 | 89.0616 | 205.383 | -4.0222e-07 | 71983034138.4939 | 13662810.9315 | 1517414.0018 | 13367535.2224 | 19293818.5481 | 24077.0464 | 957457.9801 | 0 | 19041014.3548 | 49540813.5022 | 33812623.1771 | 151217564.7644 | 3144235.0165 | 22410181.7999 | 22410181.7999 | 1478867.319 | 9845793.7898 | 0 | 176771981.5808 | 210506824.4896 | 31622.7766 | 48.1854 | 3668.5828 | 4368.6884 | 74.789 | 89.0616
1 | 5800 | 707 | 0.035 | 15 | 15 | 7 | 4.217e-11 | 0 | Water | Porous | Wet | R600a | MinimizeLCOE_Brownfield | IgnoreSilica | 136.6936 | 108.5397 | 12.9317 | 4 | 3567.7625 | 4219.9349 | 72.7337 | 86.0291 | 204.4456 | -8.9053e-05 | 72129094105.6463 | 14225143.4597 | 1578539.3162 | 13985112.6749 | 20699460.5445 | 24077.0464 | 821787.8198 | 0 | 20020307.136 | 52088732.4382 | 35551630.2055 | 158994790.6412 | 3144235.0165 | 22410181.7999 | 22410181.7999 | 1478867.319 | 9845793.7898 | 0 | 184549207.4576 | 218284050.3664 | 42169.6503 | 51.7269 | 3567.7625 | 4219.9349 | 72.7337 | 86.0291
1 | 5800 | 707 | 0.035 | 15 | 15 | 7 | 5.6234e-11 | 0 | Water | Porous | Wet | R600a | MinimizeLCOE_Brownfield | IgnoreSilica | 141.3586 | 111.7857 | 13.5034 | 4 | 3491.6247 | 4116.1872 | 71.1815 | 83.914 | 203.8536 | -6.1443e-05 | 73379265080.9397 | 14527874.5731 | 1611438.6978 | 14318717.628 | 21508738.5827 | 24077.0464 | 649544.4228 | 0 | 20529752.4708 | 53414204.6977 | 36456292.2583 | 163040640.3776 | 3144235.0165 | 22410181.7999 | 22410181.7999 | 1478867.319 | 9845793.7898 | 0 | 188595057.194 | 222329900.1028 | 56234.1325 | 54.0136 | 3491.6247 | 4116.1872 | 71.1815 | 83.914
1 | 5800 | 707 | 0.035 | 15 | 15 | 7 | 7.4989e-11 | 0 | Water | Porous | Wet | R600a | MinimizeLCOE_Brownfield | IgnoreSilica | 144.7841 | 114.128 | 13.9388 | 4 | 3433.5754 | 4038.6265 | 69.9981 | 82.3329 | 203.3901 | -3.8775e-05 | 74474044287.1651 | 14744785.2554 | 1635000.4131 | 14558237.0007 | 22114403.8726 | 24077.0464 | 482498.6446 | 0 | 20888010.8708 | 54346319.5656 | 37092479.8087 | 165885812.478 | 3144235.0165 | 22410181.7999 | 22410181.7999 | 1478867.319 | 9845793.7898 | 0 | 191440229.2944 | 225175072.2031 | 74989.4209 | 55.7554 | 3433.5754 | 4038.6265 | 69.9981 | 82.3329
1 | 5800 | 707 | 0.035 | 15 | 15 | 7 | 1e-10 | 0 | Water | Porous | Wet | R600a | MinimizeLCOE_Brownfield | IgnoreSilica | 147.042 | 115.65 | 14.2488 | 4 | 3388.818 | 3980.7061 | 69.0856 | 81.1521 | 203.0686 | -2.0325e-05 | 75519415991.673 | 14885063.5994 | 1650233.1375 | 14713350.1441 | 22519850.2123 | 24077.0464 | 317396.7595 | 0 | 21102888.6507 | 54905387.4713 | 37474055.1421 | 167592302.1632 | 3144235.0165 | 22410181.7999 | 22410181.7999 | 1478867.319 | 9845793.7898 | 0 | 193146718.9795 | 226881561.8883 | 100000 | 56.9953 | 3388.818 | 3980.7061 | 69.0856 | 81.1521
1 | 5800 | 707 | 0.035 | 15 | 15 | 7 | 1.3335e-10 | 0 | Water | Porous | Wet | R600a | MinimizeLCOE_Brownfield | IgnoreSilica | 143.2 | 113.0093 | 14.0545 | 4 | 3351.1242 | 3951.1943 | 68.3172 | 80.5504 | 203.5564 | 0.0010961 | 85139957525.2023 | 14641343.7682 | 1623765.3282 | 14443963.4849 | 21842346.2584 | 24077.0464 | 0 | 0 | 20504443.3955 | 53348355.6755 | 36411348.9476 | 162839643.9045 | 3144235.0165 | 22410181.7999 | 22410181.7999 | 1478867.319 | 9845793.7898 | 0 | 188394060.7209 | 222128903.6296 | 133352.1432 | 56.2182 | 3351.1242 | 3951.1943 | 68.3172 | 80.5504
1 | 5800 | 707 | 0.035 | 15 | 15 | 7 | 1.7783e-10 | 0 | Water | Porous | Wet | R600a | MinimizeLCOE_Brownfield | IgnoreSilica | 155.2633 | 121.1064 | 15.0615 | 4 | 3323.8896 | 3883.8395 | 67.762 | 79.1773 | 201.8721 | 0.00015539 | 75020629518.1743 | 15383748.545 | 1704341.2282 | 15266124.7066 | 24025637.072 | 24077.0464 | 0 | 0 | 21997532.1533 | 57233066.3486 | 39062743.8048 | 174697270.905 | 3144235.0165 | 22410181.7999 | 22410181.7999 | 1478867.319 | 9845793.7898 | 0 | 200251687.7214 | 233986530.6301 | 177827.941 | 60.2462 | 3323.8896 | 3883.8395 | 67.762 | 79.1773
1 | 5800 | 707 | 0.035 | 15 | 15 | 7 | 2.3714e-10 | 0 | Water | Porous | Wet | R600a | MinimizeLCOE_Brownfield | IgnoreSilica | 165.1689 | 127.5196 | 15.8591 | 4 | 3311.0866 | 3842.8758 | 67.501 | 78.3422 | 200.4011 | 0.0011102 | 78035295736.2593 | 15961796.7346 | 1766923.3598 | 15909523.4618 | 25903135.9738 | 24077.0464 | 0 | 0 | 23230528.0648 | 60441068.788 | 41252271.3876 | 184489324.8167 | 3144235.0165 | 22410181.7999 | 22410181.7999 | 1478867.319 | 9845793.7898 | 0 | 210043741.6331 | 243778584.5419 | 237137.3706 | 63.4365 | 3311.0866 | 3842.8758 | 67.501 | 78.3422
1 | 5800 | 707 | 0.035 | 15 | 15 | 7 | 3.1623e-10 | 0 | Water | Porous | Wet | R600a | MinimizeLCOE_Brownfield | IgnoreSilica | 173.1615 | 132.5972 | 16.4906 | 4 | 3304.6822 | 3816.1074 | 67.3704 | 77.7965 | 199.2268 | 0.00018443 | 70820498602.5537 | 16413758.6697 | 1815882.929 | 16414325.3823 | 27461318.9855 | 24077.0464 | 0 | 0 | 24230451.575 | 63042664.6491 | 43027914.0202 | 192430393.2572 | 3144235.0165 | 22410181.7999 | 22410181.7999 | 1478867.319 | 9845793.7898 | 0 | 217984810.0736 | 251719652.9823 | 316227.766 | 65.9624 | 3304.6822 | 3816.1074 | 67.3704 | 77.7965
1 | 5800 | 707 | 0.035 | 15 | 15 | 7 | 4.217e-10 | 0 | Water | Porous | Wet | R600a | MinimizeLCOE_Brownfield | IgnoreSilica | 178.5159 | 135.9094 | 16.9025 | 4 | 3303.4576 | 3802.4191 | 67.3455 | 77.5175 | 198.4025 | 0.073699 | 76081782594.0181 | 16705961.5991 | 1847516.9551 | 16741529.6933 | 28541596.6722 | 24077.0464 | 0 | 0 | 24905665.9668 | 64799433.991 | 44226945.1941 | 197792727.118 | 3144235.0165 | 22410181.7999 | 22410181.7999 | 1478867.319 | 9845793.7898 | 0 | 223347143.9344 | 257081986.8432 | 421696.5034 | 67.6101 | 3303.4576 | 3802.4191 | 67.3455 | 77.5175
1 | 5800 | 707 | 0.035 | 15 | 15 | 7 | 5.6234e-10 | 0 | Water | Porous | Wet | R600a | MinimizeLCOE_Brownfield | IgnoreSilica | 178.5009 | 135.9002 | 16.9014 | 4 | 3303.4589 | 3802.4542 | 67.3455 | 77.5182 | 198.4048 | 0.45576 | 76081289688.2377 | 16705151.5792 | 1847429.2828 | 16740621.7473 | 28538540.4459 | 24077.0464 | 0 | 0 | 24903769.8396 | 64794500.657 | 44223578.0923 | 197777668.6904 | 3144235.0165 | 22410181.7999 | 22410181.7999 | 1478867.319 | 9845793.7898 | 0 | 223332085.5068 | 257066928.4156 | 562341.3252 | 67.6055 | 3303.4589 | 3802.4542 | 67.3455 | 77.5182
1 | 5800 | 707 | 0.035 | 15 | 15 | 7 | 7.4989e-10 | 0 | Water | Porous | Wet | R600a | MinimizeLCOE_Brownfield | IgnoreSilica | 178.5035 | 135.9017 | 16.9016 | 4 | 3303.46 | 3802.4496 | 67.3455 | 77.5181 | 198.4043 | 0.74119 | 76076518245.5289 | 16705288.218 | 1847444.0718 | 16740774.9045 | 28539084.3427 | 24077.0464 | 0 | 0 | 24904100.7475 | 64795361.6116 | 44224165.7114 | 197780296.6539 | 3144235.0165 | 22410181.7999 | 22410181.7999 | 1478867.319 | 9845793.7898 | 0 | 223334713.4703 | 257069556.3791 | 749894.2093 | 67.6063 | 3303.46 | 3802.4496 | 67.3455 | 77.5181
1 | 5800 | 707 | 0.035 | 15 | 15 | 7 | 1e-09 | 0 | Water | Porous | Wet | R600a | MinimizeLCOE_Brownfield | IgnoreSilica | 178.4887 | 135.8926 | 16.9004 | 4 | 3303.4609 | 3802.4839 | 67.3455 | 77.5188 | 198.4066 | 0.95649 | 76078242792.8388 | 16704488.4846 | 1847357.5127 | 16739878.4928 | 28536060.6975 | 24077.0464 | 0 | 0 | 24902226.2713 | 64790484.6088 | 44220837.0568 | 197765410.1709 | 3144235.0165 | 22410181.7999 | 22410181.7999 | 1478867.319 | 9845793.7898 | 0 | 223319826.9873 | 257054669.896 | 1000000 | 67.6018 | 3303.4609 | 3802.4839 | 67.3455 | 77.5188
1 | 5800 | 707 | 0.035 | 15 | 15 | 7 | 1.3335e-09 | 0 | Water | Porous | Wet | R600a | MinimizeLCOE_Brownfield | IgnoreSilica | 178.4887 | 135.8926 | 16.9004 | 4 | 3303.4616 | 3802.4847 | 67.3455 | 77.5188 | 198.4066 | 1.1171 | 76076009759.6179 | 16704486.227 | 1847357.2684 | 16739875.9622 | 28536068.4138 | 24077.0464 | 0 | 0 | 24902227.3179 | 64790487.3321 | 44220838.9155 | 197765418.4833 | 3144235.0165 | 22410181.7999 | 22410181.7999 | 1478867.319 | 9845793.7898 | 0 | 223319835.2997 | 257054678.2085 | 1333521.4322 | 67.6018 | 3303.4616 | 3802.4847 | 67.3455 | 77.5188
1 | 5800 | 707 | 0.035 | 15 | 15 | 7 | 1.7783e-09 | 0 | Water | Porous | Wet | R600a | MinimizeLCOE_Brownfield | IgnoreSilica | 178.4692 | 135.8807 | 16.899 | 4 | 3303.4622 | 3802.5291 | 67.3455 | 77.5197 | 198.4096 | 1.239 | 76080496058.9481 | 16703438.4151 | 1847243.8583 | 16738701.4896 | 28532093.6358 | 24077.0464 | 0 | 0 | 24899766.2336 | 64784084.0955 | 44216468.575 | 197745873.3493 | 3144235.0165 | 22410181.7999 | 22410181.7999 | 1478867.319 | 9845793.7898 | 0 | 223300290.1657 | 257035133.0745 | 1778279.41 | 67.5958 | 3303.4622 | 3802.5291 | 67.3455 | 77.5197
1 | 5800 | 707 | 0.035 | 15 | 15 | 7 | 2.3714e-09 | 0 | Water | Porous | Wet | R600a | MinimizeLCOE_Brownfield | IgnoreSilica | 178.4692 | 135.8807 | 16.899 | 4 | 3303.4627 | 3802.5296 | 67.3456 | 77.5197 | 198.4096 | 1.3293 | 76079237005.0317 | 16703437.0296 | 1847243.7084 | 16738699.9366 | 28532098.3704 | 24077.0464 | 0 | 0 | 24899766.8756 | 64784085.7659 | 44216469.7151 | 197745878.448 | 3144235.0165 | 22410181.7999 | 22410181.7999 | 1478867.319 | 9845793.7898 | 0 | 223300295.2644 | 257035138.1732 | 2371373.7057 | 67.5958 | 3303.4627 | 3802.5296 | 67.3456 | 77.5197
1 | 5800 | 707 | 0.035 | 15 | 15 | 7 | 3.1623e-09 | 0 | Water | Porous | Wet | R600a | MinimizeLCOE_Brownfield | IgnoreSilica | 178.4692 | 135.8807 | 16.899 | 4 | 3303.463 | 3802.53 | 67.3456 | 77.5197 | 198.4096 | 1.397 | 76078291585.5009 | 16703435.9586 | 1847243.5925 | 16738698.7361 | 28532102.0304 | 24077.0464 | 0 | 0 | 24899767.3719 | 64784087.0572 | 44216470.5964 | 197745882.3894 | 3144235.0165 | 22410181.7999 | 22410181.7999 | 1478867.319 | 9845793.7898 | 0 | 223300299.2058 | 257035142.1146 | 3162277.6602 | 67.5958 | 3303.463 | 3802.53 | 67.3456 | 77.5197
1 | 5800 | 707 | 0.035 | 15 | 15 | 7 | 4.217e-09 | 0 | Water | Porous | Wet | R600a | MinimizeLCOE_Brownfield | IgnoreSilica | 178.4692 | 135.8807 | 16.899 | 4 | 3303.4633 | 3802.5303 | 67.3456 | 77.5197 | 198.4096 | 1.4478 | 76077582097.3828 | 16703435.1374 | 1847243.5036 | 16738697.8157 | 28532104.8366 | 24077.0464 | 0 | 0 | 24899767.7525 | 64784088.0472 | 44216471.2721 | 197745885.4115 | 3144235.0165 | 22410181.7999 | 22410181.7999 | 1478867.319 | 9845793.7898 | 0 | 223300302.2279 | 257035145.1366 | 4216965.0343 | 67.5958 | 3303.4633 | 3802.5303 | 67.3456 | 77.5197
1 | 5800 | 707 | 0.035 | 15 | 15 | 7 | 5.6234e-09 | 0 | Water | Porous | Wet | R600a | MinimizeLCOE_Brownfield | IgnoreSilica | 178.4692 | 135.8807 | 16.899 | 4 | 3303.4635 | 3802.5305 | 67.3456 | 77.5197 | 198.4096 | 1.4859 | 76077049566.5399 | 16703434.5115 | 1847243.4358 | 16738697.1141 | 28532106.9757 | 24077.0464 | 0 | 0 | 24899768.0425 | 64784088.8019 | 44216471.7872 | 197745887.715 | 3144235.0165 | 22410181.7999 | 22410181.7999 | 1478867.319 | 9845793.7898 | 0 | 223300304.5314 | 257035147.4402 | 5623413.2519 | 67.5958 | 3303.4635 | 3802.5305 | 67.3456 | 77.5197
1 | 5800 | 707 | 0.035 | 15 | 15 | 7 | 7.4989e-09 | 0 | Water | Porous | Wet | R600a | MinimizeLCOE_Brownfield | IgnoreSilica | 178.4692 | 135.8806 | 16.899 | 4 | 3303.4637 | 3802.5307 | 67.3456 | 77.5197 | 198.4096 | 1.5145 | 76076650308.7662 | 16703434.0364 | 1847243.3844 | 16738696.5815 | 28532108.5992 | 24077.0464 | 0 | 0 | 24899768.2627 | 64784089.3747 | 44216472.1782 | 197745889.4634 | 3144235.0165 | 22410181.7999 | 22410181.7999 | 1478867.319 | 9845793.7898 | 0 | 223300306.2798 | 257035149.1886 | 7498942.0933 | 67.5958 | 3303.4637 | 3802.5307 | 67.3456 | 77.5197
1 | 5800 | 707 | 0.035 | 15 | 15 | 7 | 1e-08 | 0 | Water | Porous | Wet | R600a | MinimizeLCOE_Brownfield | IgnoreSilica | 178.4692 | 135.8806 | 16.899 | 4 | 3303.4638 | 3802.5309 | 67.3456 | 77.5197 | 198.4095 | 1.5359 | 76076350651.0432 | 16703433.6769 | 1847243.3455 | 16738696.1786 | 28532109.8277 | 24077.0464 | 0 | 0 | 24899768.4293 | 64784089.8081 | 44216472.474 | 197745890.7863 | 3144235.0165 | 22410181.7999 | 22410181.7999 | 1478867.319 | 9845793.7898 | 0 | 223300307.6027 | 257035150.5115 | 10000000 | 67.5958 | 3303.4638 | 3802.5309 | 67.3456 | 77.5197
1 | 5900 | 707 | 0.035 | 15 | 15 | 7 | 1e-13 | 0 | Water | Porous | Wet | R600a | MinimizeLCOE_Brownfield | IgnoreSilica | 0.95376 | 0.26456 | 0.014151 | 4 | 485677.1907 | 1095168.1749 | 9901.1865 | 22326.4846 | 125.9477 | -5.8134e-05 | 35542564181.58 | 160290.4743 | 11303.6505 | 117702.1815 | 75847.2773 | 24077.0464 | 59741.4483 | 0 | 175095.2105 | 455561.8208 | 310930.3035 | 1390549.4131 | 3144235.0165 | 22956191.5802 | 22956191.5802 | 1478867.319 | 10064197.702 | 0 | 27490976.0098 | 61990232.611 | 100 | 0.056603 | 485677.1907 | 1095168.1749 | 9901.1865 | 22326.4846
1 | 5900 | 707 | 0.035 | 15 | 15 | 7 | 1.3335e-13 | 0 | Water | Porous | Wet | R600a | MinimizeLCOE_Brownfield | IgnoreSilica | 1.251 | 0.43236 | 0.031527 | 4 | 222544.7846 | 496111.5769 | 4536.8764 | 10113.9055 | 141.0154 | -6.6298e-05 | 52347589073.5975 | 243658.5694 | 18964.2706 | 172544.7075 | 107142.3195 | 24077.0464 | 67881.9541 | 0 | 247364.8583 | 643592.6198 | 439265.1875 | 1964491.5332 | 3144235.0165 | 22956191.5802 | 22956191.5802 | 1478867.319 | 10064197.702 | 0 | 28064918.1299 | 62564174.7311 | 133.3521 | 0.12611 | 222544.7846 | 496111.5769 | 4536.8764 | 10113.9055
1 | 5900 | 707 | 0.035 | 15 | 15 | 7 | 1.7783e-13 | 0 | Water | Porous | Wet | R600a | MinimizeLCOE_Brownfield | IgnoreSilica | 1.6215 | 0.66452 | 0.059914 | 4 | 120306.7667 | 264260.4275 | 2452.6162 | 5387.3063 | 153.9659 | -7.4307e-05 | 71814561966.4583 | 353799.3895 | 30988.6241 | 240731.216 | 156068.6113 | 24077.0464 | 76318.6567 | 0 | 343973.5821 | 894948.702 | 610820.8785 | 2731726.7066 | 3144235.0165 | 22956191.5802 | 22956191.5802 | 1478867.319 | 10064197.702 | 0 | 28832153.3033 | 63331409.9045 | 177.8279 | 0.23966 | 120306.7667 | 264260.4275 | 2452.6162 | 5387.3063
1 | 5900 | 707 | 0.035 | 15 | 15 | 7 | 2.3714e-13 | 0 | Water | Porous | Wet | R600a | MinimizeLCOE_Brownfield | IgnoreSilica | 1.9382 | 1.1198 | 0.12411 | 4 | 63676.5108 | 133170.7702 | 1298.1318 | 2714.8663 | 161.9082 | -7.9338e-05 | 78759655642.7088 | 561769.2342 | 67052.2962 | 359972.5583 | 684141.6589 | 24077.0464 | 82210.7603 | 0 | 693897.1862 | 1805378.1405 | 1232207.6777 | 5510706.5587 | 3144235.0165 | 22956191.5802 | 22956191.5802 | 1478867.319 | 10064197.702 | 0 | 31611133.1554 | 66110389.7566 | 237.1374 | 0.49643 | 63676.5108 | 133170.7702 | 1298.1318 | 2714.8663
1 | 5900 | 707 | 0.035 | 15 | 15 | 7 | 3.1623e-13 | 0 | Water | Porous | Wet | R600a | MinimizeLCOE_Brownfield | IgnoreSilica | 2.4329 | 1.5108 | 0.17043 | 4 | 47615.1928 | 98221.8692 | 970.7001 | 2002.3857 | 170.8259 | -8.6015e-05 | 77900111531.533 | 690837.0092 | 79160.0814 | 457693.7275 | 710580.9627 | 24077.0464 | 90920.2619 | 0 | 800774.9448 | 2083452.1447 | 1421998.8994 | 6359495.0781 | 3144235.0165 | 22956191.5802 | 22956191.5802 | 1478867.319 | 10064197.702 | 0 | 32459921.6748 | 66959178.276 | 316.2278 | 0.68171 | 47615.1928 | 98221.8692 | 970.7001 | 2002.3857
1 | 5900 | 707 | 0.035 | 15 | 15 | 7 | 4.217e-13 | 0 | Water | Porous | Wet | R600a | MinimizeLCOE_Brownfield | IgnoreSilica | 3.0565 | 2.0131 | 0.22945 | 4 | 36321.9295 | 73910.494 | 740.4717 | 1506.7654 | 178.4684 | -9.2504e-05 | 80410004380.8664 | 844744.3945 | 96791.6954 | 575826.56 | 694054.0451 | 24077.0464 | 100865.2935 | 0 | 911180.0236 | 2370703.5127 | 1618053.8605 | 7236296.4316 | 3144235.0165 | 22956191.5802 | 22956191.5802 | 1478867.319 | 10064197.702 | 0 | 33336723.0284 | 67835979.6295 | 421.6965 | 0.91781 | 36321.9295 | 73910.494 | 740.4717 | 1506.7654
1 | 5900 | 707 | 0.035 | 15 | 15 | 7 | 5.6234e-13 | 0 | Water | Porous | Wet | R600a | MinimizeLCOE_Brownfield | IgnoreSilica | 3.8654 | 2.6742 | 0.3071 | 4 | 28234.0018 | 56318.7042 | 575.5883 | 1148.133 | 185.0654 | -9.9588e-05 | 82348410796.521 | 1031036.1657 | 118095.4677 | 722681.0153 | 761785.0106 | 24077.0464 | 113241.2033 | 0 | 1080657.2045 | 2811648.3727 | 1919007.788 | 8582229.274 | 3144235.0165 | 22956191.5802 | 22956191.5802 | 1478867.319 | 10064197.702 | 0 | 34682655.8708 | 69181912.4719 | 562.3413 | 1.2284 | 28234.0018 | 56318.7042 | 575.5883 | 1148.133
1 | 5900 | 707 | 0.035 | 15 | 15 | 7 | 7.4989e-13 | 0 | Water | Porous | Wet | R600a | MinimizeLCOE_Brownfield | IgnoreSilica | 4.8937 | 3.5232 | 0.40716 | 4 | 22356.6298 | 43539.4439 | 455.7701 | 887.6105 | 190.5423 | -3.3971e-07 | 83958518561.1253 | 1251526.8132 | 143254.2505 | 901052.6074 | 881740.6481 | 24077.0464 | 127284.0947 | 0 | 1298284.8295 | 3377870.8116 | 2305466.2372 | 10310557.3387 | 3144235.0165 | 22956191.5802 | 22956191.5802 | 1478867.319 | 10064197.702 | 0 | 36410983.9354 | 70910240.5366 | 749.8942 | 1.6286 | 22356.6298 | 43539.4439 | 455.7701 | 887.6105
1 | 5900 | 707 | 0.035 | 15 | 15 | 7 | 1e-12 | 0 | Water | Porous | Wet | R600a | MinimizeLCOE_Brownfield | IgnoreSilica | 6.2238 | 4.6289 | 0.53762 | 4 | 17946.0697 | 33988.6671 | 365.8549 | 692.905 | 195.0908 | -3.6591e-07 | 85182826022.5229 | 1516579.7242 | 173429.9789 | 1120926.4552 | 1054305.2253 | 24077.0464 | 143998.5457 | 0 | 1572993.6205 | 4092606.7351 | 2793288.1914 | 12492205.5225 | 3144235.0165 | 22956191.5802 | 22956191.5802 | 1478867.319 | 10064197.702 | 0 | 38592632.1192 | 73091888.7204 | 1000 | 2.1505 | 17946.0697 | 33988.6671 | 365.8549 | 692.905
1 | 5900 | 707 | 0.035 | 15 | 15 | 7 | 1.3335e-12 | 0 | Water | Porous | Wet | R600a | MinimizeLCOE_Brownfield | IgnoreSilica | 7.9365 | 6.0563 | 0.70636 | 4 | 14617.0649 | 26827.316 | 297.9886 | 546.9111 | 198.7323 | -3.8726e-07 | 85747944429.5533 | 1832861.6161 | 209342.4856 | 1389823.4798 | 1287737.176 | 24077.0464 | 163448.6116 | 0 | 1913843.262 | 4979427.5845 | 3398561.6434 | 15199122.9054 | 3144235.0165 | 22956191.5802 | 22956191.5802 | 1478867.319 | 10064197.702 | 0 | 41299549.5021 | 75798806.1033 | 1333.5214 | 2.8254 | 14617.0649 | 26827.316 | 297.9886 | 546.9111
1 | 5900 | 707 | 0.035 | 15 | 15 | 7 | 1.7783e-12 | 0 | Water | Porous | Wet | R600a | MinimizeLCOE_Brownfield | IgnoreSilica | 10.1795 | 7.9113 | 0.92525 | 4 | 12076.6001 | 21398.233 | 246.1978 | 436.2319 | 201.3493 | -4.0423e-07 | 84303219942.7404 | 2213185.4137 | 252404.4013 | 1721047.5492 | 1605147.2971 | 24077.0464 | 187822.4484 | 0 | 2341436.8209 | 6091938.3132 | 4157873.0755 | 18594932.3656 | 3144235.0165 | 22956191.5802 | 22956191.5802 | 1478867.319 | 10064197.702 | 0 | 44695358.9623 | 79194615.5635 | 1778.2794 | 3.701 | 12076.6001 | 21398.233 | 246.1978 | 436.2319
1 | 5900 | 707 | 0.035 | 15 | 15 | 7 | 2.3714e-12 | 0 | Water | Porous | Wet | R600a | MinimizeLCOE_Brownfield | IgnoreSilica | 13.1615 | 10.4049 | 1.2198 | 4 | 10047.6007 | 17118.2398 | 204.8339 | 348.9785 | 203.809 | -4.222e-07 | 105888946725.4347 | 2685954.6551 | 305779.8924 | 2142813.0302 | 2025195.4195 | 24077.0464 | 217608.9035 | 0 | 2886557.2894 | 7510229.9526 | 5125886.2625 | 22924102.4516 | 3144235.0165 | 22956191.5802 | 22956191.5802 | 1478867.319 | 10064197.702 | 0 | 49024529.0483 | 83523785.6495 | 2371.3737 | 4.8792 | 10047.6007 | 17118.2398 | 204.8339 | 348.9785
1 | 5900 | 707 | 0.035 | 15 | 15 | 7 | 3.1623e-12 | 0 | Water | Porous | Wet | R600a | MinimizeLCOE_Brownfield | IgnoreSilica | 17.1058 | 13.761 | 1.6176 | 4 | 8425.4221 | 13757.1684 | 171.7636 | 280.4585 | 206.3408 | -4.4081e-07 | 88365207076.6036 | 3273476.0046 | 371902.3541 | 2679882.2577 | 2573082.1973 | 24077.0464 | 252344.1148 | 0 | 3578157.9502 | 9309633.0054 | 6354015.82 | 28416570.7506 | 3144235.0165 | 22956191.5802 | 22956191.5802 | 1478867.319 | 10064197.702 | 0 | 54516997.3473 | 89016253.9485 | 3162.2777 | 6.4705 | 8425.4221 | 13757.1684 | 171.7636 | 280.4585
1 | 5900 | 707 | 0.035 | 15 | 15 | 7 | 4.217e-12 | 0 | Water | Porous | Wet | R600a | MinimizeLCOE_Brownfield | IgnoreSilica | 22.299 | 18.1318 | 2.1347 | 4 | 7192.4178 | 11232.747 | 146.6272 | 228.9947 | 207.9008 | -4.5293e-07 | 88747618053.9628 | 3979957.8891 | 451109.2468 | 3341546.3307 | 3308987.5111 | 24077.0464 | 295921.3396 | 0 | 4446623.7518 | 11569202.8742 | 7896218.685 | 35313644.6746 | 3144235.0165 | 22956191.5802 | 22956191.5802 | 1478867.319 | 10064197.702 | 0 | 61414071.2713 | 95913327.8725 | 4216.965 | 8.5387 | 7192.4178 | 11232.747 | 146.6272 | 228.9947
1 | 5900 | 707 | 0.035 | 15 | 15 | 7 | 5.6234e-12 | 0 | Water | Porous | Wet | R600a | MinimizeLCOE_Brownfield | IgnoreSilica | 29.1326 | 23.8863 | 2.8157 | 4 | 6223.6135 | 9286.7589 | 126.8768 | 189.3231 | 209.1175 | -4.6194e-07 | 89044020112.9098 | 4839480.0604 | 547112.6126 | 4165941.7992 | 4279151.6303 | 24077.0464 | 348498.8516 | 0 | 5539662.1801 | 14413064.6517 | 9837212.7836 | 43994201.6157 | 3144235.0165 | 22956191.5802 | 22956191.5802 | 1478867.319 | 10064197.702 | 0 | 70094628.2124 | 104593884.8136 | 5623.4133 | 11.2627 | 6223.6135 | 9286.7589 | 126.8768 | 189.3231
1 | 5900 | 707 | 0.035 | 15 | 15 | 7 | 7.4989e-12 | 0 | Water | Porous | Wet | R600a | MinimizeLCOE_Brownfield | IgnoreSilica | 38.0996 | 31.44 | 3.7098 | 4 | 5458.5652 | 7783.4582 | 111.2802 | 158.6763 | 210.06 | -4.6833e-07 | 89252793709.8446 | 5882490.9676 | 663150.303 | 5190151.0054 | 5553466.1398 | 24077.0464 | 411922.3749 | 0 | 6912850.5565 | 17985819.1273 | 12275691.126 | 54899618.6468 | 3144235.0165 | 22956191.5802 | 22956191.5802 | 1478867.319 | 10064197.702 | 0 | 81000045.2435 | 115499301.8447 | 7498.9421 | 14.8391 | 5458.5652 | 7783.4582 | 111.2802 | 158.6763
1 | 5900 | 707 | 0.035 | 15 | 15 | 7 | 1e-11 | 0 | Water | Porous | Wet | R600a | MinimizeLCOE_Brownfield | IgnoreSilica | 49.7905 | 41.2882 | 4.8754 | 4 | 4852.3507 | 6621.3953 | 98.9217 | 134.9861 | 210.7767 | -4.7244e-07 | 89289824809.3799 | 7140481.7821 | 802554.2026 | 6454391.4873 | 7215746.4224 | 24077.0464 | 488264.7857 | 0 | 8628951.1333 | 22450760.8076 | 15323105.5682 | 68528333.2356 | 3144235.0165 | 22956191.5802 | 22956191.5802 | 1478867.319 | 10064197.702 | 0 | 94628759.8323 | 129128016.4335 | 10000 | 19.5016 | 4852.3507 | 6621.3953 | 98.9217 | 134.9861
1 | 5900 | 707 | 0.035 | 15 | 15 | 7 | 1.3335e-11 | 0 | Water | Porous | Wet | R600a | MinimizeLCOE_Brownfield | IgnoreSilica | 64.7474 | 53.8606 | 6.3634 | 4 | 4375.2666 | 5730.652 | 89.1957 | 116.8271 | 211.2402 | -4.7289e-07 | 88733953663.7293 | 8628357.1673 | 966701.4505 | 7983826.1439 | 9348030.5543 | 24077.0464 | 578322.0669 | 0 | 10736432.6274 | 27933995.3513 | 19065525.8134 | 85265268.2212 | 3144235.0165 | 22956191.5802 | 22956191.5802 | 1478867.319 | 10064197.702 | 0 | 111365694.8179 | 145864951.4191 | 13335.2143 | 25.4535 | 4375.2666 | 5730.652 | 89.1957 | 116.8271
1 | 5900 | 707 | 0.035 | 15 | 15 | 7 | 1.7783e-11 | 0 | Water | Porous | Wet | R600a | MinimizeLCOE_Brownfield | IgnoreSilica | 83.3468 | 69.3327 | 8.192 | 4 | 4009.1446 | 5061.9734 | 81.7318 | 103.1952 | 211.2403 | -4.6717e-07 | 86555998912.4731 | 10330043.8673 | 1153610.2151 | 9771122.7393 | 12026431.5623 | 24077.0464 | 683483.2085 | 0 | 13255619.7692 | 34488403.5379 | 23539044.0804 | 105271836.0264 | 3144235.0165 | 22956191.5802 | 22956191.5802 | 1478867.319 | 10064197.702 | 0 | 131372262.6231 | 165871519.2243 | 17782.7941 | 32.7682 | 4009.1446 | 5061.9734 | 81.7318 | 103.1952
1 | 5900 | 707 | 0.035 | 15 | 15 | 7 | 2.3714e-11 | 0 | Water | Porous | Wet | R600a | MinimizeLCOE_Brownfield | IgnoreSilica | 105.4662 | 87.22 | 10.2972 | 4 | 3746.1092 | 4583.701 | 76.3695 | 93.4449 | 210.3784 | -4.5147e-07 | 81637015292.4182 | 12168233.4072 | 1354613.6735 | 11740520.2165 | 15297711.2767 | 24077.0464 | 805277.4342 | 0 | 16142268.8912 | 41998872.4204 | 28665093.4174 | 128196667.7835 | 3144235.0165 | 22956191.5802 | 22956191.5802 | 1478867.319 | 10064197.702 | 0 | 154297094.3802 | 188796350.9814 | 23713.7371 | 41.1886 | 3746.1092 | 4583.701 | 76.3695 | 93.4449
1 | 5900 | 707 | 0.035 | 15 | 15 | 7 | 3.1623e-11 | 0 | Water | Porous | Wet | R600a | MinimizeLCOE_Brownfield | IgnoreSilica | 130.1601 | 106.1322 | 12.5041 | 4 | 3580.8404 | 4270.5977 | 73.0003 | 87.0619 | 208.309 | -4.2331e-07 | 73573827722.6705 | 13999071.9048 | 1554053.3386 | 13736379.3866 | 19142595.0284 | 24077.0464 | 942657.4187 | 0 | 19265545.3082 | 50124996.9851 | 34211340.408 | 153000716.8247 | 3144235.0165 | 22956191.5802 | 22956191.5802 | 1478867.319 | 10064197.702 | 0 | 179101143.4214 | 213600400.0226 | 31622.7766 | 50.0165 | 3580.8404 | 4270.5977 | 73.0003 | 87.0619
1 | 5900 | 707 | 0.035 | 15 | 15 | 7 | 4.217e-11 | 0 | Water | Porous | Wet | R600a | MinimizeLCOE_Brownfield | IgnoreSilica | 139.4561 | 112.8621 | 13.4697 | 4 | 3484.8853 | 4125.1979 | 71.0441 | 84.0977 | 207.2134 | -9.3167e-05 | 73002557528.3477 | 14627818.9506 | 1622394.713 | 14428891.4041 | 20670349.2085 | 24077.0464 | 821391.2731 | 0 | 20356019.8123 | 52962187.9578 | 36147781.5453 | 161660911.9111 | 3144235.0165 | 22956191.5802 | 22956191.5802 | 1478867.319 | 10064197.702 | 0 | 187761338.5078 | 222260595.109 | 42169.6503 | 53.8788 | 3484.8853 | 4125.1979 | 71.0441 | 84.0977
1 | 5900 | 707 | 0.035 | 15 | 15 | 7 | 5.6234e-11 | 0 | Water | Porous | Wet | R600a | MinimizeLCOE_Brownfield | IgnoreSilica | 144.1554 | 116.1622 | 14.0486 | 4 | 3412.7746 | 4026.703 | 69.574 | 82.0898 | 206.5837 | -6.4239e-05 | 74143219909.2188 | 14932267.218 | 1655458.6068 | 14765442.0934 | 21466045.7506 | 24077.0464 | 648590.6895 | 0 | 20861833.7478 | 54278212.0613 | 37045995.0375 | 165677922.2512 | 3144235.0165 | 22956191.5802 | 22956191.5802 | 1478867.319 | 10064197.702 | 0 | 191778348.8479 | 226277605.4491 | 56234.1325 | 56.1943 | 3412.7746 | 4026.703 | 69.574 | 82.0898
1 | 5900 | 707 | 0.035 | 15 | 15 | 7 | 7.4989e-11 | 0 | Water | Porous | Wet | R600a | MinimizeLCOE_Brownfield | IgnoreSilica | 147.6191 | 118.5504 | 14.4897 | 4 | 3357.7816 | 3953.0198 | 68.4529 | 80.5877 | 206.09 | -4.0517e-05 | 75151574410.0916 | 15151068.5819 | 1679209.9904 | 15007797.1131 | 22063422.3049 | 24077.0464 | 481454.2979 | 0 | 21218741.4405 | 55206812.6657 | 37679784.0309 | 168512367.4716 | 3144235.0165 | 22956191.5802 | 22956191.5802 | 1478867.319 | 10064197.702 | 0 | 194612794.0683 | 229112050.6695 | 74989.4209 | 57.9587 | 3357.7816 | 3953.0198 | 68.4529 | 80.5877
1 | 5900 | 707 | 0.035 | 15 | 15 | 7 | 1e-10 | 0 | Water | Porous | Wet | R600a | MinimizeLCOE_Brownfield | IgnoreSilica | 149.7534 | 119.9991 | 14.7918 | 4 | 3315.38 | 3898.4618 | 67.5885 | 79.4754 | 205.7689 | -2.1031e-05 | 76221695060.4217 | 15283161.7713 | 1693520.8222 | 15154335.9599 | 22437700.6627 | 24077.0464 | 314234.4435 | 0 | 21413741.9753 | 55714164.0573 | 38026061.7807 | 170060998.5193 | 3144235.0165 | 22956191.5802 | 22956191.5802 | 1478867.319 | 10064197.702 | 0 | 196161425.116 | 230660681.7172 | 100000 | 59.1671 | 3315.38 | 3898.4618 | 67.5885 | 79.4754
1 | 5900 | 707 | 0.035 | 15 | 15 | 7 | 1.3335e-10 | 0 | Water | Porous | Wet | R600a | MinimizeLCOE_Brownfield | IgnoreSilica | 146.2229 | 117.5491 | 14.6192 | 4 | 3279.4446 | 3869.4114 | 66.8559 | 78.8832 | 206.2385 | 0.0015241 | 85662198040.0438 | 15059485.0066 | 1669269.4991 | 14906306.0627 | 21830310.5313 | 24077.0464 | 0 | 0 | 20860884.777 | 54275743.0338 | 37044309.8756 | 165670385.8324 | 3144235.0165 | 22956191.5802 | 22956191.5802 | 1478867.319 | 10064197.702 | 0 | 191770812.4291 | 226270069.0303 | 133352.1432 | 58.4766 | 3279.4446 | 3869.4114 | 66.8559 | 78.8832
1 | 5900 | 707 | 0.035 | 15 | 15 | 7 | 1.7783e-10 | 0 | Water | Porous | Wet | R600a | MinimizeLCOE_Brownfield | IgnoreSilica | 158.1332 | 125.6025 | 15.6207 | 4 | 3253.796 | 3805.9355 | 66.333 | 77.5891 | 204.4905 | 0.00065108 | 77606352423.8407 | 15789964.9855 | 1748405.8075 | 15717873.2993 | 23933614.5597 | 24077.0464 | 0 | 0 | 22313434.9223 | 58054980.5531 | 39623717.138 | 177206068.3118 | 3144235.0165 | 22956191.5802 | 22956191.5802 | 1478867.319 | 10064197.702 | 0 | 203306494.9085 | 237805751.5097 | 177827.941 | 62.4829 | 3253.796 | 3805.9355 | 66.333 | 77.5891
1 | 5900 | 707 | 0.035 | 15 | 15 | 7 | 2.3714e-10 | 0 | Water | Porous | Wet | R600a | MinimizeLCOE_Brownfield | IgnoreSilica | 167.948 | 132.0549 | 16.4232 | 4 | 3239.7754 | 3764.9368 | 66.0472 | 76.7533 | 203.0271 | -8.4753e-05 | 72968577846.1165 | 16365843.4975 | 1810804.0788 | 16360576.7944 | 25727302.6162 | 24077.0464 | 0 | 0 | 23512555.573 | 61174846.5125 | 41753089.7622 | 186729095.8808 | 3144235.0165 | 22956191.5802 | 22956191.5802 | 1478867.319 | 10064197.702 | 0 | 212829522.4775 | 247328779.0787 | 237137.3706 | 65.6927 | 3239.7754 | 3764.9368 | 66.0472 | 76.7533
1 | 5900 | 707 | 0.035 | 15 | 15 | 7 | 3.1623e-10 | 0 | Water | Porous | Wet | R600a | MinimizeLCOE_Brownfield | IgnoreSilica | 175.7828 | 137.0765 | 17.0477 | 4 | 3233.091 | 3739.014 | 65.9109 | 76.2249 | 201.8351 | 0.00073791 | 74127966360.4183 | 16808547.0575 | 1858713.5664 | 16856422.5809 | 27206671.7379 | 24077.0464 | 0 | 0 | 24474228.4757 | 63676922.1393 | 43460807.79 | 194366390.3941 | 3144235.0165 | 22956191.5802 | 22956191.5802 | 1478867.319 | 10064197.702 | 0 | 220466816.9908 | 254966073.592 | 316227.766 | 68.1907 | 3233.091 | 3739.014 | 65.9109 | 76.2249
1 | 5900 | 707 | 0.035 | 15 | 15 | 7 | 4.217e-10 | 0 | Water | Porous | Wet | R600a | MinimizeLCOE_Brownfield | IgnoreSilica | 181.9506 | 140.9175 | 17.5254 | 4 | 3231.3783 | 3723.5115 | 65.876 | 75.9088 | 200.8509 | 0.00022175 | 69260740628.7653 | 17144012.1449 | 1894912.5849 | 17233259.2024 | 28413932.811 | 24077.0464 | 0 | 0 | 25236975.5779 | 65661433.6383 | 44815277.6657 | 200423880.6715 | 3144235.0165 | 22956191.5802 | 22956191.5802 | 1478867.319 | 10064197.702 | 0 | 226524307.2682 | 261023563.8694 | 421696.5034 | 70.1015 | 3231.3783 | 3723.5115 | 65.876 | 75.9088
1 | 5900 | 707 | 0.035 | 15 | 15 | 7 | 5.6234e-10 | 0 | Water | Porous | Wet | R600a | MinimizeLCOE_Brownfield | IgnoreSilica | 182.5307 | 141.2735 | 17.5696 | 4 | 3231.3661 | 3722.2592 | 65.8758 | 75.8833 | 200.7563 | 0.34104 | 76233753317.6626 | 17174983.0321 | 1898262.2809 | 17268079.3329 | 28529281.0622 | 24077.0464 | 0 | 0 | 25308926.2742 | 65848634.5909 | 44943046.1624 | 200995289.782 | 3144235.0165 | 22956191.5802 | 22956191.5802 | 1478867.319 | 10064197.702 | 0 | 227095716.3788 | 261594972.9799 | 562341.3252 | 70.2785 | 3231.3661 | 3722.2592 | 65.8758 | 75.8833
1 | 5900 | 707 | 0.035 | 15 | 15 | 7 | 7.4989e-10 | 0 | Water | Porous | Wet | R600a | MinimizeLCOE_Brownfield | IgnoreSilica | 182.5307 | 141.2734 | 17.5696 | 4 | 3231.3677 | 3722.261 | 65.8758 | 75.8833 | 200.7562 | 0.63244 | 76229424883.4014 | 17174977.6252 | 1898261.6961 | 17268073.2534 | 28529297.656 | 24077.0464 | 0 | 0 | 25308928.0381 | 65848639.1801 | 44943049.2946 | 200995303.7899 | 3144235.0165 | 22956191.5802 | 22956191.5802 | 1478867.319 | 10064197.702 | 0 | 227095730.3866 | 261594986.9878 | 749894.2093 | 70.2785 | 3231.3677 | 3722.261 | 65.8758 | 75.8833
1 | 5900 | 707 | 0.035 | 15 | 15 | 7 | 1e-09 | 0 | Water | Porous | Wet | R600a | MinimizeLCOE_Brownfield | IgnoreSilica | 182.5159 | 141.2643 | 17.5685 | 4 | 3231.369 | 3722.2941 | 65.8758 | 75.884 | 200.7586 | 0.85212 | 76231056890.057 | 17174183.3126 | 1898175.7883 | 17267180.1306 | 28526360.4743 | 24077.0464 | 0 | 0 | 25307090.9333 | 65843859.4104 | 44939787.0036 | 200980714.0996 | 3144235.0165 | 22956191.5802 | 22956191.5802 | 1478867.319 | 10064197.702 | 0 | 227081140.6963 | 261580397.2975 | 1000000 | 70.274 | 3231.369 | 3722.2941 | 65.8758 | 75.884
1 | 5900 | 707 | 0.035 | 15 | 15 | 7 | 1.3335e-09 | 0 | Water | Porous | Wet | R600a | MinimizeLCOE_Brownfield | IgnoreSilica | 182.5159 | 141.2642 | 17.5685 | 4 | 3231.37 | 3722.2953 | 65.8758 | 75.884 | 200.7585 | 1.016 | 76228608509.9983 | 17174179.8191 | 1898175.4104 | 17267176.2025 | 28526371.1947 | 24077.0464 | 0 | 0 | 25307092.0725 | 65843862.3742 | 44939789.0265 | 200980723.1461 | 3144235.0165 | 22956191.5802 | 22956191.5802 | 1478867.319 | 10064197.702 | 0 | 227081149.7429 | 261580406.344 | 1333521.4322 | 70.274 | 3231.37 | 3722.2953 | 65.8758 | 75.884
1 | 5900 | 707 | 0.035 | 15 | 15 | 7 | 1.7783e-09 | 0 | Water | Porous | Wet | R600a | MinimizeLCOE_Brownfield | IgnoreSilica | 182.4964 | 141.2523 | 17.567 | 4 | 3231.3709 | 3722.3376 | 65.8759 | 75.8849 | 200.7617 | 1.1404 | 76233187514.716 | 17173140.3085 | 1898062.9834 | 17266007.3868 | 28522506.9058 | 24077.0464 | 0 | 0 | 25304679.9061 | 65837586.412 | 44935505.5533 | 200961566.5024 | 3144235.0165 | 22956191.5802 | 22956191.5802 | 1478867.319 | 10064197.702 | 0 | 227061993.0991 | 261561249.7003 | 1778279.41 | 70.268 | 3231.3709 | 3722.3376 | 65.8759 | 75.8849
1 | 5900 | 707 | 0.035 | 15 | 15 | 7 | 2.3714e-09 | 0 | Water | Porous | Wet | R600a | MinimizeLCOE_Brownfield | IgnoreSilica | 182.4964 | 141.2523 | 17.567 | 4 | 3231.3715 | 3722.3383 | 65.8759 | 75.8849 | 200.7617 | 1.2325 | 76231806577.1224 | 17173138.2115 | 1898062.7566 | 17266005.029 | 28522513.3397 | 24077.0464 | 0 | 0 | 25304680.5894 | 65837588.1899 | 44935506.7668 | 200961571.9292 | 3144235.0165 | 22956191.5802 | 22956191.5802 | 1478867.319 | 10064197.702 | 0 | 227061998.5259 | 261561255.1271 | 2371373.7057 | 70.268 | 3231.3715 | 3722.3383 | 65.8759 | 75.8849
1 | 5900 | 707 | 0.035 | 15 | 15 | 7 | 3.1623e-09 | 0 | Water | Porous | Wet | R600a | MinimizeLCOE_Brownfield | IgnoreSilica | 182.4964 | 141.2522 | 17.567 | 4 | 3231.372 | 3722.3389 | 65.8759 | 75.8849 | 200.7617 | 1.3016 | 76230769860.8653 | 17173136.6026 | 1898062.5826 | 17266003.2199 | 28522518.2761 | 24077.0464 | 0 | 0 | 25304681.1137 | 65837589.554 | 44935507.6978 | 200961576.0929 | 3144235.0165 | 22956191.5802 | 22956191.5802 | 1478867.319 | 10064197.702 | 0 | 227062002.6896 | 261561259.2908 | 3162277.6602 | 70.268 | 3231.372 | 3722.3389 | 65.8759 | 75.8849
1 | 5900 | 707 | 0.035 | 15 | 15 | 7 | 4.217e-09 | 0 | Water | Porous | Wet | R600a | MinimizeLCOE_Brownfield | IgnoreSilica | 182.4964 | 141.2522 | 17.567 | 4 | 3231.3723 | 3722.3393 | 65.8759 | 75.8849 | 200.7616 | 1.3534 | 76229991534.7245 | 17173135.3755 | 1898062.4499 | 17266001.8402 | 28522522.0406 | 24077.0464 | 0 | 0 | 25304681.5135 | 65837590.5943 | 44935508.4078 | 200961579.2682 | 3144235.0165 | 22956191.5802 | 22956191.5802 | 1478867.319 | 10064197.702 | 0 | 227062005.865 | 261561262.4661 | 4216965.0343 | 70.268 | 3231.3723 | 3722.3393 | 65.8759 | 75.8849
1 | 5900 | 707 | 0.035 | 15 | 15 | 7 | 5.6234e-09 | 0 | Water | Porous | Wet | R600a | MinimizeLCOE_Brownfield | IgnoreSilica | 182.4964 | 141.2522 | 17.567 | 4 | 3231.3726 | 3722.3396 | 65.8759 | 75.8849 | 200.7616 | 1.3923 | 76229407649.9998 | 17173134.4439 | 1898062.3491 | 17266000.7927 | 28522524.899 | 24077.0464 | 0 | 0 | 25304681.8171 | 65837591.3842 | 44935508.9469 | 200961581.6792 | 3144235.0165 | 22956191.5802 | 22956191.5802 | 1478867.319 | 10064197.702 | 0 | 227062008.2759 | 261561264.8771 | 5623413.2519 | 70.268 | 3231.3726 | 3722.3396 | 65.8759 | 75.8849
1 | 5900 | 707 | 0.035 | 15 | 15 | 7 | 7.4989e-09 | 0 | Water | Porous | Wet | R600a | MinimizeLCOE_Brownfield | IgnoreSilica | 182.4964 | 141.2522 | 17.567 | 4 | 3231.3728 | 3722.3399 | 65.8759 | 75.8849 | 200.7616 | 1.4214 | 76228969664.577 | 17173133.7388 | 1898062.2728 | 17265999.9999 | 28522527.0623 | 24077.0464 | 0 | 0 | 25304682.0469 | 65837591.982 | 44935509.3549 | 200961583.5039 | 3144235.0165 | 22956191.5802 | 22956191.5802 | 1478867.319 | 10064197.702 | 0 | 227062010.1006 | 261561266.7018 | 7498942.0933 | 70.268 | 3231.3728 | 3722.3399 | 65.8759 | 75.8849
1 | 5900 | 707 | 0.035 | 15 | 15 | 7 | 1e-08 | 0 | Water | Porous | Wet | R600a | MinimizeLCOE_Brownfield | IgnoreSilica | 182.4964 | 141.2522 | 17.567 | 4 | 3231.373 | 3722.34 | 65.8759 | 75.8849 | 200.7616 | 1.4433 | 76228641095.0109 | 17173133.2064 | 1898062.2152 | 17265999.4013 | 28522528.6957 | 24077.0464 | 0 | 0 | 25304682.2204 | 65837592.4333 | 44935509.663 | 200961584.8817 | 3144235.0165 | 22956191.5802 | 22956191.5802 | 1478867.319 | 10064197.702 | 0 | 227062011.4784 | 261561268.0796 | 10000000 | 70.268 | 3231.373 | 3722.34 | 65.8759 | 75.8849
1 | 6000 | 707 | 0.035 | 15 | 15 | 7 | 1e-13 | 0 | Water | Porous | Wet | R600a | MinimizeLCOE_Brownfield | IgnoreSilica | 0.99265 | 0.28925 | 0.016553 | 4 | 424871.3221 | 957569.3163 | 8661.5766 | 19521.3457 | 129.1929 | -6.0882e-05 | 39384549692.4153 | 173444.8085 | 12475.0124 | 126133.679 | 80242.2166 | 24077.0464 | 61463.8786 | 0 | 186356.2902 | 484860.8402 | 330927.4863 | 1479981.2582 | 3144235.0165 | 23508061.4514 | 23508061.4514 | 1478867.319 | 10284945.6504 | 0 | 28132277.7261 | 63404152.1469 | 100 | 0.066214 | 424871.3221 | 957569.3163 | 8661.5766 | 19521.3457
1 | 6000 | 707 | 0.035 | 15 | 15 | 7 | 1.3335e-13 | 0 | Water | Porous | Wet | R600a | MinimizeLCOE_Brownfield | IgnoreSilica | 1.2899 | 0.4638 | 0.035447 | 4 | 202583.0322 | 451346.1489 | 4129.9291 | 9201.3017 | 143.8926 | -6.8426e-05 | 57237549145.0033 | 259728.4928 | 20656.2083 | 182120.9734 | 113393.9736 | 24077.0464 | 68922.2952 | 0 | 260870.6059 | 678731.8048 | 463248.4033 | 2071749.8036 | 3144235.0165 | 23508061.4514 | 23508061.4514 | 1478867.319 | 10284945.6504 | 0 | 28724046.2715 | 63995920.6924 | 133.3521 | 0.14179 | 202583.0322 | 451346.1489 | 4129.9291 | 9201.3017
1 | 6000 | 707 | 0.035 | 15 | 15 | 7 | 1.7783e-13 | 0 | Water | Porous | Wet | R600a | MinimizeLCOE_Brownfield | IgnoreSilica | 1.6604 | 0.69991 | 0.066361 | 4 | 111207.1465 | 244085.8435 | 2267.1081 | 4976.0201 | 156.6372 | -7.5838e-05 | 80799482492.6811 | 375020.0881 | 34276.7293 | 250090.016 | 165565.6668 | 24077.0464 | 76626.4505 | 0 | 361005.8389 | 939263.1402 | 641066.3931 | 2866991.3693 | 3144235.0165 | 23508061.4514 | 23508061.4514 | 1478867.319 | 10284945.6504 | 0 | 29519287.8372 | 64791162.2581 | 177.8279 | 0.26544 | 111207.1465 | 244085.8435 | 2267.1081 | 4976.0201
1 | 6000 | 707 | 0.035 | 15 | 15 | 7 | 2.3714e-13 | 0 | Water | Porous | Wet | R600a | MinimizeLCOE_Brownfield | IgnoreSilica | 1.9919 | 1.1789 | 0.13164 | 4 | 61390.3282 | 128377.1311 | 1251.5249 | 2617.1415 | 164.8259 | -8.1873e-05 | 79396400072.6308 | 581894.078 | 68061.6385 | 375177.194 | 699386.7993 | 24077.0464 | 82947.3092 | 0 | 714302.1856 | 1858467.7633 | 1268442.4361 | 5672756.4505 | 3144235.0165 | 23508061.4514 | 23508061.4514 | 1478867.319 | 10284945.6504 | 0 | 32325052.9184 | 67596927.3392 | 237.1374 | 0.52655 | 61390.3282 | 128377.1311 | 1251.5249 | 2617.1415
1 | 6000 | 707 | 0.035 | 15 | 15 | 7 | 3.1623e-13 | 0 | Water | Porous | Wet | R600a | MinimizeLCOE_Brownfield | IgnoreSilica | 2.5035 | 1.5918 | 0.1802 | 4 | 45758.5578 | 94693.8388 | 932.8501 | 1930.462 | 173.8628 | -8.9279e-05 | 80133327128.3631 | 716573.4956 | 82114.4505 | 477218.183 | 651885.0771 | 24077.0464 | 91826.0943 | 0 | 797040.7952 | 2073736.6537 | 1415367.8772 | 6329839.6729 | 3144235.0165 | 23508061.4514 | 23508061.4514 | 1478867.319 | 10284945.6504 | 0 | 32982136.1408 | 68254010.5616 | 316.2278 | 0.72079 | 45758.5578 | 94693.8388 | 932.8501 | 1930.462
1 | 6000 | 707 | 0.035 | 15 | 15 | 7 | 4.217e-13 | 0 | Water | Porous | Wet | R600a | MinimizeLCOE_Brownfield | IgnoreSilica | 3.1297 | 2.1072 | 0.24115 | 4 | 35207.0321 | 71773.4535 | 717.743 | 1463.1989 | 181.4 | -9.5161e-05 | 82822047465.9323 | 872252.5155 | 99946.0821 | 597256.5745 | 665199.3254 | 24077.0464 | 100879.7381 | 0 | 920248.3999 | 2394297.5678 | 1634157.2879 | 7308314.5375 | 3144235.0165 | 23508061.4514 | 23508061.4514 | 1478867.319 | 10284945.6504 | 0 | 33960611.0054 | 69232485.4262 | 421.6965 | 0.9646 | 35207.0321 | 71773.4535 | 717.743 | 1463.1989
1 | 6000 | 707 | 0.035 | 15 | 15 | 7 | 5.6234e-13 | 0 | Water | Porous | Wet | R600a | MinimizeLCOE_Brownfield | IgnoreSilica | 3.958 | 2.7988 | 0.32264 | 4 | 27410.7995 | 54741.3209 | 558.8062 | 1115.9759 | 188.0573 | -3.2631e-07 | 84819756136.7751 | 1064563.7615 | 121930.0203 | 749501.1432 | 743221.8667 | 24077.0464 | 113131.1103 | 0 | 1098405.7299 | 2857826.3951 | 1950525.2371 | 8723182.3105 | 3144235.0165 | 23508061.4514 | 23508061.4514 | 1478867.319 | 10284945.6504 | 0 | 35375478.7784 | 70647353.1993 | 562.3413 | 1.2906 | 27410.7995 | 54741.3209 | 558.8062 | 1115.9759
1 | 6000 | 707 | 0.035 | 15 | 15 | 7 | 7.4989e-13 | 0 | Water | Porous | Wet | R600a | MinimizeLCOE_Brownfield | IgnoreSilica | 5.0058 | 3.6827 | 0.4272 | 4 | 21743.6944 | 42385.1586 | 443.2746 | 864.0788 | 193.5582 | -3.5633e-07 | 86499909577.98 | 1291097.8579 | 147765.8547 | 933522.5977 | 867855.9822 | 24077.0464 | 126767.2772 | 0 | 1322523.7802 | 3440935.5892 | 2348509.2438 | 10503055.2293 | 3144235.0165 | 23508061.4514 | 23508061.4514 | 1478867.319 | 10284945.6504 | 0 | 37155351.6972 | 72427226.118 | 749.8942 | 1.7088 | 21743.6944 | 42385.1586 | 443.2746 | 864.0788
1 | 6000 | 707 | 0.035 | 15 | 15 | 7 | 1e-12 | 0 | Water | Porous | Wet | R600a | MinimizeLCOE_Brownfield | IgnoreSilica | 6.3675 | 4.8391 | 0.56406 | 4 | 17463.3764 | 33096.2818 | 356.0145 | 674.7125 | 198.1475 | -3.8509e-07 | 87737489814.2264 | 1564773.2422 | 178915.2858 | 1161463.1594 | 1043890.8881 | 24077.0464 | 143299.3952 | 0 | 1605403.4167 | 4176930.3767 | 2850840.8094 | 12749593.6198 | 3144235.0165 | 23508061.4514 | 23508061.4514 | 1478867.319 | 10284945.6504 | 0 | 39401890.0877 | 74673764.5086 | 1000 | 2.2563 | 17463.3764 | 33096.2818 | 356.0145 | 674.7125
1 | 6000 | 707 | 0.035 | 15 | 15 | 7 | 1.3335e-12 | 0 | Water | Porous | Wet | R600a | MinimizeLCOE_Brownfield | IgnoreSilica | 8.1191 | 6.3299 | 0.74084 | 4 | 14233.6466 | 26136.3301 | 290.1721 | 532.8244 | 201.8025 | -4.084e-07 | 88229179355.0702 | 1890891.4859 | 215930.5727 | 1439830.2474 | 1279959.6837 | 24077.0464 | 162477.7711 | 0 | 1955135.0548 | 5086860.3592 | 3471886.7197 | 15527048.9409 | 3144235.0165 | 23508061.4514 | 23508061.4514 | 1478867.319 | 10284945.6504 | 0 | 42179345.4088 | 77451219.8296 | 1333.5214 | 2.9634 | 14233.6466 | 26136.3301 | 290.1721 | 532.8244
1 | 6000 | 707 | 0.035 | 15 | 15 | 7 | 1.7783e-12 | 0 | Water | Porous | Wet | R600a | MinimizeLCOE_Brownfield | IgnoreSilica | 10.4185 | 8.269 | 0.97021 | 4 | 11766.6343 | 20855.3136 | 239.8788 | 425.1638 | 204.3818 | -4.2718e-07 | 86446688057.443 | 2283407.9177 | 260351.7461 | 1783025.2893 | 1600721.5861 | 24077.0464 | 186867.9732 | 0 | 2393996.1079 | 6228686.7967 | 4251206.7254 | 19012341.1888 | 3144235.0165 | 23508061.4514 | 23508061.4514 | 1478867.319 | 10284945.6504 | 0 | 45664637.6567 | 80936512.0776 | 1778.2794 | 3.8809 | 11766.6343 | 20855.3136 | 239.8788 | 425.1638
1 | 6000 | 707 | 0.035 | 15 | 15 | 7 | 2.3714e-12 | 0 | Water | Porous | Wet | R600a | MinimizeLCOE_Brownfield | IgnoreSilica | 13.471 | 10.9099 | 1.284 | 4 | 9757.8399 | 16625.572 | 198.9268 | 338.9348 | 207.3172 | -4.4963e-07 | 98522054449.2865 | 2777525.6865 | 316116.6363 | 2225620.2079 | 2016926.2052 | 24077.0464 | 215102.1286 | 0 | 2954393.4852 | 7686725.8192 | 5246348.318 | 23462835.5333 | 3144235.0165 | 23508061.4514 | 23508061.4514 | 1478867.319 | 10284945.6504 | 0 | 50115132.0012 | 85387006.422 | 2371.3737 | 5.1359 | 9757.8399 | 16625.572 | 198.9268 | 338.9348
1 | 6000 | 707 | 0.035 | 15 | 15 | 7 | 3.1623e-12 | 0 | Water | Porous | Wet | R600a | MinimizeLCOE_Brownfield | IgnoreSilica | 17.4838 | 14.3709 | 1.695 | 4 | 8215.149 | 13417.374 | 167.4769 | 273.5313 | 209.4814 | -4.6682e-07 | 91056934228.4651 | 3375544.505 | 383363.8219 | 2774476.7084 | 2571396.3934 | 24077.0464 | 249663.4379 | 0 | 3657623.546 | 9516386.185 | 6495129.1134 | 29047660.7573 | 3144235.0165 | 23508061.4514 | 23508061.4514 | 1478867.319 | 10284945.6504 | 0 | 55699957.2252 | 90971831.646 | 3162.2777 | 6.7802 | 8215.149 | 13417.374 | 167.4769 | 273.5313
1 | 6000 | 707 | 0.035 | 15 | 15 | 7 | 4.217e-12 | 0 | Water | Porous | Wet | R600a | MinimizeLCOE_Brownfield | IgnoreSilica | 22.7548 | 18.9037 | 2.2334 | 4 | 7018.8754 | 10967.17 | 143.0893 | 223.5806 | 211.0455 | -4.7893e-07 | 91462619156.2242 | 4099388.6257 | 464499.7328 | 3454870.3545 | 3304981.839 | 24077.0464 | 291669.6682 | 0 | 4539400.0339 | 11810587.7293 | 8060968.8086 | 36050443.8384 | 3144235.0165 | 23508061.4514 | 23508061.4514 | 1478867.319 | 10284945.6504 | 0 | 62702740.3063 | 97974614.7272 | 4216.965 | 8.9334 | 7018.8754 | 10967.17 | 143.0893 | 223.5806
1 | 6000 | 707 | 0.035 | 15 | 15 | 7 | 5.6234e-12 | 0 | Water | Porous | Wet | R600a | MinimizeLCOE_Brownfield | IgnoreSilica | 29.7394 | 24.9134 | 2.9468 | 4 | 6072.5622 | 9064.9615 | 123.7974 | 184.8015 | 212.2754 | -4.8937e-07 | 91753259751.3672 | 4986352.302 | 563515.5632 | 4308646.2257 | 4278932.2591 | 24077.0464 | 343564.8128 | 0 | 5656984.4015 | 14718313.0058 | 10045551.0575 | 44925936.6739 | 3144235.0165 | 23508061.4514 | 23508061.4514 | 1478867.319 | 10284945.6504 | 0 | 71578233.1418 | 106850107.5627 | 5623.4133 | 11.7872 | 6072.5622 | 9064.9615 | 123.7974 | 184.8015
1 | 6000 | 707 | 0.035 | 15 | 15 | 7 | 7.4989e-12 | 0 | Water | Porous | Wet | R600a | MinimizeLCOE_Brownfield | IgnoreSilica | 38.889 | 32.7889 | 3.882 | 4 | 5326.1169 | 7597.6134 | 108.5801 | 154.8876 | 213.2259 | -4.9659e-07 | 91962100893.7431 | 6060838.9683 | 682984.7293 | 5367539.0425 | 5555951.8477 | 24077.0464 | 405875.603 | 0 | 7057934.2225 | 18363297.0656 | 12533327.5753 | 56051826.1006 | 3144235.0165 | 23508061.4514 | 23508061.4514 | 1478867.319 | 10284945.6504 | 0 | 82704122.5685 | 117975996.9893 | 7498.9421 | 15.528 | 5326.1169 | 7597.6134 | 108.5801 | 154.8876
1 | 6000 | 707 | 0.035 | 15 | 15 | 7 | 1e-11 | 0 | Water | Porous | Wet | R600a | MinimizeLCOE_Brownfield | IgnoreSilica | 50.7863 | 43.0288 | 5.0982 | 4 | 4735.3341 | 6464.9656 | 96.5362 | 131.7971 | 213.9452 | -5.0091e-07 | 91990781289.9949 | 7353445.0907 | 826103.0477 | 6671166.2185 | 7217691.0401 | 24077.0464 | 480419.5175 | 0 | 8803431.7647 | 22904723.6196 | 15632944.5154 | 69914001.8605 | 3144235.0165 | 23508061.4514 | 23508061.4514 | 1478867.319 | 10284945.6504 | 0 | 96566298.3283 | 131838172.7492 | 10000 | 20.3927 | 4735.3341 | 6464.9656 | 96.5362 | 131.7971
1 | 6000 | 707 | 0.035 | 15 | 15 | 7 | 1.3335e-11 | 0 | Water | Porous | Wet | R600a | MinimizeLCOE_Brownfield | IgnoreSilica | 65.9802 | 56.0732 | 6.6473 | 4 | 4270.5744 | 5597.1275 | 87.0614 | 114.105 | 214.3979 | -5.0113e-07 | 91353923530.5891 | 8879444.4672 | 994331.9841 | 8245149.687 | 9345360.4546 | 24077.0464 | 568268.4816 | 0 | 10942086.5272 | 28469064.6131 | 19430721.5792 | 86898504.8404 | 3144235.0165 | 23508061.4514 | 23508061.4514 | 1478867.319 | 10284945.6504 | 0 | 113550801.3083 | 148822675.7291 | 13335.2143 | 26.5891 | 4270.5744 | 5597.1275 | 87.0614 | 114.105
1 | 6000 | 707 | 0.035 | 15 | 15 | 7 | 1.7783e-11 | 0 | Water | Porous | Wet | R600a | MinimizeLCOE_Brownfield | IgnoreSilica | 84.8548 | 72.0926 | 8.5465 | 4 | 3914.2615 | 4946.021 | 79.7975 | 100.8313 | 214.3545 | -4.9474e-07 | 88944682682.2661 | 10621707.9507 | 1185567.0997 | 10081074.0941 | 12014847.1017 | 24077.0464 | 671505.9298 | 0 | 13493523.8967 | 35107381.277 | 23961509.1061 | 107161193.5022 | 3144235.0165 | 23508061.4514 | 23508061.4514 | 1478867.319 | 10284945.6504 | 0 | 133813489.9701 | 169085364.3909 | 17782.7941 | 34.1861 | 3914.2615 | 4946.021 | 79.7975 | 100.8313
1 | 6000 | 707 | 0.035 | 15 | 15 | 7 | 2.3714e-11 | 0 | Water | Porous | Wet | R600a | MinimizeLCOE_Brownfield | IgnoreSilica | 107.1595 | 90.4605 | 10.715 | 4 | 3659.3484 | 4482.3075 | 74.6008 | 91.3779 | 213.4058 | -4.7681e-07 | 83674037319.1632 | 12489373.4891 | 1389708.062 | 12088182.8793 | 15250934.2003 | 24077.0464 | 790674.6816 | 0 | 16392850.6399 | 42650834.7289 | 29110071.0895 | 130186706.8169 | 3144235.0165 | 23508061.4514 | 23508061.4514 | 1478867.319 | 10284945.6504 | 0 | 156839003.2848 | 192110877.7057 | 23713.7371 | 42.8598 | 3659.3484 | 4482.3075 | 74.6008 | 91.3779
1 | 6000 | 707 | 0.035 | 15 | 15 | 7 | 3.1623e-11 | 0 | Water | Porous | Wet | R600a | MinimizeLCOE_Brownfield | IgnoreSilica | 131.9654 | 109.7581 | 12.9729 | 4 | 3499.2872 | 4179.0102 | 71.3377 | 85.1948 | 211.2156 | -4.4564e-07 | 75162466479.0355 | 14339283.336 | 1591138.8866 | 14110529.8607 | 19030764.418 | 24077.0464 | 926305.3317 | 0 | 19508618.563 | 50757423.7329 | 34642984.6585 | 154931125.8338 | 3144235.0165 | 23508061.4514 | 23508061.4514 | 1478867.319 | 10284945.6504 | 0 | 181583422.3017 | 216855296.7226 | 31622.7766 | 51.8915 | 3499.2872 | 4179.0102 | 71.3377 | 85.1948
1 | 6000 | 707 | 0.035 | 15 | 15 | 7 | 4.217e-11 | 0 | Water | Porous | Wet | R600a | MinimizeLCOE_Brownfield | IgnoreSilica | 142.1675 | 117.2347 | 14.0161 | 4 | 3408.0733 | 4037.2068 | 69.4782 | 82.3039 | 209.957 | -9.7411e-05 | 73862019306.8358 | 15030685.5997 | 1666143.2777 | 14874405.5893 | 20671086.4906 | 24077.0464 | 818908.1856 | 0 | 20703269.4138 | 53865660.1902 | 36764419.9084 | 164418655.7016 | 3144235.0165 | 23508061.4514 | 23508061.4514 | 1478867.319 | 10284945.6504 | 0 | 191070952.1695 | 226342826.5903 | 42169.6503 | 56.0642 | 3408.0733 | 4037.2068 | 69.4782 | 82.3039
1 | 6000 | 707 | 0.035 | 15 | 15 | 7 | 5.6234e-11 | 0 | Water | Porous | Wet | R600a | MinimizeLCOE_Brownfield | IgnoreSilica | 146.8808 | 120.5733 | 14.5998 | 4 | 3339.8627 | 3943.8417 | 68.0876 | 80.4005 | 209.2919 | -6.7094e-05 | 74902007181.9848 | 15335436.1305 | 1699216.4388 | 15212320.0734 | 21451699.5737 | 24077.0464 | 645721.0843 | 0 | 21203703.4353 | 55167686.8611 | 37653079.8653 | 168392940.5089 | 3144235.0165 | 23508061.4514 | 23508061.4514 | 1478867.319 | 10284945.6504 | 0 | 195045236.9767 | 230317111.3976 | 56234.1325 | 58.3992 | 3339.8627 | 3943.8417 | 68.0876 | 80.4005
1 | 6000 | 707 | 0.035 | 15 | 15 | 7 | 7.4989e-11 | 0 | Water | Porous | Wet | R600a | MinimizeLCOE_Brownfield | IgnoreSilica | 150.3575 | 122.9891 | 15.044 | 4 | 3287.8355 | 3873.9809 | 67.027 | 78.9763 | 208.7711 | -4.2252e-05 | 75833606938.8591 | 15554475.5525 | 1722976.9634 | 15455667.3912 | 22037827.1033 | 24077.0464 | 478593.1305 | 0 | 21556710.703 | 56086139.3599 | 38279942.5681 | 171196409.8182 | 3144235.0165 | 23508061.4514 | 23508061.4514 | 1478867.319 | 10284945.6504 | 0 | 197848706.2861 | 233120580.707 | 74989.4209 | 60.176 | 3287.8355 | 3873.9809 | 67.027 | 78.9763
1 | 6000 | 707 | 0.035 | 15 | 15 | 7 | 1e-10 | 0 | Water | Porous | Wet | R600a | MinimizeLCOE_Brownfield | IgnoreSilica | 152.6233 | 124.5384 | 15.357 | 4 | 3247.678 | 3821.8757 | 66.2083 | 77.9141 | 208.4144 | -2.1996e-05 | 76787481132.4014 | 15694316.4085 | 1738141.6719 | 15611230.4834 | 22425427.514 | 24077.0464 | 313148.934 | 0 | 21764473.4027 | 56626695.2864 | 38648883.0952 | 172846393.8425 | 3144235.0165 | 23508061.4514 | 23508061.4514 | 1478867.319 | 10284945.6504 | 0 | 199498690.3104 | 234770564.7313 | 100000 | 61.4281 | 3247.678 | 3821.8757 | 66.2083 | 77.9141
1 | 6000 | 707 | 0.035 | 15 | 15 | 7 | 1.3335e-10 | 0 | Water | Porous | Wet | R600a | MinimizeLCOE_Brownfield | IgnoreSilica | 149.2049 | 122.1464 | 15.1909 | 4 | 3213.4843 | 3793.9611 | 65.5112 | 77.345 | 208.8911 | 0.0013627 | 85507301851.1822 | 15478212.0272 | 1714705.2171 | 15370896.1997 | 21850869.6125 | 24077.0464 | 0 | 0 | 21231116.4401 | 55239009.8764 | 37701759.2888 | 168610645.7083 | 3144235.0165 | 23508061.4514 | 23508061.4514 | 1478867.319 | 10284945.6504 | 0 | 195262942.1762 | 230534816.597 | 133352.1432 | 60.7636 | 3213.4843 | 3793.9611 | 65.5112 | 77.345
1 | 6000 | 707 | 0.035 | 15 | 15 | 7 | 1.7783e-10 | 0 | Water | Porous | Wet | R600a | MinimizeLCOE_Brownfield | IgnoreSilica | 160.9565 | 130.1453 | 16.1857 | 4 | 3189.2416 | 3734.0417 | 65.017 | 76.1235 | 207.0822 | 0.00098212 | 79378260299.8603 | 16196373.8074 | 1792556.5522 | 16171017.8805 | 23876469.0968 | 24077.0464 | 0 | 0 | 22643592.8095 | 58913983.6507 | 40210004.4029 | 179828075.2464 | 3144235.0165 | 23508061.4514 | 23508061.4514 | 1478867.319 | 10284945.6504 | 0 | 206480371.7143 | 241752246.1351 | 177827.941 | 64.7428 | 3189.2416 | 3734.0417 | 65.017 | 76.1235
1 | 6000 | 707 | 0.035 | 15 | 15 | 7 | 2.3714e-10 | 0 | Water | Porous | Wet | R600a | MinimizeLCOE_Brownfield | IgnoreSilica | 170.6548 | 136.6226 | 16.9912 | 4 | 3174.3557 | 3693.3269 | 64.7135 | 75.2935 | 205.636 | 0.00098806 | 78509148630.3762 | 16768824.1373 | 1854504.6866 | 16811744.2878 | 25592605.8294 | 24077.0464 | 0 | 0 | 23810184.8351 | 61949216.8004 | 42281613.3954 | 189092771.0182 | 3144235.0165 | 23508061.4514 | 23508061.4514 | 1478867.319 | 10284945.6504 | 0 | 215745067.4861 | 251016941.9069 | 237137.3706 | 67.965 | 3174.3557 | 3693.3269 | 64.7135 | 75.2935
1 | 6000 | 707 | 0.035 | 15 | 15 | 7 | 3.1623e-10 | 0 | Water | Porous | Wet | R600a | MinimizeLCOE_Brownfield | IgnoreSilica | 178.3768 | 141.6134 | 17.6119 | 4 | 3167.5394 | 3668.2209 | 64.5746 | 74.7816 | 204.4208 | 4.639e-05 | 71243126091.8465 | 17204668.1858 | 1901588.1835 | 17301295.2508 | 27009624.7868 | 24077.0464 | 0 | 0 | 24742088.8468 | 64373839.879 | 43936468.4676 | 196493650.6466 | 3144235.0165 | 23508061.4514 | 23508061.4514 | 1478867.319 | 10284945.6504 | 0 | 223145947.1145 | 258417821.5353 | 316227.766 | 70.4477 | 3167.5394 | 3668.2209 | 64.5746 | 74.7816
1 | 6000 | 707 | 0.035 | 15 | 15 | 7 | 4.217e-10 | 0 | Water | Porous | Wet | R600a | MinimizeLCOE_Brownfield | IgnoreSilica | 184.4138 | 145.4032 | 18.0833 | 4 | 3165.2989 | 3652.9308 | 64.5289 | 74.4699 | 203.4264 | 0.00090946 | 73268942018.4655 | 17532809.7069 | 1937069.2275 | 17670719.8866 | 28152315.8687 | 24077.0464 | 0 | 0 | 25473626.777 | 66277151.5145 | 45235517.7679 | 202303287.7955 | 3144235.0165 | 23508061.4514 | 23508061.4514 | 1478867.319 | 10284945.6504 | 0 | 228955584.2634 | 264227458.6842 | 421696.5034 | 72.333 | 3165.2989 | 3652.9308 | 64.5289 | 74.4699
1 | 6000 | 707 | 0.035 | 15 | 15 | 7 | 5.6234e-10 | 0 | Water | Porous | Wet | R600a | MinimizeLCOE_Brownfield | IgnoreSilica | 186.3675 | 146.6082 | 18.2331 | 4 | 3165.1587 | 3648.7828 | 64.526 | 74.3854 | 203.0964 | 0.23039 | 76366267147.8049 | 17636636.1002 | 1948291.909 | 17787771.4114 | 28529497.3741 | 24077.0464 | 0 | 0 | 25711246.798 | 66895390.0666 | 45657478.2832 | 204190388.989 | 3144235.0165 | 23508061.4514 | 23508061.4514 | 1478867.319 | 10284945.6504 | 0 | 230842685.4568 | 266114559.8777 | 562341.3252 | 72.9324 | 3165.1587 | 3648.7828 | 64.526 | 74.3854
1 | 6000 | 707 | 0.035 | 15 | 15 | 7 | 7.4989e-10 | 0 | Water | Porous | Wet | R600a | MinimizeLCOE_Brownfield | IgnoreSilica | 186.3427 | 146.5929 | 18.2312 | 4 | 3165.1606 | 3648.8351 | 64.5261 | 74.3864 | 203.1005 | 0.52928 | 76370036100.4725 | 17635321.8213 | 1948149.8588 | 17786289.2376 | 28524717.8809 | 24077.0464 | 0 | 0 | 25708236.7795 | 66887558.6157 | 45652133.1571 | 204166484.3971 | 3144235.0165 | 23508061.4514 | 23508061.4514 | 1478867.319 | 10284945.6504 | 0 | 230818780.865 | 266090655.2858 | 749894.2093 | 72.9248 | 3165.1606 | 3648.8351 | 64.5261 | 74.3864
1 | 6000 | 707 | 0.035 | 15 | 15 | 7 | 1e-09 | 0 | Water | Porous | Wet | R600a | MinimizeLCOE_Brownfield | IgnoreSilica | 186.3427 | 146.5928 | 18.2312 | 4 | 3165.1621 | 3648.8368 | 64.5261 | 74.3865 | 203.1005 | 0.75188 | 76366490415.8243 | 17635316.2057 | 1948149.2518 | 17786282.9046 | 28524733.4028 | 24077.0464 | 0 | 0 | 25708237.9364 | 66887561.6258 | 45652135.2116 | 204166493.5851 | 3144235.0165 | 23508061.4514 | 23508061.4514 | 1478867.319 | 10284945.6504 | 0 | 230818790.053 | 266090664.4738 | 1000000 | 72.9248 | 3165.1621 | 3648.8368 | 64.5261 | 74.3865
1 | 6000 | 707 | 0.035 | 15 | 15 | 7 | 1.3335e-09 | 0 | Water | Porous | Wet | R600a | MinimizeLCOE_Brownfield | IgnoreSilica | 186.3233 | 146.5808 | 18.2297 | 4 | 3165.1633 | 3648.8776 | 64.5261 | 74.3873 | 203.1037 | 0.92036 | 76370495971.4801 | 17634283.8465 | 1948037.6719 | 17785118.6737 | 28520972.5874 | 24077.0464 | 0 | 0 | 25705871.0321 | 66881403.4263 | 45647932.1139 | 204147696.3983 | 3144235.0165 | 23508061.4514 | 23508061.4514 | 1478867.319 | 10284945.6504 | 0 | 230799992.8661 | 266071867.287 | 1333521.4322 | 72.9188 | 3165.1633 | 3648.8776 | 64.5261 | 74.3873
1 | 6000 | 707 | 0.035 | 15 | 15 | 7 | 1.7783e-09 | 0 | Water | Porous | Wet | R600a | MinimizeLCOE_Brownfield | IgnoreSilica | 186.3233 | 146.5808 | 18.2297 | 4 | 3165.1643 | 3648.8787 | 64.5262 | 74.3873 | 203.1037 | 1.0455 | 76368493710.0719 | 17634280.4123 | 1948037.3007 | 17785114.8009 | 28520982.0781 | 24077.0464 | 0 | 0 | 25705871.739 | 66881405.2655 | 45647933.3691 | 204147702.012 | 3144235.0165 | 23508061.4514 | 23508061.4514 | 1478867.319 | 10284945.6504 | 0 | 230799998.4799 | 266071872.9007 | 1778279.41 | 72.9188 | 3165.1643 | 3648.8787 | 64.5262 | 74.3873
1 | 6000 | 707 | 0.035 | 15 | 15 | 7 | 2.3714e-09 | 0 | Water | Porous | Wet | R600a | MinimizeLCOE_Brownfield | IgnoreSilica | 186.3233 | 146.5808 | 18.2297 | 4 | 3165.165 | 3648.8795 | 64.5262 | 74.3873 | 203.1036 | 1.1394 | 76366989644.107 | 17634277.764 | 1948037.0145 | 17785111.8142 | 28520989.3971 | 24077.0464 | 0 | 0 | 25705872.2841 | 66881406.6838 | 45647934.3372 | 204147706.3412 | 3144235.0165 | 23508061.4514 | 23508061.4514 | 1478867.319 | 10284945.6504 | 0 | 230800002.8091 | 266071877.2299 | 2371373.7057 | 72.9188 | 3165.165 | 3648.8795 | 64.5262 | 74.3873
1 | 6000 | 707 | 0.035 | 15 | 15 | 7 | 3.1623e-09 | 0 | Water | Porous | Wet | R600a | MinimizeLCOE_Brownfield | IgnoreSilica | 186.3233 | 146.5807 | 18.2297 | 4 | 3165.1656 | 3648.8801 | 64.5262 | 74.3874 | 203.1036 | 1.2098 | 76365860837.9137 | 17634275.7369 | 1948036.7954 | 17785109.5283 | 28520994.999 | 24077.0464 | 0 | 0 | 25705872.7013 | 66881407.7693 | 45647935.0781 | 204147709.6547 | 3144235.0165 | 23508061.4514 | 23508061.4514 | 1478867.319 | 10284945.6504 | 0 | 230800006.1226 | 266071880.5434 | 3162277.6602 | 72.9188 | 3165.1656 | 3648.8801 | 64.5262 | 74.3874
1 | 6000 | 707 | 0.035 | 15 | 15 | 7 | 4.217e-09 | 0 | Water | Porous | Wet | R600a | MinimizeLCOE_Brownfield | IgnoreSilica | 186.3233 | 146.5807 | 18.2297 | 4 | 3165.166 | 3648.8806 | 64.5262 | 74.3874 | 203.1036 | 1.2626 | 76365013178.0178 | 17634274.1938 | 1948036.6286 | 17785107.788 | 28520999.2636 | 24077.0464 | 0 | 0 | 25705873.019 | 66881408.5958 | 45647935.6421 | 204147712.1773 | 3144235.0165 | 23508061.4514 | 23508061.4514 | 1478867.319 | 10284945.6504 | 0 | 230800008.6451 | 266071883.066 | 4216965.0343 | 72.9188 | 3165.166 | 3648.8806 | 64.5262 | 74.3874
1 | 6000 | 707 | 0.035 | 15 | 15 | 7 | 5.6234e-09 | 0 | Water | Porous | Wet | R600a | MinimizeLCOE_Brownfield | IgnoreSilica | 186.3233 | 146.5807 | 18.2297 | 4 | 3165.1663 | 3648.881 | 64.5262 | 74.3874 | 203.1036 | 1.3022 | 76364377906.6562 | 17634273.0236 | 1948036.5021 | 17785106.4684 | 28521002.4975 | 24077.0464 | 0 | 0 | 25705873.2598 | 66881409.2224 | 45647936.0698 | 204147714.0901 | 3144235.0165 | 23508061.4514 | 23508061.4514 | 1478867.319 | 10284945.6504 | 0 | 230800010.558 | 266071884.9789 | 5623413.2519 | 72.9188 | 3165.1663 | 3648.881 | 64.5262 | 74.3874
1 | 6000 | 707 | 0.035 | 15 | 15 | 7 | 7.4989e-09 | 0 | Water | Porous | Wet | R600a | MinimizeLCOE_Brownfield | IgnoreSilica | 186.3233 | 146.5807 | 18.2297 | 4 | 3165.1665 | 3648.8812 | 64.5262 | 74.3874 | 203.1036 | 1.3318 | 76363900526.0314 | 17634272.1388 | 1948036.4065 | 17785105.4706 | 28521004.9428 | 24077.0464 | 0 | 0 | 25705873.442 | 66881409.6963 | 45647936.3933 | 204147715.5365 | 3144235.0165 | 23508061.4514 | 23508061.4514 | 1478867.319 | 10284945.6504 | 0 | 230800012.0044 | 266071886.4253 | 7498942.0933 | 72.9188 | 3165.1665 | 3648.8812 | 64.5262 | 74.3874
1 | 6000 | 707 | 0.035 | 15 | 15 | 7 | 1e-08 | 0 | Water | Porous | Wet | R600a | MinimizeLCOE_Brownfield | IgnoreSilica | 186.3233 | 146.5807 | 18.2297 | 4 | 3165.1667 | 3648.8814 | 64.5262 | 74.3874 | 203.1036 | 1.3541 | 76363542452.7316 | 17634271.4712 | 1948036.3344 | 17785104.7177 | 28521006.7878 | 24077.0464 | 0 | 0 | 25705873.5794 | 66881410.0538 | 45647936.6373 | 204147716.6279 | 3144235.0165 | 23508061.4514 | 23508061.4514 | 1478867.319 | 10284945.6504 | 0 | 230800013.0958 | 266071887.5166 | 10000000 | 72.9188 | 3165.1667 | 3648.8814 | 64.5262 | 74.3874
1 | 6100 | 707 | 0.035 | 15 | 15 | 7 | 1e-13 | 0 | Water | Porous | Wet | R600a | MinimizeLCOE_Brownfield | IgnoreSilica | 1.0223 | 0.30997 | 0.018801 | 4 | 382467.555 | 861863.5168 | 7797.1184 | 17570.2535 | 131.8694 | -6.2498e-05 | 42570070270.2543 | 184514.2833 | 13494.7332 | 133070.0699 | 83970.1956 | 24077.0464 | 62358.3095 | 0 | 195579.0087 | 508856.462 | 347304.9913 | 1553225.0998 | 3144235.0165 | 24065791.4134 | 24065791.4134 | 1478867.319 | 10508037.6352 | 0 | 28763251.5297 | 64815947.8975 | 100 | 0.075204 | 382467.555 | 861863.5168 | 7797.1184 | 17570.2535
1 | 6100 | 707 | 0.035 | 15 | 15 | 7 | 1.3335e-13 | 0 | Water | Porous | Wet | R600a | MinimizeLCOE_Brownfield | IgnoreSilica | 1.3048 | 0.48119 | 0.038218 | 4 | 191916.8279 | 427751.2332 | 3912.4841 | 8720.2875 | 145.7661 | -6.7854e-05 | 61661195764.9133 | 269140.9647 | 21725.4155 | 187294.5537 | 117005.9259 | 24077.0464 | 68094.4591 | 0 | 268061.9625 | 697442.2393 | 476018.6593 | 2128861.2263 | 3144235.0165 | 24065791.4134 | 24065791.4134 | 1478867.319 | 10508037.6352 | 0 | 29338887.6562 | 65391584.0239 | 133.3521 | 0.15287 | 191916.8279 | 427751.2332 | 3912.4841 | 8720.2875
1 | 6100 | 707 | 0.035 | 15 | 15 | 7 | 1.7783e-13 | 0 | Water | Porous | Wet | R600a | MinimizeLCOE_Brownfield | IgnoreSilica | 1.6409 | 0.65571 | 0.068894 | 4 | 108999.0453 | 239826.0408 | 2222.093 | 4889.1782 | 157.6166 | -7.0707e-05 | 111423791153.0254 | 380080.0976 | 40478.7231 | 235239.9926 | 160548.7494 | 24077.0464 | 72456.634 | 0 | 356023.6848 | 926300.5972 | 632219.1912 | 2827424.7162 | 3144235.0165 | 24065791.4134 | 24065791.4134 | 1478867.319 | 10508037.6352 | 0 | 30037451.1461 | 66090147.5138 | 177.8279 | 0.27558 | 108999.0453 | 239826.0408 | 2222.093 | 4889.1782
1 | 6100 | 707 | 0.035 | 15 | 15 | 7 | 2.3714e-13 | 0 | Water | Porous | Wet | R600a | MinimizeLCOE_Brownfield | IgnoreSilica | 2.043 | 1.2375 | 0.1389 | 4 | 59369.7262 | 124258.7719 | 1210.3322 | 2533.1831 | 167.6805 | -8.4169e-05 | 79365111633.959 | 600892.626 | 68934.3953 | 390157.1259 | 697458.0185 | 24077.0464 | 83393.2848 | 0 | 727315.8737 | 1892326.7105 | 1291551.8633 | 5776106.9443 | 3144235.0165 | 24065791.4134 | 24065791.4134 | 1478867.319 | 10508037.6352 | 0 | 32986133.3742 | 69038829.742 | 237.1374 | 0.55561 | 59369.7262 | 124258.7719 | 1210.3322 | 2533.1831
1 | 6100 | 707 | 0.035 | 15 | 15 | 7 | 3.1623e-13 | 0 | Water | Porous | Wet | R600a | MinimizeLCOE_Brownfield | IgnoreSilica | 2.5572 | 1.6611 | 0.18891 | 4 | 44389.8322 | 92101.4357 | 904.9468 | 1877.6123 | 176.6473 | -9.1131e-05 | 82571400966.6371 | 738279.9222 | 84605.3758 | 493759.1762 | 612334.1791 | 24077.0464 | 91534.275 | 0 | 797390.0901 | 2074645.4473 | 1415988.1475 | 6332613.6595 | 3144235.0165 | 24065791.4134 | 24065791.4134 | 1478867.319 | 10508037.6352 | 0 | 33542640.0894 | 69595336.4572 | 316.2278 | 0.75564 | 44389.8322 | 92101.4357 | 904.9468 | 1877.6123
1 | 6100 | 707 | 0.035 | 15 | 15 | 7 | 4.217e-13 | 0 | Water | Porous | Wet | R600a | MinimizeLCOE_Brownfield | IgnoreSilica | 3.2223 | 2.2203 | 0.25487 | 4 | 33988.3578 | 69352.1006 | 692.8986 | 1413.8364 | 184.5154 | -9.9275e-05 | 85154705051.1015 | 904834.7862 | 103677.6363 | 622759.2643 | 645104.1775 | 24077.0464 | 101833.3469 | 0 | 936891.6405 | 2437599.8657 | 1663711.996 | 7440489.7598 | 3144235.0165 | 24065791.4134 | 24065791.4134 | 1478867.319 | 10508037.6352 | 0 | 34650516.1897 | 70703212.5574 | 421.6965 | 1.0195 | 33988.3578 | 69352.1006 | 692.8986 | 1413.8364
1 | 6100 | 707 | 0.035 | 15 | 15 | 7 | 5.6234e-13 | 0 | Water | Porous | Wet | R600a | MinimizeLCOE_Brownfield | IgnoreSilica | 4.0608 | 2.9355 | 0.33957 | 4 | 26584.7713 | 53127.8718 | 541.9665 | 1083.0835 | 191.1089 | -3.4391e-07 | 87380998419.5398 | 1100850.7195 | 126078.5858 | 778654.0318 | 730276.1306 | 24077.0464 | 113341.338 | 0 | 1120578.3623 | 2915515.0364 | 1989898.9202 | 8899270.1709 | 3144235.0165 | 24065791.4134 | 24065791.4134 | 1478867.319 | 10508037.6352 | 0 | 36109296.6008 | 72161992.9685 | 562.3413 | 1.3583 | 26584.7713 | 53127.8718 | 541.9665 | 1083.0835
1 | 6100 | 707 | 0.035 | 15 | 15 | 7 | 7.4989e-13 | 0 | Water | Porous | Wet | R600a | MinimizeLCOE_Brownfield | IgnoreSilica | 5.13 | 3.8569 | 0.44895 | 4 | 21127.7961 | 41203.8722 | 430.7187 | 839.9967 | 196.6195 | -3.7573e-07 | 89049691078.0401 | 1333795.1513 | 152634.7735 | 968700.3766 | 859017.1753 | 24077.0464 | 126571.7836 | 0 | 1351270.5596 | 3515728.8123 | 2399557.1554 | 10731352.834 | 3144235.0165 | 24065791.4134 | 24065791.4134 | 1478867.319 | 10508037.6352 | 0 | 37941379.2639 | 73994075.6316 | 749.8942 | 1.7958 | 21127.7961 | 41203.8722 | 430.7187 | 839.9967
1 | 6100 | 707 | 0.035 | 15 | 15 | 7 | 1e-12 | 0 | Water | Porous | Wet | R600a | MinimizeLCOE_Brownfield | IgnoreSilica | 6.5138 | 5.0573 | 0.59158 | 4 | 17003.2477 | 32238.8855 | 346.6342 | 657.2333 | 201.2047 | -4.0557e-07 | 90346629993.1765 | 1614156.6291 | 184527.5186 | 1203173.7847 | 1037130.3589 | 24077.0464 | 142413.9207 | 0 | 1640136.9108 | 4267299.8036 | 2912519.8002 | 13025435.773 | 3144235.0165 | 24065791.4134 | 24065791.4134 | 1478867.319 | 10508037.6352 | 0 | 40235462.2029 | 76288158.5707 | 1000 | 2.3663 | 17003.2477 | 32238.8855 | 346.6342 | 657.2333
1 | 6100 | 707 | 0.035 | 15 | 15 | 7 | 1.3335e-12 | 0 | Water | Porous | Wet | R600a | MinimizeLCOE_Brownfield | IgnoreSilica | 8.3043 | 6.6132 | 0.77664 | 4 | 13868.7781 | 25474.1342 | 282.7338 | 519.3247 | 204.8678 | -4.3092e-07 | 90752692847.7943 | 1950204.5872 | 222653.5393 | 1491152.9712 | 1275885.0927 | 24077.0464 | 161250.8447 | 0 | 1998837.3918 | 5200564.8755 | 3549492.3884 | 15874118.7371 | 3144235.0165 | 24065791.4134 | 24065791.4134 | 1478867.319 | 10508037.6352 | 0 | 43084145.1671 | 79136841.5348 | 1333.5214 | 3.1066 | 13868.7781 | 25474.1342 | 282.7338 | 519.3247
1 | 6100 | 707 | 0.035 | 15 | 15 | 7 | 1.7783e-12 | 0 | Water | Porous | Wet | R600a | MinimizeLCOE_Brownfield | IgnoreSilica | 10.6502 | 8.6299 | 1.0159 | 4 | 11478.6374 | 20350.7748 | 234.0075 | 414.8781 | 207.3934 | -4.5076e-07 | 88699283016.3224 | 2353367.8952 | 268271.8945 | 1845003.2714 | 1598743.2313 | 24077.0464 | 185259.2358 | 0 | 2447141.8041 | 6366960.9964 | 4345581.708 | 19434407.0832 | 3144235.0165 | 24065791.4134 | 24065791.4134 | 1478867.319 | 10508037.6352 | 0 | 46644433.5131 | 82697129.8808 | 1778.2794 | 4.0636 | 11478.6374 | 20350.7748 | 234.0075 | 414.8781
1 | 6100 | 707 | 0.035 | 15 | 15 | 7 | 2.3714e-12 | 0 | Water | Porous | Wet | R600a | MinimizeLCOE_Brownfield | IgnoreSilica | 13.7559 | 11.3898 | 1.3454 | 4 | 9512.4742 | 16211.8961 | 193.9247 | 330.5014 | 210.5556 | -4.7573e-07 | 95936445939.5944 | 2863409.4634 | 325799.6984 | 2303600.8755 | 2013866.4355 | 24077.0464 | 211915.2797 | 0 | 3019640.8316 | 7856486.0302 | 5362213.1503 | 23981008.811 | 3144235.0165 | 24065791.4134 | 24065791.4134 | 1478867.319 | 10508037.6352 | 0 | 51191035.2409 | 87243731.6086 | 2371.3737 | 5.3815 | 9512.4742 | 16211.8961 | 193.9247 | 330.5014
1 | 6100 | 707 | 0.035 | 15 | 15 | 7 | 3.1623e-12 | 0 | Water | Porous | Wet | R600a | MinimizeLCOE_Brownfield | IgnoreSilica | 17.8562 | 14.9929 | 1.7744 | 4 | 8017.2727 | 13096.7664 | 163.4429 | 266.9953 | 212.6132 | -4.9409e-07 | 93791294311.4374 | 3478413.3804 | 394932.7622 | 2870142.142 | 2573505.9375 | 24077.0464 | 246173.6972 | 0 | 3739025.5366 | 9728177.4666 | 6639681.015 | 29694128.9839 | 3144235.0165 | 24065791.4134 | 24065791.4134 | 1478867.319 | 10508037.6352 | 0 | 56904155.4139 | 92956851.7816 | 3162.2777 | 7.0977 | 8017.2727 | 13096.7664 | 163.4429 | 266.9953
1 | 6100 | 707 | 0.035 | 15 | 15 | 7 | 4.217e-12 | 0 | Water | Porous | Wet | R600a | MinimizeLCOE_Brownfield | IgnoreSilica | 23.2541 | 19.7352 | 2.3393 | 4 | 6848.9731 | 10701.9818 | 139.6256 | 218.1744 | 214.1933 | -5.0817e-07 | 94208795690.7382 | 4226458.9078 | 478709.3217 | 3575918.8845 | 3313159.3304 | 24077.0464 | 287702.5722 | 0 | 4643350.1646 | 12081044.6462 | 8245561.2116 | 36875982.0854 | 3144235.0165 | 24065791.4134 | 24065791.4134 | 1478867.319 | 10508037.6352 | 0 | 64086008.5153 | 100138704.883 | 4216.965 | 9.357 | 6848.9731 | 10701.9818 | 139.6256 | 218.1744
1 | 6100 | 707 | 0.035 | 15 | 15 | 7 | 5.6234e-12 | 0 | Water | Porous | Wet | R600a | MinimizeLCOE_Brownfield | IgnoreSilica | 30.3648 | 25.9857 | 3.0839 | 4 | 5928.3428 | 8851.0414 | 120.8573 | 180.4405 | 215.4287 | -5.1904e-07 | 94522565942.2908 | 5137811.3076 | 580397.6564 | 4456365.0544 | 4288828.6168 | 24077.0464 | 338084.8756 | 0 | 5781970.1773 | 15043500.3561 | 10267498.1061 | 45918533.1966 | 3144235.0165 | 24065791.4134 | 24065791.4134 | 1478867.319 | 10508037.6352 | 0 | 73128559.6265 | 109181255.9942 | 5623.4133 | 12.3354 | 5928.3428 | 8851.0414 | 120.8573 | 180.4405
1 | 6100 | 707 | 0.035 | 15 | 15 | 7 | 7.4989e-12 | 0 | Water | Porous | Wet | R600a | MinimizeLCOE_Brownfield | IgnoreSilica | 39.681 | 34.1778 | 4.06 | 4 | 5200.9048 | 7420.8936 | 106.0275 | 151.285 | 216.3847 | -5.2669e-07 | 94743456730.1871 | 6242304.426 | 703146.9436 | 5548673.8107 | 5568118.0872 | 24077.0464 | 398717.3902 | 0 | 7209164.7046 | 18756767.7583 | 12801879.4081 | 57252849.5749 | 3144235.0165 | 24065791.4134 | 24065791.4134 | 1478867.319 | 10508037.6352 | 0 | 84462876.0048 | 120515572.3726 | 7498.9421 | 16.24 | 5200.9048 | 7420.8936 | 106.0275 | 151.285
1 | 6100 | 707 | 0.035 | 15 | 15 | 7 | 1e-11 | 0 | Water | Porous | Wet | R600a | MinimizeLCOE_Brownfield | IgnoreSilica | 51.7802 | 44.8159 | 5.3278 | 4 | 4624.9613 | 6316.6841 | 94.2861 | 128.7741 | 217.1057 | -5.3116e-07 | 94762640770.2767 | 7569598.6439 | 850017.1319 | 6891909.6957 | 7230940.966 | 24077.0464 | 471155.2739 | 0 | 8984702.5155 | 23376352.9295 | 15954841.2104 | 71353595.4133 | 3144235.0165 | 24065791.4134 | 24065791.4134 | 1478867.319 | 10508037.6352 | 0 | 98563621.8432 | 134616318.2109 | 10000 | 21.3112 | 4624.9613 | 6316.6841 | 94.2861 | 128.7741
1 | 6100 | 707 | 0.035 | 15 | 15 | 7 | 1.3335e-11 | 0 | Water | Porous | Wet | R600a | MinimizeLCOE_Brownfield | IgnoreSilica | 67.2495 | 58.3775 | 6.9434 | 4 | 4171.3559 | 5469.457 | 85.0387 | 111.5023 | 217.5467 | -5.3166e-07 | 94018517081.6828 | 9138013.7887 | 1022813.8375 | 8515100.3011 | 9362547.0215 | 24077.0464 | 557238.4268 | 0 | 11161718.2645 | 29040501.3411 | 19820738.8879 | 88642748.9154 | 3144235.0165 | 24065791.4134 | 24065791.4134 | 1478867.319 | 10508037.6352 | 0 | 115852775.3454 | 151905471.7131 | 13335.2143 | 27.7734 | 4171.3559 | 5469.457 | 85.0387 | 111.5023
1 | 6100 | 707 | 0.035 | 15 | 15 | 7 | 1.7783e-11 | 0 | Water | Porous | Wet | R600a | MinimizeLCOE_Brownfield | IgnoreSilica | 86.3675 | 74.9275 | 8.9118 | 4 | 3824.9998 | 4836.3714 | 77.9778 | 98.596 | 217.4557 | -5.2411e-07 | 91373231596.224 | 10918082.0077 | 1218074.2428 | 10396963.7042 | 12022969.1748 | 24077.0464 | 657827.8646 | 0 | 13742817.6758 | 35755992.5529 | 24404199.6295 | 109141003.8987 | 3144235.0165 | 24065791.4134 | 24065791.4134 | 1478867.319 | 10508037.6352 | 0 | 136351030.3286 | 172403726.6963 | 17782.7941 | 35.6473 | 3824.9998 | 4836.3714 | 77.9778 | 98.596
1 | 6100 | 707 | 0.035 | 15 | 15 | 7 | 2.3714e-11 | 0 | Water | Porous | Wet | R600a | MinimizeLCOE_Brownfield | IgnoreSilica | 108.889 | 93.8064 | 11.147 | 4 | 3577.8862 | 4386.4632 | 72.9401 | 89.424 | 216.4144 | -5.0397e-07 | 85712377304.4295 | 12817601.3857 | 1425566.9564 | 12444559.0027 | 15235109.6337 | 24077.0464 | 774862.1905 | 0 | 16661492.724 | 43349786.3258 | 29587119.9164 | 132320175.1815 | 3144235.0165 | 24065791.4134 | 24065791.4134 | 1478867.319 | 10508037.6352 | 0 | 159530201.6114 | 195582897.9791 | 23713.7371 | 44.5878 | 3577.8862 | 4386.4632 | 72.9401 | 89.424
1 | 6100 | 707 | 0.035 | 15 | 15 | 7 | 3.1623e-11 | 0 | Water | Porous | Wet | R600a | MinimizeLCOE_Brownfield | IgnoreSilica | 133.7948 | 113.4769 | 13.4544 | 4 | 3423.2112 | 4093.1151 | 69.7868 | 83.4437 | 214.1002 | -4.6942e-07 | 76736027511.8125 | 14684838.6704 | 1628687.5044 | 14491725.2991 | 18958320.8878 | 24077.0464 | 908670.5365 | 0 | 19771564.7784 | 51441555.8477 | 35109918.8843 | 157019359.455 | 3144235.0165 | 24065791.4134 | 24065791.4134 | 1478867.319 | 10508037.6352 | 0 | 184229385.8849 | 220282082.2526 | 31622.7766 | 53.8177 | 3423.2112 | 4093.1151 | 69.7868 | 83.4437
1 | 6100 | 707 | 0.035 | 15 | 15 | 7 | 4.217e-11 | 0 | Water | Porous | Wet | R600a | MinimizeLCOE_Brownfield | IgnoreSilica | 144.8204 | 121.6513 | 14.5702 | 4 | 3336.3834 | 3954.9864 | 68.0167 | 80.6277 | 212.6779 | -3.638e-07 | 74716613560.4822 | 15433443.016 | 1709952.8077 | 15321008.7975 | 20692670.4905 | 24077.0464 | 814147.9583 | 0 | 21058167.0454 | 54789031.0282 | 37394639.4787 | 167237137.6688 | 3144235.0165 | 24065791.4134 | 24065791.4134 | 1478867.319 | 10508037.6352 | 0 | 194447164.0987 | 230499860.4664 | 42169.6503 | 58.2808 | 3336.3834 | 3954.9864 | 68.0167 | 80.6277
1 | 6100 | 707 | 0.035 | 15 | 15 | 7 | 5.6234e-11 | 0 | Water | Porous | Wet | R600a | MinimizeLCOE_Brownfield | IgnoreSilica | 149.5487 | 125.0274 | 15.158 | 4 | 3271.9515 | 3866.5659 | 66.7032 | 78.8252 | 211.977 | -7.0025e-05 | 75650592610.5686 | 15738470.2651 | 1743034.9534 | 15660231.8158 | 21459878.9546 | 24077.0464 | 641063.5787 | 0 | 21554035.0794 | 56079177.9362 | 38275191.2533 | 171175160.8829 | 3144235.0165 | 24065791.4134 | 24065791.4134 | 1478867.319 | 10508037.6352 | 0 | 198385187.3128 | 234437883.6805 | 56234.1325 | 60.6321 | 3271.9515 | 3866.5659 | 66.7032 | 78.8252
1 | 6100 | 707 | 0.035 | 15 | 15 | 7 | 7.4989e-11 | 0 | Water | Porous | Wet | R600a | MinimizeLCOE_Brownfield | IgnoreSilica | 153.0519 | 127.479 | 15.6056 | 4 | 3222.8057 | 3800.3658 | 65.7013 | 77.4756 | 211.4269 | -4.4041e-05 | 76493700905.1057 | 15958520.5018 | 1766890.1513 | 15905414.4804 | 22038131.8863 | 24077.0464 | 474571.952 | 0 | 21905366.3471 | 56993269.8266 | 38899077.7512 | 173965319.9431 | 3144235.0165 | 24065791.4134 | 24065791.4134 | 1478867.319 | 10508037.6352 | 0 | 201175346.373 | 237228042.7407 | 74989.4209 | 62.4224 | 3222.8057 | 3800.3658 | 65.7013 | 77.4756
1 | 6100 | 707 | 0.035 | 15 | 15 | 7 | 1e-10 | 0 | Water | Porous | Wet | R600a | MinimizeLCOE_Brownfield | IgnoreSilica | 155.3144 | 129.0357 | 15.9187 | 4 | 3184.855 | 3751.0542 | 64.9276 | 76.4703 | 211.0536 | -2.2823e-05 | 77401593150.2999 | 16097623.6452 | 1781965.4886 | 16060602.5672 | 22416948.6392 | 24077.0464 | 309465.9949 | 0 | 22109366.5188 | 57524036.4272 | 39261336.8623 | 175585423.1898 | 3144235.0165 | 24065791.4134 | 24065791.4134 | 1478867.319 | 10508037.6352 | 0 | 202795449.6197 | 238848145.9875 | 100000 | 63.6749 | 3184.855 | 3751.0542 | 64.9276 | 76.4703
1 | 6100 | 707 | 0.035 | 15 | 15 | 7 | 1.3335e-10 | 0 | Water | Porous | Wet | R600a | MinimizeLCOE_Brownfield | IgnoreSilica | 152.1498 | 126.8027 | 15.77 | 4 | 3152.3303 | 3723.8697 | 64.2645 | 75.9161 | 211.514 | 0.00027025 | 81835553801.4166 | 15897934.1458 | 1760322.9911 | 15837870.0467 | 21896284.453 | 24077.0464 | 0 | 0 | 21612430.5863 | 56231111.0666 | 38378888.7367 | 171638919.0726 | 3144235.0165 | 24065791.4134 | 24065791.4134 | 1478867.319 | 10508037.6352 | 0 | 198848945.5025 | 234901641.8703 | 133352.1432 | 63.08 | 3152.3303 | 3723.8697 | 64.2645 | 75.9161
1 | 6100 | 707 | 0.035 | 15 | 15 | 7 | 1.7783e-10 | 0 | Water | Porous | Wet | R600a | MinimizeLCOE_Brownfield | IgnoreSilica | 163.7675 | 134.8059 | 16.7653 | 4 | 3128.5171 | 3666.1256 | 63.7791 | 74.7389 | 209.6952 | 0.0015553 | 84714070448.0817 | 16609080.4017 | 1837253.2826 | 16632653.7702 | 23849879.042 | 24077.0464 | 0 | 0 | 22991647.9817 | 59819551.8129 | 40828073.2812 | 182592216.6185 | 3144235.0165 | 24065791.4134 | 24065791.4134 | 1478867.319 | 10508037.6352 | 0 | 209802243.0485 | 245854939.4162 | 177827.941 | 67.0612 | 3128.5171 | 3666.1256 | 63.7791 | 74.7389
1 | 6100 | 707 | 0.035 | 15 | 15 | 7 | 2.3714e-10 | 0 | Water | Porous | Wet | R600a | MinimizeLCOE_Brownfield | IgnoreSilica | 173.3344 | 141.2515 | 17.5669 | 4 | 3113.9667 | 3627.0429 | 63.4824 | 73.9422 | 208.2211 | 0.00066835 | 77575371458.5524 | 17173329.1597 | 1898313.8862 | 17265889.9066 | 25500072.8894 | 24077.0464 | 0 | 0 | 24126056.3264 | 62771049.6267 | 42842531.1863 | 191601320.0278 | 3144235.0165 | 24065791.4134 | 24065791.4134 | 1478867.319 | 10508037.6352 | 0 | 218811346.4577 | 254864042.8254 | 237137.3706 | 70.2677 | 3113.9667 | 3627.0429 | 63.4824 | 73.9422
1 | 6100 | 707 | 0.035 | 15 | 15 | 7 | 3.1623e-10 | 0 | Water | Porous | Wet | R600a | MinimizeLCOE_Brownfield | IgnoreSilica | 180.9178 | 146.1911 | 18.1813 | 4 | 3107.0542 | 3602.7941 | 63.3415 | 73.4478 | 206.9882 | 0.00036657 | 73309250957.8231 | 17600862.0038 | 1944543.331 | 17747262.2931 | 26853191.2597 | 24077.0464 | 0 | 0 | 25026275.0143 | 65113233.9923 | 44441120.1429 | 198750565.0835 | 3144235.0165 | 24065791.4134 | 24065791.4134 | 1478867.319 | 10508037.6352 | 0 | 225960591.5135 | 262013287.8812 | 316227.766 | 72.725 | 3107.0542 | 3602.7941 | 63.3415 | 73.4478
1 | 6100 | 707 | 0.035 | 15 | 15 | 7 | 4.217e-10 | 0 | Water | Porous | Wet | R600a | MinimizeLCOE_Brownfield | IgnoreSilica | 186.8576 | 149.9479 | 18.6485 | 4 | 3104.5044 | 3587.824 | 63.2895 | 73.1426 | 205.9793 | 9.5911e-06 | 75642926327.9995 | 17923305.5395 | 1979386.608 | 18111188.0222 | 27945359.8258 | 24077.0464 | 0 | 0 | 25733493.6463 | 66953271.8023 | 45696983.7573 | 204367066.2478 | 3144235.0165 | 24065791.4134 | 24065791.4134 | 1478867.319 | 10508037.6352 | 0 | 231577092.6777 | 267629789.0454 | 421696.5034 | 74.5939 | 3104.5044 | 3587.824 | 63.2895 | 73.1426
1 | 6100 | 707 | 0.035 | 15 | 15 | 7 | 5.6234e-10 | 0 | Water | Porous | Wet | R600a | MinimizeLCOE_Brownfield | IgnoreSilica | 189.7534 | 151.7431 | 18.8717 | 4 | 3104.211 | 3581.8131 | 63.2835 | 73.0201 | 205.4739 | 0.14747 | 76575386597.7021 | 18076513.4812 | 1995876.155 | 18284451.5377 | 28490337.2531 | 24077.0464 | 0 | 0 | 26079789.6346 | 67854262.9289 | 46311928.7146 | 207117236.7515 | 3144235.0165 | 24065791.4134 | 24065791.4134 | 1478867.319 | 10508037.6352 | 0 | 234327263.1814 | 270379959.5492 | 562341.3252 | 75.4869 | 3104.211 | 3581.8131 | 63.2835 | 73.0201
1 | 6100 | 707 | 0.035 | 15 | 15 | 7 | 7.4989e-10 | 0 | Water | Porous | Wet | R600a | MinimizeLCOE_Brownfield | IgnoreSilica | 189.7339 | 151.731 | 18.8702 | 4 | 3104.2128 | 3581.8528 | 63.2836 | 73.0209 | 205.4772 | 0.45073 | 76577233436.4999 | 18075486.0328 | 1995765.5829 | 18283289.0431 | 28486668.8882 | 24077.0464 | 0 | 0 | 26077461.7714 | 67848206.3063 | 46307794.9453 | 207098749.6164 | 3144235.0165 | 24065791.4134 | 24065791.4134 | 1478867.319 | 10508037.6352 | 0 | 234308776.0463 | 270361472.414 | 749894.2093 | 75.4809 | 3104.2128 | 3581.8528 | 63.2836 | 73.0209
1 | 6100 | 707 | 0.035 | 15 | 15 | 7 | 1e-09 | 0 | Water | Porous | Wet | R600a | MinimizeLCOE_Brownfield | IgnoreSilica | 189.7145 | 151.719 | 18.8687 | 4 | 3104.2143 | 3581.8922 | 63.2836 | 73.0217 | 205.4806 | 0.67851 | 76580337199.3657 | 18074459.8898 | 1995655.1535 | 18282128.0296 | 28482997.299 | 24077.0464 | 0 | 0 | 26075133.7931 | 67842149.3843 | 46303660.9716 | 207080261.5673 | 3144235.0165 | 24065791.4134 | 24065791.4134 | 1478867.319 | 10508037.6352 | 0 | 234290287.9972 | 270342984.3649 | 1000000 | 75.4749 | 3104.2143 | 3581.8922 | 63.2836 | 73.0217
1 | 6100 | 707 | 0.035 | 15 | 15 | 7 | 1.3335e-09 | 0 | Water | Porous | Wet | R600a | MinimizeLCOE_Brownfield | IgnoreSilica | 189.7191 | 151.7218 | 18.8691 | 4 | 3104.2154 | 3581.8845 | 63.2836 | 73.0216 | 205.4797 | 0.84771 | 76575822830.6308 | 18074698.3201 | 1995680.8021 | 18282397.8122 | 28483886.303 | 24077.0464 | 0 | 0 | 26075688.7107 | 67843593.166 | 46304646.3822 | 207084668.5428 | 3144235.0165 | 24065791.4134 | 24065791.4134 | 1478867.319 | 10508037.6352 | 0 | 234294694.9727 | 270347391.3404 | 1333521.4322 | 75.4763 | 3104.2154 | 3581.8845 | 63.2836 | 73.0216
1 | 6100 | 707 | 0.035 | 15 | 15 | 7 | 1.7783e-09 | 0 | Water | Porous | Wet | R600a | MinimizeLCOE_Brownfield | IgnoreSilica | 189.7191 | 151.7217 | 18.8691 | 4 | 3104.2163 | 3581.8855 | 63.2836 | 73.0216 | 205.4797 | 0.97489 | 76573668257.7728 | 18074694.7756 | 1995680.4145 | 18282393.8107 | 28483895.2235 | 24077.0464 | 0 | 0 | 26075689.0956 | 67843594.1674 | 46304647.0657 | 207084671.5994 | 3144235.0165 | 24065791.4134 | 24065791.4134 | 1478867.319 | 10508037.6352 | 0 | 234294698.0293 | 270347394.397 | 1778279.41 | 75.4763 | 3104.2163 | 3581.8855 | 63.2836 | 73.0216
1 | 6100 | 707 | 0.035 | 15 | 15 | 7 | 2.3714e-09 | 0 | Water | Porous | Wet | R600a | MinimizeLCOE_Brownfield | IgnoreSilica | 189.6996 | 151.7097 | 18.8676 | 4 | 3104.217 | 3581.924 | 63.2837 | 73.0224 | 205.4831 | 1.0718 | 76578970927.6328 | 18073671.6335 | 1995570.3132 | 18281236.1906 | 28480216.1264 | 24077.0464 | 0 | 0 | 26073360.8109 | 67837536.4483 | 46300512.548 | 207066181.1172 | 3144235.0165 | 24065791.4134 | 24065791.4134 | 1478867.319 | 10508037.6352 | 0 | 234276207.5472 | 270328903.9149 | 2371373.7057 | 75.4703 | 3104.217 | 3581.924 | 63.2837 | 73.0224
1 | 6100 | 707 | 0.035 | 15 | 15 | 7 | 3.1623e-09 | 0 | Water | Porous | Wet | R600a | MinimizeLCOE_Brownfield | IgnoreSilica | 189.6996 | 151.7097 | 18.8676 | 4 | 3104.2175 | 3581.9246 | 63.2837 | 73.0224 | 205.483 | 1.1434 | 76577759549.0653 | 18073669.5494 | 1995570.0852 | 18281233.8378 | 28480221.3706 | 24077.0464 | 0 | 0 | 26073361.0369 | 67837537.0362 | 46300512.9492 | 207066182.9116 | 3144235.0165 | 24065791.4134 | 24065791.4134 | 1478867.319 | 10508037.6352 | 0 | 234276209.3415 | 270328905.7092 | 3162277.6602 | 75.4703 | 3104.2175 | 3581.9246 | 63.2837 | 73.0224
1 | 6100 | 707 | 0.035 | 15 | 15 | 7 | 4.217e-09 | 0 | Water | Porous | Wet | R600a | MinimizeLCOE_Brownfield | IgnoreSilica | 189.6996 | 151.7097 | 18.8676 | 4 | 3104.2179 | 3581.9251 | 63.2837 | 73.0224 | 205.483 | 1.197 | 76576845062.0422 | 18073667.9608 | 1995569.9115 | 18281232.0444 | 28480225.368 | 24077.0464 | 0 | 0 | 26073361.2091 | 67837537.4843 | 46300513.255 | 207066184.2794 | 3144235.0165 | 24065791.4134 | 24065791.4134 | 1478867.319 | 10508037.6352 | 0 | 234276210.7093 | 270328907.077 | 4216965.0343 | 75.4703 | 3104.2179 | 3581.9251 | 63.2837 | 73.0224
1 | 6100 | 707 | 0.035 | 15 | 15 | 7 | 5.6234e-09 | 0 | Water | Porous | Wet | R600a | MinimizeLCOE_Brownfield | IgnoreSilica | 189.6996 | 151.7097 | 18.8676 | 4 | 3104.2182 | 3581.9254 | 63.2837 | 73.0224 | 205.483 | 1.2372 | 76576161188.2281 | 18073666.7549 | 1995569.7796 | 18281230.6831 | 28480228.4021 | 24077.0464 | 0 | 0 | 26073361.3398 | 67837537.8244 | 46300513.4872 | 207066185.3175 | 3144235.0165 | 24065791.4134 | 24065791.4134 | 1478867.319 | 10508037.6352 | 0 | 234276211.7475 | 270328908.1152 | 5623413.2519 | 75.4703 | 3104.2182 | 3581.9254 | 63.2837 | 73.0224
1 | 6100 | 707 | 0.035 | 15 | 15 | 7 | 7.4989e-09 | 0 | Water | Porous | Wet | R600a | MinimizeLCOE_Brownfield | IgnoreSilica | 189.6996 | 151.7097 | 18.8676 | 4 | 3104.2184 | 3581.9257 | 63.2837 | 73.0224 | 205.483 | 1.2674 | 76575647765.6815 | 18073665.8426 | 1995569.6798 | 18281229.6532 | 28480230.6979 | 24077.0464 | 0 | 0 | 26073361.4387 | 67837538.0817 | 46300513.6628 | 207066186.1031 | 3144235.0165 | 24065791.4134 | 24065791.4134 | 1478867.319 | 10508037.6352 | 0 | 234276212.533 | 270328908.9007 | 7498942.0933 | 75.4703 | 3104.2184 | 3581.9257 | 63.2837 | 73.0224
1 | 6100 | 707 | 0.035 | 15 | 15 | 7 | 1e-08 | 0 | Water | Porous | Wet | R600a | MinimizeLCOE_Brownfield | IgnoreSilica | 189.6996 | 151.7097 | 18.8676 | 4 | 3104.2186 | 3581.9259 | 63.2837 | 73.0224 | 205.483 | 1.29 | 76575262720.9436 | 18073665.1538 | 1995569.6045 | 18281228.8756 | 28480232.4311 | 24077.0464 | 0 | 0 | 26073361.5134 | 67837538.276 | 46300513.7954 | 207066186.6961 | 3144235.0165 | 24065791.4134 | 24065791.4134 | 1478867.319 | 10508037.6352 | 0 | 234276213.126 | 270328909.4937 | 10000000 | 75.4703 | 3104.2186 | 3581.9259 | 63.2837 | 73.0224
1 | 6200 | 707 | 0.035 | 15 | 15 | 7 | 1e-13 | 0 | Water | Porous | Wet | R600a | MinimizeLCOE_Brownfield | IgnoreSilica | 1.0464 | 0.32834 | 0.020975 | 4 | 350303.0293 | 789415.6942 | 7141.4011 | 16093.3067 | 134.2181 | -6.3402e-05 | 46891313603.808 | 194373.7202 | 14431.7494 | 139116.7747 | 87318.1191 | 24077.0464 | 62739.6757 | 0 | 203602.2633 | 529731.3246 | 361552.514 | 1616943.1874 | 3144235.0165 | 24629381.4663 | 24629381.4663 | 1478867.319 | 10733473.6564 | 0 | 29390559.6702 | 66232282.112 | 100 | 0.0839 | 350303.0293 | 789415.6942 | 7141.4011 | 16093.3067
1 | 6200 | 707 | 0.035 | 15 | 15 | 7 | 1.3335e-13 | 0 | Water | Porous | Wet | R600a | MinimizeLCOE_Brownfield | IgnoreSilica | 1.3436 | 0.51479 | 0.042747 | 4 | 175557.2823 | 391019.8326 | 3578.9727 | 7971.4682 | 148.6355 | -6.9957e-05 | 67473295280.8235 | 286586.6871 | 23712.7231 | 197229.0205 | 124152.1998 | 24077.0464 | 68995.6113 | 0 | 282653.7824 | 735407.1615 | 501930.4988 | 2244744.7308 | 3144235.0165 | 24629381.4663 | 24629381.4663 | 1478867.319 | 10733473.6564 | 0 | 30018361.2136 | 66860083.6554 | 133.3521 | 0.17099 | 175557.2823 | 391019.8326 | 3578.9727 | 7971.4682
1 | 6200 | 707 | 0.035 | 15 | 15 | 7 | 1.7783e-13 | 0 | Water | Porous | Wet | R600a | MinimizeLCOE_Brownfield | IgnoreSilica | 1.6604 | 0.94203 | 0.10368 | 4 | 78636.999 | 167470.6434 | 1603.1216 | 3414.1156 | 159.7305 | -7.7773e-05 | 83576651523.9837 | 497715.621 | 60216.0871 | 313424.7027 | 591338.2845 | 24077.0464 | 75670.6995 | 0 | 609352.5521 | 1585410.3451 | 1082075.1374 | 4839280.4757 | 3144235.0165 | 24629381.4663 | 24629381.4663 | 1478867.319 | 10733473.6564 | 0 | 32612896.9586 | 69454619.4004 | 177.8279 | 0.41473 | 78636.999 | 167470.6434 | 1603.1216 | 3414.1156
1 | 6200 | 707 | 0.035 | 15 | 15 | 7 | 2.3714e-13 | 0 | Water | Porous | Wet | R600a | MinimizeLCOE_Brownfield | IgnoreSilica | 2.0819 | 1.2873 | 0.14525 | 4 | 57529.9219 | 120942.0609 | 1172.8253 | 2465.5675 | 170.275 | -8.5204e-05 | 81682806939.8351 | 617598.0853 | 70765.9653 | 402664.0749 | 626401.5687 | 24077.0464 | 82885.5207 | 0 | 711512.9819 | 1851210.8275 | 1263489.4284 | 5650605.4991 | 3144235.0165 | 24629381.4663 | 24629381.4663 | 1478867.319 | 10733473.6564 | 0 | 33424221.9819 | 70265944.4237 | 237.1374 | 0.58099 | 57529.9219 | 120942.0609 | 1172.8253 | 2465.5675
1 | 6200 | 707 | 0.035 | 15 | 15 | 7 | 3.1623e-13 | 0 | Water | Porous | Wet | R600a | MinimizeLCOE_Brownfield | IgnoreSilica | 2.6155 | 1.736 | 0.19827 | 4 | 43059.982 | 89512.9954 | 877.836 | 1824.8435 | 179.495 | -9.3378e-05 | 85022813992.1597 | 761466.5754 | 87264.2093 | 511501.6535 | 583241.356 | 24077.0464 | 91403.8011 | 0 | 802992.3103 | 2089221.2749 | 1425936.4493 | 6377104.6762 | 3144235.0165 | 24629381.4663 | 24629381.4663 | 1478867.319 | 10733473.6564 | 0 | 34150721.1591 | 70992443.6009 | 316.2278 | 0.7931 | 43059.982 | 89512.9954 | 877.836 | 1824.8435
1 | 6200 | 707 | 0.035 | 15 | 15 | 7 | 4.217e-13 | 0 | Water | Porous | Wet | R600a | MinimizeLCOE_Brownfield | IgnoreSilica | 3.2955 | 2.3198 | 0.26736 | 4 | 33034.7656 | 67484.2626 | 673.4584 | 1375.758 | 187.4344 | -3.2312e-07 | 87691238273.1435 | 933105.7258 | 106911.9278 | 644988.9268 | 628704.1296 | 24077.0464 | 101513.143 | 0 | 951327.3508 | 2475158.6226 | 1689346.6194 | 7555133.4921 | 3144235.0165 | 24629381.4663 | 24629381.4663 | 1478867.319 | 10733473.6564 | 0 | 35328749.975 | 72170472.4168 | 421.6965 | 1.0694 | 33034.7656 | 67484.2626 | 673.4584 | 1375.758
1 | 6200 | 707 | 0.035 | 15 | 15 | 7 | 5.6234e-13 | 0 | Water | Porous | Wet | R600a | MinimizeLCOE_Brownfield | IgnoreSilica | 4.158 | 3.0712 | 0.35655 | 4 | 25839.4073 | 51671.387 | 526.7713 | 1053.3911 | 194.1181 | -3.6119e-07 | 89871963974.7814 | 1136367.3742 | 130131.3162 | 807316.6568 | 720261.5099 | 24077.0464 | 113055.5704 | 0 | 1143171.6948 | 2974298.2531 | 2030019.6735 | 9078699.0952 | 3144235.0165 | 24629381.4663 | 24629381.4663 | 1478867.319 | 10733473.6564 | 0 | 36852315.5781 | 73694038.0198 | 562.3413 | 1.4262 | 25839.4073 | 51671.387 | 526.7713 | 1053.3911
1 | 6200 | 707 | 0.035 | 15 | 15 | 7 | 7.4989e-13 | 0 | Water | Porous | Wet | R600a | MinimizeLCOE_Brownfield | IgnoreSilica | 5.2421 | 4.0253 | 0.47029 | 4 | 20584.6295 | 40169.0285 | 419.6455 | 818.9 | 199.6241 | -3.9396e-07 | 91724719516.6374 | 1374509.1717 | 157278.7719 | 1002377.5685 | 851490.598 | 24077.0464 | 125565.5422 | 0 | 1378766.4925 | 3587267.5896 | 2448383.8409 | 10949716.6216 | 3144235.0165 | 24629381.4663 | 24629381.4663 | 1478867.319 | 10733473.6564 | 0 | 38723333.1045 | 75565055.5463 | 749.8942 | 1.8812 | 20584.6295 | 40169.0285 | 419.6455 | 818.9
1 | 6200 | 707 | 0.035 | 15 | 15 | 7 | 1e-12 | 0 | Water | Porous | Wet | R600a | MinimizeLCOE_Brownfield | IgnoreSilica | 6.6648 | 5.2855 | 0.62041 | 4 | 16559.6208 | 31405.3595 | 337.5903 | 640.2407 | 204.2671 | -4.2772e-07 | 93004862584.2505 | 1665169.7908 | 190329.4087 | 1246426.1036 | 1033605.3511 | 24077.0464 | 141408.5376 | 0 | 1677396.3329 | 4364241.1769 | 2978684.2794 | 13321338.0274 | 3144235.0165 | 24629381.4663 | 24629381.4663 | 1478867.319 | 10733473.6564 | 0 | 41094954.5103 | 77936676.952 | 1000 | 2.4816 | 16559.6208 | 31405.3595 | 337.5903 | 640.2407
1 | 6200 | 707 | 0.035 | 15 | 15 | 7 | 1.3335e-12 | 0 | Water | Porous | Wet | R600a | MinimizeLCOE_Brownfield | IgnoreSilica | 8.4869 | 6.9018 | 0.81332 | 4 | 13525.933 | 24850.4503 | 275.7444 | 506.61 | 207.9196 | -4.5433e-07 | 93338285826.8478 | 2009899.9502 | 229428.0987 | 1542994.8946 | 1274135.3372 | 24077.0464 | 159561.1396 | 0 | 2043637.622 | 5317125.8847 | 3629047.6723 | 16229907.6458 | 3144235.0165 | 24629381.4663 | 24629381.4663 | 1478867.319 | 10733473.6564 | 0 | 44003524.1286 | 80845246.5704 | 1333.5214 | 3.2533 | 13525.933 | 24850.4503 | 275.7444 | 506.61
1 | 6200 | 707 | 0.035 | 15 | 15 | 7 | 1.7783e-12 | 0 | Water | Porous | Wet | R600a | MinimizeLCOE_Brownfield | IgnoreSilica | 10.8789 | 8.9974 | 1.0627 | 4 | 11207.8082 | 19875.1756 | 228.4863 | 405.1823 | 210.3873 | -4.7528e-07 | 90863962465.4475 | 2423745.0438 | 276226.0672 | 1907594.7958 | 1599470.8028 | 24077.0464 | 183138.2585 | 0 | 2501558.2857 | 6508541.5191 | 4442213.324 | 19866565.1433 | 3144235.0165 | 24629381.4663 | 24629381.4663 | 1478867.319 | 10733473.6564 | 0 | 47640181.6261 | 84481904.0679 | 1778.2794 | 4.2506 | 11207.8082 | 19875.1756 | 228.4863 | 405.1823
1 | 6200 | 707 | 0.035 | 15 | 15 | 7 | 2.3714e-12 | 0 | Water | Porous | Wet | R600a | MinimizeLCOE_Brownfield | IgnoreSilica | 14.0654 | 11.8986 | 1.4101 | 4 | 9276.7522 | 15808.3751 | 189.1191 | 322.2751 | 213.7167 | -5.0452e-07 | 96723743536.6622 | 2953323.8382 | 335929.7418 | 2385555.1164 | 2019036.5591 | 24077.0464 | 209117.1675 | 0 | 3091545.393 | 8043566.9495 | 5489899.7218 | 24552051.5335 | 3144235.0165 | 24629381.4663 | 24629381.4663 | 1478867.319 | 10733473.6564 | 0 | 52325668.0163 | 89167390.4581 | 2371.3737 | 5.6405 | 9276.7522 | 15808.3751 | 189.1191 | 322.2751
1 | 6200 | 707 | 0.035 | 15 | 15 | 7 | 3.1623e-12 | 0 | Water | Porous | Wet | R600a | MinimizeLCOE_Brownfield | IgnoreSilica | 18.2311 | 15.6346 | 1.8566 | 4 | 7828.8978 | 12789.8537 | 159.6027 | 260.7385 | 215.7389 | -5.2311e-07 | 96618085325.857 | 3583233.5408 | 406704.8684 | 2967991.2773 | 2580229.2253 | 24077.0464 | 242064.2787 | 0 | 3823677.0924 | 9948423.4503 | 6790003.4245 | 30366404.2041 | 3144235.0165 | 24629381.4663 | 24629381.4663 | 1478867.319 | 10733473.6564 | 0 | 58140020.6869 | 94981743.1287 | 3162.2777 | 7.4263 | 7828.8978 | 12789.8537 | 159.6027 | 260.7385