## CO2
Time [year] | Depth [m] | Res Length [m] | Temp Gradient [C/m] | Temp Surface Air [C] | Temp Surface Rock [C] | dT Approach [C] | Transmissivity [m^3] | Config Number [-] | Fluid | Reservoir | Cooling Wet/Dry | orcFluid | Method | Silica? | mass flow [kg/s] | Reservoir Heat [MWth] | Electric Power I-P Pair [MWe] | N_IP_Multiplier | SpCC (Brownfield) [$/kWe] | SpCC (Greenfield) [$/kWe] | LCOE (Brownfield) [$/MWh] | LCOE (Greenfield) [$/MWh] | Temp Production [C] | dP Surface [Mpa] | dW/dmdot [MW/(kg/s)] | C_T_G_N | C_pump_orc_N | C_coolingTowers_N | C_heatExchanger_N | C_recuperator_N | C_pump_prod_N | C_pump_inj_N | C_plant_otherEquipment_N | C_plant_installation_N | C_plant_indirectContingency_N | C_surfacePlant_N | C_gatheringSystem_N | C_wells_production_N | C_wells_injection_N | C_wellfield_N | C_exploration_N | C_stimulation_N | CapitalCost_N (Brownfield) | CapitalCost_N (Greenfield) | Trans [mD-m] | Electric Power 5-spot [MW] | Sp CC (Brownfield) [$/kWe] | Sp CC (Greenfield) [$/kWe] | LCOE (Brownfield) [$/MWh] | LCOE (Greenfield) [$/MWh]
1 | 1000 | 707 | 0.035 | 15 | 15 | 7 | 1e-13 | 0 | CO2 | Porous | Wet | R245fa | MinimizeLCOE | IgnoreSilica | 0.09619 | -0.0065348 | 4.0689e-05 | 4 | 42512143.2956 | 117540155.6636 | 953324.4682 | 2635809.3878 | 23.4449 | 0.43254 | 41817377.2772 | 2051.5964 | 0 | 298.3237 | 0 | 0 | 0 | 0 | 916.4689 | 2384.464 | 1627.4457 | 7278.2988 | 3144235.0165 | 3767508.2258 | 3767508.2258 | 5798963.8404 | 2644637.3607 | 0 | 6919021.541 | 19130130.968 | 100 | 0.00016275 | 42512143.2956 | 117540155.6636 | 953324.4682 | 2635809.3878
1 | 1000 | 707 | 0.035 | 15 | 15 | 7 | 1.3335e-13 | 0 | CO2 | Porous | Wet | R245fa | MinimizeLCOE | IgnoreSilica | 0.26659 | 0.0014001 | 6.0694e-05 | 4 | 28588328.2627 | 78886414.3205 | 641086.3044 | 1769008.6444 | 25.567 | 0.47105 | 51287633.158 | 4703.2557 | 0 | 4589.935 | 0 | 0 | 0 | 0 | 3624.3444 | 9429.8006 | 6436.0327 | 28783.3684 | 3144235.0165 | 3767508.2258 | 3767508.2258 | 5798963.8404 | 2644637.3607 | 0 | 6940526.6107 | 19151636.0376 | 133.3521 | 0.00024277 | 28588328.2627 | 78886414.3205 | 641086.3044 | 1769008.6444
1 | 1000 | 707 | 0.035 | 15 | 15 | 7 | 1.7783e-13 | 0 | CO2 | Porous | Wet | R245fa | MinimizeLCOE | IgnoreSilica | 0.30086 | 0.0019387 | 9.3104e-05 | 4 | 18663443.8961 | 51452235.9801 | 418523.1877 | 1153803.8712 | 26.4647 | 0.60554 | 36219858.3566 | 6216.3461 | 0 | 6325.0456 | 0 | 0 | 0 | 0 | 4891.1427 | 12725.7501 | 8685.5859 | 38843.8704 | 3144235.0165 | 3767508.2258 | 3767508.2258 | 5798963.8404 | 2644637.3607 | 0 | 6950587.1127 | 19161696.5396 | 177.8279 | 0.00037242 | 18663443.8961 | 51452235.9801 | 418523.1877 | 1153803.8712
1 | 1000 | 707 | 0.035 | 15 | 15 | 7 | 2.3714e-13 | 0 | CO2 | Porous | Wet | R245fa | MinimizeLCOE | IgnoreSilica | 0.46663 | 0.012359 | 0.00014025 | 4 | 12414633.3405 | 34180837.7081 | 278395.1316 | 766496.9678 | 26.3984 | 0.59383 | 79048779.7169 | 8251.1123 | 0 | 8867.0733 | 0 | 0 | 0 | 0 | 6676.0924 | 17369.8229 | 11855.2611 | 53019.362 | 3144235.0165 | 3767508.2258 | 3767508.2258 | 5798963.8404 | 2644637.3607 | 0 | 6964762.6043 | 19175872.0312 | 237.1374 | 0.00056101 | 12414633.3405 | 34180837.7081 | 278395.1316 | 766496.9678
1 | 1000 | 707 | 0.035 | 15 | 15 | 7 | 3.1623e-13 | 0 | CO2 | Porous | Wet | R245fa | MinimizeLCOE | IgnoreSilica | 0.55924 | 0.016321 | 0.00021471 | 4 | 8131003.7716 | 22348819.8182 | 182335.7809 | 501166.8459 | 27.2204 | 0.71916 | 125949278.3914 | 10914.8352 | 0 | 12218.0246 | 0 | 0 | 0 | 0 | 9021.8153 | 23472.9129 | 16020.7454 | 71648.3335 | 3144235.0165 | 3767508.2258 | 3767508.2258 | 5798963.8404 | 2644637.3607 | 0 | 6983391.5758 | 19194501.0027 | 316.2278 | 0.00085886 | 8131003.7716 | 22348819.8182 | 182335.7809 | 501166.8459
1 | 1000 | 707 | 0.035 | 15 | 15 | 7 | 4.217e-13 | 0 | CO2 | Porous | Wet | R245fa | MinimizeLCOE | IgnoreSilica | 0.74446 | 0.026737 | 0.00030361 | 4 | 5767542.3879 | 15822565.9704 | 129335.7345 | 354817.1915 | 27.4463 | 0.7536 | 646668269.1742 | 13803.0886 | 0 | 16070.4362 | 0 | 0 | 0 | 0 | 11650.6747 | 30312.6656 | 20689.0171 | 92525.8821 | 3144235.0165 | 3767508.2258 | 3767508.2258 | 5798963.8404 | 2644637.3607 | 0 | 7004269.1244 | 19215378.5513 | 421.6965 | 0.0012144 | 5767542.3879 | 15822565.9704 | 129335.7345 | 354817.1915
1 | 1000 | 707 | 0.035 | 15 | 15 | 7 | 5.6234e-13 | 0 | CO2 | Porous | Wet | R245fa | MinimizeLCOE | IgnoreSilica | 0.96858 | 0.039086 | 0.00042451 | 4 | 4140189.5064 | 11331519.6155 | 92842.7422 | 254106.5699 | 27.7211 | 0.79602 | 94853110.5812 | 17318.402 | 0 | 20919.1754 | 0 | 0 | 0 | 0 | 14912.6552 | 38799.6697 | 26481.5718 | 118431.4741 | 3144235.0165 | 3767508.2258 | 3767508.2258 | 5798963.8404 | 2644637.3607 | 0 | 7030174.7164 | 19241284.1433 | 562.3413 | 0.001698 | 4140189.5064 | 11331519.6155 | 92842.7422 | 254106.5699
1 | 1000 | 707 | 0.035 | 15 | 15 | 7 | 7.4989e-13 | 0 | CO2 | Porous | Wet | R245fa | MinimizeLCOE | IgnoreSilica | 1.2075 | 0.051493 | 0.00058316 | 4 | 3027170.6043 | 8262101.6073 | 67883.5642 | 185275.618 | 28.104 | 0.85585 | 399545138.0021 | 21460.6843 | 0 | 26807.2889 | 0 | 0 | 0 | 0 | 18824.5095 | 48977.5123 | 33428.1586 | 149498.1536 | 3144235.0165 | 3767508.2258 | 3767508.2258 | 5798963.8404 | 2644637.3607 | 0 | 7061241.3958 | 19272350.8228 | 749.8942 | 0.0023326 | 3027170.6043 | 8262101.6073 | 67883.5642 | 185275.618
1 | 1000 | 707 | 0.035 | 15 | 15 | 7 | 1e-12 | 0 | CO2 | Porous | Wet | R245fa | MinimizeLCOE | IgnoreSilica | 1.5779 | 0.071938 | 0.00079554 | 4 | 2231236.1459 | 6068589.9327 | 50034.9276 | 136086.6525 | 28.2809 | 0.88359 | 243041557.9929 | 26532.6265 | 0 | 34304.4745 | 0 | 0 | 0 | 0 | 23726.4694 | 61731.4064 | 42132.9533 | 188427.93 | 3144235.0165 | 3767508.2258 | 3767508.2258 | 5798963.8404 | 2644637.3607 | 0 | 7100171.1723 | 19311280.5992 | 1000 | 0.0031822 | 2231236.1459 | 6068589.9327 | 50034.9276 | 136086.6525
1 | 1000 | 707 | 0.035 | 15 | 15 | 7 | 1.3335e-12 | 0 | CO2 | Porous | Wet | R245fa | MinimizeLCOE | IgnoreSilica | 2.1116 | 0.10203 | 0.001083 | 4 | 1650261.9249 | 4468953.3019 | 37006.7221 | 100215.1903 | 28.3536 | 0.89495 | 139196086.8216 | 32793.2332 | 0 | 43889.7429 | 0 | 0 | 0 | 0 | 29906.3607 | 77810.2158 | 53107.0711 | 237506.6236 | 3144235.0165 | 3767508.2258 | 3767508.2258 | 5798963.8404 | 2644637.3607 | 0 | 7149249.8659 | 19360359.2929 | 1333.5214 | 0.0043322 | 1650261.9249 | 4468953.3019 | 37006.7221 | 100215.1903
1 | 1000 | 707 | 0.035 | 15 | 15 | 7 | 1.7783e-12 | 0 | CO2 | Porous | Wet | R245fa | MinimizeLCOE | IgnoreSilica | 1.5308 | 0.061274 | 0.0010864 | 4 | 1645597.933 | 4455475.4519 | 36902.1332 | 99912.9528 | 29.8139 | 1.1301 | 495283422.9618 | 33003.7456 | 0 | 44375.5449 | 0 | 0 | 0 | 0 | 30177.9233 | 78516.7661 | 53589.3062 | 239663.2862 | 3144235.0165 | 3767508.2258 | 3767508.2258 | 5798963.8404 | 2644637.3607 | 0 | 7151406.5285 | 19362515.9554 | 1778.2794 | 0.0043458 | 1645597.933 | 4455475.4519 | 36902.1332 | 99912.9528
1 | 1000 | 707 | 0.035 | 15 | 15 | 7 | 2.3714e-12 | 0 | CO2 | Porous | Wet | R245fa | MinimizeLCOE | IgnoreSilica | 1.9336 | 0.081708 | 0.0014237 | 4 | 1265627.2963 | 3409951.3338 | 28381.3841 | 76467.3289 | 29.9961 | 1.16 | 235088880.9295 | 39906.8654 | 0 | 55507.5395 | 0 | 0 | 0 | 0 | 37211.6179 | 96816.9966 | 66079.5896 | 295522.609 | 3144235.0165 | 3767508.2258 | 3767508.2258 | 5798963.8404 | 2644637.3607 | 0 | 7207265.8512 | 19418375.2782 | 2371.3737 | 0.0056946 | 1265627.2963 | 3409951.3338 | 28381.3841 | 76467.3289
1 | 1000 | 707 | 0.035 | 15 | 15 | 7 | 3.1623e-12 | 0 | CO2 | Porous | Wet | R245fa | MinimizeLCOE | IgnoreSilica | 3.7 | 0.18149 | 0.0024397 | 4 | 753149.3158 | 2004422.273 | 16889.1901 | 44948.6817 | 29.4626 | 1.0727 | 579416308.0115 | 57417.4289 | 0 | 84063.6539 | 0 | 0 | 0 | 0 | 55177.6223 | 143560.8547 | 97983.2332 | 438202.7931 | 3144235.0165 | 3767508.2258 | 3767508.2258 | 5798963.8404 | 2644637.3607 | 0 | 7349946.0354 | 19561055.4623 | 3162.2777 | 0.0097589 | 753149.3158 | 2004422.273 | 16889.1901 | 44948.6817
1 | 1000 | 707 | 0.035 | 15 | 15 | 7 | 4.217e-12 | 0 | CO2 | Porous | Wet | R245fa | MinimizeLCOE | IgnoreSilica | 3.7 | 0.17499 | 0.0027998 | 4 | 661389.1441 | 1751740.9272 | 14831.4906 | 39282.364 | 30.1335 | 1.1827 | 592353169.0081 | 63887.2759 | 0 | 96032.2664 | 0 | 0 | 0 | 0 | 62368.6215 | 162270.3595 | 110752.8547 | 495311.378 | 3144235.0165 | 3767508.2258 | 3767508.2258 | 5798963.8404 | 2644637.3607 | 0 | 7407054.6203 | 19618164.0472 | 4216.965 | 0.011199 | 661389.1441 | 1751740.9272 | 14831.4906 | 39282.364
1 | 1000 | 707 | 0.035 | 15 | 15 | 7 | 5.6234e-12 | 0 | CO2 | Porous | Wet | R245fa | MinimizeLCOE | IgnoreSilica | 3.805 | 0.17619 | 0.0030595 | 4 | 609005.291 | 1606819.1925 | 13656.7955 | 36032.5294 | 30.4523 | 1.2357 | 110348207.1038 | 68859.3098 | 0 | 105869.6282 | 0 | 0 | 0 | 0 | 68144.2858 | 177297.4534 | 121009.155 | 541179.8323 | 3144235.0165 | 3767508.2258 | 3767508.2258 | 5798963.8404 | 2644637.3607 | 0 | 7452923.0746 | 19664032.5015 | 5623.4133 | 0.012238 | 609005.291 | 1606819.1925 | 13656.7955 | 36032.5294
1 | 1000 | 707 | 0.035 | 15 | 15 | 7 | 7.4989e-12 | 0 | CO2 | Porous | Wet | R245fa | MinimizeLCOE | IgnoreSilica | 5.3541 | 0.25698 | 0.0042758 | 4 | 444784.7864 | 1158754.8196 | 9974.1906 | 25984.7949 | 30.4159 | 1.2296 | 587009232.8311 | 86670.611 | 0 | 137870.5009 | 0 | 0 | 0 | 0 | 87571.0336 | 227841.8662 | 155506.7554 | 695460.7671 | 3144235.0165 | 3767508.2258 | 3767508.2258 | 5798963.8404 | 2644637.3607 | 0 | 7607204.0094 | 19818313.4363 | 7498.9421 | 0.017103 | 444784.7864 | 1158754.8196 | 9974.1906 | 25984.7949
1 | 1000 | 707 | 0.035 | 15 | 15 | 7 | 1e-11 | 0 | CO2 | Porous | Wet | R245fa | MinimizeLCOE | IgnoreSilica | 7.0669 | 0.34522 | 0.0056847 | 4 | 342065.0303 | 879078.5669 | 7670.7251 | 19713.1229 | 30.4553 | 1.2361 | 590499076.0887 | 105850.6642 | 0 | 173896.2456 | 0 | 0 | 0 | 0 | 109101.2948 | 283859.1893 | 193739.7294 | 866447.1233 | 3144235.0165 | 3767508.2258 | 3767508.2258 | 5798963.8404 | 2644637.3607 | 0 | 7778190.3656 | 19989299.7925 | 10000 | 0.022739 | 342065.0303 | 879078.5669 | 7670.7251 | 19713.1229
1 | 1000 | 707 | 0.035 | 15 | 15 | 7 | 1.3335e-11 | 0 | CO2 | Porous | Wet | R245fa | MinimizeLCOE | IgnoreSilica | 9.2789 | 0.45899 | 0.0075151 | 4 | 265699.7233 | 671918.1808 | 5958.2516 | 15067.6017 | 30.4926 | 1.2424 | 595200144.2697 | 128815.2251 | 0 | 218366.5077 | 0 | 0 | 0 | 0 | 135400.8758 | 352285.3043 | 240441.9589 | 1075309.8718 | 3144235.0165 | 3767508.2258 | 3767508.2258 | 5798963.8404 | 2644637.3607 | 0 | 7987053.1141 | 20198162.541 | 13335.2143 | 0.03006 | 265699.7233 | 671918.1808 | 5958.2516 | 15067.6017
1 | 1000 | 707 | 0.035 | 15 | 15 | 7 | 1.7783e-11 | 0 | CO2 | Porous | Wet | R245fa | MinimizeLCOE | IgnoreSilica | 12.1164 | 0.60463 | 0.0098759 | 4 | 208610.1555 | 517725.4011 | 4678.032 | 11609.8661 | 30.528 | 1.2483 | 600375512.6234 | 156172.2108 | 0 | 272940.659 | 0 | 0 | 0 | 0 | 167354.0192 | 435420.829 | 297183.6628 | 1329071.381 | 3144235.0165 | 3767508.2258 | 3767508.2258 | 5798963.8404 | 2644637.3607 | 0 | 8240814.6232 | 20451924.0502 | 17782.7941 | 0.039503 | 208610.1555 | 517725.4011 | 4678.032 | 11609.8661
1 | 1000 | 707 | 0.035 | 15 | 15 | 7 | 2.3714e-11 | 0 | CO2 | Porous | Wet | R245fa | MinimizeLCOE | IgnoreSilica | 15.6831 | 0.78713 | 0.012866 | 4 | 166040.3548 | 403323.3555 | 3723.4146 | 9044.4281 | 30.5642 | 1.2543 | 606255934.8073 | 188299.0298 | 0 | 338962.165 | 0 | 0 | 0 | 0 | 205631.866 | 535011.9344 | 365156.6386 | 1633061.6338 | 3144235.0165 | 3767508.2258 | 3767508.2258 | 5798963.8404 | 2644637.3607 | 0 | 8544804.8761 | 20755914.303 | 23713.7371 | 0.051462 | 166040.3548 | 403323.3555 | 3723.4146 | 9044.4281
1 | 1000 | 707 | 0.035 | 15 | 15 | 7 | 3.1623e-11 | 0 | CO2 | Porous | Wet | R245fa | MinimizeLCOE | IgnoreSilica | 20 | 1.0069 | 0.016528 | 4 | 134617.55 | 319315.9217 | 3018.7658 | 7160.5818 | 30.6065 | 1.2614 | 10111899981.7378 | 225070.4068 | 0 | 416896.152 | 0 | 0 | 0 | 0 | 250366.9579 | 651403.4672 | 444596.2514 | 1988333.2354 | 3144235.0165 | 3767508.2258 | 3767508.2258 | 5798963.8404 | 2644637.3607 | 0 | 8900076.4776 | 21111185.9046 | 31622.7766 | 0.066114 | 134617.55 | 319315.9217 | 3018.7658 | 7160.5818
1 | 1000 | 707 | 0.035 | 15 | 15 | 7 | 4.217e-11 | 0 | CO2 | Porous | Wet | R245fa | MinimizeLCOE | IgnoreSilica | 24.7622 | 1.2467 | 0.020745 | 4 | 111843.7461 | 258999.6641 | 2508.0688 | 5808.0044 | 30.6674 | 1.2723 | 471161246.7091 | 264066.1417 | 0 | 500848.7607 | 0 | 0 | 0 | 0 | 298316.8119 | 776159.1515 | 529744.5693 | 2369135.4351 | 3144235.0165 | 3767508.2258 | 3767508.2258 | 5798963.8404 | 2644637.3607 | 0 | 9280878.6774 | 21491988.1043 | 42169.6503 | 0.082981 | 111843.7461 | 258999.6641 | 2508.0688 | 5808.0044
1 | 1000 | 707 | 0.035 | 15 | 15 | 7 | 5.6234e-11 | 0 | CO2 | Porous | Wet | R245fa | MinimizeLCOE | IgnoreSilica | 31.3905 | 1.5831 | 0.026295 | 4 | 92717.4246 | 208814.7259 | 2079.1657 | 4682.6194 | 30.6666 | 1.2721 | 451436280.9801 | 311711.6699 | 0 | 605317.4373 | 0 | 0 | 0 | 0 | 357641.3518 | 930509.4351 | 635091.8095 | 2840271.7036 | 3144235.0165 | 3767508.2258 | 3767508.2258 | 5798963.8404 | 2644637.3607 | 0 | 9752014.9458 | 21963124.3728 | 56234.1325 | 0.10518 | 92717.4246 | 208814.7259 | 2079.1657 | 4682.6194
1 | 1000 | 707 | 0.035 | 15 | 15 | 7 | 7.4989e-11 | 0 | CO2 | Porous | Wet | R245fa | MinimizeLCOE | IgnoreSilica | 38.7259 | 1.9528 | 0.032449 | 4 | 78928.3403 | 173007.9691 | 1769.9488 | 3879.6616 | 30.6653 | 1.272 | 426387755.0323 | 360929.5773 | 0 | 715119.7396 | 0 | 0 | 0 | 0 | 419659.2336 | 1091867.2419 | 745221.8282 | 3332797.6207 | 3144235.0165 | 3767508.2258 | 3767508.2258 | 5798963.8404 | 2644637.3607 | 0 | 10244540.8629 | 22455650.2899 | 74989.4209 | 0.1298 | 78928.3403 | 173007.9691 | 1769.9488 | 3879.6616
1 | 1000 | 707 | 0.035 | 15 | 15 | 7 | 1e-10 | 0 | CO2 | Porous | Wet | R245fa | MinimizeLCOE | IgnoreSilica | 46.346 | 2.3337 | 0.038843 | 4 | 69062.4386 | 147655.3694 | 1548.7084 | 3311.1357 | 30.6627 | 1.2717 | 395829902.5987 | 408990.7301 | 0 | 823907.4629 | 0 | 0 | 0 | 0 | 480830.2953 | 1251021.7964 | 853848.082 | 3818598.3667 | 3144235.0165 | 3767508.2258 | 3767508.2258 | 5798963.8404 | 2644637.3607 | 0 | 10730341.609 | 22941451.0359 | 100000 | 0.15537 | 69062.4386 | 147655.3694 | 1548.7084 | 3311.1357
1 | 1000 | 707 | 0.035 | 15 | 15 | 7 | 1.3335e-10 | 0 | CO2 | Porous | Wet | R245fa | MinimizeLCOE | IgnoreSilica | 53.7022 | 2.6975 | 0.045035 | 4 | 62053.2279 | 129840.0468 | 1391.5285 | 2911.6315 | 30.6602 | 1.2715 | 361458296.508 | 453014.3529 | 0 | 924502.1028 | 0 | 0 | 0 | 0 | 537231.4177 | 1397765.9476 | 954003.9805 | 4266517.8016 | 3144235.0165 | 3767508.2258 | 3767508.2258 | 5798963.8404 | 2644637.3607 | 0 | 11178261.0439 | 23389370.4708 | 133352.1432 | 0.18014 | 62053.2279 | 129840.0468 | 1391.5285 | 2911.6315
1 | 1000 | 707 | 0.035 | 15 | 15 | 7 | 1.7783e-10 | 0 | CO2 | Porous | Wet | R245fa | MinimizeLCOE | IgnoreSilica | 60.4185 | 3.0261 | 0.050691 | 4 | 57068.6821 | 117292.1888 | 1279.7513 | 2630.2488 | 30.657 | 1.2712 | 326156365.4164 | 491454.8146 | 0 | 1013001.884 | 0 | 0 | 0 | 0 | 586738.1124 | 1526572.2121 | 1041916.9026 | 4659683.9257 | 3144235.0165 | 3767508.2258 | 3767508.2258 | 5798963.8404 | 2644637.3607 | 0 | 11571427.168 | 23782536.595 | 177827.941 | 0.20276 | 57068.6821 | 117292.1888 | 1279.7513 | 2630.2488
1 | 1000 | 707 | 0.035 | 15 | 15 | 7 | 2.3714e-10 | 0 | CO2 | Porous | Wet | R245fa | MinimizeLCOE | IgnoreSilica | 62.146 | 3.0928 | 0.054215 | 4 | 53799.3185 | 110108.1725 | 1206.4366 | 2469.149 | 30.7648 | 1.294 | 333365465.7529 | 505352.7938 | 0 | 1029926.5924 | 0 | 0 | 0 | 0 | 598758.9606 | 1557847.9931 | 1063263.2659 | 4755149.6058 | 3144235.0165 | 3767508.2258 | 3767508.2258 | 5798963.8404 | 2644637.3607 | 0 | 11666892.8481 | 23878002.275 | 237137.3706 | 0.21686 | 53799.3185 | 110108.1725 | 1206.4366 | 2469.149
1 | 1000 | 707 | 0.035 | 15 | 15 | 7 | 3.1623e-10 | 0 | CO2 | Porous | Wet | R245fa | MinimizeLCOE | IgnoreSilica | 70.046 | 3.489 | 0.058989 | 4 | 51328.9863 | 103080.9377 | 1151.04 | 2311.5649 | 30.6596 | 1.2724 | 812570542.3881 | 544416.0751 | 0 | 1134350.4383 | 0 | 0 | 0 | 0 | 654718.9402 | 1703444.3811 | 1162635.7924 | 5199565.627 | 3144235.0165 | 3767508.2258 | 3767508.2258 | 5798963.8404 | 2644637.3607 | 0 | 12111308.8693 | 24322418.2963 | 316227.766 | 0.23595 | 51328.9863 | 103080.9377 | 1151.04 | 2311.5649
1 | 1000 | 707 | 0.035 | 15 | 15 | 7 | 4.217e-10 | 0 | CO2 | Porous | Wet | R245fa | MinimizeLCOE | IgnoreSilica | 74.246 | 3.6891 | 0.062528 | 4 | 49334.2547 | 98157.0597 | 1106.3087 | 2201.1482 | 30.6559 | 1.2719 | 237636555.3615 | 566521.6799 | 0 | 1185767.9156 | 0 | 0 | 0 | 0 | 683392.9422 | 1778048.2526 | 1213554.4676 | 5427285.2579 | 3144235.0165 | 3767508.2258 | 3767508.2258 | 5798963.8404 | 2644637.3607 | 0 | 12339028.5002 | 24550137.9271 | 421696.5034 | 0.25011 | 49334.2547 | 98157.0597 | 1106.3087 | 2201.1482
1 | 1000 | 707 | 0.035 | 15 | 15 | 7 | 5.6234e-10 | 0 | CO2 | Porous | Wet | R245fa | MinimizeLCOE | IgnoreSilica | 76.789 | 3.8057 | 0.065133 | 4 | 47879.2205 | 94749.2405 | 1073.6799 | 2124.7287 | 30.6733 | 1.2758 | 280755870.5058 | 580583.949 | 0 | 1215295.6446 | 0 | 0 | 0 | 0 | 700393.0415 | 1822279.0236 | 1243742.8777 | 5562294.5363 | 3144235.0165 | 3767508.2258 | 3767508.2258 | 5798963.8404 | 2644637.3607 | 0 | 12474037.7786 | 24685147.2055 | 562341.3252 | 0.26053 | 47879.2205 | 94749.2405 | 1073.6799 | 2124.7287
1 | 1000 | 707 | 0.035 | 15 | 15 | 7 | 7.4989e-10 | 0 | CO2 | Porous | Wet | R245fa | MinimizeLCOE | IgnoreSilica | 78.4233 | 3.878 | 0.067092 | 4 | 46799.9218 | 92301.3669 | 1049.4769 | 2069.8357 | 30.6955 | 1.2806 | 284865675.3641 | 590081.6895 | 0 | 1233416.1154 | 0 | 0 | 0 | 0 | 711164.1439 | 1850303.2227 | 1262869.9694 | 5647835.1409 | 3144235.0165 | 3767508.2258 | 3767508.2258 | 5798963.8404 | 2644637.3607 | 0 | 12559578.3832 | 24770687.8102 | 749894.2093 | 0.26837 | 46799.9218 | 92301.3669 | 1049.4769 | 2069.8357
1 | 1000 | 707 | 0.035 | 15 | 15 | 7 | 1e-09 | 0 | CO2 | Porous | Wet | R245fa | MinimizeLCOE | IgnoreSilica | 79.6802 | 3.9334 | 0.068618 | 4 | 45996.8264 | 90485.9905 | 1031.4676 | 2029.1263 | 30.7126 | 1.2844 | 288120327.5658 | 597372.8214 | 0 | 1247222.6441 | 0 | 0 | 0 | 0 | 719392.2315 | 1871711.0188 | 1277481.2301 | 5713179.9458 | 3144235.0165 | 3767508.2258 | 3767508.2258 | 5798963.8404 | 2644637.3607 | 0 | 12624923.1881 | 24836032.615 | 1000000 | 0.27447 | 45996.8264 | 90485.9905 | 1031.4676 | 2029.1263
1 | 1000 | 707 | 0.035 | 15 | 15 | 7 | 1.3335e-09 | 0 | CO2 | Porous | Wet | R245fa | MinimizeLCOE | IgnoreSilica | 80.6398 | 3.9754 | 0.069797 | 4 | 45398.2097 | 89136.4277 | 1018.0438 | 1998.8627 | 30.7256 | 1.2873 | 290657392.8663 | 602933.8089 | 0 | 1257686.543 | 0 | 0 | 0 | 0 | 725641.9372 | 1887971.471 | 1288579.3229 | 5762813.083 | 3144235.0165 | 3767508.2258 | 3767508.2258 | 5798963.8404 | 2644637.3607 | 0 | 12674556.3253 | 24885665.7522 | 1333521.4322 | 0.27919 | 45398.2097 | 89136.4277 | 1018.0438 | 1998.8627
1 | 1000 | 707 | 0.035 | 15 | 15 | 7 | 1.7783e-09 | 0 | CO2 | Porous | Wet | R245fa | MinimizeLCOE | IgnoreSilica | 81.3586 | 4.0068 | 0.070696 | 4 | 44951.3851 | 88132.9848 | 1008.0239 | 1976.3607 | 30.7359 | 1.2896 | 292765017.9091 | 607115.686 | 0 | 1265457.8059 | 0 | 0 | 0 | 0 | 730303.6618 | 1900100.3223 | 1296857.5131 | 5799834.9891 | 3144235.0165 | 3767508.2258 | 3767508.2258 | 5798963.8404 | 2644637.3607 | 0 | 12711578.2314 | 24922687.6583 | 1778279.41 | 0.28279 | 44951.3851 | 88132.9848 | 1008.0239 | 1976.3607
1 | 1000 | 707 | 0.035 | 15 | 15 | 7 | 2.3714e-09 | 0 | CO2 | Porous | Wet | R245fa | MinimizeLCOE | IgnoreSilica | 81.9265 | 4.0317 | 0.071389 | 4 | 44617.4985 | 87380.1613 | 1000.5365 | 1959.4789 | 30.7431 | 1.2912 | 293935960.91 | 610374.1308 | 0 | 1271623.6989 | 0 | 0 | 0 | 0 | 733979.1536 | 1909663.1978 | 1303384.3722 | 5829024.5534 | 3144235.0165 | 3767508.2258 | 3767508.2258 | 5798963.8404 | 2644637.3607 | 0 | 12740767.7956 | 24951877.2226 | 2371373.7057 | 0.28556 | 44617.4985 | 87380.1613 | 1000.5365 | 1959.4789
1 | 1000 | 707 | 0.035 | 15 | 15 | 7 | 3.1623e-09 | 0 | CO2 | Porous | Wet | R245fa | MinimizeLCOE | IgnoreSilica | 82.3332 | 4.0493 | 0.071908 | 4 | 44367.7891 | 86821.7043 | 994.9369 | 1946.9556 | 30.749 | 1.2925 | 295058674.3582 | 612747.0039 | 0 | 1275977.1861 | 0 | 0 | 0 | 0 | 736602.4341 | 1916488.4356 | 1308042.7372 | 5849857.797 | 3144235.0165 | 3767508.2258 | 3767508.2258 | 5798963.8404 | 2644637.3607 | 0 | 12761601.0393 | 24972710.4662 | 3162277.6602 | 0.28763 | 44367.7891 | 86821.7043 | 994.9369 | 1946.9556
1 | 1000 | 707 | 0.035 | 15 | 15 | 7 | 4.217e-09 | 0 | CO2 | Porous | Wet | R245fa | MinimizeLCOE | IgnoreSilica | 82.6279 | 4.0619 | 0.072297 | 4 | 44180.9256 | 86406.2223 | 990.7465 | 1937.6385 | 30.7538 | 1.2936 | 259058617.0804 | 614488.6996 | 0 | 1279096.4476 | 0 | 0 | 0 | 0 | 738498.2074 | 1921420.8488 | 1311409.2106 | 5864913.4139 | 3144235.0165 | 3767508.2258 | 3767508.2258 | 5798963.8404 | 2644637.3607 | 0 | 12776656.6562 | 24987766.0831 | 4216965.0343 | 0.28919 | 44180.9256 | 86406.2223 | 990.7465 | 1937.6385
1 | 1000 | 707 | 0.035 | 15 | 15 | 7 | 5.6234e-09 | 0 | CO2 | Porous | Wet | R245fa | MinimizeLCOE | IgnoreSilica | 82.6279 | 4.0601 | 0.072525 | 4 | 44041.4257 | 86134.326 | 987.6183 | 1931.5413 | 30.7626 | 1.2955 | 264708201.2263 | 614926.3684 | 0 | 1278567.7524 | 0 | 0 | 0 | 0 | 738462.7071 | 1921328.4843 | 1311346.1699 | 5864631.4821 | 3144235.0165 | 3767508.2258 | 3767508.2258 | 5798963.8404 | 2644637.3607 | 0 | 12776374.7244 | 24987484.1513 | 5623413.2519 | 0.2901 | 44041.4257 | 86134.326 | 987.6183 | 1931.5413
1 | 1000 | 707 | 0.035 | 15 | 15 | 7 | 7.4989e-09 | 0 | CO2 | Porous | Wet | R245fa | MinimizeLCOE | IgnoreSilica | 80 | 3.9254 | 0.071817 | 4 | 43993.3158 | 86500.9257 | 986.5394 | 1939.7622 | 30.829 | 1.3098 | 101193510.9914 | 604669.1012 | 0 | 1244118.1915 | 0 | 0 | 0 | 0 | 721027.0441 | 1875964.4659 | 1280384.2952 | 5726163.0979 | 3144235.0165 | 3767508.2258 | 3767508.2258 | 5798963.8404 | 2644637.3607 | 0 | 12637906.3402 | 24849015.7671 | 7498942.0933 | 0.28727 | 43993.3158 | 86500.9257 | 986.5394 | 1939.7622
1 | 1000 | 707 | 0.035 | 15 | 15 | 7 | 1e-08 | 0 | CO2 | Porous | Wet | R245fa | MinimizeLCOE | IgnoreSilica | 80 | 3.9244 | 0.071937 | 4 | 43919.6216 | 86356.5244 | 984.8868 | 1936.524 | 30.8338 | 1.3108 | 99544238.3085 | 604901.0323 | 0 | 1243838.3516 | 0 | 0 | 0 | 0 | 721008.3597 | 1875915.8528 | 1280351.1158 | 5726014.7122 | 3144235.0165 | 3767508.2258 | 3767508.2258 | 5798963.8404 | 2644637.3607 | 0 | 12637757.9545 | 24848867.3814 | 10000000 | 0.28775 | 43919.6216 | 86356.5244 | 984.8868 | 1936.524
1 | 1100 | 707 | 0.035 | 15 | 15 | 7 | 1e-13 | 0 | CO2 | Porous | Wet | R245fa | MinimizeLCOE | IgnoreSilica | 0.26659 | 0.0037569 | 7.9686e-05 | 4 | 22835019.1317 | 63021990.5854 | 512069.7472 | 1413252.8027 | 26.3427 | 0.5879 | 4279229.9712 | 5591.2685 | 0 | 5578.907 | 0 | 0 | 0 | 0 | 4356.3684 | 11334.3771 | 7735.9452 | 34596.8663 | 3144235.0165 | 4099666.5474 | 4099666.5474 | 5959114.5985 | 2750527.5283 | 0 | 7278498.4302 | 20087807.1044 | 100 | 0.00031874 | 22835019.1317 | 63021990.5854 | 512069.7472 | 1413252.8027
1 | 1100 | 707 | 0.035 | 15 | 15 | 7 | 1.3335e-13 | 0 | CO2 | Porous | Wet | R245fa | MinimizeLCOE | IgnoreSilica | 0.37402 | 0.011589 | 0.00012498 | 4 | 14586186.8503 | 40208332.0233 | 327091.6906 | 901662.0611 | 26.7248 | 0.64437 | 3647844.5086 | 7579.0349 | 0 | 7979.1682 | 0 | 0 | 0 | 0 | 6067.6992 | 15786.9086 | 10774.8895 | 48187.7004 | 3144235.0165 | 4099666.5474 | 4099666.5474 | 5959114.5985 | 2750527.5283 | 0 | 7292089.2643 | 20101397.9385 | 133.3521 | 0.00049993 | 14586186.8503 | 40208332.0233 | 327091.6906 | 901662.0611
1 | 1100 | 707 | 0.035 | 15 | 15 | 7 | 1.7783e-13 | 0 | CO2 | Porous | Wet | R245fa | MinimizeLCOE | IgnoreSilica | 1.0223 | 0.10038 | 0.00011937 | 4 | 15276828.7084 | 42103853.6506 | 342579.1662 | 944168.6723 | 24.2382 | 0.27082 | 70279077.7148 | 7748.8829 | 0 | 8538.0943 | 0 | 0 | 0 | 0 | 6351.9211 | 16526.3957 | 11279.6047 | 50444.8986 | 3144235.0165 | 4099666.5474 | 4099666.5474 | 5959114.5985 | 2750527.5283 | 0 | 7294346.4625 | 20103655.1367 | 177.8279 | 0.00047748 | 15276828.7084 | 42103853.6506 | 342579.1662 | 944168.6723
1 | 1100 | 707 | 0.035 | 15 | 15 | 7 | 2.3714e-13 | 0 | CO2 | Porous | Wet | R245fa | MinimizeLCOE | IgnoreSilica | 0.65185 | 0.030294 | 0.00028656 | 4 | 6396517.8822 | 17571400.1684 | 143440.3569 | 394034.3728 | 27.725 | 0.7972 | 141815170.4714 | 13224.5953 | 0 | 15240.6924 | 0 | 0 | 0 | 0 | 11101.4622 | 28883.7275 | 19713.7375 | 88164.2149 | 3144235.0165 | 4099666.5474 | 4099666.5474 | 5959114.5985 | 2750527.5283 | 0 | 7332065.7788 | 20141374.453 | 237.1374 | 0.0011463 | 6396517.8822 | 17571400.1684 | 143440.3569 | 394034.3728
1 | 1100 | 707 | 0.035 | 15 | 15 | 7 | 3.1623e-13 | 0 | CO2 | Porous | Wet | R245fa | MinimizeLCOE | IgnoreSilica | 0.83707 | 0.042167 | 0.00040999 | 4 | 4487007.238 | 12297686.013 | 100620.0454 | 275772.6162 | 28.1563 | 0.86442 | 224535071.3944 | 16843.2301 | 0 | 20180.8022 | 0 | 0 | 0 | 0 | 14439.3726 | 37568.2856 | 25641.1269 | 114672.8176 | 3144235.0165 | 4099666.5474 | 4099666.5474 | 5959114.5985 | 2750527.5283 | 0 | 7358574.3815 | 20167883.0557 | 316.2278 | 0.00164 | 4487007.238 | 12297686.013 | 100620.0454 | 275772.6162
1 | 1100 | 707 | 0.035 | 15 | 15 | 7 | 4.217e-13 | 0 | CO2 | Porous | Wet | R245fa | MinimizeLCOE | IgnoreSilica | 2.3894 | 0.24312 | 0.0003646 | 4 | 5045730.939 | 13828905.1019 | 113149.2884 | 310109.8317 | 24.737 | 0.34299 | 666927547.7953 | 16469.7724 | 0 | 20579.4293 | 0 | 0 | 0 | 0 | 14449.1887 | 37593.825 | 25658.5581 | 114750.7735 | 3144235.0165 | 4099666.5474 | 4099666.5474 | 5959114.5985 | 2750527.5283 | 0 | 7358652.3374 | 20167961.0116 | 421.6965 | 0.0014584 | 5045730.939 | 13828905.1019 | 113149.2884 | 310109.8317
1 | 1100 | 707 | 0.035 | 15 | 15 | 7 | 5.6234e-13 | 0 | CO2 | Porous | Wet | R245fa | MinimizeLCOE | IgnoreSilica | 1.4633 | 0.084558 | 0.00079753 | 4 | 2329735.7413 | 6345021.7694 | 52243.7571 | 142285.5691 | 28.6069 | 0.93531 | 248976855.2789 | 26532.5396 | 0 | 34254.3429 | 0 | 0 | 0 | 0 | 23706.8842 | 61680.4497 | 42098.1744 | 188272.3909 | 3144235.0165 | 4099666.5474 | 4099666.5474 | 5959114.5985 | 2750527.5283 | 0 | 7432173.9548 | 20241482.629 | 562.3413 | 0.0031901 | 2329735.7413 | 6345021.7694 | 52243.7571 | 142285.5691
1 | 1100 | 707 | 0.035 | 15 | 15 | 7 | 7.4989e-13 | 0 | CO2 | Porous | Wet | R245fa | MinimizeLCOE | IgnoreSilica | 1.9484 | 0.11772 | 0.0010874 | 4 | 1720068.8586 | 4665046.9338 | 38572.1256 | 104612.5423 | 28.7102 | 0.95166 | 12454424840.5276 | 32830.1532 | 0 | 43886.7946 | 0 | 0 | 0 | 0 | 29919.6096 | 77844.6869 | 53130.5983 | 237611.8425 | 3144235.0165 | 4099666.5474 | 4099666.5474 | 5959114.5985 | 2750527.5283 | 0 | 7481513.4064 | 20290822.0806 | 749.8942 | 0.0043495 | 1720068.8586 | 4665046.9338 | 38572.1256 | 104612.5423
1 | 1100 | 707 | 0.035 | 15 | 15 | 7 | 1e-12 | 0 | CO2 | Porous | Wet | R245fa | MinimizeLCOE | IgnoreSilica | 2.482 | 0.15182 | 0.0014944 | 4 | 1262311.6997 | 3405167.5678 | 28307.0327 | 76360.0541 | 29.0451 | 1.0053 | 580333157.803 | 40859.3377 | 0 | 56580.2197 | 0 | 0 | 0 | 0 | 38001.4274 | 98871.919 | 67482.1163 | 301795.0201 | 3144235.0165 | 4099666.5474 | 4099666.5474 | 5959114.5985 | 2750527.5283 | 0 | 7545696.584 | 20355005.2582 | 1000 | 0.0059777 | 1262311.6997 | 3405167.5678 | 28307.0327 | 76360.0541
1 | 1100 | 707 | 0.035 | 15 | 15 | 7 | 1.3335e-12 | 0 | CO2 | Porous | Wet | R245fa | MinimizeLCOE | IgnoreSilica | 2.2968 | 0.12567 | 0.0018123 | 4 | 1049091.1288 | 2816085.9457 | 23525.6133 | 63150.042 | 30.3508 | 1.2188 | 601065614.7366 | 47693.9252 | 0 | 68917.6733 | 0 | 0 | 0 | 0 | 45478.5234 | 118325.789 | 80759.7823 | 361175.6932 | 3144235.0165 | 4099666.5474 | 4099666.5474 | 5959114.5985 | 2750527.5283 | 0 | 7605077.2571 | 20414385.9313 | 1333.5214 | 0.0072492 | 1049091.1288 | 2816085.9457 | 23525.6133 | 63150.042
1 | 1100 | 707 | 0.035 | 15 | 15 | 7 | 1.7783e-12 | 0 | CO2 | Porous | Wet | R245fa | MinimizeLCOE | IgnoreSilica | 2.423 | 0.12766 | 0.0020991 | 4 | 914998.8184 | 2440538.2602 | 20518.6258 | 54728.4766 | 30.9058 | 1.3122 | 1345809026.3299 | 55735.322 | 0 | 85988.9593 | 0 | 0 | 0 | 0 | 55272.4697 | 143807.6283 | 98151.6613 | 438956.0406 | 3144235.0165 | 4099666.5474 | 4099666.5474 | 5959114.5985 | 2750527.5283 | 0 | 7682857.6045 | 20492166.2787 | 1778.2794 | 0.0083966 | 914998.8184 | 2440538.2602 | 20518.6258 | 54728.4766
1 | 1100 | 707 | 0.035 | 15 | 15 | 7 | 2.3714e-12 | 0 | CO2 | Porous | Wet | R245fa | MinimizeLCOE | IgnoreSilica | 3.1982 | 0.17443 | 0.0028399 | 4 | 685955.8133 | 1813592.4894 | 15382.3922 | 40669.3702 | 30.9988 | 1.329 | 2139468127.8231 | 68385.8324 | 0 | 108598.3001 | 0 | 0 | 0 | 0 | 69023.8117 | 179585.7993 | 122570.9981 | 548164.7416 | 3144235.0165 | 4099666.5474 | 4099666.5474 | 5959114.5985 | 2750527.5283 | 0 | 7792066.3055 | 20601374.9797 | 2371.3737 | 0.011359 | 685955.8133 | 1813592.4894 | 15382.3922 | 40669.3702
1 | 1100 | 707 | 0.035 | 15 | 15 | 7 | 3.1623e-12 | 0 | CO2 | Porous | Wet | R245fa | MinimizeLCOE | IgnoreSilica | 4.5064 | 0.25588 | 0.0038965 | 4 | 510958.8503 | 1332804.2612 | 11458.1279 | 29887.8112 | 30.9348 | 1.3169 | 822324022.1794 | 86972.8104 | 0 | 145465.1484 | 0 | 0 | 0 | 0 | 90650.8039 | 235854.7968 | 160975.7451 | 719919.3046 | 3144235.0165 | 4099666.5474 | 4099666.5474 | 5959114.5985 | 2750527.5283 | 0 | 7963820.8686 | 20773129.5427 | 3162.2777 | 0.015586 | 510958.8503 | 1332804.2612 | 11458.1279 | 29887.8112
1 | 1100 | 707 | 0.035 | 15 | 15 | 7 | 4.217e-12 | 0 | CO2 | Porous | Wet | R245fa | MinimizeLCOE | IgnoreSilica | 5.9459 | 0.34333 | 0.0052299 | 4 | 389029.4981 | 1001345.8837 | 8723.8918 | 22454.9378 | 30.9959 | 1.3279 | 4253358009.4973 | 106203.1357 | 0 | 182560.1404 | 0 | 0 | 0 | 0 | 112617.6777 | 293008.0963 | 199984.0464 | 894373.0965 | 3144235.0165 | 4099666.5474 | 4099666.5474 | 5959114.5985 | 2750527.5283 | 0 | 8138274.6604 | 20947583.3346 | 4216.965 | 0.020919 | 389029.4981 | 1001345.8837 | 8723.8918 | 22454.9378
1 | 1100 | 707 | 0.035 | 15 | 15 | 7 | 5.6234e-12 | 0 | CO2 | Porous | Wet | R245fa | MinimizeLCOE | IgnoreSilica | 8.0265 | 0.47119 | 0.0070354 | 4 | 297570.9876 | 752743.5544 | 6672.957 | 16880.091 | 30.9928 | 1.3272 | 199525231.7868 | 131219.4223 | 0 | 233696.7969 | 0 | 0 | 0 | 0 | 142317.3255 | 370280.4876 | 252724.0413 | 1130238.0737 | 3144235.0165 | 4099666.5474 | 4099666.5474 | 5959114.5985 | 2750527.5283 | 0 | 8374139.6376 | 21183448.3118 | 5623.4133 | 0.028142 | 297570.9876 | 752743.5544 | 6672.957 | 16880.091
1 | 1100 | 707 | 0.035 | 15 | 15 | 7 | 7.4989e-12 | 0 | CO2 | Porous | Wet | R245fa | MinimizeLCOE | IgnoreSilica | 10.7669 | 0.63939 | 0.0094185 | 4 | 229961.1323 | 569965.8256 | 5156.8224 | 12781.3449 | 30.9919 | 1.327 | 181247110.6727 | 161345.4768 | 0 | 297007.4003 | 0 | 0 | 0 | 0 | 178757.6221 | 465090.6644 | 317433.9351 | 1419635.0986 | 3144235.0165 | 4099666.5474 | 4099666.5474 | 5959114.5985 | 2750527.5283 | 0 | 8663536.6625 | 21472845.3367 | 7498.9421 | 0.037674 | 229961.1323 | 569965.8256 | 5156.8224 | 12781.3449
1 | 1100 | 707 | 0.035 | 15 | 15 | 7 | 1e-11 | 0 | CO2 | Porous | Wet | R245fa | MinimizeLCOE | IgnoreSilica | 14.3406 | 0.85823 | 0.012543 | 4 | 179698.4768 | 435011.8052 | 4029.6946 | 9755.0339 | 30.9948 | 1.3274 | 167151835.5942 | 197373.7073 | 0 | 374661.8603 | 0 | 0 | 0 | 0 | 223093.8714 | 580444.4905 | 396165.2917 | 1771739.2211 | 3144235.0165 | 4099666.5474 | 4099666.5474 | 5959114.5985 | 2750527.5283 | 0 | 9015640.7851 | 21824949.4592 | 10000 | 0.050171 | 179698.4768 | 435011.8052 | 4029.6946 | 9755.0339
1 | 1100 | 707 | 0.035 | 15 | 15 | 7 | 1.3335e-11 | 0 | CO2 | Porous | Wet | R245fa | MinimizeLCOE | IgnoreSilica | 18.8159 | 1.1303 | 0.016574 | 4 | 142202.4888 | 335416.6493 | 3188.8562 | 7521.6367 | 31.0182 | 1.3316 | 162427488.2208 | 239128.8199 | 0 | 465864.1131 | 0 | 0 | 0 | 0 | 274947.2439 | 715356.3292 | 488245.3938 | 2183541.8998 | 3144235.0165 | 4099666.5474 | 4099666.5474 | 5959114.5985 | 2750527.5283 | 0 | 9427443.4638 | 22236752.1379 | 13335.2143 | 0.066296 | 142202.4888 | 335416.6493 | 3188.8562 | 7521.6367
1 | 1100 | 707 | 0.035 | 15 | 15 | 7 | 1.7783e-11 | 0 | CO2 | Porous | Wet | R245fa | MinimizeLCOE | IgnoreSilica | 23.8996 | 1.4331 | 0.021613 | 4 | 114111.0775 | 262280.4096 | 2558.9131 | 5881.5744 | 31.0997 | 1.3464 | 190646821.7904 | 284083.6006 | 0 | 562167.716 | 0 | 0 | 0 | 0 | 330038.0135 | 858691.211 | 586074.3958 | 2621054.9369 | 3144235.0165 | 4099666.5474 | 4099666.5474 | 5959114.5985 | 2750527.5283 | 0 | 9864956.5009 | 22674265.175 | 17782.7941 | 0.08645 | 114111.0775 | 262280.4096 | 2558.9131 | 5881.5744
1 | 1100 | 707 | 0.035 | 15 | 15 | 7 | 2.3714e-11 | 0 | CO2 | Porous | Wet | R245fa | MinimizeLCOE | IgnoreSilica | 29.8434 | 1.7823 | 0.027796 | 4 | 93058.5678 | 208265.0956 | 2086.8157 | 4670.2941 | 31.1922 | 1.3635 | 221273317.8572 | 333625.4974 | 0 | 668188.6723 | 0 | 0 | 0 | 0 | 390707.5262 | 1016540.838 | 693810.0098 | 3102872.5437 | 3144235.0165 | 4099666.5474 | 4099666.5474 | 5959114.5985 | 2750527.5283 | 0 | 10346774.1076 | 23156082.7818 | 23713.7371 | 0.11119 | 93058.5678 | 208265.0956 | 2086.8157 | 4670.2941
1 | 1100 | 707 | 0.035 | 15 | 15 | 7 | 3.1623e-11 | 0 | CO2 | Porous | Wet | R245fa | MinimizeLCOE | IgnoreSilica | 36.513 | 2.1678 | 0.035102 | 4 | 77327.6844 | 168556.5621 | 1734.0545 | 3779.8399 | 31.2929 | 1.3824 | 251692954.1054 | 386354.9859 | 0 | 780343.6645 | 0 | 0 | 0 | 0 | 455012.4736 | 1183849.1205 | 808001.3504 | 3613561.5949 | 3144235.0165 | 4099666.5474 | 4099666.5474 | 5959114.5985 | 2750527.5283 | 0 | 10857463.1588 | 23666771.833 | 31622.7766 | 0.14041 | 77327.6844 | 168556.5621 | 1734.0545 | 3779.8399
1 | 1100 | 707 | 0.035 | 15 | 15 | 7 | 4.217e-11 | 0 | CO2 | Porous | Wet | R245fa | MinimizeLCOE | IgnoreSilica | 43.5855 | 2.5685 | 0.043319 | 4 | 65621.7909 | 139545.8441 | 1471.5527 | 3129.2816 | 31.4005 | 1.403 | 281735034.0361 | 439869.787 | 0 | 892542.6829 | 0 | 0 | 0 | 0 | 519640.8632 | 1351998.9332 | 922767.0527 | 4126819.3189 | 3144235.0165 | 4099666.5474 | 4099666.5474 | 5959114.5985 | 2750527.5283 | 0 | 11370720.8828 | 24180029.557 | 42169.6503 | 0.17328 | 65621.7909 | 139545.8441 | 1471.5527 | 3129.2816
1 | 1100 | 707 | 0.035 | 15 | 15 | 7 | 5.6234e-11 | 0 | CO2 | Porous | Wet | R245fa | MinimizeLCOE | IgnoreSilica | 50.6741 | 2.9614 | 0.052067 | 4 | 56948.7047 | 118452.7081 | 1277.0608 | 2656.2732 | 31.5101 | 1.4245 | 309584140.3405 | 491643.9783 | 0 | 998929.6924 | 0 | 0 | 0 | 0 | 581323.7316 | 1512485.1037 | 1032302.1617 | 4616684.6678 | 3144235.0165 | 4099666.5474 | 4099666.5474 | 5959114.5985 | 2750527.5283 | 0 | 11860586.2317 | 24669894.9059 | 56234.1325 | 0.20827 | 56948.7047 | 118452.7081 | 1277.0608 | 2656.2732
1 | 1100 | 707 | 0.035 | 15 | 15 | 7 | 7.4989e-11 | 0 | CO2 | Porous | Wet | R245fa | MinimizeLCOE | IgnoreSilica | 57.3755 | 3.3242 | 0.060857 | 4 | 50544.8168 | 103165.1823 | 1133.4552 | 2313.4541 | 31.6166 | 1.446 | 335211291.9571 | 539323.9242 | 0 | 1094432.8138 | 0 | 0 | 0 | 0 | 637165.1279 | 1657772.9621 | 1131464.1105 | 5060158.9386 | 3144235.0165 | 4099666.5474 | 4099666.5474 | 5959114.5985 | 2750527.5283 | 0 | 12304060.5025 | 25113369.1767 | 74989.4209 | 0.24343 | 50544.8168 | 103165.1823 | 1133.4552 | 2313.4541
1 | 1100 | 707 | 0.035 | 15 | 15 | 7 | 1e-10 | 0 | CO2 | Porous | Wet | R245fa | MinimizeLCOE | IgnoreSilica | 63.4346 | 3.645 | 0.069233 | 4 | 45825.2809 | 92079.5731 | 1027.6208 | 2064.862 | 31.7138 | 1.4662 | 357273299.8469 | 581561.1263 | 0 | 1176964.5655 | 0 | 0 | 0 | 0 | 685825.0198 | 1784376.0195 | 1217873.2985 | 5446600.0296 | 3144235.0165 | 4099666.5474 | 4099666.5474 | 5959114.5985 | 2750527.5283 | 0 | 12690501.5935 | 25499810.2677 | 100000 | 0.27693 | 45825.2809 | 92079.5731 | 1027.6208 | 2064.862
1 | 1100 | 707 | 0.035 | 15 | 15 | 7 | 1.3335e-10 | 0 | CO2 | Porous | Wet | R245fa | MinimizeLCOE | IgnoreSilica | 68.6667 | 3.9163 | 0.076828 | 4 | 42347.8043 | 84029.3402 | 949.6392 | 1884.3375 | 31.7993 | 1.4843 | 375176650.3134 | 617541.3281 | 0 | 1245451.2845 | 0 | 0 | 0 | 0 | 726567.1189 | 1890378.604 | 1290222.2406 | 5770160.5761 | 3144235.0165 | 4099666.5474 | 4099666.5474 | 5959114.5985 | 2750527.5283 | 0 | 13014062.1401 | 25823370.8142 | 133352.1432 | 0.30731 | 42347.8043 | 84029.3402 | 949.6392 | 1884.3375
1 | 1100 | 707 | 0.035 | 15 | 15 | 7 | 1.7783e-10 | 0 | CO2 | Porous | Wet | R245fa | MinimizeLCOE | IgnoreSilica | 73.0371 | 4.1388 | 0.083439 | 4 | 39782.6868 | 78162.0728 | 892.1171 | 1752.7655 | 31.8718 | 1.5 | 390269874.7877 | 647313.7785 | 0 | 1300788.1431 | 0 | 0 | 0 | 0 | 759759.7494 | 1976739.0198 | 1349164.9989 | 6033765.6897 | 3144235.0165 | 4099666.5474 | 4099666.5474 | 5959114.5985 | 2750527.5283 | 0 | 13277667.2536 | 26086975.9278 | 177827.941 | 0.33375 | 39782.6868 | 78162.0728 | 892.1171 | 1752.7655
1 | 1100 | 707 | 0.035 | 15 | 15 | 7 | 2.3714e-10 | 0 | CO2 | Porous | Wet | R245fa | MinimizeLCOE | IgnoreSilica | 76.5861 | 4.3167 | 0.088998 | 4 | 37886.9722 | 73868.8378 | 849.6061 | 1656.4907 | 31.9316 | 1.5132 | 402507889.1884 | 671351.7239 | 0 | 1344502.7623 | 0 | 0 | 0 | 0 | 786183.2496 | 2045487.5472 | 1396087.2815 | 6243612.5645 | 3144235.0165 | 4099666.5474 | 4099666.5474 | 5959114.5985 | 2750527.5283 | 0 | 13487514.1284 | 26296822.8026 | 237137.3706 | 0.35599 | 37886.9722 | 73868.8378 | 849.6061 | 1656.4907
1 | 1100 | 707 | 0.035 | 15 | 15 | 7 | 3.1623e-10 | 0 | CO2 | Porous | Wet | R245fa | MinimizeLCOE | IgnoreSilica | 79.4218 | 4.4571 | 0.093555 | 4 | 36482.8673 | 70712.2262 | 818.1194 | 1585.7045 | 31.9794 | 1.524 | 412039712.4806 | 690463.4188 | 0 | 1378697.109 | 0 | 0 | 0 | 0 | 806972.6059 | 2099577.1877 | 1433004.5726 | 6408714.894 | 3144235.0165 | 4099666.5474 | 4099666.5474 | 5959114.5985 | 2750527.5283 | 0 | 13652616.4579 | 26461925.1321 | 316227.766 | 0.37422 | 36482.8673 | 70712.2262 | 818.1194 | 1585.7045
1 | 1100 | 707 | 0.035 | 15 | 15 | 7 | 4.217e-10 | 0 | CO2 | Porous | Wet | R245fa | MinimizeLCOE | IgnoreSilica | 81.6487 | 4.5662 | 0.09721 | 4 | 35440.5871 | 68382.9333 | 794.7465 | 1533.4706 | 32.0172 | 1.5326 | 419476196.2874 | 705428.1082 | 0 | 1405094.4727 | 0 | 0 | 0 | 0 | 823103.8065 | 2141547.2628 | 1461650.0113 | 6536823.6614 | 3144235.0165 | 4099666.5474 | 4099666.5474 | 5959114.5985 | 2750527.5283 | 0 | 13780725.2253 | 26590033.8995 | 421696.5034 | 0.38884 | 35440.5871 | 68382.9333 | 794.7465 | 1533.4706
1 | 1100 | 707 | 0.035 | 15 | 15 | 7 | 5.6234e-10 | 0 | CO2 | Porous | Wet | R245fa | MinimizeLCOE | IgnoreSilica | 83.3855 | 4.6507 | 0.1001 | 4 | 34665.3426 | 66657.2291 | 777.3619 | 1494.7721 | 32.0464 | 1.5393 | 424993577.8732 | 717058.0306 | 0 | 1425433.1972 | 0 | 0 | 0 | 0 | 835571.5788 | 2173985.8488 | 1483790.0128 | 6635838.6683 | 3144235.0165 | 4099666.5474 | 4099666.5474 | 5959114.5985 | 2750527.5283 | 0 | 13879740.2322 | 26689048.9064 | 562341.3252 | 0.40039 | 34665.3426 | 66657.2291 | 777.3619 | 1494.7721
1 | 1100 | 707 | 0.035 | 15 | 15 | 7 | 7.4989e-10 | 0 | CO2 | Porous | Wet | R245fa | MinimizeLCOE | IgnoreSilica | 84.7233 | 4.7154 | 0.10235 | 4 | 34087.7248 | 65375.8149 | 764.4089 | 1466.0367 | 32.0689 | 1.5445 | 429179568.4008 | 726001.088 | 0 | 1440942.679 | 0 | 0 | 0 | 0 | 845108.0691 | 2198797.8403 | 1500724.7068 | 6711574.3832 | 3144235.0165 | 4099666.5474 | 4099666.5474 | 5959114.5985 | 2750527.5283 | 0 | 13955475.9471 | 26764784.6213 | 749894.2093 | 0.4094 | 34087.7248 | 65375.8149 | 764.4089 | 1466.0367
1 | 1100 | 707 | 0.035 | 15 | 15 | 7 | 1e-09 | 0 | CO2 | Porous | Wet | R245fa | MinimizeLCOE | IgnoreSilica | 85.736 | 4.7641 | 0.10408 | 4 | 33656.7371 | 64423.5695 | 754.7441 | 1444.6829 | 32.0865 | 1.5485 | 432667388.4682 | 732787.0836 | 0 | 1452560.4571 | 0 | 0 | 0 | 0 | 852285.5409 | 2217472.1495 | 1513470.3066 | 6768575.5376 | 3144235.0165 | 4099666.5474 | 4099666.5474 | 5959114.5985 | 2750527.5283 | 0 | 14012477.1016 | 26821785.7757 | 1000000 | 0.41633 | 33656.7371 | 64423.5695 | 754.7441 | 1444.6829
1 | 1100 | 707 | 0.035 | 15 | 15 | 7 | 1.3335e-09 | 0 | CO2 | Porous | Wet | R245fa | MinimizeLCOE | IgnoreSilica | 86.513 | 4.8013 | 0.10542 | 4 | 33334.7932 | 63712.859 | 747.5246 | 1428.7454 | 32.0997 | 1.5516 | 435136612.3668 | 737975.6266 | 0 | 1461440.6316 | 0 | 0 | 0 | 0 | 857772.3407 | 2231747.6772 | 1523213.6475 | 6812149.9235 | 3144235.0165 | 4099666.5474 | 4099666.5474 | 5959114.5985 | 2750527.5283 | 0 | 14056051.4874 | 26865360.1616 | 1333521.4322 | 0.42166 | 33334.7932 | 63712.859 | 747.5246 | 1428.7454
1 | 1100 | 707 | 0.035 | 15 | 15 | 7 | 1.7783e-09 | 0 | CO2 | Porous | Wet | R245fa | MinimizeLCOE | IgnoreSilica | 87.1003 | 4.8294 | 0.10643 | 4 | 33094.0804 | 63182.5041 | 742.1267 | 1416.8523 | 32.1098 | 1.554 | 437042750.7724 | 741899.5381 | 0 | 1468117.0292 | 0 | 0 | 0 | 0 | 861906.4612 | 2242503.8108 | 1530554.9297 | 6844981.7691 | 3144235.0165 | 4099666.5474 | 4099666.5474 | 5959114.5985 | 2750527.5283 | 0 | 14088883.333 | 26898192.0072 | 1778279.41 | 0.42572 | 33094.0804 | 63182.5041 | 742.1267 | 1416.8523
1 | 1100 | 707 | 0.035 | 15 | 15 | 7 | 2.3714e-09 | 0 | CO2 | Porous | Wet | R245fa | MinimizeLCOE | IgnoreSilica | 87.5413 | 4.8504 | 0.1072 | 4 | 32913.9798 | 62786.5216 | 738.088 | 1407.9725 | 32.1175 | 1.5558 | 438570336.7584 | 744851.8857 | 0 | 1473104.0153 | 0 | 0 | 0 | 0 | 865002.8014 | 2250559.8527 | 1536053.3439 | 6869571.8989 | 3144235.0165 | 4099666.5474 | 4099666.5474 | 5959114.5985 | 2750527.5283 | 0 | 14113473.4628 | 26922782.137 | 2371373.7057 | 0.4288 | 32913.9798 | 62786.5216 | 738.088 | 1407.9725
1 | 1100 | 707 | 0.035 | 15 | 15 | 7 | 3.1623e-09 | 0 | CO2 | Porous | Wet | R245fa | MinimizeLCOE | IgnoreSilica | 87.8749 | 4.8663 | 0.10778 | 4 | 32779.1558 | 62490.2388 | 735.0646 | 1401.3284 | 32.1233 | 1.5572 | 439707612.9317 | 747082.6018 | 0 | 1476869.026 | 0 | 0 | 0 | 0 | 867341.1348 | 2256643.7167 | 1540205.706 | 6888142.1853 | 3144235.0165 | 4099666.5474 | 4099666.5474 | 5959114.5985 | 2750527.5283 | 0 | 14132043.7492 | 26941352.4234 | 3162277.6602 | 0.43113 | 32779.1558 | 62490.2388 | 735.0646 | 1401.3284
1 | 1100 | 707 | 0.035 | 15 | 15 | 7 | 4.217e-09 | 0 | CO2 | Porous | Wet | R245fa | MinimizeLCOE | IgnoreSilica | 88.1332 | 4.8786 | 0.10823 | 4 | 32678.1811 | 62267.6335 | 732.8003 | 1396.3365 | 32.1274 | 1.5581 | 440352843.7979 | 748793.7033 | 0 | 1479800.4871 | 0 | 0 | 0 | 0 | 869151.7343 | 2261354.5251 | 1543420.9295 | 6902521.3793 | 3144235.0165 | 4099666.5474 | 4099666.5474 | 5959114.5985 | 2750527.5283 | 0 | 14146422.9433 | 26955731.6174 | 4216965.0343 | 0.4329 | 32678.1811 | 62267.6335 | 732.8003 | 1396.3365
1 | 1100 | 707 | 0.035 | 15 | 15 | 7 | 5.6234e-09 | 0 | CO2 | Porous | Wet | R245fa | MinimizeLCOE | IgnoreSilica | 88.3159 | 4.8872 | 0.10855 | 4 | 32602.5356 | 62102.3685 | 731.1039 | 1392.6305 | 32.1309 | 1.559 | 441170155.1557 | 750029.5602 | 0 | 1481835.222 | 0 | 0 | 0 | 0 | 870427.2651 | 2264673.1945 | 1545685.9896 | 6912651.2314 | 3144235.0165 | 4099666.5474 | 4099666.5474 | 5959114.5985 | 2750527.5283 | 0 | 14156552.7953 | 26965861.4695 | 5623413.2519 | 0.43422 | 32602.5356 | 62102.3685 | 731.1039 | 1392.6305
1 | 1100 | 707 | 0.035 | 15 | 15 | 7 | 7.4989e-09 | 0 | CO2 | Porous | Wet | R245fa | MinimizeLCOE | IgnoreSilica | 88.4692 | 4.8946 | 0.10881 | 4 | 32545.8514 | 61976.6488 | 729.8328 | 1389.8113 | 32.1331 | 1.5595 | 441342174.8518 | 751028.8067 | 0 | 1483591.9363 | 0 | 0 | 0 | 0 | 871502.0898 | 2267469.6679 | 1547594.6402 | 6921187.1408 | 3144235.0165 | 4099666.5474 | 4099666.5474 | 5959114.5985 | 2750527.5283 | 0 | 14165088.7047 | 26974397.3789 | 7498942.0933 | 0.43523 | 32545.8514 | 61976.6488 | 729.8328 | 1389.8113
1 | 1100 | 707 | 0.035 | 15 | 15 | 7 | 1e-08 | 0 | CO2 | Porous | Wet | R245fa | MinimizeLCOE | IgnoreSilica | 88.5741 | 4.8995 | 0.109 | 4 | 32503.3676 | 61883.6956 | 728.8801 | 1387.7268 | 32.135 | 1.5599 | 441757030.9929 | 751734.0815 | 0 | 1484762.7052 | 0 | 0 | 0 | 0 | 872233.7468 | 2269373.2894 | 1548893.901 | 6926997.7238 | 3144235.0165 | 4099666.5474 | 4099666.5474 | 5959114.5985 | 2750527.5283 | 0 | 14170899.2877 | 26980207.9619 | 10000000 | 0.43598 | 32503.3676 | 61883.6956 | 728.8801 | 1387.7268
1 | 1200 | 707 | 0.035 | 15 | 15 | 7 | 1e-13 | 0 | CO2 | Porous | Wet | R245fa | MinimizeLCOE | IgnoreSilica | 0.41292 | 0.022002 | 0.00016417 | 4 | 11634489.0648 | 32072058.6993 | 260900.5861 | 719208.1117 | 27.3337 | 0.73755 | 283399949.6901 | 9063.286 | 0 | 9794.5578 | 0 | 0 | 0 | 0 | 7354.5591 | 19135.0541 | 13060.0676 | 58407.5246 | 3144235.0165 | 4437684.9599 | 4437684.9599 | 6124832.4428 | 2858761.7322 | 0 | 7640327.501 | 21061606.6359 | 100 | 0.0006567 | 11634489.0648 | 32072058.6993 | 260900.5861 | 719208.1117
1 | 1200 | 707 | 0.035 | 15 | 15 | 7 | 1.3335e-13 | 0 | CO2 | Porous | Wet | R245fa | MinimizeLCOE | IgnoreSilica | 0.65185 | 0.049552 | 0.00022592 | 4 | 8473118.0557 | 23325094.0837 | 190007.6105 | 523059.5588 | 26.8687 | 0.66488 | 218318665.9034 | 11355.8924 | 0 | 12852.3836 | 0 | 0 | 0 | 0 | 9441.2276 | 24564.1376 | 16765.5286 | 74979.1698 | 3144235.0165 | 4437684.9599 | 4437684.9599 | 6124832.4428 | 2858761.7322 | 0 | 7656899.1462 | 21078178.2812 | 133.3521 | 0.00090367 | 8473118.0557 | 23325094.0837 | 190007.6105 | 523059.5588
1 | 1200 | 707 | 0.035 | 15 | 15 | 7 | 1.7783e-13 | 0 | CO2 | Porous | Wet | R245fa | MinimizeLCOE | IgnoreSilica | 0.92968 | 0.080089 | 0.00033731 | 4 | 5694223.4939 | 15641504.4128 | 127691.5762 | 350756.9302 | 27.0335 | 0.68957 | 295374753.3187 | 14915.8597 | 0 | 17680.6821 | 0 | 0 | 0 | 0 | 12712.6513 | 33075.7109 | 22574.8523 | 100959.7563 | 3144235.0165 | 4437684.9599 | 4437684.9599 | 6124832.4428 | 2858761.7322 | 0 | 7682879.7327 | 21104158.8677 | 177.8279 | 0.0013492 | 5694223.4939 | 15641504.4128 | 127691.5762 | 350756.9302
1 | 1200 | 707 | 0.035 | 15 | 15 | 7 | 2.3714e-13 | 0 | CO2 | Porous | Wet | R245fa | MinimizeLCOE | IgnoreSilica | 1.2659 | 0.11496 | 0.00049432 | 4 | 3902162.4115 | 10689864.0895 | 87505.0425 | 239717.6009 | 27.297 | 0.72989 | 88215789.1898 | 19321.6432 | 0 | 23878.1818 | 0 | 0 | 0 | 0 | 16847.9318 | 43834.8625 | 29918.1944 | 133800.8136 | 3144235.0165 | 4437684.9599 | 4437684.9599 | 6124832.4428 | 2858761.7322 | 0 | 7715720.79 | 21136999.925 | 237.1374 | 0.0019773 | 3902162.4115 | 10689864.0895 | 87505.0425 | 239717.6009
1 | 1200 | 707 | 0.035 | 15 | 15 | 7 | 3.1623e-13 | 0 | CO2 | Porous | Wet | R245fa | MinimizeLCOE | IgnoreSilica | 1.6706 | 0.15393 | 0.00067494 | 4 | 2870833.2695 | 7842089.8978 | 64377.7375 | 175856.9576 | 27.4233 | 0.74923 | 297235818.1669 | 23894.2237 | 0 | 30569.0818 | 0 | 0 | 0 | 0 | 21240.6891 | 55263.9161 | 37718.7583 | 168686.669 | 3144235.0165 | 4437684.9599 | 4437684.9599 | 6124832.4428 | 2858761.7322 | 0 | 7750606.6454 | 21171885.7804 | 316.2278 | 0.0026998 | 2870833.2695 | 7842089.8978 | 64377.7375 | 175856.9576
1 | 1200 | 707 | 0.035 | 15 | 15 | 7 | 4.217e-13 | 0 | CO2 | Porous | Wet | R245fa | MinimizeLCOE | IgnoreSilica | 2.1116 | 0.18972 | 0.00095689 | 4 | 2037748.5995 | 5544215.7338 | 45696.0165 | 124327.6887 | 27.8573 | 0.81677 | 2460103887.8251 | 30233.6611 | 0 | 40061.9346 | 0 | 0 | 0 | 0 | 27415.2823 | 71328.9409 | 48683.4679 | 217723.2868 | 3144235.0165 | 4437684.9599 | 4437684.9599 | 6124832.4428 | 2858761.7322 | 0 | 7799643.2632 | 21220922.3982 | 421.6965 | 0.0038276 | 2037748.5995 | 5544215.7338 | 45696.0165 | 124327.6887
1 | 1200 | 707 | 0.035 | 15 | 15 | 7 | 5.6234e-13 | 0 | CO2 | Porous | Wet | R245fa | MinimizeLCOE | IgnoreSilica | 1.9484 | 0.14014 | 0.0013747 | 4 | 1430790.8899 | 3871548.9619 | 32085.1375 | 86818.5433 | 29.7833 | 1.1252 | 116251134.0861 | 38775.9419 | 0 | 53478.5721 | 0 | 0 | 0 | 0 | 35979.2605 | 93610.6553 | 63891.1958 | 285735.6255 | 3144235.0165 | 4437684.9599 | 4437684.9599 | 6124832.4428 | 2858761.7322 | 0 | 7867655.602 | 21288934.7369 | 562.3413 | 0.0054988 | 1430790.8899 | 3871548.9619 | 32085.1375 | 86818.5433
1 | 1200 | 707 | 0.035 | 15 | 15 | 7 | 7.4989e-13 | 0 | CO2 | Porous | Wet | R245fa | MinimizeLCOE | IgnoreSilica | 3.7 | 0.33764 | 0.001747 | 4 | 1133928.1165 | 3054542.0157 | 25428.0621 | 68497.3614 | 28.0209 | 0.84226 | 26054513.2147 | 45714.4826 | 0 | 64701.7085 | 0 | 0 | 0 | 0 | 43062.3145 | 112039.3091 | 76469.1306 | 341986.9454 | 3144235.0165 | 4437684.9599 | 4437684.9599 | 6124832.4428 | 2858761.7322 | 0 | 7923906.9218 | 21345186.0567 | 749.8942 | 0.006988 | 1133928.1165 | 3054542.0157 | 25428.0621 | 68497.3614
1 | 1200 | 707 | 0.035 | 15 | 15 | 7 | 1e-12 | 0 | CO2 | Porous | Wet | R245fa | MinimizeLCOE | IgnoreSilica | 2.2988 | 0.14543 | 0.0021201 | 4 | 949907.2015 | 2532508.1921 | 21301.4378 | 56790.8799 | 31.2612 | 1.3734 | 42696113.129 | 58746.9162 | 0 | 94223.0933 | 0 | 0 | 0 | 0 | 59658.3037 | 155218.6687 | 105939.9308 | 473786.9127 | 3144235.0165 | 4437684.9599 | 4437684.9599 | 6124832.4428 | 2858761.7322 | 0 | 8055706.8891 | 21476986.0241 | 1000 | 0.0084805 | 949907.2015 | 2532508.1921 | 21301.4378 | 56790.8799
1 | 1200 | 707 | 0.035 | 15 | 15 | 7 | 1.3335e-12 | 0 | CO2 | Porous | Wet | R245fa | MinimizeLCOE | IgnoreSilica | 3.0371 | 0.19763 | 0.0028939 | 4 | 706154.3059 | 1865586.9222 | 15835.3385 | 41835.3327 | 31.3818 | 1.3941 | 51532257.9705 | 72237.1498 | 0 | 119007.0349 | 0 | 0 | 0 | 0 | 74585.232 | 194055.4742 | 132446.8486 | 592331.7394 | 3144235.0165 | 4437684.9599 | 4437684.9599 | 6124832.4428 | 2858761.7322 | 0 | 8174251.7159 | 21595530.8508 | 1333.5214 | 0.011576 | 706154.3059 | 1865586.9222 | 15835.3385 | 41835.3327
1 | 1200 | 707 | 0.035 | 15 | 15 | 7 | 1.7783e-12 | 0 | CO2 | Porous | Wet | R245fa | MinimizeLCOE | IgnoreSilica | 9.5 | 0.93398 | 0.0042338 | 4 | 487302.2148 | 1279808.8222 | 10927.6336 | 28699.4014 | 27.7978 | 0.8071 | 73471098.4916 | 84531.5293 | 0 | 132000.1586 | 0 | 0 | 0 | 0 | 84447.3583 | 219714.7037 | 149959.8 | 670653.5498 | 3144235.0165 | 4437684.9599 | 4437684.9599 | 6124832.4428 | 2858761.7322 | 0 | 8252573.5262 | 21673852.6612 | 1778.2794 | 0.016935 | 487302.2148 | 1279808.8222 | 10927.6336 | 28699.4014
1 | 1200 | 707 | 0.035 | 15 | 15 | 7 | 2.3714e-12 | 0 | CO2 | Porous | Wet | R245fa | MinimizeLCOE | IgnoreSilica | 5.2419 | 0.35238 | 0.0052948 | 4 | 400970.9889 | 1034675.9932 | 8991.6769 | 23202.3574 | 31.5962 | 1.431 | 90388698.4216 | 107697.1635 | 0 | 186198.8369 | 0 | 0 | 0 | 0 | 114619.4401 | 298216.2716 | 203538.7331 | 910270.4451 | 3144235.0165 | 4437684.9599 | 4437684.9599 | 6124832.4428 | 2858761.7322 | 0 | 8492190.4216 | 21913469.5565 | 2371.3737 | 0.021179 | 400970.9889 | 1034675.9932 | 8991.6769 | 23202.3574
1 | 1200 | 707 | 0.035 | 15 | 15 | 7 | 3.1623e-12 | 0 | CO2 | Porous | Wet | R245fa | MinimizeLCOE | IgnoreSilica | 6.8887 | 0.46766 | 0.0071152 | 4 | 305960.9846 | 777528.5961 | 6861.1006 | 17435.8896 | 31.6798 | 1.4455 | 108492560.273 | 131191.2936 | 0 | 232366.6944 | 0 | 0 | 0 | 0 | 141787.6153 | 368902.2903 | 251783.3933 | 1126031.2869 | 3144235.0165 | 4437684.9599 | 4437684.9599 | 6124832.4428 | 2858761.7322 | 0 | 8707951.2633 | 22129230.3983 | 3162.2777 | 0.028461 | 305960.9846 | 777528.5961 | 6861.1006 | 17435.8896
1 | 1200 | 707 | 0.035 | 15 | 15 | 7 | 4.217e-12 | 0 | CO2 | Porous | Wet | R245fa | MinimizeLCOE | IgnoreSilica | 8.9956 | 0.61406 | 0.0095201 | 4 | 235451.7288 | 587898.2889 | 5279.9477 | 13183.4761 | 31.77 | 1.4612 | 135632959.0456 | 159048.7094 | 0 | 287849.8262 | 0 | 0 | 0 | 0 | 174290.4289 | 453467.944 | 309501.1896 | 1384158.0981 | 3144235.0165 | 4437684.9599 | 4437684.9599 | 6124832.4428 | 2858761.7322 | 0 | 8966078.0745 | 22387357.2095 | 4216.965 | 0.03808 | 235451.7288 | 587898.2889 | 5279.9477 | 13183.4761
1 | 1200 | 707 | 0.035 | 15 | 15 | 7 | 5.6234e-12 | 0 | CO2 | Porous | Wet | R245fa | MinimizeLCOE | IgnoreSilica | 11.7265 | 0.80302 | 0.012688 | 4 | 182846.9769 | 447299.891 | 4100.299 | 10030.5912 | 31.8529 | 1.4758 | 161699373.9831 | 192440.1775 | 0 | 355712.289 | 0 | 0 | 0 | 0 | 213779.4619 | 556210.3078 | 379624.964 | 1697767.2003 | 3144235.0165 | 4437684.9599 | 4437684.9599 | 6124832.4428 | 2858761.7322 | 0 | 9279687.1767 | 22700966.3117 | 5623.4133 | 0.050751 | 182846.9769 | 447299.891 | 4100.299 | 10030.5912
1 | 1200 | 707 | 0.035 | 15 | 15 | 7 | 7.4989e-12 | 0 | CO2 | Porous | Wet | R245fa | MinimizeLCOE | IgnoreSilica | 15.1707 | 1.0392 | 0.016819 | 4 | 143441.0122 | 342934.7397 | 3216.6298 | 7690.2281 | 31.9444 | 1.4921 | 193868319.3738 | 231624.8901 | 0 | 436165.9547 | 0 | 0 | 0 | 0 | 260438.4295 | 677607.3702 | 462480.9536 | 2068317.598 | 3144235.0165 | 4437684.9599 | 4437684.9599 | 6124832.4428 | 2858761.7322 | 0 | 9650237.5745 | 23071516.7094 | 7498.9421 | 0.067277 | 143441.0122 | 342934.7397 | 3216.6298 | 7690.2281
1 | 1200 | 707 | 0.035 | 15 | 15 | 7 | 1e-11 | 0 | CO2 | Porous | Wet | R245fa | MinimizeLCOE | IgnoreSilica | 19.4561 | 1.33 | 0.022143 | 4 | 113839.0559 | 265371.9829 | 2552.8131 | 5950.9021 | 32.044 | 1.5101 | 229638279.9825 | 277121.1995 | 0 | 530307.3772 | 0 | 0 | 0 | 0 | 314897.1449 | 819297.7768 | 559187.5675 | 2500811.066 | 3144235.0165 | 4437684.9599 | 4437684.9599 | 6124832.4428 | 2858761.7322 | 0 | 10082731.0424 | 23504010.1773 | 10000 | 0.08857 | 113839.0559 | 265371.9829 | 2552.8131 | 5950.9021
1 | 1200 | 707 | 0.035 | 15 | 15 | 7 | 1.3335e-11 | 0 | CO2 | Porous | Wet | R245fa | MinimizeLCOE | IgnoreSilica | 24.6501 | 1.6778 | 0.028871 | 4 | 91570.3371 | 207787.7023 | 2053.4425 | 4659.5887 | 32.1549 | 1.5304 | 268844695.9 | 328835.2555 | 0 | 637509.5024 | 0 | 0 | 0 | 0 | 376874.4556 | 980550.0259 | 669245.5409 | 2993014.7804 | 3144235.0165 | 4437684.9599 | 4437684.9599 | 6124832.4428 | 2858761.7322 | 0 | 10574934.7568 | 23996213.8917 | 13335.2143 | 0.11548 | 91570.3371 | 207787.7023 | 2053.4425 | 4659.5887
1 | 1200 | 707 | 0.035 | 15 | 15 | 7 | 1.7783e-11 | 0 | CO2 | Porous | Wet | R245fa | MinimizeLCOE | IgnoreSilica | 30.7519 | 2.0796 | 0.037151 | 4 | 74820.7001 | 165135.918 | 1677.836 | 3703.1328 | 32.2769 | 1.5532 | 309732601.666 | 386108.2867 | 0 | 755806.1842 | 0 | 0 | 0 | 0 | 445346.6436 | 1158700.6136 | 790836.9777 | 3536798.7058 | 3144235.0165 | 4437684.9599 | 4437684.9599 | 6124832.4428 | 2858761.7322 | 0 | 11118718.6822 | 24539997.8172 | 17782.7941 | 0.1486 | 74820.7001 | 165135.918 | 1677.836 | 3703.1328
1 | 1200 | 707 | 0.035 | 15 | 15 | 7 | 2.3714e-11 | 0 | CO2 | Porous | Wet | R245fa | MinimizeLCOE | IgnoreSilica | 37.6191 | 2.5226 | 0.046974 | 4 | 62244.2511 | 133673.5153 | 1395.8122 | 2997.5961 | 32.4101 | 1.5786 | 351028908.0938 | 447302.6757 | 0 | 880819.4915 | 0 | 0 | 0 | 0 | 517967.6452 | 1347645.5631 | 919795.7881 | 4113531.1636 | 3144235.0165 | 4437684.9599 | 4437684.9599 | 6124832.4428 | 2858761.7322 | 0 | 11695451.14 | 25116730.275 | 23713.7371 | 0.1879 | 62244.2511 | 133673.5153 | 1395.8122 | 2997.5961
1 | 1200 | 707 | 0.035 | 15 | 15 | 7 | 3.1623e-11 | 0 | CO2 | Porous | Wet | R245fa | MinimizeLCOE | IgnoreSilica | 44.9855 | 2.9868 | 0.058113 | 4 | 52829.7866 | 110567.9291 | 1184.6951 | 2479.4589 | 32.5502 | 1.606 | 390670438.9224 | 510083.4909 | 0 | 1006875.8491 | 0 | 0 | 0 | 0 | 591614.1426 | 1539258.6424 | 1050575.652 | 4698407.7771 | 3144235.0165 | 4437684.9599 | 4437684.9599 | 6124832.4428 | 2858761.7322 | 0 | 12280327.7535 | 25701606.8885 | 31622.7766 | 0.23245 | 52829.7866 | 110567.9291 | 1184.6951 | 2479.4589
1 | 1200 | 707 | 0.035 | 15 | 15 | 7 | 4.217e-11 | 0 | CO2 | Porous | Wet | R245fa | MinimizeLCOE | IgnoreSilica | 52.4575 | 3.4454 | 0.070095 | 4 | 45807.6921 | 93675.8735 | 1027.2263 | 2100.6587 | 32.6932 | 1.6346 | 427984000.428 | 571528.3536 | 0 | 1127279.6582 | 0 | 0 | 0 | 0 | 662535.1246 | 1723780.4895 | 1176515.6042 | 5261639.2301 | 3144235.0165 | 4437684.9599 | 4437684.9599 | 6124832.4428 | 2858761.7322 | 0 | 12843559.2065 | 26264838.3415 | 42169.6503 | 0.28038 | 45807.6921 | 93675.8735 | 1027.2263 | 2100.6587
1 | 1200 | 707 | 0.035 | 15 | 15 | 7 | 5.6234e-11 | 0 | CO2 | Porous | Wet | R245fa | MinimizeLCOE | IgnoreSilica | 59.6413 | 3.8744 | 0.082295 | 4 | 40587.3729 | 81359.3421 | 910.162 | 1824.4634 | 32.832 | 1.6631 | 461773713.3437 | 628993.0846 | 0 | 1236722.3737 | 0 | 0 | 0 | 0 | 727629.0288 | 1893141.4756 | 1292107.9572 | 5778593.9199 | 3144235.0165 | 4437684.9599 | 4437684.9599 | 6124832.4428 | 2858761.7322 | 0 | 13360513.8963 | 26781793.0313 | 56234.1325 | 0.32918 | 40587.3729 | 81359.3421 | 910.162 | 1824.4634
1 | 1200 | 707 | 0.035 | 15 | 15 | 7 | 7.4989e-11 | 0 | CO2 | Porous | Wet | R245fa | MinimizeLCOE | IgnoreSilica | 66.8445 | 4.3054 | 0.093923 | 4 | 36896.6246 | 72620.7495 | 827.3978 | 1628.5026 | 32.9096 | 1.6799 | 486973936.2321 | 683146.4669 | 0 | 1344410.5533 | 0 | 0 | 0 | 0 | 790747.2379 | 2057362.1084 | 1404191.9136 | 6279858.2801 | 3144235.0165 | 4437684.9599 | 4437684.9599 | 6124832.4428 | 2858761.7322 | 0 | 13861778.2565 | 27283057.3915 | 74989.4209 | 0.37569 | 36896.6246 | 72620.7495 | 827.3978 | 1628.5026
1 | 1200 | 707 | 0.035 | 15 | 15 | 7 | 1e-10 | 0 | CO2 | Porous | Wet | R245fa | MinimizeLCOE | IgnoreSilica | 72.8519 | 4.6472 | 0.10501 | 4 | 33954.5953 | 65907.4705 | 761.4235 | 1477.959 | 33.0227 | 1.7042 | 511537893.0388 | 729070.0639 | 0 | 1427727.4084 | 0 | 0 | 0 | 0 | 841151.0142 | 2188502.3952 | 1493697.8539 | 6680148.7356 | 3144235.0165 | 4437684.9599 | 4437684.9599 | 6124832.4428 | 2858761.7322 | 0 | 14262068.712 | 27683347.847 | 100000 | 0.42003 | 33954.5953 | 65907.4705 | 761.4235 | 1477.959
1 | 1200 | 707 | 0.035 | 15 | 15 | 7 | 1.3335e-10 | 0 | CO2 | Porous | Wet | R245fa | MinimizeLCOE | IgnoreSilica | 77.9675 | 4.9321 | 0.11483 | 4 | 31772.8807 | 60993.8388 | 712.4991 | 1367.772 | 33.1193 | 1.7255 | 531617582.5457 | 767723.5264 | 0 | 1496045.036 | 0 | 0 | 0 | 0 | 882869.7393 | 2297045.9603 | 1567781.0675 | 7011465.3295 | 3144235.0165 | 4437684.9599 | 4437684.9599 | 6124832.4428 | 2858761.7322 | 0 | 14593385.306 | 28014664.4409 | 133352.1432 | 0.4593 | 31772.8807 | 60993.8388 | 712.4991 | 1367.772
1 | 1200 | 707 | 0.035 | 15 | 15 | 7 | 1.7783e-10 | 0 | CO2 | Porous | Wet | R245fa | MinimizeLCOE | IgnoreSilica | 82.1823 | 5.1624 | 0.1232 | 4 | 30153.8141 | 57387.8905 | 676.1919 | 1286.9095 | 33.1999 | 1.7435 | 548180320.6357 | 799347.4765 | 0 | 1550554.043 | 0 | 0 | 0 | 0 | 916461.5926 | 2384445.0718 | 1627432.757 | 7278240.9409 | 3144235.0165 | 4437684.9599 | 4437684.9599 | 6124832.4428 | 2858761.7322 | 0 | 14860160.9173 | 28281440.0523 | 177827.941 | 0.49281 | 30153.8141 | 57387.8905 | 676.1919 | 1286.9095
1 | 1200 | 707 | 0.035 | 15 | 15 | 7 | 2.3714e-10 | 0 | CO2 | Porous | Wet | R245fa | MinimizeLCOE | IgnoreSilica | 84.1554 | 5.2515 | 0.12924 | 4 | 28974.6352 | 54936.5716 | 649.7491 | 1231.9392 | 33.3142 | 1.7686 | 564491025.1868 | 817476.5618 | 0 | 1570704.8748 | 0 | 0 | 0 | 0 | 931390.7603 | 2423287.7037 | 1653943.6513 | 7396803.5518 | 3144235.0165 | 4437684.9599 | 4437684.9599 | 6124832.4428 | 2858761.7322 | 0 | 14978723.5283 | 28400002.6632 | 237137.3706 | 0.51696 | 28974.6352 | 54936.5716 | 649.7491 | 1231.9392
1 | 1200 | 707 | 0.035 | 15 | 15 | 7 | 3.1623e-10 | 0 | CO2 | Porous | Wet | R245fa | MinimizeLCOE | IgnoreSilica | 86.7176 | 5.3878 | 0.13465 | 4 | 28103.9257 | 53022.5929 | 630.2237 | 1189.0187 | 33.3653 | 1.7804 | 574400919.4622 | 836748.9721 | 0 | 1602492.783 | 0 | 0 | 0 | 0 | 951304.2845 | 2475098.6089 | 1689305.6588 | 7554950.3073 | 3144235.0165 | 4437684.9599 | 4437684.9599 | 6124832.4428 | 2858761.7322 | 0 | 15136870.2837 | 28558149.4187 | 316227.766 | 0.5386 | 28103.9257 | 53022.5929 | 630.2237 | 1189.0187
1 | 1200 | 707 | 0.035 | 15 | 15 | 7 | 4.217e-10 | 0 | CO2 | Porous | Wet | R245fa | MinimizeLCOE | IgnoreSilica | 88.725 | 5.4937 | 0.13895 | 4 | 27455.3323 | 51603.2447 | 615.6791 | 1157.1902 | 33.405 | 1.7897 | 581809280.5774 | 851794.9029 | 0 | 1627048.0543 | 0 | 0 | 0 | 0 | 966748.7533 | 2515281.9487 | 1716731.6139 | 7677605.2731 | 3144235.0165 | 4437684.9599 | 4437684.9599 | 6124832.4428 | 2858761.7322 | 0 | 15259525.2495 | 28680804.3844 | 421696.5034 | 0.55579 | 27455.3323 | 51603.2447 | 615.6791 | 1157.1902
1 | 1200 | 707 | 0.035 | 15 | 15 | 7 | 5.6234e-10 | 0 | CO2 | Porous | Wet | R245fa | MinimizeLCOE | IgnoreSilica | 90.2649 | 5.5742 | 0.14231 | 4 | 26971.5481 | 50549.7668 | 604.8304 | 1133.5662 | 33.4362 | 1.7971 | 587875019.9866 | 863349.0063 | 0 | 1645622.9668 | 0 | 0 | 0 | 0 | 978499.0695 | 2545853.8611 | 1737597.5723 | 7770922.4761 | 3144235.0165 | 4437684.9599 | 4437684.9599 | 6124832.4428 | 2858761.7322 | 0 | 15352842.4525 | 28774121.5874 | 562341.3252 | 0.56922 | 26971.5481 | 50549.7668 | 604.8304 | 1133.5662
1 | 1200 | 707 | 0.035 | 15 | 15 | 7 | 7.4989e-10 | 0 | CO2 | Porous | Wet | R245fa | MinimizeLCOE | IgnoreSilica | 91.4512 | 5.6359 | 0.14491 | 4 | 26610.2828 | 49764.8823 | 596.7291 | 1115.9654 | 33.46 | 1.8027 | 592324740.2116 | 872227.3596 | 0 | 1659823.4756 | 0 | 0 | 0 | 0 | 987499.8257 | 2569271.9825 | 1753580.9213 | 7842403.5647 | 3144235.0165 | 4437684.9599 | 4437684.9599 | 6124832.4428 | 2858761.7322 | 0 | 15424323.5411 | 28845602.6761 | 749894.2093 | 0.57964 | 26610.2828 | 49764.8823 | 596.7291 | 1115.9654
1 | 1200 | 707 | 0.035 | 15 | 15 | 7 | 1e-09 | 0 | CO2 | Porous | Wet | R245fa | MinimizeLCOE | IgnoreSilica | 92.3675 | 5.6835 | 0.14692 | 4 | 26340.2566 | 49178.4734 | 590.6738 | 1102.8153 | 33.4777 | 1.8069 | 595326728.8211 | 879048.8772 | 0 | 1670756.6488 | 0 | 0 | 0 | 0 | 994424.1551 | 2587287.6672 | 1765876.9963 | 7897394.3447 | 3144235.0165 | 4437684.9599 | 4437684.9599 | 6124832.4428 | 2858761.7322 | 0 | 15479314.3212 | 28900593.4561 | 1000000 | 0.58767 | 26340.2566 | 49178.4734 | 590.6738 | 1102.8153
1 | 1200 | 707 | 0.035 | 15 | 15 | 7 | 1.3335e-09 | 0 | CO2 | Porous | Wet | R245fa | MinimizeLCOE | IgnoreSilica | 93.0519 | 5.7188 | 0.14844 | 4 | 26138.2744 | 48741.6399 | 586.1444 | 1093.0194 | 33.4916 | 1.8103 | 597980101.0566 | 884171.7228 | 0 | 1678839.0631 | 0 | 0 | 0 | 0 | 999574.2065 | 2600687.0444 | 1775022.3466 | 7938294.3832 | 3144235.0165 | 4437684.9599 | 4437684.9599 | 6124832.4428 | 2858761.7322 | 0 | 15520214.3596 | 28941493.4946 | 1333521.4322 | 0.59377 | 26138.2744 | 48741.6399 | 586.1444 | 1093.0194
1 | 1200 | 707 | 0.035 | 15 | 15 | 7 | 1.7783e-09 | 0 | CO2 | Porous | Wet | R245fa | MinimizeLCOE | IgnoreSilica | 93.5707 | 5.7455 | 0.1496 | 4 | 25987.1006 | 48415.0461 | 582.7544 | 1085.6956 | 33.5021 | 1.8128 | 599960473.1747 | 888051.8632 | 0 | 1684943.9638 | 0 | 0 | 0 | 0 | 1003468.3725 | 2610818.8656 | 1781937.5227 | 7969220.5877 | 3144235.0165 | 4437684.9599 | 4437684.9599 | 6124832.4428 | 2858761.7322 | 0 | 15551140.5641 | 28972419.6991 | 1778279.41 | 0.59842 | 25987.1006 | 48415.0461 | 582.7544 | 1085.6956
1 | 1200 | 707 | 0.035 | 15 | 15 | 7 | 2.3714e-09 | 0 | CO2 | Porous | Wet | R245fa | MinimizeLCOE | IgnoreSilica | 93.9534 | 5.765 | 0.15048 | 4 | 25873.9022 | 48171.5457 | 580.216 | 1080.2352 | 33.5103 | 1.8147 | 601764736.6784 | 890937.9267 | 0 | 1689400.2723 | 0 | 0 | 0 | 0 | 1006331.8976 | 2618269.1705 | 1787022.5089 | 7991961.776 | 3144235.0165 | 4437684.9599 | 4437684.9599 | 6124832.4428 | 2858761.7322 | 0 | 15573881.7524 | 28995160.8874 | 2371373.7057 | 0.60191 | 25873.9022 | 48171.5457 | 580.216 | 1080.2352
1 | 1200 | 707 | 0.035 | 15 | 15 | 7 | 3.1623e-09 | 0 | CO2 | Porous | Wet | R245fa | MinimizeLCOE | IgnoreSilica | 94.248 | 5.7801 | 0.15114 | 4 | 25789.1101 | 47988.7285 | 578.3145 | 1076.1356 | 33.5163 | 1.8162 | 602914007.4404 | 893142.9031 | 0 | 1692847.204 | 0 | 0 | 0 | 0 | 1008536.1418 | 2624004.1617 | 1790936.7582 | 8009467.1687 | 3144235.0165 | 4437684.9599 | 4437684.9599 | 6124832.4428 | 2858761.7322 | 0 | 15591387.1451 | 29012666.2801 | 3162277.6602 | 0.60457 | 25789.1101 | 47988.7285 | 578.3145 | 1076.1356
1 | 1200 | 707 | 0.035 | 15 | 15 | 7 | 4.217e-09 | 0 | CO2 | Porous | Wet | R245fa | MinimizeLCOE | IgnoreSilica | 94.4797 | 5.7921 | 0.15165 | 4 | 25725.5785 | 47850.9574 | 576.8898 | 1073.0461 | 33.5205 | 1.8172 | 603301694.1515 | 894849.6459 | 0 | 1695588.5798 | 0 | 0 | 0 | 0 | 1010270.908 | 2628517.6677 | 1794017.3188 | 8023244.1203 | 3144235.0165 | 4437684.9599 | 4437684.9599 | 6124832.4428 | 2858761.7322 | 0 | 15605164.0967 | 29026443.2317 | 4216965.0343 | 0.6066 | 25725.5785 | 47850.9574 | 576.8898 | 1073.0461
1 | 1200 | 707 | 0.035 | 15 | 15 | 7 | 5.6234e-09 | 0 | CO2 | Porous | Wet | R245fa | MinimizeLCOE | IgnoreSilica | 94.6501 | 5.8009 | 0.15203 | 4 | 25677.9668 | 47748.0945 | 575.8222 | 1070.7394 | 33.5238 | 1.818 | 603988537.6065 | 896114.7815 | 0 | 1697588.5737 | 0 | 0 | 0 | 0 | 1011544.3086 | 2631830.7946 | 1796278.596 | 8033357.0545 | 3144235.0165 | 4437684.9599 | 4437684.9599 | 6124832.4428 | 2858761.7322 | 0 | 15615277.0309 | 29036556.1659 | 5623413.2519 | 0.60812 | 25677.9668 | 47748.0945 | 575.8222 | 1070.7394
1 | 1200 | 707 | 0.035 | 15 | 15 | 7 | 7.4989e-09 | 0 | CO2 | Porous | Wet | R245fa | MinimizeLCOE | IgnoreSilica | 94.7692 | 5.8069 | 0.15231 | 4 | 25642.2799 | 47671.8029 | 575.0219 | 1069.0286 | 33.5265 | 1.8187 | 604684540.2405 | 897022.991 | 0 | 1698953.3989 | 0 | 0 | 0 | 0 | 1012430.7921 | 2634137.2429 | 1797852.7944 | 8040397.2193 | 3144235.0165 | 4437684.9599 | 4437684.9599 | 6124832.4428 | 2858761.7322 | 0 | 15622317.1957 | 29043596.3306 | 7498942.0933 | 0.60924 | 25642.2799 | 47671.8029 | 575.0219 | 1069.0286
1 | 1200 | 707 | 0.035 | 15 | 15 | 7 | 1e-08 | 0 | CO2 | Porous | Wet | R245fa | MinimizeLCOE | IgnoreSilica | 94.8546 | 5.8111 | 0.15252 | 4 | 25615.5284 | 47614.9831 | 574.422 | 1067.7544 | 33.5288 | 1.8192 | 605342053.9479 | 897685.7118 | 0 | 1699915.2896 | 0 | 0 | 0 | 0 | 1013064.3905 | 2635785.7361 | 1798977.9249 | 8045429.053 | 3144235.0165 | 4437684.9599 | 4437684.9599 | 6124832.4428 | 2858761.7322 | 0 | 15627349.0294 | 29048628.1643 | 10000000 | 0.61007 | 25615.5284 | 47614.9831 | 574.422 | 1067.7544
1 | 1300 | 707 | 0.035 | 15 | 15 | 7 | 1e-13 | 0 | CO2 | Porous | Wet | R245fa | MinimizeLCOE | IgnoreSilica | 0.46663 | 0.029614 | 0.00028325 | 4 | 7071732.9884 | 19469635.0309 | 158581.8914 | 436601.8277 | 29.0723 | 1.0103 | 28610338.7772 | 13040.8192 | 0 | 14915.5025 | 0 | 0 | 0 | 0 | 10902.9655 | 28367.2796 | 19361.2512 | 86587.8179 | 3144235.0165 | 4781563.4633 | 4781563.4633 | 6296117.3735 | 2969339.9724 | 0 | 8012386.2977 | 22059407.107 | 100 | 0.001133 | 7071732.9884 | 19469635.0309 | 158581.8914 | 436601.8277
1 | 1300 | 707 | 0.035 | 15 | 15 | 7 | 1.3335e-13 | 0 | CO2 | Porous | Wet | R245fa | MinimizeLCOE | IgnoreSilica | 0.65185 | 0.048891 | 0.0004037 | 4 | 4978218.3889 | 13677214.2604 | 111635.3359 | 306708.2015 | 29.1682 | 1.0254 | 421551219.0783 | 16628.7044 | 0 | 19842.705 | 0 | 0 | 0 | 0 | 14223.8497 | 37007.5391 | 25258.4059 | 112961.204 | 3144235.0165 | 4781563.4633 | 4781563.4633 | 6296117.3735 | 2969339.9724 | 0 | 8038759.6838 | 22085780.493 | 133.3521 | 0.0016148 | 4978218.3889 | 13677214.2604 | 111635.3359 | 306708.2015
1 | 1300 | 707 | 0.035 | 15 | 15 | 7 | 1.7783e-13 | 0 | CO2 | Porous | Wet | R245fa | MinimizeLCOE | IgnoreSilica | 0.91486 | 0.076971 | 0.00060194 | 4 | 3355219.4286 | 9189272.5969 | 75239.9792 | 206067.2018 | 29.4511 | 1.0709 | 1712404256.2269 | 21903.372 | 0 | 27423.1352 | 0 | 0 | 0 | 0 | 19237.3378 | 50051.6068 | 34161.2501 | 152776.7019 | 3144235.0165 | 4781563.4633 | 4781563.4633 | 6296117.3735 | 2969339.9724 | 0 | 8078575.1816 | 22125595.9909 | 177.8279 | 0.0024078 | 3355219.4286 | 9189272.5969 | 75239.9792 | 206067.2018
1 | 1300 | 707 | 0.035 | 15 | 15 | 7 | 2.3714e-13 | 0 | CO2 | Porous | Wet | R245fa | MinimizeLCOE | IgnoreSilica | 1.2316 | 0.1088 | 0.00086741 | 4 | 2342512.9953 | 6391048.99 | 52530.2839 | 143317.7184 | 29.7724 | 1.1236 | 3855386517.3202 | 28231.6862 | 0 | 36959.0005 | 0 | 0 | 0 | 0 | 25424.3678 | 66148.9898 | 45148.0447 | 201912.0889 | 3144235.0165 | 4781563.4633 | 4781563.4633 | 6296117.3735 | 2969339.9724 | 0 | 8127710.5687 | 22174731.378 | 237.1374 | 0.0034697 | 2342512.9953 | 6391048.99 | 52530.2839 | 143317.7184
1 | 1300 | 707 | 0.035 | 15 | 15 | 7 | 3.1623e-13 | 0 | CO2 | Porous | Wet | R245fa | MinimizeLCOE | IgnoreSilica | 1.6 | 0.14271 | 0.0011666 | 4 | 1752819.9691 | 4763021.5932 | 39306.5613 | 106809.6002 | 29.9445 | 1.1517 | 1139139.8964 | 34733.6541 | 0 | 47173.2233 | 0 | 0 | 0 | 0 | 31943.6822 | 83110.9084 | 56724.9028 | 253686.3706 | 3144235.0165 | 4781563.4633 | 4781563.4633 | 6296117.3735 | 2969339.9724 | 0 | 8179484.8504 | 22226505.6597 | 316.2278 | 0.0046665 | 1752819.9691 | 4763021.5932 | 39306.5613 | 106809.6002
1 | 1300 | 707 | 0.035 | 15 | 15 | 7 | 4.217e-13 | 0 | CO2 | Porous | Wet | R245fa | MinimizeLCOE | IgnoreSilica | 1.7411 | 0.13929 | 0.0014895 | 4 | 1386259.6254 | 3743951.7034 | 31086.5348 | 83957.2059 | 30.8292 | 1.2989 | 1105758701.0511 | 43539.9333 | 0 | 64127.2332 | 0 | 0 | 0 | 0 | 41990.195 | 109249.8739 | 74565.2838 | 333472.5192 | 3144235.0165 | 4781563.4633 | 4781563.4633 | 6296117.3735 | 2969339.9724 | 0 | 8259270.999 | 22306291.8082 | 421.6965 | 0.005958 | 1386259.6254 | 3743951.7034 | 31086.5348 | 83957.2059
1 | 1300 | 707 | 0.035 | 15 | 15 | 7 | 5.6234e-13 | 0 | CO2 | Porous | Wet | R245fa | MinimizeLCOE | IgnoreSilica | 2.9056 | 0.27308 | 0.0022473 | 4 | 928652.2762 | 2491323.9379 | 20824.8013 | 55867.3331 | 30.2457 | 1.2013 | 1268709010.5214 | 55086.9649 | 0 | 81148.2565 | 0 | 0 | 0 | 0 | 53131.7363 | 138237.8791 | 94350.193 | 421955.0299 | 3144235.0165 | 4781563.4633 | 4781563.4633 | 6296117.3735 | 2969339.9724 | 0 | 8347753.5097 | 22394774.3189 | 562.3413 | 0.0089891 | 928652.2762 | 2491323.9379 | 20824.8013 | 55867.3331
1 | 1300 | 707 | 0.035 | 15 | 15 | 7 | 7.4989e-13 | 0 | CO2 | Porous | Wet | R245fa | MinimizeLCOE | IgnoreSilica | 3.7 | 0.34204 | 0.0029737 | 4 | 710841.0708 | 1891783.8145 | 15940.438 | 42422.7917 | 30.4496 | 1.2352 | 57963891.1219 | 67503.5172 | 0 | 103447.8107 | 0 | 0 | 0 | 0 | 66671.0179 | 173464.3125 | 118392.9576 | 529479.6159 | 3144235.0165 | 4781563.4633 | 4781563.4633 | 6296117.3735 | 2969339.9724 | 0 | 8455278.0957 | 22502298.9049 | 749.8942 | 0.011895 | 710841.0708 | 1891783.8145 | 15940.438 | 42422.7917
1 | 1300 | 707 | 0.035 | 15 | 15 | 7 | 1e-12 | 0 | CO2 | Porous | Wet | R245fa | MinimizeLCOE | IgnoreSilica | 3.0908 | 0.2321 | 0.0035642 | 4 | 602719.4847 | 1588008.0815 | 13515.8378 | 35610.6948 | 32.1965 | 1.5254 | 75283124.7496 | 81300.0532 | 0 | 134060.8029 | 0 | 0 | 0 | 0 | 83990.7339 | 218526.6607 | 149148.9362 | 667027.1869 | 3144235.0165 | 4781563.4633 | 4781563.4633 | 6296117.3735 | 2969339.9724 | 0 | 8592825.6667 | 22639846.4759 | 1000 | 0.014257 | 602719.4847 | 1588008.0815 | 13515.8378 | 35610.6948
1 | 1300 | 707 | 0.035 | 15 | 15 | 7 | 1.3335e-12 | 0 | CO2 | Porous | Wet | R245fa | MinimizeLCOE | IgnoreSilica | 4.0628 | 0.3095 | 0.0048414 | 4 | 452006.0052 | 1177359.3041 | 10136.1247 | 26401.9959 | 32.3359 | 1.5479 | 92910846.7643 | 99430.7429 | 0 | 167787.6557 | 0 | 0 | 0 | 0 | 104215.1755 | 271146.5091 | 185063.0639 | 827643.1471 | 3144235.0165 | 4781563.4633 | 4781563.4633 | 6296117.3735 | 2969339.9724 | 0 | 8753441.6268 | 22800462.4361 | 1333.5214 | 0.019366 | 452006.0052 | 1177359.3041 | 10136.1247 | 26401.9959
1 | 1300 | 707 | 0.035 | 15 | 15 | 7 | 1.7783e-12 | 0 | CO2 | Porous | Wet | R245fa | MinimizeLCOE | IgnoreSilica | 5.3144 | 0.40831 | 0.0065383 | 4 | 342078.6368 | 879186.6235 | 7671.0302 | 19715.5461 | 32.4722 | 1.5703 | 121066846.6929 | 121007.8677 | 0 | 208512.067 | 0 | 0 | 0 | 0 | 128512.7745 | 334363.8777 | 228210.217 | 1020606.804 | 3144235.0165 | 4781563.4633 | 4781563.4633 | 6296117.3735 | 2969339.9724 | 0 | 8946405.2838 | 22993426.093 | 1778.2794 | 0.026153 | 342078.6368 | 879186.6235 | 7671.0302 | 19715.5461
1 | 1300 | 707 | 0.035 | 15 | 15 | 7 | 2.3714e-12 | 0 | CO2 | Porous | Wet | R245fa | MinimizeLCOE | IgnoreSilica | 6.954 | 0.53736 | 0.0087907 | 4 | 261158.5743 | 660643.6853 | 5856.4175 | 14814.7739 | 32.5904 | 1.5898 | 148215384.9269 | 147075.4498 | 0 | 258855.7913 | 0 | 0 | 0 | 0 | 158313.184 | 411898.4303 | 281129.1423 | 1257271.9976 | 3144235.0165 | 4781563.4633 | 4781563.4633 | 6296117.3735 | 2969339.9724 | 0 | 9183070.4774 | 23230091.2866 | 2371.3737 | 0.035163 | 261158.5743 | 660643.6853 | 5856.4175 | 14814.7739
1 | 1300 | 707 | 0.035 | 15 | 15 | 7 | 3.1623e-12 | 0 | CO2 | Porous | Wet | R245fa | MinimizeLCOE | IgnoreSilica | 9.0734 | 0.70309 | 0.011769 | 4 | 201150.0345 | 499541.5496 | 4510.7406 | 11202.0977 | 32.7037 | 1.6089 | 179072438.3304 | 178252.5548 | 0 | 320092.6049 | 0 | 0 | 0 | 0 | 194354.6123 | 505670.8335 | 345130.7344 | 1543501.3398 | 3144235.0165 | 4781563.4633 | 4781563.4633 | 6296117.3735 | 2969339.9724 | 0 | 9469299.8195 | 23516320.6288 | 3162.2777 | 0.047076 | 201150.0345 | 499541.5496 | 4510.7406 | 11202.0977
1 | 1300 | 707 | 0.035 | 15 | 15 | 7 | 4.217e-12 | 0 | CO2 | Porous | Wet | R245fa | MinimizeLCOE | IgnoreSilica | 11.7756 | 0.91238 | 0.015684 | 4 | 156383.0862 | 380293.1083 | 3506.8527 | 8527.9804 | 32.8215 | 1.6291 | 215628335.1015 | 215162.4269 | 0 | 393412.9564 | 0 | 0 | 0 | 0 | 237344.3995 | 617521.4414 | 421471.0725 | 1884912.2966 | 3144235.0165 | 4781563.4633 | 4781563.4633 | 6296117.3735 | 2969339.9724 | 0 | 9810710.7764 | 23857731.5856 | 4216.965 | 0.062735 | 156383.0862 | 380293.1083 | 3506.8527 | 8527.9804
1 | 1300 | 707 | 0.035 | 15 | 15 | 7 | 5.6234e-12 | 0 | CO2 | Porous | Wet | R245fa | MinimizeLCOE | IgnoreSilica | 27.9 | 2.6806 | 0.022338 | 4 | 116179.9227 | 273387.7066 | 2605.3065 | 6130.6528 | 30.4298 | 1.2319 | 367699434.6537 | 274481.2806 | 0 | 518237.4846 | 0 | 0 | 0 | 0 | 309160.3184 | 804371.731 | 549000.2346 | 2455251.0491 | 3144235.0165 | 4781563.4633 | 4781563.4633 | 6296117.3735 | 2969339.9724 | 0 | 10381049.5289 | 24428070.3381 | 5623.4133 | 0.089353 | 116179.9227 | 273387.7066 | 2605.3065 | 6130.6528
1 | 1300 | 707 | 0.035 | 15 | 15 | 7 | 7.4989e-12 | 0 | CO2 | Porous | Wet | R245fa | MinimizeLCOE | IgnoreSilica | 19.4218 | 1.4938 | 0.02737 | 4 | 97585.1896 | 225889.7014 | 2188.3241 | 5065.5216 | 33.0789 | 1.6747 | 305572939.2044 | 308872.0643 | 0 | 581598.3821 | 0 | 0 | 0 | 0 | 347283.4741 | 903560.3619 | 616698.5133 | 2758012.7958 | 3144235.0165 | 4781563.4633 | 4781563.4633 | 6296117.3735 | 2969339.9724 | 0 | 10683811.2755 | 24730832.0848 | 7498.9421 | 0.10948 | 97585.1896 | 225889.7014 | 2188.3241 | 5065.5216
1 | 1300 | 707 | 0.035 | 15 | 15 | 7 | 1e-11 | 0 | CO2 | Porous | Wet | R245fa | MinimizeLCOE | IgnoreSilica | 24.577 | 1.8773 | 0.035709 | 4 | 78551.3103 | 176896.2617 | 1761.494 | 3966.8556 | 33.2221 | 1.701 | 354753686.7161 | 366323.3662 | 0 | 697203.9354 | 0 | 0 | 0 | 0 | 414775.6476 | 1079161.1529 | 736549.6614 | 3294013.7635 | 3144235.0165 | 4781563.4633 | 4781563.4633 | 6296117.3735 | 2969339.9724 | 0 | 11219812.2433 | 25266833.0525 | 10000 | 0.14283 | 78551.3103 | 176896.2617 | 1761.494 | 3966.8556
1 | 1300 | 707 | 0.035 | 15 | 15 | 7 | 1.3335e-11 | 0 | CO2 | Porous | Wet | R245fa | MinimizeLCOE | IgnoreSilica | 30.6398 | 2.319 | 0.046005 | 4 | 64184.7596 | 140518.3843 | 1439.3276 | 3151.0906 | 33.3803 | 1.7307 | 407219683.9224 | 430086.4997 | 0 | 824434.969 | 0 | 0 | 0 | 0 | 489263.3728 | 1272962.9343 | 868823.3594 | 3885571.1352 | 3144235.0165 | 4781563.4633 | 4781563.4633 | 6296117.3735 | 2969339.9724 | 0 | 11811369.615 | 25858390.4242 | 13335.2143 | 0.18402 | 64184.7596 | 140518.3843 | 1439.3276 | 3151.0906
1 | 1300 | 707 | 0.035 | 15 | 15 | 7 | 1.7783e-11 | 0 | CO2 | Porous | Wet | R245fa | MinimizeLCOE | IgnoreSilica | 37.5413 | 2.8104 | 0.05832 | 4 | 53346.3033 | 113561.1161 | 1196.2779 | 2546.5804 | 33.5483 | 1.7632 | 458917917.1512 | 498932.0813 | 0 | 960077.9123 | 0 | 0 | 0 | 0 | 569013.8975 | 1480457.4405 | 1010442.6235 | 4518923.9552 | 3144235.0165 | 4781563.4633 | 4781563.4633 | 6296117.3735 | 2969339.9724 | 0 | 12444722.435 | 26491743.2442 | 17782.7941 | 0.23328 | 53346.3033 | 113561.1161 | 1196.2779 | 2546.5804
1 | 1300 | 707 | 0.035 | 15 | 15 | 7 | 2.3714e-11 | 0 | CO2 | Porous | Wet | R245fa | MinimizeLCOE | IgnoreSilica | 45.0197 | 3.3282 | 0.072435 | 4 | 45184.5588 | 93666.3123 | 1013.2527 | 2100.4443 | 33.7261 | 1.7985 | 509834446.6345 | 570277.7477 | 0 | 1097618.8549 | 0 | 0 | 0 | 0 | 650479.675 | 1692414.6826 | 1155107.7965 | 5165898.7568 | 3144235.0165 | 4781563.4633 | 4781563.4633 | 6296117.3735 | 2969339.9724 | 0 | 13091697.2365 | 27138718.0458 | 23713.7371 | 0.28974 | 45184.5588 | 93666.3123 | 1013.2527 | 2100.4443
1 | 1300 | 707 | 0.035 | 15 | 15 | 7 | 3.1623e-11 | 0 | CO2 | Porous | Wet | R245fa | MinimizeLCOE | IgnoreSilica | 52.7593 | 3.8487 | 0.08786 | 4 | 39055.555 | 79025.4676 | 875.8113 | 1772.1269 | 33.9054 | 1.8351 | 556978835.3278 | 641377.2055 | 0 | 1231211.0179 | 0 | 0 | 0 | 0 | 730309.4071 | 1900115.2703 | 1296867.7155 | 5799880.6164 | 3144235.0165 | 4781563.4633 | 4781563.4633 | 6296117.3735 | 2969339.9724 | 0 | 13725679.0961 | 27772699.9054 | 31622.7766 | 0.35144 | 39055.555 | 79025.4676 | 875.8113 | 1772.1269
1 | 1300 | 707 | 0.035 | 15 | 15 | 7 | 4.217e-11 | 0 | CO2 | Porous | Wet | R245fa | MinimizeLCOE | IgnoreSilica | 60.3575 | 4.3444 | 0.10385 | 4 | 34467.2042 | 68282.0288 | 772.9187 | 1531.2079 | 34.08 | 1.8718 | 599691922.3137 | 709142.8963 | 0 | 1354694.3904 | 0 | 0 | 0 | 0 | 804896.5418 | 2094175.6948 | 1429317.9427 | 6392227.4661 | 3144235.0165 | 4781563.4633 | 4781563.4633 | 6296117.3735 | 2969339.9724 | 0 | 14318025.9459 | 28365046.7552 | 42169.6503 | 0.41541 | 34467.2042 | 68282.0288 | 772.9187 | 1531.2079
1 | 1300 | 707 | 0.035 | 15 | 15 | 7 | 5.6234e-11 | 0 | CO2 | Porous | Wet | R245fa | MinimizeLCOE | IgnoreSilica | 67.4487 | 4.7934 | 0.11958 | 4 | 31041.601 | 60409.8784 | 696.1003 | 1354.6768 | 34.2435 | 1.9071 | 637669854.3501 | 771014.3211 | 0 | 1463734.2009 | 0 | 0 | 0 | 0 | 871551.9236 | 2267599.3253 | 1547683.134 | 6921582.905 | 3144235.0165 | 4781563.4633 | 4781563.4633 | 6296117.3735 | 2969339.9724 | 0 | 14847381.3847 | 28894402.194 | 56234.1325 | 0.47831 | 31041.601 | 60409.8784 | 696.1003 | 1354.6768
1 | 1300 | 707 | 0.035 | 15 | 15 | 7 | 7.4989e-11 | 0 | CO2 | Porous | Wet | R245fa | MinimizeLCOE | IgnoreSilica | 73.8265 | 5.1869 | 0.13432 | 4 | 28489.005 | 54633.7338 | 638.859 | 1225.1482 | 34.3878 | 1.939 | 668465288.6888 | 825662.0291 | 0 | 1557337.3432 | 0 | 0 | 0 | 0 | 929369.7552 | 2418029.4631 | 1650354.7941 | 7380753.3848 | 3144235.0165 | 4781563.4633 | 4781563.4633 | 6296117.3735 | 2969339.9724 | 0 | 15306551.8646 | 29353572.6739 | 74989.4209 | 0.53728 | 28489.005 | 54633.7338 | 638.859 | 1225.1482
1 | 1300 | 707 | 0.035 | 15 | 15 | 7 | 1e-10 | 0 | CO2 | Porous | Wet | R245fa | MinimizeLCOE | IgnoreSilica | 79.2929 | 5.5157 | 0.14751 | 4 | 26588.7755 | 50395.9528 | 596.2468 | 1130.117 | 34.5135 | 1.9675 | 695048930.9277 | 872027.7275 | 0 | 1634211.0853 | 0 | 0 | 0 | 0 | 977433.137 | 2543080.5233 | 1735704.7123 | 7762457.1854 | 3144235.0165 | 4781563.4633 | 4781563.4633 | 6296117.3735 | 2969339.9724 | 0 | 15688255.6652 | 29735276.4744 | 100000 | 0.59003 | 26588.7755 | 50395.9528 | 596.2468 | 1130.117
1 | 1300 | 707 | 0.035 | 15 | 15 | 7 | 1.3335e-10 | 0 | CO2 | Porous | Wet | R245fa | MinimizeLCOE | IgnoreSilica | 83.8802 | 5.7864 | 0.1589 | 4 | 25174.3615 | 47274.5245 | 564.5289 | 1060.1197 | 34.6173 | 1.9914 | 715564012.5381 | 910554.4253 | 0 | 1696660.1584 | 0 | 0 | 0 | 0 | 1016813.6876 | 2645540.638 | 1805635.8459 | 8075204.7552 | 3144235.0165 | 4781563.4633 | 4781563.4633 | 6296117.3735 | 2969339.9724 | 0 | 16001003.235 | 30048024.0442 | 133352.1432 | 0.63561 | 25174.3615 | 47274.5245 | 564.5289 | 1060.1197
1 | 1300 | 707 | 0.035 | 15 | 15 | 7 | 1.7783e-10 | 0 | CO2 | Porous | Wet | R245fa | MinimizeLCOE | IgnoreSilica | 87.5996 | 6.002 | 0.16842 | 4 | 24121.056 | 44972.4719 | 540.9088 | 1008.4967 | 34.7026 | 2.0115 | 732458901.7248 | 941661.383 | 0 | 1745844.8038 | 0 | 0 | 0 | 0 | 1048127.4129 | 2727012.5277 | 1861242.0847 | 8323888.2121 | 3144235.0165 | 4781563.4633 | 4781563.4633 | 6296117.3735 | 2969339.9724 | 0 | 16249686.6919 | 30296707.5011 | 177827.941 | 0.67367 | 24121.056 | 44972.4719 | 540.9088 | 1008.4967
1 | 1300 | 707 | 0.035 | 15 | 15 | 7 | 2.3714e-10 | 0 | CO2 | Porous | Wet | R245fa | MinimizeLCOE | IgnoreSilica | 90.046 | 6.1337 | 0.17578 | 4 | 23336.7136 | 43314.4453 | 523.3201 | 971.3159 | 34.7929 | 2.0323 | 737508561.3007 | 963589.4692 | 0 | 1775300.3884 | 0 | 0 | 0 | 0 | 1068167.0445 | 2779151.5385 | 1896828.0309 | 8483036.4715 | 3144235.0165 | 4781563.4633 | 4781563.4633 | 6296117.3735 | 2969339.9724 | 0 | 16408834.9513 | 30455855.7605 | 237137.3706 | 0.70313 | 23336.7136 | 43314.4453 | 523.3201 | 971.3159
1 | 1300 | 707 | 0.035 | 15 | 15 | 7 | 3.1623e-10 | 0 | CO2 | Porous | Wet | R245fa | MinimizeLCOE | IgnoreSilica | 90 | 6.0948 | 0.18003 | 4 | 22769.6906 | 42276.7232 | 510.6048 | 948.0452 | 34.9431 | 2.0655 | 747764489.7039 | 970061.9963 | 0 | 1764833.0087 | 0 | 0 | 0 | 0 | 1066609.0519 | 2775097.9616 | 1894061.3813 | 8470663.3998 | 3144235.0165 | 4781563.4633 | 4781563.4633 | 6296117.3735 | 2969339.9724 | 0 | 16396461.8796 | 30443482.6888 | 316227.766 | 0.7201 | 22769.6906 | 42276.7232 | 510.6048 | 948.0452
1 | 1300 | 707 | 0.035 | 15 | 15 | 7 | 4.217e-10 | 0 | CO2 | Porous | Wet | R245fa | MinimizeLCOE | IgnoreSilica | 90 | 6.0686 | 0.18324 | 4 | 22361.3819 | 41526.2755 | 501.4485 | 931.2166 | 35.0538 | 2.0904 | 755471299.8624 | 975123.018 | 0 | 1757655.1819 | 0 | 0 | 0 | 0 | 1065783.498 | 2772950.0395 | 1892595.3804 | 8464107.1177 | 3144235.0165 | 4781563.4633 | 4781563.4633 | 6296117.3735 | 2969339.9724 | 0 | 16389905.5975 | 30436926.4068 | 421696.5034 | 0.73296 | 22361.3819 | 41526.2755 | 501.4485 | 931.2166
1 | 1300 | 707 | 0.035 | 15 | 15 | 7 | 5.6234e-10 | 0 | CO2 | Porous | Wet | R245fa | MinimizeLCOE | IgnoreSilica | 97.6534 | 6.5969 | 0.19177 | 4 | 22043.3422 | 40356.0703 | 494.3166 | 904.9751 | 34.8206 | 2.042 | 761599819.1421 | 1019683.4291 | 0 | 1880576.1288 | 0 | 0 | 0 | 0 | 1131101.2276 | 2942893.3735 | 2008585.1978 | 8982839.3568 | 3144235.0165 | 4781563.4633 | 4781563.4633 | 6296117.3735 | 2969339.9724 | 0 | 16908637.8366 | 30955658.6458 | 562341.3252 | 0.76706 | 22043.3422 | 40356.0703 | 494.3166 | 904.9751
1 | 1300 | 707 | 0.035 | 15 | 15 | 7 | 7.4989e-10 | 0 | CO2 | Porous | Wet | R245fa | MinimizeLCOE | IgnoreSilica | 98.7787 | 6.6593 | 0.1948 | 4 | 21790.9269 | 39817.9697 | 488.6562 | 892.9083 | 34.8455 | 2.0481 | 766316285.6517 | 1028879.1569 | 0 | 1894392.5236 | 0 | 0 | 0 | 0 | 1140075.9554 | 2966243.7741 | 2024522.3261 | 9054113.736 | 3144235.0165 | 4781563.4633 | 4781563.4633 | 6296117.3735 | 2969339.9724 | 0 | 16979912.2158 | 31026933.0251 | 749894.2093 | 0.77922 | 21790.9269 | 39817.9697 | 488.6562 | 892.9083
1 | 1300 | 707 | 0.035 | 15 | 15 | 7 | 1e-09 | 0 | CO2 | Porous | Wet | R245fa | MinimizeLCOE | IgnoreSilica | 99.6413 | 6.707 | 0.19714 | 4 | 21602.0161 | 39415.6805 | 484.42 | 883.887 | 34.8642 | 2.0527 | 769700542.1896 | 1035906.8139 | 0 | 1904936.9448 | 0 | 0 | 0 | 0 | 1146929.0659 | 2984074.1619 | 2036691.9321 | 9108538.9184 | 3144235.0165 | 4781563.4633 | 4781563.4633 | 6296117.3735 | 2969339.9724 | 0 | 17034337.3982 | 31081358.2074 | 1000000 | 0.78855 | 21602.0161 | 39415.6805 | 484.42 | 883.887
1 | 1300 | 707 | 0.035 | 15 | 15 | 7 | 1.3335e-09 | 0 | CO2 | Porous | Wet | R245fa | MinimizeLCOE | IgnoreSilica | 100.3038 | 6.7436 | 0.19892 | 4 | 21460.5691 | 39114.3736 | 481.248 | 877.1303 | 34.8781 | 2.0561 | 771962603.146 | 1041277.9624 | 0 | 1913029.9884 | 0 | 0 | 0 | 0 | 1152180.1008 | 2997736.2776 | 2046016.6068 | 9150240.9359 | 3144235.0165 | 4781563.4633 | 4781563.4633 | 6296117.3735 | 2969339.9724 | 0 | 17076039.4156 | 31123060.2249 | 1333521.4322 | 0.79569 | 21460.5691 | 39114.3736 | 481.248 | 877.1303
1 | 1300 | 707 | 0.035 | 15 | 15 | 7 | 1.7783e-09 | 0 | CO2 | Porous | Wet | R245fa | MinimizeLCOE | IgnoreSilica | 100.7861 | 6.7699 | 0.20026 | 4 | 21354.623 | 38890.2366 | 478.8722 | 872.1041 | 34.8894 | 2.0589 | 774378779.8352 | 1045243.3003 | 0 | 1918823.1021 | 0 | 0 | 0 | 0 | 1155985.8969 | 3007638.1785 | 2052774.8576 | 9180465.3355 | 3144235.0165 | 4781563.4633 | 4781563.4633 | 6296117.3735 | 2969339.9724 | 0 | 17106263.8153 | 31153284.6245 | 1778279.41 | 0.80106 | 21354.623 | 38890.2366 | 478.8722 | 872.1041
1 | 1300 | 707 | 0.035 | 15 | 15 | 7 | 2.3714e-09 | 0 | CO2 | Porous | Wet | R245fa | MinimizeLCOE | IgnoreSilica | 101.1734 | 6.7914 | 0.2013 | 4 | 21275.2458 | 38720.8868 | 477.0922 | 868.3065 | 34.897 | 2.0608 | 775341990.0774 | 1048354.5711 | 0 | 1923560.3483 | 0 | 0 | 0 | 0 | 1159046.8185 | 3015602.0687 | 2058210.3763 | 9204774.1829 | 3144235.0165 | 4781563.4633 | 4781563.4633 | 6296117.3735 | 2969339.9724 | 0 | 17130572.6626 | 31177593.4719 | 2371373.7057 | 0.80519 | 21275.2458 | 38720.8868 | 477.0922 | 868.3065
1 | 1300 | 707 | 0.035 | 15 | 15 | 7 | 3.1623e-09 | 0 | CO2 | Porous | Wet | R245fa | MinimizeLCOE | IgnoreSilica | 101.4512 | 6.8066 | 0.20207 | 4 | 21215.7615 | 38595.005 | 475.7583 | 865.4836 | 34.9033 | 2.0624 | 776587232.1334 | 1050627.1299 | 0 | 1926895.5013 | 0 | 0 | 0 | 0 | 1161233.8262 | 3021292.2138 | 2062094.0173 | 9222142.6884 | 3144235.0165 | 4781563.4633 | 4781563.4633 | 6296117.3735 | 2969339.9724 | 0 | 17147941.1682 | 31194961.9775 | 3162277.6602 | 0.80826 | 21215.7615 | 38595.005 | 475.7583 | 865.4836
1 | 1300 | 707 | 0.035 | 15 | 15 | 7 | 4.217e-09 | 0 | CO2 | Porous | Wet | R245fa | MinimizeLCOE | IgnoreSilica | 101.6487 | 6.8172 | 0.20264 | 4 | 21171.1777 | 38501.4782 | 474.7585 | 863.3863 | 34.9084 | 2.0636 | 777963437.7675 | 1052277.8972 | 0 | 1929212.9688 | 0 | 0 | 0 | 0 | 1162781.4377 | 3025318.7817 | 2064842.2326 | 9234433.3181 | 3144235.0165 | 4781563.4633 | 4781563.4633 | 6296117.3735 | 2969339.9724 | 0 | 17160231.7979 | 31207252.6072 | 4216965.0343 | 0.81055 | 21171.1777 | 38501.4782 | 474.7585 | 863.3863
1 | 1300 | 707 | 0.035 | 15 | 15 | 7 | 5.6234e-09 | 0 | CO2 | Porous | Wet | R245fa | MinimizeLCOE | IgnoreSilica | 101.8191 | 6.8267 | 0.20308 | 4 | 21137.7573 | 38429.9381 | 474.0091 | 861.782 | 34.9115 | 2.0644 | 778175285.6824 | 1053630.9896 | 0 | 1931308.179 | 0 | 0 | 0 | 0 | 1164126.2758 | 3028817.7744 | 2067230.367 | 9245113.5859 | 3144235.0165 | 4781563.4633 | 4781563.4633 | 6296117.3735 | 2969339.9724 | 0 | 17170912.0657 | 31217932.8749 | 5623413.2519 | 0.81233 | 21137.7573 | 38429.9381 | 474.0091 | 861.782
1 | 1300 | 707 | 0.035 | 15 | 15 | 7 | 7.4989e-09 | 0 | CO2 | Porous | Wet | R245fa | MinimizeLCOE | IgnoreSilica | 101.9387 | 6.8332 | 0.20341 | 4 | 21112.703 | 38376.8793 | 473.4472 | 860.5922 | 34.9141 | 2.0651 | 778476067.9855 | 1054604.8511 | 0 | 1932745.3929 | 0 | 0 | 0 | 0 | 1165066.5952 | 3031264.2927 | 2068900.166 | 9252581.2979 | 3144235.0165 | 4781563.4633 | 4781563.4633 | 6296117.3735 | 2969339.9724 | 0 | 17178379.7777 | 31225400.5869 | 7498942.0933 | 0.81365 | 21112.703 | 38376.8793 | 473.4472 | 860.5922
1 | 1300 | 707 | 0.035 | 15 | 15 | 7 | 1e-08 | 0 | CO2 | Porous | Wet | R245fa | MinimizeLCOE | IgnoreSilica | 102.0313 | 6.8383 | 0.20366 | 4 | 21093.919 | 38336.9264 | 473.026 | 859.6962 | 34.916 | 2.0655 | 779459036.3077 | 1055350.2518 | 0 | 1933868.5047 | 0 | 0 | 0 | 0 | 1165795.315 | 3033160.2722 | 2070194.211 | 9258368.5546 | 3144235.0165 | 4781563.4633 | 4781563.4633 | 6296117.3735 | 2969339.9724 | 0 | 17184167.0344 | 31231187.8437 | 10000000 | 0.81465 | 21093.919 | 38336.9264 | 473.026 | 859.6962
1 | 1400 | 707 | 0.035 | 15 | 15 | 7 | 1e-13 | 0 | CO2 | Porous | Wet | R245fa | MinimizeLCOE | IgnoreSilica | 0.34438 | 0.01161 | 0.00028673 | 4 | 7296659.4571 | 20101656.3133 | 163625.8127 | 450774.7512 | 30.65 | 1.2687 | 3142017333.5758 | 13722.8559 | 0 | 16393.1063 | 0 | 0 | 0 | 0 | 11745.2253 | 30558.6668 | 20856.918 | 93276.7723 | 3144235.0165 | 5131302.0575 | 5131302.0575 | 6472969.3905 | 3082262.2491 | 0 | 8368813.8463 | 23055347.5434 | 100 | 0.0011469 | 7296659.4571 | 20101656.3133 | 163625.8127 | 450774.7512
1 | 1400 | 707 | 0.035 | 15 | 15 | 7 | 1.3335e-13 | 0 | CO2 | Porous | Wet | R245fa | MinimizeLCOE | IgnoreSilica | 0.65185 | 0.048252 | 0.00054514 | 4 | 3871599.2424 | 10606763.7949 | 86819.6709 | 237854.097 | 30.8912 | 1.3094 | 105866197.1103 | 22584.093 | 0 | 30194.5041 | 0 | 0 | 0 | 1068.0556 | 21000.1946 | 54638.1985 | 37291.6932 | 166776.739 | 3144235.0165 | 5131302.0575 | 5131302.0575 | 6472969.3905 | 3082262.2491 | 0 | 8442313.813 | 23128847.5101 | 133.3521 | 0.0021806 | 3871599.2424 | 10606763.7949 | 86819.6709 | 237854.097
1 | 1400 | 707 | 0.035 | 15 | 15 | 7 | 1.7783e-13 | 0 | CO2 | Porous | Wet | R245fa | MinimizeLCOE | IgnoreSilica | 0.8028 | 0.060044 | 0.00074442 | 4 | 2860530.9755 | 7792758.3595 | 64146.711 | 174750.7099 | 31.4558 | 1.401 | 7799352.5455 | 31031.1054 | 0 | 47158.5986 | 0 | 0 | 0 | 0 | 30493.9845 | 79339.0926 | 54150.561 | 242173.3421 | 3144235.0165 | 5131302.0575 | 5131302.0575 | 6472969.3905 | 3082262.2491 | 0 | 8517710.4161 | 23204244.1132 | 177.8279 | 0.0029777 | 2860530.9755 | 7792758.3595 | 64146.711 | 174750.7099
1 | 1400 | 707 | 0.035 | 15 | 15 | 7 | 2.3714e-13 | 0 | CO2 | Porous | Wet | R245fa | MinimizeLCOE | IgnoreSilica | 1.0464 | 0.082067 | 0.0010878 | 4 | 1971884.1457 | 5347178.0049 | 44219.0221 | 119909.1655 | 31.8716 | 1.4659 | 30723550.0385 | 38698.9725 | 0 | 59613.5985 | 0 | 0 | 0 | 0 | 38341.9027 | 99757.7658 | 68086.7249 | 304498.9643 | 3144235.0165 | 5131302.0575 | 5131302.0575 | 6472969.3905 | 3082262.2491 | 0 | 8580036.0383 | 23266569.7354 | 237.1374 | 0.0043512 | 1971884.1457 | 5347178.0049 | 44219.0221 | 119909.1655
1 | 1400 | 707 | 0.035 | 15 | 15 | 7 | 3.1623e-13 | 0 | CO2 | Porous | Wet | R245fa | MinimizeLCOE | IgnoreSilica | 1.3779 | 0.11253 | 0.0015528 | 4 | 1394195.3985 | 3758662.9435 | 31264.4925 | 84287.1019 | 32.1997 | 1.5151 | 32241365.1032 | 48238.1363 | 0 | 75838.7103 | 0 | 0 | 0 | 0 | 48389.9702 | 125900.7762 | 85929.8668 | 384297.4597 | 3144235.0165 | 5131302.0575 | 5131302.0575 | 6472969.3905 | 3082262.2491 | 0 | 8659834.5337 | 23346368.2308 | 316.2278 | 0.0062113 | 1394195.3985 | 3758662.9435 | 31264.4925 | 84287.1019
1 | 1400 | 707 | 0.035 | 15 | 15 | 7 | 4.217e-13 | 0 | CO2 | Porous | Wet | R245fa | MinimizeLCOE | IgnoreSilica | 1.7995 | 0.15053 | 0.0021776 | 4 | 1004968.6906 | 2691050.3027 | 22536.1783 | 60346.1482 | 32.5013 | 1.5605 | 53447250.0534 | 59402.4339 | 0 | 94990.7718 | 0 | 0 | 0 | 0 | 60213.3502 | 156662.7859 | 106925.5705 | 478194.9123 | 3144235.0165 | 5131302.0575 | 5131302.0575 | 6472969.3905 | 3082262.2491 | 0 | 8753731.9863 | 23440265.6834 | 421.6965 | 0.0087105 | 1004968.6906 | 2691050.3027 | 22536.1783 | 60346.1482
1 | 1400 | 707 | 0.035 | 15 | 15 | 7 | 5.6234e-13 | 0 | CO2 | Porous | Wet | R245fa | MinimizeLCOE | IgnoreSilica | 2.3525 | 0.20025 | 0.0030145 | 4 | 735511.2777 | 1953500.6167 | 16493.6614 | 43806.776 | 32.757 | 1.5987 | 75156107.2901 | 72870.8015 | 0 | 118675.9711 | 0 | 0 | 0 | 0 | 74703.2413 | 194362.5101 | 132656.4069 | 593268.9309 | 3144235.0165 | 5131302.0575 | 5131302.0575 | 6472969.3905 | 3082262.2491 | 0 | 8868806.0049 | 23555339.702 | 562.3413 | 0.012058 | 735511.2777 | 1953500.6167 | 16493.6614 | 43806.776
1 | 1400 | 707 | 0.035 | 15 | 15 | 7 | 7.4989e-13 | 0 | CO2 | Porous | Wet | R245fa | MinimizeLCOE | IgnoreSilica | 3.0862 | 0.26627 | 0.0041333 | 4 | 545064.8738 | 1433367.5246 | 12222.9472 | 32142.9179 | 32.9644 | 1.6295 | 102626705.0572 | 89276.274 | 0 | 148404.9871 | 0 | 0 | 0 | 0 | 92695.6919 | 241175.1757 | 164607.0131 | 736159.1418 | 3144235.0165 | 5131302.0575 | 5131302.0575 | 6472969.3905 | 3082262.2491 | 0 | 9011696.2158 | 23698229.9129 | 749.8942 | 0.016533 | 545064.8738 | 1433367.5246 | 12222.9472 | 32142.9179
1 | 1400 | 707 | 0.035 | 15 | 15 | 7 | 1e-12 | 0 | CO2 | Porous | Wet | R245fa | MinimizeLCOE | IgnoreSilica | 4.0239 | 0.3495 | 0.0056222 | 4 | 408276.471 | 1061340.1888 | 9155.5005 | 23800.2955 | 33.1647 | 1.6603 | 124871932.5581 | 108663.2368 | 0 | 183872.4756 | 0 | 0 | 0 | 0 | 114088.9278 | 296835.9873 | 202596.6607 | 906057.2883 | 3144235.0165 | 5131302.0575 | 5131302.0575 | 6472969.3905 | 3082262.2491 | 0 | 9181594.3623 | 23868128.0593 | 1000 | 0.022489 | 408276.471 | 1061340.1888 | 9155.5005 | 23800.2955
1 | 1400 | 707 | 0.035 | 15 | 15 | 7 | 1.3335e-12 | 0 | CO2 | Porous | Wet | R245fa | MinimizeLCOE | IgnoreSilica | 5.2614 | 0.45923 | 0.0076038 | 4 | 308782.4087 | 791648.2551 | 6924.3704 | 17752.5195 | 33.3301 | 1.6859 | 152905955.3467 | 132230.5645 | 0 | 228149.3363 | 0 | 0 | 0 | 0 | 140548.1613 | 365677.4854 | 249582.3977 | 1116187.9453 | 3144235.0165 | 5131302.0575 | 5131302.0575 | 6472969.3905 | 3082262.2491 | 0 | 9391725.0193 | 24078258.7164 | 1333.5214 | 0.030415 | 308782.4087 | 791648.2551 | 6924.3704 | 17752.5195
1 | 1400 | 707 | 0.035 | 15 | 15 | 7 | 1.7783e-12 | 0 | CO2 | Porous | Wet | R245fa | MinimizeLCOE | IgnoreSilica | 6.8567 | 0.59935 | 0.010231 | 4 | 235681.8017 | 594567.7973 | 5285.1071 | 13333.0382 | 33.4879 | 1.7111 | 186837275.3383 | 160344.9303 | 0 | 281713.027 | 0 | 0 | 0 | 0 | 172402.6033 | 448556.2093 | 306148.8297 | 1369165.5996 | 3144235.0165 | 5131302.0575 | 5131302.0575 | 6472969.3905 | 3082262.2491 | 0 | 9644702.6736 | 24331236.3707 | 1778.2794 | 0.040923 | 235681.8017 | 594567.7973 | 5285.1071 | 13333.0382
1 | 1400 | 707 | 0.035 | 15 | 15 | 7 | 2.3714e-12 | 0 | CO2 | Porous | Wet | R245fa | MinimizeLCOE | IgnoreSilica | 8.9102 | 0.77806 | 0.013702 | 4 | 181534.3499 | 449507.1184 | 4070.8636 | 10080.0877 | 33.6393 | 1.736 | 228445850.4066 | 193879.6828 | 0 | 346485.109 | 0 | 0 | 0 | 0 | 210742.2688 | 548308.1542 | 374231.5819 | 1673646.7967 | 3144235.0165 | 5131302.0575 | 5131302.0575 | 6472969.3905 | 3082262.2491 | 0 | 9949183.8707 | 24635717.5678 | 2371.3737 | 0.054806 | 181534.3499 | 449507.1184 | 4070.8636 | 10080.0877
1 | 1400 | 707 | 0.035 | 15 | 15 | 7 | 3.1623e-12 | 0 | CO2 | Porous | Wet | R245fa | MinimizeLCOE | IgnoreSilica | 11.5218 | 1.0026 | 0.018262 | 4 | 141158.1655 | 342214.3485 | 3165.4375 | 7674.0735 | 33.7935 | 1.7623 | 275423632.8538 | 233526.0202 | 0 | 423711.5066 | 0 | 0 | 0 | 0 | 256322.6354 | 666898.9184 | 455172.2152 | 2035631.2958 | 3144235.0165 | 5131302.0575 | 5131302.0575 | 6472969.3905 | 3082262.2491 | 0 | 10311168.3698 | 24997702.0669 | 3162.2777 | 0.073047 | 141158.1655 | 342214.3485 | 3165.4375 | 7674.0735
1 | 1400 | 707 | 0.035 | 15 | 15 | 7 | 4.217e-12 | 0 | CO2 | Porous | Wet | R245fa | MinimizeLCOE | IgnoreSilica | 14.8151 | 1.2818 | 0.02421 | 4 | 110886.2673 | 262543.5665 | 2486.5976 | 5887.4756 | 33.9525 | 1.7902 | 327386154.269 | 280114.0473 | 0 | 515015.8419 | 0 | 0 | 0 | 0 | 310100.6568 | 806818.2986 | 550670.0672 | 2462718.9117 | 3144235.0165 | 5131302.0575 | 5131302.0575 | 6472969.3905 | 3082262.2491 | 0 | 10738255.9857 | 25424789.6828 | 4216.965 | 0.09684 | 110886.2673 | 262543.5665 | 2486.5976 | 5887.4756
1 | 1400 | 707 | 0.035 | 15 | 15 | 7 | 5.6234e-12 | 0 | CO2 | Porous | Wet | R245fa | MinimizeLCOE | IgnoreSilica | 18.9102 | 1.6236 | 0.031886 | 4 | 88090.43 | 203239.704 | 1975.4065 | 4557.6009 | 34.1195 | 1.8203 | 383335234.3578 | 334262.6558 | 0 | 621364.2183 | 0 | 0 | 0 | 0 | 372694.4809 | 969674.5891 | 661822.8319 | 2959818.776 | 3144235.0165 | 5131302.0575 | 5131302.0575 | 6472969.3905 | 3082262.2491 | 0 | 11235355.85 | 25921889.5471 | 5623.4133 | 0.12754 | 88090.43 | 203239.704 | 1975.4065 | 4557.6009
1 | 1400 | 707 | 0.035 | 15 | 15 | 7 | 7.4989e-12 | 0 | CO2 | Porous | Wet | R245fa | MinimizeLCOE | IgnoreSilica | 23.8756 | 2.0294 | 0.041625 | 4 | 70867.7498 | 159075.9117 | 1589.192 | 3567.2386 | 34.3025 | 1.8543 | 444545784.0957 | 395943.8199 | 0 | 741787.5644 | 0 | 0 | 0 | 0 | 443715.2399 | 1154456.0357 | 787939.966 | 3523842.6259 | 3144235.0165 | 5131302.0575 | 5131302.0575 | 6472969.3905 | 3082262.2491 | 0 | 11799379.6999 | 26485913.397 | 7498.9421 | 0.1665 | 70867.7498 | 159075.9117 | 1589.192 | 3567.2386
1 | 1400 | 707 | 0.035 | 15 | 15 | 7 | 1e-11 | 0 | CO2 | Porous | Wet | R245fa | MinimizeLCOE | IgnoreSilica | 29.7682 | 2.5003 | 0.053723 | 4 | 57828.5722 | 126172.9311 | 1296.7917 | 2829.3973 | 34.4979 | 1.8916 | 509481372.8855 | 464979.9332 | 0 | 875322.6484 | 0 | 0 | 0 | 0 | 522718.0068 | 1360005.0295 | 928231.3779 | 4151256.9958 | 3144235.0165 | 5131302.0575 | 5131302.0575 | 6472969.3905 | 3082262.2491 | 0 | 12426794.0698 | 27113327.7669 | 10000 | 0.21489 | 57828.5722 | 126172.9311 | 1296.7917 | 2829.3973
1 | 1400 | 707 | 0.035 | 15 | 15 | 7 | 1.3335e-11 | 0 | CO2 | Porous | Wet | R245fa | MinimizeLCOE | IgnoreSilica | 36.513 | 3.0246 | 0.068305 | 4 | 47949.3188 | 101703.1206 | 1075.2518 | 2280.6677 | 34.7078 | 1.9327 | 572864141.6551 | 539983.0304 | 0 | 1017882.442 | 0 | 0 | 0 | 0 | 607567.5343 | 1580766.0949 | 1078905.3413 | 4825104.4428 | 3144235.0165 | 5131302.0575 | 5131302.0575 | 6472969.3905 | 3082262.2491 | 0 | 13100641.5168 | 27787175.2139 | 13335.2143 | 0.27322 | 47949.3188 | 101703.1206 | 1075.2518 | 2280.6677
1 | 1400 | 707 | 0.035 | 15 | 15 | 7 | 1.7783e-11 | 0 | CO2 | Porous | Wet | R245fa | MinimizeLCOE | IgnoreSilica | 43.9682 | 3.5875 | 0.085261 | 4 | 40468.9402 | 83532.512 | 907.5061 | 1873.1963 | 34.9248 | 1.9766 | 634251420.8667 | 619096.3305 | 0 | 1165102.2264 | 0 | 0 | 0 | 0 | 695837.4372 | 1810426.2757 | 1235653.1337 | 5526115.4035 | 3144235.0165 | 5131302.0575 | 5131302.0575 | 6472969.3905 | 3082262.2491 | 0 | 13801652.4775 | 28488186.1746 | 17782.7941 | 0.34104 | 40468.9402 | 83532.512 | 907.5061 | 1873.1963
1 | 1400 | 707 | 0.035 | 15 | 15 | 7 | 2.3714e-11 | 0 | CO2 | Porous | Wet | R245fa | MinimizeLCOE | IgnoreSilica | 51.8339 | 4.1627 | 0.10412 | 4 | 34815.3946 | 70078.4496 | 780.7268 | 1571.4922 | 35.1441 | 2.0223 | 692420106.9997 | 699344.9254 | 0 | 1310355.7956 | 0 | 0 | 0 | 0 | 783783.2812 | 2039243.3216 | 1391825.4693 | 6224552.7931 | 3144235.0165 | 5131302.0575 | 5131302.0575 | 6472969.3905 | 3082262.2491 | 0 | 14500089.8671 | 29186623.5641 | 23713.7371 | 0.41649 | 34815.3946 | 70078.4496 | 780.7268 | 1571.4922
1 | 1400 | 707 | 0.035 | 15 | 15 | 7 | 3.1623e-11 | 0 | CO2 | Porous | Wet | R245fa | MinimizeLCOE | IgnoreSilica | 59.7339 | 4.7216 | 0.12409 | 4 | 30553.8857 | 60142.3627 | 685.1635 | 1348.6778 | 35.3587 | 2.0685 | 745616517.3865 | 777433.9299 | 0 | 1447177.8441 | 0 | 0 | 0 | 0 | 867598.5918 | 2257313.567 | 1540662.8927 | 6890186.8255 | 3144235.0165 | 5131302.0575 | 5131302.0575 | 6472969.3905 | 3082262.2491 | 0 | 15165723.8995 | 29852257.5966 | 31622.7766 | 0.49636 | 30553.8857 | 60142.3627 | 685.1635 | 1348.6778
1 | 1400 | 707 | 0.035 | 15 | 15 | 7 | 4.217e-11 | 0 | CO2 | Porous | Wet | R245fa | MinimizeLCOE | IgnoreSilica | 67.3218 | 5.2418 | 0.1442 | 4 | 27351.0044 | 52812.7707 | 613.3396 | 1184.3135 | 35.5589 | 2.113 | 791694944.1043 | 850543.8296 | 0 | 1571189.7477 | 0 | 0 | 0 | 0 | 944476.0952 | 2457333.0609 | 1677180.3072 | 7500723.0407 | 3144235.0165 | 5131302.0575 | 5131302.0575 | 6472969.3905 | 3082262.2491 | 0 | 15776260.1146 | 30462793.8117 | 42169.6503 | 0.57681 | 27351.0044 | 52812.7707 | 613.3396 | 1184.3135
1 | 1400 | 707 | 0.035 | 15 | 15 | 7 | 5.6234e-11 | 0 | CO2 | Porous | Wet | R245fa | MinimizeLCOE | IgnoreSilica | 74.2675 | 5.7039 | 0.16346 | 4 | 24950.0648 | 47412.1164 | 559.4991 | 1063.2052 | 35.7401 | 2.1543 | 831453424.9716 | 916238.3705 | 0 | 1678884.3555 | 0 | 0 | 0 | 0 | 1012097.8631 | 2633271.03 | 1797261.5863 | 8037753.2054 | 3144235.0165 | 5131302.0575 | 5131302.0575 | 6472969.3905 | 3082262.2491 | 0 | 16313290.2794 | 30999823.9765 | 56234.1325 | 0.65384 | 24950.0648 | 47412.1164 | 559.4991 | 1063.2052
1 | 1400 | 707 | 0.035 | 15 | 15 | 7 | 7.4989e-11 | 0 | CO2 | Porous | Wet | R245fa | MinimizeLCOE | IgnoreSilica | 80.377 | 6.0996 | 0.18107 | 4 | 23153.7968 | 43430.6821 | 519.2183 | 973.9225 | 35.8982 | 2.1913 | 864664843.3948 | 973248.9831 | 0 | 1769420.0328 | 0 | 0 | 0 | 0 | 1069640.9162 | 2782986.2504 | 1899445.3006 | 8494741.4831 | 3144235.0165 | 5131302.0575 | 5131302.0575 | 6472969.3905 | 3082262.2491 | 0 | 16770278.5571 | 31456812.2542 | 74989.4209 | 0.7243 | 23153.7968 | 43430.6821 | 519.2183 | 973.9225
1 | 1400 | 707 | 0.035 | 15 | 15 | 7 | 1e-10 | 0 | CO2 | Porous | Wet | R245fa | MinimizeLCOE | IgnoreSilica | 85.5728 | 6.4286 | 0.19655 | 4 | 21811.4968 | 40491.4359 | 489.1175 | 908.0106 | 36.0315 | 2.2231 | 891643741.4299 | 1021262.8321 | 0 | 1843561.8277 | 0 | 0 | 0 | 0 | 1117281.6173 | 2906937.5823 | 1984044.6315 | 8873088.4909 | 3144235.0165 | 5131302.0575 | 5131302.0575 | 6472969.3905 | 3082262.2491 | 0 | 17148625.5649 | 31835159.2619 | 100000 | 0.78622 | 21811.4968 | 40491.4359 | 489.1175 | 908.0106
1 | 1400 | 707 | 0.035 | 15 | 15 | 7 | 1.3335e-10 | 0 | CO2 | Porous | Wet | R245fa | MinimizeLCOE | IgnoreSilica | 90 | 6.7061 | 0.20982 | 4 | 20808.9471 | 38307.6494 | 466.6356 | 859.0397 | 36.1345 | 2.2484 | 905360022.0133 | 1061459.8561 | 0 | 1905446.4094 | 0 | 0 | 0 | 0 | 1157093.4435 | 3010519.7876 | 2054741.615 | 9189261.1116 | 3144235.0165 | 5131302.0575 | 5131302.0575 | 6472969.3905 | 3082262.2491 | 0 | 17464798.1856 | 32151331.8827 | 133352.1432 | 0.83929 | 20808.9471 | 38307.6494 | 466.6356 | 859.0397
1 | 1400 | 707 | 0.035 | 15 | 15 | 7 | 1.7783e-10 | 0 | CO2 | Porous | Wet | R245fa | MinimizeLCOE | IgnoreSilica | 90 | 6.6435 | 0.2172 | 4 | 20081.6994 | 36985.7697 | 450.3272 | 829.3969 | 36.3893 | 2.305 | 922024745.0352 | 1072534.474 | 0 | 1888725.4605 | 0 | 0 | 0 | 0 | 1154891.3745 | 3004790.4556 | 2050831.2282 | 9171772.9928 | 3144235.0165 | 5131302.0575 | 5131302.0575 | 6472969.3905 | 3082262.2491 | 0 | 17447310.0668 | 32133843.7639 | 177827.941 | 0.86882 | 20081.6994 | 36985.7697 | 450.3272 | 829.3969
1 | 1400 | 707 | 0.035 | 15 | 15 | 7 | 2.3714e-10 | 0 | CO2 | Porous | Wet | R245fa | MinimizeLCOE | IgnoreSilica | 97.3755 | 7.179 | 0.23006 | 4 | 19542.0782 | 35501.329 | 438.2263 | 796.1087 | 36.2235 | 2.273 | 934617799.869 | 1124077.7402 | 0 | 2010344.6616 | 0 | 0 | 0 | 0 | 1222424.7367 | 3180498.4111 | 2170755.5183 | 9708101.0679 | 3144235.0165 | 5131302.0575 | 5131302.0575 | 6472969.3905 | 3082262.2491 | 0 | 17983638.1419 | 32670171.839 | 237137.3706 | 0.92025 | 19542.0782 | 35501.329 | 438.2263 | 796.1087
1 | 1400 | 707 | 0.035 | 15 | 15 | 7 | 3.1623e-10 | 0 | CO2 | Porous | Wet | R245fa | MinimizeLCOE | IgnoreSilica | 99.6265 | 7.3136 | 0.23724 | 4 | 19112.332 | 34588.7622 | 428.5894 | 775.6446 | 36.2786 | 2.2868 | 945053544.1789 | 1144305.6059 | 0 | 2039588.2579 | 0 | 0 | 0 | 0 | 1241718.6069 | 3230697.1036 | 2205017.1574 | 9861326.7318 | 3144235.0165 | 5131302.0575 | 5131302.0575 | 6472969.3905 | 3082262.2491 | 0 | 18136863.8058 | 32823397.5029 | 316227.766 | 0.94896 | 19112.332 | 34588.7622 | 428.5894 | 775.6446
1 | 1400 | 707 | 0.035 | 15 | 15 | 7 | 4.217e-10 | 0 | CO2 | Porous | Wet | R245fa | MinimizeLCOE | IgnoreSilica | 101.3781 | 7.4177 | 0.24287 | 4 | 18790.807 | 33908.2631 | 421.3793 | 760.3845 | 36.3211 | 2.2976 | 952839735.5471 | 1160000.4617 | 0 | 2062092.4199 | 0 | 0 | 0 | 0 | 1256616.2239 | 3269457.647 | 2231472.0247 | 9979638.7773 | 3144235.0165 | 5131302.0575 | 5131302.0575 | 6472969.3905 | 3082262.2491 | 0 | 18255175.8513 | 32941709.5484 | 421696.5034 | 0.9715 | 18790.807 | 33908.2631 | 421.3793 | 760.3845
1 | 1400 | 707 | 0.035 | 15 | 15 | 7 | 5.6234e-10 | 0 | CO2 | Porous | Wet | R245fa | MinimizeLCOE | IgnoreSilica | 102.7204 | 7.4969 | 0.24724 | 4 | 18550.149 | 33400.7024 | 415.9826 | 749.0026 | 36.354 | 2.306 | 958994874.6189 | 1172030.4069 | 0 | 2079150.381 | 0 | 0 | 0 | 0 | 1267960.5073 | 3298973.1455 | 2251616.9589 | 10069731.3995 | 3144235.0165 | 5131302.0575 | 5131302.0575 | 6472969.3905 | 3082262.2491 | 0 | 18345268.4735 | 33031802.1706 | 562341.3252 | 0.98896 | 18550.149 | 33400.7024 | 415.9826 | 749.0026
1 | 1400 | 707 | 0.035 | 15 | 15 | 7 | 7.4989e-10 | 0 | CO2 | Porous | Wet | R245fa | MinimizeLCOE | IgnoreSilica | 103.7487 | 7.5573 | 0.2506 | 4 | 18369.9511 | 33021.3664 | 411.9417 | 740.4961 | 36.379 | 2.3124 | 963548277.4909 | 1181231.1134 | 0 | 2092135.1622 | 0 | 0 | 0 | 0 | 1276612.8475 | 3321484.7598 | 2266981.5983 | 10138445.4811 | 3144235.0165 | 5131302.0575 | 5131302.0575 | 6472969.3905 | 3082262.2491 | 0 | 18413982.5551 | 33100516.2522 | 749894.2093 | 1.0024 | 18369.9511 | 33021.3664 | 411.9417 | 740.4961
1 | 1400 | 707 | 0.035 | 15 | 15 | 7 | 1e-09 | 0 | CO2 | Porous | Wet | R245fa | MinimizeLCOE | IgnoreSilica | 104.5381 | 7.6037 | 0.25318 | 4 | 18234.9809 | 32737.3266 | 408.915 | 734.1266 | 36.3977 | 2.3172 | 966742104.8501 | 1188265.5253 | 0 | 2102081.2624 | 0 | 0 | 0 | 0 | 1283235.2472 | 3338714.8855 | 2278741.5131 | 10191038.4335 | 3144235.0165 | 5131302.0575 | 5131302.0575 | 6472969.3905 | 3082262.2491 | 0 | 18466575.5075 | 33153109.2046 | 1000000 | 1.0127 | 18234.9809 | 32737.3266 | 408.915 | 734.1266
1 | 1400 | 707 | 0.035 | 15 | 15 | 7 | 1.3335e-09 | 0 | CO2 | Porous | Wet | R245fa | MinimizeLCOE | IgnoreSilica | 105.0206 | 7.6299 | 0.25502 | 4 | 18133.8773 | 32531.1725 | 406.6478 | 729.5036 | 36.417 | 2.3219 | 953843083.8745 | 1192956.9645 | 0 | 2107594.7993 | 0 | 0 | 0 | 0 | 1287215.1879 | 3349069.8747 | 2285809.006 | 10222645.8324 | 3144235.0165 | 5131302.0575 | 5131302.0575 | 6472969.3905 | 3082262.2491 | 0 | 18498182.9064 | 33184716.6035 | 1333521.4322 | 1.0201 | 18133.8773 | 32531.1725 | 406.6478 | 729.5036
1 | 1400 | 707 | 0.035 | 15 | 15 | 7 | 1.7783e-09 | 0 | CO2 | Porous | Wet | R245fa | MinimizeLCOE | IgnoreSilica | 105.025 | 7.6222 | 0.25607 | 4 | 18058.5131 | 32397.1082 | 404.9578 | 726.4973 | 36.4472 | 2.3288 | 959869085.6735 | 1194512.1514 | 0 | 2105566.8879 | 0 | 0 | 0 | 0 | 1287030.8253 | 3348590.2011 | 2285481.6189 | 10221181.6846 | 3144235.0165 | 5131302.0575 | 5131302.0575 | 6472969.3905 | 3082262.2491 | 0 | 18496718.7586 | 33183252.4556 | 1778279.41 | 1.0243 | 18058.5131 | 32397.1082 | 404.9578 | 726.4973
1 | 1400 | 707 | 0.035 | 15 | 15 | 7 | 2.3714e-09 | 0 | CO2 | Porous | Wet | R245fa | MinimizeLCOE | IgnoreSilica | 105.0346 | 7.617 | 0.25686 | 4 | 18002.3741 | 32296.8973 | 403.6989 | 724.2501 | 36.4696 | 2.3339 | 944531506.2589 | 1195713.605 | 0 | 2104155.358 | 0 | 0 | 0 | 0 | 1286948.8956 | 3348377.0367 | 2285336.1298 | 10220531.0251 | 3144235.0165 | 5131302.0575 | 5131302.0575 | 6472969.3905 | 3082262.2491 | 0 | 18496068.099 | 33182601.7961 | 2371373.7057 | 1.0274 | 18002.3741 | 32296.8973 | 403.6989 | 724.2501
1 | 1400 | 707 | 0.035 | 15 | 15 | 7 | 3.1623e-09 | 0 | CO2 | Porous | Wet | R245fa | MinimizeLCOE | IgnoreSilica | 105.0346 | 7.6125 | 0.25744 | 4 | 17960.5057 | 32222.5424 | 402.76 | 722.5827 | 36.4867 | 2.3378 | 956571814.8538 | 1196575.3838 | 0 | 2102975.9486 | 0 | 0 | 0 | 0 | 1286825.0196 | 3348054.737 | 2285116.1536 | 10219547.2426 | 3144235.0165 | 5131302.0575 | 5131302.0575 | 6472969.3905 | 3082262.2491 | 0 | 18495084.3166 | 33181618.0136 | 3162277.6602 | 1.0298 | 17960.5057 | 32222.5424 | 402.76 | 722.5827
1 | 1400 | 707 | 0.035 | 15 | 15 | 7 | 4.217e-09 | 0 | CO2 | Porous | Wet | R245fa | MinimizeLCOE | IgnoreSilica | 105.0346 | 7.6091 | 0.25788 | 4 | 17929.232 | 32167 | 402.0587 | 721.3371 | 36.4995 | 2.3408 | 965604016.3754 | 1197221.8448 | 0 | 2102092.5554 | 0 | 0 | 0 | 0 | 1286732.616 | 3347814.3218 | 2284952.0653 | 10218813.4033 | 3144235.0165 | 5131302.0575 | 5131302.0575 | 6472969.3905 | 3082262.2491 | 0 | 18494350.4773 | 33180884.1744 | 4216965.0343 | 1.0315 | 17929.232 | 32167 | 402.0587 | 721.3371
1 | 1400 | 707 | 0.035 | 15 | 15 | 7 | 5.6234e-09 | 0 | CO2 | Porous | Wet | R245fa | MinimizeLCOE | IgnoreSilica | 105.0346 | 7.6066 | 0.25821 | 4 | 17905.8492 | 32125.4701 | 401.5343 | 720.4058 | 36.5091 | 2.343 | 972373486.7373 | 1197706.7385 | 0 | 2101430.6754 | 0 | 0 | 0 | 0 | 1286663.5914 | 3347634.7339 | 2284829.4929 | 10218265.2321 | 3144235.0165 | 5131302.0575 | 5131302.0575 | 6472969.3905 | 3082262.2491 | 0 | 18493802.3061 | 33180336.0032 | 5623413.2519 | 1.0328 | 17905.8492 | 32125.4701 | 401.5343 | 720.4058
1 | 1400 | 707 | 0.035 | 15 | 15 | 7 | 7.4989e-09 | 0 | CO2 | Porous | Wet | R245fa | MinimizeLCOE | IgnoreSilica | 105.0346 | 7.6047 | 0.25846 | 4 | 17888.3532 | 32094.3947 | 401.142 | 719.709 | 36.5163 | 2.3446 | 977450906.4868 | 1198070.4262 | 0 | 2100934.6632 | 0 | 0 | 0 | 0 | 1286611.9849 | 3347500.4642 | 2284737.8511 | 10217855.3895 | 3144235.0165 | 5131302.0575 | 5131302.0575 | 6472969.3905 | 3082262.2491 | 0 | 18493392.4635 | 33179926.1606 | 7498942.0933 | 1.0338 | 17888.3532 | 32094.3947 | 401.142 | 719.709
1 | 1400 | 707 | 0.035 | 15 | 15 | 7 | 1e-08 | 0 | CO2 | Porous | Wet | R245fa | MinimizeLCOE | IgnoreSilica | 105.0514 | 7.6046 | 0.25866 | 4 | 17875.2579 | 32070.2252 | 400.8483 | 719.167 | 36.5209 | 2.3457 | 980712269.4716 | 1198436.0885 | 0 | 2100852.7864 | 0 | 0 | 0 | 0 | 1286722.6612 | 3347788.4214 | 2284934.3878 | 10218734.3454 | 3144235.0165 | 5131302.0575 | 5131302.0575 | 6472969.3905 | 3082262.2491 | 0 | 18494271.4194 | 33180805.1165 | 10000000 | 1.0346 | 17875.2579 | 32070.2252 | 400.8483 | 719.167
1 | 1500 | 707 | 0.035 | 15 | 15 | 7 | 1e-13 | 0 | CO2 | Porous | Wet | R245fa | MinimizeLCOE | IgnoreSilica | 0.45181 | 0.025871 | 0.00045571 | 4 | 4816050.7174 | 13231431.1151 | 107998.7654 | 296711.6229 | 31.7342 | 1.4545 | 2051771294.7111 | 20130.9141 | 0 | 26451.8638 | 0 | 0 | 0 | 1108.3971 | 18599.5582 | 48392.2353 | 33028.6949 | 147711.6634 | 3144235.0165 | 5486900.7426 | 5486900.7426 | 6655388.4938 | 3197528.562 | 0 | 8778847.4225 | 24118665.2209 | 100 | 0.0018228 | 4816050.7174 | 13231431.1151 | 107998.7654 | 296711.6229
1 | 1500 | 707 | 0.035 | 15 | 15 | 7 | 1.3335e-13 | 0 | CO2 | Porous | Wet | R245fa | MinimizeLCOE | IgnoreSilica | 0.60277 | 0.040859 | 0.00072781 | 4 | 3031517.5041 | 8300677.1914 | 67981.0423 | 186140.6661 | 32.4028 | 1.562 | 1904484327.3426 | 26491.5497 | 0 | 35743.7369 | 0 | 0 | 0 | 515.8378 | 24472.9385 | 63673.5659 | 43458.5171 | 194356.1459 | 3144235.0165 | 5486900.7426 | 5486900.7426 | 6655388.4938 | 3197528.562 | 0 | 8825491.9049 | 24165309.7034 | 133.3521 | 0.0029112 | 3031517.5041 | 8300677.1914 | 67981.0423 | 186140.6661
1 | 1500 | 707 | 0.035 | 15 | 15 | 7 | 1.7783e-13 | 0 | CO2 | Porous | Wet | R245fa | MinimizeLCOE | IgnoreSilica | 0.80743 | 0.061128 | 0.0011002 | 4 | 2019030.6955 | 5504859.4709 | 45276.272 | 123445.134 | 32.9612 | 1.6454 | 2084753980.4802 | 34333.1775 | 0 | 47628.7505 | 0 | 0 | 0 | 0 | 31965.1519 | 83166.7684 | 56763.0283 | 253856.8766 | 3144235.0165 | 5486900.7426 | 5486900.7426 | 6655388.4938 | 3197528.562 | 0 | 8884992.6357 | 24224810.4341 | 177.8279 | 0.0044006 | 2019030.6955 | 5504859.4709 | 45276.272 | 123445.134
1 | 1500 | 707 | 0.035 | 15 | 15 | 7 | 2.3714e-13 | 0 | CO2 | Porous | Wet | R245fa | MinimizeLCOE | IgnoreSilica | 1.0658 | 0.085965 | 0.0015949 | 4 | 1403854.7896 | 3808409.2781 | 31481.102 | 85402.6513 | 33.4574 | 1.7176 | 40932128.8625 | 43394.1712 | 0 | 61451.5999 | 0 | 0 | 0 | 0 | 40889.8507 | 106387.0039 | 72611.3162 | 324733.9419 | 3144235.0165 | 5486900.7426 | 5486900.7426 | 6655388.4938 | 3197528.562 | 0 | 8955869.701 | 24295687.4994 | 237.1374 | 0.0063795 | 1403854.7896 | 3808409.2781 | 31481.102 | 85402.6513
1 | 1500 | 707 | 0.035 | 15 | 15 | 7 | 3.1623e-13 | 0 | CO2 | Porous | Wet | R245fa | MinimizeLCOE | IgnoreSilica | 1.4337 | 0.12236 | 0.0022785 | 4 | 993081.9655 | 2676214.5879 | 22269.6214 | 60013.4609 | 33.8162 | 1.7637 | 714533682.4537 | 55059.0215 | 0 | 80436.5172 | 0 | 0 | 0 | 0 | 52843.2601 | 137487.3231 | 93837.9231 | 419664.045 | 3144235.0165 | 5486900.7426 | 5486900.7426 | 6655388.4938 | 3197528.562 | 0 | 9050799.8041 | 24390617.6025 | 316.2278 | 0.0091138 | 993081.9655 | 2676214.5879 | 22269.6214 | 60013.4609
1 | 1500 | 707 | 0.035 | 15 | 15 | 7 | 4.217e-13 | 0 | CO2 | Porous | Wet | R245fa | MinimizeLCOE | IgnoreSilica | 1.931 | 0.17178 | 0.0032006 | 4 | 716264.4839 | 1914446.436 | 16062.0568 | 42930.9955 | 34.0869 | 1.7953 | 2160875746.0546 | 69343.2089 | 0 | 104648.3895 | 0 | 0 | 0 | 0 | 67856.7234 | 176549.275 | 120498.5079 | 538896.1047 | 3144235.0165 | 5486900.7426 | 5486900.7426 | 6655388.4938 | 3197528.562 | 0 | 9170031.8638 | 24509849.6623 | 421.6965 | 0.012803 | 716264.4839 | 1914446.436 | 16062.0568 | 42930.9955
1 | 1500 | 707 | 0.035 | 15 | 15 | 7 | 5.6234e-13 | 0 | CO2 | Porous | Wet | R245fa | MinimizeLCOE | IgnoreSilica | 2.5766 | 0.23527 | 0.0044269 | 4 | 525936.5935 | 1392217.0545 | 11794.0001 | 31220.1287 | 34.3205 | 1.8235 | 2212233840.0344 | 86263.9056 | 0 | 133925.202 | 0 | 0 | 0 | 0 | 85873.752 | 223425.8875 | 152492.7592 | 681981.5063 | 3144235.0165 | 5486900.7426 | 5486900.7426 | 6655388.4938 | 3197528.562 | 0 | 9313117.2654 | 24652935.0638 | 562.3413 | 0.017708 | 525936.5935 | 1392217.0545 | 11794.0001 | 31220.1287
1 | 1500 | 707 | 0.035 | 15 | 15 | 7 | 7.4989e-13 | 0 | CO2 | Porous | Wet | R245fa | MinimizeLCOE | IgnoreSilica | 3.4392 | 0.32014 | 0.006067 | 4 | 391095.6538 | 1023196.2221 | 8770.2249 | 22944.9263 | 34.4999 | 1.8442 | 2477008639.2991 | 106877.0135 | 0 | 170780.0425 | 0 | 0 | 0 | 0 | 108286.2518 | 281738.6147 | 192292.3937 | 859974.3161 | 3144235.0165 | 5486900.7426 | 5486900.7426 | 6655388.4938 | 3197528.562 | 0 | 9491110.0751 | 24830927.8736 | 749.8942 | 0.024268 | 391095.6538 | 1023196.2221 | 8770.2249 | 22944.9263
1 | 1500 | 707 | 0.035 | 15 | 15 | 7 | 1e-12 | 0 | CO2 | Porous | Wet | R245fa | MinimizeLCOE | IgnoreSilica | 4.5842 | 0.43264 | 0.0082535 | 4 | 294150.4716 | 758794.9873 | 6596.2527 | 17015.7929 | 34.6411 | 1.8604 | 1453601231.3033 | 131882.8195 | 0 | 216805.3244 | 0 | 0 | 0 | 0 | 135988.3761 | 353813.8597 | 241485.2294 | 1079975.6091 | 3144235.0165 | 5486900.7426 | 5486900.7426 | 6655388.4938 | 3197528.562 | 0 | 9711111.3682 | 25050929.1666 | 1000 | 0.033014 | 294150.4716 | 758794.9873 | 6596.2527 | 17015.7929
1 | 1500 | 707 | 0.035 | 15 | 15 | 7 | 1.3335e-12 | 0 | CO2 | Porous | Wet | R245fa | MinimizeLCOE | IgnoreSilica | 6.1117 | 0.58275 | 0.011168 | 4 | 223524.5282 | 566925.964 | 5012.4832 | 12713.1768 | 34.7465 | 1.8721 | 1402802760.6672 | 162379.4195 | 0 | 274702.6986 | 0 | 0 | 0 | 0 | 170462.0261 | 443507.2253 | 302702.7944 | 1353754.1638 | 3144235.0165 | 5486900.7426 | 5486900.7426 | 6655388.4938 | 3197528.562 | 0 | 9984889.9229 | 25324707.7213 | 1333.5214 | 0.04467 | 223524.5282 | 566925.964 | 5012.4832 | 12713.1768
1 | 1500 | 707 | 0.035 | 15 | 15 | 7 | 1.7783e-12 | 0 | CO2 | Porous | Wet | R245fa | MinimizeLCOE | IgnoreSilica | 8.1527 | 0.78352 | 0.015045 | 4 | 171589.508 | 426484.1369 | 3847.853 | 9563.803 | 34.8201 | 1.8797 | 1728231874.8664 | 199638.897 | 0 | 347715.4469 | 0 | 0 | 0 | 0 | 213468.1941 | 555400.4528 | 379072.2214 | 1695295.2122 | 3144235.0165 | 5486900.7426 | 5486900.7426 | 6655388.4938 | 3197528.562 | 0 | 10326430.9713 | 25666248.7697 | 1778.2794 | 0.060181 | 171589.508 | 426484.1369 | 3847.853 | 9563.803
1 | 1500 | 707 | 0.035 | 15 | 15 | 7 | 2.3714e-12 | 0 | CO2 | Porous | Wet | R245fa | MinimizeLCOE | IgnoreSilica | 10.8789 | 1.0519 | 0.02019 | 4 | 133138.5388 | 323077.445 | 2985.5993 | 7244.9331 | 34.8657 | 1.8836 | 2710242905.3847 | 245142.8099 | 0 | 439779.8524 | 0 | 0 | 0 | 0 | 267119.8383 | 694991.0254 | 474345.6555 | 2121379.1814 | 3144235.0165 | 5486900.7426 | 5486900.7426 | 6655388.4938 | 3197528.562 | 0 | 10752514.9405 | 26092332.7389 | 2371.3737 | 0.080762 | 133138.5388 | 323077.445 | 2985.5993 | 7244.9331
1 | 1500 | 707 | 0.035 | 15 | 15 | 7 | 3.1623e-12 | 0 | CO2 | Porous | Wet | R245fa | MinimizeLCOE | IgnoreSilica | 14.0971 | 1.356 | 0.026831 | 4 | 104479.7904 | 247407.8989 | 2342.9339 | 5548.0619 | 35.0112 | 1.9096 | 398989144.4127 | 295401.659 | 0 | 538304.868 | 0 | 0 | 0 | 0 | 325145.5455 | 845962.0129 | 577386.4566 | 2582200.542 | 3144235.0165 | 5486900.7426 | 5486900.7426 | 6655388.4938 | 3197528.562 | 0 | 11213336.3011 | 26553154.0995 | 3162.2777 | 0.10733 | 104479.7904 | 247407.8989 | 2342.9339 | 5548.0619
1 | 1500 | 707 | 0.035 | 15 | 15 | 7 | 4.217e-12 | 0 | CO2 | Porous | Wet | R245fa | MinimizeLCOE | IgnoreSilica | 17.9675 | 1.7099 | 0.035364 | 4 | 82900.813 | 191343.2416 | 1859.0306 | 4290.8256 | 35.2057 | 1.9466 | 464470230.4684 | 352168.4144 | 0 | 647320.4986 | 0 | 0 | 0 | 0 | 389800.6761 | 1014181.4 | 692199.6449 | 3095670.6339 | 3144235.0165 | 5486900.7426 | 5486900.7426 | 6655388.4938 | 3197528.562 | 0 | 11726806.393 | 27066624.1914 | 4216.965 | 0.14146 | 82900.813 | 191343.2416 | 1859.0306 | 4290.8256
1 | 1500 | 707 | 0.035 | 15 | 15 | 7 | 5.6234e-12 | 0 | CO2 | Porous | Wet | R245fa | MinimizeLCOE | IgnoreSilica | 22.6692 | 2.1295 | 0.046221 | 4 | 66578.6891 | 149548.1749 | 1493.0109 | 3353.5814 | 35.4179 | 1.9881 | 536608139.8808 | 416968.5293 | 0 | 770621.8903 | 0 | 0 | 0 | 0 | 463160.2636 | 1205047.9987 | 822470.0204 | 3678268.7023 | 3144235.0165 | 5486900.7426 | 5486900.7426 | 6655388.4938 | 3197528.562 | 0 | 12309404.4614 | 27649222.2598 | 5623.4133 | 0.18489 | 66578.6891 | 149548.1749 | 1493.0109 | 3353.5814
1 | 1500 | 707 | 0.035 | 15 | 15 | 7 | 7.4989e-12 | 0 | CO2 | Porous | Wet | R245fa | MinimizeLCOE | IgnoreSilica | 28.2723 | 2.6167 | 0.05978 | 4 | 54194.1364 | 118344.9832 | 1215.2903 | 2653.8574 | 35.6458 | 2.0339 | 611095514.2708 | 489818.2649 | 0 | 907491.5981 | 0 | 0 | 0 | 0 | 544950.8466 | 1417850.318 | 967711.976 | 4327823.0036 | 3144235.0165 | 5486900.7426 | 5486900.7426 | 6655388.4938 | 3197528.562 | 0 | 12958958.7626 | 28298776.5611 | 7498.9421 | 0.23912 | 54194.1364 | 118344.9832 | 1215.2903 | 2653.8574
1 | 1500 | 707 | 0.035 | 15 | 15 | 7 | 1e-11 | 0 | CO2 | Porous | Wet | R245fa | MinimizeLCOE | IgnoreSilica | 34.7692 | 3.1653 | 0.076289 | 4 | 44779.2081 | 95047.8028 | 1004.1628 | 2131.4238 | 35.8882 | 2.0837 | 686908733.9263 | 569900.6585 | 0 | 1055267.1459 | 0 | 0 | 0 | 0 | 633815.4437 | 1649057.7711 | 1125515.8136 | 5033556.8328 | 3144235.0165 | 5486900.7426 | 5486900.7426 | 6655388.4938 | 3197528.562 | 0 | 13664692.5919 | 29004510.3903 | 10000 | 0.30516 | 44779.2081 | 95047.8028 | 1004.1628 | 2131.4238
1 | 1500 | 707 | 0.035 | 15 | 15 | 7 | 1.3335e-11 | 0 | CO2 | Porous | Wet | R245fa | MinimizeLCOE | IgnoreSilica | 42.0554 | 3.7614 | 0.095753 | 4 | 37617.716 | 77668.2003 | 843.5681 | 1741.6905 | 36.1413 | 2.137 | 760123544.9244 | 655523.3561 | 0 | 1209645.9984 | 0 | 0 | 0 | 0 | 727416.0483 | 1892587.3441 | 1291729.7511 | 5776902.498 | 3144235.0165 | 5486900.7426 | 5486900.7426 | 6655388.4938 | 3197528.562 | 0 | 14408038.2571 | 29747856.0555 | 13335.2143 | 0.38301 | 37617.716 | 77668.2003 | 843.5681 | 1741.6905
1 | 1500 | 707 | 0.035 | 15 | 15 | 7 | 1.7783e-11 | 0 | CO2 | Porous | Wet | R245fa | MinimizeLCOE | IgnoreSilica | 49.8971 | 4.3814 | 0.11781 | 4 | 32174.6179 | 64727.0792 | 721.508 | 1451.489 | 36.4002 | 2.1929 | 830014727.8529 | 743975.8005 | 0 | 1364546.8888 | 0 | 0 | 0 | 0 | 822323.8488 | 2139517.9728 | 1460264.9792 | 6530629.4901 | 3144235.0165 | 5486900.7426 | 5486900.7426 | 6655388.4938 | 3197528.562 | 0 | 15161765.2492 | 30501583.0476 | 17782.7941 | 0.47123 | 32174.6179 | 64727.0792 | 721.508 | 1451.489
1 | 1500 | 707 | 0.035 | 15 | 15 | 7 | 2.3714e-11 | 0 | CO2 | Porous | Wet | R245fa | MinimizeLCOE | IgnoreSilica | 57.9823 | 4.999 | 0.14171 | 4 | 28045.7812 | 55107.8197 | 628.9198 | 1235.7794 | 36.6555 | 2.2495 | 894187939.0141 | 832090.3486 | 0 | 1513957.7012 | 0 | 0 | 0 | 0 | 914958.7394 | 2380534.9562 | 1624764.0227 | 7266305.7682 | 3144235.0165 | 5486900.7426 | 5486900.7426 | 6655388.4938 | 3197528.562 | 0 | 15897441.5273 | 31237259.3257 | 23713.7371 | 0.56684 | 28045.7812 | 55107.8197 | 628.9198 | 1235.7794
1 | 1500 | 707 | 0.035 | 15 | 15 | 7 | 3.1623e-11 | 0 | CO2 | Porous | Wet | R245fa | MinimizeLCOE | IgnoreSilica | 66.287 | 5.6245 | 0.16631 | 4 | 24985.3098 | 48044.0236 | 560.2895 | 1077.3755 | 36.853 | 2.2958 | 946891886.4721 | 918384.6952 | 0 | 1661433.369 | 0 | 0 | 0 | 0 | 1006129.045 | 2617741.3897 | 1786662.2877 | 7990350.7865 | 3144235.0165 | 5486900.7426 | 5486900.7426 | 6655388.4938 | 3197528.562 | 0 | 16621486.5456 | 31961304.344 | 31622.7766 | 0.66525 | 24985.3098 | 48044.0236 | 560.2895 | 1077.3755
1 | 1500 | 707 | 0.035 | 15 | 15 | 7 | 4.217e-11 | 0 | CO2 | Porous | Wet | R245fa | MinimizeLCOE | IgnoreSilica | 73.9534 | 6.1738 | 0.19091 | 4 | 22598.379 | 42686.6514 | 506.7631 | 957.2378 | 37.0735 | 2.3477 | 996128689.3418 | 997441.6795 | 0 | 1787429.0903 | 0 | 0 | 0 | 0 | 1086099.6002 | 2825808.37 | 1928672.2771 | 8625451.017 | 3144235.0165 | 5486900.7426 | 5486900.7426 | 6655388.4938 | 3197528.562 | 0 | 17256586.7761 | 32596404.5745 | 42169.6503 | 0.76362 | 22598.379 | 42686.6514 | 506.7631 | 957.2378
1 | 1500 | 707 | 0.035 | 15 | 15 | 7 | 5.6234e-11 | 0 | CO2 | Porous | Wet | R245fa | MinimizeLCOE | IgnoreSilica | 80.9176 | 6.6588 | 0.21408 | 4 | 20801.0536 | 38714.3756 | 466.4586 | 868.1605 | 37.2675 | 2.3946 | 1036657831.3475 | 1067993.8312 | 0 | 1896422.7361 | 0 | 0 | 0 | 0 | 1156122.4612 | 3007993.4908 | 2053017.3656 | 9181549.885 | 3144235.0165 | 5486900.7426 | 5486900.7426 | 6655388.4938 | 3197528.562 | 0 | 17812685.6441 | 33152503.4425 | 56234.1325 | 0.85634 | 20801.0536 | 38714.3756 | 466.4586 | 868.1605
1 | 1500 | 707 | 0.035 | 15 | 15 | 7 | 7.4989e-11 | 0 | CO2 | Porous | Wet | R245fa | MinimizeLCOE | IgnoreSilica | 86.1038 | 6.9937 | 0.23386 | 4 | 19466.172 | 35864.7285 | 436.5242 | 804.2578 | 37.4804 | 2.4453 | 1074508112.2823 | 1122757.514 | 0 | 1969738.1167 | 0 | 0 | 0 | 0 | 1206073.296 | 3137955.3166 | 2141718.9821 | 9578243.2254 | 3144235.0165 | 5486900.7426 | 5486900.7426 | 6655388.4938 | 3197528.562 | 0 | 18209378.9845 | 33549196.7829 | 74989.4209 | 0.93544 | 19466.172 | 35864.7285 | 436.5242 | 804.2578
1 | 1500 | 707 | 0.035 | 15 | 15 | 7 | 1e-10 | 0 | CO2 | Porous | Wet | R245fa | MinimizeLCOE | IgnoreSilica | 91.0419 | 7.3212 | 0.25154 | 4 | 18469.9223 | 33715.6448 | 414.1835 | 756.0651 | 37.6197 | 2.4805 | 1102318536.4737 | 1172201.6736 | 0 | 2041219.8093 | 0 | 0 | 0 | 0 | 1253234.3784 | 3260658.7788 | 2225466.6164 | 9952781.2565 | 3144235.0165 | 5486900.7426 | 5486900.7426 | 6655388.4938 | 3197528.562 | 0 | 18583917.0156 | 33923734.814 | 100000 | 1.0062 | 18469.9223 | 33715.6448 | 414.1835 | 756.0651
1 | 1500 | 707 | 0.035 | 15 | 15 | 7 | 1.3335e-10 | 0 | CO2 | Porous | Wet | R245fa | MinimizeLCOE | IgnoreSilica | 95.0929 | 7.5854 | 0.26638 | 4 | 17723.9617 | 32120.3695 | 397.4555 | 720.2915 | 37.7329 | 2.5095 | 1124073672.8309 | 1212523.9004 | 0 | 2098245.9192 | 0 | 0 | 0 | 0 | 1291200.2297 | 3359438.136 | 2292885.5573 | 10254293.7426 | 3144235.0165 | 5486900.7426 | 5486900.7426 | 6655388.4938 | 3197528.562 | 0 | 18885429.5017 | 34225247.3001 | 133352.1432 | 1.0655 | 17723.9617 | 32120.3695 | 397.4555 | 720.2915
1 | 1500 | 707 | 0.035 | 15 | 15 | 7 | 1.7783e-10 | 0 | CO2 | Porous | Wet | R245fa | MinimizeLCOE | IgnoreSilica | 98.3501 | 7.7949 | 0.27853 | 4 | 17165.5932 | 30934.2866 | 384.9343 | 693.6938 | 37.8229 | 2.5329 | 1140809716.9771 | 1244800.5231 | 0 | 2143103.1683 | 0 | 0 | 0 | 0 | 1321282.4396 | 3437705.8757 | 2346304.8979 | 10493196.9046 | 3144235.0165 | 5486900.7426 | 5486900.7426 | 6655388.4938 | 3197528.562 | 0 | 19124332.6637 | 34464150.4621 | 177827.941 | 1.1141 | 17165.5932 | 30934.2866 | 384.9343 | 693.6938
1 | 1500 | 707 | 0.035 | 15 | 15 | 7 | 2.3714e-10 | 0 | CO2 | Porous | Wet | R245fa | MinimizeLCOE | IgnoreSilica | 100.9176 | 7.9582 | 0.28826 | 4 | 16747.6482 | 30051.6077 | 375.5619 | 673.9 | 37.8941 | 2.5516 | 1154022785.7684 | 1270193.7134 | 0 | 2177811.4168 | 0 | 0 | 0 | 0 | 1344722.0008 | 3498690.8056 | 2387928.3657 | 10679346.3024 | 3144235.0165 | 5486900.7426 | 5486900.7426 | 6655388.4938 | 3197528.562 | 0 | 19310482.0614 | 34650299.8599 | 237137.3706 | 1.153 | 16747.6482 | 30051.6077 | 375.5619 | 673.9
1 | 1500 | 707 | 0.035 | 15 | 15 | 7 | 3.1623e-10 | 0 | CO2 | Porous | Wet | R245fa | MinimizeLCOE | IgnoreSilica | 102.923 | 8.0846 | 0.29594 | 4 | 16434.7622 | 29393.4423 | 368.5455 | 659.1408 | 37.9493 | 2.5662 | 1163913676.4977 | 1289979.9625 | 0 | 2204564.0483 | 0 | 0 | 0 | 0 | 1362872.1642 | 3545913.8078 | 2420159.035 | 10823489.0179 | 3144235.0165 | 5486900.7426 | 5486900.7426 | 6655388.4938 | 3197528.562 | 0 | 19454624.7769 | 34794442.5754 | 316227.766 | 1.1837 | 16434.7622 | 29393.4423 | 368.5455 | 659.1408
1 | 1500 | 707 | 0.035 | 15 | 15 | 7 | 4.217e-10 | 0 | CO2 | Porous | Wet | R245fa | MinimizeLCOE | IgnoreSilica | 104.4649 | 8.1811 | 0.30192 | 4 | 16200.4719 | 28902.5556 | 363.2916 | 648.1328 | 37.9922 | 2.5776 | 1172017583.0491 | 1305201.6884 | 0 | 2224877.577 | 0 | 0 | 0 | 0 | 1376730.9135 | 3581971.4306 | 2444769.1036 | 10933550.7132 | 3144235.0165 | 5486900.7426 | 5486900.7426 | 6655388.4938 | 3197528.562 | 0 | 19564686.4722 | 34904504.2707 | 421696.5034 | 1.2077 | 16200.4719 | 28902.5556 | 363.2916 | 648.1328
1 | 1500 | 707 | 0.035 | 15 | 15 | 7 | 5.6234e-10 | 0 | CO2 | Porous | Wet | R245fa | MinimizeLCOE | IgnoreSilica | 105.6628 | 8.2559 | 0.30655 | 4 | 16024.9905 | 28535.0416 | 359.3565 | 639.8914 | 38.0242 | 2.5862 | 1177299952.3854 | 1316956.7716 | 0 | 2240613.9542 | 0 | 0 | 0 | 0 | 1387452.5831 | 3609867.0154 | 2463808.4134 | 11018698.7377 | 3144235.0165 | 5486900.7426 | 5486900.7426 | 6655388.4938 | 3197528.562 | 0 | 19649834.4967 | 34989652.2952 | 562341.3252 | 1.2262 | 16024.9905 | 28535.0416 | 359.3565 | 639.8914
1 | 1500 | 707 | 0.035 | 15 | 15 | 7 | 7.4989e-10 | 0 | CO2 | Porous | Wet | R245fa | MinimizeLCOE | IgnoreSilica | 106.5472 | 8.3104 | 0.31007 | 4 | 15893.5256 | 28261.6116 | 356.4084 | 633.7598 | 38.0501 | 2.5931 | 1182792515.9839 | 1325742.0859 | 0 | 2252006.2289 | 0 | 0 | 0 | 0 | 1395321.8428 | 3630341.2151 | 2477782.4754 | 11081193.8482 | 3144235.0165 | 5486900.7426 | 5486900.7426 | 6655388.4938 | 3197528.562 | 0 | 19712329.6073 | 35052147.4057 | 749894.2093 | 1.2403 | 15893.5256 | 28261.6116 | 356.4084 | 633.7598
1 | 1500 | 707 | 0.035 | 15 | 15 | 7 | 1e-09 | 0 | CO2 | Porous | Wet | R245fa | MinimizeLCOE | IgnoreSilica | 107.2512 | 8.3543 | 0.31279 | 4 | 15795.0165 | 28055.4985 | 354.1994 | 629.1377 | 38.0681 | 2.598 | 1185292047.5844 | 1332603.5278 | 0 | 2261208.8544 | 0 | 0 | 0 | 0 | 1401586.8291 | 3646641.4242 | 2488907.703 | 11130948.3384 | 3144235.0165 | 5486900.7426 | 5486900.7426 | 6655388.4938 | 3197528.562 | 0 | 19762084.0975 | 35101901.8959 | 1000000 | 1.2512 | 15795.0165 | 28055.4985 | 354.1994 | 629.1377
1 | 1500 | 707 | 0.035 | 15 | 15 | 7 | 1.3335e-09 | 0 | CO2 | Porous | Wet | R245fa | MinimizeLCOE | IgnoreSilica | 107.7628 | 8.3857 | 0.31483 | 4 | 15721.1893 | 27902.1869 | 352.5438 | 625.6998 | 38.0829 | 2.602 | 1188262028.1443 | 1337669.1052 | 0 | 2267760.2734 | 0 | 0 | 0 | 0 | 1406117.4577 | 3658429.1905 | 2496953.0957 | 11166929.1225 | 3144235.0165 | 5486900.7426 | 5486900.7426 | 6655388.4938 | 3197528.562 | 0 | 19798064.8815 | 35137882.68 | 1333521.4322 | 1.2593 | 15721.1893 | 27902.1869 | 352.5438 | 625.6998
1 | 1500 | 707 | 0.035 | 15 | 15 | 7 | 1.7783e-09 | 0 | CO2 | Porous | Wet | R245fa | MinimizeLCOE | IgnoreSilica | 108.1527 | 8.4096 | 0.31638 | 4 | 15665.8524 | 27787.2014 | 351.3029 | 623.1212 | 38.0938 | 2.6049 | 1190322764.3514 | 1341515.026 | 0 | 2272759.3143 | 0 | 0 | 0 | 0 | 1409566.9927 | 3667404.1731 | 2503078.7058 | 11194324.2118 | 3144235.0165 | 5486900.7426 | 5486900.7426 | 6655388.4938 | 3197528.562 | 0 | 19825459.9709 | 35165277.7693 | 1778279.41 | 1.2655 | 15665.8524 | 27787.2014 | 351.3029 | 623.1212
1 | 1500 | 707 | 0.035 | 15 | 15 | 7 | 2.3714e-09 | 0 | CO2 | Porous | Wet | R245fa | MinimizeLCOE | IgnoreSilica | 108.4576 | 8.4286 | 0.31756 | 4 | 15624.3703 | 27700.5618 | 350.3727 | 621.1784 | 38.1015 | 2.607 | 1192072060.4509 | 1344478.5931 | 0 | 2276718.7457 | 0 | 0 | 0 | 0 | 1412266.9621 | 3674428.9397 | 2507873.2533 | 11215766.4939 | 3144235.0165 | 5486900.7426 | 5486900.7426 | 6655388.4938 | 3197528.562 | 0 | 19846902.253 | 35186720.0514 | 2371373.7057 | 1.2703 | 15624.3703 | 27700.5618 | 350.3727 | 621.1784
1 | 1500 | 707 | 0.035 | 15 | 15 | 7 | 3.1623e-09 | 0 | CO2 | Porous | Wet | R245fa | MinimizeLCOE | IgnoreSilica | 108.6667 | 8.4412 | 0.31843 | 4 | 15593.2714 | 27636.5613 | 349.6753 | 619.7432 | 38.1083 | 2.6088 | 1193101838.2426 | 1346589.0376 | 0 | 2279325.1788 | 0 | 0 | 0 | 0 | 1414106.5444 | 3679215.1554 | 2511139.9439 | 11230375.8601 | 3144235.0165 | 5486900.7426 | 5486900.7426 | 6655388.4938 | 3197528.562 | 0 | 19861511.6192 | 35201329.4176 | 3162277.6602 | 1.2737 | 15593.2714 | 27636.5613 | 349.6753 | 619.7432
1 | 1500 | 707 | 0.035 | 15 | 15 | 7 | 4.217e-09 | 0 | CO2 | Porous | Wet | R245fa | MinimizeLCOE | IgnoreSilica | 108.8325 | 8.4513 | 0.31909 | 4 | 15569.9553 | 27588.2107 | 349.1525 | 618.6589 | 38.113 | 2.6101 | 1194013753.4928 | 1348226.3794 | 0 | 2281437.0652 | 0 | 0 | 0 | 0 | 1415568.7434 | 3683019.4973 | 2513736.4854 | 11241988.1708 | 3144235.0165 | 5486900.7426 | 5486900.7426 | 6655388.4938 | 3197528.562 | 0 | 19873123.9299 | 35212941.7284 | 4216965.0343 | 1.2764 | 15569.9553 | 27588.2107 | 349.1525 | 618.6589
1 | 1500 | 707 | 0.035 | 15 | 15 | 7 | 5.6234e-09 | 0 | CO2 | Porous | Wet | R245fa | MinimizeLCOE | IgnoreSilica | 108.9614 | 8.4593 | 0.3196 | 4 | 15552.4734 | 27551.7741 | 348.7604 | 617.8418 | 38.1163 | 2.611 | 1194477541.744 | 1349482.3459 | 0 | 2283101.0214 | 0 | 0 | 0 | 0 | 1416707.5133 | 3685982.3429 | 2515758.6884 | 11251031.9119 | 3144235.0165 | 5486900.7426 | 5486900.7426 | 6655388.4938 | 3197528.562 | 0 | 19882167.671 | 35221985.4694 | 5623413.2519 | 1.2784 | 15552.4734 | 27551.7741 | 348.7604 | 617.8418
1 | 1500 | 707 | 0.035 | 15 | 15 | 7 | 7.4989e-09 | 0 | CO2 | Porous | Wet | R245fa | MinimizeLCOE | IgnoreSilica | 109.054 | 8.4649 | 0.31997 | 4 | 15539.3653 | 27524.648 | 348.4665 | 617.2335 | 38.119 | 2.6117 | 1194787678.941 | 1350400.8688 | 0 | 2284273.8092 | 0 | 0 | 0 | 0 | 1417523.1244 | 3688104.3957 | 2517207.0331 | 11257509.2312 | 3144235.0165 | 5486900.7426 | 5486900.7426 | 6655388.4938 | 3197528.562 | 0 | 19888644.9903 | 35228462.7887 | 7498942.0933 | 1.2799 | 15539.3653 | 27524.648 | 348.4665 | 617.2335
1 | 1500 | 707 | 0.035 | 15 | 15 | 7 | 1e-08 | 0 | CO2 | Porous | Wet | R245fa | MinimizeLCOE | IgnoreSilica | 109.1271 | 8.4694 | 0.32026 | 4 | 15529.5366 | 27504.1492 | 348.2461 | 616.7739 | 38.1208 | 2.6122 | 1195286826.7247 | 1351111.8689 | 0 | 2285219.5031 | 0 | 0 | 0 | 0 | 1418169.2351 | 3689785.4432 | 2518354.3825 | 11262640.4327 | 3144235.0165 | 5486900.7426 | 5486900.7426 | 6655388.4938 | 3197528.562 | 0 | 19893776.1918 | 35233593.9902 | 10000000 | 1.281 | 15529.5366 | 27504.1492 | 348.2461 | 616.7739
1 | 1600 | 707 | 0.035 | 15 | 15 | 7 | 1e-13 | 0 | CO2 | Porous | Wet | R245fa | MinimizeLCOE | IgnoreSilica | 0.41755 | 0.01999 | 0.00055135 | 4 | 4140657.4066 | 11398683.8167 | 92853.2347 | 255612.7108 | 32.9003 | 1.6789 | 1051300480.5923 | 20023.5603 | 0 | 23107.5576 | 0 | 0 | 0 | 1819.5672 | 17530.7672 | 45611.4602 | 31130.7588 | 139223.6713 | 3144235.0165 | 5848359.5185 | 5848359.5185 | 6843374.6835 | 3315138.9113 | 0 | 9131818.2063 | 25138691.3196 | 100 | 0.0022054 | 4140657.4066 | 11398683.8167 | 92853.2347 | 255612.7108
1 | 1600 | 707 | 0.035 | 15 | 15 | 7 | 1.3335e-13 | 0 | CO2 | Porous | Wet | R245fa | MinimizeLCOE | IgnoreSilica | 0.55924 | 0.034156 | 0.00089119 | 4 | 2574936.3818 | 7065256.8921 | 57742.3218 | 158436.6665 | 33.7916 | 1.8188 | 58227829.1886 | 26800.6536 | 0 | 31997.8735 | 0 | 0 | 0 | 1387.5986 | 23472.5891 | 61070.8618 | 41682.1181 | 186411.6947 | 3144235.0165 | 5848359.5185 | 5848359.5185 | 6843374.6835 | 3315138.9113 | 0 | 9179006.2298 | 25185879.3431 | 133.3521 | 0.0035648 | 2574936.3818 | 7065256.8921 | 57742.3218 | 158436.6665
1 | 1600 | 707 | 0.035 | 15 | 15 | 7 | 1.7783e-13 | 0 | CO2 | Porous | Wet | R245fa | MinimizeLCOE | IgnoreSilica | 0.74446 | 0.05271 | 0.0013674 | 4 | 1688149.1133 | 4614565.7583 | 37856.3331 | 103480.5142 | 34.5413 | 1.9275 | 718353476.5439 | 34913.9732 | 0 | 42967.9393 | 0 | 0 | 0 | 0 | 30373.9459 | 79026.7767 | 53937.3989 | 241220.034 | 3144235.0165 | 5848359.5185 | 5848359.5185 | 6843374.6835 | 3315138.9113 | 0 | 9233814.569 | 25240687.6823 | 177.8279 | 0.0054698 | 1688149.1133 | 4614565.7583 | 37856.3331 | 103480.5142
1 | 1600 | 707 | 0.035 | 15 | 15 | 7 | 2.3714e-13 | 0 | CO2 | Porous | Wet | R245fa | MinimizeLCOE | IgnoreSilica | 1.0075 | 0.078714 | 0.0020048 | 4 | 1161753.8076 | 3157794.8181 | 26052.0464 | 70812.7804 | 35.2032 | 2.0171 | 754324940.9418 | 45399.6526 | 0 | 57607.8532 | 0 | 0 | 0 | 1559.4085 | 40781.0966 | 106104.0479 | 72418.1929 | 323870.2516 | 3144235.0165 | 5848359.5185 | 5848359.5185 | 6843374.6835 | 3315138.9113 | 0 | 9316464.7866 | 25323337.8999 | 237.1374 | 0.0080193 | 1161753.8076 | 3157794.8181 | 26052.0464 | 70812.7804
1 | 1600 | 707 | 0.035 | 15 | 15 | 7 | 3.1623e-13 | 0 | CO2 | Porous | Wet | R245fa | MinimizeLCOE | IgnoreSilica | 1.3364 | 0.11146 | 0.0028847 | 4 | 814814.7463 | 2202059.76 | 18272.0224 | 49380.6543 | 35.7152 | 2.0829 | 125275312.1931 | 57337.5162 | 0 | 74789.694 | 0 | 0 | 0 | 0 | 51529.6119 | 134069.4801 | 91505.175 | 409231.4772 | 3144235.0165 | 5848359.5185 | 5848359.5185 | 6843374.6835 | 3315138.9113 | 0 | 9401826.0122 | 25408699.1255 | 316.2278 | 0.011539 | 814814.7463 | 2202059.76 | 18272.0224 | 49380.6543
1 | 1600 | 707 | 0.035 | 15 | 15 | 7 | 4.217e-13 | 0 | CO2 | Porous | Wet | R245fa | MinimizeLCOE | IgnoreSilica | 1.7995 | 0.15787 | 0.0040798 | 4 | 583372.1743 | 1564241.3023 | 13081.979 | 35077.7306 | 36.1168 | 2.1288 | 986226194.2353 | 72573.2025 | 0 | 97738.166 | 0 | 0 | 0 | 0 | 66421.4337 | 172814.9456 | 117949.7513 | 527497.4991 | 3144235.0165 | 5848359.5185 | 5848359.5185 | 6843374.6835 | 3315138.9113 | 0 | 9520092.0341 | 25526965.1474 | 421.6965 | 0.016319 | 583372.1743 | 1564241.3023 | 13081.979 | 35077.7306
1 | 1600 | 707 | 0.035 | 15 | 15 | 7 | 5.6234e-13 | 0 | CO2 | Porous | Wet | R245fa | MinimizeLCOE | IgnoreSilica | 2.4109 | 0.21874 | 0.0056633 | 4 | 426801.9245 | 1133411.1135 | 9570.9293 | 25416.4684 | 36.4476 | 2.1667 | 922324045.5086 | 90899.437 | 0 | 126060.0908 | 0 | 0 | 0 | 1228.2162 | 85093.2202 | 221395.1039 | 151106.7076 | 675782.7757 | 3144235.0165 | 5848359.5185 | 5848359.5185 | 6843374.6835 | 3315138.9113 | 0 | 9668377.3107 | 25675250.4241 | 562.3413 | 0.022653 | 426801.9245 | 1133411.1135 | 9570.9293 | 25416.4684
1 | 1600 | 707 | 0.035 | 15 | 15 | 7 | 7.4989e-13 | 0 | CO2 | Porous | Wet | R245fa | MinimizeLCOE | IgnoreSilica | 3.2151 | 0.29899 | 0.0077979 | 4 | 315510.7453 | 828691.6725 | 7075.2517 | 18583.2091 | 36.7002 | 2.1942 | 1698181556.7131 | 112865.5859 | 0 | 161136.1505 | 0 | 0 | 0 | 0 | 106860.6772 | 278029.5619 | 189760.889 | 848652.8645 | 3144235.0165 | 5848359.5185 | 5848359.5185 | 6843374.6835 | 3315138.9113 | 0 | 9841247.3995 | 25848120.5128 | 749.8942 | 0.031191 | 315510.7453 | 828691.6725 | 7075.2517 | 18583.2091
1 | 1600 | 707 | 0.035 | 15 | 15 | 7 | 1e-12 | 0 | CO2 | Porous | Wet | R245fa | MinimizeLCOE | IgnoreSilica | 4.2823 | 0.40508 | 0.010627 | 4 | 236647.7732 | 613217.1052 | 5306.7687 | 13751.2444 | 36.9066 | 2.2173 | 87298951.9649 | 139528.6851 | 0 | 204846.675 | 0 | 0 | 0 | 0 | 134306.3904 | 349437.6778 | 238498.3953 | 1066617.8236 | 3144235.0165 | 5848359.5185 | 5848359.5185 | 6843374.6835 | 3315138.9113 | 0 | 10059212.3587 | 26066085.472 | 1000 | 0.042507 | 236647.7732 | 613217.1052 | 5306.7687 | 13751.2444
1 | 1600 | 707 | 0.035 | 15 | 15 | 7 | 1.3335e-12 | 0 | CO2 | Porous | Wet | R245fa | MinimizeLCOE | IgnoreSilica | 5.7244 | 0.54902 | 0.014423 | 4 | 179121.9844 | 456572.9838 | 4016.7669 | 10238.5381 | 37.0508 | 2.2314 | 445050423.5534 | 172388.7935 | 0 | 260711.2845 | 0 | 0 | 0 | 0 | 168909.0304 | 439466.6491 | 299945.0181 | 1341420.7756 | 3144235.0165 | 5848359.5185 | 5848359.5185 | 6843374.6835 | 3315138.9113 | 0 | 10334015.3106 | 26340888.4239 | 1333.5214 | 0.057693 | 179121.9844 | 456572.9838 | 4016.7669 | 10238.5381
1 | 1600 | 707 | 0.035 | 15 | 15 | 7 | 1.7783e-12 | 0 | CO2 | Porous | Wet | R245fa | MinimizeLCOE | IgnoreSilica | 7.6534 | 0.74174 | 0.019486 | 4 | 136979.7581 | 342345.7933 | 3071.7377 | 7677.0211 | 37.1535 | 2.2405 | 1833430002.4622 | 212540.176 | 0 | 331179.4516 | 0 | 0 | 0 | 0 | 212050.6548 | 551712.3062 | 376554.9855 | 1684037.5741 | 3144235.0165 | 5848359.5185 | 5848359.5185 | 6843374.6835 | 3315138.9113 | 0 | 10676632.1091 | 26683505.2224 | 1778.2794 | 0.077943 | 136979.7581 | 342345.7933 | 3071.7377 | 7677.0211
1 | 1600 | 707 | 0.035 | 15 | 15 | 7 | 2.3714e-12 | 0 | CO2 | Porous | Wet | R245fa | MinimizeLCOE | IgnoreSilica | 10.2092 | 0.99673 | 0.026196 | 4 | 105929.8183 | 258691.6076 | 2375.4504 | 5801.0963 | 37.2303 | 2.2475 | 1318087278.317 | 261237.0294 | 0 | 419066.828 | 0 | 0 | 0 | 0 | 265318.5044 | 690304.324 | 471146.8855 | 2107073.5712 | 3144235.0165 | 5848359.5185 | 5848359.5185 | 6843374.6835 | 3315138.9113 | 0 | 11099668.1062 | 27106541.2195 | 2371.3737 | 0.10478 | 105929.8183 | 258691.6076 | 2375.4504 | 5801.0963
1 | 1600 | 707 | 0.035 | 15 | 15 | 7 | 3.1623e-12 | 0 | CO2 | Porous | Wet | R245fa | MinimizeLCOE | IgnoreSilica | 13.6096 | 1.336 | 0.035079 | 4 | 82848.6686 | 196927.3673 | 1857.8612 | 4416.0483 | 37.2772 | 2.2509 | 3127212436.153 | 320507.4761 | 0 | 529361.1482 | 0 | 0 | 0 | 0 | 331448.7634 | 862361.693 | 588579.5752 | 2632258.6559 | 3144235.0165 | 5848359.5185 | 5848359.5185 | 6843374.6835 | 3315138.9113 | 0 | 11624853.1909 | 27631726.3042 | 3162.2777 | 0.14031 | 82848.6686 | 196927.3673 | 1857.8612 | 4416.0483
1 | 1600 | 707 | 0.035 | 15 | 15 | 7 | 4.217e-12 | 0 | CO2 | Porous | Wet | R245fa | MinimizeLCOE | IgnoreSilica | 18.1138 | 1.785 | 0.046754 | 4 | 65629.9719 | 151220.3742 | 1471.7361 | 3391.0801 | 37.2957 | 2.2509 | 3299349661.874 | 392299.8422 | 0 | 667134.1597 | 0 | 0 | 0 | 0 | 413179.2607 | 1075007.6817 | 733714.832 | 3281335.7764 | 3144235.0165 | 5848359.5185 | 5848359.5185 | 6843374.6835 | 3315138.9113 | 0 | 12273930.3114 | 28280803.4247 | 4216.965 | 0.18702 | 65629.9719 | 151220.3742 | 1471.7361 | 3391.0801
1 | 1600 | 707 | 0.035 | 15 | 15 | 7 | 5.6234e-12 | 0 | CO2 | Porous | Wet | R245fa | MinimizeLCOE | IgnoreSilica | 24.1043 | 2.3828 | 0.061983 | 4 | 52755.7977 | 117317.2113 | 1183.0359 | 2630.8099 | 37.2695 | 2.2443 | 4947163927.4758 | 479296.491 | 0 | 840350.8994 | 0 | 0 | 0 | 0 | 514662.4823 | 1339046.2071 | 913926.551 | 4087282.6308 | 3144235.0165 | 5848359.5185 | 5848359.5185 | 6843374.6835 | 3315138.9113 | 0 | 13079877.1658 | 29086750.2791 | 5623.4133 | 0.24793 | 52755.7977 | 117317.2113 | 1183.0359 | 2630.8099
1 | 1600 | 707 | 0.035 | 15 | 15 | 7 | 7.4989e-12 | 0 | CO2 | Porous | Wet | R245fa | MinimizeLCOE | IgnoreSilica | 32.0043 | 3.1712 | 0.081443 | 4 | 43191.8941 | 92327.0123 | 968.5677 | 2070.4108 | 37.1864 | 2.2292 | 7054304866.3949 | 583345.4019 | 0 | 1056216.5794 | 0 | 0 | 0 | 0 | 639429.1727 | 1663663.5425 | 1135484.5526 | 5078139.2492 | 3144235.0165 | 5848359.5185 | 5848359.5185 | 6843374.6835 | 3315138.9113 | 0 | 14070733.7842 | 30077606.8975 | 7498.9421 | 0.32577 | 43191.8941 | 92327.0123 | 968.5677 | 2070.4108
1 | 1600 | 707 | 0.035 | 15 | 15 | 7 | 1e-11 | 0 | CO2 | Porous | Wet | R245fa | MinimizeLCOE | IgnoreSilica | 39.4413 | 3.8446 | 0.10329 | 4 | 36078.6177 | 74821.8486 | 809.0542 | 1677.8617 | 37.3952 | 2.278 | 884277228.7978 | 678646.4597 | 0 | 1230588.9491 | 0 | 0 | 0 | 0 | 744601.8094 | 1937301.1693 | 1322247.8556 | 5913386.2431 | 3144235.0165 | 5848359.5185 | 5848359.5185 | 6843374.6835 | 3315138.9113 | 0 | 14905980.7781 | 30912853.8914 | 10000 | 0.41315 | 36078.6177 | 74821.8486 | 809.0542 | 1677.8617
1 | 1600 | 707 | 0.035 | 15 | 15 | 7 | 1.3335e-11 | 0 | CO2 | Porous | Wet | R245fa | MinimizeLCOE | IgnoreSilica | 47.1346 | 4.5005 | 0.1281 | 4 | 30653.1305 | 61891.8621 | 687.389 | 1387.9099 | 37.6826 | 2.3444 | 965875453.5275 | 774220.5404 | 0 | 1393575.4231 | 0 | 0 | 0 | 0 | 845440.4258 | 2199662.5642 | 1501314.8986 | 6714213.8521 | 3144235.0165 | 5848359.5185 | 5848359.5185 | 6843374.6835 | 3315138.9113 | 0 | 15706808.3872 | 31713681.5005 | 13335.2143 | 0.5124 | 30653.1305 | 61891.8621 | 687.389 | 1387.9099
1 | 1600 | 707 | 0.035 | 15 | 15 | 7 | 1.7783e-11 | 0 | CO2 | Porous | Wet | R245fa | MinimizeLCOE | IgnoreSilica | 55.2755 | 5.1703 | 0.15563 | 4 | 26515.916 | 52228.1976 | 594.613 | 1171.2046 | 37.9709 | 2.412 | 1041563188.7054 | 871648.4054 | 0 | 1554556.3752 | 0 | 0 | 0 | 0 | 946219.8644 | 2461869.9909 | 1680276.8551 | 7514571.491 | 3144235.0165 | 5848359.5185 | 5848359.5185 | 6843374.6835 | 3315138.9113 | 0 | 16507166.026 | 32514039.1393 | 17782.7941 | 0.62254 | 26515.916 | 52228.1976 | 594.613 | 1171.2046
1 | 1600 | 707 | 0.035 | 15 | 15 | 7 | 2.3714e-11 | 0 | CO2 | Porous | Wet | R245fa | MinimizeLCOE | IgnoreSilica | 63.5124 | 5.8243 | 0.18482 | 4 | 23368.0674 | 45019.7588 | 524.0232 | 1009.5571 | 38.2515 | 2.4792 | 1109874608.7236 | 967266.3057 | 0 | 1707095.8279 | 0 | 0 | 0 | 0 | 1043001.2321 | 2713675.2569 | 1852139.1233 | 8283177.7459 | 3144235.0165 | 5848359.5185 | 5848359.5185 | 6843374.6835 | 3315138.9113 | 0 | 17275772.2809 | 33282645.3942 | 23713.7371 | 0.73929 | 23368.0674 | 45019.7588 | 524.0232 | 1009.5571
1 | 1600 | 707 | 0.035 | 15 | 15 | 7 | 3.1623e-11 | 0 | CO2 | Porous | Wet | R245fa | MinimizeLCOE | IgnoreSilica | 71.4829 | 6.436 | 0.21432 | 4 | 20980.1734 | 39651.6726 | 470.4753 | 889.1791 | 38.5142 | 2.5435 | 1170128218.8323 | 1057582.7085 | 0 | 1846112.3243 | 0 | 0 | 0 | 0 | 1132441.0628 | 2946379.3498 | 2010964.4483 | 8993479.8938 | 3144235.0165 | 5848359.5185 | 5848359.5185 | 6843374.6835 | 3315138.9113 | 0 | 17986074.4288 | 33992947.5421 | 31622.7766 | 0.85729 | 20980.1734 | 39651.6726 | 470.4753 | 889.1791
1 | 1600 | 707 | 0.035 | 15 | 15 | 7 | 4.217e-11 | 0 | CO2 | Porous | Wet | R245fa | MinimizeLCOE | IgnoreSilica | 78.8908 | 6.9878 | 0.24278 | 4 | 19174.6109 | 35657.4786 | 429.986 | 799.6103 | 38.7495 | 2.6025 | 1220315123.9054 | 1139896.096 | 0 | 1968757.7303 | 0 | 0 | 0 | 0 | 1212374.9923 | 3154351.0376 | 2152909.3986 | 9628289.2548 | 3144235.0165 | 5848359.5185 | 5848359.5185 | 6843374.6835 | 3315138.9113 | 0 | 18620883.7898 | 34627756.9032 | 42169.6503 | 0.97112 | 19174.6109 | 35657.4786 | 429.986 | 799.6103
1 | 1600 | 707 | 0.035 | 15 | 15 | 7 | 5.6234e-11 | 0 | CO2 | Porous | Wet | R245fa | MinimizeLCOE | IgnoreSilica | 85.4802 | 7.4652 | 0.269 | 4 | 17813.4 | 32689.7289 | 399.4612 | 733.0592 | 38.9548 | 2.6551 | 1262503904.6666 | 1212128.5396 | 0 | 2072896.564 | 0 | 0 | 0 | 0 | 1281159.7904 | 3333314.9726 | 2275055.9616 | 10174555.8282 | 3144235.0165 | 5848359.5185 | 5848359.5185 | 6843374.6835 | 3315138.9113 | 0 | 19167150.3632 | 35174023.4765 | 56234.1325 | 1.076 | 17813.4 | 32689.7289 | 399.4612 | 733.0592
1 | 1600 | 707 | 0.035 | 15 | 15 | 7 | 7.4989e-11 | 0 | CO2 | Porous | Wet | R245fa | MinimizeLCOE | IgnoreSilica | 91.1493 | 7.8666 | 0.29221 | 4 | 16789.6118 | 30484.0473 | 376.503 | 683.5973 | 39.1279 | 2.7005 | 1297389191.0639 | 1273632.3069 | 0 | 2159120.3113 | 0 | 0 | 0 | 0 | 1338773.5211 | 3483214.0817 | 2377365.1836 | 10632105.4046 | 3144235.0165 | 5848359.5185 | 5848359.5185 | 6843374.6835 | 3315138.9113 | 0 | 19624699.9397 | 35631573.053 | 74989.4209 | 1.1689 | 16789.6118 | 30484.0473 | 376.503 | 683.5973
1 | 1600 | 707 | 0.035 | 15 | 15 | 7 | 1e-10 | 0 | CO2 | Porous | Wet | R245fa | MinimizeLCOE | IgnoreSilica | 95.8675 | 8.1939 | 0.31205 | 4 | 16020.898 | 28844.8375 | 359.2647 | 646.8385 | 39.271 | 2.7386 | 1324287969.2262 | 1324504.2831 | 0 | 2228556.4712 | 0 | 0 | 0 | 0 | 1385693.6942 | 3605290.7475 | 2460685.0165 | 11004730.2125 | 3144235.0165 | 5848359.5185 | 5848359.5185 | 6843374.6835 | 3315138.9113 | 0 | 19997324.7475 | 36004197.8608 | 100000 | 1.2482 | 16020.898 | 28844.8375 | 359.2647 | 646.8385
1 | 1600 | 707 | 0.035 | 15 | 15 | 7 | 1.3335e-10 | 0 | CO2 | Porous | Wet | R245fa | MinimizeLCOE | IgnoreSilica | 99.6996 | 8.4554 | 0.32852 | 4 | 15444.3204 | 27625.4888 | 346.3351 | 619.4949 | 39.387 | 2.77 | 1346723211.4256 | 1365662.0444 | 0 | 2283467.4397 | 0 | 0 | 0 | 0 | 1423160.4988 | 3702771.6876 | 2527217.7611 | 11302279.4317 | 3144235.0165 | 5848359.5185 | 5848359.5185 | 6843374.6835 | 3315138.9113 | 0 | 20294873.9668 | 36301747.0801 | 133352.1432 | 1.3141 | 15444.3204 | 27625.4888 | 346.3351 | 619.4949
1 | 1600 | 707 | 0.035 | 15 | 15 | 7 | 1.7783e-10 | 0 | CO2 | Porous | Wet | R245fa | MinimizeLCOE | IgnoreSilica | 102.7741 | 8.6628 | 0.3419 | 4 | 15012.1093 | 26716.4529 | 336.6429 | 599.11 | 39.4781 | 2.7949 | 1363345659.7843 | 1398514.0588 | 0 | 2326716.0976 | 0 | 0 | 0 | 0 | 1452839.761 | 3779991.0396 | 2579921.5556 | 11537982.5125 | 3144235.0165 | 5848359.5185 | 5848359.5185 | 6843374.6835 | 3315138.9113 | 0 | 20530577.0475 | 36537450.1608 | 177827.941 | 1.3676 | 15012.1093 | 26716.4529 | 336.6429 | 599.11
1 | 1600 | 707 | 0.035 | 15 | 15 | 7 | 2.3714e-10 | 0 | CO2 | Porous | Wet | R245fa | MinimizeLCOE | IgnoreSilica | 105.1829 | 8.8235 | 0.35255 | 4 | 14688.2039 | 26038.9626 | 329.3794 | 583.9174 | 39.55 | 2.8148 | 1376725459.0944 | 1424234.963 | 0 | 2360005.8443 | 0 | 0 | 0 | 0 | 1475853.9149 | 3839869.1472 | 2620789.5944 | 11720753.4638 | 3144235.0165 | 5848359.5185 | 5848359.5185 | 6843374.6835 | 3315138.9113 | 0 | 20713347.9989 | 36720221.1122 | 237137.3706 | 1.4102 | 14688.2039 | 26038.9626 | 329.3794 | 583.9174
1 | 1600 | 707 | 0.035 | 15 | 15 | 7 | 3.1623e-10 | 0 | CO2 | Porous | Wet | R245fa | MinimizeLCOE | IgnoreSilica | 107.064 | 8.9483 | 0.36093 | 4 | 14445.4815 | 25532.832 | 323.9364 | 572.5675 | 39.6052 | 2.8302 | 1386380741.9066 | 1444254.8859 | 0 | 2385729.1784 | 0 | 0 | 0 | 0 | 1493693.7851 | 3886284.8301 | 2652469.2517 | 11862431.9312 | 3144235.0165 | 5848359.5185 | 5848359.5185 | 6843374.6835 | 3315138.9113 | 0 | 20855026.4662 | 36861899.5795 | 316227.766 | 1.4437 | 14445.4815 | 25532.832 | 323.9364 | 572.5675
1 | 1600 | 707 | 0.035 | 15 | 15 | 7 | 4.217e-10 | 0 | CO2 | Porous | Wet | R245fa | MinimizeLCOE | IgnoreSilica | 108.5009 | 9.0427 | 0.36741 | 4 | 14263.5884 | 25155.1722 | 319.8575 | 564.0986 | 39.6484 | 2.8422 | 1394689305.9873 | 1459585.2082 | 0 | 2405116.9433 | 0 | 0 | 0 | 0 | 1507233.8391 | 3921513.2731 | 2676513.388 | 11969962.6517 | 3144235.0165 | 5848359.5185 | 5848359.5185 | 6843374.6835 | 3315138.9113 | 0 | 20962557.1867 | 36969430.3 | 421696.5034 | 1.4697 | 14263.5884 | 25155.1722 | 319.8575 | 564.0986
1 | 1600 | 707 | 0.035 | 15 | 15 | 7 | 5.6234e-10 | 0 | CO2 | Porous | Wet | R245fa | MinimizeLCOE | IgnoreSilica | 109.607 | 9.1152 | 0.37242 | 4 | 14127.2687 | 24872.4998 | 316.8006 | 557.7598 | 39.6811 | 2.8514 | 1400547931.9 | 1471350.9821 | 0 | 2419969.4194 | 0 | 0 | 0 | 0 | 1517614.9566 | 3948522.8115 | 2694947.9529 | 12052406.1225 | 3144235.0165 | 5848359.5185 | 5848359.5185 | 6843374.6835 | 3315138.9113 | 0 | 21045000.6575 | 37051873.7708 | 562341.3252 | 1.4897 | 14127.2687 | 24872.4998 | 316.8006 | 557.7598
1 | 1600 | 707 | 0.035 | 15 | 15 | 7 | 7.4989e-10 | 0 | CO2 | Porous | Wet | R245fa | MinimizeLCOE | IgnoreSilica | 110.4501 | 9.1702 | 0.37625 | 4 | 14025.0941 | 24660.9568 | 314.5093 | 553.016 | 39.7059 | 2.8584 | 1404941137.7287 | 1480311.302 | 0 | 2431231.4557 | 0 | 0 | 0 | 0 | 1525501.6755 | 3969042.4363 | 2708953.0184 | 12115039.8879 | 3144235.0165 | 5848359.5185 | 5848359.5185 | 6843374.6835 | 3315138.9113 | 0 | 21107634.4229 | 37114507.5362 | 749894.2093 | 1.505 | 14025.0941 | 24660.9568 | 314.5093 | 553.016
1 | 1600 | 707 | 0.035 | 15 | 15 | 7 | 1e-09 | 0 | CO2 | Porous | Wet | R245fa | MinimizeLCOE | IgnoreSilica | 111.0808 | 9.2111 | 0.37915 | 4 | 13948.5049 | 24502.938 | 312.7918 | 549.4724 | 39.7252 | 2.8638 | 1408776642.996 | 1487050.1544 | 0 | 2439568.6395 | 0 | 0 | 0 | 0 | 1531381.3296 | 3984340.0901 | 2719393.9815 | 12161734.1951 | 3144235.0165 | 5848359.5185 | 5848359.5185 | 6843374.6835 | 3315138.9113 | 0 | 21154328.7301 | 37161201.8434 | 1000000 | 1.5166 | 13948.5049 | 24502.938 | 312.7918 | 549.4724
1 | 1600 | 707 | 0.035 | 15 | 15 | 7 | 1.3335e-09 | 0 | CO2 | Porous | Wet | R245fa | MinimizeLCOE | IgnoreSilica | 111.5755 | 9.2435 | 0.38138 | 4 | 13891.0892 | 24383.9037 | 311.5043 | 546.8031 | 39.7388 | 2.8677 | 1410649714.3952 | 1492257.5184 | 0 | 2446191.0953 | 0 | 0 | 0 | 0 | 1535994.9593 | 3996343.8083 | 2727586.7658 | 12198374.1472 | 3144235.0165 | 5848359.5185 | 5848359.5185 | 6843374.6835 | 3315138.9113 | 0 | 21190968.6822 | 37197841.7955 | 1333521.4322 | 1.5255 | 13891.0892 | 24383.9037 | 311.5043 | 546.8031
1 | 1600 | 707 | 0.035 | 15 | 15 | 7 | 1.7783e-09 | 0 | CO2 | Porous | Wet | R245fa | MinimizeLCOE | IgnoreSilica | 111.9387 | 9.2671 | 0.38305 | 4 | 13848.0444 | 24295.1242 | 310.539 | 544.8122 | 39.7496 | 2.8707 | 1412381831.1223 | 1496123.0822 | 0 | 2450983.5039 | 0 | 0 | 0 | 0 | 1539371.5685 | 4005129.0528 | 2733582.8757 | 12225190.0831 | 3144235.0165 | 5848359.5185 | 5848359.5185 | 6843374.6835 | 3315138.9113 | 0 | 21217784.6182 | 37224657.7315 | 1778279.41 | 1.5322 | 13848.0444 | 24295.1242 | 310.539 | 544.8122
1 | 1600 | 707 | 0.035 | 15 | 15 | 7 | 2.3714e-09 | 0 | CO2 | Porous | Wet | R245fa | MinimizeLCOE | IgnoreSilica | 112.2166 | 9.2851 | 0.38431 | 4 | 13815.7716 | 24228.4397 | 309.8153 | 543.3169 | 39.7576 | 2.873 | 1413648323.3846 | 1499061.5835 | 0 | 2454666.6464 | 0 | 0 | 0 | 0 | 1541954.0097 | 4011848.0349 | 2738168.7191 | 12245698.9937 | 3144235.0165 | 5848359.5185 | 5848359.5185 | 6843374.6835 | 3315138.9113 | 0 | 21238293.5287 | 37245166.642 | 2371373.7057 | 1.5372 | 13815.7716 | 24228.4397 | 309.8153 | 543.3169
1 | 1600 | 707 | 0.035 | 15 | 15 | 7 | 3.1623e-09 | 0 | CO2 | Porous | Wet | R245fa | MinimizeLCOE | IgnoreSilica | 112.4233 | 9.2985 | 0.38526 | 4 | 13791.5739 | 24178.5538 | 309.2727 | 542.1982 | 39.7637 | 2.8747 | 1415006045.7466 | 1501257.8905 | 0 | 2457389.1984 | 0 | 0 | 0 | 0 | 1543872.3647 | 4016839.2011 | 2741575.2925 | 12260933.9471 | 3144235.0165 | 5848359.5185 | 5848359.5185 | 6843374.6835 | 3315138.9113 | 0 | 21253528.4822 | 37260401.5955 | 3162277.6602 | 1.5411 | 13791.5739 | 24178.5538 | 309.2727 | 542.1982
1 | 1600 | 707 | 0.035 | 15 | 15 | 7 | 4.217e-09 | 0 | CO2 | Porous | Wet | R245fa | MinimizeLCOE | IgnoreSilica | 112.5696 | 9.3078 | 0.38597 | 4 | 13773.4303 | 24141.5069 | 308.8658 | 541.3674 | 39.7688 | 2.8762 | 1416371144.8023 | 1502852.2725 | 0 | 2459261.9643 | 0 | 0 | 0 | 0 | 1545224.5523 | 4020357.316 | 2743976.4783 | 12271672.5833 | 3144235.0165 | 5848359.5185 | 5848359.5185 | 6843374.6835 | 3315138.9113 | 0 | 21264267.1184 | 37271140.2317 | 4216965.0343 | 1.5439 | 13773.4303 | 24141.5069 | 308.8658 | 541.3674
1 | 1600 | 707 | 0.035 | 15 | 15 | 7 | 5.6234e-09 | 0 | CO2 | Porous | Wet | R245fa | MinimizeLCOE | IgnoreSilica | 112.6887 | 9.3155 | 0.38651 | 4 | 13759.8256 | 24113.3858 | 308.5607 | 540.7368 | 39.7721 | 2.8771 | 1416832851.7003 | 1504107.7175 | 0 | 2460841.5922 | 0 | 0 | 0 | 0 | 1546330.2308 | 4023234.0645 | 2745939.9182 | 12280453.5232 | 3144235.0165 | 5848359.5185 | 5848359.5185 | 6843374.6835 | 3315138.9113 | 0 | 21273048.0582 | 37279921.1715 | 5623413.2519 | 1.546 | 13759.8256 | 24113.3858 | 308.5607 | 540.7368
1 | 1600 | 707 | 0.035 | 15 | 15 | 7 | 7.4989e-09 | 0 | CO2 | Porous | Wet | R245fa | MinimizeLCOE | IgnoreSilica | 112.7741 | 9.321 | 0.38691 | 4 | 13749.6243 | 24092.458 | 308.332 | 540.2675 | 39.7748 | 2.8779 | 1417429634.4227 | 1505025.0057 | 0 | 2461950.0056 | 0 | 0 | 0 | 0 | 1547120.2544 | 4025289.5439 | 2747342.8252 | 12286727.6348 | 3144235.0165 | 5848359.5185 | 5848359.5185 | 6843374.6835 | 3315138.9113 | 0 | 21279322.1698 | 37286195.2831 | 7498942.0933 | 1.5476 | 13749.6243 | 24092.458 | 308.332 | 540.2675
1 | 1600 | 707 | 0.035 | 15 | 15 | 7 | 1e-08 | 0 | CO2 | Porous | Wet | R245fa | MinimizeLCOE | IgnoreSilica | 112.8519 | 9.3263 | 0.38723 | 4 | 13741.9747 | 24076.2488 | 308.1604 | 539.904 | 39.7761 | 2.8783 | 1417088658.0508 | 1505799.3711 | 0 | 2463040.7288 | 0 | 0 | 0 | 0 | 1547847.639 | 4027182.0493 | 2748634.499 | 12292504.2872 | 3144235.0165 | 5848359.5185 | 5848359.5185 | 6843374.6835 | 3315138.9113 | 0 | 21285098.8222 | 37291971.9355 | 10000000 | 1.5489 | 13741.9747 | 24076.2488 | 308.1604 | 539.904
1 | 1700 | 707 | 0.035 | 15 | 15 | 7 | 1e-13 | 0 | CO2 | Porous | Wet | R245fa | MinimizeLCOE | IgnoreSilica | 0.37865 | 0.013999 | 0.00059628 | 4 | 3977492.0314 | 10974129.4904 | 89194.2909 | 246092.1833 | 33.7152 | 1.8835 | 97617292.0901 | 19233.9817 | 0 | 19543.0106 | 0 | 0 | 0 | 2167.0255 | 15968.1669 | 41545.8949 | 28355.9269 | 126814.0065 | 3144235.0165 | 6215678.3853 | 6215678.3853 | 7036927.9594 | 3435093.2969 | 0 | 9486727.4083 | 26174427.05 | 100 | 0.0023851 | 3977492.0314 | 10974129.4904 | 89194.2909 | 246092.1833
1 | 1700 | 707 | 0.035 | 15 | 15 | 7 | 1.3335e-13 | 0 | CO2 | Porous | Wet | R245fa | MinimizeLCOE | IgnoreSilica | 0.52497 | 0.028333 | 0.00098602 | 4 | 2419546.6994 | 6650622.4628 | 54257.7459 | 149138.5903 | 35.0164 | 2.0782 | 209171181.1703 | 27051.8818 | 0 | 28897.874 | 0 | 0 | 0 | 3125.6128 | 23039.3938 | 59943.7766 | 40912.8592 | 182971.3982 | 3144235.0165 | 6215678.3853 | 6215678.3853 | 7036927.9594 | 3435093.2969 | 0 | 9542884.8 | 26230584.4417 | 133.3521 | 0.0039441 | 2419546.6994 | 6650622.4628 | 54257.7459 | 149138.5903
1 | 1700 | 707 | 0.035 | 15 | 15 | 7 | 1.7783e-13 | 0 | CO2 | Porous | Wet | R245fa | MinimizeLCOE | IgnoreSilica | 0.69075 | 0.045281 | 0.001538 | 4 | 1559630.8003 | 4272190.3377 | 34974.3412 | 95802.8287 | 35.9494 | 2.2089 | 771946.4188 | 35205.5446 | 0 | 38937.9056 | 0 | 0 | 0 | 1715.5194 | 29584.9981 | 76974.0964 | 52536.4025 | 234954.4666 | 3144235.0165 | 6215678.3853 | 6215678.3853 | 7036927.9594 | 3435093.2969 | 0 | 9594867.8684 | 26282567.5101 | 177.8279 | 0.006152 | 1559630.8003 | 4272190.3377 | 34974.3412 | 95802.8287
1 | 1700 | 707 | 0.035 | 15 | 15 | 7 | 2.3714e-13 | 0 | CO2 | Porous | Wet | R245fa | MinimizeLCOE | IgnoreSilica | 0.93431 | 0.069841 | 0.0023065 | 4 | 1048465.3934 | 2857252.5819 | 23511.5813 | 64073.1938 | 36.8186 | 2.3216 | 8829490.3937 | 46172.2788 | 0 | 52875.2904 | 0 | 0 | 0 | 2051.4242 | 39428.6074 | 102585.1486 | 70016.4718 | 313129.2213 | 3144235.0165 | 6215678.3853 | 6215678.3853 | 7036927.9594 | 3435093.2969 | 0 | 9673042.6232 | 26360742.2649 | 237.1374 | 0.0092259 | 1048465.3934 | 2857252.5819 | 23511.5813 | 64073.1938
1 | 1700 | 707 | 0.035 | 15 | 15 | 7 | 3.1623e-13 | 0 | CO2 | Porous | Wet | R245fa | MinimizeLCOE | IgnoreSilica | 1.2633 | 0.10309 | 0.0033583 | 4 | 727445.3771 | 1969701.4772 | 16312.7856 | 44170.0763 | 37.5286 | 2.4072 | 181445237.1318 | 59625.1152 | 0 | 70569.273 | 0 | 0 | 0 | 2871.11 | 51895.5443 | 135021.561 | 92154.9898 | 412137.5932 | 3144235.0165 | 6215678.3853 | 6215678.3853 | 7036927.9594 | 3435093.2969 | 0 | 9772050.995 | 26459750.6367 | 316.2278 | 0.013433 | 727445.3771 | 1969701.4772 | 16312.7856 | 44170.0763
1 | 1700 | 707 | 0.035 | 15 | 15 | 7 | 4.217e-13 | 0 | CO2 | Porous | Wet | R245fa | MinimizeLCOE | IgnoreSilica | 1.668 | 0.14434 | 0.0047747 | 4 | 516960.6736 | 1390725.7151 | 11592.7173 | 31186.6857 | 38.0671 | 2.4692 | 68928137.849 | 74717.7261 | 0 | 91015.5552 | 0 | 0 | 0 | 0 | 64635.9797 | 168169.5605 | 114779.1806 | 513318.0019 | 3144235.0165 | 6215678.3853 | 6215678.3853 | 7036927.9594 | 3435093.2969 | 0 | 9873231.4038 | 26560931.0455 | 421.6965 | 0.019099 | 516960.6736 | 1390725.7151 | 11592.7173 | 31186.6857
1 | 1700 | 707 | 0.035 | 15 | 15 | 7 | 5.6234e-13 | 0 | CO2 | Porous | Wet | R245fa | MinimizeLCOE | IgnoreSilica | 2.2405 | 0.20235 | 0.0066834 | 4 | 374856.0996 | 999074.3017 | 8406.0568 | 22403.9981 | 38.5241 | 2.519 | 124913384.0998 | 94176.8186 | 0 | 118250.999 | 0 | 0 | 0 | 1116.0854 | 83282.1222 | 216682.9983 | 147890.5987 | 661399.6222 | 3144235.0165 | 6215678.3853 | 6215678.3853 | 7036927.9594 | 3435093.2969 | 0 | 10021313.024 | 26709012.6657 | 562.3413 | 0.026734 | 374856.0996 | 999074.3017 | 8406.0568 | 22403.9981
1 | 1700 | 707 | 0.035 | 15 | 15 | 7 | 7.4989e-13 | 0 | CO2 | Porous | Wet | R245fa | MinimizeLCOE | IgnoreSilica | 2.9982 | 0.27945 | 0.0092554 | 4 | 275396.465 | 726153.8945 | 6175.6987 | 16283.8244 | 38.8706 | 2.5541 | 605850954.5416 | 117601.9738 | 0 | 152206.9715 | 0 | 0 | 0 | 0 | 105225.4887 | 273775.1368 | 186857.1564 | 835666.7271 | 3144235.0165 | 6215678.3853 | 6215678.3853 | 7036927.9594 | 3435093.2969 | 0 | 10195580.1289 | 26883279.7706 | 749.8942 | 0.037021 | 275396.465 | 726153.8945 | 6175.6987 | 16283.8244
1 | 1700 | 707 | 0.035 | 15 | 15 | 7 | 1e-12 | 0 | CO2 | Porous | Wet | R245fa | MinimizeLCOE | IgnoreSilica | 4.0045 | 0.38156 | 0.012672 | 4 | 205465.4974 | 534687.1326 | 4607.5138 | 11990.2288 | 39.1489 | 2.5826 | 273642882.6984 | 146016.54 | 0 | 194540.818 | 0 | 0 | 0 | 0 | 132817.3696 | 345563.5512 | 235854.2243 | 1054792.5032 | 3144235.0165 | 6215678.3853 | 6215678.3853 | 7036927.9594 | 3435093.2969 | 0 | 10414705.905 | 27102405.5467 | 1000 | 0.050688 | 205465.4974 | 534687.1326 | 4607.5138 | 11990.2288
1 | 1700 | 707 | 0.035 | 15 | 15 | 7 | 1.3335e-12 | 0 | CO2 | Porous | Wet | R245fa | MinimizeLCOE | IgnoreSilica | 5.3487 | 0.51806 | 0.017238 | 4 | 154989.886 | 397004.1291 | 3475.6105 | 8902.721 | 39.3604 | 2.6033 | 167340417.3319 | 180674.2435 | 0 | 247822.417 | 0 | 0 | 0 | 0 | 167113.6976 | 434795.5614 | 296756.9048 | 1327162.8242 | 3144235.0165 | 6215678.3853 | 6215678.3853 | 7036927.9594 | 3435093.2969 | 0 | 10687076.2261 | 27374775.8678 | 1333.5214 | 0.068953 | 154989.886 | 397004.1291 | 3475.6105 | 8902.721
1 | 1700 | 707 | 0.035 | 15 | 15 | 7 | 1.7783e-12 | 0 | CO2 | Porous | Wet | R245fa | MinimizeLCOE | IgnoreSilica | 7.1392 | 0.69991 | 0.023322 | 4 | 118183.1345 | 297069.84 | 2650.228 | 6661.7189 | 39.5198 | 2.6184 | 74172523.2419 | 222880.1907 | 0 | 314682.3933 | 0 | 0 | 0 | 0 | 209649.4078 | 545464.754 | 372290.9028 | 1664967.6486 | 3144235.0165 | 6215678.3853 | 6215678.3853 | 7036927.9594 | 3435093.2969 | 0 | 11024881.0504 | 27712580.6921 | 1778.2794 | 0.093286 | 118183.1345 | 297069.84 | 2650.228 | 6661.7189
1 | 1700 | 707 | 0.035 | 15 | 15 | 7 | 2.3714e-12 | 0 | CO2 | Porous | Wet | R245fa | MinimizeLCOE | IgnoreSilica | 9.5292 | 0.94278 | 0.031423 | 4 | 91057.184 | 223824.0243 | 2041.9352 | 5019.1993 | 39.6337 | 2.6283 | 360381477.9299 | 274401.9047 | 0 | 398847.9597 | 0 | 0 | 0 | 0 | 262567.4471 | 683146.6374 | 466261.6173 | 2085225.5662 | 3144235.0165 | 6215678.3853 | 6215678.3853 | 7036927.9594 | 3435093.2969 | 0 | 11445138.9681 | 28132838.6098 | 2371.3737 | 0.12569 | 91057.184 | 223824.0243 | 2041.9352 | 5019.1993
1 | 1700 | 707 | 0.035 | 15 | 15 | 7 | 3.1623e-12 | 0 | CO2 | Porous | Wet | R245fa | MinimizeLCOE | IgnoreSilica | 12.7205 | 1.2673 | 0.042189 | 4 | 70922.0788 | 169809.5236 | 1590.4104 | 3807.9372 | 39.7068 | 2.6331 | 1573453120.9442 | 337306.8601 | 0 | 504892.6183 | 0 | 0 | 0 | 0 | 328457.7966 | 854579.8107 | 583268.2807 | 2608505.3664 | 3144235.0165 | 6215678.3853 | 6215678.3853 | 7036927.9594 | 3435093.2969 | 0 | 11968418.7683 | 28656118.41 | 3162.2777 | 0.16875 | 70922.0788 | 169809.5236 | 1590.4104 | 3807.9372
1 | 1700 | 707 | 0.035 | 15 | 15 | 7 | 4.217e-12 | 0 | CO2 | Porous | Wet | R245fa | MinimizeLCOE | IgnoreSilica | 16.954 | 1.6977 | 0.056388 | 4 | 55932.8176 | 129919.2729 | 1254.2798 | 2913.4081 | 39.7458 | 2.6342 | 2748615875.143 | 413629.744 | 0 | 637551.5121 | 0 | 0 | 0 | 0 | 409960.6899 | 1066633.6205 | 727999.3631 | 3255774.9296 | 3144235.0165 | 6215678.3853 | 6215678.3853 | 7036927.9594 | 3435093.2969 | 0 | 12615688.3315 | 29303387.9732 | 4216.965 | 0.22555 | 55932.8176 | 129919.2729 | 1254.2798 | 2913.4081
1 | 1700 | 707 | 0.035 | 15 | 15 | 7 | 5.6234e-12 | 0 | CO2 | Porous | Wet | R245fa | MinimizeLCOE | IgnoreSilica | 22.5649 | 2.2682 | 0.074984 | 4 | 44728.9498 | 100366.3682 | 1003.0358 | 2250.6914 | 39.7434 | 2.6296 | 3453302527.8221 | 505984.947 | 0 | 803541.9607 | 0 | 0 | 0 | 0 | 510715.494 | 1328776.9532 | 906917.5742 | 4055936.9291 | 3144235.0165 | 6215678.3853 | 6215678.3853 | 7036927.9594 | 3435093.2969 | 0 | 13415850.3309 | 30103549.9726 | 5623.4133 | 0.29994 | 44728.9498 | 100366.3682 | 1003.0358 | 2250.6914
1 | 1700 | 707 | 0.035 | 15 | 15 | 7 | 7.4989e-12 | 0 | CO2 | Porous | Wet | R245fa | MinimizeLCOE | IgnoreSilica | 29.958 | 3.0198 | 0.09898 | 4 | 36367.8593 | 78517.2357 | 815.5404 | 1760.7299 | 39.6872 | 2.6172 | 5976158312.4706 | 616712.7692 | 0 | 1010141.1533 | 0 | 0 | 0 | 0 | 634473.0298 | 1650768.6751 | 1126683.5407 | 5038779.1681 | 3144235.0165 | 6215678.3853 | 6215678.3853 | 7036927.9594 | 3435093.2969 | 0 | 14398692.5699 | 31086392.2116 | 7498.9421 | 0.39592 | 36367.8593 | 78517.2357 | 815.5404 | 1760.7299
1 | 1700 | 707 | 0.035 | 15 | 15 | 7 | 1e-11 | 0 | CO2 | Porous | Wet | R245fa | MinimizeLCOE | IgnoreSilica | 39.6265 | 4.0028 | 0.12918 | 4 | 30182.8176 | 62479.2871 | 676.8423 | 1401.0828 | 39.5493 | 2.592 | 7860708825.8351 | 747556.8636 | 0 | 1265728.3405 | 0 | 0 | 0 | 0 | 785181.2296 | 2042880.4965 | 1394307.9159 | 6235654.8461 | 3144235.0165 | 6215678.3853 | 6215678.3853 | 7036927.9594 | 3435093.2969 | 0 | 15595568.2479 | 32283267.8896 | 10000 | 0.5167 | 30182.8176 | 62479.2871 | 676.8423 | 1401.0828
1 | 1700 | 707 | 0.035 | 15 | 15 | 7 | 1.3335e-11 | 0 | CO2 | Porous | Wet | R245fa | MinimizeLCOE | IgnoreSilica | 51.7802 | 5.2317 | 0.16511 | 4 | 25727.0554 | 50994.9972 | 576.923 | 1143.5504 | 39.3199 | 2.5541 | 1185014935.8071 | 895166.6677 | 0 | 1568628.5272 | 0 | 0 | 0 | 0 | 960880.126 | 2500012.9843 | 1706310.2319 | 7630998.5371 | 3144235.0165 | 6215678.3853 | 6215678.3853 | 7036927.9594 | 3435093.2969 | 0 | 16990911.9389 | 33678611.5806 | 13335.2143 | 0.66043 | 25727.0554 | 50994.9972 | 576.923 | 1143.5504
1 | 1700 | 707 | 0.035 | 15 | 15 | 7 | 1.7783e-11 | 0 | CO2 | Porous | Wet | R245fa | MinimizeLCOE | IgnoreSilica | 60.1601 | 5.9468 | 0.19844 | 4 | 22468.5067 | 43492.0743 | 503.8508 | 975.2992 | 39.6274 | 2.6333 | 1264601196.7982 | 1001362.2369 | 0 | 1734843.6033 | 0 | 0 | 0 | 0 | 1067120.2776 | 2776428.066 | 1894969.2049 | 8474723.3886 | 3144235.0165 | 6215678.3853 | 6215678.3853 | 7036927.9594 | 3435093.2969 | 0 | 17834636.7904 | 34522336.4322 | 17782.7941 | 0.79376 | 22468.5067 | 43492.0743 | 503.8508 | 975.2992
1 | 1700 | 707 | 0.035 | 15 | 15 | 7 | 2.3714e-11 | 0 | CO2 | Porous | Wet | R245fa | MinimizeLCOE | IgnoreSilica | 68.5035 | 6.6337 | 0.23312 | 4 | 19983.6739 | 37880.0194 | 448.129 | 849.4502 | 39.9249 | 2.7105 | 1336178553.5535 | 1104254.6669 | 0 | 1890057.7811 | 0 | 0 | 0 | 0 | 1167781.8547 | 3038328.841 | 2073721.8654 | 9274145.0092 | 3144235.0165 | 6215678.3853 | 6215678.3853 | 7036927.9594 | 3435093.2969 | 0 | 18634058.4111 | 35321758.0528 | 23713.7371 | 0.93246 | 19983.6739 | 37880.0194 | 448.129 | 849.4502
1 | 1700 | 707 | 0.035 | 15 | 15 | 7 | 3.1623e-11 | 0 | CO2 | Porous | Wet | R245fa | MinimizeLCOE | IgnoreSilica | 76.4593 | 7.2673 | 0.26754 | 4 | 18094.9669 | 33688.856 | 405.7752 | 755.4644 | 40.201 | 2.7833 | 1398776310.0239 | 1200287.0253 | 0 | 2029767.69 | 0 | 0 | 0 | 0 | 1259721.339 | 3277536.5197 | 2236986.0213 | 10004298.5953 | 3144235.0165 | 6215678.3853 | 6215678.3853 | 7036927.9594 | 3435093.2969 | 0 | 19364211.9971 | 36051911.6388 | 31622.7766 | 1.0701 | 18094.9669 | 33688.856 | 405.7752 | 755.4644
1 | 1700 | 707 | 0.035 | 15 | 15 | 7 | 4.217e-11 | 0 | CO2 | Porous | Wet | R245fa | MinimizeLCOE | IgnoreSilica | 83.7487 | 7.8312 | 0.30018 | 4 | 16664.2857 | 30562.1826 | 373.6926 | 685.3495 | 40.4467 | 2.8492 | 1451031780.6507 | 1286798.744 | 0 | 2151566.0463 | 0 | 0 | 0 | 0 | 1340962.2682 | 3488908.7527 | 2381251.9136 | 10649487.7249 | 3144235.0165 | 6215678.3853 | 6215678.3853 | 7036927.9594 | 3435093.2969 | 0 | 20009401.1267 | 36697100.7684 | 42169.6503 | 1.2007 | 16664.2857 | 30562.1826 | 373.6926 | 685.3495
1 | 1700 | 707 | 0.035 | 15 | 15 | 7 | 5.6234e-11 | 0 | CO2 | Porous | Wet | R245fa | MinimizeLCOE | IgnoreSilica | 90.1749 | 8.316 | 0.32985 | 4 | 15583.9325 | 28231.9261 | 349.4659 | 633.0941 | 40.6581 | 2.9069 | 1493654014.3269 | 1362112.0494 | 0 | 2254462.8249 | 0 | 0 | 0 | 0 | 1410464.201 | 3669738.5249 | 2504671.9488 | 11201449.5489 | 3144235.0165 | 6215678.3853 | 6215678.3853 | 7036927.9594 | 3435093.2969 | 0 | 20561362.9508 | 37249062.5925 | 56234.1325 | 1.3194 | 15583.9325 | 28231.9261 | 349.4659 | 633.0941
1 | 1700 | 707 | 0.035 | 15 | 15 | 7 | 7.4989e-11 | 0 | CO2 | Porous | Wet | R245fa | MinimizeLCOE | IgnoreSilica | 95.6387 | 8.7191 | 0.35577 | 4 | 14770.1763 | 26496.557 | 331.2176 | 594.1788 | 40.836 | 2.9562 | 1528374898.015 | 1425627.7675 | 0 | 2338798.3818 | 0 | 0 | 0 | 0 | 1468126.1982 | 3819763.2137 | 2607066.8816 | 11659382.4429 | 3144235.0165 | 6215678.3853 | 6215678.3853 | 7036927.9594 | 3435093.2969 | 0 | 21019295.8447 | 37706995.4864 | 74989.4209 | 1.4231 | 14770.1763 | 26496.557 | 331.2176 | 594.1788
1 | 1700 | 707 | 0.035 | 15 | 15 | 7 | 1e-10 | 0 | CO2 | Porous | Wet | R245fa | MinimizeLCOE | IgnoreSilica | 100.1601 | 9.0466 | 0.37771 | 4 | 14158.356 | 25203.6845 | 317.4977 | 565.1865 | 40.9816 | 2.9972 | 1556722538.1973 | 1477881.5072 | 0 | 2406548.75 | 0 | 0 | 0 | 0 | 1514927.8003 | 3941531.382 | 2690176.1586 | 12031065.5981 | 3144235.0165 | 6215678.3853 | 6215678.3853 | 7036927.9594 | 3435093.2969 | 0 | 21390979 | 38078678.6417 | 100000 | 1.5108 | 14158.356 | 25203.6845 | 317.4977 | 565.1865
1 | 1700 | 707 | 0.035 | 15 | 15 | 7 | 1.3335e-10 | 0 | CO2 | Porous | Wet | R245fa | MinimizeLCOE | IgnoreSilica | 103.8265 | 9.3086 | 0.3958 | 4 | 13698.9267 | 24239.5276 | 307.1951 | 543.5655 | 41.098 | 3.0304 | 1578241482.1603 | 1520046.0806 | 0 | 2460252.4323 | 0 | 0 | 0 | 0 | 1552316.42 | 4038808.9011 | 2756570.0642 | 12327993.8982 | 3144235.0165 | 6215678.3853 | 6215678.3853 | 7036927.9594 | 3435093.2969 | 0 | 21687907.3 | 38375606.9417 | 133352.1432 | 1.5832 | 13698.9267 | 24239.5276 | 307.1951 | 543.5655
1 | 1700 | 707 | 0.035 | 15 | 15 | 7 | 1.7783e-10 | 0 | CO2 | Porous | Wet | R245fa | MinimizeLCOE | IgnoreSilica | 106.7371 | 9.5141 | 0.41037 | 4 | 13354.1939 | 23520.3429 | 299.4645 | 527.438 | 41.1901 | 3.0569 | 1595194248.3951 | 1553440.5148 | 0 | 2502072.1814 | 0 | 0 | 0 | 0 | 1581649.9515 | 4115128.7328 | 2808659.9175 | 12560951.2979 | 3144235.0165 | 6215678.3853 | 6215678.3853 | 7036927.9594 | 3435093.2969 | 0 | 21920864.6998 | 38608564.3415 | 177827.941 | 1.6415 | 13354.1939 | 23520.3429 | 299.4645 | 527.438
1 | 1700 | 707 | 0.035 | 15 | 15 | 7 | 2.3714e-10 | 0 | CO2 | Porous | Wet | R245fa | MinimizeLCOE | IgnoreSilica | 109.0151 | 9.6734 | 0.42193 | 4 | 13095.6358 | 22983.4523 | 293.6664 | 515.3983 | 41.2622 | 3.0778 | 1608471349.6838 | 1579541.8337 | 0 | 2534306.9702 | 0 | 0 | 0 | 0 | 1604401.0336 | 4174322.3814 | 2849060.7991 | 12741633.018 | 3144235.0165 | 6215678.3853 | 6215678.3853 | 7036927.9594 | 3435093.2969 | 0 | 22101546.4198 | 38789246.0615 | 237137.3706 | 1.6877 | 13095.6358 | 22983.4523 | 293.6664 | 515.3983
1 | 1700 | 707 | 0.035 | 15 | 15 | 7 | 3.1623e-10 | 0 | CO2 | Porous | Wet | R245fa | MinimizeLCOE | IgnoreSilica | 110.7667 | 9.7947 | 0.43094 | 4 | 12901.7544 | 22582.77 | 289.3187 | 506.4131 | 41.3188 | 3.0943 | 1619596793.3102 | 1599654.8522 | 0 | 2558723.0869 | 0 | 0 | 0 | 0 | 1621767.3963 | 4219506.0949 | 2879899.6119 | 12879551.0422 | 3144235.0165 | 6215678.3853 | 6215678.3853 | 7036927.9594 | 3435093.2969 | 0 | 22239464.444 | 38927164.0857 | 316227.766 | 1.7238 | 12901.7544 | 22582.77 | 289.3187 | 506.4131
1 | 1700 | 707 | 0.035 | 15 | 15 | 7 | 4.217e-10 | 0 | CO2 | Porous | Wet | R245fa | MinimizeLCOE | IgnoreSilica | 112.1286 | 9.8889 | 0.43794 | 4 | 12756.3857 | 22282.5917 | 286.0588 | 499.6817 | 41.3613 | 3.1067 | 1627107186.1853 | 1615209.2076 | 0 | 2577637.8189 | 0 | 0 | 0 | 0 | 1635210.3403 | 4254481.8778 | 2903771.3025 | 12986310.5471 | 3144235.0165 | 6215678.3853 | 6215678.3853 | 7036927.9594 | 3435093.2969 | 0 | 22346223.9489 | 39033923.5906 | 421696.5034 | 1.7518 | 12756.3857 | 22282.5917 | 286.0588 | 499.6817
1 | 1700 | 707 | 0.035 | 15 | 15 | 7 | 5.6234e-10 | 0 | CO2 | Porous | Wet | R245fa | MinimizeLCOE | IgnoreSilica | 113.1614 | 9.9598 | 0.44331 | 4 | 12647.3943 | 22058.2616 | 283.6147 | 494.6511 | 41.3942 | 3.1164 | 1633331007.0122 | 1627035.3497 | 0 | 2591836.5815 | 0 | 0 | 0 | 0 | 1645360.0532 | 4280889.3486 | 2921794.9439 | 13066916.2768 | 3144235.0165 | 6215678.3853 | 6215678.3853 | 7036927.9594 | 3435093.2969 | 0 | 22426829.6787 | 39114529.3204 | 562341.3252 | 1.7732 | 12647.3943 | 22058.2616 | 283.6147 | 494.6511
1 | 1700 | 707 | 0.035 | 15 | 15 | 7 | 7.4989e-10 | 0 | CO2 | Porous | Wet | R245fa | MinimizeLCOE | IgnoreSilica | 113.9534 | 10.0142 | 0.44742 | 4 | 12565.6766 | 21890.1011 | 281.7822 | 490.8802 | 41.4188 | 3.1237 | 1637627266.8819 | 1636070.0234 | 0 | 2602710.3562 | 0 | 0 | 0 | 0 | 1653124.348 | 4301090.4512 | 2935582.6115 | 13128577.7904 | 3144235.0165 | 6215678.3853 | 6215678.3853 | 7036927.9594 | 3435093.2969 | 0 | 22488491.1922 | 39176190.8339 | 749894.2093 | 1.7897 | 12565.6766 | 21890.1011 | 281.7822 | 490.8802
1 | 1700 | 707 | 0.035 | 15 | 15 | 7 | 1e-09 | 0 | CO2 | Porous | Wet | R245fa | MinimizeLCOE | IgnoreSilica | 114.5575 | 10.0557 | 0.45055 | 4 | 12504.4065 | 21764.0334 | 280.4083 | 488.0532 | 41.4372 | 3.1292 | 1640620295.2166 | 1642941.618 | 0 | 2610997.4721 | 0 | 0 | 0 | 0 | 1659036.2452 | 4316471.9948 | 2946080.8311 | 13175528.1612 | 3144235.0165 | 6215678.3853 | 6215678.3853 | 7036927.9594 | 3435093.2969 | 0 | 22535441.5631 | 39223141.2048 | 1000000 | 1.8022 | 12504.4065 | 21764.0334 | 280.4083 | 488.0532
1 | 1700 | 707 | 0.035 | 15 | 15 | 7 | 1.3335e-09 | 0 | CO2 | Porous | Wet | R245fa | MinimizeLCOE | IgnoreSilica | 115.0056 | 10.0862 | 0.45291 | 4 | 12458.4664 | 21669.8816 | 279.3781 | 485.9418 | 41.4517 | 3.1334 | 1643435449.9592 | 1648077.3998 | 0 | 2617072.222 | 0 | 0 | 0 | 0 | 1663408.3525 | 4327847.3212 | 2953844.7251 | 13210250.0206 | 3144235.0165 | 6215678.3853 | 6215678.3853 | 7036927.9594 | 3435093.2969 | 0 | 22570163.4224 | 39257863.0641 | 1333521.4322 | 1.8116 | 12458.4664 | 21669.8816 | 279.3781 | 485.9418
1 | 1700 | 707 | 0.035 | 15 | 15 | 7 | 1.7783e-09 | 0 | CO2 | Porous | Wet | R245fa | MinimizeLCOE | IgnoreSilica | 115.3487 | 10.1096 | 0.4547 | 4 | 12424.0198 | 21599.1617 | 278.6056 | 484.3559 | 41.4622 | 3.1366 | 1645232296.0768 | 1651985.1378 | 0 | 2621745.6674 | 0 | 0 | 0 | 0 | 1666755.014 | 4336554.648 | 2959787.6546 | 13236828.1217 | 3144235.0165 | 6215678.3853 | 6215678.3853 | 7036927.9594 | 3435093.2969 | 0 | 22596741.5236 | 39284441.1653 | 1778279.41 | 1.8188 | 12424.0198 | 21599.1617 | 278.6056 | 484.3559
1 | 1700 | 707 | 0.035 | 15 | 15 | 7 | 2.3714e-09 | 0 | CO2 | Porous | Wet | R245fa | MinimizeLCOE | IgnoreSilica | 115.6117 | 10.1277 | 0.45606 | 4 | 12398.1907 | 21546.0098 | 278.0264 | 483.164 | 41.4699 | 3.1389 | 1646287274.2711 | 1654958.6623 | 0 | 2625350.2401 | 0 | 0 | 0 | 0 | 1669320.472 | 4343229.4433 | 2964343.3395 | 13257202.1572 | 3144235.0165 | 6215678.3853 | 6215678.3853 | 7036927.9594 | 3435093.2969 | 0 | 22617115.5591 | 39304815.2008 | 2371373.7057 | 1.8242 | 12398.1907 | 21546.0098 | 278.0264 | 483.164
1 | 1700 | 707 | 0.035 | 15 | 15 | 7 | 3.1623e-09 | 0 | CO2 | Porous | Wet | R245fa | MinimizeLCOE | IgnoreSilica | 115.8091 | 10.1412 | 0.45708 | 4 | 12378.8229 | 21506.185 | 277.5921 | 482.271 | 41.4757 | 3.1406 | 1647110319.8306 | 1657192.7537 | 0 | 2628049.8318 | 0 | 0 | 0 | 0 | 1671244.6083 | 4348235.6515 | 2967760.1794 | 13272483.0247 | 3144235.0165 | 6215678.3853 | 6215678.3853 | 7036927.9594 | 3435093.2969 | 0 | 22632396.4266 | 39320096.0683 | 3162277.6602 | 1.8283 | 12378.8229 | 21506.185 | 277.5921 | 482.271
1 | 1700 | 707 | 0.035 | 15 | 15 | 7 | 4.217e-09 | 0 | CO2 | Porous | Wet | R245fa | MinimizeLCOE | IgnoreSilica | 115.9406 | 10.1498 | 0.45782 | 4 | 12364.2997 | 21476.8863 | 277.2664 | 481.6139 | 41.4811 | 3.1422 | 1648820961.9771 | 1658760.1457 | 0 | 2629743.8119 | 0 | 0 | 0 | 0 | 1672516.5435 | 4351544.9657 | 2970018.8544 | 13282584.3212 | 3144235.0165 | 6215678.3853 | 6215678.3853 | 7036927.9594 | 3435093.2969 | 0 | 22642497.723 | 39330197.3647 | 4216965.0343 | 1.8313 | 12364.2997 | 21476.8863 | 277.2664 | 481.6139
1 | 1700 | 707 | 0.035 | 15 | 15 | 7 | 5.6234e-09 | 0 | CO2 | Porous | Wet | R245fa | MinimizeLCOE | IgnoreSilica | 116.0527 | 10.1575 | 0.4584 | 4 | 12353.4093 | 21454.4857 | 277.0222 | 481.1116 | 41.4844 | 3.1431 | 1649250340.0611 | 1660025.5118 | 0 | 2631276.8816 | 0 | 0 | 0 | 0 | 1673607.9334 | 4354384.5386 | 2971956.9212 | 13291251.7867 | 3144235.0165 | 6215678.3853 | 6215678.3853 | 7036927.9594 | 3435093.2969 | 0 | 22651165.1885 | 39338864.8302 | 5623413.2519 | 1.8336 | 12353.4093 | 21454.4857 | 277.0222 | 481.1116
1 | 1700 | 707 | 0.035 | 15 | 15 | 7 | 7.4989e-09 | 0 | CO2 | Porous | Wet | R245fa | MinimizeLCOE | IgnoreSilica | 116.1381 | 10.1634 | 0.45884 | 4 | 12345.2429 | 21437.6509 | 276.8391 | 480.7341 | 41.4868 | 3.1439 | 1649493652.4444 | 1660983.8314 | 0 | 2632451.6782 | 0 | 0 | 0 | 0 | 1674439.8488 | 4356549.0116 | 2973434.2186 | 13297858.5886 | 3144235.0165 | 6215678.3853 | 6215678.3853 | 7036927.9594 | 3435093.2969 | 0 | 22657771.9904 | 39345471.6321 | 7498942.0933 | 1.8353 | 12345.2429 | 21437.6509 | 276.8391 | 480.7341
1 | 1700 | 707 | 0.035 | 15 | 15 | 7 | 1e-08 | 0 | CO2 | Porous | Wet | R245fa | MinimizeLCOE | IgnoreSilica | 116.1964 | 10.1673 | 0.45915 | 4 | 12339.1191 | 21425.2162 | 276.7017 | 480.4553 | 41.4889 | 3.1445 | 1650046959.0295 | 1661665.1821 | 0 | 2633220.065 | 0 | 0 | 0 | 0 | 1675005.2464 | 4358020.0603 | 2974438.2395 | 13302348.7934 | 3144235.0165 | 6215678.3853 | 6215678.3853 | 7036927.9594 | 3435093.2969 | 0 | 22662262.1953 | 39349961.837 | 10000000 | 1.8366 | 12339.1191 | 21425.2162 | 276.7017 | 480.4553
1 | 1800 | 707 | 0.035 | 15 | 15 | 7 | 1e-13 | 0 | CO2 | Porous | Wet | R245fa | MinimizeLCOE | IgnoreSilica | 0.3981 | 0.012582 | 0.00061482 | 4 | 4018320.453 | 11086381.4907 | 90109.8583 | 248609.4071 | 34.9652 | 2.1877 | 4207548.4176 | 21517.5231 | 0 | 19853.9176 | 0 | 0 | 0 | 6754.3838 | 18769.0715 | 48833.2741 | 33329.713 | 149057.883 | 3144235.0165 | 6588857.343 | 6588857.343 | 7236048.3217 | 3557391.7189 | 0 | 9882150.2425 | 27264447.6262 | 100 | 0.0024593 | 4018320.453 | 11086381.4907 | 90109.8583 | 248609.4071
1 | 1800 | 707 | 0.035 | 15 | 15 | 7 | 1.3335e-13 | 0 | CO2 | Porous | Wet | R245fa | MinimizeLCOE | IgnoreSilica | 0.55924 | 0.028041 | 0.0010539 | 4 | 2360383.826 | 6483897.0032 | 52931.0329 | 145399.8125 | 36.5836 | 2.4106 | 52245229.2042 | 30686.9531 | 0 | 30116.6537 | 0 | 0 | 0 | 9223.7494 | 27310.669 | 71056.7584 | 48497.6977 | 216892.4814 | 3144235.0165 | 6588857.343 | 6588857.343 | 7236048.3217 | 3557391.7189 | 0 | 9949984.8409 | 27332282.2246 | 133.3521 | 0.0042154 | 2360383.826 | 6483897.0032 | 52931.0329 | 145399.8125
1 | 1800 | 707 | 0.035 | 15 | 15 | 7 | 1.7783e-13 | 0 | CO2 | Porous | Wet | R245fa | MinimizeLCOE | IgnoreSilica | 0.74909 | 0.047197 | 0.0016848 | 4 | 1486936.1312 | 4066188.103 | 33344.1809 | 91183.2787 | 37.7543 | 2.5629 | 8265401.0086 | 40633.1765 | 0 | 41570.5366 | 0 | 0 | 0 | 10712.2673 | 36237.2324 | 94281.8453 | 64349.2967 | 287784.3548 | 3144235.0165 | 6588857.343 | 6588857.343 | 7236048.3217 | 3557391.7189 | 0 | 10020876.7143 | 27403174.098 | 177.8279 | 0.0067393 | 1486936.1312 | 4066188.103 | 33344.1809 | 91183.2787
1 | 1800 | 707 | 0.035 | 15 | 15 | 7 | 2.3714e-13 | 0 | CO2 | Porous | Wet | R245fa | MinimizeLCOE | IgnoreSilica | 0.98802 | 0.071784 | 0.0025643 | 4 | 984862.6827 | 2679531.7018 | 22085.306 | 60087.8464 | 38.6976 | 2.6774 | 207777606.8703 | 52142.5422 | 0 | 55214.016 | 0 | 0 | 0 | 11680.8605 | 46424.5933 | 120787.2688 | 82439.7929 | 368689.0738 | 3144235.0165 | 6588857.343 | 6588857.343 | 7236048.3217 | 3557391.7189 | 0 | 10101781.4333 | 27484078.8169 | 237.1374 | 0.010257 | 984862.6827 | 2679531.7018 | 22085.306 | 60087.8464
1 | 1800 | 707 | 0.035 | 15 | 15 | 7 | 3.1623e-13 | 0 | CO2 | Porous | Wet | R245fa | MinimizeLCOE | IgnoreSilica | 1.3364 | 0.10734 | 0.0037768 | 4 | 676267.2668 | 1826857.5713 | 15165.1289 | 40966.8365 | 39.5532 | 2.7742 | 301256728.8542 | 67469.5819 | 0 | 73965.5914 | 0 | 0 | 0 | 14661.5041 | 60877.7042 | 158391.2985 | 108105.3159 | 483470.9959 | 3144235.0165 | 6588857.343 | 6588857.343 | 7236048.3217 | 3557391.7189 | 0 | 10216563.3554 | 27598860.7391 | 316.2278 | 0.015107 | 676267.2668 | 1826857.5713 | 15165.1289 | 40966.8365
1 | 1800 | 707 | 0.035 | 15 | 15 | 7 | 4.217e-13 | 0 | CO2 | Porous | Wet | R245fa | MinimizeLCOE | IgnoreSilica | 1.7069 | 0.14648 | 0.0054049 | 4 | 477139.7887 | 1281139.4764 | 10699.7437 | 28729.241 | 40.1203 | 2.8341 | 321308272.0678 | 82409.5002 | 0 | 92824.2125 | 0 | 0 | 0 | 12857.2804 | 73355.4873 | 190855.9307 | 130263.0944 | 582565.5055 | 3144235.0165 | 6588857.343 | 6588857.343 | 7236048.3217 | 3557391.7189 | 0 | 10315657.865 | 27697955.2486 | 421.6965 | 0.02162 | 477139.7887 | 1281139.4764 | 10699.7437 | 28729.241
1 | 1800 | 707 | 0.035 | 15 | 15 | 7 | 5.6234e-13 | 0 | CO2 | Porous | Wet | R245fa | MinimizeLCOE | IgnoreSilica | 2.2794 | 0.20565 | 0.0076162 | 4 | 343796.1601 | 914365.6215 | 7709.5452 | 20504.4266 | 40.674 | 2.8907 | 102313248.0505 | 103609.3361 | 0 | 120329.4313 | 0 | 0 | 0 | 15175.216 | 93254.4536 | 242628.959 | 165599.2501 | 740596.6461 | 3144235.0165 | 6588857.343 | 6588857.343 | 7236048.3217 | 3557391.7189 | 0 | 10473689.0056 | 27855986.3893 | 562.3413 | 0.030465 | 343796.1601 | 914365.6215 | 7709.5452 | 20504.4266
1 | 1800 | 707 | 0.035 | 15 | 15 | 7 | 7.4989e-13 | 0 | CO2 | Porous | Wet | R245fa | MinimizeLCOE | IgnoreSilica | 2.9936 | 0.2799 | 0.010558 | 4 | 252165.967 | 663738.8328 | 5654.7604 | 14884.1818 | 41.0933 | 2.9321 | 596382452.6906 | 127803.3949 | 0 | 152654.233 | 0 | 0 | 0 | 15559.9715 | 115446.8638 | 300369.0581 | 205008.0541 | 916841.5753 | 3144235.0165 | 6588857.343 | 6588857.343 | 7236048.3217 | 3557391.7189 | 0 | 10649933.9349 | 28032231.3185 | 749.8942 | 0.042234 | 252165.967 | 663738.8328 | 5654.7604 | 14884.1818
1 | 1800 | 707 | 0.035 | 15 | 15 | 7 | 1e-12 | 0 | CO2 | Porous | Wet | R245fa | MinimizeLCOE | IgnoreSilica | 4.046 | 0.38857 | 0.014549 | 4 | 187403.6619 | 486082.9057 | 4202.4815 | 10900.2909 | 41.4526 | 2.9657 | 334006149.0237 | 160334.0856 | 0 | 197528.9321 | 0 | 0 | 0 | 20949.0701 | 147736.7142 | 384380.6255 | 262347.6751 | 1173277.1027 | 3144235.0165 | 6588857.343 | 6588857.343 | 7236048.3217 | 3557391.7189 | 0 | 10906369.4622 | 28288666.8459 | 1000 | 0.058197 | 187403.6619 | 486082.9057 | 4202.4815 | 10900.2909
1 | 1800 | 707 | 0.035 | 15 | 15 | 7 | 1.3335e-12 | 0 | CO2 | Porous | Wet | R245fa | MinimizeLCOE | IgnoreSilica | 5.3 | 0.51911 | 0.01981 | 4 | 140980.554 | 360343.8732 | 3161.4546 | 8080.6237 | 41.7029 | 2.9884 | 555779051.9909 | 195800.2033 | 0 | 247912.85 | 0 | 0 | 0 | 20625.1932 | 181091.9161 | 471164.0187 | 321579.1242 | 1438173.3056 | 3144235.0165 | 6588857.343 | 6588857.343 | 7236048.3217 | 3557391.7189 | 0 | 11171265.6651 | 28553563.0488 | 1333.5214 | 0.07924 | 140980.554 | 360343.8732 | 3161.4546 | 8080.6237
1 | 1800 | 707 | 0.035 | 15 | 15 | 7 | 1.7783e-12 | 0 | CO2 | Porous | Wet | R245fa | MinimizeLCOE | IgnoreSilica | 6.9223 | 0.6882 | 0.026791 | 4 | 107166.2411 | 269368.6073 | 2403.1769 | 6040.5255 | 41.8934 | 3.005 | 830303447.3574 | 238007.3862 | 0 | 309587.63 | 0 | 0 | 0 | 17841.1246 | 220520.0949 | 573748.052 | 391594.8348 | 1751299.1224 | 3144235.0165 | 6588857.343 | 6588857.343 | 7236048.3217 | 3557391.7189 | 0 | 11484391.4819 | 28866688.8656 | 1778.2794 | 0.10716 | 107166.2411 | 269368.6073 | 2403.1769 | 6040.5255
1 | 1800 | 707 | 0.035 | 15 | 15 | 7 | 2.3714e-12 | 0 | CO2 | Porous | Wet | R245fa | MinimizeLCOE | IgnoreSilica | 8.8882 | 0.89387 | 0.035904 | 4 | 82127.816 | 203160.609 | 1841.6963 | 4555.8272 | 42.0322 | 3.0168 | 41784677.5456 | 285259.5102 | 0 | 380430.6398 | 0 | 0 | 0 | 0 | 259619.1585 | 675475.7952 | 461026.1099 | 2061811.2137 | 3144235.0165 | 6588857.343 | 6588857.343 | 7236048.3217 | 3557391.7189 | 0 | 11794903.5732 | 29177200.9568 | 2371.3737 | 0.14362 | 82127.816 | 203160.609 | 1841.6963 | 4555.8272
1 | 1800 | 707 | 0.035 | 15 | 15 | 7 | 3.1623e-12 | 0 | CO2 | Porous | Wet | R245fa | MinimizeLCOE | IgnoreSilica | 11.8508 | 1.2015 | 0.048257 | 4 | 63776.6424 | 153827.0864 | 1430.1757 | 3449.535 | 42.1497 | 3.0263 | 157821031.4002 | 350800.4777 | 0 | 481425.1703 | 0 | 0 | 0 | 0 | 324568.0027 | 844459.3651 | 576360.8686 | 2577613.8844 | 3144235.0165 | 6588857.343 | 6588857.343 | 7236048.3217 | 3557391.7189 | 0 | 12310706.244 | 29693003.6276 | 3162.2777 | 0.19303 | 63776.6424 | 153827.0864 | 1430.1757 | 3449.535
1 | 1800 | 707 | 0.035 | 15 | 15 | 7 | 4.217e-12 | 0 | CO2 | Porous | Wet | R245fa | MinimizeLCOE | IgnoreSilica | 15.8091 | 1.6129 | 0.064659 | 4 | 50083.4552 | 117291.4019 | 1123.1093 | 2630.2311 | 42.2182 | 3.0293 | 1508943510.5774 | 430862.6313 | 0 | 608839.0486 | 0 | 0 | 0 | 0 | 405483.6552 | 1054985.2946 | 720049.1413 | 3220219.771 | 3144235.0165 | 6588857.343 | 6588857.343 | 7236048.3217 | 3557391.7189 | 0 | 12953312.1305 | 30335609.5142 | 4216.965 | 0.25863 | 50083.4552 | 117291.4019 | 1123.1093 | 2630.2311
1 | 1800 | 707 | 0.035 | 15 | 15 | 7 | 5.6234e-12 | 0 | CO2 | Porous | Wet | R245fa | MinimizeLCOE | IgnoreSilica | 21.0491 | 2.1574 | 0.086197 | 4 | 39868.8754 | 90283.4759 | 894.0498 | 2024.585 | 42.2434 | 3.027 | 2955011007.6769 | 527738.5215 | 0 | 767982.4497 | 0 | 0 | 0 | 0 | 505331.1788 | 1314768.0695 | 897356.2232 | 4013176.4426 | 3144235.0165 | 6588857.343 | 6588857.343 | 7236048.3217 | 3557391.7189 | 0 | 13746268.8021 | 31128566.1858 | 5623.4133 | 0.34479 | 39868.8754 | 90283.4759 | 894.0498 | 2024.585
1 | 1800 | 707 | 0.035 | 15 | 15 | 7 | 7.4989e-12 | 0 | CO2 | Porous | Wet | R245fa | MinimizeLCOE | IgnoreSilica | 27.948 | 2.8742 | 0.11414 | 4 | 32238.5323 | 70309.4585 | 722.9412 | 1576.6725 | 42.2161 | 3.0173 | 4101961580.216 | 644066.9465 | 0 | 965833.4946 | 0 | 0 | 0 | 0 | 627861.172 | 1633565.9776 | 1114942.3461 | 4986269.9369 | 3144235.0165 | 6588857.343 | 6588857.343 | 7236048.3217 | 3557391.7189 | 0 | 14719362.2964 | 32101659.68 | 7498.9421 | 0.45658 | 32238.5323 | 70309.4585 | 722.9412 | 1576.6725
1 | 1800 | 707 | 0.035 | 15 | 15 | 7 | 1e-11 | 0 | CO2 | Porous | Wet | R245fa | MinimizeLCOE | IgnoreSilica | 36.9955 | 3.8146 | 0.14978 | 4 | 26552.9317 | 55566.2197 | 595.443 | 1246.059 | 42.1094 | 2.995 | 6666018822.7953 | 782429.2197 | 0 | 1211326.9769 | 0 | 0 | 0 | 0 | 777564.9167 | 2023064.4127 | 1380783.0315 | 6175168.5573 | 3144235.0165 | 6588857.343 | 6588857.343 | 7236048.3217 | 3557391.7189 | 0 | 15908260.9168 | 33290558.3005 | 10000 | 0.59912 | 26552.9317 | 55566.2197 | 595.443 | 1246.059
1 | 1800 | 707 | 0.035 | 15 | 15 | 7 | 1.3335e-11 | 0 | CO2 | Porous | Wet | R245fa | MinimizeLCOE | IgnoreSilica | 48.6474 | 5.0254 | 0.19351 | 4 | 22391.5277 | 44848.1609 | 502.1246 | 1005.7091 | 41.8902 | 2.9544 | 8404802154.2295 | 942637.4027 | 0 | 1510765.4572 | 0 | 0 | 0 | 0 | 956827.1154 | 2489467.882 | 1699112.9829 | 7598810.8402 | 3144235.0165 | 6588857.343 | 6588857.343 | 7236048.3217 | 3557391.7189 | 0 | 17331903.1997 | 34714200.5833 | 13335.2143 | 0.77404 | 22391.5277 | 44848.1609 | 502.1246 | 1005.7091
1 | 1800 | 707 | 0.035 | 15 | 15 | 7 | 1.7783e-11 | 0 | CO2 | Porous | Wet | R245fa | MinimizeLCOE | IgnoreSilica | 61.264 | 6.3005 | 0.24045 | 4 | 19497.6174 | 37570.2872 | 437.2293 | 842.5045 | 41.7111 | 2.9315 | 9127910483.5054 | 1101740.2043 | 0 | 1810426.8394 | 0 | 0 | 0 | 0 | 1135745.1471 | 2954975.8993 | 2016831.7699 | 9019719.86 | 3144235.0165 | 6588857.343 | 6588857.343 | 7236048.3217 | 3557391.7189 | 0 | 18752812.2195 | 36135109.6031 | 17782.7941 | 0.9618 | 19497.6174 | 37570.2872 | 437.2293 | 842.5045
1 | 1800 | 707 | 0.035 | 15 | 15 | 7 | 2.3714e-11 | 0 | CO2 | Porous | Wet | R245fa | MinimizeLCOE | IgnoreSilica | 73.342 | 7.465 | 0.28655 | 4 | 17456.5719 | 32621.5603 | 391.4594 | 731.5306 | 41.63 | 2.9348 | 1567820509.0445 | 1245084.4065 | 0 | 2072644.0693 | 0 | 0 | 0 | 0 | 1293914.1056 | 3366499.0844 | 2297704.7998 | 10275846.4657 | 3144235.0165 | 6588857.343 | 6588857.343 | 7236048.3217 | 3557391.7189 | 0 | 20008938.8252 | 37391236.2088 | 23713.7371 | 1.1462 | 17456.5719 | 32621.5603 | 391.4594 | 731.5306
1 | 1800 | 707 | 0.035 | 15 | 15 | 7 | 3.1623e-11 | 0 | CO2 | Porous | Wet | R245fa | MinimizeLCOE | IgnoreSilica | 81.4272 | 8.1339 | 0.32648 | 4 | 15906.7917 | 29217.3606 | 356.7059 | 655.1922 | 41.9115 | 3.0153 | 1631243045.9849 | 1348166.7239 | 0 | 2216157.8965 | 0 | 0 | 0 | 0 | 1390086.602 | 3616720.1924 | 2468485.8475 | 11039617.2624 | 3144235.0165 | 6588857.343 | 6588857.343 | 7236048.3217 | 3557391.7189 | 0 | 20772709.6219 | 38155007.0055 | 31622.7766 | 1.3059 | 15906.7917 | 29217.3606 | 356.7059 | 655.1922
1 | 1800 | 707 | 0.035 | 15 | 15 | 7 | 4.217e-11 | 0 | CO2 | Porous | Wet | R245fa | MinimizeLCOE | IgnoreSilica | 88.1527 | 8.6589 | 0.36262 | 4 | 14741.562 | 26725.4792 | 330.5759 | 599.3124 | 42.2042 | 3.0961 | 1688771284.8639 | 1435128.8782 | 0 | 2325971.8261 | 0 | 0 | 0 | 0 | 1466829.2747 | 3816388.8847 | 2604763.8327 | 11649082.6964 | 3144235.0165 | 6588857.343 | 6588857.343 | 7236048.3217 | 3557391.7189 | 0 | 21382175.0559 | 38764472.4395 | 42169.6503 | 1.4505 | 14741.562 | 26725.4792 | 330.5759 | 599.3124
1 | 1800 | 707 | 0.035 | 15 | 15 | 7 | 5.6234e-11 | 0 | CO2 | Porous | Wet | R245fa | MinimizeLCOE | IgnoreSilica | 94.4092 | 9.1493 | 0.39568 | 4 | 13861.4939 | 24844.0456 | 310.8406 | 557.1217 | 42.4203 | 3.159 | 1732707837.6557 | 1513296.3844 | 0 | 2427537.7418 | 0 | 0 | 0 | 0 | 1536925.3092 | 3998764.3879 | 2729238.8611 | 12205762.6844 | 3144235.0165 | 6588857.343 | 6588857.343 | 7236048.3217 | 3557391.7189 | 0 | 21938855.0439 | 39321152.4275 | 56234.1325 | 1.5827 | 13861.4939 | 24844.0456 | 310.8406 | 557.1217
1 | 1800 | 707 | 0.035 | 15 | 15 | 7 | 7.4989e-11 | 0 | CO2 | Porous | Wet | R245fa | MinimizeLCOE | IgnoreSilica | 99.6996 | 9.556 | 0.42429 | 4 | 13197.9702 | 23439.8494 | 295.9613 | 525.6329 | 42.6 | 3.2119 | 1768273103.7115 | 1578865.571 | 0 | 2510634.5997 | 0 | 0 | 0 | 0 | 1594905.0665 | 4149615.8231 | 2832198.0654 | 12666219.1257 | 3144235.0165 | 6588857.343 | 6588857.343 | 7236048.3217 | 3557391.7189 | 0 | 22399311.4852 | 39781608.8688 | 74989.4209 | 1.6972 | 13197.9702 | 23439.8494 | 295.9613 | 525.6329
1 | 1800 | 707 | 0.035 | 15 | 15 | 7 | 1e-10 | 0 | CO2 | Porous | Wet | R245fa | MinimizeLCOE | IgnoreSilica | 104.0387 | 9.8837 | 0.44828 | 4 | 12698.6741 | 22392.5195 | 284.7647 | 502.1468 | 42.7473 | 3.2556 | 1796768854.4888 | 1632422.3492 | 0 | 2576869.6735 | 0 | 0 | 0 | 0 | 1641623.8888 | 4271168.6154 | 2915160.3437 | 13037244.8705 | 3144235.0165 | 6588857.343 | 6588857.343 | 7236048.3217 | 3557391.7189 | 0 | 22770337.23 | 40152634.6137 | 100000 | 1.7931 | 12698.6741 | 22392.5195 | 284.7647 | 502.1468
1 | 1800 | 707 | 0.035 | 15 | 15 | 7 | 1.3335e-10 | 0 | CO2 | Porous | Wet | R245fa | MinimizeLCOE | IgnoreSilica | 107.5413 | 10.145 | 0.46793 | 4 | 12323.4585 | 21610.3482 | 276.3506 | 484.6068 | 42.8644 | 3.2908 | 1819029032.993 | 1675454.9402 | 0 | 2629248.8738 | 0 | 0 | 0 | 0 | 1678834.4874 | 4367982.96 | 2981238.1233 | 13332759.3847 | 3144235.0165 | 6588857.343 | 6588857.343 | 7236048.3217 | 3557391.7189 | 0 | 23065851.7442 | 40448149.1278 | 133352.1432 | 1.8717 | 12323.4585 | 21610.3482 | 276.3506 | 484.6068
1 | 1800 | 707 | 0.035 | 15 | 15 | 7 | 1.7783e-10 | 0 | CO2 | Porous | Wet | R245fa | MinimizeLCOE | IgnoreSilica | 110.3038 | 10.3487 | 0.48366 | 4 | 12041.7331 | 21026.495 | 270.0329 | 471.514 | 42.9573 | 3.3189 | 1836777452.3725 | 1709364.8879 | 0 | 2669788.8632 | 0 | 0 | 0 | 0 | 1707869.9629 | 4443527.3112 | 3032798.6953 | 13563349.7205 | 3144235.0165 | 6588857.343 | 6588857.343 | 7236048.3217 | 3557391.7189 | 0 | 23296442.08 | 40678739.4636 | 177827.941 | 1.9346 | 12041.7331 | 21026.495 | 270.0329 | 471.514
1 | 1800 | 707 | 0.035 | 15 | 15 | 7 | 2.3714e-10 | 0 | CO2 | Porous | Wet | R245fa | MinimizeLCOE | IgnoreSilica | 112.4723 | 10.5076 | 0.4961 | 4 | 11830.318 | 20589.7978 | 265.292 | 461.7212 | 43.029 | 3.3407 | 1849368104.4885 | 1735889.6011 | 0 | 2701257.9438 | 0 | 0 | 0 | 0 | 1730487.5425 | 4502373.6138 | 3072962.506 | 13742971.2073 | 3144235.0165 | 6588857.343 | 6588857.343 | 7236048.3217 | 3557391.7189 | 0 | 23476063.5668 | 40858360.9504 | 237137.3706 | 1.9844 | 11830.318 | 20589.7978 | 265.292 | 461.7212
1 | 1800 | 707 | 0.035 | 15 | 15 | 7 | 3.1623e-10 | 0 | CO2 | Porous | Wet | R245fa | MinimizeLCOE | IgnoreSilica | 114.136 | 10.6283 | 0.50577 | 4 | 11671.7173 | 20263.6627 | 261.7354 | 454.4077 | 43.0852 | 3.3579 | 1860600204.222 | 1756286.667 | 0 | 2725060.1381 | 0 | 0 | 0 | 0 | 1747725.254 | 4547222.6031 | 3103572.8627 | 13879867.525 | 3144235.0165 | 6588857.343 | 6588857.343 | 7236048.3217 | 3557391.7189 | 0 | 23612959.8845 | 40995257.2681 | 316227.766 | 2.0231 | 11671.7173 | 20263.6627 | 261.7354 | 454.4077
1 | 1800 | 707 | 0.035 | 15 | 15 | 7 | 4.217e-10 | 0 | CO2 | Porous | Wet | R245fa | MinimizeLCOE | IgnoreSilica | 115.4265 | 10.7219 | 0.51327 | 4 | 11552.7596 | 20019.2123 | 259.0678 | 448.926 | 43.1273 | 3.3709 | 1867925968.054 | 1772028.0167 | 0 | 2743468.3086 | 0 | 0 | 0 | 0 | 1761043.5669 | 4581874.1213 | 3127223.2359 | 13985637.2492 | 3144235.0165 | 6588857.343 | 6588857.343 | 7236048.3217 | 3557391.7189 | 0 | 23718729.6087 | 41101026.9924 | 421696.5034 | 2.0531 | 11552.7596 | 20019.2123 | 259.0678 | 448.926
1 | 1800 | 707 | 0.035 | 15 | 15 | 7 | 5.6234e-10 | 0 | CO2 | Porous | Wet | R245fa | MinimizeLCOE | IgnoreSilica | 116.4009 | 10.792 | 0.519 | 4 | 11463.5453 | 19836.539 | 257.0672 | 444.8296 | 43.1601 | 3.381 | 1874242284.428 | 1783961.7826 | 0 | 2757215.0057 | 0 | 0 | 0 | 0 | 1771058.9474 | 4607932.0871 | 3145008.3329 | 14065176.1557 | 3144235.0165 | 6588857.343 | 6588857.343 | 7236048.3217 | 3557391.7189 | 0 | 23798268.5152 | 41180565.8988 | 562341.3252 | 2.076 | 11463.5453 | 19836.539 | 257.0672 | 444.8296
1 | 1800 | 707 | 0.035 | 15 | 15 | 7 | 7.4989e-10 | 0 | CO2 | Porous | Wet | R245fa | MinimizeLCOE | IgnoreSilica | 117.1586 | 10.8468 | 0.5234 | 4 | 11396.6413 | 19699.2208 | 255.5669 | 441.7502 | 43.1839 | 3.3884 | 1877778102.3777 | 1793148.1589 | 0 | 2767969.8411 | 0 | 0 | 0 | 0 | 1778836.02 | 4628166.4346 | 3158818.6909 | 14126939.1456 | 3144235.0165 | 6588857.343 | 6588857.343 | 7236048.3217 | 3557391.7189 | 0 | 23860031.5051 | 41242328.8888 | 749894.2093 | 2.0936 | 11396.6413 | 19699.2208 | 255.5669 | 441.7502
1 | 1800 | 707 | 0.035 | 15 | 15 | 7 | 1e-09 | 0 | CO2 | Porous | Wet | R245fa | MinimizeLCOE | IgnoreSilica | 117.7117 | 10.8862 | 0.5267 | 4 | 11346.4698 | 19596.972 | 254.4418 | 439.4573 | 43.2033 | 3.3943 | 1881946449.4154 | 1799957.8728 | 0 | 2775657.684 | 0 | 0 | 0 | 0 | 1784490.0672 | 4642877.1055 | 3168859.0261 | 14171841.7556 | 3144235.0165 | 6588857.343 | 6588857.343 | 7236048.3217 | 3557391.7189 | 0 | 23904934.1151 | 41287231.4987 | 1000000 | 2.1068 | 11346.4698 | 19596.972 | 254.4418 | 439.4573
1 | 1800 | 707 | 0.035 | 15 | 15 | 7 | 1.3335e-09 | 0 | CO2 | Porous | Wet | R245fa | MinimizeLCOE | IgnoreSilica | 118.1332 | 10.9163 | 0.52921 | 4 | 11308.8466 | 19520.2462 | 253.5981 | 437.7368 | 43.2177 | 3.3987 | 1884821623.0351 | 1805127.8987 | 0 | 2781527.2939 | 0 | 0 | 0 | 0 | 1788795.5251 | 4654079.0239 | 3176504.5656 | 14206034.3072 | 3144235.0165 | 6588857.343 | 6588857.343 | 7236048.3217 | 3557391.7189 | 0 | 23939126.6667 | 41321424.0504 | 1333521.4322 | 2.1168 | 11308.8466 | 19520.2462 | 253.5981 | 437.7368
1 | 1800 | 707 | 0.035 | 15 | 15 | 7 | 1.7783e-09 | 0 | CO2 | Porous | Wet | R245fa | MinimizeLCOE | IgnoreSilica | 118.4692 | 10.9407 | 0.53114 | 4 | 11280.6335 | 19462.2177 | 252.9655 | 436.4355 | 43.2273 | 3.4018 | 1885686446.2491 | 1809152.6595 | 0 | 2786316.2342 | 0 | 0 | 0 | 0 | 1792232.8685 | 4663022.2864 | 3182608.526 | 14233332.5747 | 3144235.0165 | 6588857.343 | 6588857.343 | 7236048.3217 | 3557391.7189 | 0 | 23966424.9342 | 41348722.3178 | 1778279.41 | 2.1246 | 11280.6335 | 19462.2177 | 252.9655 | 436.4355
1 | 1800 | 707 | 0.035 | 15 | 15 | 7 | 2.3714e-09 | 0 | CO2 | Porous | Wet | R245fa | MinimizeLCOE | IgnoreSilica | 118.701 | 10.957 | 0.53255 | 4 | 11259.4767 | 19419.3414 | 252.491 | 435.474 | 43.236 | 3.4044 | 1887533810.7328 | 1812034.2835 | 0 | 2789480.1217 | 0 | 0 | 0 | 0 | 1794590.618 | 4669156.667 | 3186795.3668 | 14252057.0569 | 3144235.0165 | 6588857.343 | 6588857.343 | 7236048.3217 | 3557391.7189 | 0 | 23985149.4165 | 41367446.8001 | 2371373.7057 | 2.1302 | 11259.4767 | 19419.3414 | 252.491 | 435.474
1 | 1800 | 707 | 0.035 | 15 | 15 | 7 | 3.1623e-09 | 0 | CO2 | Porous | Wet | R245fa | MinimizeLCOE | IgnoreSilica | 118.8862 | 10.9703 | 0.53364 | 4 | 11243.6116 | 19386.884 | 252.1353 | 434.7462 | 43.2418 | 3.4063 | 1888390388.1174 | 1814278.1031 | 0 | 2792081.1362 | 0 | 0 | 0 | 0 | 1796480.1033 | 4674072.7202 | 3190150.6741 | 14267062.737 | 3144235.0165 | 6588857.343 | 6588857.343 | 7236048.3217 | 3557391.7189 | 0 | 24000155.0965 | 41382452.4801 | 3162277.6602 | 2.1346 | 11243.6116 | 19386.884 | 252.1353 | 434.7462
1 | 1800 | 707 | 0.035 | 15 | 15 | 7 | 4.217e-09 | 0 | CO2 | Porous | Wet | R245fa | MinimizeLCOE | IgnoreSilica | 119.0151 | 10.9793 | 0.53444 | 4 | 11231.7145 | 19362.8478 | 251.8685 | 434.2072 | 43.2468 | 3.4078 | 1890104866.691 | 1815892.6706 | 0 | 2793823.5161 | 0 | 0 | 0 | 0 | 1797789.3128 | 4677479.0146 | 3192475.5401 | 14277460.0541 | 3144235.0165 | 6588857.343 | 6588857.343 | 7236048.3217 | 3557391.7189 | 0 | 24010552.4136 | 41392849.7973 | 4216965.0343 | 2.1377 | 11231.7145 | 19362.8478 | 251.8685 | 434.2072
1 | 1800 | 707 | 0.035 | 15 | 15 | 7 | 5.6234e-09 | 0 | CO2 | Porous | Wet | R245fa | MinimizeLCOE | IgnoreSilica | 119.1271 | 10.9875 | 0.53506 | 4 | 11222.793 | 19344.3894 | 251.6684 | 433.7932 | 43.2496 | 3.4087 | 1890052170.6339 | 1817211.64 | 0 | 2795442.7942 | 0 | 0 | 0 | 0 | 1798935.2293 | 4680460.4543 | 3194510.4339 | 14286560.5517 | 3144235.0165 | 6588857.343 | 6588857.343 | 7236048.3217 | 3557391.7189 | 0 | 24019652.9112 | 41401950.2949 | 5623413.2519 | 2.1403 | 11222.793 | 19344.3894 | 251.6684 | 433.7932
1 | 1800 | 707 | 0.035 | 15 | 15 | 7 | 7.4989e-09 | 0 | CO2 | Porous | Wet | R245fa | MinimizeLCOE | IgnoreSilica | 119.2003 | 10.9926 | 0.53551 | 4 | 11216.1029 | 19330.8647 | 251.5184 | 433.4899 | 43.2524 | 3.4095 | 1890799222.7387 | 1818125.4823 | 0 | 2796433.6909 | 0 | 0 | 0 | 0 | 1799678.0775 | 4682393.193 | 3195829.5678 | 14292460.0114 | 3144235.0165 | 6588857.343 | 6588857.343 | 7236048.3217 | 3557391.7189 | 0 | 24025552.3709 | 41407849.7545 | 7498942.0933 | 2.1421 | 11216.1029 | 19330.8647 | 251.5184 | 433.4899
1 | 1800 | 707 | 0.035 | 15 | 15 | 7 | 1e-08 | 0 | CO2 | Porous | Wet | R245fa | MinimizeLCOE | IgnoreSilica | 119.2586 | 10.9968 | 0.53586 | 4 | 11211.086 | 19320.6256 | 251.4059 | 433.2603 | 43.2543 | 3.4101 | 1891114548.005 | 1818835.3084 | 0 | 2797247.2278 | 0 | 0 | 0 | 0 | 1800272.1891 | 4683938.9495 | 3196884.5783 | 14297178.2532 | 3144235.0165 | 6588857.343 | 6588857.343 | 7236048.3217 | 3557391.7189 | 0 | 24030270.6127 | 41412567.9963 | 10000000 | 2.1434 | 11211.086 | 19320.6256 | 251.4059 | 433.2603
1 | 1900 | 707 | 0.035 | 15 | 15 | 7 | 1e-13 | 0 | CO2 | Porous | Wet | R245fa | MinimizeLCOE | IgnoreSilica | 0.41292 | 0.011031 | 0.00063596 | 4 | 4040431.8471 | 11151948.4505 | 90605.7009 | 250079.7302 | 36.0719 | 2.49 | 177309406.9855 | 23588.9109 | 0 | 19949.8876 | 0 | 0 | 0 | 10102.5738 | 20920.1352 | 54429.9005 | 37149.5255 | 166140.9334 | 3144235.0165 | 6967896.3915 | 6967896.3915 | 7440735.7703 | 3682034.1773 | 0 | 10278272.3415 | 28368938.6806 | 100 | 0.0025439 | 4040431.8471 | 11151948.4505 | 90605.7009 | 250079.7302
1 | 1900 | 707 | 0.035 | 15 | 15 | 7 | 1.3335e-13 | 0 | CO2 | Porous | Wet | R245fa | MinimizeLCOE | IgnoreSilica | 0.58332 | 0.027079 | 0.0011271 | 4 | 2296675.2713 | 6309193.2804 | 51502.3841 | 141482.124 | 38.0191 | 2.7417 | 1586404.304 | 33889.3738 | 0 | 30785.7588 | 0 | 0 | 0 | 13639.432 | 30542.6802 | 79465.7886 | 54237.0336 | 242560.0669 | 3144235.0165 | 6967896.3915 | 6967896.3915 | 7440735.7703 | 3682034.1773 | 0 | 10354691.475 | 28445357.8141 | 133.3521 | 0.0045086 | 2296675.2713 | 6309193.2804 | 51502.3841 | 141482.124
1 | 1900 | 707 | 0.035 | 15 | 15 | 7 | 1.7783e-13 | 0 | CO2 | Porous | Wet | R245fa | MinimizeLCOE | IgnoreSilica | 0.8028 | 0.048884 | 0.0018453 | 4 | 1415126.8178 | 3866008.9733 | 31733.8745 | 86694.3104 | 39.5145 | 2.9242 | 28863189.8578 | 46103.1073 | 0 | 44032.9108 | 0 | 0 | 0 | 17484.0952 | 41971.8442 | 109202.129 | 74532.6969 | 333326.7834 | 3144235.0165 | 6967896.3915 | 6967896.3915 | 7440735.7703 | 3682034.1773 | 0 | 10445458.1914 | 28536124.5305 | 177.8279 | 0.0073813 | 1415126.8178 | 3866008.9733 | 31733.8745 | 86694.3104
1 | 1900 | 707 | 0.035 | 15 | 15 | 7 | 2.3714e-13 | 0 | CO2 | Porous | Wet | R245fa | MinimizeLCOE | IgnoreSilica | 1.0223 | 0.072286 | 0.0028409 | 4 | 925800.9259 | 2517778.0014 | 20760.8605 | 56460.559 | 40.4809 | 3.0347 | 45630696.4346 | 57385.5109 | 0 | 56605.3094 | 0 | 0 | 0 | 17849.8475 | 51417.8604 | 133778.7256 | 91306.7291 | 408343.983 | 3144235.0165 | 6967896.3915 | 6967896.3915 | 7440735.7703 | 3682034.1773 | 0 | 10520475.391 | 28611141.7301 | 237.1374 | 0.011364 | 925800.9259 | 2517778.0014 | 20760.8605 | 56460.559
1 | 1900 | 707 | 0.035 | 15 | 15 | 7 | 3.1623e-13 | 0 | CO2 | Porous | Wet | R245fa | MinimizeLCOE | IgnoreSilica | 1.3707 | 0.1086 | 0.0042347 | 4 | 628218.6076 | 1696231.752 | 14087.6494 | 38037.5843 | 41.4676 | 3.1391 | 184007066.5499 | 73865.5576 | 0 | 75537.456 | 0 | 0 | 0 | 21401.0211 | 66613.5736 | 173314.8541 | 118290.9492 | 529023.4116 | 3144235.0165 | 6967896.3915 | 6967896.3915 | 7440735.7703 | 3682034.1773 | 0 | 10641154.8196 | 28731821.1587 | 316.2278 | 0.016939 | 628218.6076 | 1696231.752 | 14087.6494 | 38037.5843
1 | 1900 | 707 | 0.035 | 15 | 15 | 7 | 4.217e-13 | 0 | CO2 | Porous | Wet | R245fa | MinimizeLCOE | IgnoreSilica | 1.8921 | 0.16233 | 0.0061384 | 4 | 440516.9781 | 1177302.0938 | 9878.486 | 26400.713 | 42.3592 | 3.23 | 179691148.6839 | 96274.1824 | 0 | 102038.6965 | 0 | 0 | 0 | 29020.7778 | 88660.1261 | 230675.4615 | 157440.7424 | 704109.9867 | 3144235.0165 | 6967896.3915 | 6967896.3915 | 7440735.7703 | 3682034.1773 | 0 | 10816241.3948 | 28906907.7339 | 421.6965 | 0.024554 | 440516.9781 | 1177302.0938 | 9878.486 | 26400.713
1 | 1900 | 707 | 0.035 | 15 | 15 | 7 | 5.6234e-13 | 0 | CO2 | Porous | Wet | R245fa | MinimizeLCOE | IgnoreSilica | 2.4062 | 0.21766 | 0.0086585 | 4 | 316323.2524 | 838663.2441 | 7093.472 | 18806.8192 | 42.8872 | 3.2792 | 6407590.5285 | 116474.9449 | 0 | 126744.5801 | 0 | 0 | 0 | 29077.7247 | 106195.9273 | 276300.0192 | 188580.4405 | 843373.6366 | 3144235.0165 | 6967896.3915 | 6967896.3915 | 7440735.7703 | 3682034.1773 | 0 | 10955505.0447 | 29046171.3838 | 562.3413 | 0.034634 | 316323.2524 | 838663.2441 | 7093.472 | 18806.8192
1 | 1900 | 707 | 0.035 | 15 | 15 | 7 | 7.4989e-13 | 0 | CO2 | Porous | Wet | R245fa | MinimizeLCOE | IgnoreSilica | 3.2151 | 0.30284 | 0.012083 | 4 | 231296.9018 | 605600.0704 | 5186.7767 | 13580.4342 | 43.4103 | 3.3274 | 74813280.5199 | 145698.4174 | 0 | 163427.4888 | 0 | 0 | 0 | 35313.1285 | 134331.2236 | 349502.2886 | 238542.4935 | 1066815.0404 | 3144235.0165 | 6967896.3915 | 6967896.3915 | 7440735.7703 | 3682034.1773 | 0 | 11178946.4484 | 29269612.7875 | 749.8942 | 0.048332 | 231296.9018 | 605600.0704 | 5186.7767 | 13580.4342
1 | 1900 | 707 | 0.035 | 15 | 15 | 7 | 1e-12 | 0 | CO2 | Porous | Wet | R245fa | MinimizeLCOE | IgnoreSilica | 4.2286 | 0.41026 | 0.016634 | 4 | 171819.4663 | 443716.0472 | 3853.0097 | 9950.2244 | 43.799 | 3.3617 | 1167358379.2044 | 179204.1239 | 0 | 206766.4507 | 0 | 0 | 0 | 40179.2398 | 166198.4276 | 432414.2166 | 295131.588 | 1319894.0465 | 3144235.0165 | 6967896.3915 | 6967896.3915 | 7440735.7703 | 3682034.1773 | 0 | 11432025.4546 | 29522691.7937 | 1000 | 0.066535 | 171819.4663 | 443716.0472 | 3853.0097 | 9950.2244
1 | 1900 | 707 | 0.035 | 15 | 15 | 7 | 1.3335e-12 | 0 | CO2 | Porous | Wet | R245fa | MinimizeLCOE | IgnoreSilica | 5.646 | 0.55997 | 0.022753 | 4 | 129313.2923 | 328086.0744 | 2899.8191 | 7357.2504 | 44.1184 | 3.3889 | 2433869322.3527 | 222108.3428 | 0 | 263908.8011 | 0 | 0 | 0 | 48941.4916 | 208633.8679 | 542822.5275 | 370487.5289 | 1656902.5599 | 3144235.0165 | 6967896.3915 | 6967896.3915 | 7440735.7703 | 3682034.1773 | 0 | 11769033.968 | 29859700.3071 | 1333.5214 | 0.091012 | 129313.2923 | 328086.0744 | 2899.8191 | 7357.2504
1 | 1900 | 707 | 0.035 | 15 | 15 | 7 | 1.7783e-12 | 0 | CO2 | Porous | Wet | R245fa | MinimizeLCOE | IgnoreSilica | 7.4 | 0.74609 | 0.030819 | 4 | 98518.8157 | 245269.5205 | 2209.2605 | 5500.1093 | 44.3491 | 3.4081 | 737574619.9023 | 270813.9976 | 0 | 330634.946 | 0 | 0 | 0 | 54860.7659 | 255960.7867 | 665957.4621 | 454529.652 | 2032757.6102 | 3144235.0165 | 6967896.3915 | 6967896.3915 | 7440735.7703 | 3682034.1773 | 0 | 12144889.0183 | 30235555.3574 | 1778.2794 | 0.12327 | 98518.8157 | 245269.5205 | 2209.2605 | 5500.1093
1 | 1900 | 707 | 0.035 | 15 | 15 | 7 | 2.3714e-12 | 0 | CO2 | Porous | Wet | R245fa | MinimizeLCOE | IgnoreSilica | 9.5 | 0.97005 | 0.041326 | 4 | 75892.0184 | 185331.909 | 1701.86 | 4156.023 | 44.5141 | 3.4215 | 855110712.4243 | 324663.8289 | 0 | 406343.4903 | 0 | 0 | 0 | 54525.4758 | 306357.7901 | 797080.1272 | 544023.5652 | 2432994.2776 | 3144235.0165 | 6967896.3915 | 6967896.3915 | 7440735.7703 | 3682034.1773 | 0 | 12545125.6856 | 30635792.0247 | 2371.3737 | 0.1653 | 75892.0184 | 185331.909 | 1701.86 | 4156.023
1 | 1900 | 707 | 0.035 | 15 | 15 | 7 | 3.1623e-12 | 0 | CO2 | Porous | Wet | R245fa | MinimizeLCOE | IgnoreSilica | 12.2166 | 1.2603 | 0.055155 | 4 | 59033.7613 | 141032.9455 | 1323.8177 | 3162.6295 | 44.6307 | 3.4288 | 1368753976.9773 | 389093.0849 | 0 | 499514.3041 | 0 | 0 | 0 | 51548.6165 | 366660.8421 | 953976.2987 | 651108.4261 | 2911901.5725 | 3144235.0165 | 6967896.3915 | 6967896.3915 | 7440735.7703 | 3682034.1773 | 0 | 13024032.9805 | 31114699.3196 | 3162.2777 | 0.22062 | 59033.7613 | 141032.9455 | 1323.8177 | 3162.6295
1 | 1900 | 707 | 0.035 | 15 | 15 | 7 | 4.217e-12 | 0 | CO2 | Porous | Wet | R245fa | MinimizeLCOE | IgnoreSilica | 15.846 | 1.6469 | 0.073356 | 4 | 46452.6051 | 108105.8958 | 1041.6884 | 2424.2484 | 44.7183 | 3.4339 | 1220004968.791 | 468711.0927 | 0 | 617540.6573 | 0 | 0 | 0 | 49677.6863 | 443012.4801 | 1152627.599 | 786692.0204 | 3518261.5358 | 3144235.0165 | 6967896.3915 | 6967896.3915 | 7440735.7703 | 3682034.1773 | 0 | 13630392.9438 | 31721059.2829 | 4216.965 | 0.29343 | 46452.6051 | 108105.8958 | 1041.6884 | 2424.2484
1 | 1900 | 707 | 0.035 | 15 | 15 | 7 | 5.6234e-12 | 0 | CO2 | Porous | Wet | R245fa | MinimizeLCOE | IgnoreSilica | 19.605 | 2.0516 | 0.095585 | 4 | 36864.1672 | 84179.9366 | 826.67 | 1887.7146 | 44.7595 | 3.4343 | 2341056359.4354 | 545358.1589 | 0 | 734104.1271 | 0 | 0 | 0 | 6347.5953 | 501465.8537 | 1304711.2866 | 890492.2622 | 3982479.2838 | 3144235.0165 | 6967896.3915 | 6967896.3915 | 7440735.7703 | 3682034.1773 | 0 | 14094610.6919 | 32185277.031 | 5623.4133 | 0.38234 | 36864.1672 | 84179.9366 | 826.67 | 1887.7146
1 | 1900 | 707 | 0.035 | 15 | 15 | 7 | 7.4989e-12 | 0 | CO2 | Porous | Wet | R245fa | MinimizeLCOE | IgnoreSilica | 25.9988 | 2.7328 | 0.12692 | 4 | 29609.2925 | 65242.9287 | 663.9812 | 1463.0568 | 44.7566 | 3.4257 | 2986480642.0411 | 665607.3674 | 0 | 922917.8111 | 0 | 0 | 0 | 0 | 619524.8196 | 1611876.4987 | 1100138.8311 | 4920065.3279 | 3144235.0165 | 6967896.3915 | 6967896.3915 | 7440735.7703 | 3682034.1773 | 0 | 15032196.736 | 33122863.0751 | 7498.9421 | 0.50769 | 29609.2925 | 65242.9287 | 663.9812 | 1463.0568
1 | 1900 | 707 | 0.035 | 15 | 15 | 7 | 1e-11 | 0 | CO2 | Porous | Wet | R245fa | MinimizeLCOE | IgnoreSilica | 34.413 | 3.6283 | 0.16713 | 4 | 24240.6195 | 51300.5922 | 543.59 | 1150.4033 | 44.6867 | 3.4073 | 4548044324.1735 | 809746.828 | 0 | 1157701.1725 | 0 | 0 | 0 | 0 | 767304.7202 | 1996369.4861 | 1362563.1956 | 6093685.4024 | 3144235.0165 | 6967896.3915 | 6967896.3915 | 7440735.7703 | 3682034.1773 | 0 | 16205816.8104 | 34296483.1495 | 10000 | 0.66854 | 24240.6195 | 51300.5922 | 543.59 | 1150.4033
1 | 1900 | 707 | 0.035 | 15 | 15 | 7 | 1.3335e-11 | 0 | CO2 | Porous | Wet | R245fa | MinimizeLCOE | IgnoreSilica | 45.3 | 4.7875 | 0.21732 | 4 | 20268.6833 | 41079.7891 | 454.5203 | 921.2043 | 44.5093 | 3.3709 | 6595003438.8641 | 978263.0485 | 0 | 1445503.0159 | 0 | 0 | 0 | 0 | 945268.7651 | 2459395.4255 | 1678587.9134 | 7507018.1684 | 3144235.0165 | 6967896.3915 | 6967896.3915 | 7440735.7703 | 3682034.1773 | 0 | 17619149.5765 | 35709815.9156 | 13335.2143 | 0.86928 | 20268.6833 | 41079.7891 | 454.5203 | 921.2043
1 | 1900 | 707 | 0.035 | 15 | 15 | 7 | 1.7783e-11 | 0 | CO2 | Porous | Wet | R245fa | MinimizeLCOE | IgnoreSilica | 59.0347 | 6.2497 | 0.27677 | 4 | 17410.2101 | 33750.8135 | 390.4197 | 756.8538 | 44.1767 | 3.3082 | 9865075576.3657 | 1168078.3556 | 0 | 1790250.7424 | 0 | 0 | 0 | 0 | 1153748.3482 | 3001816.5358 | 2048801.4668 | 9162695.4488 | 3144235.0165 | 6967896.3915 | 6967896.3915 | 7440735.7703 | 3682034.1773 | 0 | 19274826.8568 | 37365493.1959 | 17782.7941 | 1.1071 | 17410.2101 | 33750.8135 | 390.4197 | 756.8538
1 | 1900 | 707 | 0.035 | 15 | 15 | 7 | 2.3714e-11 | 0 | CO2 | Porous | Wet | R245fa | MinimizeLCOE | IgnoreSilica | 75.8365 | 8.0392 | 0.34168 | 4 | 15474.2349 | 28710.8701 | 347.006 | 643.8343 | 43.6125 | 3.2061 | 13735281751.6971 | 1370794.3287 | 0 | 2192584.8937 | 0 | 0 | 0 | 0 | 1389717.8968 | 3615760.897 | 2467831.1087 | 11036689.125 | 3144235.0165 | 6967896.3915 | 6967896.3915 | 7440735.7703 | 3682034.1773 | 0 | 21148820.533 | 39239486.8721 | 23713.7371 | 1.3667 | 15474.2349 | 28710.8701 | 347.006 | 643.8343
1 | 1900 | 707 | 0.035 | 15 | 15 | 7 | 3.1623e-11 | 0 | CO2 | Porous | Wet | R245fa | MinimizeLCOE | IgnoreSilica | 85.0781 | 8.8799 | 0.38872 | 4 | 14194.7661 | 25829.6743 | 318.3142 | 579.2242 | 43.766 | 3.2654 | 1880568173.779 | 1489940.2744 | 0 | 2371144.4316 | 0 | 0 | 0 | 0 | 1505823.0353 | 3917842.6512 | 2674008.1131 | 11958758.5056 | 3144235.0165 | 6967896.3915 | 6967896.3915 | 7440735.7703 | 3682034.1773 | 0 | 22070889.9136 | 40161556.2527 | 31622.7766 | 1.5549 | 14194.7661 | 25829.6743 | 318.3142 | 579.2242
1 | 1900 | 707 | 0.035 | 15 | 15 | 7 | 4.217e-11 | 0 | CO2 | Porous | Wet | R245fa | MinimizeLCOE | IgnoreSilica | 92.148 | 9.4692 | 0.42981 | 4 | 13226.6269 | 23749.2092 | 296.6039 | 532.5702 | 44.0206 | 3.3438 | 1935479369.4183 | 1584602.0366 | 0 | 2492361.8027 | 0 | 0 | 0 | 0 | 1590015.8973 | 4136895.2077 | 2823515.9839 | 12627390.9282 | 3144235.0165 | 6967896.3915 | 6967896.3915 | 7440735.7703 | 3682034.1773 | 0 | 22739522.3363 | 40830188.6754 | 42169.6503 | 1.7192 | 13226.6269 | 23749.2092 | 296.6039 | 532.5702
1 | 1900 | 707 | 0.035 | 15 | 15 | 7 | 5.6234e-11 | 0 | CO2 | Porous | Wet | R245fa | MinimizeLCOE | IgnoreSilica | 98.2575 | 9.967 | 0.46627 | 4 | 12494.3591 | 22194.1202 | 280.183 | 497.6977 | 44.2383 | 3.4112 | 1980524247.5081 | 1665638.3728 | 0 | 2593178.6633 | 0 | 0 | 0 | 0 | 1660938.6441 | 4321421.6466 | 2949459.0701 | 13190636.3969 | 3144235.0165 | 6967896.3915 | 6967896.3915 | 7440735.7703 | 3682034.1773 | 0 | 23302767.8049 | 41393434.144 | 56234.1325 | 1.8651 | 12494.3591 | 22194.1202 | 280.183 | 497.6977
1 | 1900 | 707 | 0.035 | 15 | 15 | 7 | 7.4989e-11 | 0 | CO2 | Porous | Wet | R245fa | MinimizeLCOE | IgnoreSilica | 103.3855 | 10.3773 | 0.49753 | 4 | 11941.9562 | 21032.1453 | 267.7955 | 471.6407 | 44.4188 | 3.4676 | 2016279561.6142 | 1733176.5698 | 0 | 2675220.8142 | 0 | 0 | 0 | 0 | 1719274.9798 | 4473200.8255 | 3053051.4785 | 13653924.6678 | 3144235.0165 | 6967896.3915 | 6967896.3915 | 7440735.7703 | 3682034.1773 | 0 | 23766056.0758 | 41856722.4149 | 74989.4209 | 1.9901 | 11941.9562 | 21032.1453 | 267.7955 | 471.6407
1 | 1900 | 707 | 0.035 | 15 | 15 | 7 | 1e-10 | 0 | CO2 | Porous | Wet | R245fa | MinimizeLCOE | IgnoreSilica | 107.5756 | 10.7073 | 0.52357 | 4 | 11526.0584 | 20164.258 | 258.4691 | 452.1786 | 44.5656 | 3.5137 | 2044456149.7911 | 1788126.7446 | 0 | 2740553.9151 | 0 | 0 | 0 | 0 | 1766185.4573 | 4595252.2653 | 3136354.0941 | 14026472.4763 | 3144235.0165 | 6967896.3915 | 6967896.3915 | 7440735.7703 | 3682034.1773 | 0 | 24138603.8843 | 42229270.2234 | 100000 | 2.0943 | 11526.0584 | 20164.258 | 258.4691 | 452.1786
1 | 1900 | 707 | 0.035 | 15 | 15 | 7 | 1.3335e-10 | 0 | CO2 | Porous | Wet | R245fa | MinimizeLCOE | IgnoreSilica | 110.9371 | 10.969 | 0.54475 | 4 | 11213.3669 | 19515.6771 | 251.457 | 437.6343 | 44.6823 | 3.5508 | 2066884812.1912 | 1832055.2651 | 0 | 2791945.6793 | 0 | 0 | 0 | 0 | 1803360.3683 | 4691973.7583 | 3202368.5004 | 14321703.5714 | 3144235.0165 | 6967896.3915 | 6967896.3915 | 7440735.7703 | 3682034.1773 | 0 | 24433834.9794 | 42524501.3185 | 133352.1432 | 2.179 | 11213.3669 | 19515.6771 | 251.457 | 437.6343
1 | 1900 | 707 | 0.035 | 15 | 15 | 7 | 1.7783e-10 | 0 | CO2 | Porous | Wet | R245fa | MinimizeLCOE | IgnoreSilica | 113.5661 | 11.1711 | 0.56161 | 4 | 10978.489 | 19031.5513 | 246.1899 | 426.7779 | 44.7758 | 3.5804 | 2085801530.6029 | 1866464.2106 | 0 | 2831346.2606 | 0 | 0 | 0 | 0 | 1832146.0837 | 4766868.2851 | 3253485.5539 | 14550310.3939 | 3144235.0165 | 6967896.3915 | 6967896.3915 | 7440735.7703 | 3682034.1773 | 0 | 24662441.8019 | 42753108.141 | 177827.941 | 2.2464 | 10978.489 | 19031.5513 | 246.1899 | 426.7779
1 | 1900 | 707 | 0.035 | 15 | 15 | 7 | 2.3714e-10 | 0 | CO2 | Porous | Wet | R245fa | MinimizeLCOE | IgnoreSilica | 115.6387 | 11.3299 | 0.57492 | 4 | 10802.1677 | 18668.7778 | 242.236 | 418.6428 | 44.8466 | 3.6031 | 2098037131.482 | 1893420.8488 | 0 | 2862202.2313 | 0 | 0 | 0 | 0 | 1854693.0012 | 4825530.7394 | 3293523.8844 | 14729370.7051 | 3144235.0165 | 6967896.3915 | 6967896.3915 | 7440735.7703 | 3682034.1773 | 0 | 24841502.1131 | 42932168.4522 | 237137.3706 | 2.2997 | 10802.1677 | 18668.7778 | 242.236 | 418.6428
1 | 1900 | 707 | 0.035 | 15 | 15 | 7 | 3.1623e-10 | 0 | CO2 | Porous | Wet | R245fa | MinimizeLCOE | IgnoreSilica | 117.2272 | 11.4506 | 0.58525 | 4 | 10669.8556 | 18397.6715 | 239.2689 | 412.5633 | 44.9021 | 3.6209 | 2108603117.9674 | 1914123.9648 | 0 | 2885545.1548 | 0 | 0 | 0 | 0 | 1871870.9566 | 4870224.2557 | 3324028.1276 | 14865792.4595 | 3144235.0165 | 6967896.3915 | 6967896.3915 | 7440735.7703 | 3682034.1773 | 0 | 24977923.8675 | 43068590.2066 | 316227.766 | 2.341 | 10669.8556 | 18397.6715 | 239.2689 | 412.5633
1 | 1900 | 707 | 0.035 | 15 | 15 | 7 | 4.217e-10 | 0 | CO2 | Porous | Wet | R245fa | MinimizeLCOE | IgnoreSilica | 118.4427 | 11.5425 | 0.5932 | 4 | 10570.5924 | 18194.7826 | 237.043 | 408.0136 | 44.9446 | 3.6346 | 2117165100.6249 | 1929968.0188 | 0 | 2903266.6724 | 0 | 0 | 0 | 0 | 1884961.5296 | 4904283.2412 | 3347274.085 | 14969753.547 | 3144235.0165 | 6967896.3915 | 6967896.3915 | 7440735.7703 | 3682034.1773 | 0 | 25081884.955 | 43172551.2941 | 421696.5034 | 2.3728 | 10570.5924 | 18194.7826 | 237.043 | 408.0136
1 | 1900 | 707 | 0.035 | 15 | 15 | 7 | 5.6234e-10 | 0 | CO2 | Porous | Wet | R245fa | MinimizeLCOE | IgnoreSilica | 119.3855 | 11.614 | 0.59932 | 4 | 10496.1347 | 18042.4185 | 235.3733 | 404.5968 | 44.9759 | 3.6448 | 2122094485.8069 | 1942159.9871 | 0 | 2917047.0989 | 0 | 0 | 0 | 0 | 1895090.7635 | 4930637.4301 | 3365261.3605 | 15050196.6402 | 3144235.0165 | 6967896.3915 | 6967896.3915 | 7440735.7703 | 3682034.1773 | 0 | 25162328.0482 | 43252994.3873 | 562341.3252 | 2.3973 | 10496.1347 | 18042.4185 | 235.3733 | 404.5968
1 | 1900 | 707 | 0.035 | 15 | 15 | 7 | 7.4989e-10 | 0 | CO2 | Porous | Wet | R245fa | MinimizeLCOE | IgnoreSilica | 120.0823 | 11.6662 | 0.60395 | 4 | 10440.2889 | 17928.7922 | 234.1209 | 402.0488 | 45.001 | 3.6528 | 2127332075.2813 | 1951273.4831 | 0 | 2927059.6168 | 0 | 0 | 0 | 0 | 1902549.9089 | 4950044.5964 | 3378507.1503 | 15109434.7555 | 3144235.0165 | 6967896.3915 | 6967896.3915 | 7440735.7703 | 3682034.1773 | 0 | 25221566.1635 | 43312232.5026 | 749894.2093 | 2.4158 | 10440.2889 | 17928.7922 | 234.1209 | 402.0488
1 | 1900 | 707 | 0.035 | 15 | 15 | 7 | 1e-09 | 0 | CO2 | Porous | Wet | R245fa | MinimizeLCOE | IgnoreSilica | 120.6157 | 11.7063 | 0.60747 | 4 | 10398.4053 | 17843.496 | 233.1817 | 400.1361 | 45.0195 | 3.6588 | 2129958008.3547 | 1958214.5273 | 0 | 2934743.1709 | 0 | 0 | 0 | 0 | 1908253.5023 | 4964884.1763 | 3388635.4685 | 15154730.8454 | 3144235.0165 | 6967896.3915 | 6967896.3915 | 7440735.7703 | 3682034.1773 | 0 | 25266862.2534 | 43357528.5925 | 1000000 | 2.4299 | 10398.4053 | 17843.496 | 233.1817 | 400.1361
1 | 1900 | 707 | 0.035 | 15 | 15 | 7 | 1.3335e-09 | 0 | CO2 | Porous | Wet | R245fa | MinimizeLCOE | IgnoreSilica | 121.0102 | 11.7356 | 0.61012 | 4 | 10366.9945 | 17779.7894 | 232.4773 | 398.7075 | 45.0341 | 3.6634 | 2134079442.321 | 1963394.3307 | 0 | 2940355.1782 | 0 | 0 | 0 | 0 | 1912462.3085 | 4975834.6267 | 3396109.3759 | 15188155.82 | 3144235.0165 | 6967896.3915 | 6967896.3915 | 7440735.7703 | 3682034.1773 | 0 | 25300287.228 | 43390953.5671 | 1333521.4322 | 2.4405 | 10366.9945 | 17779.7894 | 232.4773 | 398.7075
1 | 1900 | 707 | 0.035 | 15 | 15 | 7 | 1.7783e-09 | 0 | CO2 | Porous | Wet | R245fa | MinimizeLCOE | IgnoreSilica | 121.3197 | 11.7589 | 0.61214 | 4 | 10343.4383 | 17731.7264 | 231.9491 | 397.6297 | 45.0442 | 3.6668 | 2135586142.9532 | 1967387.2967 | 0 | 2944834.7774 | 0 | 0 | 0 | 0 | 1915766.6089 | 4984431.7386 | 3401977.0814 | 15214397.503 | 3144235.0165 | 6967896.3915 | 6967896.3915 | 7440735.7703 | 3682034.1773 | 0 | 25326528.9111 | 43417195.2502 | 1778279.41 | 2.4486 | 10343.4383 | 17731.7264 | 231.9491 | 397.6297
1 | 1900 | 707 | 0.035 | 15 | 15 | 7 | 2.3714e-09 | 0 | CO2 | Porous | Wet | R245fa | MinimizeLCOE | IgnoreSilica | 121.5561 | 11.7768 | 0.61367 | 4 | 10325.773 | 17695.6129 | 231.5529 | 396.8198 | 45.0516 | 3.6692 | 2136455382.4143 | 1970417.4681 | 0 | 2948273.1005 | 0 | 0 | 0 | 0 | 1918289.3218 | 4990995.32 | 3406456.8606 | 15234432.0711 | 3144235.0165 | 6967896.3915 | 6967896.3915 | 7440735.7703 | 3682034.1773 | 0 | 25346563.4791 | 43437229.8182 | 2371373.7057 | 2.4547 | 10325.773 | 17695.6129 | 231.5529 | 396.8198
1 | 1900 | 707 | 0.035 | 15 | 15 | 7 | 3.1623e-09 | 0 | CO2 | Porous | Wet | R245fa | MinimizeLCOE | IgnoreSilica | 121.7265 | 11.7895 | 0.61481 | 4 | 10312.5255 | 17668.7278 | 231.2559 | 396.2169 | 45.0577 | 3.6712 | 2137690063.4167 | 1972642.5669 | 0 | 2950700.8745 | 0 | 0 | 0 | 0 | 1920103.9421 | 4995716.5899 | 3409679.2243 | 15248843.1977 | 3144235.0165 | 6967896.3915 | 6967896.3915 | 7440735.7703 | 3682034.1773 | 0 | 25360974.6057 | 43451640.9448 | 3162277.6602 | 2.4592 | 10312.5255 | 17668.7278 | 231.2559 | 396.2169
1 | 1900 | 707 | 0.035 | 15 | 15 | 7 | 4.217e-09 | 0 | CO2 | Porous | Wet | R245fa | MinimizeLCOE | IgnoreSilica | 121.8534 | 11.7989 | 0.61566 | 4 | 10302.5911 | 17648.6014 | 231.0331 | 395.7656 | 45.0623 | 3.6727 | 2138711365.2583 | 1974306.0765 | 0 | 2952498.9051 | 0 | 0 | 0 | 0 | 1921453.9428 | 4999229.0148 | 3412076.5265 | 15259564.4658 | 3144235.0165 | 6967896.3915 | 6967896.3915 | 7440735.7703 | 3682034.1773 | 0 | 25371695.8738 | 43462362.2129 | 4216965.0343 | 2.4627 | 10302.5911 | 17648.6014 | 231.0331 | 395.7656
1 | 1900 | 707 | 0.035 | 15 | 15 | 7 | 5.6234e-09 | 0 | CO2 | Porous | Wet | R245fa | MinimizeLCOE | IgnoreSilica | 121.9434 | 11.8055 | 0.61629 | 4 | 10295.1413 | 17633.646 | 230.866 | 395.4302 | 45.0662 | 3.6739 | 2139896710.3498 | 1975516.8754 | 0 | 2953736.8015 | 0 | 0 | 0 | 0 | 1922408.934 | 5001713.706 | 3413772.3793 | 15267148.6963 | 3144235.0165 | 6967896.3915 | 6967896.3915 | 7440735.7703 | 3682034.1773 | 0 | 25379280.1044 | 43469946.4435 | 5623413.2519 | 2.4652 | 10295.1413 | 17633.646 | 230.866 | 395.4302
1 | 1900 | 707 | 0.035 | 15 | 15 | 7 | 7.4989e-09 | 0 | CO2 | Porous | Wet | R245fa | MinimizeLCOE | IgnoreSilica | 122.0313 | 11.8125 | 0.61681 | 4 | 10289.5546 | 17621.9129 | 230.7408 | 395.1671 | 45.0676 | 3.6745 | 2140345060.6577 | 1976575.0622 | 0 | 2955097.0454 | 0 | 0 | 0 | 0 | 1923352.122 | 5004167.6876 | 3415447.2722 | 15274639.1894 | 3144235.0165 | 6967896.3915 | 6967896.3915 | 7440735.7703 | 3682034.1773 | 0 | 25386770.5974 | 43477436.9365 | 7498942.0933 | 2.4672 | 10289.5546 | 17621.9129 | 230.7408 | 395.1671
1 | 1900 | 707 | 0.035 | 15 | 15 | 7 | 1e-08 | 0 | CO2 | Porous | Wet | R245fa | MinimizeLCOE | IgnoreSilica | 122.0702 | 11.8149 | 0.61714 | 4 | 10285.3652 | 17613.8056 | 230.6468 | 394.9853 | 45.0707 | 3.6753 | 2140776479.7226 | 1977170.9638 | 0 | 2955544.1379 | 0 | 0 | 0 | 0 | 1923758.8897 | 5005226.0137 | 3416169.6014 | 15277869.6065 | 3144235.0165 | 6967896.3915 | 6967896.3915 | 7440735.7703 | 3682034.1773 | 0 | 25390001.0145 | 43480667.3536 | 10000000 | 2.4686 | 10285.3652 | 17613.8056 | 230.6468 | 394.9853
1 | 2000 | 707 | 0.035 | 15 | 15 | 7 | 1e-13 | 0 | CO2 | Porous | Wet | R245fa | MinimizeLCOE | IgnoreSilica | 0.45181 | 0.011173 | 0.00065722 | 4 | 4068154.7815 | 11224351.1098 | 91227.381 | 251703.3422 | 37.4999 | 2.8492 | 155482753.0685 | 27295.3109 | 0 | 21641.4101 | 0 | 0 | 0 | 14885.7784 | 24890.7748 | 64760.6901 | 44200.5017 | 197674.4659 | 3144235.0165 | 7352795.5309 | 7352795.5309 | 7650990.3052 | 3809020.6719 | 0 | 10694705.0133 | 29507511.5214 | 100 | 0.0026289 | 4068154.7815 | 11224351.1098 | 91227.381 | 251703.3422
1 | 2000 | 707 | 0.035 | 15 | 15 | 7 | 1.3335e-13 | 0 | CO2 | Porous | Wet | R245fa | MinimizeLCOE | IgnoreSilica | 0.61758 | 0.027058 | 0.0012085 | 4 | 2228196.5914 | 6120115.8909 | 49966.7663 | 137242.1095 | 39.4933 | 3.09 | 42879531.9439 | 37793.9846 | 0 | 32165.9405 | 0 | 0 | 0 | 18393.5256 | 34457.8458 | 89652.2464 | 61189.5004 | 273653.0433 | 3144235.0165 | 7352795.5309 | 7352795.5309 | 7650990.3052 | 3809020.6719 | 0 | 10770683.5907 | 29583490.0988 | 133.3521 | 0.0048338 | 2228196.5914 | 6120115.8909 | 49966.7663 | 137242.1095
1 | 2000 | 707 | 0.035 | 15 | 15 | 7 | 1.7783e-13 | 0 | CO2 | Porous | Wet | R245fa | MinimizeLCOE | IgnoreSilica | 0.8417 | 0.049557 | 0.0020229 | 4 | 1343055.1545 | 3668047.4312 | 30117.685 | 82255.071 | 41.1618 | 3.2821 | 68122555.0529 | 50974.7364 | 0 | 45730.4026 | 0 | 0 | 0 | 22876.9961 | 46637.0327 | 121339.9925 | 82817.0382 | 370376.1985 | 3144235.0165 | 7352795.5309 | 7352795.5309 | 7650990.3052 | 3809020.6719 | 0 | 10867406.7459 | 29680213.254 | 177.8279 | 0.0080916 | 1343055.1545 | 3668047.4312 | 30117.685 | 82255.071
1 | 2000 | 707 | 0.035 | 15 | 15 | 7 | 2.3714e-13 | 0 | CO2 | Porous | Wet | R245fa | MinimizeLCOE | IgnoreSilica | 1.1512 | 0.081317 | 0.0031792 | 4 | 864444.1212 | 2343818.3137 | 19384.9491 | 52559.5553 | 42.5803 | 3.4342 | 24478413.8827 | 67659.4604 | 0 | 63415.2696 | 0 | 0 | 0 | 29026.6173 | 62439.5254 | 162454.8371 | 110878.7644 | 495874.4742 | 3144235.0165 | 7352795.5309 | 7352795.5309 | 7650990.3052 | 3809020.6719 | 0 | 10992905.0216 | 29805711.5297 | 237.1374 | 0.012717 | 864444.1212 | 2343818.3137 | 19384.9491 | 52559.5553
1 | 2000 | 707 | 0.035 | 15 | 15 | 7 | 3.1623e-13 | 0 | CO2 | Porous | Wet | R245fa | MinimizeLCOE | IgnoreSilica | 1.5022 | 0.11882 | 0.0047682 | 4 | 582916.0953 | 1569293.808 | 13071.7516 | 35191.0318 | 43.5902 | 3.5356 | 265954191.6373 | 85012.8193 | 0 | 82344.3524 | 0 | 0 | 0 | 33048.171 | 78158.0837 | 203351.3012 | 138791.4415 | 620706.1691 | 3144235.0165 | 7352795.5309 | 7352795.5309 | 7650990.3052 | 3809020.6719 | 0 | 11117736.7166 | 29930543.2246 | 316.2278 | 0.019073 | 582916.0953 | 1569293.808 | 13071.7516 | 35191.0318
1 | 2000 | 707 | 0.035 | 15 | 15 | 7 | 4.217e-13 | 0 | CO2 | Porous | Wet | R245fa | MinimizeLCOE | IgnoreSilica | 2.0189 | 0.17363 | 0.0069475 | 4 | 406447.5729 | 1083407.0239 | 9114.4879 | 24295.1389 | 44.5161 | 3.6231 | 481653311.5938 | 108409.3171 | 0 | 108632.4783 | 0 | 0 | 0 | 40673.4803 | 100508.9575 | 261503.6903 | 178481.642 | 798209.5656 | 3144235.0165 | 7352795.5309 | 7352795.5309 | 7650990.3052 | 3809020.6719 | 0 | 11295240.113 | 30108046.6211 | 421.6965 | 0.02779 | 406447.5729 | 1083407.0239 | 9114.4879 | 24295.1389
1 | 2000 | 707 | 0.035 | 15 | 15 | 7 | 5.6234e-13 | 0 | CO2 | Porous | Wet | R245fa | MinimizeLCOE | IgnoreSilica | 2.6452 | 0.2411 | 0.0098732 | 4 | 290886.9248 | 767245.3934 | 6523.0685 | 17205.2912 | 45.2021 | 3.6848 | 94933586.1302 | 134350.8375 | 0 | 138650.0956 | 0 | 0 | 0 | 46945.5778 | 124779.1392 | 324649.7246 | 221580.1079 | 990955.4826 | 3144235.0165 | 7352795.5309 | 7352795.5309 | 7650990.3052 | 3809020.6719 | 0 | 11487986.03 | 30300792.5381 | 562.3413 | 0.039493 | 290886.9248 | 767245.3934 | 6523.0685 | 17205.2912
1 | 2000 | 707 | 0.035 | 15 | 15 | 7 | 7.4989e-13 | 0 | CO2 | Porous | Wet | R245fa | MinimizeLCOE | IgnoreSilica | 3.5272 | 0.33578 | 0.013824 | 4 | 212420.7283 | 552642.2306 | 4763.4831 | 12392.8675 | 45.7867 | 3.7352 | 560813091.5998 | 167798.3764 | 0 | 178511.7821 | 0 | 0 | 0 | 56929.3589 | 157263.4118 | 409167.1382 | 279264.9794 | 1248935.0467 | 3144235.0165 | 7352795.5309 | 7352795.5309 | 7650990.3052 | 3809020.6719 | 0 | 11745965.5941 | 30558772.1022 | 749.8942 | 0.055296 | 212420.7283 | 552642.2306 | 4763.4831 | 12392.8675
1 | 2000 | 707 | 0.035 | 15 | 15 | 7 | 1e-12 | 0 | CO2 | Porous | Wet | R245fa | MinimizeLCOE | IgnoreSilica | 4.6844 | 0.46036 | 0.019107 | 4 | 157771.0384 | 403916.5092 | 3537.9771 | 9057.7294 | 46.2399 | 3.7729 | 464730984.2555 | 207921.7734 | 0 | 227764.2324 | 0 | 0 | 0 | 68422.2342 | 196602.2136 | 511518.6311 | 349121.9764 | 1561351.0611 | 3144235.0165 | 7352795.5309 | 7352795.5309 | 7650990.3052 | 3809020.6719 | 0 | 12058381.6086 | 30871188.1166 | 1000 | 0.07643 | 157771.0384 | 403916.5092 | 3537.9771 | 9057.7294
1 | 2000 | 707 | 0.035 | 15 | 15 | 7 | 1.3335e-12 | 0 | CO2 | Porous | Wet | R245fa | MinimizeLCOE | IgnoreSilica | 5.936 | 0.59745 | 0.025995 | 4 | 118750.5316 | 299677.9034 | 2662.9518 | 6720.2041 | 46.5367 | 3.7961 | 157449141.0224 | 247942.0861 | 0 | 278264.3414 | 0 | 0 | 0 | 71302.1352 | 233028.3395 | 606291.9386 | 413806.7061 | 1850635.5469 | 3144235.0165 | 7352795.5309 | 7352795.5309 | 7650990.3052 | 3809020.6719 | 0 | 12347666.0944 | 31160472.6025 | 1333.5214 | 0.10398 | 118750.5316 | 299677.9034 | 2662.9518 | 6720.2041
1 | 2000 | 707 | 0.035 | 15 | 15 | 7 | 1.7783e-12 | 0 | CO2 | Porous | Wet | R245fa | MinimizeLCOE | IgnoreSilica | 7.946 | 0.81406 | 0.035375 | 4 | 90605.9512 | 223559.825 | 2031.8164 | 5013.2747 | 46.8282 | 3.8195 | 381885754.7015 | 307178.3131 | 0 | 354929.8834 | 0 | 0 | 0 | 88104.1846 | 292582.8286 | 761240.5031 | 519562.2853 | 2323597.9983 | 3144235.0165 | 7352795.5309 | 7352795.5309 | 7650990.3052 | 3809020.6719 | 0 | 12820628.5457 | 31633435.0538 | 1778.2794 | 0.1415 | 90605.9512 | 223559.825 | 2031.8164 | 5013.2747
1 | 2000 | 707 | 0.035 | 15 | 15 | 7 | 2.3714e-12 | 0 | CO2 | Porous | Wet | R245fa | MinimizeLCOE | IgnoreSilica | 10.2332 | 1.063 | 0.047525 | 4 | 69923.2902 | 168886.0441 | 1568.0128 | 3787.2284 | 47.0178 | 3.8335 | 1023515582.5531 | 369185.6032 | 0 | 437464.7864 | 0 | 0 | 0 | 95883.9536 | 351988.3938 | 915801.598 | 625053.4085 | 2795377.7434 | 3144235.0165 | 7352795.5309 | 7352795.5309 | 7650990.3052 | 3809020.6719 | 0 | 13292408.2908 | 32105214.7989 | 2371.3737 | 0.1901 | 69923.2902 | 168886.0441 | 1568.0128 | 3787.2284
1 | 2000 | 707 | 0.035 | 15 | 15 | 7 | 3.1623e-12 | 0 | CO2 | Porous | Wet | R245fa | MinimizeLCOE | IgnoreSilica | 13.2493 | 1.3911 | 0.063549 | 4 | 54588.9318 | 128597.8821 | 1224.1435 | 2883.7762 | 47.1611 | 3.8428 | 113829086.1308 | 444775.0924 | 0 | 540754.9183 | 0 | 0 | 0 | 105526.1925 | 425511.9192 | 1107094.7294 | 755614.9013 | 3379277.7532 | 3144235.0165 | 7352795.5309 | 7352795.5309 | 7650990.3052 | 3809020.6719 | 0 | 13876308.3006 | 32689114.8087 | 3162.2777 | 0.2542 | 54588.9318 | 128597.8821 | 1224.1435 | 2883.7762
1 | 2000 | 707 | 0.035 | 15 | 15 | 7 | 4.217e-12 | 0 | CO2 | Porous | Wet | R245fa | MinimizeLCOE | IgnoreSilica | 16.8788 | 1.7881 | 0.084213 | 4 | 43070.6943 | 98919.4278 | 965.8498 | 2218.2441 | 47.2451 | 3.8448 | 1081561198.2546 | 528908.1107 | 0 | 659061.9067 | 0 | 0 | 0 | 107195.7058 | 505114.632 | 1314204.6593 | 896971.6842 | 4011456.6987 | 3144235.0165 | 7352795.5309 | 7352795.5309 | 7650990.3052 | 3809020.6719 | 0 | 14508487.2462 | 33321293.7543 | 4216.965 | 0.33685 | 43070.6943 | 98919.4278 | 965.8498 | 2218.2441
1 | 2000 | 707 | 0.035 | 15 | 15 | 7 | 5.6234e-12 | 0 | CO2 | Porous | Wet | R245fa | MinimizeLCOE | IgnoreSilica | 21.705 | 2.3144 | 0.11116 | 4 | 34427.1442 | 76737.3081 | 772.0203 | 1720.8155 | 47.2982 | 3.8441 | 414343452.4445 | 632599.1857 | 0 | 808513.989 | 0 | 0 | 0 | 112091.0037 | 605749.6295 | 1576036.2797 | 1075677.1452 | 4810667.2328 | 3144235.0165 | 7352795.5309 | 7352795.5309 | 7650990.3052 | 3809020.6719 | 0 | 15307697.7802 | 34120504.2883 | 5623.4133 | 0.44464 | 34427.1442 | 76737.3081 | 772.0203 | 1720.8155
1 | 2000 | 707 | 0.035 | 15 | 15 | 7 | 7.4989e-12 | 0 | CO2 | Porous | Wet | R245fa | MinimizeLCOE | IgnoreSilica | 26.623 | 2.8572 | 0.14342 | 4 | 27844.4459 | 60637.5265 | 624.4049 | 1359.7818 | 47.2992 | 3.8369 | 2006958870.5465 | 730815.2632 | 0 | 954186.977 | 0 | 0 | 0 | 83284.4698 | 689631.8169 | 1794280.5247 | 1224633.3269 | 5476832.3785 | 3144235.0165 | 7352795.5309 | 7352795.5309 | 7650990.3052 | 3809020.6719 | 0 | 15973862.9259 | 34786669.434 | 7498.9421 | 0.57368 | 27844.4459 | 60637.5265 | 624.4049 | 1359.7818
1 | 2000 | 707 | 0.035 | 15 | 15 | 7 | 1e-11 | 0 | CO2 | Porous | Wet | R245fa | MinimizeLCOE | IgnoreSilica | 31.982 | 3.451 | 0.1814 | 4 | 22779.0763 | 48706.817 | 510.8152 | 1092.2385 | 47.2724 | 3.827 | 4034576561.2918 | 831332.7697 | 0 | 1106709.4664 | 0 | 0 | 0 | 9214.8393 | 759430.2594 | 1975881.7544 | 1348579.8977 | 6031148.9869 | 3144235.0165 | 7352795.5309 | 7352795.5309 | 7650990.3052 | 3809020.6719 | 0 | 16528179.5343 | 35340986.0424 | 10000 | 0.72559 | 22779.0763 | 48706.817 | 510.8152 | 1092.2385
1 | 2000 | 707 | 0.035 | 15 | 15 | 7 | 1.3335e-11 | 0 | CO2 | Porous | Wet | R245fa | MinimizeLCOE | IgnoreSilica | 42.2406 | 4.5711 | 0.2373 | 4 | 18919.2048 | 38739.2442 | 424.2586 | 868.7181 | 47.1329 | 3.7938 | 5912499642.382 | 1008266.589 | 0 | 1386018.8296 | 0 | 0 | 0 | 14532.7828 | 939439.0985 | 2444227.829 | 1668235.7171 | 7460720.846 | 3144235.0165 | 7352795.5309 | 7352795.5309 | 7650990.3052 | 3809020.6719 | 0 | 17957751.3935 | 36770557.9016 | 13335.2143 | 0.94918 | 18919.2048 | 38739.2442 | 424.2586 | 868.7181
1 | 2000 | 707 | 0.035 | 15 | 15 | 7 | 1.7783e-11 | 0 | CO2 | Porous | Wet | R245fa | MinimizeLCOE | IgnoreSilica | 54.8029 | 5.9435 | 0.30376 | 4 | 16067.0824 | 31550.3012 | 360.3004 | 707.5078 | 46.8647 | 3.739 | 7946874138.1055 | 1203348.9352 | 0 | 1710586.3172 | 0 | 0 | 0 | 0 | 1136434.7484 | 2956770.1006 | 2018056.3492 | 9025196.4507 | 3144235.0165 | 7352795.5309 | 7352795.5309 | 7650990.3052 | 3809020.6719 | 0 | 19522226.9982 | 38335033.5062 | 17782.7941 | 1.215 | 16067.0824 | 31550.3012 | 360.3004 | 707.5078
1 | 2000 | 707 | 0.035 | 15 | 15 | 7 | 2.3714e-11 | 0 | CO2 | Porous | Wet | R245fa | MinimizeLCOE | IgnoreSilica | 70.2721 | 7.6332 | 0.37852 | 4 | 14109.5688 | 26534.8214 | 316.4036 | 595.0369 | 46.396 | 3.6488 | 3661900751.4805 | 1416419.52 | 0 | 2091837.8134 | 0 | 0 | 0 | 0 | 1368220.36 | 3559828.7162 | 2429656.246 | 10865962.6555 | 3144235.0165 | 7352795.5309 | 7352795.5309 | 7650990.3052 | 3809020.6719 | 0 | 21362993.2029 | 40175799.711 | 23713.7371 | 1.5141 | 14109.5688 | 26534.8214 | 316.4036 | 595.0369
1 | 2000 | 707 | 0.035 | 15 | 15 | 7 | 3.1623e-11 | 0 | CO2 | Porous | Wet | R245fa | MinimizeLCOE | IgnoreSilica | 88.7453 | 9.6512 | 0.45605 | 4 | 12824.1958 | 23137.0563 | 287.5795 | 518.8429 | 45.6453 | 3.5097 | 19125913065.9789 | 1635868.0393 | 0 | 2528135.3988 | 0 | 0 | 0 | 0 | 1623961.3408 | 4225214.2886 | 2883795.5714 | 12896974.6389 | 3144235.0165 | 7352795.5309 | 7352795.5309 | 7650990.3052 | 3809020.6719 | 0 | 23394005.1864 | 42206811.6944 | 31622.7766 | 1.8242 | 12824.1958 | 23137.0563 | 287.5795 | 518.8429
1 | 2000 | 707 | 0.035 | 15 | 15 | 7 | 4.217e-11 | 0 | CO2 | Porous | Wet | R245fa | MinimizeLCOE | IgnoreSilica | 95.8286 | 10.268 | 0.50164 | 4 | 12004.6751 | 21380.3915 | 269.2019 | 479.4501 | 45.8892 | 3.5913 | 2188362739.8834 | 1735495.3824 | 0 | 2652554.1646 | 0 | 0 | 0 | 0 | 1711339.3233 | 4452553.8754 | 3038959.5108 | 13590902.2565 | 3144235.0165 | 7352795.5309 | 7352795.5309 | 7650990.3052 | 3809020.6719 | 0 | 24087932.804 | 42900739.312 | 42169.6503 | 2.0065 | 12004.6751 | 21380.3915 | 269.2019 | 479.4501
1 | 2000 | 707 | 0.035 | 15 | 15 | 7 | 5.6234e-11 | 0 | CO2 | Porous | Wet | R245fa | MinimizeLCOE | IgnoreSilica | 101.7996 | 10.7733 | 0.54148 | 4 | 11384.6537 | 20070.5349 | 255.2981 | 450.0769 | 46.1071 | 3.6632 | 2234254925.0842 | 1819314.7455 | 0 | 2752821.3443 | 0 | 0 | 0 | 0 | 1783133.075 | 4639346.4903 | 3166449.3087 | 14161064.9637 | 3144235.0165 | 7352795.5309 | 7352795.5309 | 7650990.3052 | 3809020.6719 | 0 | 24658095.5111 | 43470902.0192 | 56234.1325 | 2.1659 | 11384.6537 | 20070.5349 | 255.2981 | 450.0769
1 | 2000 | 707 | 0.035 | 15 | 15 | 7 | 7.4989e-11 | 0 | CO2 | Porous | Wet | R245fa | MinimizeLCOE | IgnoreSilica | 106.7714 | 11.1868 | 0.57535 | 4 | 10916.787 | 19091.2472 | 244.8063 | 428.1166 | 46.2879 | 3.723 | 2271298954.5313 | 1888712.6139 | 0 | 2833858.8753 | 0 | 0 | 0 | 0 | 1841802.8808 | 4791993.2901 | 3270633.8861 | 14627001.5462 | 3144235.0165 | 7352795.5309 | 7352795.5309 | 7650990.3052 | 3809020.6719 | 0 | 25124032.0936 | 43936838.6017 | 74989.4209 | 2.3014 | 10916.787 | 19091.2472 | 244.8063 | 428.1166
1 | 2000 | 707 | 0.035 | 15 | 15 | 7 | 1e-10 | 0 | CO2 | Porous | Wet | R245fa | MinimizeLCOE | IgnoreSilica | 110.823 | 11.5192 | 0.6034 | 4 | 10564.4303 | 18358.9368 | 236.9048 | 411.6947 | 46.4337 | 3.7715 | 2299739295.6984 | 1944999.9821 | 0 | 2898406.8267 | 0 | 0 | 0 | 0 | 1888928.6554 | 4914604.8889 | 3354318.8217 | 15001259.1748 | 3144235.0165 | 7352795.5309 | 7352795.5309 | 7650990.3052 | 3809020.6719 | 0 | 25498289.7223 | 44311096.2303 | 100000 | 2.4136 | 10564.4303 | 18358.9368 | 236.9048 | 411.6947
1 | 2000 | 707 | 0.035 | 15 | 15 | 7 | 1.3335e-10 | 0 | CO2 | Porous | Wet | R245fa | MinimizeLCOE | IgnoreSilica | 114.0434 | 11.7801 | 0.62606 | 4 | 10299.4369 | 17811.7887 | 230.9624 | 399.425 | 46.5508 | 3.8105 | 2323491982.1454 | 1989698.0731 | 0 | 2948655.4969 | 0 | 0 | 0 | 0 | 1925957.8923 | 5010947.3674 | 3420074.5429 | 15295333.3726 | 3144235.0165 | 7352795.5309 | 7352795.5309 | 7650990.3052 | 3809020.6719 | 0 | 25792363.92 | 44605170.4281 | 133352.1432 | 2.5042 | 10299.4369 | 17811.7887 | 230.9624 | 399.425
1 | 2000 | 707 | 0.035 | 15 | 15 | 7 | 1.7783e-10 | 0 | CO2 | Porous | Wet | R245fa | MinimizeLCOE | IgnoreSilica | 116.5861 | 11.9846 | 0.6441 | 4 | 10100.3364 | 17402.2768 | 226.4976 | 390.2418 | 46.6418 | 3.8411 | 2340808328.0401 | 2024866.5515 | 0 | 2987831.3945 | 0 | 0 | 0 | 0 | 1954952.199 | 5086384.6058 | 3471562.0082 | 15525596.759 | 3144235.0165 | 7352795.5309 | 7352795.5309 | 7650990.3052 | 3809020.6719 | 0 | 26022627.3065 | 44835433.8146 | 177827.941 | 2.5764 | 10100.3364 | 17402.2768 | 226.4976 | 390.2418
1 | 2000 | 707 | 0.035 | 15 | 15 | 7 | 2.3714e-10 | 0 | CO2 | Porous | Wet | R245fa | MinimizeLCOE | IgnoreSilica | 118.5593 | 12.1421 | 0.65824 | 4 | 9950.8398 | 17095.9677 | 223.1452 | 383.3729 | 46.7128 | 3.8649 | 2354425075.6798 | 2052144.5594 | 0 | 3017860.5202 | 0 | 0 | 0 | 0 | 1977301.981 | 5144534.1542 | 3511250.2699 | 15703091.4847 | 3144235.0165 | 7352795.5309 | 7352795.5309 | 7650990.3052 | 3809020.6719 | 0 | 26200122.0321 | 45012928.5402 | 237137.3706 | 2.633 | 9950.8398 | 17095.9677 | 223.1452 | 383.3729
1 | 2000 | 707 | 0.035 | 15 | 15 | 7 | 3.1623e-10 | 0 | CO2 | Porous | Wet | R245fa | MinimizeLCOE | IgnoreSilica | 120.0823 | 12.2632 | 0.66921 | 4 | 9838.6363 | 16866.6255 | 220.629 | 378.23 | 46.7672 | 3.8833 | 2364594686.7095 | 2073167.2022 | 0 | 3040856.9902 | 0 | 0 | 0 | 0 | 1994469.435 | 5189200.348 | 3541735.8649 | 15839429.8404 | 3144235.0165 | 7352795.5309 | 7352795.5309 | 7650990.3052 | 3809020.6719 | 0 | 26336460.3878 | 45149266.8959 | 316227.766 | 2.6768 | 9838.6363 | 16866.6255 | 220.629 | 378.23
1 | 2000 | 707 | 0.035 | 15 | 15 | 7 | 4.217e-10 | 0 | CO2 | Porous | Wet | R245fa | MinimizeLCOE | IgnoreSilica | 121.242 | 12.3548 | 0.67764 | 4 | 9754.4462 | 16695.0471 | 218.7411 | 374.3824 | 46.8092 | 3.8974 | 2372457229.4294 | 2089202.0955 | 0 | 3058206.0684 | 0 | 0 | 0 | 0 | 2007489.1839 | 5223075.0639 | 3564856.0546 | 15942828.4663 | 3144235.0165 | 7352795.5309 | 7352795.5309 | 7650990.3052 | 3809020.6719 | 0 | 26439859.0138 | 45252665.5219 | 421696.5034 | 2.7105 | 9754.4462 | 16695.0471 | 218.7411 | 374.3824
1 | 2000 | 707 | 0.035 | 15 | 15 | 7 | 5.6234e-10 | 0 | CO2 | Porous | Wet | R245fa | MinimizeLCOE | IgnoreSilica | 122.1286 | 12.4247 | 0.68409 | 4 | 9691.2872 | 16566.4464 | 217.3248 | 371.4985 | 46.841 | 3.9082 | 2378823130.7237 | 2101435.8651 | 0 | 3071428.8111 | 0 | 0 | 0 | 0 | 2017417.2237 | 5248905.7869 | 3582486.0538 | 16021673.7406 | 3144235.0165 | 7352795.5309 | 7352795.5309 | 7650990.3052 | 3809020.6719 | 0 | 26518704.288 | 45331510.7961 | 562341.3252 | 2.7363 | 9691.2872 | 16566.4464 | 217.3248 | 371.4985
1 | 2000 | 707 | 0.035 | 15 | 15 | 7 | 7.4989e-10 | 0 | CO2 | Porous | Wet | R245fa | MinimizeLCOE | IgnoreSilica | 122.7935 | 12.4768 | 0.68898 | 4 | 9643.9115 | 16470.2789 | 216.2624 | 369.342 | 46.8657 | 3.9165 | 2383999087.9222 | 2110655.2568 | 0 | 3081252.2706 | 0 | 0 | 0 | 0 | 2024843.9357 | 5268228.5681 | 3595674.249 | 16080654.2802 | 3144235.0165 | 7352795.5309 | 7352795.5309 | 7650990.3052 | 3809020.6719 | 0 | 26577684.8276 | 45390491.3357 | 749894.2093 | 2.7559 | 9643.9115 | 16470.2789 | 216.2624 | 369.342
1 | 2000 | 707 | 0.035 | 15 | 15 | 7 | 1e-09 | 0 | CO2 | Porous | Wet | R245fa | MinimizeLCOE | IgnoreSilica | 123.3077 | 12.5174 | 0.69271 | 4 | 9608.3777 | 16397.9511 | 215.4655 | 367.7201 | 46.8835 | 3.9226 | 2386931969.6695 | 2117713.8424 | 0 | 3088907.0707 | 0 | 0 | 0 | 0 | 2030582.1561 | 5283158.2405 | 3605864.0572 | 16126225.367 | 3144235.0165 | 7352795.5309 | 7352795.5309 | 7650990.3052 | 3809020.6719 | 0 | 26623255.9144 | 45436062.4225 | 1000000 | 2.7708 | 9608.3777 | 16397.9511 | 215.4655 | 367.7201
1 | 2000 | 707 | 0.035 | 15 | 15 | 7 | 1.3335e-09 | 0 | CO2 | Porous | Wet | R245fa | MinimizeLCOE | IgnoreSilica | 123.6903 | 12.5473 | 0.69552 | 4 | 9581.7274 | 16343.8695 | 214.8679 | 366.5073 | 46.8973 | 3.9273 | 2389211717.0217 | 2122999.2414 | 0 | 3094552.9215 | 0 | 0 | 0 | 0 | 2034845.3435 | 5294250.1797 | 3613434.5336 | 16160082.2197 | 3144235.0165 | 7352795.5309 | 7352795.5309 | 7650990.3052 | 3809020.6719 | 0 | 26657112.7671 | 45469919.2752 | 1333521.4322 | 2.7821 | 9581.7274 | 16343.8695 | 214.8679 | 366.5073
1 | 2000 | 707 | 0.035 | 15 | 15 | 7 | 1.7783e-09 | 0 | CO2 | Porous | Wet | R245fa | MinimizeLCOE | IgnoreSilica | 123.9728 | 12.5693 | 0.69763 | 4 | 9561.7406 | 16303.467 | 214.4197 | 365.6013 | 46.9082 | 3.9309 | 2392146283.7835 | 2126936.6456 | 0 | 3098671.3779 | 0 | 0 | 0 | 0 | 2037987.1292 | 5302424.4614 | 3619013.6489 | 16185033.2629 | 3144235.0165 | 7352795.5309 | 7352795.5309 | 7650990.3052 | 3809020.6719 | 0 | 26682063.8104 | 45494870.3185 | 1778279.41 | 2.7905 | 9561.7406 | 16303.467 | 214.4197 | 365.6013
1 | 2000 | 707 | 0.035 | 15 | 15 | 7 | 2.3714e-09 | 0 | CO2 | Porous | Wet | R245fa | MinimizeLCOE | IgnoreSilica | 124.1897 | 12.5862 | 0.69922 | 4 | 9546.7514 | 16273.0794 | 214.0836 | 364.9198 | 46.9161 | 3.9335 | 2393677224.4536 | 2129932.8434 | 0 | 3101861.1538 | 0 | 0 | 0 | 0 | 2040399.6589 | 5308701.3689 | 3623297.7672 | 16204192.7921 | 3144235.0165 | 7352795.5309 | 7352795.5309 | 7650990.3052 | 3809020.6719 | 0 | 26701223.3395 | 45514029.8476 | 2371373.7057 | 2.7969 | 9546.7514 | 16273.0794 | 214.0836 | 364.9198
1 | 2000 | 707 | 0.035 | 15 | 15 | 7 | 3.1623e-09 | 0 | CO2 | Porous | Wet | R245fa | MinimizeLCOE | IgnoreSilica | 124.3601 | 12.5998 | 0.70044 | 4 | 9535.5105 | 16250.1293 | 213.8315 | 364.4052 | 46.9214 | 3.9354 | 2394192741.4117 | 2132241.7292 | 0 | 3104417.2461 | 0 | 0 | 0 | 0 | 2042297.0004 | 5313637.8623 | 3626667.0254 | 16219260.8634 | 3144235.0165 | 7352795.5309 | 7352795.5309 | 7650990.3052 | 3809020.6719 | 0 | 26716291.4109 | 45529097.9189 | 3162277.6602 | 2.8018 | 9535.5105 | 16250.1293 | 213.8315 | 364.4052
1 | 2000 | 707 | 0.035 | 15 | 15 | 7 | 4.217e-09 | 0 | CO2 | Porous | Wet | R245fa | MinimizeLCOE | IgnoreSilica | 124.4844 | 12.6095 | 0.70135 | 4 | 9527.0807 | 16233.0091 | 213.6425 | 364.0213 | 46.9257 | 3.9369 | 2394907524.9211 | 2133947.77 | 0 | 3106254.1921 | 0 | 0 | 0 | 0 | 2043678.7652 | 5317232.9309 | 3629120.7336 | 16230234.3918 | 3144235.0165 | 7352795.5309 | 7352795.5309 | 7650990.3052 | 3809020.6719 | 0 | 26727264.9393 | 45540071.4473 | 4216965.0343 | 2.8054 | 9527.0807 | 16233.0091 | 213.6425 | 364.0213
1 | 2000 | 707 | 0.035 | 15 | 15 | 7 | 5.6234e-09 | 0 | CO2 | Porous | Wet | R245fa | MinimizeLCOE | IgnoreSilica | 124.577 | 12.6168 | 0.70203 | 4 | 9520.759 | 16220.1892 | 213.5007 | 363.7338 | 46.929 | 3.938 | 2395507218.0205 | 2135223.5105 | 0 | 3107617.2442 | 0 | 0 | 0 | 0 | 2044707.8943 | 5319910.5138 | 3630948.2389 | 16238407.4017 | 3144235.0165 | 7352795.5309 | 7352795.5309 | 7650990.3052 | 3809020.6719 | 0 | 26735437.9491 | 45548244.4572 | 5623413.2519 | 2.8081 | 9520.759 | 16220.1892 | 213.5007 | 363.7338
1 | 2000 | 707 | 0.035 | 15 | 15 | 7 | 7.4989e-09 | 0 | CO2 | Porous | Wet | R245fa | MinimizeLCOE | IgnoreSilica | 124.6501 | 12.6226 | 0.70255 | 4 | 9516.0184 | 16210.4935 | 213.3944 | 363.5164 | 46.9312 | 3.9388 | 2395642112.0307 | 2136209.0457 | 0 | 3108719.4194 | 0 | 0 | 0 | 0 | 2045522.1014 | 5322028.9135 | 3632394.0902 | 16244873.5702 | 3144235.0165 | 7352795.5309 | 7352795.5309 | 7650990.3052 | 3809020.6719 | 0 | 26741904.1176 | 45554710.6257 | 7498942.0933 | 2.8102 | 9516.0184 | 16210.4935 | 213.3944 | 363.5164
1 | 2000 | 707 | 0.035 | 15 | 15 | 7 | 1e-08 | 0 | CO2 | Porous | Wet | R245fa | MinimizeLCOE | IgnoreSilica | 124.7085 | 12.6273 | 0.70295 | 4 | 9512.4634 | 16203.1453 | 213.3147 | 363.3516 | 46.9326 | 3.9393 | 2395445556.9882 | 2136974.9474 | 0 | 3109621.246 | 0 | 0 | 0 | 0 | 2046172.5154 | 5323721.1575 | 3633549.0815 | 16250038.9479 | 3144235.0165 | 7352795.5309 | 7352795.5309 | 7650990.3052 | 3809020.6719 | 0 | 26747069.4953 | 45559876.0034 | 10000000 | 2.8118 | 9512.4634 | 16203.1453 | 213.3147 | 363.3516
1 | 2100 | 707 | 0.035 | 15 | 15 | 7 | 1e-13 | 0 | CO2 | Porous | Wet | R245fa | MinimizeLCOE | IgnoreSilica | 0.47126 | 0.010043 | 0.00067933 | 4 | 4086863.2019 | 11281014.0379 | 91646.9128 | 252973.9946 | 38.5968 | 3.1769 | 56277633.9553 | 29852.3034 | 0 | 22120.2728 | 0 | 0 | 0 | 18242.2235 | 27383.7719 | 71246.9572 | 48627.5122 | 217473.0409 | 3144235.0165 | 7743554.7612 | 7743554.7612 | 7866811.9264 | 3938351.203 | 0 | 11105262.8186 | 30653980.7092 | 100 | 0.0027173 | 4086863.2019 | 11281014.0379 | 91646.9128 | 252973.9946
1 | 2100 | 707 | 0.035 | 15 | 15 | 7 | 1.3335e-13 | 0 | CO2 | Porous | Wet | R245fa | MinimizeLCOE | IgnoreSilica | 0.65648 | 0.027488 | 0.0012975 | 4 | 2157146.4511 | 5923763.0934 | 48373.4842 | 132838.9458 | 40.9818 | 3.4493 | 33699693.5717 | 42133.397 | 0 | 33894.7642 | 0 | 0 | 0 | 23346.1449 | 38755.9794 | 100835.1084 | 68822.0334 | 307787.4273 | 3144235.0165 | 7743554.7612 | 7743554.7612 | 7866811.9264 | 3938351.203 | 0 | 11195577.205 | 30744295.0956 | 133.3521 | 0.00519 | 2157146.4511 | 5923763.0934 | 48373.4842 | 132838.9458
1 | 2100 | 707 | 0.035 | 15 | 15 | 7 | 1.7783e-13 | 0 | CO2 | Porous | Wet | R245fa | MinimizeLCOE | IgnoreSilica | 0.91486 | 0.053205 | 0.0022213 | 4 | 1273461.9892 | 3473608.0751 | 28557.0752 | 77894.8158 | 42.9898 | 3.6679 | 275687418.3405 | 58019.9684 | 0 | 49528.2362 | 0 | 0 | 0 | 30368.512 | 53787.5195 | 139944.0924 | 95514.7186 | 427163.0473 | 3144235.0165 | 7743554.7612 | 7743554.7612 | 7866811.9264 | 3938351.203 | 0 | 11314952.825 | 30863670.7156 | 177.8279 | 0.0088852 | 1273461.9892 | 3473608.0751 | 28557.0752 | 77894.8158
1 | 2100 | 707 | 0.035 | 15 | 15 | 7 | 2.3714e-13 | 0 | CO2 | Porous | Wet | R245fa | MinimizeLCOE | IgnoreSilica | 1.1901 | 0.082721 | 0.0035269 | 4 | 809873.2488 | 2195550.004 | 18161.2105 | 49234.6746 | 44.3423 | 3.8059 | 25513095.9802 | 73640.5971 | 0 | 65312.6852 | 0 | 0 | 0 | 34640.0328 | 67701.3929 | 176145.1369 | 120222.6753 | 537662.5202 | 3144235.0165 | 7743554.7612 | 7743554.7612 | 7866811.9264 | 3938351.203 | 0 | 11425452.2979 | 30974170.1885 | 237.1374 | 0.014108 | 809873.2488 | 2195550.004 | 18161.2105 | 49234.6746
1 | 2100 | 707 | 0.035 | 15 | 15 | 7 | 3.1623e-13 | 0 | CO2 | Porous | Wet | R245fa | MinimizeLCOE | IgnoreSilica | 1.6 | 0.12645 | 0.0053477 | 4 | 541589.1856 | 1455475.0545 | 12145.0057 | 32638.6739 | 45.6295 | 3.9294 | 162715307.4345 | 95050.861 | 0 | 87541.3498 | 0 | 0 | 0 | 42516.0065 | 87792.2048 | 228417.3082 | 155899.5063 | 697217.2367 | 3144235.0165 | 7743554.7612 | 7743554.7612 | 7866811.9264 | 3938351.203 | 0 | 11585007.0144 | 31133724.9049 | 316.2278 | 0.021391 | 541589.1856 | 1455475.0545 | 12145.0057 | 32638.6739
1 | 2100 | 707 | 0.035 | 15 | 15 | 7 | 4.217e-13 | 0 | CO2 | Porous | Wet | R245fa | MinimizeLCOE | IgnoreSilica | 2.0967 | 0.18079 | 0.0078213 | 4 | 375858.3225 | 1000713.6504 | 8428.5314 | 22440.7601 | 46.5981 | 4.0161 | 60465806.9691 | 118825.5045 | 0 | 112974.0847 | 0 | 0 | 0 | 49420.3261 | 109675.767 | 285353.8482 | 194759.8648 | 871009.3953 | 3144235.0165 | 7743554.7612 | 7743554.7612 | 7866811.9264 | 3938351.203 | 0 | 11758799.173 | 31307517.0636 | 421.6965 | 0.031285 | 375858.3225 | 1000713.6504 | 8428.5314 | 22440.7601
1 | 2100 | 707 | 0.035 | 15 | 15 | 7 | 5.6234e-13 | 0 | CO2 | Porous | Wet | R245fa | MinimizeLCOE | IgnoreSilica | 2.8083 | 0.25816 | 0.011181 | 4 | 268234.6028 | 705331.3406 | 6015.0957 | 15816.8837 | 47.458 | 4.0913 | 209123716.5549 | 150031.1719 | 0 | 147262.8337 | 0 | 0 | 0 | 60680.1302 | 139609.913 | 363236.3556 | 247916.2764 | 1108736.6808 | 3144235.0165 | 7743554.7612 | 7743554.7612 | 7866811.9264 | 3938351.203 | 0 | 11996526.4585 | 31545244.3491 | 562.3413 | 0.044724 | 268234.6028 | 705331.3406 | 6015.0957 | 15816.8837
1 | 2100 | 707 | 0.035 | 15 | 15 | 7 | 7.4989e-13 | 0 | CO2 | Porous | Wet | R245fa | MinimizeLCOE | IgnoreSilica | 3.6903 | 0.35546 | 0.015689 | 4 | 195404.3563 | 506914.6418 | 4381.8951 | 11367.4375 | 48.0894 | 4.1416 | 1127029151.3319 | 185381.8939 | 0 | 187388.1621 | 0 | 0 | 0 | 71088.1913 | 173104.7165 | 450382.9636 | 307395.6271 | 1374741.5545 | 3144235.0165 | 7743554.7612 | 7743554.7612 | 7866811.9264 | 3938351.203 | 0 | 12262531.3322 | 31811249.2228 | 749.8942 | 0.062755 | 195404.3563 | 506914.6418 | 4381.8951 | 11367.4375
1 | 2100 | 707 | 0.035 | 15 | 15 | 7 | 1e-12 | 0 | CO2 | Porous | Wet | R245fa | MinimizeLCOE | IgnoreSilica | 4.942 | 0.49279 | 0.021761 | 4 | 145001.6069 | 369587.6579 | 3251.6258 | 8287.9133 | 48.6275 | 4.1842 | 283954272.2647 | 231317.4226 | 0 | 240990.4816 | 0 | 0 | 0 | 87424.4459 | 218295.6165 | 567960.4156 | 387644.6541 | 1733633.0363 | 3144235.0165 | 7743554.7612 | 7743554.7612 | 7866811.9264 | 3938351.203 | 0 | 12621422.814 | 32170140.7046 | 1000 | 0.087043 | 145001.6069 | 369587.6579 | 3251.6258 | 8287.9133
1 | 2100 | 707 | 0.035 | 15 | 15 | 7 | 1.3335e-12 | 0 | CO2 | Porous | Wet | R245fa | MinimizeLCOE | IgnoreSilica | 6.5278 | 0.66784 | 0.029835 | 4 | 109235.9273 | 273043.3061 | 2449.5891 | 6122.9297 | 49.0226 | 4.2137 | 763991841.0743 | 284573.2253 | 0 | 305015.5293 | 0 | 0 | 0 | 104054.5799 | 270520.9004 | 703839.8915 | 480385.1884 | 2148389.3147 | 3144235.0165 | 7743554.7612 | 7743554.7612 | 7866811.9264 | 3938351.203 | 0 | 13036179.0924 | 32584896.983 | 1333.5214 | 0.11934 | 109235.9273 | 273043.3061 | 2449.5891 | 6122.9297
1 | 2100 | 707 | 0.035 | 15 | 15 | 7 | 1.7783e-12 | 0 | CO2 | Porous | Wet | R245fa | MinimizeLCOE | IgnoreSilica | 8.4576 | 0.88212 | 0.040448 | 4 | 83397.2867 | 204224.819 | 1870.1639 | 4579.6919 | 49.3091 | 4.2345 | 879014132.8758 | 344247.3301 | 0 | 378698.8167 | 0 | 0 | 0 | 118147.0534 | 328026.3481 | 853457.2703 | 582502.1238 | 2605078.9424 | 3144235.0165 | 7743554.7612 | 7743554.7612 | 7866811.9264 | 3938351.203 | 0 | 13492868.7201 | 33041586.6107 | 1778.2794 | 0.16179 | 83397.2867 | 204224.819 | 1870.1639 | 4579.6919
1 | 2100 | 707 | 0.035 | 15 | 15 | 7 | 2.3714e-12 | 0 | CO2 | Porous | Wet | R245fa | MinimizeLCOE | IgnoreSilica | 10.823 | 1.1458 | 0.054287 | 4 | 64489.3292 | 154514.932 | 1446.1575 | 3464.9597 | 49.5212 | 4.2493 | 277687124.8312 | 411953.5401 | 0 | 464421.0369 | 0 | 0 | 0 | 129620.9385 | 392338.2511 | 1020783.6496 | 696705.8159 | 3115823.2321 | 3144235.0165 | 7743554.7612 | 7743554.7612 | 7866811.9264 | 3938351.203 | 0 | 14003613.0098 | 33552330.9004 | 2371.3737 | 0.21715 | 64489.3292 | 154514.932 | 1446.1575 | 3464.9597
1 | 2100 | 707 | 0.035 | 15 | 15 | 7 | 3.1623e-12 | 0 | CO2 | Porous | Wet | R245fa | MinimizeLCOE | IgnoreSilica | 14.0971 | 1.5095 | 0.072716 | 4 | 50468.6703 | 117677.5027 | 1131.7476 | 2638.8894 | 49.6888 | 4.2593 | 1353446082.4413 | 498576.8821 | 0 | 577032.6242 | 0 | 0 | 0 | 148634.9872 | 477455.3525 | 1242240.8876 | 847854.9313 | 3791795.665 | 3144235.0165 | 7743554.7612 | 7743554.7612 | 7866811.9264 | 3938351.203 | 0 | 14679585.4427 | 34228303.3333 | 3162.2777 | 0.29087 | 50468.6703 | 117677.5027 | 1131.7476 | 2638.8894
1 | 2100 | 707 | 0.035 | 15 | 15 | 7 | 4.217e-12 | 0 | CO2 | Porous | Wet | R245fa | MinimizeLCOE | IgnoreSilica | 18.1138 | 1.9572 | 0.096525 | 4 | 39981.1414 | 90612.3537 | 896.5674 | 2031.96 | 49.797 | 4.2635 | 1585451252.5474 | 596765.3129 | 0 | 708144.5521 | 0 | 0 | 0 | 163789.4731 | 572792.7419 | 1490289.2184 | 1017153.0139 | 4548934.3124 | 3144235.0165 | 7743554.7612 | 7743554.7612 | 7866811.9264 | 3938351.203 | 0 | 15436724.0901 | 34985441.9807 | 4216.965 | 0.3861 | 39981.1414 | 90612.3537 | 896.5674 | 2031.96
1 | 2100 | 707 | 0.035 | 15 | 15 | 7 | 5.6234e-12 | 0 | CO2 | Porous | Wet | R245fa | MinimizeLCOE | IgnoreSilica | 22.923 | 2.4952 | 0.12675 | 4 | 32073.035 | 70631.6922 | 719.23 | 1583.8985 | 49.8531 | 4.2618 | 1244981347.716 | 705757.0511 | 0 | 857610.6256 | 0 | 0 | 0 | 171332.1735 | 676532.9416 | 1760199.9379 | 1201372.6261 | 5372805.3558 | 3144235.0165 | 7743554.7612 | 7743554.7612 | 7866811.9264 | 3938351.203 | 0 | 16260595.1335 | 35809313.0241 | 5623.4133 | 0.50699 | 32073.035 | 70631.6922 | 719.23 | 1583.8985
1 | 2100 | 707 | 0.035 | 15 | 15 | 7 | 7.4989e-12 | 0 | CO2 | Porous | Wet | R245fa | MinimizeLCOE | IgnoreSilica | 28.6561 | 3.1387 | 0.16449 | 4 | 26073.5136 | 55783.9684 | 584.6922 | 1250.9419 | 49.86 | 4.2535 | 1418150505.7882 | 826506.4317 | 0 | 1027794.8382 | 0 | 0 | 0 | 169399.3486 | 789243.2412 | 2053449.0175 | 1401521.1486 | 6267914.0257 | 3144235.0165 | 7743554.7612 | 7743554.7612 | 7866811.9264 | 3938351.203 | 0 | 17155703.8034 | 36704421.694 | 7498.9421 | 0.65797 | 26073.5136 | 55783.9684 | 584.6922 | 1250.9419
1 | 2100 | 707 | 0.035 | 15 | 15 | 7 | 1e-11 | 0 | CO2 | Porous | Wet | R245fa | MinimizeLCOE | IgnoreSilica | 36.1723 | 3.9823 | 0.21266 | 4 | 21478.0944 | 44458.9165 | 481.641 | 996.9804 | 49.7977 | 4.2324 | 1853979890.9874 | 972991.7423 | 0 | 1241301.4044 | 0 | 0 | 0 | 169311.292 | 929605.7311 | 2418643.424 | 1650773.835 | 7382627.4289 | 3144235.0165 | 7743554.7612 | 7743554.7612 | 7866811.9264 | 3938351.203 | 0 | 18270417.2066 | 37819135.0972 | 10000 | 0.85065 | 21478.0944 | 44458.9165 | 481.641 | 996.9804
1 | 2100 | 707 | 0.035 | 15 | 15 | 7 | 1.3335e-11 | 0 | CO2 | Porous | Wet | R245fa | MinimizeLCOE | IgnoreSilica | 41.6 | 4.6061 | 0.26096 | 4 | 17989.1625 | 36717.0449 | 403.4026 | 823.3708 | 49.7294 | 4.2154 | 2795538196.0516 | 1072288.7979 | 0 | 1389718.0807 | 0 | 0 | 0 | 85356.467 | 993471.7048 | 2584809.5867 | 1764185.6555 | 7889830.2924 | 3144235.0165 | 7743554.7612 | 7743554.7612 | 7866811.9264 | 3938351.203 | 0 | 18777620.0701 | 38326337.9607 | 13335.2143 | 1.0438 | 17989.1625 | 36717.0449 | 403.4026 | 823.3708
1 | 2100 | 707 | 0.035 | 15 | 15 | 7 | 1.7783e-11 | 0 | CO2 | Porous | Wet | R245fa | MinimizeLCOE | IgnoreSilica | 50.9862 | 5.6676 | 0.326 | 4 | 15209.4671 | 30200.9831 | 341.0686 | 677.2497 | 49.5423 | 4.1732 | 6695825267.2058 | 1232555.2219 | 0 | 1638561.6288 | 0 | 0 | 0 | 16968.6236 | 1126353.335 | 2930540.3308 | 2000153.9923 | 8945133.1324 | 3144235.0165 | 7743554.7612 | 7743554.7612 | 7866811.9264 | 3938351.203 | 0 | 19832922.9101 | 39381640.8007 | 17782.7941 | 1.304 | 15209.4671 | 30200.9831 | 341.0686 | 677.2497
1 | 2100 | 707 | 0.035 | 15 | 15 | 7 | 2.3714e-11 | 0 | CO2 | Porous | Wet | R245fa | MinimizeLCOE | IgnoreSilica | 65.2439 | 7.2666 | 0.40959 | 4 | 13174.8095 | 25106.8121 | 295.4419 | 563.0142 | 49.1572 | 4.0939 | 9461343886.355 | 1453356.3326 | 0 | 2000372.0672 | 0 | 0 | 0 | 0 | 1346954.0759 | 3504498.2072 | 2391892.0367 | 10697072.7195 | 3144235.0165 | 7743554.7612 | 7743554.7612 | 7866811.9264 | 3938351.203 | 0 | 21584862.4972 | 41133580.3878 | 23713.7371 | 1.6383 | 13174.8095 | 25106.8121 | 295.4419 | 563.0142
1 | 2100 | 707 | 0.035 | 15 | 15 | 7 | 3.1623e-11 | 0 | CO2 | Porous | Wet | R245fa | MinimizeLCOE | IgnoreSilica | 82.2795 | 9.1764 | 0.49902 | 4 | 11816.1609 | 21609.6874 | 264.9745 | 484.592 | 48.5303 | 3.9709 | 12545151739.4135 | 1685382.1888 | 0 | 2414469.2209 | 0 | 0 | 0 | 0 | 1598942.0498 | 4160119.2254 | 2839366.8533 | 12698279.5382 | 3144235.0165 | 7743554.7612 | 7743554.7612 | 7866811.9264 | 3938351.203 | 0 | 23586069.3159 | 43134787.2065 | 31622.7766 | 1.9961 | 11816.1609 | 21609.6874 | 264.9745 | 484.592
1 | 2100 | 707 | 0.035 | 15 | 15 | 7 | 4.217e-11 | 0 | CO2 | Porous | Wet | R245fa | MinimizeLCOE | IgnoreSilica | 99.2586 | 11.0594 | 0.57802 | 4 | 10999.5365 | 19454.5137 | 246.6619 | 436.2627 | 47.8044 | 3.8385 | 2445540006.6396 | 1887991.6818 | 0 | 2807843.774 | 0 | 0 | 0 | 0 | 1831375.8278 | 4764864.2371 | 3252117.75 | 14544193.2707 | 3144235.0165 | 7743554.7612 | 7743554.7612 | 7866811.9264 | 3938351.203 | 0 | 25431983.0484 | 44980700.939 | 42169.6503 | 2.3121 | 10999.5365 | 19454.5137 | 246.6619 | 436.2627
1 | 2100 | 707 | 0.035 | 15 | 15 | 7 | 5.6234e-11 | 0 | CO2 | Porous | Wet | R245fa | MinimizeLCOE | IgnoreSilica | 105.0929 | 11.5716 | 0.62121 | 4 | 10466.8479 | 18333.9908 | 234.7165 | 411.1353 | 48.0221 | 3.9147 | 2493034337.087 | 1974456.5551 | 0 | 2907552.6926 | 0 | 0 | 0 | 0 | 1903983.6066 | 4953774.7837 | 3381053.0798 | 15120820.7179 | 3144235.0165 | 7743554.7612 | 7743554.7612 | 7866811.9264 | 3938351.203 | 0 | 26008610.4956 | 45557328.3862 | 56234.1325 | 2.4849 | 10466.8479 | 18333.9908 | 234.7165 | 411.1353
1 | 2100 | 707 | 0.035 | 15 | 15 | 7 | 7.4989e-11 | 0 | CO2 | Porous | Wet | R245fa | MinimizeLCOE | IgnoreSilica | 109.9313 | 11.9898 | 0.6577 | 4 | 10064.8367 | 17495.5182 | 225.7015 | 392.3327 | 48.2015 | 3.9775 | 2531924096.3391 | 2045754.3869 | 0 | 2988025.2526 | 0 | 0 | 0 | 0 | 1963174.0594 | 5107776.2002 | 3486162.2109 | 15590892.11 | 3144235.0165 | 7743554.7612 | 7743554.7612 | 7866811.9264 | 3938351.203 | 0 | 26478681.8877 | 46027399.7783 | 74989.4209 | 2.6308 | 10064.8367 | 17495.5182 | 225.7015 | 392.3327
1 | 2100 | 707 | 0.035 | 15 | 15 | 7 | 1e-10 | 0 | CO2 | Porous | Wet | R245fa | MinimizeLCOE | IgnoreSilica | 113.8413 | 12.3231 | 0.6877 | 4 | 9762.0343 | 16868.5778 | 218.9112 | 378.2738 | 48.3472 | 4.0286 | 2560747022.5282 | 2103218.4617 | 0 | 3051563.2134 | 0 | 0 | 0 | 0 | 2010364.8533 | 5230556.9658 | 3569962.6064 | 15965666.1006 | 3144235.0165 | 7743554.7612 | 7743554.7612 | 7866811.9264 | 3938351.203 | 0 | 26853455.8783 | 46402173.7689 | 100000 | 2.7508 | 9762.0343 | 16868.5778 | 218.9112 | 378.2738
1 | 2100 | 707 | 0.035 | 15 | 15 | 7 | 1.3335e-10 | 0 | CO2 | Porous | Wet | R245fa | MinimizeLCOE | IgnoreSilica | 116.9493 | 12.5853 | 0.71186 | 4 | 9534.2744 | 16399.6291 | 213.8038 | 367.7577 | 48.463 | 4.0693 | 2584081820.7334 | 2148800.5112 | 0 | 3101182.6749 | 0 | 0 | 0 | 0 | 2047493.4426 | 5327157.9389 | 3635894.7555 | 16260529.3231 | 3144235.0165 | 7743554.7612 | 7743554.7612 | 7866811.9264 | 3938351.203 | 0 | 27148319.1008 | 46697036.9914 | 133352.1432 | 2.8474 | 9534.2744 | 16399.6291 | 213.8038 | 367.7577
1 | 2100 | 707 | 0.035 | 15 | 15 | 7 | 1.7783e-10 | 0 | CO2 | Porous | Wet | R245fa | MinimizeLCOE | IgnoreSilica | 119.3977 | 12.7906 | 0.73103 | 4 | 9363.1241 | 16048.4752 | 209.9658 | 359.8832 | 48.5529 | 4.101 | 2603278873.73 | 2184580.8397 | 0 | 3139825.7303 | 0 | 0 | 0 | 0 | 2076518.5623 | 5402675.3466 | 3687436.9379 | 16491037.4169 | 3144235.0165 | 7743554.7612 | 7743554.7612 | 7866811.9264 | 3938351.203 | 0 | 27378827.1946 | 46927545.0852 | 177827.941 | 2.9241 | 9363.1241 | 16048.4752 | 209.9658 | 359.8832
1 | 2100 | 707 | 0.035 | 15 | 15 | 7 | 2.3714e-10 | 0 | CO2 | Porous | Wet | R245fa | MinimizeLCOE | IgnoreSilica | 121.2855 | 12.9475 | 0.74598 | 4 | 9234.5973 | 15785.9155 | 207.0836 | 353.9953 | 48.6235 | 4.1258 | 2616241765.566 | 2212213.4295 | 0 | 3169219.5948 | 0 | 0 | 0 | 0 | 2098758.8795 | 5460540.0897 | 3726930.8141 | 16667662.8076 | 3144235.0165 | 7743554.7612 | 7743554.7612 | 7866811.9264 | 3938351.203 | 0 | 27555452.5853 | 47104170.4759 | 237137.3706 | 2.9839 | 9234.5973 | 15785.9155 | 207.0836 | 353.9953
1 | 2100 | 707 | 0.035 | 15 | 15 | 7 | 3.1623e-10 | 0 | CO2 | Porous | Wet | R245fa | MinimizeLCOE | IgnoreSilica | 122.7398 | 13.0679 | 0.75757 | 4 | 9138.1216 | 15589.2809 | 204.9202 | 349.5858 | 48.6776 | 4.1449 | 2627032922.465 | 2233473.7689 | 0 | 3191698.3558 | 0 | 0 | 0 | 0 | 2115817.1286 | 5504922.155 | 3757222.4856 | 16803133.894 | 3144235.0165 | 7743554.7612 | 7743554.7612 | 7866811.9264 | 3938351.203 | 0 | 27690923.6717 | 47239641.5623 | 316227.766 | 3.0303 | 9138.1216 | 15589.2809 | 204.9202 | 349.5858
1 | 2100 | 707 | 0.035 | 15 | 15 | 7 | 4.217e-10 | 0 | CO2 | Porous | Wet | R245fa | MinimizeLCOE | IgnoreSilica | 123.8607 | 13.1606 | 0.76649 | 4 | 9065.7258 | 15441.8096 | 203.2967 | 346.2788 | 48.7182 | 4.1594 | 2634363120.3015 | 2249792.7895 | 0 | 3208985.3995 | 0 | 0 | 0 | 0 | 2128923.4937 | 5539022.2284 | 3780496.4864 | 16907220.3974 | 3144235.0165 | 7743554.7612 | 7743554.7612 | 7866811.9264 | 3938351.203 | 0 | 27795010.1751 | 47343728.0657 | 421696.5034 | 3.0659 | 9065.7258 | 15441.8096 | 203.2967 | 346.2788
1 | 2100 | 707 | 0.035 | 15 | 15 | 7 | 5.6234e-10 | 0 | CO2 | Porous | Wet | R245fa | MinimizeLCOE | IgnoreSilica | 124.7085 | 13.2304 | 0.77328 | 4 | 9011.4107 | 15331.4445 | 202.0787 | 343.8039 | 48.7495 | 4.1705 | 2640405059.45 | 2262163.5934 | 0 | 3221959.5385 | 0 | 0 | 0 | 0 | 2138808.0214 | 5564739.7419 | 3798049.2178 | 16985720.113 | 3144235.0165 | 7743554.7612 | 7743554.7612 | 7866811.9264 | 3938351.203 | 0 | 27873509.8907 | 47422227.7812 | 562341.3252 | 3.0931 | 9011.4107 | 15331.4445 | 202.0787 | 343.8039
1 | 2100 | 707 | 0.035 | 15 | 15 | 7 | 7.4989e-10 | 0 | CO2 | Porous | Wet | R245fa | MinimizeLCOE | IgnoreSilica | 125.3487 | 13.2829 | 0.77844 | 4 | 8970.6662 | 15248.799 | 201.165 | 341.9506 | 48.7734 | 4.179 | 2645206155.9841 | 2271520.1141 | 0 | 3231704.4825 | 0 | 0 | 0 | 0 | 2146257.5927 | 5584121.9982 | 3811278.006 | 17044882.1935 | 3144235.0165 | 7743554.7612 | 7743554.7612 | 7866811.9264 | 3938351.203 | 0 | 27932671.9712 | 47481389.8618 | 749894.2093 | 3.1138 | 8970.6662 | 15248.799 | 201.165 | 341.9506
1 | 2100 | 707 | 0.035 | 15 | 15 | 7 | 1e-09 | 0 | CO2 | Porous | Wet | R245fa | MinimizeLCOE | IgnoreSilica | 125.8286 | 13.3221 | 0.78234 | 4 | 8940.1048 | 15186.9478 | 200.4797 | 340.5636 | 48.7919 | 4.1854 | 2649220436.0519 | 2278559.9885 | 0 | 3238959.0296 | 0 | 0 | 0 | 0 | 2151832.4171 | 5598626.5476 | 3821177.659 | 17089155.6418 | 3144235.0165 | 7743554.7612 | 7743554.7612 | 7866811.9264 | 3938351.203 | 0 | 27976945.4195 | 47525663.3101 | 1000000 | 3.1294 | 8940.1048 | 15186.9478 | 200.4797 | 340.5636
1 | 2100 | 707 | 0.035 | 15 | 15 | 7 | 1.3335e-09 | 0 | CO2 | Porous | Wet | R245fa | MinimizeLCOE | IgnoreSilica | 126.1964 | 13.3523 | 0.78531 | 4 | 8917.1829 | 15140.4655 | 199.9657 | 339.5213 | 48.8053 | 4.1902 | 2651698044.2333 | 2283917.1287 | 0 | 3244551.479 | 0 | 0 | 0 | 0 | 2156102.757 | 5609737.0962 | 3828760.8367 | 17123069.2976 | 3144235.0165 | 7743554.7612 | 7743554.7612 | 7866811.9264 | 3938351.203 | 0 | 28010859.0753 | 47559576.9659 | 1333521.4322 | 3.1412 | 8917.1829 | 15140.4655 | 199.9657 | 339.5213
1 | 2100 | 707 | 0.035 | 15 | 15 | 7 | 1.7783e-09 | 0 | CO2 | Porous | Wet | R245fa | MinimizeLCOE | IgnoreSilica | 126.4741 | 13.375 | 0.78754 | 4 | 8899.9917 | 15105.6097 | 199.5801 | 338.7396 | 48.8154 | 4.1938 | 2653510873.5962 | 2287956.9642 | 0 | 3248770.3265 | 0 | 0 | 0 | 0 | 2159323.6434 | 5618117.1819 | 3834480.4174 | 17148648.5334 | 3144235.0165 | 7743554.7612 | 7743554.7612 | 7866811.9264 | 3938351.203 | 0 | 28036438.311 | 47585156.2016 | 1778279.41 | 3.1502 | 8899.9917 | 15105.6097 | 199.5801 | 338.7396
1 | 2100 | 707 | 0.035 | 15 | 15 | 7 | 2.3714e-09 | 0 | CO2 | Porous | Wet | R245fa | MinimizeLCOE | IgnoreSilica | 126.6787 | 13.3917 | 0.78921 | 4 | 8887.0989 | 15079.5675 | 199.291 | 338.1556 | 48.8233 | 4.1966 | 2655278308.3942 | 2290962.6719 | 0 | 3251845.2879 | 0 | 0 | 0 | 0 | 2161695.1043 | 5624287.2368 | 3838691.6067 | 17167481.9076 | 3144235.0165 | 7743554.7612 | 7743554.7612 | 7866811.9264 | 3938351.203 | 0 | 28055271.6853 | 47603989.5759 | 2371373.7057 | 3.1569 | 8887.0989 | 15079.5675 | 199.291 | 338.1556
1 | 2100 | 707 | 0.035 | 15 | 15 | 7 | 3.1623e-09 | 0 | CO2 | Porous | Wet | R245fa | MinimizeLCOE | IgnoreSilica | 126.8297 | 13.4038 | 0.79046 | 4 | 8877.43 | 15060.1031 | 199.0742 | 337.7191 | 48.8295 | 4.1988 | 2656883171.4738 | 2293199.0852 | 0 | 3254089.46 | 0 | 0 | 0 | 0 | 2163442.5327 | 5628833.6869 | 3841794.6523 | 17181359.417 | 3144235.0165 | 7743554.7612 | 7743554.7612 | 7866811.9264 | 3938351.203 | 0 | 28069149.1947 | 47617867.0853 | 3162277.6602 | 3.1619 | 8877.43 | 15060.1031 | 199.0742 | 337.7191
1 | 2100 | 707 | 0.035 | 15 | 15 | 7 | 4.217e-09 | 0 | CO2 | Porous | Wet | R245fa | MinimizeLCOE | IgnoreSilica | 126.9493 | 13.4137 | 0.79142 | 4 | 8870.1789 | 15045.3798 | 198.9116 | 337.389 | 48.8337 | 4.2003 | 2657060221.4054 | 2294929.0327 | 0 | 3255914.4699 | 0 | 0 | 0 | 0 | 2164828.966 | 5632440.9021 | 3844256.6508 | 17192370.0215 | 3144235.0165 | 7743554.7612 | 7743554.7612 | 7866811.9264 | 3938351.203 | 0 | 28080159.7992 | 47628877.6898 | 4216965.0343 | 3.1657 | 8870.1789 | 15045.3798 | 198.9116 | 337.389
1 | 2100 | 707 | 0.035 | 15 | 15 | 7 | 5.6234e-09 | 0 | CO2 | Porous | Wet | R245fa | MinimizeLCOE | IgnoreSilica | 127.042 | 13.4214 | 0.79215 | 4 | 8864.7412 | 15034.283 | 198.7897 | 337.1401 | 48.8366 | 4.2013 | 2657261029.3265 | 2296250.1659 | 0 | 3257346.3396 | 0 | 0 | 0 | 0 | 2165902.6371 | 5635234.3741 | 3846163.2528 | 17200896.7695 | 3144235.0165 | 7743554.7612 | 7743554.7612 | 7866811.9264 | 3938351.203 | 0 | 28088686.5472 | 47637404.4378 | 5623413.2519 | 3.1686 | 8864.7412 | 15034.283 | 198.7897 | 337.1401
1 | 2100 | 707 | 0.035 | 15 | 15 | 7 | 7.4989e-09 | 0 | CO2 | Porous | Wet | R245fa | MinimizeLCOE | IgnoreSilica | 127.1003 | 13.4259 | 0.79266 | 4 | 8860.6634 | 15026.1937 | 198.6982 | 336.9587 | 48.8396 | 4.2024 | 2658909138.7159 | 2297152.8111 | 0 | 3258169.7363 | 0 | 0 | 0 | 0 | 2166575.7935 | 5636985.7889 | 3847358.6294 | 17206242.7593 | 3144235.0165 | 7743554.7612 | 7743554.7612 | 7866811.9264 | 3938351.203 | 0 | 28094032.537 | 47642750.4276 | 7498942.0933 | 3.1706 | 8860.6634 | 15026.1937 | 198.6982 | 336.9587
1 | 2100 | 707 | 0.035 | 15 | 15 | 7 | 1e-08 | 0 | CO2 | Porous | Wet | R245fa | MinimizeLCOE | IgnoreSilica | 127.1586 | 13.4309 | 0.79309 | 4 | 8857.6054 | 15019.827 | 198.6296 | 336.816 | 48.8408 | 4.2028 | 2658438318.4091 | 2297946.2869 | 0 | 3259114.4516 | 0 | 0 | 0 | 0 | 2167253.688 | 5638749.5313 | 3848562.4198 | 17211626.3775 | 3144235.0165 | 7743554.7612 | 7743554.7612 | 7866811.9264 | 3938351.203 | 0 | 28099416.1552 | 47648134.0458 | 10000000 | 3.1723 | 8857.6054 | 15019.827 | 198.6296 | 336.816
1 | 2200 | 707 | 0.035 | 15 | 15 | 7 | 1e-13 | 0 | CO2 | Porous | Wet | R245fa | MinimizeLCOE | IgnoreSilica | 0.49071 | 0.0090161 | 0.00070363 | 4 | 4093711.0572 | 11305775.6634 | 91800.4743 | 253529.268 | 39.6526 | 3.5078 | 15209769.4437 | 32468.5924 | 0 | 22645.6639 | 0 | 0 | 0 | 21523.3226 | 29888.6558 | 77764.1513 | 53075.6312 | 237366.0171 | 3144235.0165 | 8140174.0823 | 8140174.0823 | 8088200.634 | 4070025.7703 | 0 | 11521775.1159 | 31820175.6026 | 100 | 0.0028145 | 4093711.0572 | 11305775.6634 | 91800.4743 | 253529.268
1 | 2200 | 707 | 0.035 | 15 | 15 | 7 | 1.3335e-13 | 0 | CO2 | Porous | Wet | R245fa | MinimizeLCOE | IgnoreSilica | 0.69075 | 0.027638 | 0.0013931 | 4 | 2086062.4887 | 5728821.5203 | 46779.4437 | 128467.4285 | 42.3999 | 3.8085 | 75327153.2889 | 46320.4297 | 0 | 35386.7652 | 0 | 0 | 0 | 27962.0586 | 42771.0089 | 111281.3915 | 75951.8363 | 339673.4901 | 3144235.0165 | 8140174.0823 | 8140174.0823 | 8088200.634 | 4070025.7703 | 0 | 11624082.589 | 31922483.0756 | 133.3521 | 0.0055723 | 2086062.4887 | 5728821.5203 | 46779.4437 | 128467.4285
1 | 2200 | 707 | 0.035 | 15 | 15 | 7 | 1.7783e-13 | 0 | CO2 | Porous | Wet | R245fa | MinimizeLCOE | IgnoreSilica | 0.95376 | 0.054045 | 0.0024294 | 4 | 1209129.7409 | 3297934.0337 | 27114.4402 | 73955.3682 | 44.6005 | 4.0397 | 108168126.7511 | 63286.2907 | 0 | 51355.4368 | 0 | 0 | 0 | 35674.2234 | 58623.2209 | 152525.5954 | 104101.853 | 465566.6201 | 3144235.0165 | 8140174.0823 | 8140174.0823 | 8088200.634 | 4070025.7703 | 0 | 11749975.719 | 32048376.2056 | 177.8279 | 0.0097177 | 1209129.7409 | 3297934.0337 | 27114.4402 | 73955.3682
1 | 2200 | 707 | 0.035 | 15 | 15 | 7 | 2.3714e-13 | 0 | CO2 | Porous | Wet | R245fa | MinimizeLCOE | IgnoreSilica | 1.3021 | 0.090683 | 0.0039211 | 4 | 758998.5511 | 2053172.6283 | 17020.3578 | 46041.8966 | 46.3869 | 4.2131 | 79101804.198 | 83934.1643 | 0 | 71372.5935 | 0 | 0 | 0 | 44890.2696 | 78076.8407 | 203139.9238 | 138647.1721 | 620060.9641 | 3144235.0165 | 8140174.0823 | 8140174.0823 | 8088200.634 | 4070025.7703 | 0 | 11904470.063 | 32202870.5496 | 237.1374 | 0.015684 | 758998.5511 | 2053172.6283 | 17020.3578 | 46041.8966
1 | 2200 | 707 | 0.035 | 15 | 15 | 7 | 3.1623e-13 | 0 | CO2 | Porous | Wet | R245fa | MinimizeLCOE | IgnoreSilica | 1.7263 | 0.13703 | 0.0059927 | 4 | 503712.6094 | 1350509.5306 | 11295.6327 | 30284.8476 | 47.7397 | 4.3358 | 233026729.995 | 106989.9857 | 0 | 94367.2027 | 0 | 0 | 0 | 53702.8504 | 99473.4152 | 258809.4214 | 176642.7481 | 789985.6236 | 3144235.0165 | 8140174.0823 | 8140174.0823 | 8088200.634 | 4070025.7703 | 0 | 12074394.7224 | 32372795.209 | 316.2278 | 0.023971 | 503712.6094 | 1350509.5306 | 11295.6327 | 30284.8476
1 | 2200 | 707 | 0.035 | 15 | 15 | 7 | 4.217e-13 | 0 | CO2 | Porous | Wet | R245fa | MinimizeLCOE | IgnoreSilica | 2.2988 | 0.20024 | 0.0088318 | 4 | 347841.702 | 922423.5024 | 7800.2655 | 20685.1226 | 48.8746 | 4.4328 | 297292515.4195 | 135514.7972 | 0 | 123641.3963 | 0 | 0 | 0 | 64964.8419 | 126407.2038 | 328885.6146 | 224471.1899 | 1003885.0437 | 3144235.0165 | 8140174.0823 | 8140174.0823 | 8088200.634 | 4070025.7703 | 0 | 12288294.1425 | 32586694.6291 | 421.6965 | 0.035327 | 347841.702 | 922423.5024 | 7800.2655 | 20685.1226
1 | 2200 | 707 | 0.035 | 15 | 15 | 7 | 5.6234e-13 | 0 | CO2 | Porous | Wet | R245fa | MinimizeLCOE | IgnoreSilica | 3.0371 | 0.28268 | 0.012671 | 4 | 247453.2445 | 647949.5772 | 5549.0788 | 14530.1116 | 49.771 | 4.5057 | 407030499.1373 | 169201.8639 | 0 | 159224.9243 | 0 | 0 | 0 | 77510.7187 | 158315.6277 | 411904.7883 | 281133.4818 | 1257291.4049 | 3144235.0165 | 8140174.0823 | 8140174.0823 | 8088200.634 | 4070025.7703 | 0 | 12541700.5037 | 32840100.9904 | 562.3413 | 0.050683 | 247453.2445 | 647949.5772 | 5549.0788 | 14530.1116
1 | 2200 | 707 | 0.035 | 15 | 15 | 7 | 7.4989e-13 | 0 | CO2 | Porous | Wet | R245fa | MinimizeLCOE | IgnoreSilica | 3.9922 | 0.39006 | 0.017823 | 4 | 180160.1403 | 464886.5699 | 4040.0473 | 10424.9682 | 50.4785 | 4.5608 | 547142052.268 | 209179.7799 | 0 | 202665.0355 | 0 | 0 | 0 | 91623.0267 | 196352.4584 | 510868.8194 | 348678.4665 | 1559367.5863 | 3144235.0165 | 8140174.0823 | 8140174.0823 | 8088200.634 | 4070025.7703 | 0 | 12843776.6852 | 33142177.1718 | 749.8942 | 0.071291 | 180160.1403 | 464886.5699 | 4040.0473 | 10424.9682
1 | 2200 | 707 | 0.035 | 15 | 15 | 7 | 1e-12 | 0 | CO2 | Porous | Wet | R245fa | MinimizeLCOE | IgnoreSilica | 5.2413 | 0.53093 | 0.024708 | 4 | 133656.0787 | 339037.8684 | 2997.205 | 7602.8417 | 51.0384 | 4.6029 | 687174651.63 | 257189.3089 | 0 | 256306.3897 | 0 | 0 | 0 | 108073.8073 | 242412.1073 | 630706.5776 | 430470.199 | 1925158.3898 | 3144235.0165 | 8140174.0823 | 8140174.0823 | 8088200.634 | 4070025.7703 | 0 | 13209567.4886 | 33507967.9752 | 1000 | 0.098833 | 133656.0787 | 339037.8684 | 2997.205 | 7602.8417
1 | 2200 | 707 | 0.035 | 15 | 15 | 7 | 1.3335e-12 | 0 | CO2 | Porous | Wet | R245fa | MinimizeLCOE | IgnoreSilica | 6.8567 | 0.71367 | 0.033863 | 4 | 100749.054 | 250604.9615 | 2259.273 | 5619.7553 | 51.4732 | 4.6344 | 829865461.8119 | 314290.4862 | 0 | 321877.8719 | 0 | 0 | 0 | 126549.6752 | 297460.033 | 773929.9884 | 528223.1197 | 2362331.1744 | 3144235.0165 | 8140174.0823 | 8140174.0823 | 8088200.634 | 4070025.7703 | 0 | 13646740.2732 | 33945140.7598 | 1333.5214 | 0.13545 | 100749.054 | 250604.9615 | 2259.273 | 5619.7553
1 | 2200 | 707 | 0.035 | 15 | 15 | 7 | 1.7783e-12 | 0 | CO2 | Porous | Wet | R245fa | MinimizeLCOE | IgnoreSilica | 8.9225 | 0.94796 | 0.045968 | 4 | 77024.4872 | 187419.6846 | 1727.2554 | 4202.8408 | 51.805 | 4.6573 | 1052563496.0258 | 381563.6425 | 0 | 401226.4138 | 0 | 0 | 0 | 146455.179 | 362405.6418 | 942905.1403 | 643552.133 | 2878108.1505 | 3144235.0165 | 8140174.0823 | 8140174.0823 | 8088200.634 | 4070025.7703 | 0 | 14162517.2493 | 34460917.7359 | 1778.2794 | 0.18387 | 77024.4872 | 187419.6846 | 1727.2554 | 4202.8408
1 | 2200 | 707 | 0.035 | 15 | 15 | 7 | 2.3714e-12 | 0 | CO2 | Porous | Wet | R245fa | MinimizeLCOE | IgnoreSilica | 11.595 | 1.2518 | 0.061978 | 4 | 59622.1198 | 141500.0518 | 1337.0115 | 3173.1042 | 52.0509 | 4.6715 | 1430124157.9522 | 461796.7404 | 0 | 498563.607 | 0 | 0 | 0 | 168556.4037 | 440277.5329 | 1145511.8273 | 781835.36 | 3496541.4713 | 3144235.0165 | 8140174.0823 | 8140174.0823 | 8088200.634 | 4070025.7703 | 0 | 14780950.5701 | 35079351.0567 | 2371.3737 | 0.24791 | 59622.1198 | 141500.0518 | 1337.0115 | 3173.1042
1 | 2200 | 707 | 0.035 | 15 | 15 | 7 | 3.1623e-12 | 0 | CO2 | Porous | Wet | R245fa | MinimizeLCOE | IgnoreSilica | 14.8345 | 1.6215 | 0.082665 | 4 | 46768.3583 | 108155.5993 | 1048.7691 | 2425.363 | 52.2263 | 4.6809 | 914875612.3908 | 551828.9619 | 0 | 610514.6658 | 0 | 0 | 0 | 187267.8191 | 526348.4643 | 1369450.7351 | 934678.2661 | 4180088.9122 | 3144235.0165 | 8140174.0823 | 8140174.0823 | 8088200.634 | 4070025.7703 | 0 | 15464498.011 | 35762898.4977 | 3162.2777 | 0.33066 | 46768.3583 | 108155.5993 | 1048.7691 | 2425.363
1 | 2200 | 707 | 0.035 | 15 | 15 | 7 | 4.217e-12 | 0 | CO2 | Porous | Wet | R245fa | MinimizeLCOE | IgnoreSilica | 18.723 | 2.0671 | 0.10906 | 4 | 37164.9304 | 83693.87 | 833.4145 | 1876.8147 | 52.3424 | 4.6847 | 1741127859.5849 | 652224.2511 | 0 | 738511.3531 | 0 | 0 | 0 | 200645.9047 | 620638.7885 | 1614774.8171 | 1102116.993 | 4928912.1074 | 3144235.0165 | 8140174.0823 | 8140174.0823 | 8088200.634 | 4070025.7703 | 0 | 16213321.2063 | 36511721.6929 | 4216.965 | 0.43625 | 37164.9304 | 83693.87 | 833.4145 | 1876.8147
1 | 2200 | 707 | 0.035 | 15 | 15 | 7 | 5.6234e-12 | 0 | CO2 | Porous | Wet | R245fa | MinimizeLCOE | IgnoreSilica | 24.687 | 2.7448 | 0.14509 | 4 | 29898.162 | 64873.1566 | 670.459 | 1454.7648 | 52.4162 | 4.6811 | 1819349329.0148 | 794347.5094 | 0 | 924942.9449 | 0 | 0 | 0 | 239721.0555 | 764014.4888 | 1987808.979 | 1356720.4735 | 6067555.4511 | 3144235.0165 | 8140174.0823 | 8140174.0823 | 8088200.634 | 4070025.7703 | 0 | 17351964.55 | 37650365.0366 | 5623.4133 | 0.58037 | 29898.162 | 64873.1566 | 670.459 | 1454.7648
1 | 2200 | 707 | 0.035 | 15 | 15 | 7 | 7.4989e-12 | 0 | CO2 | Porous | Wet | R245fa | MinimizeLCOE | IgnoreSilica | 30.6378 | 3.4294 | 0.18776 | 4 | 24396.0324 | 51422.9026 | 547.0751 | 1153.1461 | 52.4212 | 4.6708 | 1180098394.1447 | 925495.5367 | 0 | 1102040.9389 | 0 | 0 | 0 | 244835.8394 | 886225.2028 | 2305776.188 | 1573739.6273 | 7038113.333 | 3144235.0165 | 8140174.0823 | 8140174.0823 | 8088200.634 | 4070025.7703 | 0 | 18322522.4319 | 38620922.9185 | 7498.9421 | 0.75105 | 24396.0324 | 51422.9026 | 547.0751 | 1153.1461
1 | 2200 | 707 | 0.035 | 15 | 15 | 7 | 1e-11 | 0 | CO2 | Porous | Wet | R245fa | MinimizeLCOE | IgnoreSilica | 38.387 | 4.3193 | 0.24165 | 4 | 20203.7995 | 41203.8619 | 453.0653 | 923.9866 | 52.3604 | 4.6488 | 2496101230.2568 | 1084009.8163 | 0 | 1322817.2907 | 0 | 0 | 0 | 254993.5423 | 1038110.0533 | 2700949.413 | 1843453.4733 | 8244333.5889 | 3144235.0165 | 8140174.0823 | 8140174.0823 | 8088200.634 | 4070025.7703 | 0 | 19528742.6877 | 39827143.1744 | 10000 | 0.96659 | 20203.7995 | 41203.8619 | 453.0653 | 923.9866
1 | 2200 | 707 | 0.035 | 15 | 15 | 7 | 1.3335e-11 | 0 | CO2 | Porous | Wet | R245fa | MinimizeLCOE | IgnoreSilica | 45.846 | 5.1873 | 0.30169 | 4 | 16987.33 | 33807.9802 | 380.9367 | 758.1357 | 52.2428 | 4.618 | 1895175877.6867 | 1225811.3856 | 0 | 1527451.8088 | 0 | 0 | 0 | 221996.2336 | 1160351.1769 | 3018995.7416 | 2060526.6278 | 9215132.9742 | 3144235.0165 | 8140174.0823 | 8140174.0823 | 8088200.634 | 4070025.7703 | 0 | 20499542.073 | 40797942.5597 | 13335.2143 | 1.2068 | 16987.33 | 33807.9802 | 380.9367 | 758.1357
1 | 2200 | 707 | 0.035 | 15 | 15 | 7 | 1.7783e-11 | 0 | CO2 | Porous | Wet | R245fa | MinimizeLCOE | IgnoreSilica | 54.9308 | 6.2409 | 0.37192 | 4 | 14538.6414 | 28182.8431 | 326.0255 | 631.9934 | 52.0552 | 4.5753 | 3239835091.8923 | 1387060.2169 | 0 | 1767832.1218 | 0 | 0 | 0 | 185048.627 | 1302576.9766 | 3389038.0979 | 2313088.1396 | 10344644.1798 | 3144235.0165 | 8140174.0823 | 8140174.0823 | 8088200.634 | 4070025.7703 | 0 | 21629053.2786 | 41927453.7652 | 17782.7941 | 1.4877 | 14538.6414 | 28182.8431 | 326.0255 | 631.9934
1 | 2200 | 707 | 0.035 | 15 | 15 | 7 | 2.3714e-11 | 0 | CO2 | Porous | Wet | R245fa | MinimizeLCOE | IgnoreSilica | 60 | 6.8521 | 0.43138 | 4 | 12590.1111 | 24353.8633 | 282.3302 | 546.1295 | 51.9252 | 4.5471 | 7881595366.2932 | 1472006.516 | 0 | 1898681.9303 | 0 | 0 | 0 | 0 | 1314568.4941 | 3420237.5665 | 2334382.418 | 10439876.9248 | 3144235.0165 | 8140174.0823 | 8140174.0823 | 8088200.634 | 4070025.7703 | 0 | 21724286.0236 | 42022686.5103 | 23713.7371 | 1.7255 | 12590.1111 | 24353.8633 | 282.3302 | 546.1295
1 | 2200 | 707 | 0.035 | 15 | 15 | 7 | 3.1623e-11 | 0 | CO2 | Porous | Wet | R245fa | MinimizeLCOE | IgnoreSilica | 75.999 | 8.6949 | 0.53218 | 4 | 11147.8509 | 20683.3517 | 249.9878 | 463.8191 | 51.3917 | 4.4348 | 10527608292.3247 | 1718364.9871 | 0 | 2300108.4252 | 0 | 0 | 0 | 0 | 1567204.6308 | 4077544.9714 | 2783008.2282 | 12446231.2427 | 3144235.0165 | 8140174.0823 | 8140174.0823 | 8088200.634 | 4070025.7703 | 0 | 23730640.3415 | 44029040.8281 | 31622.7766 | 2.1287 | 11147.8509 | 20683.3517 | 249.9878 | 463.8191
1 | 2200 | 707 | 0.035 | 15 | 15 | 7 | 4.217e-11 | 0 | CO2 | Porous | Wet | R245fa | MinimizeLCOE | IgnoreSilica | 93.5512 | 10.7159 | 0.63039 | 4 | 10221.1689 | 18271.0457 | 229.2072 | 409.7238 | 50.6282 | 4.2818 | 14253749059.9 | 1954375.4557 | 0 | 2723664.5169 | 0 | 0 | 0 | 0 | 1824435.5893 | 4746807.1601 | 3239793.4239 | 14489076.1458 | 3144235.0165 | 8140174.0823 | 8140174.0823 | 8088200.634 | 4070025.7703 | 0 | 25773485.2447 | 46071885.7313 | 42169.6503 | 2.5216 | 10221.1689 | 18271.0457 | 229.2072 | 409.7238
1 | 2200 | 707 | 0.035 | 15 | 15 | 7 | 5.6234e-11 | 0 | CO2 | Porous | Wet | R245fa | MinimizeLCOE | IgnoreSilica | 108.1481 | 12.3605 | 0.70531 | 4 | 9695.6274 | 16890.4517 | 217.4221 | 378.7643 | 49.9825 | 4.1661 | 2759466625.3853 | 2130875.4379 | 0 | 3057393.0333 | 0 | 0 | 0 | 0 | 2023424.7038 | 5264536.0178 | 3593154.0075 | 16069383.2003 | 3144235.0165 | 8140174.0823 | 8140174.0823 | 8088200.634 | 4070025.7703 | 0 | 27353792.2991 | 47652192.7858 | 56234.1325 | 2.8213 | 9695.6274 | 16890.4517 | 217.4221 | 378.7643
1 | 2200 | 707 | 0.035 | 15 | 15 | 7 | 7.4989e-11 | 0 | CO2 | Porous | Wet | R245fa | MinimizeLCOE | IgnoreSilica | 112.8667 | 12.7842 | 0.7444 | 4 | 9345.9629 | 16162.9571 | 209.5809 | 362.4504 | 50.1596 | 4.2318 | 2796835741.1512 | 2204059.5982 | 0 | 3137541.371 | 0 | 0 | 0 | 0 | 2083224.378 | 5420122.5034 | 3699344.981 | 16544292.8316 | 3144235.0165 | 8140174.0823 | 8140174.0823 | 8088200.634 | 4070025.7703 | 0 | 27828701.9304 | 48127102.417 | 74989.4209 | 2.9776 | 9345.9629 | 16162.9571 | 209.5809 | 362.4504
1 | 2200 | 707 | 0.035 | 15 | 15 | 7 | 1e-10 | 0 | CO2 | Porous | Wet | R245fa | MinimizeLCOE | IgnoreSilica | 116.6593 | 13.1202 | 0.77637 | 4 | 9082.581 | 15618.9244 | 203.6747 | 350.2506 | 50.3037 | 4.2851 | 2827628944.36 | 2262783.221 | 0 | 3200524.3483 | 0 | 0 | 0 | 0 | 2130689.952 | 5543618.1906 | 3783633.325 | 16921249.037 | 3144235.0165 | 8140174.0823 | 8140174.0823 | 8088200.634 | 4070025.7703 | 0 | 28205658.1358 | 48504058.6224 | 100000 | 3.1055 | 9082.581 | 15618.9244 | 203.6747 | 350.2506
1 | 2200 | 707 | 0.035 | 15 | 15 | 7 | 1.3335e-10 | 0 | CO2 | Porous | Wet | R245fa | MinimizeLCOE | IgnoreSilica | 119.6607 | 13.3835 | 0.80199 | 4 | 8884.4608 | 15211.9347 | 199.2319 | 341.1239 | 50.4185 | 4.3274 | 2852158008.1924 | 2309196.8729 | 0 | 3249518.2092 | 0 | 0 | 0 | 0 | 2167898.882 | 5640428.1938 | 3849708.1415 | 17216750.2995 | 3144235.0165 | 8140174.0823 | 8140174.0823 | 8088200.634 | 4070025.7703 | 0 | 28501159.3983 | 48799559.8849 | 133352.1432 | 3.208 | 8884.4608 | 15211.9347 | 199.2319 | 341.1239
1 | 2200 | 707 | 0.035 | 15 | 15 | 7 | 1.7783e-10 | 0 | CO2 | Porous | Wet | R245fa | MinimizeLCOE | IgnoreSilica | 122.0165 | 13.5889 | 0.82225 | 4 | 8735.5729 | 14907.1414 | 195.8931 | 334.289 | 50.5075 | 4.3604 | 2870263603.566 | 2345522.1679 | 0 | 3287548.4909 | 0 | 0 | 0 | 0 | 2196897.5569 | 5715876.7975 | 3901203.3638 | 17447048.3769 | 3144235.0165 | 8140174.0823 | 8140174.0823 | 8088200.634 | 4070025.7703 | 0 | 28731457.4758 | 49029857.9624 | 177827.941 | 3.289 | 8735.5729 | 14907.1414 | 195.8931 | 334.289
1 | 2200 | 707 | 0.035 | 15 | 15 | 7 | 2.3714e-10 | 0 | CO2 | Porous | Wet | R245fa | MinimizeLCOE | IgnoreSilica | 123.8413 | 13.7471 | 0.83806 | 4 | 8623.7566 | 14678.9379 | 193.3856 | 329.1716 | 50.5764 | 4.386 | 2884065597.2295 | 2373628.3495 | 0 | 3316723.7491 | 0 | 0 | 0 | 0 | 2219237.3185 | 5774000.2744 | 3940873.8312 | 17624463.5227 | 3144235.0165 | 8140174.0823 | 8140174.0823 | 8088200.634 | 4070025.7703 | 0 | 28908872.6215 | 49207273.1081 | 237137.3706 | 3.3522 | 8623.7566 | 14678.9379 | 193.3856 | 329.1716
1 | 2200 | 707 | 0.035 | 15 | 15 | 7 | 3.1623e-10 | 0 | CO2 | Porous | Wet | R245fa | MinimizeLCOE | IgnoreSilica | 125.2413 | 13.8678 | 0.85026 | 4 | 8539.8188 | 14508.0795 | 191.5034 | 325.3402 | 50.6296 | 4.4056 | 2894786046.9635 | 2395191.1051 | 0 | 3338924.3334 | 0 | 0 | 0 | 0 | 2236305.021 | 5818406.9355 | 3971182.2898 | 17760009.6848 | 3144235.0165 | 8140174.0823 | 8140174.0823 | 8088200.634 | 4070025.7703 | 0 | 29044418.7836 | 49342819.2702 | 316227.766 | 3.4011 | 8539.8188 | 14508.0795 | 191.5034 | 325.3402
1 | 2200 | 707 | 0.035 | 15 | 15 | 7 | 4.217e-10 | 0 | CO2 | Porous | Wet | R245fa | MinimizeLCOE | IgnoreSilica | 126.3085 | 13.9596 | 0.85962 | 4 | 8476.8282 | 14380.1305 | 190.0908 | 322.4709 | 50.6703 | 4.4207 | 2903123251.7 | 2411635.2101 | 0 | 3355737.0509 | 0 | 0 | 0 | 0 | 2249275.1818 | 5852152.6332 | 3994214.4219 | 17863014.4978 | 3144235.0165 | 8140174.0823 | 8140174.0823 | 8088200.634 | 4070025.7703 | 0 | 29147423.5966 | 49445824.0832 | 421696.5034 | 3.4385 | 8476.8282 | 14380.1305 | 190.0908 | 322.4709
1 | 2200 | 707 | 0.035 | 15 | 15 | 7 | 5.6234e-10 | 0 | CO2 | Porous | Wet | R245fa | MinimizeLCOE | IgnoreSilica | 127.1197 | 14.0291 | 0.86676 | 4 | 8429.5671 | 14284.2654 | 189.031 | 320.3212 | 50.7013 | 4.4322 | 2909442318.5215 | 2424132.4537 | 0 | 3368461.6004 | 0 | 0 | 0 | 0 | 2259111.6811 | 5877745.1866 | 4011681.8655 | 17941132.7872 | 3144235.0165 | 8140174.0823 | 8140174.0823 | 8088200.634 | 4070025.7703 | 0 | 29225541.886 | 49523942.3727 | 562341.3252 | 3.467 | 8429.5671 | 14284.2654 | 189.031 | 320.3212
1 | 2200 | 707 | 0.035 | 15 | 15 | 7 | 7.4989e-10 | 0 | CO2 | Porous | Wet | R245fa | MinimizeLCOE | IgnoreSilica | 127.7387 | 14.0822 | 0.87219 | 4 | 8394.113 | 14212.3403 | 188.2359 | 318.7083 | 50.7244 | 4.4408 | 2915299350.1875 | 2433635.2632 | 0 | 3378171.5095 | 0 | 0 | 0 | 0 | 2266604.6414 | 5897240.3323 | 4024987.703 | 18000639.4493 | 3144235.0165 | 8140174.0823 | 8140174.0823 | 8088200.634 | 4070025.7703 | 0 | 29285048.5482 | 49583449.0348 | 749894.2093 | 3.4888 | 8394.113 | 14212.3403 | 188.2359 | 318.7083
1 | 2200 | 707 | 0.035 | 15 | 15 | 7 | 1e-09 | 0 | CO2 | Porous | Wet | R245fa | MinimizeLCOE | IgnoreSilica | 128.2038 | 14.1219 | 0.8763 | 4 | 8367.519 | 14158.4845 | 187.6396 | 317.5006 | 50.7421 | 4.4474 | 2917307755.0283 | 2440793.133 | 0 | 3385428.3653 | 0 | 0 | 0 | 0 | 2272226.3843 | 5911866.9543 | 4034970.673 | 18045285.51 | 3144235.0165 | 8140174.0823 | 8140174.0823 | 8088200.634 | 4070025.7703 | 0 | 29329694.6088 | 49628095.0955 | 1000000 | 3.5052 | 8367.519 | 14158.4845 | 187.6396 | 317.5006
1 | 2200 | 707 | 0.035 | 15 | 15 | 7 | 1.3335e-09 | 0 | CO2 | Porous | Wet | R245fa | MinimizeLCOE | IgnoreSilica | 128.5398 | 14.1502 | 0.87935 | 4 | 8347.5723 | 14118.3979 | 187.1923 | 316.6016 | 50.7567 | 4.4526 | 2921498810.1351 | 2446068.4916 | 0 | 3390548.7996 | 0 | 0 | 0 | 0 | 2276280.7436 | 5922415.5654 | 4042170.3168 | 18077483.917 | 3144235.0165 | 8140174.0823 | 8140174.0823 | 8088200.634 | 4070025.7703 | 0 | 29361893.0158 | 49660293.5024 | 1333521.4322 | 3.5174 | 8347.5723 | 14118.3979 | 187.1923 | 316.6016
1 | 2200 | 707 | 0.035 | 15 | 15 | 7 | 1.7783e-09 | 0 | CO2 | Porous | Wet | R245fa | MinimizeLCOE | IgnoreSilica | 128.8176 | 14.1743 | 0.88173 | 4 | 8332.6122 | 14087.8723 | 186.8568 | 315.9171 | 50.7656 | 4.4561 | 2922098518.9716 | 2450247.3991 | 0 | 3394973.6924 | 0 | 0 | 0 | 0 | 2279636.2257 | 5931145.8416 | 4048128.9097 | 18104132.0685 | 3144235.0165 | 8140174.0823 | 8140174.0823 | 8088200.634 | 4070025.7703 | 0 | 29388541.1674 | 49686941.654 | 1778279.41 | 3.5269 | 8332.6122 | 14087.8723 | 186.8568 | 315.9171
1 | 2200 | 707 | 0.035 | 15 | 15 | 7 | 2.3714e-09 | 0 | CO2 | Porous | Wet | R245fa | MinimizeLCOE | IgnoreSilica | 129.0151 | 14.1911 | 0.88349 | 4 | 8321.3925 | 14065.2078 | 186.6052 | 315.4089 | 50.7732 | 4.4589 | 2923743428.1653 | 2453294.8735 | 0 | 3398030.8714 | 0 | 0 | 0 | 0 | 2282017.0405 | 5937340.2333 | 4052356.7094 | 18123039.7282 | 3144235.0165 | 8140174.0823 | 8140174.0823 | 8088200.634 | 4070025.7703 | 0 | 29407448.827 | 49705849.3136 | 2371373.7057 | 3.534 | 8321.3925 | 14065.2078 | 186.6052 | 315.4089
1 | 2200 | 707 | 0.035 | 15 | 15 | 7 | 3.1623e-09 | 0 | CO2 | Porous | Wet | R245fa | MinimizeLCOE | IgnoreSilica | 129.164 | 14.2038 | 0.88481 | 4 | 8312.9782 | 14048.2052 | 186.4165 | 315.0276 | 50.779 | 4.4611 | 2924718105.8862 | 2455589.8922 | 0 | 3400338.9496 | 0 | 0 | 0 | 0 | 2283812.2483 | 5942010.9958 | 4055544.6007 | 18137296.6865 | 3144235.0165 | 8140174.0823 | 8140174.0823 | 8088200.634 | 4070025.7703 | 0 | 29421705.7854 | 49720106.272 | 3162277.6602 | 3.5392 | 8312.9782 | 14048.2052 | 186.4165 | 315.0276
1 | 2200 | 707 | 0.035 | 15 | 15 | 7 | 4.217e-09 | 0 | CO2 | Porous | Wet | R245fa | MinimizeLCOE | IgnoreSilica | 129.2781 | 14.2135 | 0.88581 | 4 | 8306.668 | 14035.415 | 186.275 | 314.7408 | 50.7831 | 4.4626 | 2925588911.1397 | 2457332.3132 | 0 | 3402122.8065 | 0 | 0 | 0 | 0 | 2285187.4967 | 5945589.11 | 4057986.7372 | 18148218.4636 | 3144235.0165 | 8140174.0823 | 8140174.0823 | 8088200.634 | 4070025.7703 | 0 | 29432627.5624 | 49731028.049 | 4216965.0343 | 3.5433 | 8306.668 | 14035.415 | 186.275 | 314.7408
1 | 2200 | 707 | 0.035 | 15 | 15 | 7 | 5.6234e-09 | 0 | CO2 | Porous | Wet | R245fa | MinimizeLCOE | IgnoreSilica | 129.3512 | 14.2194 | 0.88653 | 4 | 8301.9359 | 14026.0611 | 186.1689 | 314.531 | 50.7872 | 4.464 | 2927372908.1588 | 2458536.9352 | 0 | 3403172.8268 | 0 | 0 | 0 | 0 | 2286066.8072 | 5947876.8955 | 4059548.1978 | 18155201.6625 | 3144235.0165 | 8140174.0823 | 8140174.0823 | 8088200.634 | 4070025.7703 | 0 | 29439610.7614 | 49738011.248 | 5623413.2519 | 3.5461 | 8301.9359 | 14026.0611 | 186.1689 | 314.531
1 | 2200 | 707 | 0.035 | 15 | 15 | 7 | 7.4989e-09 | 0 | CO2 | Porous | Wet | R245fa | MinimizeLCOE | IgnoreSilica | 129.4218 | 14.2257 | 0.88711 | 4 | 8298.3871 | 14018.7517 | 186.0893 | 314.3671 | 50.789 | 4.4648 | 2927102685.9597 | 2459570.9548 | 0 | 3404321.9518 | 0 | 0 | 0 | 0 | 2286918.2336 | 5950092.1323 | 4061060.1424 | 18161963.4148 | 3144235.0165 | 8140174.0823 | 8140174.0823 | 8088200.634 | 4070025.7703 | 0 | 29446372.5136 | 49744773.0003 | 7498942.0933 | 3.5484 | 8298.3871 | 14018.7517 | 186.0893 | 314.3671
1 | 2200 | 707 | 0.035 | 15 | 15 | 7 | 1e-08 | 0 | CO2 | Porous | Wet | R245fa | MinimizeLCOE | IgnoreSilica | 129.4755 | 14.2304 | 0.88755 | 4 | 8295.7259 | 14013.2565 | 186.0296 | 314.2439 | 50.7903 | 4.4653 | 2926821726.8009 | 2460353.2379 | 0 | 3405201.641 | 0 | 0 | 0 | 0 | 2287566.4028 | 5951778.5356 | 4062211.1474 | 18167110.9646 | 3144235.0165 | 8140174.0823 | 8140174.0823 | 8088200.634 | 4070025.7703 | 0 | 29451520.0634 | 49749920.5501 | 10000000 | 3.5502 | 8295.7259 | 14013.2565 | 186.0296 | 314.2439
1 | 2300 | 707 | 0.035 | 15 | 15 | 7 | 1e-13 | 0 | CO2 | Porous | Wet | R245fa | MinimizeLCOE | IgnoreSilica | 0.52497 | 0.0089961 | 0.0007297 | 4 | 4095614.453 | 11311575.1767 | 91843.1575 | 253659.3207 | 40.95 | 3.8721 | 247028444.1862 | 36242.4065 | 0 | 24163.1227 | 0 | 0 | 0 | 25909.2675 | 33662.7707 | 87583.6241 | 59777.6231 | 267338.8146 | 3144235.0165 | 8542653.4943 | 8542653.4943 | 8315156.4279 | 4204044.374 | 0 | 11954227.3254 | 33016081.6216 | 100 | 0.0029188 | 4095614.453 | 11311575.1767 | 91843.1575 | 253659.3207
1 | 2300 | 707 | 0.035 | 15 | 15 | 7 | 1.3335e-13 | 0 | CO2 | Porous | Wet | R245fa | MinimizeLCOE | IgnoreSilica | 0.74446 | 0.02926 | 0.0014957 | 4 | 2017739.6655 | 5538183.6683 | 45247.321 | 124192.4211 | 44.0152 | 4.1966 | 100230506.1523 | 51998.7607 | 0 | 38124.7765 | 0 | 0 | 0 | 34082.1267 | 48440.2089 | 126031.4871 | 86019.0796 | 384696.4395 | 3144235.0165 | 8542653.4943 | 8542653.4943 | 8315156.4279 | 4204044.374 | 0 | 12071584.9503 | 33133439.2465 | 133.3521 | 0.0059827 | 2017739.6655 | 5538183.6683 | 45247.321 | 124192.4211
1 | 2300 | 707 | 0.035 | 15 | 15 | 7 | 1.7783e-13 | 0 | CO2 | Porous | Wet | R245fa | MinimizeLCOE | IgnoreSilica | 1.0223 | 0.057568 | 0.0026654 | 4 | 1145159.6453 | 3120675.2769 | 25679.9264 | 69980.3837 | 46.3823 | 4.4324 | 3770282.1096 | 70587.1044 | 0 | 55026.9362 | 0 | 0 | 0 | 42977.2002 | 65750.5839 | 171069.532 | 116758.4707 | 522169.8273 | 3144235.0165 | 8542653.4943 | 8542653.4943 | 8315156.4279 | 4204044.374 | 0 | 12209058.3381 | 33270912.6343 | 177.8279 | 0.010661 | 1145159.6453 | 3120675.2769 | 25679.9264 | 69980.3837
1 | 2300 | 707 | 0.035 | 15 | 15 | 7 | 2.3714e-13 | 0 | CO2 | Porous | Wet | R245fa | MinimizeLCOE | IgnoreSilica | 1.3753 | 0.095546 | 0.0043495 | 4 | 710981.7672 | 1921570.2132 | 15943.5931 | 43090.7444 | 48.2637 | 4.6073 | 160715982.0576 | 92389.1704 | 0 | 75381.961 | 0 | 0 | 0 | 52680.2131 | 85976.0244 | 223691.9793 | 152674.3723 | 682793.7204 | 3144235.0165 | 8542653.4943 | 8542653.4943 | 8315156.4279 | 4204044.374 | 0 | 12369682.2312 | 33431536.5274 | 237.1374 | 0.017398 | 710981.7672 | 1921570.2132 | 15943.5931 | 43090.7444
1 | 2300 | 707 | 0.035 | 15 | 15 | 7 | 3.1623e-13 | 0 | CO2 | Porous | Wet | R245fa | MinimizeLCOE | IgnoreSilica | 1.8384 | 0.14678 | 0.0067023 | 4 | 468666.8756 | 1254291.783 | 10509.7406 | 28127.188 | 49.8078 | 4.7415 | 255296320.341 | 118661.2447 | 0 | 100597.822 | 0 | 0 | 0 | 64096.2656 | 110508.5796 | 287520.6557 | 196238.7554 | 877623.3229 | 3144235.0165 | 8542653.4943 | 8542653.4943 | 8315156.4279 | 4204044.374 | 0 | 12564511.8337 | 33626366.1299 | 316.2278 | 0.026809 | 468666.8756 | 1254291.783 | 10509.7406 | 28127.188
1 | 2300 | 707 | 0.035 | 15 | 15 | 7 | 4.217e-13 | 0 | CO2 | Porous | Wet | R245fa | MinimizeLCOE | IgnoreSilica | 2.4451 | 0.21512 | 0.0099283 | 4 | 322314.6835 | 852661.3208 | 7227.8283 | 19120.7226 | 51.0599 | 4.844 | 342595767.7862 | 150209.6272 | 0 | 131750.8787 | 0 | 0 | 0 | 77491.8233 | 140186.4084 | 364736.2784 | 248940.0046 | 1113315.0206 | 3144235.0165 | 8542653.4943 | 8542653.4943 | 8315156.4279 | 4204044.374 | 0 | 12800203.5314 | 33862057.8276 | 421.6965 | 0.039713 | 322314.6835 | 852661.3208 | 7227.8283 | 19120.7226
1 | 2300 | 707 | 0.035 | 15 | 15 | 7 | 5.6234e-13 | 0 | CO2 | Porous | Wet | R245fa | MinimizeLCOE | IgnoreSilica | 3.2345 | 0.30505 | 0.014298 | 4 | 228755.712 | 597028.2745 | 5129.7912 | 13388.2138 | 52.0584 | 4.9218 | 445203532.2656 | 187812.9094 | 0 | 169957.0604 | 0 | 0 | 0 | 92908.6114 | 175764.6467 | 457303.5563 | 312119.0739 | 1395865.8581 | 3144235.0165 | 8542653.4943 | 8542653.4943 | 8315156.4279 | 4204044.374 | 0 | 13082754.3689 | 34144608.6651 | 562.3413 | 0.057191 | 228755.712 | 597028.2745 | 5129.7912 | 13388.2138
1 | 2300 | 707 | 0.035 | 15 | 15 | 7 | 7.4989e-13 | 0 | CO2 | Porous | Wet | R245fa | MinimizeLCOE | IgnoreSilica | 4.248 | 0.42151 | 0.020161 | 4 | 166365.3529 | 427538.1008 | 3730.7026 | 9587.4379 | 52.8409 | 4.9802 | 611392377.2693 | 232111.1088 | 0 | 216244.5324 | 0 | 0 | 0 | 110002.4441 | 217759.6533 | 566565.9491 | 386692.902 | 1729376.5897 | 3144235.0165 | 8542653.4943 | 8542653.4943 | 8315156.4279 | 4204044.374 | 0 | 13416265.1005 | 34478119.3967 | 749.8942 | 0.080643 | 166365.3529 | 427538.1008 | 3730.7026 | 9587.4379
1 | 2300 | 707 | 0.035 | 15 | 15 | 7 | 1e-12 | 0 | CO2 | Porous | Wet | R245fa | MinimizeLCOE | IgnoreSilica | 5.5728 | 0.5743 | 0.027997 | 4 | 123404.7839 | 311474.875 | 2767.3222 | 6984.7483 | 53.4612 | 5.0248 | 769319434.4252 | 285313.218 | 0 | 273389.6699 | 0 | 0 | 0 | 130016.1911 | 268600.4408 | 698843.2494 | 476974.8775 | 2133137.6467 | 3144235.0165 | 8542653.4943 | 8542653.4943 | 8315156.4279 | 4204044.374 | 0 | 13820026.1575 | 34881880.4536 | 1000 | 0.11199 | 123404.7839 | 311474.875 | 2767.3222 | 6984.7483
1 | 2300 | 707 | 0.035 | 15 | 15 | 7 | 1.3335e-12 | 0 | CO2 | Porous | Wet | R245fa | MinimizeLCOE | IgnoreSilica | 7.2855 | 0.77247 | 0.038415 | 4 | 93078.9613 | 230146.9677 | 2087.2731 | 5160.9897 | 53.9436 | 5.0582 | 950234395.1203 | 348586.9197 | 0 | 343223.6877 | 0 | 0 | 0 | 152684.0529 | 329352.9175 | 856908.7318 | 584857.8172 | 2615614.1269 | 3144235.0165 | 8542653.4943 | 8542653.4943 | 8315156.4279 | 4204044.374 | 0 | 14302502.6377 | 35364356.9339 | 1333.5214 | 0.15366 | 93078.9613 | 230146.9677 | 2087.2731 | 5160.9897
1 | 2300 | 707 | 0.035 | 15 | 15 | 7 | 1.7783e-12 | 0 | CO2 | Porous | Wet | R245fa | MinimizeLCOE | IgnoreSilica | 9.4903 | 1.0282 | 0.052201 | 4 | 71248.8925 | 172118.4068 | 1597.7391 | 3859.7134 | 54.3141 | 5.0826 | 1169052146.635 | 423636.8726 | 0 | 428294.6748 | 0 | 0 | 0 | 178042.8611 | 401690.0193 | 1045115.0323 | 713312.4845 | 3190091.9447 | 3144235.0165 | 8542653.4943 | 8542653.4943 | 8315156.4279 | 4204044.374 | 0 | 14876980.4555 | 35938834.7517 | 1778.2794 | 0.2088 | 71248.8925 | 172118.4068 | 1597.7391 | 3859.7134
1 | 2300 | 707 | 0.035 | 15 | 15 | 7 | 2.3714e-12 | 0 | CO2 | Porous | Wet | R245fa | MinimizeLCOE | IgnoreSilica | 12.2555 | 1.35 | 0.070269 | 4 | 55286.9129 | 130220.1872 | 1239.7956 | 2920.156 | 54.5888 | 5.0993 | 1395726918.715 | 510557.2246 | 0 | 529423.3412 | 0 | 0 | 0 | 203982.4404 | 485145.5724 | 1262249.2624 | 861511.0582 | 3852868.8993 | 3144235.0165 | 8542653.4943 | 8542653.4943 | 8315156.4279 | 4204044.374 | 0 | 15539757.4101 | 36601611.7063 | 2371.3737 | 0.28107 | 55286.9129 | 130220.1872 | 1239.7956 | 2920.156
1 | 2300 | 707 | 0.035 | 15 | 15 | 7 | 3.1623e-12 | 0 | CO2 | Porous | Wet | R245fa | MinimizeLCOE | IgnoreSilica | 15.8675 | 1.7705 | 0.094033 | 4 | 43465.2239 | 99461.2184 | 974.6971 | 2230.3936 | 54.7938 | 5.1095 | 1642541232.0815 | 615495.3484 | 0 | 654759.1199 | 0 | 0 | 0 | 234868.95 | 586998.1331 | 1527248.7326 | 1042378.6418 | 4661748.9258 | 3144235.0165 | 8542653.4943 | 8542653.4943 | 8315156.4279 | 4204044.374 | 0 | 16348637.4366 | 37410491.7328 | 3162.2777 | 0.37613 | 43465.2239 | 99461.2184 | 974.6971 | 2230.3936
1 | 2300 | 707 | 0.035 | 15 | 15 | 7 | 4.217e-12 | 0 | CO2 | Porous | Wet | R245fa | MinimizeLCOE | IgnoreSilica | 20.4844 | 2.3086 | 0.12498 | 4 | 34621.9534 | 76751.1351 | 776.3889 | 1721.1255 | 54.9308 | 5.1127 | 1836755943.9211 | 739417.2834 | 0 | 806824.6518 | 0 | 0 | 0 | 268862.671 | 707890.7964 | 1841786.6438 | 1257057.2293 | 5621839.2757 | 3144235.0165 | 8542653.4943 | 8542653.4943 | 8315156.4279 | 4204044.374 | 0 | 17308727.7865 | 38370582.0827 | 4216.965 | 0.49994 | 34621.9534 | 76751.1351 | 776.3889 | 1721.1255
1 | 2300 | 707 | 0.035 | 15 | 15 | 7 | 5.6234e-12 | 0 | CO2 | Porous | Wet | R245fa | MinimizeLCOE | IgnoreSilica | 26.2138 | 2.9787 | 0.16471 | 4 | 27937.9551 | 59906.1627 | 626.5018 | 1343.3811 | 54.9946 | 5.1058 | 844514148.271 | 881477.6461 | 0 | 986368.7869 | 0 | 0 | 0 | 301715.7427 | 846129.2485 | 2201454.7397 | 1502538.0952 | 6719684.2593 | 3144235.0165 | 8542653.4943 | 8542653.4943 | 8315156.4279 | 4204044.374 | 0 | 18406572.7701 | 39468427.0663 | 5623.4133 | 0.65884 | 27937.9551 | 59906.1627 | 626.5018 | 1343.3811
1 | 2300 | 707 | 0.035 | 15 | 15 | 7 | 7.4989e-12 | 0 | CO2 | Porous | Wet | R245fa | MinimizeLCOE | IgnoreSilica | 31.705 | 3.6305 | 0.2109 | 4 | 22874.7101 | 47841.7462 | 512.9598 | 1072.8395 | 54.9984 | 5.0941 | 1852056581.1969 | 1008479.062 | 0 | 1151110.679 | 0 | 0 | 0 | 297395.966 | 958224.4257 | 2493103.3969 | 1701594.2965 | 7609907.8262 | 3144235.0165 | 8542653.4943 | 8542653.4943 | 8315156.4279 | 4204044.374 | 0 | 19296796.337 | 40358650.6332 | 7498.9421 | 0.84359 | 22874.7101 | 47841.7462 | 512.9598 | 1072.8395
1 | 2300 | 707 | 0.035 | 15 | 15 | 7 | 1e-11 | 0 | CO2 | Porous | Wet | R245fa | MinimizeLCOE | IgnoreSilica | 40.046 | 4.6101 | 0.27192 | 4 | 19011.2892 | 38375.0746 | 426.3235 | 860.5517 | 54.9341 | 5.0682 | 1594829136.3294 | 1188044.7462 | 0 | 1390958.754 | 0 | 0 | 0 | 324071.0174 | 1132199.0618 | 2945749.713 | 2010534.7082 | 8991558.0006 | 3144235.0165 | 8542653.4943 | 8542653.4943 | 8315156.4279 | 4204044.374 | 0 | 20678446.5114 | 41740300.8076 | 10000 | 1.0877 | 19011.2892 | 38375.0746 | 426.3235 | 860.5517
1 | 2300 | 707 | 0.035 | 15 | 15 | 7 | 1.3335e-11 | 0 | CO2 | Porous | Wet | R245fa | MinimizeLCOE | IgnoreSilica | 50 | 5.7817 | 0.3453 | 4 | 16074.4582 | 31323.2724 | 360.4658 | 702.4168 | 54.7735 | 5.0252 | 2064507708.1781 | 1385367.0108 | 0 | 1664804.408 | 0 | 0 | 0 | 344886.597 | 1324072.6262 | 3444965.3687 | 2351259.6511 | 10515355.6617 | 3144235.0165 | 8542653.4943 | 8542653.4943 | 8315156.4279 | 4204044.374 | 0 | 22202244.1725 | 43264098.4687 | 13335.2143 | 1.3812 | 16074.4582 | 31323.2724 | 360.4658 | 702.4168
1 | 2300 | 707 | 0.035 | 15 | 15 | 7 | 1.7783e-11 | 0 | CO2 | Porous | Wet | R245fa | MinimizeLCOE | IgnoreSilica | 56.182 | 6.5352 | 0.41269 | 4 | 13820.8647 | 26579.8174 | 309.9295 | 596.0459 | 54.6336 | 4.9916 | 3355740007.4741 | 1499980.5361 | 0 | 1829661.1569 | 0 | 0 | 0 | 263192.341 | 1401205.2733 | 3645648.6944 | 2488230.1445 | 11127918.1463 | 3144235.0165 | 8542653.4943 | 8542653.4943 | 8315156.4279 | 4204044.374 | 0 | 22814806.6571 | 43876660.9532 | 17782.7941 | 1.6508 | 13820.8647 | 26579.8174 | 309.9295 | 596.0459
1 | 2300 | 707 | 0.035 | 15 | 15 | 7 | 2.3714e-11 | 0 | CO2 | Porous | Wet | R245fa | MinimizeLCOE | IgnoreSilica | 66.623 | 7.7782 | 0.49819 | 4 | 12096.1555 | 22665.302 | 271.2533 | 508.2639 | 54.3419 | 4.9257 | 3736451285.2728 | 1681603.8262 | 0 | 2100565.5768 | 0 | 0 | 0 | 227169.7825 | 1563642.2823 | 4068276.4714 | 2776682.2865 | 12417940.2256 | 3144235.0165 | 8542653.4943 | 8542653.4943 | 8315156.4279 | 4204044.374 | 0 | 24104828.7364 | 45166683.0326 | 23713.7371 | 1.9928 | 12096.1555 | 22665.302 | 271.2533 | 508.2639
1 | 2300 | 707 | 0.035 | 15 | 15 | 7 | 3.1623e-11 | 0 | CO2 | Porous | Wet | R245fa | MinimizeLCOE | IgnoreSilica | 70 | 8.2137 | 0.55596 | 4 | 10740.9626 | 20211.8627 | 240.8635 | 453.2461 | 54.233 | 4.9019 | 10137906221.3182 | 1737340.5956 | 0 | 2186453.3414 | 0 | 0 | 0 | 14983.7138 | 1536123.2838 | 3996677.6823 | 2727814.6417 | 12199393.2585 | 3144235.0165 | 8542653.4943 | 8542653.4943 | 8315156.4279 | 4204044.374 | 0 | 23886281.7693 | 44948136.0655 | 31622.7766 | 2.2238 | 10740.9626 | 20211.8627 | 240.8635 | 453.2461
1 | 2300 | 707 | 0.035 | 15 | 15 | 7 | 4.217e-11 | 0 | CO2 | Porous | Wet | R245fa | MinimizeLCOE | IgnoreSilica | 86.2185 | 10.1331 | 0.66602 | 4 | 9706.2107 | 17612.1306 | 217.6594 | 394.9477 | 53.5953 | 4.7657 | 11836360370.8136 | 1985161.5428 | 0 | 2590198.5381 | 0 | 0 | 0 | 0 | 1784390.4315 | 4642617.874 | 3168682.0953 | 14171050.4817 | 3144235.0165 | 8542653.4943 | 8542653.4943 | 8315156.4279 | 4204044.374 | 0 | 25857938.9925 | 46919793.2887 | 42169.6503 | 2.6641 | 9706.2107 | 17612.1306 | 217.6594 | 394.9477
1 | 2300 | 707 | 0.035 | 15 | 15 | 7 | 5.6234e-11 | 0 | CO2 | Porous | Wet | R245fa | MinimizeLCOE | IgnoreSilica | 103.1958 | 12.1407 | 0.76651 | 4 | 9075.8239 | 15945.2539 | 203.5231 | 357.5684 | 52.7517 | 4.5931 | 14764769713.0819 | 2211681.6571 | 0 | 2999331.1464 | 0 | 0 | 0 | 0 | 2032294.9934 | 5287614.6917 | 3608905.6767 | 16139828.1652 | 3144235.0165 | 8542653.4943 | 8542653.4943 | 8315156.4279 | 4204044.374 | 0 | 27826716.676 | 48888570.9722 | 56234.1325 | 3.066 | 9075.8239 | 15945.2539 | 203.5231 | 357.5684
1 | 2300 | 707 | 0.035 | 15 | 15 | 7 | 7.4989e-11 | 0 | CO2 | Porous | Wet | R245fa | MinimizeLCOE | IgnoreSilica | 116.3823 | 13.673 | 0.83719 | 4 | 8737.3515 | 15026.8281 | 195.933 | 336.973 | 52.0699 | 4.4652 | 3054589127.8964 | 2369987.1083 | 0 | 3303514.9833 | 0 | 0 | 0 | 0 | 2212665.8157 | 5756902.5724 | 3929204.2982 | 17572274.778 | 3144235.0165 | 8542653.4943 | 8542653.4943 | 8315156.4279 | 4204044.374 | 0 | 29259163.2888 | 50321017.585 | 74989.4209 | 3.3487 | 8737.3515 | 15026.8281 | 195.933 | 336.973
1 | 2300 | 707 | 0.035 | 15 | 15 | 7 | 1e-10 | 0 | CO2 | Porous | Wet | R245fa | MinimizeLCOE | IgnoreSilica | 120.1601 | 14.0206 | 0.8717 | 4 | 8502.5302 | 14542.9543 | 190.6672 | 326.1222 | 52.2117 | 4.5208 | 3086513251.8467 | 2431045.4447 | 0 | 3367601.4433 | 0 | 0 | 0 | 0 | 2261472.2863 | 5883886.9972 | 4015873.7774 | 17959879.9489 | 3144235.0165 | 8542653.4943 | 8542653.4943 | 8315156.4279 | 4204044.374 | 0 | 29646768.4597 | 50708622.7559 | 100000 | 3.4868 | 8502.5302 | 14542.9543 | 190.6672 | 326.1222
1 | 2300 | 707 | 0.035 | 15 | 15 | 7 | 1.3335e-10 | 0 | CO2 | Porous | Wet | R245fa | MinimizeLCOE | IgnoreSilica | 122.6887 | 14.2362 | 0.89789 | 4 | 8325.9182 | 14190.1997 | 186.7067 | 318.2118 | 52.3681 | 4.5745 | 3070638174.165 | 2475193.7529 | 0 | 3406163.3015 | 0 | 0 | 0 | 0 | 2293729.2512 | 5967813.0031 | 4073155.0009 | 18216054.3097 | 3144235.0165 | 8542653.4943 | 8542653.4943 | 8315156.4279 | 4204044.374 | 0 | 29902942.8205 | 50964797.1167 | 133352.1432 | 3.5915 | 8325.9182 | 14190.1997 | 186.7067 | 318.2118
1 | 2300 | 707 | 0.035 | 15 | 15 | 7 | 1.7783e-10 | 0 | CO2 | Porous | Wet | R245fa | MinimizeLCOE | IgnoreSilica | 124.4844 | 14.3827 | 0.91775 | 4 | 8194.9572 | 13932.3012 | 183.7699 | 312.4285 | 52.5021 | 4.619 | 3144312215.8643 | 2507863.1763 | 0 | 3431880.1758 | 0 | 0 | 0 | 0 | 2316499.9073 | 6027057.5794 | 4113590.6416 | 18396891.4804 | 3144235.0165 | 8542653.4943 | 8542653.4943 | 8315156.4279 | 4204044.374 | 0 | 30083779.9912 | 51145634.2873 | 177827.941 | 3.671 | 8194.9572 | 13932.3012 | 183.7699 | 312.4285
1 | 2300 | 707 | 0.035 | 15 | 15 | 7 | 2.3714e-10 | 0 | CO2 | Porous | Wet | R245fa | MinimizeLCOE | IgnoreSilica | 126.2501 | 14.5421 | 0.93439 | 4 | 8096.679 | 13731.8455 | 181.5661 | 307.9333 | 52.5695 | 4.6453 | 3157724866.0229 | 2536422.6672 | 0 | 3460842.6641 | 0 | 0 | 0 | 0 | 2338933.4792 | 6085425.1316 | 4153427.6953 | 18575051.6373 | 3144235.0165 | 8542653.4943 | 8542653.4943 | 8315156.4279 | 4204044.374 | 0 | 30261940.1481 | 51323794.4443 | 237137.3706 | 3.7376 | 8096.679 | 13731.8455 | 181.5661 | 307.9333
1 | 2300 | 707 | 0.035 | 15 | 15 | 7 | 3.1623e-10 | 0 | CO2 | Porous | Wet | R245fa | MinimizeLCOE | IgnoreSilica | 127.5996 | 14.6633 | 0.94721 | 4 | 8022.9019 | 13581.806 | 179.9116 | 304.5687 | 52.6217 | 4.6655 | 3168539850.7376 | 2558276.5767 | 0 | 3482780.0768 | 0 | 0 | 0 | 0 | 2356012.0949 | 6129860.1864 | 4183755.5332 | 18710684.4681 | 3144235.0165 | 8542653.4943 | 8542653.4943 | 8315156.4279 | 4204044.374 | 0 | 30397572.9789 | 51459427.2751 | 316227.766 | 3.7889 | 8022.9019 | 13581.806 | 179.9116 | 304.5687
1 | 2300 | 707 | 0.035 | 15 | 15 | 7 | 4.217e-10 | 0 | CO2 | Porous | Wet | R245fa | MinimizeLCOE | IgnoreSilica | 128.613 | 14.7535 | 0.95698 | 4 | 7967.5348 | 13469.6973 | 178.67 | 302.0547 | 52.663 | 4.6813 | 3178572039.5259 | 2574802.3061 | 0 | 3499037.2131 | 0 | 0 | 0 | 0 | 2368797.4125 | 6163124.9601 | 4206459.4248 | 18812221.3166 | 3144235.0165 | 8542653.4943 | 8542653.4943 | 8315156.4279 | 4204044.374 | 0 | 30499109.8274 | 51560964.1236 | 421696.5034 | 3.8279 | 7967.5348 | 13469.6973 | 178.67 | 302.0547
1 | 2300 | 707 | 0.035 | 15 | 15 | 7 | 5.6234e-10 | 0 | CO2 | Porous | Wet | R245fa | MinimizeLCOE | IgnoreSilica | 129.4024 | 14.8242 | 0.96449 | 4 | 7925.9926 | 13385.3345 | 177.7385 | 300.1629 | 52.6926 | 4.693 | 3183967906.3336 | 2587523.6531 | 0 | 3511807.3823 | 0 | 0 | 0 | 0 | 2378739.1038 | 6188991.2016 | 4224113.6661 | 18891175.0069 | 3144235.0165 | 8542653.4943 | 8542653.4943 | 8315156.4279 | 4204044.374 | 0 | 30578063.5177 | 51639917.8139 | 562341.3252 | 3.8579 | 7925.9926 | 13385.3345 | 177.7385 | 300.1629
1 | 2300 | 707 | 0.035 | 15 | 15 | 7 | 7.4989e-10 | 0 | CO2 | Porous | Wet | R245fa | MinimizeLCOE | IgnoreSilica | 129.9897 | 14.8764 | 0.97015 | 4 | 7894.8281 | 13322.2963 | 177.0396 | 298.7493 | 52.716 | 4.702 | 3189209341.5703 | 2597064.5949 | 0 | 3521198.3525 | 0 | 0 | 0 | 0 | 2386122.5495 | 6208201.4127 | 4237225.0299 | 18949811.9394 | 3144235.0165 | 8542653.4943 | 8542653.4943 | 8315156.4279 | 4204044.374 | 0 | 30636700.4502 | 51698554.7464 | 749894.2093 | 3.8806 | 7894.8281 | 13322.2963 | 177.0396 | 298.7493
1 | 2300 | 707 | 0.035 | 15 | 15 | 7 | 1e-09 | 0 | CO2 | Porous | Wet | R245fa | MinimizeLCOE | IgnoreSilica | 130.4307 | 14.9155 | 0.97443 | 4 | 7871.4513 | 13275.0926 | 176.5154 | 297.6907 | 52.734 | 4.7088 | 3193457475.1487 | 2604248.0068 | 0 | 3528212.5982 | 0 | 0 | 0 | 0 | 2391659.6359 | 6222607.7758 | 4247057.6688 | 18993785.6855 | 3144235.0165 | 8542653.4943 | 8542653.4943 | 8315156.4279 | 4204044.374 | 0 | 30680674.1963 | 51742528.4925 | 1000000 | 3.8977 | 7871.4513 | 13275.0926 | 176.5154 | 297.6907
1 | 2300 | 707 | 0.035 | 15 | 15 | 7 | 1.3335e-09 | 0 | CO2 | Porous | Wet | R245fa | MinimizeLCOE | IgnoreSilica | 130.7667 | 14.9453 | 0.97767 | 4 | 7853.9174 | 13239.6454 | 176.1222 | 296.8958 | 52.7472 | 4.7139 | 3196267652.6709 | 2609694.0984 | 0 | 3533575.1483 | 0 | 0 | 0 | 0 | 2395875.0062 | 6233575.3046 | 4254543.2325 | 19027262.79 | 3144235.0165 | 8542653.4943 | 8542653.4943 | 8315156.4279 | 4204044.374 | 0 | 30714151.3008 | 51776005.597 | 1333521.4322 | 3.9107 | 7853.9174 | 13239.6454 | 176.1222 | 296.8958
1 | 2300 | 707 | 0.035 | 15 | 15 | 7 | 1.7783e-09 | 0 | CO2 | Porous | Wet | R245fa | MinimizeLCOE | IgnoreSilica | 131.0297 | 14.969 | 0.98014 | 4 | 7840.7668 | 13212.8952 | 175.8273 | 296.296 | 52.7562 | 4.7176 | 3197265326.3702 | 2613881.0593 | 0 | 3537845.5971 | 0 | 0 | 0 | 0 | 2399173.396 | 6242157.0382 | 4260400.4421 | 19053457.5327 | 3144235.0165 | 8542653.4943 | 8542653.4943 | 8315156.4279 | 4204044.374 | 0 | 30740346.0436 | 51802200.3397 | 1778279.41 | 3.9206 | 7840.7668 | 13212.8952 | 175.8273 | 296.296
1 | 2300 | 707 | 0.035 | 15 | 15 | 7 | 2.3714e-09 | 0 | CO2 | Porous | Wet | R245fa | MinimizeLCOE | IgnoreSilica | 131.2271 | 14.9867 | 0.98201 | 4 | 7830.9041 | 13192.8472 | 175.6061 | 295.8464 | 52.763 | 4.7203 | 3198060695.2541 | 2617026.8347 | 0 | 3541044.9079 | 0 | 0 | 0 | 0 | 2401647.9796 | 6248595.3973 | 4264794.7544 | 19073109.8739 | 3144235.0165 | 8542653.4943 | 8542653.4943 | 8315156.4279 | 4204044.374 | 0 | 30759998.3847 | 51821852.6809 | 2371373.7057 | 3.928 | 7830.9041 | 13192.8472 | 175.6061 | 295.8464
1 | 2300 | 707 | 0.035 | 15 | 15 | 7 | 3.1623e-09 | 0 | CO2 | Porous | Wet | R245fa | MinimizeLCOE | IgnoreSilica | 131.3586 | 14.998 | 0.98335 | 4 | 7823.5075 | 13178.1103 | 175.4403 | 295.5159 | 52.7697 | 4.7228 | 3200540203.5671 | 2619245.597 | 0 | 3543046.9646 | 0 | 0 | 0 | 0 | 2403294.099 | 6252878.2623 | 4267717.8978 | 19086182.8207 | 3144235.0165 | 8542653.4943 | 8542653.4943 | 8315156.4279 | 4204044.374 | 0 | 30773071.3315 | 51834925.6277 | 3162277.6602 | 3.9334 | 7823.5075 | 13178.1103 | 175.4403 | 295.5159
1 | 2300 | 707 | 0.035 | 15 | 15 | 7 | 4.217e-09 | 0 | CO2 | Porous | Wet | R245fa | MinimizeLCOE | IgnoreSilica | 131.4707 | 15.0081 | 0.98441 | 4 | 7817.9605 | 13166.8292 | 175.3159 | 295.2629 | 52.7735 | 4.7243 | 3200923863.2703 | 2621026.6906 | 0 | 3544864.8753 | 0 | 0 | 0 | 0 | 2404697.7107 | 6256530.1719 | 4270210.4012 | 19097329.8498 | 3144235.0165 | 8542653.4943 | 8542653.4943 | 8315156.4279 | 4204044.374 | 0 | 30784218.3606 | 51846072.6568 | 4216965.0343 | 3.9376 | 7817.9605 | 13166.8292 | 175.3159 | 295.2629
1 | 2300 | 707 | 0.035 | 15 | 15 | 7 | 5.6234e-09 | 0 | CO2 | Porous | Wet | R245fa | MinimizeLCOE | IgnoreSilica | 131.5561 | 15.0158 | 0.9852 | 4 | 7813.8006 | 13158.349 | 175.2226 | 295.0728 | 52.7762 | 4.7254 | 3201074276.2227 | 2622374.6754 | 0 | 3546258.5939 | 0 | 0 | 0 | 0 | 2405766.975 | 6259312.1783 | 4272109.1777 | 19105821.6003 | 3144235.0165 | 8542653.4943 | 8542653.4943 | 8315156.4279 | 4204044.374 | 0 | 30792710.1111 | 51854564.4073 | 5623413.2519 | 3.9408 | 7813.8006 | 13158.349 | 175.2226 | 295.0728
1 | 2300 | 707 | 0.035 | 15 | 15 | 7 | 7.4989e-09 | 0 | CO2 | Porous | Wet | R245fa | MinimizeLCOE | IgnoreSilica | 131.6144 | 15.0209 | 0.98578 | 4 | 7810.681 | 13152.0898 | 175.1526 | 294.9324 | 52.7788 | 4.7264 | 3201826419.2269 | 2623337.0286 | 0 | 3547168.3191 | 0 | 0 | 0 | 0 | 2406497.0856 | 6261211.7763 | 4273405.6924 | 19111619.9021 | 3144235.0165 | 8542653.4943 | 8542653.4943 | 8315156.4279 | 4204044.374 | 0 | 30798508.4129 | 51860362.7091 | 7498942.0933 | 3.9431 | 7810.681 | 13152.0898 | 175.1526 | 294.9324
1 | 2300 | 707 | 0.035 | 15 | 15 | 7 | 1e-08 | 0 | CO2 | Porous | Wet | R245fa | MinimizeLCOE | IgnoreSilica | 131.6487 | 15.0236 | 0.98619 | 4 | 7808.3416 | 13147.5615 | 175.1002 | 294.8309 | 52.7816 | 4.7273 | 3203450055.3599 | 2623977.2395 | 0 | 3547625.3481 | 0 | 0 | 0 | 0 | 2406925.0091 | 6262325.1456 | 4274165.5898 | 19115018.3321 | 3144235.0165 | 8542653.4943 | 8542653.4943 | 8315156.4279 | 4204044.374 | 0 | 30801906.8429 | 51863761.139 | 10000000 | 3.9447 | 7808.3416 | 13147.5615 | 175.1002 | 294.8309
1 | 2400 | 707 | 0.035 | 15 | 15 | 7 | 1e-13 | 0 | CO2 | Porous | Wet | R245fa | MinimizeLCOE | IgnoreSilica | 0.54442 | 0.0079934 | 0.0007542 | 4 | 4104770.3984 | 11343887.3598 | 92048.4773 | 254383.9136 | 41.9647 | 4.2139 | 41924044.0263 | 39025.5529 | 0 | 24736.1368 | 0 | 0 | 0 | 29258.274 | 36277.7858 | 94387.3571 | 64421.3107 | 288106.4174 | 3144235.0165 | 8950992.9972 | 8950992.9972 | 8547679.308 | 4340407.0141 | 0 | 12383334.431 | 34222413.7503 | 100 | 0.0030168 | 4104770.3984 | 11343887.3598 | 92048.4773 | 254383.9136
1 | 2400 | 707 | 0.035 | 15 | 15 | 7 | 1.3335e-13 | 0 | CO2 | Porous | Wet | R245fa | MinimizeLCOE | IgnoreSilica | 0.78799 | 0.030247 | 0.0016091 | 4 | 1945143.9662 | 5338297.6722 | 43619.3801 | 119710.0262 | 45.5067 | 4.5741 | 55714099.1243 | 57155.028 | 0 | 40291.9743 | 0 | 0 | 0 | 39494.9476 | 53407.3604 | 138954.9965 | 94839.6403 | 424143.947 | 3144235.0165 | 8950992.9972 | 8950992.9972 | 8547679.308 | 4340407.0141 | 0 | 12519371.9607 | 34358451.2799 | 133.3521 | 0.0064362 | 1945143.9662 | 5338297.6722 | 43619.3801 | 119710.0262
1 | 2400 | 707 | 0.035 | 15 | 15 | 7 | 1.7783e-13 | 0 | CO2 | Porous | Wet | R245fa | MinimizeLCOE | IgnoreSilica | 1.0806 | 0.060381 | 0.0029214 | 4 | 1084179.2541 | 2953080.0995 | 24312.4559 | 66222.1026 | 48.0879 | 4.8217 | 75260486.4605 | 77485.6616 | 0 | 58164.1705 | 0 | 0 | 0 | 49666.2781 | 72273.2829 | 188040.2569 | 128341.3392 | 573970.9891 | 3144235.0165 | 8950992.9972 | 8950992.9972 | 8547679.308 | 4340407.0141 | 0 | 12669199.0027 | 34508278.322 | 177.8279 | 0.011686 | 1084179.2541 | 2953080.0995 | 24312.4559 | 66222.1026
1 | 2400 | 707 | 0.035 | 15 | 15 | 7 | 2.3714e-13 | 0 | CO2 | Porous | Wet | R245fa | MinimizeLCOE | IgnoreSilica | 1.4633 | 0.10198 | 0.0048218 | 4 | 666278.5406 | 1798579.3897 | 14941.1341 | 40332.7051 | 50.196 | 5.0103 | 126253212.4315 | 102040.5356 | 0 | 80319.3029 | 0 | 0 | 0 | 61571.5454 | 95133.2397 | 247517.1753 | 168935.5581 | 755517.357 | 3144235.0165 | 8950992.9972 | 8950992.9972 | 8547679.308 | 4340407.0141 | 0 | 12850745.3706 | 34689824.6899 | 237.1374 | 0.019287 | 666278.5406 | 1798579.3897 | 14941.1341 | 40332.7051
1 | 2400 | 707 | 0.035 | 15 | 15 | 7 | 3.1623e-13 | 0 | CO2 | Porous | Wet | R245fa | MinimizeLCOE | IgnoreSilica | 1.9504 | 0.15694 | 0.0074806 | 4 | 436551.3672 | 1166405.7275 | 9789.5582 | 26156.3646 | 51.8731 | 5.1506 | 298874348.4315 | 130773.5341 | 0 | 106959.9324 | 0 | 0 | 0 | 74636.0405 | 121824.1078 | 316961.3388 | 216332.6267 | 967487.5803 | 3144235.0165 | 8950992.9972 | 8950992.9972 | 8547679.308 | 4340407.0141 | 0 | 13062715.594 | 34901794.9132 | 316.2278 | 0.029923 | 436551.3672 | 1166405.7275 | 9789.5582 | 26156.3646
1 | 2400 | 707 | 0.035 | 15 | 15 | 7 | 4.217e-13 | 0 | CO2 | Porous | Wet | R245fa | MinimizeLCOE | IgnoreSilica | 2.5915 | 0.23061 | 0.011132 | 4 | 299145.7115 | 789588.7987 | 6708.2698 | 17706.3367 | 53.2448 | 5.2587 | 409942022.5634 | 165465.1727 | 0 | 140033.424 | 0 | 0 | 0 | 90179.7581 | 154314.5584 | 401494.8266 | 274028.4691 | 1225516.2089 | 3144235.0165 | 8950992.9972 | 8950992.9972 | 8547679.308 | 4340407.0141 | 0 | 13320744.2225 | 35159823.5418 | 421.6965 | 0.044529 | 299145.7115 | 789588.7987 | 6708.2698 | 17706.3367
1 | 2400 | 707 | 0.035 | 15 | 15 | 7 | 5.6234e-13 | 0 | CO2 | Porous | Wet | R245fa | MinimizeLCOE | IgnoreSilica | 3.4346 | 0.32862 | 0.016087 | 4 | 211887.0926 | 551278.392 | 4751.5165 | 12362.2838 | 54.351 | 5.3415 | 494238852.3002 | 207278.9319 | 0 | 181039.7016 | 0 | 0 | 0 | 108649.9268 | 193817.7385 | 504273.9982 | 344177.3656 | 1539237.6627 | 3144235.0165 | 8950992.9972 | 8950992.9972 | 8547679.308 | 4340407.0141 | 0 | 13634465.6763 | 35473544.9956 | 562.3413 | 0.064348 | 211887.0926 | 551278.392 | 4751.5165 | 12362.2838
1 | 2400 | 707 | 0.035 | 15 | 15 | 7 | 7.4989e-13 | 0 | CO2 | Porous | Wet | R245fa | MinimizeLCOE | IgnoreSilica | 4.5038 | 0.45426 | 0.02273 | 4 | 153968.1422 | 394165.7762 | 3452.6981 | 8839.0716 | 55.2079 | 5.403 | 698427181.3971 | 255949.8177 | 0 | 230114.5743 | 0 | 0 | 0 | 128594.4986 | 239716.9673 | 623694.3762 | 425684.2274 | 1903754.4615 | 3144235.0165 | 8950992.9972 | 8950992.9972 | 8547679.308 | 4340407.0141 | 0 | 13998982.4751 | 35838061.7944 | 749.8942 | 0.090921 | 153968.1422 | 394165.7762 | 3452.6981 | 8839.0716
1 | 2400 | 707 | 0.035 | 15 | 15 | 7 | 1e-12 | 0 | CO2 | Porous | Wet | R245fa | MinimizeLCOE | IgnoreSilica | 5.9166 | 0.62079 | 0.031623 | 4 | 114210.702 | 286865.2205 | 2561.1472 | 6432.8828 | 55.8951 | 5.4505 | 844116250.0818 | 315047.098 | 0 | 291357.2912 | 0 | 0 | 0 | 152748.757 | 296069.727 | 770312.6975 | 525754.2444 | 2351289.8151 | 3144235.0165 | 8950992.9972 | 8950992.9972 | 8547679.308 | 4340407.0141 | 0 | 14446517.8288 | 36285597.148 | 1000 | 0.12649 | 114210.702 | 286865.2205 | 2561.1472 | 6432.8828
1 | 2400 | 707 | 0.035 | 15 | 15 | 7 | 1.3335e-12 | 0 | CO2 | Porous | Wet | R245fa | MinimizeLCOE | IgnoreSilica | 7.7239 | 0.83479 | 0.043426 | 4 | 86205.0626 | 211931.7248 | 1933.1276 | 4752.5174 | 56.4242 | 5.4856 | 1059631745.1633 | 384610.4347 | 0 | 365417.431 | 0 | 0 | 0 | 179452.6585 | 362497.4044 | 943143.8879 | 643715.0832 | 2878836.8997 | 3144235.0165 | 8950992.9972 | 8950992.9972 | 8547679.308 | 4340407.0141 | 0 | 14974064.9134 | 36813144.2326 | 1333.5214 | 0.1737 | 86205.0626 | 211931.7248 | 1933.1276 | 4752.5174
1 | 2400 | 707 | 0.035 | 15 | 15 | 7 | 1.7783e-12 | 0 | CO2 | Porous | Wet | R245fa | MinimizeLCOE | IgnoreSilica | 10.048 | 1.1107 | 0.059034 | 4 | 66071.0844 | 158556.5365 | 1481.628 | 3555.5917 | 56.8312 | 5.5112 | 1288514437.6922 | 467074.0427 | 0 | 455563.3672 | 0 | 0 | 0 | 209490.3713 | 441529.8347 | 1148770.0596 | 784059.1705 | 3506486.8459 | 3144235.0165 | 8950992.9972 | 8950992.9972 | 8547679.308 | 4340407.0141 | 0 | 15601714.8595 | 37440794.1788 | 1778.2794 | 0.23614 | 66071.0844 | 158556.5365 | 1481.628 | 3555.5917
1 | 2400 | 707 | 0.035 | 15 | 15 | 7 | 2.3714e-12 | 0 | CO2 | Porous | Wet | R245fa | MinimizeLCOE | IgnoreSilica | 13.0176 | 1.464 | 0.079558 | 4 | 51358.5803 | 119984.9311 | 1151.7037 | 2690.6329 | 57.138 | 5.5288 | 1539623664.4701 | 564350.7709 | 0 | 564718.9967 | 0 | 0 | 0 | 242693.7782 | 534987.7829 | 1391928.4699 | 950019.782 | 4248699.5805 | 3144235.0165 | 8950992.9972 | 8950992.9972 | 8547679.308 | 4340407.0141 | 0 | 16343927.5941 | 38183006.9134 | 2371.3737 | 0.31823 | 51358.5803 | 119984.9311 | 1151.7037 | 2690.6329
1 | 2400 | 707 | 0.035 | 15 | 15 | 7 | 3.1623e-12 | 0 | CO2 | Porous | Wet | R245fa | MinimizeLCOE | IgnoreSilica | 16.7862 | 1.9134 | 0.10636 | 4 | 40465.2843 | 91796.7844 | 907.4242 | 2058.5206 | 57.3606 | 5.539 | 1805485684.8521 | 678470.1906 | 0 | 696162.3557 | 0 | 0 | 0 | 278703.2407 | 644800.9569 | 1677639.8231 | 1145023.6513 | 5120800.2184 | 3144235.0165 | 8950992.9972 | 8950992.9972 | 8547679.308 | 4340407.0141 | 0 | 17216028.2321 | 39055107.5513 | 3162.2777 | 0.42545 | 40465.2843 | 91796.7844 | 907.4242 | 2058.5206
1 | 2400 | 707 | 0.035 | 15 | 15 | 7 | 4.217e-12 | 0 | CO2 | Porous | Wet | R245fa | MinimizeLCOE | IgnoreSilica | 21.5198 | 2.4791 | 0.14104 | 4 | 32313.6182 | 71024.3165 | 724.625 | 1592.703 | 57.5086 | 5.5415 | 2107083038.9023 | 811125.3747 | 0 | 853060.1342 | 0 | 0 | 0 | 316558.3448 | 772490.1029 | 2009860.7883 | 1371771.2865 | 6134866.0313 | 3144235.0165 | 8950992.9972 | 8950992.9972 | 8547679.308 | 4340407.0141 | 0 | 18230094.045 | 40069173.3642 | 4216.965 | 0.56416 | 32313.6182 | 71024.3165 | 724.625 | 1592.703
1 | 2400 | 707 | 0.035 | 15 | 15 | 7 | 5.6234e-12 | 0 | CO2 | Porous | Wet | R245fa | MinimizeLCOE | IgnoreSilica | 27.2512 | 3.1665 | 0.18499 | 4 | 26162.0429 | 55676.245 | 586.6774 | 1248.5262 | 57.5848 | 5.5356 | 2420569678.1682 | 960005.2215 | 0 | 1034001.3456 | 0 | 0 | 0 | 351108.4389 | 914594.8523 | 2379588.1966 | 1624117.8398 | 7263415.8948 | 3144235.0165 | 8950992.9972 | 8950992.9972 | 8547679.308 | 4340407.0141 | 0 | 19358643.9085 | 41197723.2277 | 5623.4133 | 0.73995 | 26162.0429 | 55676.245 | 586.6774 | 1248.5262
1 | 2400 | 707 | 0.035 | 15 | 15 | 7 | 7.4989e-12 | 0 | CO2 | Porous | Wet | R245fa | MinimizeLCOE | IgnoreSilica | 34.336 | 4.0178 | 0.24028 | 4 | 21491.7023 | 44214.4728 | 481.9462 | 991.4988 | 57.5898 | 5.519 | 2699205894.9657 | 1130635.3808 | 0 | 1247499.5307 | 0 | 0 | 0 | 385816.8108 | 1077941.1717 | 2804581.8126 | 1914184.7155 | 8560659.422 | 3144235.0165 | 8950992.9972 | 8950992.9972 | 8547679.308 | 4340407.0141 | 0 | 20655887.4357 | 42494966.755 | 7498.9421 | 0.96111 | 21491.7023 | 44214.4728 | 481.9462 | 991.4988
1 | 2400 | 707 | 0.035 | 15 | 15 | 7 | 1e-11 | 0 | CO2 | Porous | Wet | R245fa | MinimizeLCOE | IgnoreSilica | 41.6 | 4.8996 | 0.30423 | 4 | 17934.3593 | 35880.7713 | 402.1736 | 804.6176 | 57.529 | 5.4938 | 2214180492.1379 | 1293529.0355 | 0 | 1457504.3574 | 0 | 0 | 0 | 390196.0661 | 1225079.489 | 3187405.5321 | 2175469.7703 | 9729184.2504 | 3144235.0165 | 8950992.9972 | 8950992.9972 | 8547679.308 | 4340407.0141 | 0 | 21824412.264 | 43663491.5833 | 10000 | 1.2169 | 17934.3593 | 35880.7713 | 402.1736 | 804.6176
1 | 2400 | 707 | 0.035 | 15 | 15 | 7 | 1.3335e-11 | 0 | CO2 | Porous | Wet | R245fa | MinimizeLCOE | IgnoreSilica | 51.0834 | 6.0484 | 0.38309 | 4 | 15206.1134 | 29458.207 | 340.9934 | 660.5931 | 57.3673 | 5.4471 | 3181428217.1068 | 1491047.9935 | 0 | 1721618.4482 | 0 | 0 | 0 | 405292.3435 | 1411003.9262 | 3671142.7793 | 2505630.3813 | 11205735.872 | 3144235.0165 | 8950992.9972 | 8950992.9972 | 8547679.308 | 4340407.0141 | 0 | 23300963.8857 | 45140043.2049 | 13335.2143 | 1.5323 | 15206.1134 | 29458.207 | 340.9934 | 660.5931
1 | 2400 | 707 | 0.035 | 15 | 15 | 7 | 1.7783e-11 | 0 | CO2 | Porous | Wet | R245fa | MinimizeLCOE | IgnoreSilica | 60.5109 | 7.1987 | 0.46803 | 4 | 13137.5814 | 24802.9246 | 294.6071 | 556.1995 | 57.1476 | 5.3925 | 3671588412.2902 | 1673488.8412 | 0 | 1974757.4881 | 0 | 0 | 0 | 387612.3079 | 1573984.8685 | 4095185.7592 | 2795048.4283 | 12500077.6933 | 3144235.0165 | 8950992.9972 | 8950992.9972 | 8547679.308 | 4340407.0141 | 0 | 24595305.7069 | 46434385.0262 | 17782.7941 | 1.8721 | 13137.5814 | 24802.9246 | 294.6071 | 556.1995
1 | 2400 | 707 | 0.035 | 15 | 15 | 7 | 2.3714e-11 | 0 | CO2 | Porous | Wet | R245fa | MinimizeLCOE | IgnoreSilica | 67.417 | 8.0625 | 0.54669 | 4 | 11560.0353 | 21546.9783 | 259.231 | 483.1857 | 56.9409 | 5.3435 | 8837419103.5864 | 1798924.1249 | 0 | 2155839.9946 | 0 | 0 | 0 | 301855.9708 | 1660081.8352 | 4319192.4057 | 2947937.5674 | 13183831.8987 | 3144235.0165 | 8950992.9972 | 8950992.9972 | 8547679.308 | 4340407.0141 | 0 | 25279059.9123 | 47118139.2316 | 23713.7371 | 2.1868 | 11560.0353 | 21546.9783 | 259.231 | 483.1857
1 | 2400 | 707 | 0.035 | 15 | 15 | 7 | 3.1623e-11 | 0 | CO2 | Porous | Wet | R245fa | MinimizeLCOE | IgnoreSilica | 77.4 | 9.2876 | 0.6382 | 4 | 10353.7616 | 18908.7655 | 232.1806 | 424.0245 | 56.5984 | 5.2664 | 4306696074.0332 | 1969663.744 | 0 | 2411357.6736 | 0 | 0 | 0 | 247495.7566 | 1805121.698 | 4696556.3767 | 3205496.2317 | 14335691.4806 | 3144235.0165 | 8950992.9972 | 8950992.9972 | 8547679.308 | 4340407.0141 | 0 | 26430919.4943 | 48269998.8136 | 31622.7766 | 2.5528 | 10353.7616 | 18908.7655 | 232.1806 | 424.0245
1 | 2400 | 707 | 0.035 | 15 | 15 | 7 | 4.217e-11 | 0 | CO2 | Porous | Wet | R245fa | MinimizeLCOE | IgnoreSilica | 80 | 9.642 | 0.69392 | 4 | 9409.9714 | 17277.953 | 211.0163 | 387.4539 | 56.4975 | 5.244 | 4643469933.8641 | 2012042.5557 | 0 | 2476985.8937 | 0 | 0 | 0 | 38833.7477 | 1765866.2569 | 4594421.7714 | 3135787.2649 | 14023937.4902 | 3144235.0165 | 8950992.9972 | 8950992.9972 | 8547679.308 | 4340407.0141 | 0 | 26119165.5039 | 47958244.8232 | 42169.6503 | 2.7757 | 9409.9714 | 17277.953 | 211.0163 | 387.4539
1 | 2400 | 707 | 0.035 | 15 | 15 | 7 | 5.6234e-11 | 0 | CO2 | Porous | Wet | R245fa | MinimizeLCOE | IgnoreSilica | 94.9149 | 11.4571 | 0.80336 | 4 | 8666.391 | 15462.5248 | 194.3417 | 346.7434 | 55.8253 | 5.0977 | 12219477287.1443 | 2238953.3119 | 0 | 2847437.1645 | 0 | 0 | 0 | 0 | 1983692.2858 | 5161160.4164 | 3522598.0354 | 15753841.2139 | 3144235.0165 | 8950992.9972 | 8950992.9972 | 8547679.308 | 4340407.0141 | 0 | 27849069.2275 | 49688148.5468 | 56234.1325 | 3.2135 | 8666.391 | 15462.5248 | 194.3417 | 346.7434
1 | 2400 | 707 | 0.035 | 15 | 15 | 7 | 7.4989e-11 | 0 | CO2 | Porous | Wet | R245fa | MinimizeLCOE | IgnoreSilica | 110.399 | 13.3378 | 0.90076 | 4 | 8230.0414 | 14291.3498 | 184.5567 | 320.48 | 54.9756 | 4.9195 | 15177108884.5482 | 2446577.537 | 0 | 3222271.3437 | 0 | 0 | 0 | 0 | 2210851.0635 | 5752180.9592 | 3925981.7002 | 17557862.6035 | 3144235.0165 | 8950992.9972 | 8950992.9972 | 8547679.308 | 4340407.0141 | 0 | 29653090.6172 | 51492169.9364 | 74989.4209 | 3.603 | 8230.0414 | 14291.3498 | 184.5567 | 320.48
1 | 2400 | 707 | 0.035 | 15 | 15 | 7 | 1e-10 | 0 | CO2 | Porous | Wet | R245fa | MinimizeLCOE | IgnoreSilica | 121.8191 | 14.702 | 0.96656 | 4 | 7994.8518 | 13643.5349 | 179.2826 | 305.953 | 54.3345 | 4.7957 | 3376764068.7674 | 2586263.94 | 0 | 3488365.2245 | 0 | 0 | 0 | 0 | 2369105.3741 | 6163926.2131 | 4207006.2965 | 18814667.0481 | 3144235.0165 | 8950992.9972 | 8950992.9972 | 8547679.308 | 4340407.0141 | 0 | 30909895.0618 | 52748974.3811 | 100000 | 3.8662 | 7994.8518 | 13643.5349 | 179.2826 | 305.953
1 | 2400 | 707 | 0.035 | 15 | 15 | 7 | 1.3335e-10 | 0 | CO2 | Porous | Wet | R245fa | MinimizeLCOE | IgnoreSilica | 124.6307 | 14.9677 | 0.99507 | 4 | 7840.4356 | 13327.2705 | 175.8199 | 298.8608 | 54.447 | 4.8413 | 3403358329.4546 | 2634271.2882 | 0 | 3536297.2799 | 0 | 0 | 0 | 0 | 2406521.7416 | 6261275.9261 | 4273449.4759 | 19111815.7116 | 3144235.0165 | 8950992.9972 | 8950992.9972 | 8547679.308 | 4340407.0141 | 0 | 31207043.7252 | 53046123.0445 | 133352.1432 | 3.9803 | 7840.4356 | 13327.2705 | 175.8199 | 298.8608
1 | 2400 | 707 | 0.035 | 15 | 15 | 7 | 1.7783e-10 | 0 | CO2 | Porous | Wet | R245fa | MinimizeLCOE | IgnoreSilica | 126.8445 | 15.1764 | 1.0175 | 4 | 7724.3923 | 13090.0302 | 173.2176 | 293.5407 | 54.5325 | 4.8762 | 3420928537.0119 | 2671844.57 | 0 | 3573815.2838 | 0 | 0 | 0 | 0 | 2435807.343 | 6337471.0536 | 4325454.2161 | 19344392.4665 | 3144235.0165 | 8950992.9972 | 8950992.9972 | 8547679.308 | 4340407.0141 | 0 | 31439620.4802 | 53278699.7994 | 177827.941 | 4.0702 | 7724.3923 | 13090.0302 | 173.2176 | 293.5407
1 | 2400 | 707 | 0.035 | 15 | 15 | 7 | 2.3714e-10 | 0 | CO2 | Porous | Wet | R245fa | MinimizeLCOE | IgnoreSilica | 128.5398 | 15.3349 | 1.035 | 4 | 7637.2407 | 12912.597 | 171.2633 | 289.5618 | 54.5999 | 4.9035 | 3435998948.9915 | 2700701.2812 | 0 | 3602189.7999 | 0 | 0 | 0 | 0 | 2458127.5216 | 6395543.58 | 4365089.9086 | 19521652.0913 | 3144235.0165 | 8950992.9972 | 8950992.9972 | 8547679.308 | 4340407.0141 | 0 | 31616880.105 | 53455959.4243 | 237137.3706 | 4.1398 | 7637.2407 | 12912.597 | 171.2633 | 289.5618
1 | 2400 | 707 | 0.035 | 15 | 15 | 7 | 3.1623e-10 | 0 | CO2 | Porous | Wet | R245fa | MinimizeLCOE | IgnoreSilica | 129.8387 | 15.456 | 1.0484 | 4 | 7571.8162 | 12779.6874 | 169.7961 | 286.5814 | 54.6516 | 4.9245 | 3449304283.2299 | 2722803.0819 | 0 | 3623785.927 | 0 | 0 | 0 | 0 | 2475169.7134 | 6439883.8673 | 4395353.0658 | 19656995.6553 | 3144235.0165 | 8950992.9972 | 8950992.9972 | 8547679.308 | 4340407.0141 | 0 | 31752223.669 | 53591302.9883 | 316227.766 | 4.1935 | 7571.8162 | 12779.6874 | 169.7961 | 286.5814
1 | 2400 | 707 | 0.035 | 15 | 15 | 7 | 4.217e-10 | 0 | CO2 | Porous | Wet | R245fa | MinimizeLCOE | IgnoreSilica | 130.823 | 15.5473 | 1.0586 | 4 | 7522.7169 | 12680.2032 | 168.6951 | 284.3505 | 54.6917 | 4.9406 | 3456694865.4396 | 2739592.581 | 0 | 3640022.2059 | 0 | 0 | 0 | 0 | 2488049.7669 | 6473395.1242 | 4418225.1873 | 19759284.8652 | 3144235.0165 | 8950992.9972 | 8950992.9972 | 8547679.308 | 4340407.0141 | 0 | 31854512.8789 | 53693592.1982 | 421696.5034 | 4.2344 | 7522.7169 | 12680.2032 | 168.6951 | 284.3505
1 | 2400 | 707 | 0.035 | 15 | 15 | 7 | 5.6234e-10 | 0 | CO2 | Porous | Wet | R245fa | MinimizeLCOE | IgnoreSilica | 131.5755 | 15.6171 | 1.0664 | 4 | 7485.8773 | 12605.5618 | 167.869 | 282.6767 | 54.7216 | 4.9527 | 3463437182.3442 | 2752383.7306 | 0 | 3652432.0585 | 0 | 0 | 0 | 0 | 2497878.1577 | 6498966.5812 | 4435678.232 | 19837338.76 | 3144235.0165 | 8950992.9972 | 8950992.9972 | 8547679.308 | 4340407.0141 | 0 | 31932566.7736 | 53771646.0929 | 562341.3252 | 4.2657 | 7485.8773 | 12605.5618 | 167.869 | 282.6767
1 | 2400 | 707 | 0.035 | 15 | 15 | 7 | 7.4989e-10 | 0 | CO2 | Porous | Wet | R245fa | MinimizeLCOE | IgnoreSilica | 132.146 | 15.67 | 1.0724 | 4 | 7458.2403 | 12549.6032 | 167.2492 | 281.4218 | 54.7441 | 4.9618 | 3467984819.0764 | 2762071.6806 | 0 | 3661820.357 | 0 | 0 | 0 | 0 | 2505317.8946 | 6518323.2505 | 4448889.5566 | 19896422.7393 | 3144235.0165 | 8950992.9972 | 8950992.9972 | 8547679.308 | 4340407.0141 | 0 | 31991650.753 | 53830730.0722 | 749894.2093 | 4.2894 | 7458.2403 | 12549.6032 | 167.2492 | 281.4218
1 | 2400 | 707 | 0.035 | 15 | 15 | 7 | 1e-09 | 0 | CO2 | Porous | Wet | R245fa | MinimizeLCOE | IgnoreSilica | 132.5696 | 15.709 | 1.0768 | 4 | 7437.5094 | 12507.7752 | 166.7843 | 280.4838 | 54.7619 | 4.9689 | 3472707419.0087 | 2769322.0171 | 0 | 3668718.6224 | 0 | 0 | 0 | 0 | 2510835.8494 | 6532679.8369 | 4458688.2218 | 19940244.5476 | 3144235.0165 | 8950992.9972 | 8950992.9972 | 8547679.308 | 4340407.0141 | 0 | 32035472.5613 | 53874551.8805 | 1000000 | 4.3073 | 7437.5094 | 12507.7752 | 166.7843 | 280.4838
1 | 2400 | 707 | 0.035 | 15 | 15 | 7 | 1.3335e-09 | 0 | CO2 | Porous | Wet | R245fa | MinimizeLCOE | IgnoreSilica | 132.9009 | 15.7398 | 1.0802 | 4 | 7421.9601 | 12476.2215 | 166.4356 | 279.7762 | 54.7741 | 4.974 | 3474068694.043 | 2774895.0652 | 0 | 3674204.566 | 0 | 0 | 0 | 0 | 2515148.8562 | 6543901.3958 | 4466347.1664 | 19974497.0496 | 3144235.0165 | 8950992.9972 | 8950992.9972 | 8547679.308 | 4340407.0141 | 0 | 32069725.0632 | 53908804.3825 | 1333521.4322 | 4.3209 | 7421.9601 | 12476.2215 | 166.4356 | 279.7762
1 | 2400 | 707 | 0.035 | 15 | 15 | 7 | 1.7783e-09 | 0 | CO2 | Porous | Wet | R245fa | MinimizeLCOE | IgnoreSilica | 133.1445 | 15.7623 | 1.0828 | 4 | 7410.2978 | 12452.6613 | 166.1741 | 279.2479 | 54.7838 | 4.9779 | 3476777984.3262 | 2779037.592 | 0 | 3678185.6505 | 0 | 0 | 0 | 0 | 2518317.0646 | 6552144.4242 | 4471973.2026 | 19999657.9339 | 3144235.0165 | 8950992.9972 | 8950992.9972 | 8547679.308 | 4340407.0141 | 0 | 32094885.9476 | 53933965.2668 | 1778279.41 | 4.3311 | 7410.2978 | 12452.6613 | 166.1741 | 279.2479
1 | 2400 | 707 | 0.035 | 15 | 15 | 7 | 2.3714e-09 | 0 | CO2 | Porous | Wet | R245fa | MinimizeLCOE | IgnoreSilica | 133.3271 | 15.7791 | 1.0847 | 4 | 7401.5513 | 12435.006 | 165.978 | 278.852 | 54.7912 | 4.9809 | 3478463331.4562 | 2782148.0068 | 0 | 3681163.2988 | 0 | 0 | 0 | 0 | 2520691.4092 | 6558321.9817 | 4476189.5126 | 20018514.2091 | 3144235.0165 | 8950992.9972 | 8950992.9972 | 8547679.308 | 4340407.0141 | 0 | 32113742.2227 | 53952821.542 | 2371373.7057 | 4.3388 | 7401.5513 | 12435.006 | 165.978 | 278.852
1 | 2400 | 707 | 0.035 | 15 | 15 | 7 | 3.1623e-09 | 0 | CO2 | Porous | Wet | R245fa | MinimizeLCOE | IgnoreSilica | 133.4586 | 15.7911 | 1.0861 | 4 | 7394.9918 | 12421.8607 | 165.8309 | 278.5572 | 54.7974 | 4.9833 | 3480418425.519 | 2784434.3023 | 0 | 3683260.0464 | 0 | 0 | 0 | 0 | 2522400.796 | 6562769.4556 | 4479225.0049 | 20032089.6051 | 3144235.0165 | 8950992.9972 | 8950992.9972 | 8547679.308 | 4340407.0141 | 0 | 32127317.6188 | 53966396.9381 | 3162277.6602 | 4.3445 | 7394.9918 | 12421.8607 | 165.8309 | 278.5572
1 | 2400 | 707 | 0.035 | 15 | 15 | 7 | 4.217e-09 | 0 | CO2 | Porous | Wet | R245fa | MinimizeLCOE | IgnoreSilica | 133.5707 | 15.8017 | 1.0872 | 4 | 7390.0726 | 12411.7903 | 165.7206 | 278.3314 | 54.8007 | 4.9847 | 3480292035.4882 | 2786270.1847 | 0 | 3685156.9623 | 0 | 0 | 0 | 0 | 2523856.5873 | 6566557.126 | 4481810.1678 | 20043651.028 | 3144235.0165 | 8950992.9972 | 8950992.9972 | 8547679.308 | 4340407.0141 | 0 | 32138879.0417 | 53977958.361 | 4216965.0343 | 4.3489 | 7390.0726 | 12411.7903 | 165.7206 | 278.3314
1 | 2400 | 707 | 0.035 | 15 | 15 | 7 | 5.6234e-09 | 0 | CO2 | Porous | Wet | R245fa | MinimizeLCOE | IgnoreSilica | 133.6413 | 15.808 | 1.088 | 4 | 7386.3834 | 12404.4575 | 165.6379 | 278.1669 | 54.8045 | 4.9862 | 3481826607.6895 | 2787527.3648 | 0 | 3686250.7689 | 0 | 0 | 0 | 0 | 2524773.4721 | 6568942.6722 | 4483438.3521 | 20050932.6301 | 3144235.0165 | 8950992.9972 | 8950992.9972 | 8547679.308 | 4340407.0141 | 0 | 32146160.6437 | 53985239.963 | 5623413.2519 | 4.3521 | 7386.3834 | 12404.4575 | 165.6379 | 278.1669
1 | 2400 | 707 | 0.035 | 15 | 15 | 7 | 7.4989e-09 | 0 | CO2 | Porous | Wet | R245fa | MinimizeLCOE | IgnoreSilica | 133.7 | 15.8134 | 1.0886 | 4 | 7383.6169 | 12398.866 | 165.5758 | 278.0416 | 54.8068 | 4.9871 | 3482887726.1199 | 2788522.6062 | 0 | 3687211.998 | 0 | 0 | 0 | 0 | 2525536.4956 | 6570927.9028 | 4484793.3127 | 20056992.3153 | 3144235.0165 | 8950992.9972 | 8950992.9972 | 8547679.308 | 4340407.0141 | 0 | 32152220.329 | 53991299.6483 | 7498942.0933 | 4.3545 | 7383.6169 | 12398.866 | 165.5758 | 278.0416
1 | 2400 | 707 | 0.035 | 15 | 15 | 7 | 1e-08 | 0 | CO2 | Porous | Wet | R245fa | MinimizeLCOE | IgnoreSilica | 133.7487 | 15.818 | 1.0891 | 4 | 7381.5422 | 12394.5994 | 165.5293 | 277.9459 | 54.808 | 4.9877 | 3482075435.9956 | 2789310.5211 | 0 | 3688044.9241 | 0 | 0 | 0 | 0 | 2526168.6236 | 6572572.5703 | 4485915.8321 | 20062012.4712 | 3144235.0165 | 8950992.9972 | 8950992.9972 | 8547679.308 | 4340407.0141 | 0 | 32157240.4849 | 53996319.8041 | 10000000 | 4.3564 | 7381.5422 | 12394.5994 | 165.5293 | 277.9459
1 | 2500 | 707 | 0.035 | 15 | 15 | 7 | 1e-13 | 0 | CO2 | Porous | Wet | R245fa | MinimizeLCOE | IgnoreSilica | 0.58332 | 0.0083159 | 0.00078328 | 4 | 4095614.5051 | 11318484.3274 | 91843.1586 | 253814.2567 | 43.3306 | 4.5937 | 175044352.4653 | 43393.1461 | 0 | 26615.5644 | 0 | 0 | 0 | 34148.1145 | 40621.1618 | 105687.9304 | 72134.1842 | 322600.1016 | 3144235.0165 | 9365192.5909 | 9365192.5909 | 8785769.2746 | 4479113.6905 | 0 | 12832027.7089 | 35462103.2648 | 100 | 0.0031331 | 4095614.5051 | 11318484.3274 | 91843.1586 | 253814.2567
1 | 2500 | 707 | 0.035 | 15 | 15 | 7 | 1.3335e-13 | 0 | CO2 | Porous | Wet | R245fa | MinimizeLCOE | IgnoreSilica | 0.82225 | 0.030604 | 0.0017313 | 4 | 1872506.0285 | 5140239.181 | 41990.492 | 115268.6128 | 46.8808 | 4.9441 | 51664381.0157 | 61782.2235 | 0 | 41922.8889 | 0 | 0 | 0 | 44252.7821 | 57703.5788 | 150132.8755 | 102468.7725 | 458263.1213 | 3144235.0165 | 9365192.5909 | 9365192.5909 | 8785769.2746 | 4479113.6905 | 0 | 12967690.7286 | 35597766.2845 | 133.3521 | 0.0069253 | 1872506.0285 | 5140239.181 | 41990.492 | 115268.6128
1 | 2500 | 707 | 0.035 | 15 | 15 | 7 | 1.7783e-13 | 0 | CO2 | Porous | Wet | R245fa | MinimizeLCOE | IgnoreSilica | 1.139 | 0.06333 | 0.0032004 | 4 | 1026144.153 | 2793884.2989 | 23011.0329 | 62652.1755 | 49.7843 | 5.2139 | 130703198.0644 | 84605.5646 | 0 | 61367.247 | 0 | 0 | 0 | 56451.6789 | 78945.5513 | 205400.1306 | 140189.8097 | 626959.9821 | 3144235.0165 | 9365192.5909 | 9365192.5909 | 8785769.2746 | 4479113.6905 | 0 | 13136387.5894 | 35766463.1453 | 177.8279 | 0.012802 | 1026144.153 | 2793884.2989 | 23011.0329 | 62652.1755
1 | 2500 | 707 | 0.035 | 15 | 15 | 7 | 2.3714e-13 | 0 | CO2 | Porous | Wet | R245fa | MinimizeLCOE | IgnoreSilica | 1.5559 | 0.1091 | 0.0053391 | 4 | 624745.9744 | 1684387.9579 | 14009.7764 | 37771.9901 | 52.1446 | 5.4179 | 111680612.6517 | 112331.2355 | 0 | 85615.1128 | 0 | 0 | 0 | 70956.551 | 104872.1307 | 272855.7719 | 186229.671 | 832860.4729 | 3144235.0165 | 9365192.5909 | 9365192.5909 | 8785769.2746 | 4479113.6905 | 0 | 13342288.0803 | 35972363.6362 | 237.1374 | 0.021356 | 624745.9744 | 1684387.9579 | 14009.7764 | 37771.9901
1 | 2500 | 707 | 0.035 | 15 | 15 | 7 | 3.1623e-13 | 0 | CO2 | Porous | Wet | R245fa | MinimizeLCOE | IgnoreSilica | 2.0773 | 0.16894 | 0.0083374 | 4 | 407116.4687 | 1085684.0306 | 9129.4877 | 24346.2002 | 53.977 | 5.5658 | 283038830.9052 | 144184.8212 | 0 | 114241.5025 | 0 | 0 | 0 | 86335.5812 | 134457.1429 | 349829.9048 | 238766.0983 | 1067815.0509 | 3144235.0165 | 9365192.5909 | 9365192.5909 | 8785769.2746 | 4479113.6905 | 0 | 13577242.6583 | 36207318.2142 | 316.2278 | 0.03335 | 407116.4687 | 1085684.0306 | 9129.4877 | 24346.2002
1 | 2500 | 707 | 0.035 | 15 | 15 | 7 | 4.217e-13 | 0 | CO2 | Porous | Wet | R245fa | MinimizeLCOE | IgnoreSilica | 2.7398 | 0.24691 | 0.012451 | 4 | 278116.2878 | 732509.4145 | 6236.6901 | 16426.3454 | 55.433 | 5.6766 | 105595491.1825 | 181377.1961 | 0 | 148585.3438 | 0 | 0 | 0 | 103181.8049 | 168926.2944 | 439511.5666 | 299975.6753 | 1341557.881 | 3144235.0165 | 9365192.5909 | 9365192.5909 | 8785769.2746 | 4479113.6905 | 0 | 13850985.4884 | 36481061.0443 | 421.6965 | 0.049803 | 278116.2878 | 732509.4145 | 6236.6901 | 16426.3454
1 | 2500 | 707 | 0.035 | 15 | 15 | 7 | 5.6234e-13 | 0 | CO2 | Porous | Wet | R245fa | MinimizeLCOE | IgnoreSilica | 3.5829 | 0.34767 | 0.01801 | 4 | 196711.4068 | 510843.9215 | 4411.2054 | 11455.5506 | 56.5914 | 5.7605 | 16849030.7271 | 224912.0328 | 0 | 189881.3907 | 0 | 0 | 0 | 121695.694 | 209230.7559 | 544375.5076 | 371547.4697 | 1661642.8508 | 3144235.0165 | 9365192.5909 | 9365192.5909 | 8785769.2746 | 4479113.6905 | 0 | 14171070.4582 | 36801146.0141 | 562.3413 | 0.07204 | 196711.4068 | 510843.9215 | 4411.2054 | 11455.5506
1 | 2500 | 707 | 0.035 | 15 | 15 | 7 | 7.4989e-13 | 0 | CO2 | Porous | Wet | R245fa | MinimizeLCOE | IgnoreSilica | 4.6961 | 0.48146 | 0.025486 | 4 | 142864.1587 | 364852.6304 | 3203.694 | 8181.7315 | 57.5383 | 5.8262 | 32610441.6516 | 277786.9943 | 0 | 241407.0696 | 0 | 0 | 0 | 144139.4273 | 258700.0616 | 673084.4936 | 459393.9974 | 2054512.0439 | 3144235.0165 | 9365192.5909 | 9365192.5909 | 8785769.2746 | 4479113.6905 | 0 | 14563939.6512 | 37194015.2071 | 749.8942 | 0.10194 | 142864.1587 | 364852.6304 | 3203.694 | 8181.7315
1 | 2500 | 707 | 0.035 | 15 | 15 | 7 | 1e-12 | 0 | CO2 | Porous | Wet | R245fa | MinimizeLCOE | IgnoreSilica | 6.177 | 0.65997 | 0.035505 | 4 | 105975.3399 | 265321.6624 | 2376.4712 | 5949.7737 | 58.3035 | 5.8772 | 179139775.5663 | 342431.9417 | 0 | 306144.3161 | 0 | 0 | 0 | 171827.2913 | 319957.3842 | 832463.4814 | 568173.4315 | 2540997.8463 | 3144235.0165 | 9365192.5909 | 9365192.5909 | 8785769.2746 | 4479113.6905 | 0 | 15050425.4537 | 37680501.0096 | 1000 | 0.14202 | 105975.3399 | 265321.6624 | 2376.4712 | 5949.7737
1 | 2500 | 707 | 0.035 | 15 | 15 | 7 | 1.3335e-12 | 0 | CO2 | Porous | Wet | R245fa | MinimizeLCOE | IgnoreSilica | 8.1527 | 0.89852 | 0.048898 | 4 | 80036.8089 | 195737.2808 | 1794.806 | 4389.3609 | 58.9111 | 5.9159 | 476543567.3121 | 421636.4443 | 0 | 387677.1174 | 0 | 0 | 0 | 206142.263 | 396027.7716 | 1030383.0253 | 703257.587 | 3145124.2087 | 3144235.0165 | 9365192.5909 | 9365192.5909 | 8785769.2746 | 4479113.6905 | 0 | 15654551.8161 | 38284627.372 | 1333.5214 | 0.19559 | 80036.8089 | 195737.2808 | 1794.806 | 4389.3609
1 | 2500 | 707 | 0.035 | 15 | 15 | 7 | 1.7783e-12 | 0 | CO2 | Porous | Wet | R245fa | MinimizeLCOE | IgnoreSilica | 10.6378 | 1.2001 | 0.066553 | 4 | 61422.7525 | 146430.4496 | 1377.3903 | 3283.6672 | 59.3625 | 5.9431 | 1427527179.254 | 513297.646 | 0 | 484612.7074 | 0 | 0 | 0 | 242559.874 | 483783.3886 | 1258705.1396 | 859092.1216 | 3842050.8772 | 3144235.0165 | 9365192.5909 | 9365192.5909 | 8785769.2746 | 4479113.6905 | 0 | 16351478.4845 | 38981554.0404 | 1778.2794 | 0.26621 | 61422.7525 | 146430.4496 | 1377.3903 | 3283.6672
1 | 2500 | 707 | 0.035 | 15 | 15 | 7 | 2.3714e-12 | 0 | CO2 | Porous | Wet | R245fa | MinimizeLCOE | IgnoreSilica | 13.7681 | 1.5814 | 0.089698 | 4 | 47828.3085 | 110901.565 | 1072.5382 | 2486.9406 | 59.6972 | 5.9612 | 1686452532.0106 | 619872.4681 | 0 | 600307.5951 | 0 | 0 | 0 | 281443.1036 | 585633.035 | 1523697.0273 | 1039954.53 | 4650907.759 | 3144235.0165 | 9365192.5909 | 9365192.5909 | 8785769.2746 | 4479113.6905 | 0 | 17160335.3663 | 39790410.9222 | 2371.3737 | 0.35879 | 47828.3085 | 110901.565 | 1072.5382 | 2486.9406
1 | 2500 | 707 | 0.035 | 15 | 15 | 7 | 3.1623e-12 | 0 | CO2 | Porous | Wet | R245fa | MinimizeLCOE | IgnoreSilica | 17.7071 | 2.0624 | 0.11983 | 4 | 37763.745 | 84975.9915 | 846.8428 | 1905.5659 | 59.9387 | 5.9713 | 1993788393.1611 | 743914.7112 | 0 | 738501.5554 | 0 | 0 | 0 | 322967.6447 | 704099.7254 | 1831923.0547 | 1250325.1271 | 5591731.8184 | 3144235.0165 | 9365192.5909 | 9365192.5909 | 8785769.2746 | 4479113.6905 | 0 | 18101159.4257 | 40731234.9816 | 3162.2777 | 0.47933 | 37763.745 | 84975.9915 | 846.8428 | 1905.5659
1 | 2500 | 707 | 0.035 | 15 | 15 | 7 | 4.217e-12 | 0 | CO2 | Porous | Wet | R245fa | MinimizeLCOE | IgnoreSilica | 22.6452 | 2.6668 | 0.15873 | 4 | 30230.6997 | 65873.4984 | 677.9161 | 1477.1972 | 60.0998 | 5.9732 | 2306271453.2359 | 887929.4336 | 0 | 903227.7166 | 0 | 0 | 0 | 367024.5327 | 841690.8563 | 2189906.9536 | 1494656.4939 | 6684435.9865 | 3144235.0165 | 9365192.5909 | 9365192.5909 | 8785769.2746 | 4479113.6905 | 0 | 19193863.5939 | 41823939.1498 | 4216.965 | 0.63491 | 30230.6997 | 65873.4984 | 677.9161 | 1477.1972
1 | 2500 | 707 | 0.035 | 15 | 15 | 7 | 5.6234e-12 | 0 | CO2 | Porous | Wet | R245fa | MinimizeLCOE | IgnoreSilica | 28.6861 | 3.4085 | 0.20807 | 4 | 24544.1862 | 51734.0475 | 550.3974 | 1160.1234 | 60.1835 | 5.9656 | 2642920475.3495 | 1051253.6818 | 0 | 1095210.7997 | 0 | 0 | 0 | 410206.0833 | 997101.5202 | 2594253.622 | 1770631.4036 | 7918657.1106 | 3144235.0165 | 9365192.5909 | 9365192.5909 | 8785769.2746 | 4479113.6905 | 0 | 20428084.718 | 43058160.2739 | 5623.4133 | 0.8323 | 24544.1862 | 51734.0475 | 550.3974 | 1160.1234
1 | 2500 | 707 | 0.035 | 15 | 15 | 7 | 7.4989e-12 | 0 | CO2 | Porous | Wet | R245fa | MinimizeLCOE | IgnoreSilica | 35.9166 | 4.2994 | 0.26935 | 4 | 20225.2918 | 41229.9801 | 453.5472 | 924.5723 | 60.1893 | 5.9466 | 2980211339.4505 | 1232645.0363 | 0 | 1314704.2455 | 0 | 0 | 0 | 449157.0709 | 1168637.4775 | 3040554.996 | 2075241.262 | 9280940.0882 | 3144235.0165 | 9365192.5909 | 9365192.5909 | 8785769.2746 | 4479113.6905 | 0 | 21790367.6955 | 44420443.2514 | 7498.9421 | 1.0774 | 20225.2918 | 41229.9801 | 453.5472 | 924.5723
1 | 2500 | 707 | 0.035 | 15 | 15 | 7 | 1e-11 | 0 | CO2 | Porous | Wet | R245fa | MinimizeLCOE | IgnoreSilica | 44.248 | 5.3303 | 0.34297 | 4 | 16933.5273 | 33429.1599 | 379.7302 | 749.6408 | 60.1137 | 5.9142 | 3320604716.9568 | 1426754.0551 | 0 | 1557113.9984 | 0 | 0 | 0 | 477711.0194 | 1350015.8384 | 3512464.2853 | 2397329.0486 | 10721388.2454 | 3144235.0165 | 9365192.5909 | 9365192.5909 | 8785769.2746 | 4479113.6905 | 0 | 23230815.8527 | 45860891.4086 | 10000 | 1.3719 | 16933.5273 | 33429.1599 | 379.7302 | 749.6408
1 | 2500 | 707 | 0.035 | 15 | 15 | 7 | 1.3335e-11 | 0 | CO2 | Porous | Wet | R245fa | MinimizeLCOE | IgnoreSilica | 52.146 | 6.3217 | 0.42313 | 4 | 14419.6897 | 27790.2506 | 323.358 | 623.1896 | 59.9753 | 5.8722 | 3642089271.3857 | 1598466.8238 | 0 | 1779076.7693 | 0 | 0 | 0 | 463384.9955 | 1497962.1496 | 3897390.2388 | 2660048.9214 | 11896329.8984 | 3144235.0165 | 9365192.5909 | 9365192.5909 | 8785769.2746 | 4479113.6905 | 0 | 24405757.5057 | 47035833.0616 | 13335.2143 | 1.6925 | 14419.6897 | 27790.2506 | 323.358 | 623.1896
1 | 2500 | 707 | 0.035 | 15 | 15 | 7 | 1.7783e-11 | 0 | CO2 | Porous | Wet | R245fa | MinimizeLCOE | IgnoreSilica | 63.0862 | 7.6821 | 0.52107 | 4 | 12501.642 | 23359.2434 | 280.3463 | 523.8253 | 59.711 | 5.8033 | 3941343664.2373 | 1819980.214 | 0 | 2076171.8806 | 0 | 0 | 0 | 477806.0092 | 1705843.6605 | 4438255.288 | 3029200.4311 | 13547257.4835 | 3144235.0165 | 9365192.5909 | 9365192.5909 | 8785769.2746 | 4479113.6905 | 0 | 26056685.0909 | 48686760.6468 | 17782.7941 | 2.0843 | 12501.642 | 23359.2434 | 280.3463 | 523.8253
1 | 2500 | 707 | 0.035 | 15 | 15 | 7 | 2.3714e-11 | 0 | CO2 | Porous | Wet | R245fa | MinimizeLCOE | IgnoreSilica | 71.6 | 8.761 | 0.61295 | 4 | 11046.8587 | 20276.8829 | 247.7231 | 454.7042 | 59.4471 | 5.7391 | 3953589218.4226 | 1980492.5348 | 0 | 2300850.6722 | 0 | 0 | 0 | 424484.9915 | 1835272.9974 | 4775003.873 | 3259038.2598 | 14575143.3287 | 3144235.0165 | 9365192.5909 | 9365192.5909 | 8785769.2746 | 4479113.6905 | 0 | 27084570.9361 | 49714646.492 | 23713.7371 | 2.4518 | 11046.8587 | 20276.8829 | 247.7231 | 454.7042
1 | 2500 | 707 | 0.035 | 15 | 15 | 7 | 3.1623e-11 | 0 | CO2 | Porous | Wet | R245fa | MinimizeLCOE | IgnoreSilica | 79.164 | 9.7287 | 0.70042 | 4 | 9941.4238 | 18018.7771 | 222.934 | 404.0667 | 59.1702 | 5.674 | 4467592574.4118 | 2114966.8031 | 0 | 2496598.9383 | 0 | 0 | 0 | 342228.6081 | 1931979.7963 | 5026615.1265 | 3430768.1105 | 15343157.3829 | 3144235.0165 | 9365192.5909 | 9365192.5909 | 8785769.2746 | 4479113.6905 | 0 | 27852584.9903 | 50482660.5462 | 31622.7766 | 2.8017 | 9941.4238 | 18018.7771 | 222.934 | 404.0667
1 | 2500 | 707 | 0.035 | 15 | 15 | 7 | 4.217e-11 | 0 | CO2 | Porous | Wet | R245fa | MinimizeLCOE | IgnoreSilica | 88.0601 | 10.8555 | 0.79114 | 4 | 9099.932 | 16251.0243 | 204.0638 | 364.4253 | 58.8037 | 5.5908 | 4719332078.3698 | 2264159.6707 | 0 | 2722446.6533 | 0 | 0 | 0 | 272204.8663 | 2050936.3642 | 5336115.7148 | 3642008.6216 | 16287871.8909 | 3144235.0165 | 9365192.5909 | 9365192.5909 | 8785769.2746 | 4479113.6905 | 0 | 28797299.4982 | 51427375.0541 | 42169.6503 | 3.1646 | 9099.932 | 16251.0243 | 204.0638 | 364.4253
1 | 2500 | 707 | 0.035 | 15 | 15 | 7 | 5.6234e-11 | 0 | CO2 | Porous | Wet | R245fa | MinimizeLCOE | IgnoreSilica | 91.6 | 11.3325 | 0.85137 | 4 | 8439.8891 | 15085.0629 | 189.2625 | 338.2789 | 58.6365 | 5.5528 | 5278325445.6414 | 2320497.8177 | 0 | 2811593.9569 | 0 | 0 | 0 | 108852.4435 | 2043968.2451 | 5317986.0982 | 3629634.7857 | 16232533.3471 | 3144235.0165 | 9365192.5909 | 9365192.5909 | 8785769.2746 | 4479113.6905 | 0 | 28741960.9544 | 51372036.5103 | 56234.1325 | 3.4055 | 8439.8891 | 15085.0629 | 189.2625 | 338.2789
1 | 2500 | 707 | 0.035 | 15 | 15 | 7 | 7.4989e-11 | 0 | CO2 | Porous | Wet | R245fa | MinimizeLCOE | IgnoreSilica | 101.3244 | 12.5581 | 0.93658 | 4 | 7903.6565 | 13944.2676 | 177.2376 | 312.6968 | 58.1449 | 5.444 | 12552152676.8904 | 2467842.4096 | 0 | 3053247.6617 | 0 | 0 | 0 | 0 | 2153225.1278 | 5602250.0954 | 3823650.8048 | 17100216.0994 | 3144235.0165 | 9365192.5909 | 9365192.5909 | 8785769.2746 | 4479113.6905 | 0 | 29609643.7068 | 52239719.2627 | 74989.4209 | 3.7463 | 7903.6565 | 13944.2676 | 177.2376 | 312.6968
1 | 2500 | 707 | 0.035 | 15 | 15 | 7 | 1e-10 | 0 | CO2 | Porous | Wet | R245fa | MinimizeLCOE | IgnoreSilica | 114.7085 | 14.2274 | 1.0274 | 4 | 7589.7051 | 13096.076 | 170.1973 | 293.6763 | 57.3628 | 5.2755 | 15083426674.5003 | 2651738.6758 | 0 | 3380293.1367 | 0 | 0 | 0 | 0 | 2352492.4069 | 6120702.6801 | 4177505.3471 | 18682732.2466 | 3144235.0165 | 9365192.5909 | 9365192.5909 | 8785769.2746 | 4479113.6905 | 0 | 31192159.8539 | 53822235.4098 | 100000 | 4.1098 | 7589.7051 | 13096.076 | 170.1973 | 293.6763
1 | 2500 | 707 | 0.035 | 15 | 15 | 7 | 1.3335e-10 | 0 | CO2 | Porous | Wet | R245fa | MinimizeLCOE | IgnoreSilica | 126.3675 | 15.6818 | 1.0958 | 4 | 7414.9233 | 12577.7943 | 166.2779 | 282.054 | 56.5754 | 5.1105 | 16871851196.727 | 2793676.7773 | 0 | 3661048.8381 | 0 | 0 | 0 | 0 | 2517342.99 | 6549610.0819 | 4470243.462 | 19991922.1493 | 3144235.0165 | 9365192.5909 | 9365192.5909 | 8785769.2746 | 4479113.6905 | 0 | 32501349.7566 | 55131425.3125 | 133352.1432 | 4.3832 | 7414.9233 | 12577.7943 | 166.2779 | 282.054
1 | 2500 | 707 | 0.035 | 15 | 15 | 7 | 1.7783e-10 | 0 | CO2 | Porous | Wet | R245fa | MinimizeLCOE | IgnoreSilica | 129.0734 | 15.9658 | 1.1214 | 4 | 7311.0823 | 12355.9199 | 163.9492 | 277.0785 | 56.6009 | 5.1329 | 3704539351.1076 | 2837132.8741 | 0 | 3712715.9882 | 0 | 0 | 0 | 0 | 2554441.0563 | 6646131.6407 | 4536121.4091 | 20286542.9685 | 3144235.0165 | 9365192.5909 | 9365192.5909 | 8785769.2746 | 4479113.6905 | 0 | 32795970.5758 | 55426046.1317 | 177827.941 | 4.4858 | 7311.0823 | 12355.9199 | 163.9492 | 277.0785
1 | 2500 | 707 | 0.035 | 15 | 15 | 7 | 2.3714e-10 | 0 | CO2 | Porous | Wet | R245fa | MinimizeLCOE | IgnoreSilica | 130.7083 | 16.1243 | 1.1396 | 4 | 7233.1909 | 12197.4914 | 162.2025 | 273.5258 | 56.6679 | 5.1611 | 3720212573.4171 | 2866325.4412 | 0 | 3740665.804 | 0 | 0 | 0 | 0 | 2576726.5856 | 6704114.0165 | 4575695.572 | 20463527.4193 | 3144235.0165 | 9365192.5909 | 9365192.5909 | 8785769.2746 | 4479113.6905 | 0 | 32972955.0266 | 55603030.5825 | 237137.3706 | 4.5586 | 7233.1909 | 12197.4914 | 162.2025 | 273.5258
1 | 2500 | 707 | 0.035 | 15 | 15 | 7 | 3.1623e-10 | 0 | CO2 | Porous | Wet | R245fa | MinimizeLCOE | IgnoreSilica | 131.9628 | 16.2456 | 1.1536 | 4 | 7174.7188 | 12078.7557 | 160.8913 | 270.8632 | 56.719 | 5.1827 | 3732829358.5464 | 2888691.7744 | 0 | 3762004.592 | 0 | 0 | 0 | 0 | 2593771.5829 | 6748461.6029 | 4605963.711 | 20598893.2632 | 3144235.0165 | 9365192.5909 | 9365192.5909 | 8785769.2746 | 4479113.6905 | 0 | 33108320.8706 | 55738396.4265 | 316227.766 | 4.6146 | 7174.7188 | 12078.7557 | 160.8913 | 270.8632
1 | 2500 | 707 | 0.035 | 15 | 15 | 7 | 4.217e-10 | 0 | CO2 | Porous | Wet | R245fa | MinimizeLCOE | IgnoreSilica | 132.923 | 16.3383 | 1.1644 | 4 | 7130.8375 | 11989.7124 | 159.9073 | 268.8664 | 56.7575 | 5.199 | 3741056284.881 | 2905766.5705 | 0 | 3778300.6153 | 0 | 0 | 0 | 0 | 2606786.2024 | 6782322.9734 | 4629074.7921 | 20702251.1537 | 3144235.0165 | 9365192.5909 | 9365192.5909 | 8785769.2746 | 4479113.6905 | 0 | 33211678.7611 | 55841754.317 | 421696.5034 | 4.6575 | 7130.8375 | 11989.7124 | 159.9073 | 268.8664
1 | 2500 | 707 | 0.035 | 15 | 15 | 7 | 5.6234e-10 | 0 | CO2 | Porous | Wet | R245fa | MinimizeLCOE | IgnoreSilica | 133.6561 | 16.4092 | 1.1725 | 4 | 7097.913 | 11922.9111 | 159.169 | 267.3684 | 56.7863 | 5.2113 | 3747148785.6591 | 2918761.4146 | 0 | 3790735.1663 | 0 | 0 | 0 | 0 | 2616703.6666 | 6808126.1807 | 4646686.0113 | 20781012.4395 | 3144235.0165 | 9365192.5909 | 9365192.5909 | 8785769.2746 | 4479113.6905 | 0 | 33290440.0468 | 55920515.6027 | 562341.3252 | 4.6902 | 7097.913 | 11922.9111 | 159.169 | 267.3684
1 | 2500 | 707 | 0.035 | 15 | 15 | 7 | 7.4989e-10 | 0 | CO2 | Porous | Wet | R245fa | MinimizeLCOE | IgnoreSilica | 134.1897 | 16.46 | 1.1787 | 4 | 7073.2132 | 11873.163 | 158.6151 | 266.2528 | 56.8102 | 5.221 | 3754263729.5835 | 2928396.4156 | 0 | 3799591.7329 | 0 | 0 | 0 | 0 | 2623915.3779 | 6826889.5743 | 4659492.413 | 20838285.5136 | 3144235.0165 | 9365192.5909 | 9365192.5909 | 8785769.2746 | 4479113.6905 | 0 | 33347713.121 | 55977788.6769 | 749894.2093 | 4.7146 | 7073.2132 | 11873.163 | 158.6151 | 266.2528
1 | 2500 | 707 | 0.035 | 15 | 15 | 7 | 1e-09 | 0 | CO2 | Porous | Wet | R245fa | MinimizeLCOE | IgnoreSilica | 134.6159 | 16.5013 | 1.1834 | 4 | 7054.6855 | 11835.5145 | 158.1996 | 265.4085 | 56.8259 | 5.2279 | 3756598624.0709 | 2935885.6692 | 0 | 3806848.4714 | 0 | 0 | 0 | 0 | 2629666.3148 | 6841852.3325 | 4669704.8029 | 20883957.5909 | 3144235.0165 | 9365192.5909 | 9365192.5909 | 8785769.2746 | 4479113.6905 | 0 | 33393385.1982 | 56023460.7541 | 1000000 | 4.7335 | 7054.6855 | 11835.5145 | 158.1996 | 265.4085
1 | 2500 | 707 | 0.035 | 15 | 15 | 7 | 1.3335e-09 | 0 | CO2 | Porous | Wet | R245fa | MinimizeLCOE | IgnoreSilica | 134.9324 | 16.5318 | 1.1869 | 4 | 7040.7886 | 11807.361 | 157.888 | 264.7772 | 56.8382 | 5.2331 | 3758954416.821 | 2941486.4015 | 0 | 3812193.1892 | 0 | 0 | 0 | 0 | 2633935.0404 | 6852958.6806 | 4677285.1138 | 20917858.4254 | 3144235.0165 | 9365192.5909 | 9365192.5909 | 8785769.2746 | 4479113.6905 | 0 | 33427286.0327 | 56057361.5886 | 1333521.4322 | 4.7477 | 7040.7886 | 11807.361 | 157.888 | 264.7772
1 | 2500 | 707 | 0.035 | 15 | 15 | 7 | 1.7783e-09 | 0 | CO2 | Porous | Wet | R245fa | MinimizeLCOE | IgnoreSilica | 135.1512 | 16.5523 | 1.1895 | 4 | 7030.3658 | 11786.5461 | 157.6542 | 264.3104 | 56.8494 | 5.2375 | 3763235681.522 | 2945522.0626 | 0 | 3815727.0409 | 0 | 0 | 0 | 0 | 2636887.1503 | 6860639.4653 | 4682527.4071 | 20941303.1261 | 3144235.0165 | 9365192.5909 | 9365192.5909 | 8785769.2746 | 4479113.6905 | 0 | 33450730.7335 | 56080806.2894 | 1778279.41 | 4.758 | 7030.3658 | 11786.5461 | 157.6542 | 264.3104
1 | 2500 | 707 | 0.035 | 15 | 15 | 7 | 2.3714e-09 | 0 | CO2 | Porous | Wet | R245fa | MinimizeLCOE | IgnoreSilica | 135.3339 | 16.57 | 1.1915 | 4 | 7022.5488 | 11770.668 | 157.4789 | 263.9544 | 56.856 | 5.2404 | 3764120988.3399 | 2948723.8039 | 0 | 3818832.2201 | 0 | 0 | 0 | 0 | 2639346.8494 | 6867039.0976 | 4686895.2877 | 20960837.2587 | 3144235.0165 | 9365192.5909 | 9365192.5909 | 8785769.2746 | 4479113.6905 | 0 | 33470264.866 | 56100340.4219 | 2371373.7057 | 4.7661 | 7022.5488 | 11770.668 | 157.4789 | 263.9544
1 | 2500 | 707 | 0.035 | 15 | 15 | 7 | 3.1623e-09 | 0 | CO2 | Porous | Wet | R245fa | MinimizeLCOE | IgnoreSilica | 135.4756 | 16.5838 | 1.1931 | 4 | 7016.6864 | 11758.6961 | 157.3475 | 263.6859 | 56.8606 | 5.2425 | 3766122001.9532 | 2951170.9408 | 0 | 3821275.1331 | 0 | 0 | 0 | 0 | 2641253.9688 | 6872001.0312 | 4690281.9093 | 20975982.9834 | 3144235.0165 | 9365192.5909 | 9365192.5909 | 8785769.2746 | 4479113.6905 | 0 | 33485410.5907 | 56115486.1466 | 3162277.6602 | 4.7723 | 7016.6864 | 11758.6961 | 157.3475 | 263.6859
1 | 2500 | 707 | 0.035 | 15 | 15 | 7 | 4.217e-09 | 0 | CO2 | Porous | Wet | R245fa | MinimizeLCOE | IgnoreSilica | 135.5682 | 16.5925 | 1.1942 | 4 | 7012.2899 | 11749.9259 | 157.2489 | 263.4892 | 56.8654 | 5.2444 | 3765461815.7578 | 2952881.2652 | 0 | 3822765.3428 | 0 | 0 | 0 | 0 | 2642502.1771 | 6875248.6132 | 4692498.4507 | 20985895.8491 | 3144235.0165 | 9365192.5909 | 9365192.5909 | 8785769.2746 | 4479113.6905 | 0 | 33495323.4565 | 56125399.0124 | 4216965.0343 | 4.7767 | 7012.2899 | 11749.9259 | 157.2489 | 263.4892
1 | 2500 | 707 | 0.035 | 15 | 15 | 7 | 5.6234e-09 | 0 | CO2 | Porous | Wet | R245fa | MinimizeLCOE | IgnoreSilica | 135.6434 | 16.5997 | 1.195 | 4 | 7008.9928 | 11743.265 | 157.175 | 263.3399 | 56.8684 | 5.2457 | 3766716468.1944 | 2954217.6279 | 0 | 3824024.5953 | 0 | 0 | 0 | 0 | 2643514.467 | 6877882.3838 | 4694296.0533 | 20993935.1273 | 3144235.0165 | 9365192.5909 | 9365192.5909 | 8785769.2746 | 4479113.6905 | 0 | 33503362.7346 | 56133438.2905 | 5623413.2519 | 4.7801 | 7008.9928 | 11743.265 | 157.175 | 263.3399
1 | 2500 | 707 | 0.035 | 15 | 15 | 7 | 7.4989e-09 | 0 | CO2 | Porous | Wet | R245fa | MinimizeLCOE | IgnoreSilica | 135.6971 | 16.6047 | 1.1956 | 4 | 7006.5203 | 11738.3108 | 157.1195 | 263.2288 | 56.8709 | 5.2467 | 3767560578.4589 | 2955195.5064 | 0 | 3824901.8216 | 0 | 0 | 0 | 0 | 2644237.9579 | 6879764.7587 | 4695580.8128 | 20999680.8574 | 3144235.0165 | 9365192.5909 | 9365192.5909 | 8785769.2746 | 4479113.6905 | 0 | 33509108.4647 | 56139184.0206 | 7498942.0933 | 4.7826 | 7006.5203 | 11738.3108 | 157.1195 | 263.2288
1 | 2500 | 707 | 0.035 | 15 | 15 | 7 | 1e-08 | 0 | CO2 | Porous | Wet | R245fa | MinimizeLCOE | IgnoreSilica | 135.736 | 16.6084 | 1.1961 | 4 | 7004.6661 | 11734.6169 | 157.0779 | 263.1459 | 56.873 | 5.2475 | 3768375584.7312 | 2955916.2741 | 0 | 3825524.9035 | 0 | 0 | 0 | 0 | 2644762.0592 | 6881128.3628 | 4696511.5007 | 21003843.1003 | 3144235.0165 | 9365192.5909 | 9365192.5909 | 8785769.2746 | 4479113.6905 | 0 | 33513270.7077 | 56143346.2636 | 10000000 | 4.7844 | 7004.6661 | 11734.6169 | 157.0779 | 263.1459
1 | 2600 | 707 | 0.035 | 15 | 15 | 7 | 1e-13 | 0 | CO2 | Porous | Wet | R245fa | MinimizeLCOE | IgnoreSilica | 0.60277 | 0.0074491 | 0.00081464 | 4 | 4073430.2638 | 11265171.4663 | 91345.6824 | 252618.7288 | 44.3142 | 4.9382 | 66180848.6861 | 46323.6695 | 0 | 27257.2682 | 0 | 0 | 0 | 37517.2234 | 43328.2828 | 112731.304 | 76941.4314 | 344099.1792 | 3144235.0165 | 9785252.2754 | 9785252.2754 | 9029426.3274 | 4620164.4032 | 0 | 13273586.4712 | 36708429.4772 | 100 | 0.0032586 | 4073430.2638 | 11265171.4663 | 91345.6824 | 252618.7288
1 | 2600 | 707 | 0.035 | 15 | 15 | 7 | 1.3335e-13 | 0 | CO2 | Porous | Wet | R245fa | MinimizeLCOE | IgnoreSilica | 0.8806 | 0.032863 | 0.0018665 | 4 | 1800019.9692 | 4938863.6745 | 40365.0098 | 110752.816 | 48.5257 | 5.3429 | 79940650.6051 | 68379.3123 | 0 | 45114.8648 | 0 | 0 | 0 | 51037.7424 | 64167.4486 | 166950.5387 | 113947.1732 | 509597.08 | 3144235.0165 | 9785252.2754 | 9785252.2754 | 9029426.3274 | 4620164.4032 | 0 | 13439084.3719 | 36873927.378 | 133.3521 | 0.0074661 | 1800019.9692 | 4938863.6745 | 40365.0098 | 110752.816
1 | 2600 | 707 | 0.035 | 15 | 15 | 7 | 1.7783e-13 | 0 | CO2 | Porous | Wet | R245fa | MinimizeLCOE | IgnoreSilica | 1.2095 | 0.067467 | 0.0035067 | 4 | 970890.1232 | 2641595.718 | 21771.9748 | 59237.1412 | 51.5622 | 5.6163 | 97050916.581 | 92817.2408 | 0 | 65369.0573 | 0 | 0 | 0 | 64302.6088 | 86770.6737 | 225759.4939 | 154085.4935 | 689104.568 | 3144235.0165 | 9785252.2754 | 9785252.2754 | 9029426.3274 | 4620164.4032 | 0 | 13618591.8599 | 37053434.866 | 177.8279 | 0.014027 | 970890.1232 | 2641595.718 | 21771.9748 | 59237.1412
1 | 2600 | 707 | 0.035 | 15 | 15 | 7 | 2.3714e-13 | 0 | CO2 | Porous | Wet | R245fa | MinimizeLCOE | IgnoreSilica | 1.6337 | 0.11511 | 0.0058992 | 4 | 586205.9343 | 1579339.9634 | 13145.5254 | 35416.3144 | 54.0226 | 5.8225 | 120251363.9077 | 121998.6602 | 0 | 90163.9509 | 0 | 0 | 0 | 79428.3338 | 113720.4685 | 295877.3318 | 201942.3586 | 903131.1037 | 3144235.0165 | 9785252.2754 | 9785252.2754 | 9029426.3274 | 4620164.4032 | 0 | 13832618.3956 | 37267461.4017 | 237.1374 | 0.023597 | 586205.9343 | 1579339.9634 | 13145.5254 | 35416.3144
1 | 2600 | 707 | 0.035 | 15 | 15 | 7 | 3.1623e-13 | 0 | CO2 | Porous | Wet | R245fa | MinimizeLCOE | IgnoreSilica | 2.1894 | 0.1798 | 0.0092568 | 4 | 380589.1603 | 1013496.5734 | 8534.6193 | 22727.414 | 56.0453 | 5.9833 | 354750056.7608 | 157201.1929 | 0 | 120830.7922 | 0 | 0 | 0 | 97363.7911 | 146404.3527 | 380914.0941 | 259981.6962 | 1162695.9192 | 3144235.0165 | 9785252.2754 | 9785252.2754 | 9029426.3274 | 4620164.4032 | 0 | 14092183.2111 | 37527026.2171 | 316.2278 | 0.037027 | 380589.1603 | 1013496.5734 | 8534.6193 | 22727.414
1 | 2600 | 707 | 0.035 | 15 | 15 | 7 | 4.217e-13 | 0 | CO2 | Porous | Wet | R245fa | MinimizeLCOE | IgnoreSilica | 2.923 | 0.26729 | 0.013894 | 4 | 259257.1398 | 680920.9063 | 5813.7783 | 15269.4856 | 57.6906 | 6.1045 | 506431812.569 | 199805.5972 | 0 | 159031.468 | 0 | 0 | 0 | 118769.5515 | 186266.5805 | 484627.4339 | 330768.1817 | 1479268.8128 | 3144235.0165 | 9785252.2754 | 9785252.2754 | 9029426.3274 | 4620164.4032 | 0 | 14408756.1047 | 37843599.1108 | 421.6965 | 0.055577 | 259257.1398 | 680920.9063 | 5813.7783 | 15269.4856
1 | 2600 | 707 | 0.035 | 15 | 15 | 7 | 5.6234e-13 | 0 | CO2 | Porous | Wet | R245fa | MinimizeLCOE | IgnoreSilica | 3.8413 | 0.37905 | 0.020171 | 4 | 183066.3186 | 473522.3582 | 4105.2176 | 10618.6237 | 58.9605 | 6.1934 | 656100278.0786 | 248748.4078 | 0 | 204137.828 | 0 | 0 | 0 | 141459.3 | 231794.759 | 603082.4152 | 411616.1404 | 1840838.8503 | 3144235.0165 | 9785252.2754 | 9785252.2754 | 9029426.3274 | 4620164.4032 | 0 | 14770326.1423 | 38205169.1483 | 562.3413 | 0.080683 | 183066.3186 | 473522.3582 | 4105.2176 | 10618.6237
1 | 2600 | 707 | 0.035 | 15 | 15 | 7 | 7.4989e-13 | 0 | CO2 | Porous | Wet | R245fa | MinimizeLCOE | IgnoreSilica | 5.0586 | 0.52818 | 0.028627 | 4 | 132878.8948 | 337537.6764 | 2979.7769 | 7569.2003 | 59.994 | 6.2625 | 822403608.7237 | 308356.6481 | 0 | 260590.3506 | 0 | 0 | 0 | 169146.6678 | 287856.5299 | 748943.6434 | 511169.4259 | 2286063.2657 | 3144235.0165 | 9785252.2754 | 9785252.2754 | 9029426.3274 | 4620164.4032 | 0 | 15215550.5576 | 38650393.5636 | 749.8942 | 0.11451 | 132878.8948 | 337537.6764 | 2979.7769 | 7569.2003
1 | 2600 | 707 | 0.035 | 15 | 15 | 7 | 1e-12 | 0 | CO2 | Porous | Wet | R245fa | MinimizeLCOE | IgnoreSilica | 6.623 | 0.72116 | 0.039913 | 4 | 98607.7207 | 245396.1907 | 2211.2541 | 5502.9499 | 60.8006 | 6.3142 | 1034578482.1828 | 378775.3997 | 0 | 329110.6135 | 0 | 0 | 0 | 200427.776 | 354242.3778 | 921666.002 | 629055.9847 | 2813278.1537 | 3144235.0165 | 9785252.2754 | 9785252.2754 | 9029426.3274 | 4620164.4032 | 0 | 15742765.4457 | 39177608.4517 | 1000 | 0.15965 | 98607.7207 | 245396.1907 | 2211.2541 | 5502.9499
1 | 2600 | 707 | 0.035 | 15 | 15 | 7 | 1.3335e-12 | 0 | CO2 | Porous | Wet | R245fa | MinimizeLCOE | IgnoreSilica | 8.6324 | 0.97017 | 0.054892 | 4 | 74547.0538 | 181278.3581 | 1671.6995 | 4065.1231 | 61.4273 | 6.3527 | 1289431485.7644 | 462084.4599 | 0 | 412351.5673 | 0 | 0 | 0 | 235807.219 | 432994.866 | 1126563.8219 | 768902.957 | 3438704.891 | 3144235.0165 | 9785252.2754 | 9785252.2754 | 9029426.3274 | 4620164.4032 | 0 | 16368192.1829 | 39803035.189 | 1333.5214 | 0.21957 | 74547.0538 | 181278.3581 | 1671.6995 | 4065.1231
1 | 2600 | 707 | 0.035 | 15 | 15 | 7 | 1.7783e-12 | 0 | CO2 | Porous | Wet | R245fa | MinimizeLCOE | IgnoreSilica | 11.2077 | 1.2903 | 0.074671 | 4 | 57283.3559 | 135743.5436 | 1284.5653 | 3044.0159 | 61.9096 | 6.3804 | 1566431907.4093 | 560581.85 | 0 | 513370.6285 | 0 | 0 | 0 | 275683.2084 | 526357.9179 | 1369475.3315 | 934695.0537 | 4180163.9901 | 3144235.0165 | 9785252.2754 | 9785252.2754 | 9029426.3274 | 4620164.4032 | 0 | 17109651.282 | 40544494.2881 | 1778.2794 | 0.29868 | 57283.3559 | 135743.5436 | 1284.5653 | 3044.0159
1 | 2600 | 707 | 0.035 | 15 | 15 | 7 | 2.3714e-12 | 0 | CO2 | Porous | Wet | R245fa | MinimizeLCOE | IgnoreSilica | 14.5038 | 1.7011 | 0.10066 | 4 | 44679.7577 | 102885.1619 | 1001.9327 | 2307.1747 | 62.2744 | 6.3991 | 1854754693.2057 | 677034.2738 | 0 | 635941.7257 | 0 | 0 | 0 | 320605.8759 | 637096.9314 | 1657595.529 | 1131343.0088 | 5059617.3447 | 3144235.0165 | 9785252.2754 | 9785252.2754 | 9029426.3274 | 4620164.4032 | 0 | 17989104.6366 | 41423947.6427 | 2371.3737 | 0.40262 | 44679.7577 | 102885.1619 | 1001.9327 | 2307.1747
1 | 2600 | 707 | 0.035 | 15 | 15 | 7 | 3.1623e-12 | 0 | CO2 | Porous | Wet | R245fa | MinimizeLCOE | IgnoreSilica | 18.5424 | 2.2071 | 0.13429 | 4 | 35328.0962 | 78954.666 | 792.224 | 1770.5392 | 62.5249 | 6.406 | 1467631141.6466 | 809031.277 | 0 | 778722.5174 | 0 | 0 | 0 | 364838.1795 | 761510.8698 | 1981295.0758 | 1352274.6008 | 6047672.5203 | 3144235.0165 | 9785252.2754 | 9785252.2754 | 9029426.3274 | 4620164.4032 | 0 | 18977159.8122 | 42412002.8182 | 3162.2777 | 0.53717 | 35328.0962 | 78954.666 | 792.224 | 1770.5392
1 | 2600 | 707 | 0.035 | 15 | 15 | 7 | 4.217e-12 | 0 | CO2 | Porous | Wet | R245fa | MinimizeLCOE | IgnoreSilica | 23.7876 | 2.8638 | 0.17798 | 4 | 28347.5598 | 61265.3346 | 635.6871 | 1373.8602 | 62.7036 | 6.4071 | 2524284131.2507 | 967953.2332 | 0 | 954954.1774 | 0 | 0 | 0 | 418433.1042 | 913122.8008 | 2375758.2204 | 1621503.8024 | 7251725.3385 | 3144235.0165 | 9785252.2754 | 9785252.2754 | 9029426.3274 | 4620164.4032 | 0 | 20181212.6304 | 43616055.6364 | 4216.965 | 0.71192 | 28347.5598 | 61265.3346 | 635.6871 | 1373.8602
1 | 2600 | 707 | 0.035 | 15 | 15 | 7 | 5.6234e-12 | 0 | CO2 | Porous | Wet | R245fa | MinimizeLCOE | IgnoreSilica | 30.1406 | 3.6623 | 0.23317 | 4 | 23076.92 | 48202.8325 | 517.4943 | 1080.9368 | 62.7945 | 6.3975 | 2876735240.74 | 1146281.1589 | 0 | 1158258.3668 | 0 | 0 | 0 | 470263.3748 | 1082173.1312 | 2815592.5032 | 1921699.7381 | 8594268.2731 | 3144235.0165 | 9785252.2754 | 9785252.2754 | 9029426.3274 | 4620164.4032 | 0 | 21523755.565 | 44958598.571 | 5623.4133 | 0.9327 | 23076.92 | 48202.8325 | 517.4943 | 1080.9368
1 | 2600 | 707 | 0.035 | 15 | 15 | 7 | 7.4989e-12 | 0 | CO2 | Porous | Wet | R245fa | MinimizeLCOE | IgnoreSilica | 37.6191 | 4.6063 | 0.30116 | 4 | 19072.7803 | 38526.5996 | 427.7025 | 863.9496 | 62.8003 | 6.3756 | 3233728290.1779 | 1341110.5453 | 0 | 1386946.3781 | 0 | 0 | 0 | 515571.8692 | 1265015.2291 | 3291310.1359 | 2246386.7974 | 10046340.9551 | 3144235.0165 | 9785252.2754 | 9785252.2754 | 9029426.3274 | 4620164.4032 | 0 | 22975828.247 | 46410671.2531 | 7498.9421 | 1.2046 | 19072.7803 | 38526.5996 | 427.7025 | 863.9496
1 | 2600 | 707 | 0.035 | 15 | 15 | 7 | 1e-11 | 0 | CO2 | Porous | Wet | R245fa | MinimizeLCOE | IgnoreSilica | 46.287 | 5.7049 | 0.38274 | 4 | 16020.6235 | 31327.94 | 359.2586 | 702.5214 | 62.7178 | 6.3387 | 3590423534.8775 | 1550882.879 | 0 | 1641136.1516 | 0 | 0 | 0 | 552394.4221 | 1460321.2466 | 3799456.3305 | 2593207.0166 | 11597398.0463 | 3144235.0165 | 9785252.2754 | 9785252.2754 | 9029426.3274 | 4620164.4032 | 0 | 24526885.3382 | 47961728.3443 | 10000 | 1.531 | 16020.6235 | 31327.94 | 359.2586 | 702.5214
1 | 2600 | 707 | 0.035 | 15 | 15 | 7 | 1.3335e-11 | 0 | CO2 | Porous | Wet | R245fa | MinimizeLCOE | IgnoreSilica | 55.7313 | 6.9088 | 0.47594 | 4 | 13692.8434 | 26002.5768 | 307.0587 | 583.1015 | 62.5477 | 6.2861 | 3926670889.0128 | 1763391.762 | 0 | 1907879.4267 | 0 | 0 | 0 | 570703.8422 | 1654370.2621 | 4304332.0639 | 2937795.0788 | 13138472.4356 | 3144235.0165 | 9785252.2754 | 9785252.2754 | 9029426.3274 | 4620164.4032 | 0 | 26067959.7275 | 49502802.7335 | 13335.2143 | 1.9038 | 13692.8434 | 26002.5768 | 307.0587 | 583.1015
1 | 2600 | 707 | 0.035 | 15 | 15 | 7 | 1.7783e-11 | 0 | CO2 | Porous | Wet | R245fa | MinimizeLCOE | IgnoreSilica | 65.405 | 8.1505 | 0.57659 | 4 | 11920.503 | 22081.3895 | 267.3144 | 495.1698 | 62.3014 | 6.2198 | 1981860229.8934 | 1966195.698 | 0 | 2172442.2103 | 0 | 0 | 0 | 563494.3329 | 1833831.5741 | 4771253.5852 | 3256478.6113 | 14563696.0118 | 3144235.0165 | 9785252.2754 | 9785252.2754 | 9029426.3274 | 4620164.4032 | 0 | 27493183.3038 | 50928026.3098 | 17782.7941 | 2.3064 | 11920.503 | 22081.3895 | 267.3144 | 495.1698
1 | 2600 | 707 | 0.035 | 15 | 15 | 7 | 2.3714e-11 | 0 | CO2 | Porous | Wet | R245fa | MinimizeLCOE | IgnoreSilica | 75.0593 | 9.3987 | 0.68069 | 4 | 10569.188 | 19176.1562 | 237.0115 | 430.0206 | 61.9824 | 6.1389 | 4505080704.7539 | 2154863.942 | 0 | 2429808.0645 | 0 | 0 | 0 | 532132.0014 | 1995553.5631 | 5192021.0268 | 3543661.0361 | 15848039.6338 | 3144235.0165 | 9785252.2754 | 9785252.2754 | 9029426.3274 | 4620164.4032 | 0 | 28777526.9258 | 52212369.9318 | 23713.7371 | 2.7228 | 10569.188 | 19176.1562 | 237.0115 | 430.0206
1 | 2600 | 707 | 0.035 | 15 | 15 | 7 | 3.1623e-11 | 0 | CO2 | Porous | Wet | R245fa | MinimizeLCOE | IgnoreSilica | 83.7 | 10.524 | 0.77958 | 4 | 9550.9273 | 17066.1159 | 214.1772 | 382.7035 | 61.6518 | 6.0593 | 4030637217.7114 | 2313456.1109 | 0 | 2654930.1363 | 0 | 0 | 0 | 473035.1866 | 2122154.3592 | 5521410.3288 | 3768476.0031 | 16853462.1249 | 3144235.0165 | 9785252.2754 | 9785252.2754 | 9029426.3274 | 4620164.4032 | 0 | 29782949.4168 | 53217792.4228 | 31622.7766 | 3.1183 | 9550.9273 | 17066.1159 | 214.1772 | 382.7035
1 | 2600 | 707 | 0.035 | 15 | 15 | 7 | 4.217e-11 | 0 | CO2 | Porous | Wet | R245fa | MinimizeLCOE | IgnoreSilica | 91.9263 | 11.6004 | 0.87336 | 4 | 8774.2821 | 15482.5629 | 196.7611 | 347.1927 | 61.2819 | 5.9717 | 4851603177.6845 | 2455132.226 | 0 | 2866089.2982 | 0 | 0 | 0 | 400869.2859 | 2231615.4159 | 5806205.545 | 3962854.59 | 17722766.361 | 3144235.0165 | 9785252.2754 | 9785252.2754 | 9029426.3274 | 4620164.4032 | 0 | 30652253.653 | 54087096.659 | 42169.6503 | 3.4934 | 8774.2821 | 15482.5629 | 196.7611 | 347.1927
1 | 2600 | 707 | 0.035 | 15 | 15 | 7 | 5.6234e-11 | 0 | CO2 | Porous | Wet | R245fa | MinimizeLCOE | IgnoreSilica | 96.954 | 12.2736 | 0.94526 | 4 | 8187.3923 | 14385.3775 | 183.6003 | 322.5886 | 61.0426 | 5.917 | 5174318032.4073 | 2537953.7926 | 0 | 2993185.962 | 0 | 0 | 0 | 289303.0508 | 2269972.6941 | 5906003.3146 | 4030968.6184 | 18027387.4325 | 3144235.0165 | 9785252.2754 | 9785252.2754 | 9029426.3274 | 4620164.4032 | 0 | 30956874.7244 | 54391717.7304 | 56234.1325 | 3.781 | 8187.3923 | 14385.3775 | 183.6003 | 322.5886
1 | 2600 | 707 | 0.035 | 15 | 15 | 7 | 7.4989e-11 | 0 | CO2 | Porous | Wet | R245fa | MinimizeLCOE | IgnoreSilica | 100 | 12.6945 | 0.99981 | 4 | 7730.6302 | 13590.4437 | 173.3575 | 304.7624 | 60.8868 | 5.8815 | 4330763483.7756 | 2586478.2781 | 0 | 3069812.3778 | 0 | 0 | 0 | 151181.5698 | 2264914.168 | 5892842.0674 | 4021985.7968 | 17987214.2579 | 3144235.0165 | 9785252.2754 | 9785252.2754 | 9029426.3274 | 4620164.4032 | 0 | 30916701.5498 | 54351544.5558 | 74989.4209 | 3.9992 | 7730.6302 | 13590.4437 | 173.3575 | 304.7624
1 | 2600 | 707 | 0.035 | 15 | 15 | 7 | 1e-10 | 0 | CO2 | Porous | Wet | R245fa | MinimizeLCOE | IgnoreSilica | 104.964 | 13.3517 | 1.0586 | 4 | 7337.7681 | 12872.3145 | 164.5477 | 288.6585 | 60.6105 | 5.8183 | 5351071328.6032 | 2662631.2142 | 0 | 3194399.5902 | 0 | 0 | 0 | 0 | 2284242.0137 | 5943129.1572 | 4056307.7689 | 18140709.7442 | 3144235.0165 | 9785252.2754 | 9785252.2754 | 9029426.3274 | 4620164.4032 | 0 | 31070197.0361 | 54505040.0422 | 100000 | 4.2343 | 7337.7681 | 12872.3145 | 164.5477 | 288.6585
1 | 2600 | 707 | 0.035 | 15 | 15 | 7 | 1.3335e-10 | 0 | CO2 | Porous | Wet | R245fa | MinimizeLCOE | IgnoreSilica | 116.0721 | 14.774 | 1.1416 | 4 | 7099.1482 | 12231.1715 | 159.1967 | 274.281 | 59.9427 | 5.6697 | 14142644686.2003 | 2822493.9026 | 0 | 3469539.8279 | 0 | 0 | 0 | 0 | 2453893.1549 | 6384526.6263 | 4357570.6113 | 19488024.1229 | 3144235.0165 | 9785252.2754 | 9785252.2754 | 9029426.3274 | 4620164.4032 | 0 | 32417511.4149 | 55852354.4209 | 133352.1432 | 4.5664 | 7099.1482 | 12231.1715 | 159.1967 | 274.281
1 | 2600 | 707 | 0.035 | 15 | 15 | 7 | 1.7783e-10 | 0 | CO2 | Porous | Wet | R245fa | MinimizeLCOE | IgnoreSilica | 125.3884 | 15.967 | 1.2039 | 4 | 6956.6947 | 11823.0014 | 156.0022 | 265.1279 | 59.313 | 5.5329 | 15967492576.6501 | 2944430.0006 | 0 | 3697618.8077 | 0 | 0 | 0 | 0 | 2590399.0353 | 6739686.9258 | 4599974.8136 | 20572109.583 | 3144235.0165 | 9785252.2754 | 9785252.2754 | 9029426.3274 | 4620164.4032 | 0 | 33501596.875 | 56936439.881 | 177827.941 | 4.8157 | 6956.6947 | 11823.0014 | 156.0022 | 265.1279
1 | 2600 | 707 | 0.035 | 15 | 15 | 7 | 2.3714e-10 | 0 | CO2 | Porous | Wet | R245fa | MinimizeLCOE | IgnoreSilica | 132.7937 | 16.9143 | 1.2485 | 4 | 6875.059 | 11567.6966 | 154.1715 | 259.4028 | 58.7698 | 5.4175 | 4008793211.4093 | 3033540.6474 | 0 | 3877188.2248 | 0 | 0 | 0 | 0 | 2695184.2602 | 7012316.5866 | 4786050.1591 | 21404279.8781 | 3144235.0165 | 9785252.2754 | 9785252.2754 | 9029426.3274 | 4620164.4032 | 0 | 34333767.17 | 57768610.176 | 237137.3706 | 4.994 | 6875.059 | 11567.6966 | 154.1715 | 259.4028
1 | 2600 | 707 | 0.035 | 15 | 15 | 7 | 3.1623e-10 | 0 | CO2 | Porous | Wet | R245fa | MinimizeLCOE | IgnoreSilica | 134.0117 | 17.0365 | 1.2631 | 4 | 6822.4381 | 11460.7931 | 152.9915 | 257.0055 | 58.8199 | 5.4395 | 4020741497.8722 | 3056211.7513 | 0 | 3898409.6126 | 0 | 0 | 0 | 0 | 2712302.3319 | 7056854.298 | 4816448.0622 | 21540226.056 | 3144235.0165 | 9785252.2754 | 9785252.2754 | 9029426.3274 | 4620164.4032 | 0 | 34469713.348 | 57904556.354 | 316227.766 | 5.0524 | 6822.4381 | 11460.7931 | 152.9915 | 257.0055
1 | 2600 | 707 | 0.035 | 15 | 15 | 7 | 4.217e-10 | 0 | CO2 | Porous | Wet | R245fa | MinimizeLCOE | IgnoreSilica | 134.9324 | 17.1284 | 1.2742 | 4 | 6782.9486 | 11380.7774 | 152.106 | 255.2112 | 58.8587 | 5.4564 | 4030671862.7163 | 3073402.2261 | 0 | 3914328.3765 | 0 | 0 | 0 | 0 | 2725214.935 | 7090450.2424 | 4839377.9847 | 21642773.7647 | 3144235.0165 | 9785252.2754 | 9785252.2754 | 9029426.3274 | 4620164.4032 | 0 | 34572261.0566 | 58007104.0627 | 421696.5034 | 5.0969 | 6782.9486 | 11380.7774 | 152.106 | 255.2112
1 | 2600 | 707 | 0.035 | 15 | 15 | 7 | 5.6234e-10 | 0 | CO2 | Porous | Wet | R245fa | MinimizeLCOE | IgnoreSilica | 135.6387 | 17.1991 | 1.2827 | 4 | 6753.3197 | 11320.6911 | 151.4416 | 253.8637 | 58.8873 | 5.4691 | 4036404020.1194 | 3086513.8524 | 0 | 3926568.2846 | 0 | 0 | 0 | 0 | 2735102.0334 | 7116174.4444 | 4856935.2811 | 21721293.896 | 3144235.0165 | 9785252.2754 | 9785252.2754 | 9029426.3274 | 4620164.4032 | 0 | 34650781.1879 | 58085624.1939 | 562341.3252 | 5.1309 | 6753.3197 | 11320.6911 | 151.4416 | 253.8637
1 | 2600 | 707 | 0.035 | 15 | 15 | 7 | 7.4989e-10 | 0 | CO2 | Porous | Wet | R245fa | MinimizeLCOE | IgnoreSilica | 136.1723 | 17.2524 | 1.2892 | 4 | 6731.0923 | 11275.6606 | 150.9431 | 252.8539 | 58.909 | 5.4786 | 4043982422.1071 | 3096422.9474 | 0 | 3935787.7985 | 0 | 0 | 0 | 0 | 2742562.1909 | 7135584.2439 | 4870182.8681 | 21780540.0489 | 3144235.0165 | 9785252.2754 | 9785252.2754 | 9029426.3274 | 4620164.4032 | 0 | 34710027.3408 | 58144870.3469 | 749894.2093 | 5.1567 | 6731.0923 | 11275.6606 | 150.9431 | 252.8539
1 | 2600 | 707 | 0.035 | 15 | 15 | 7 | 1e-09 | 0 | CO2 | Porous | Wet | R245fa | MinimizeLCOE | IgnoreSilica | 136.5667 | 17.2915 | 1.294 | 4 | 6714.4193 | 11242.0225 | 150.5692 | 252.0996 | 58.9263 | 5.4861 | 4046757559.091 | 3103820.3537 | 0 | 3942519.0315 | 0 | 0 | 0 | 0 | 2748072.3602 | 7149920.5741 | 4879967.708 | 21824300.0274 | 3144235.0165 | 9785252.2754 | 9785252.2754 | 9029426.3274 | 4620164.4032 | 0 | 34753787.3194 | 58188630.3254 | 1000000 | 5.176 | 6714.4193 | 11242.0225 | 150.5692 | 252.0996
1 | 2600 | 707 | 0.035 | 15 | 15 | 7 | 1.3335e-09 | 0 | CO2 | Porous | Wet | R245fa | MinimizeLCOE | IgnoreSilica | 136.8614 | 17.3205 | 1.2976 | 4 | 6701.9136 | 11216.8382 | 150.2888 | 251.5349 | 58.9396 | 5.4917 | 4050729200.6143 | 3109370.3544 | 0 | 3947521.3655 | 0 | 0 | 0 | 0 | 2752187.7708 | 7160628.0282 | 4887275.7654 | 21856983.2842 | 3144235.0165 | 9785252.2754 | 9785252.2754 | 9029426.3274 | 4620164.4032 | 0 | 34786470.5761 | 58221313.5822 | 1333521.4322 | 5.1905 | 6701.9136 | 11216.8382 | 150.2888 | 251.5349
1 | 2600 | 707 | 0.035 | 15 | 15 | 7 | 1.7783e-09 | 0 | CO2 | Porous | Wet | R245fa | MinimizeLCOE | IgnoreSilica | 137.1003 | 17.3447 | 1.3004 | 4 | 6692.5341 | 11197.7149 | 150.0784 | 251.106 | 58.9478 | 5.4956 | 4051339361.162 | 3113710.9971 | 0 | 3951719.6513 | 0 | 0 | 0 | 0 | 2755517.9529 | 7169292.4789 | 4893189.4311 | 21883430.5113 | 3144235.0165 | 9785252.2754 | 9785252.2754 | 9029426.3274 | 4620164.4032 | 0 | 34812917.8032 | 58247760.8093 | 1778279.41 | 5.2018 | 6692.5341 | 11197.7149 | 150.0784 | 251.106
1 | 2600 | 707 | 0.035 | 15 | 15 | 7 | 2.3714e-09 | 0 | CO2 | Porous | Wet | R245fa | MinimizeLCOE | IgnoreSilica | 137.2707 | 17.3617 | 1.3025 | 4 | 6685.4997 | 11183.5066 | 149.9207 | 250.7874 | 58.9549 | 5.4987 | 4053076927.8257 | 3116886.2095 | 0 | 3954638.028 | 0 | 0 | 0 | 0 | 2757894.4526 | 7175475.6438 | 4897409.5682 | 21902303.9021 | 3144235.0165 | 9785252.2754 | 9785252.2754 | 9029426.3274 | 4620164.4032 | 0 | 34831791.194 | 58266634.2001 | 2371373.7057 | 5.2101 | 6685.4997 | 11183.5066 | 149.9207 | 250.7874
1 | 2600 | 707 | 0.035 | 15 | 15 | 7 | 3.1623e-09 | 0 | CO2 | Porous | Wet | R245fa | MinimizeLCOE | IgnoreSilica | 137.395 | 17.3739 | 1.3041 | 4 | 6680.2242 | 11172.9057 | 149.8024 | 250.5497 | 58.9607 | 5.5011 | 4054902099.2862 | 3119236.0607 | 0 | 3956733.726 | 0 | 0 | 0 | 0 | 2759628.2168 | 7179986.5426 | 4900488.3493 | 21916072.8955 | 3144235.0165 | 9785252.2754 | 9785252.2754 | 9029426.3274 | 4620164.4032 | 0 | 34845560.1874 | 58280403.1934 | 3162277.6602 | 5.2162 | 6680.2242 | 11172.9057 | 149.8024 | 250.5497
1 | 2600 | 707 | 0.035 | 15 | 15 | 7 | 4.217e-09 | 0 | CO2 | Porous | Wet | R245fa | MinimizeLCOE | IgnoreSilica | 137.4876 | 17.3829 | 1.3052 | 4 | 6676.2679 | 11164.9669 | 149.7137 | 250.3717 | 58.9651 | 5.5029 | 4056371866.9884 | 3120993.9418 | 0 | 3958288.5931 | 0 | 0 | 0 | 0 | 2760920.1886 | 7183347.9881 | 4902782.6049 | 21926333.3165 | 3144235.0165 | 9785252.2754 | 9785252.2754 | 9029426.3274 | 4620164.4032 | 0 | 34855820.6084 | 58290663.6144 | 4216965.0343 | 5.2209 | 6676.2679 | 11164.9669 | 149.7137 | 250.3717
1 | 2600 | 707 | 0.035 | 15 | 15 | 7 | 5.6234e-09 | 0 | CO2 | Porous | Wet | R245fa | MinimizeLCOE | IgnoreSilica | 137.5607 | 17.3902 | 1.3061 | 4 | 6673.3009 | 11158.9633 | 149.6471 | 250.237 | 58.968 | 5.5042 | 4056972645.4001 | 3122348.3374 | 0 | 3959547.994 | 0 | 0 | 0 | 0 | 2761939.5692 | 7186000.2074 | 4904592.7991 | 21934428.907 | 3144235.0165 | 9785252.2754 | 9785252.2754 | 9029426.3274 | 4620164.4032 | 0 | 34863916.1989 | 58298759.205 | 5623413.2519 | 5.2244 | 6673.3009 | 11158.9633 | 149.6471 | 250.237
1 | 2600 | 707 | 0.035 | 15 | 15 | 7 | 7.4989e-09 | 0 | CO2 | Porous | Wet | R245fa | MinimizeLCOE | IgnoreSilica | 137.6191 | 17.3962 | 1.3068 | 4 | 6671.0759 | 11154.4136 | 149.5973 | 250.135 | 58.9698 | 5.5051 | 4056949117.6541 | 3123397.5987 | 0 | 3960580.2857 | 0 | 0 | 0 | 0 | 2762751.3749 | 7188112.3593 | 4906034.3862 | 21940876.0049 | 3144235.0165 | 9785252.2754 | 9785252.2754 | 9029426.3274 | 4620164.4032 | 0 | 34870363.2968 | 58305206.3029 | 7498942.0933 | 5.2271 | 6671.0759 | 11154.4136 | 149.5973 | 250.135
1 | 2600 | 707 | 0.035 | 15 | 15 | 7 | 1e-08 | 0 | CO2 | Porous | Wet | R245fa | MinimizeLCOE | IgnoreSilica | 137.6534 | 17.3994 | 1.3072 | 4 | 6669.4073 | 11151.1344 | 149.5598 | 250.0615 | 58.9722 | 5.506 | 4058245205.0047 | 3124094.1702 | 0 | 3961112.8536 | 0 | 0 | 0 | 0 | 2763230.7393 | 7189359.5671 | 4906885.6311 | 21944682.9612 | 3144235.0165 | 9785252.2754 | 9785252.2754 | 9029426.3274 | 4620164.4032 | 0 | 34874170.2532 | 58309013.2592 | 10000000 | 5.229 | 6669.4073 | 11151.1344 | 149.5598 | 250.0615
1 | 2700 | 707 | 0.035 | 15 | 15 | 7 | 1e-13 | 0 | CO2 | Porous | Wet | R245fa | MinimizeLCOE | IgnoreSilica | 0.63703 | 0.00754 | 0.00084866 | 4 | 4045246.4867 | 11189881.5252 | 90713.6681 | 250930.3702 | 45.5782 | 5.3131 | 119422574.2152 | 50546.9623 | 0 | 28892.91 | 0 | 0 | 0 | 42184.6259 | 47433.5543 | 123412.3784 | 84231.4841 | 376701.9151 | 3144235.0165 | 10211172.0509 | 10211172.0509 | 9278650.4665 | 4763559.1523 | 0 | 13732108.9824 | 37985490.6521 | 100 | 0.0033946 | 4045246.4867 | 11189881.5252 | 90713.6681 | 250930.3702
1 | 2700 | 707 | 0.035 | 15 | 15 | 7 | 1.3335e-13 | 0 | CO2 | Porous | Wet | R245fa | MinimizeLCOE | IgnoreSilica | 0.91486 | 0.033365 | 0.0020111 | 4 | 1727974.9048 | 4742876.5635 | 38749.4167 | 106357.8528 | 49.8804 | 5.7174 | 55704972.2139 | 73286.7224 | 0 | 46830.4261 | 0 | 0 | 0 | 55938.851 | 68661.8398 | 178644.0227 | 121928.2162 | 545290.0782 | 3144235.0165 | 10211172.0509 | 10211172.0509 | 9278650.4665 | 4763559.1523 | 0 | 13900697.1456 | 38154078.8153 | 133.3521 | 0.0080445 | 1727974.9048 | 4742876.5635 | 38749.4167 | 106357.8528
1 | 2700 | 707 | 0.035 | 15 | 15 | 7 | 1.7783e-13 | 0 | CO2 | Porous | Wet | R245fa | MinimizeLCOE | IgnoreSilica | 1.2781 | 0.071588 | 0.0038393 | 4 | 918586.7884 | 2497878.402 | 20599.0852 | 56014.3153 | 53.3211 | 6.0194 | 240243536.1159 | 101144.8848 | 0 | 69316.8581 | 0 | 0 | 0 | 72155.3875 | 94620.6809 | 246183.6022 | 168025.3671 | 751446.7806 | 3144235.0165 | 10211172.0509 | 10211172.0509 | 9278650.4665 | 4763559.1523 | 0 | 14106853.848 | 38360235.5177 | 177.8279 | 0.015357 | 918586.7884 | 2497878.402 | 20599.0852 | 56014.3153
1 | 2700 | 707 | 0.035 | 15 | 15 | 7 | 2.3714e-13 | 0 | CO2 | Porous | Wet | R245fa | MinimizeLCOE | IgnoreSilica | 1.7263 | 0.12265 | 0.0065046 | 4 | 551145.5501 | 1483310.9863 | 12359.3048 | 33262.8879 | 55.9705 | 6.2378 | 261151252.5272 | 132980.2476 | 0 | 95622.6838 | 0 | 0 | 0 | 89251.5794 | 123963.2592 | 322526.9721 | 220131.2858 | 984476.0279 | 3144235.0165 | 10211172.0509 | 10211172.0509 | 9278650.4665 | 4763559.1523 | 0 | 14339883.0953 | 38593264.765 | 237.1374 | 0.026018 | 551145.5501 | 1483310.9863 | 12359.3048 | 33262.8879
1 | 2700 | 707 | 0.035 | 15 | 15 | 7 | 3.1623e-13 | 0 | CO2 | Porous | Wet | R245fa | MinimizeLCOE | IgnoreSilica | 2.3183 | 0.19287 | 0.010273 | 4 | 355888.9056 | 946089.0979 | 7980.7221 | 21215.8178 | 58.155 | 6.404 | 366721527.9458 | 171664.7614 | 0 | 128475.3965 | 0 | 0 | 0 | 109677.0056 | 159828.6938 | 415841.4758 | 283820.3519 | 1269307.6849 | 3144235.0165 | 10211172.0509 | 10211172.0509 | 9278650.4665 | 4763559.1523 | 0 | 14624714.7523 | 38878096.422 | 316.2278 | 0.041093 | 355888.9056 | 946089.0979 | 7980.7221 | 21215.8178
1 | 2700 | 707 | 0.035 | 15 | 15 | 7 | 4.217e-13 | 0 | CO2 | Porous | Wet | R245fa | MinimizeLCOE | IgnoreSilica | 3.0862 | 0.28645 | 0.015468 | 4 | 241872.8348 | 633872.8788 | 5423.9395 | 14214.4451 | 59.9098 | 6.5294 | 554551041.3394 | 217718.0109 | 0 | 168667.448 | 0 | 0 | 0 | 133260.1896 | 202661.8029 | 527284.4396 | 359882.4646 | 1609474.3557 | 3144235.0165 | 10211172.0509 | 10211172.0509 | 9278650.4665 | 4763559.1523 | 0 | 14964881.4231 | 39218263.0928 | 421.6965 | 0.061871 | 241872.8348 | 633872.8788 | 5423.9395 | 14214.4451
1 | 2700 | 707 | 0.035 | 15 | 15 | 7 | 5.6234e-13 | 0 | CO2 | Porous | Wet | R245fa | MinimizeLCOE | IgnoreSilica | 4.0628 | 0.40774 | 0.02251 | 4 | 170605.4044 | 439963.7555 | 3825.7847 | 9866.0802 | 61.2886 | 6.6229 | 709039292.2487 | 271496.9446 | 0 | 216896.5 | 0 | 0 | 0 | 159318.7307 | 252607.7484 | 657233.5443 | 448575.3988 | 2006128.8669 | 3144235.0165 | 10211172.0509 | 10211172.0509 | 9278650.4665 | 4763559.1523 | 0 | 15361535.9342 | 39614917.6039 | 562.3413 | 0.090041 | 170605.4044 | 439963.7555 | 3825.7847 | 9866.0802
1 | 2700 | 707 | 0.035 | 15 | 15 | 7 | 7.4989e-13 | 0 | CO2 | Porous | Wet | R245fa | MinimizeLCOE | IgnoreSilica | 5.3487 | 0.56873 | 0.031997 | 4 | 123805.9122 | 313304.7278 | 2776.3175 | 7025.7823 | 62.4025 | 6.6951 | 890978944.1187 | 336551.7912 | 0 | 276841.0594 | 0 | 0 | 0 | 190589.7834 | 313553.2273 | 815801.1787 | 556801.0675 | 2490138.1076 | 3144235.0165 | 10211172.0509 | 10211172.0509 | 9278650.4665 | 4763559.1523 | 0 | 15845545.1749 | 40098926.8446 | 749.8942 | 0.12799 | 123805.9122 | 313304.7278 | 2776.3175 | 7025.7823
1 | 2700 | 707 | 0.035 | 15 | 15 | 7 | 1e-12 | 0 | CO2 | Porous | Wet | R245fa | MinimizeLCOE | IgnoreSilica | 6.9929 | 0.7762 | 0.044649 | 4 | 91912.2493 | 227711.8712 | 2061.1098 | 5106.3833 | 63.2695 | 6.7489 | 1137944940.5265 | 413055.7968 | 0 | 349252.1072 | 0 | 0 | 0 | 225608.9645 | 385287.5787 | 1002439.2464 | 684185.3838 | 3059829.0774 | 3144235.0165 | 10211172.0509 | 10211172.0509 | 9278650.4665 | 4763559.1523 | 0 | 16415236.1448 | 40668617.8145 | 1000 | 0.1786 | 91912.2493 | 227711.8712 | 2061.1098 | 5106.3833
1 | 2700 | 707 | 0.035 | 15 | 15 | 7 | 1.3335e-12 | 0 | CO2 | Porous | Wet | R245fa | MinimizeLCOE | IgnoreSilica | 9.1077 | 1.0443 | 0.06144 | 4 | 69549.2528 | 168235.9208 | 1559.6251 | 3772.6496 | 63.9455 | 6.7889 | 1412410605.6249 | 503727.1942 | 0 | 437359.6925 | 0 | 0 | 0 | 265504.7501 | 470570.7383 | 1224328.5338 | 835629.3818 | 3737120.2906 | 3144235.0165 | 10211172.0509 | 10211172.0509 | 9278650.4665 | 4763559.1523 | 0 | 17092527.358 | 41345909.0277 | 1333.5214 | 0.24576 | 69549.2528 | 168235.9208 | 1559.6251 | 3772.6496
1 | 2700 | 707 | 0.035 | 15 | 15 | 7 | 1.7783e-12 | 0 | CO2 | Porous | Wet | R245fa | MinimizeLCOE | IgnoreSilica | 11.8191 | 1.3891 | 0.083604 | 4 | 53514.6691 | 126039.5027 | 1200.0534 | 2826.4052 | 64.4664 | 6.8177 | 1709263241.7906 | 610999.0801 | 0 | 544340.7561 | 0 | 0 | 0 | 310698.7248 | 571755.0388 | 1487589.3278 | 1015310.2831 | 4540693.2108 | 3144235.0165 | 10211172.0509 | 10211172.0509 | 9278650.4665 | 4763559.1523 | 0 | 17896100.2781 | 42149481.9478 | 1778.2794 | 0.33441 | 53514.6691 | 126039.5027 | 1200.0534 | 2826.4052
1 | 2700 | 707 | 0.035 | 15 | 15 | 7 | 2.3714e-12 | 0 | CO2 | Porous | Wet | R245fa | MinimizeLCOE | IgnoreSilica | 15.2755 | 1.8299 | 0.11268 | 4 | 41811.3168 | 95623.1006 | 937.6086 | 2144.3248 | 64.8594 | 6.8366 | 2025682603.5222 | 737355.6674 | 0 | 673650.1696 | 0 | 0 | 0 | 361297.3721 | 691198.2516 | 1798356.0663 | 1227414.9678 | 5489272.4947 | 3144235.0165 | 10211172.0509 | 10211172.0509 | 9278650.4665 | 4763559.1523 | 0 | 18844679.5621 | 43098061.2318 | 2371.3737 | 0.45071 | 41811.3168 | 95623.1006 | 937.6086 | 2144.3248
1 | 2700 | 707 | 0.035 | 15 | 15 | 7 | 3.1623e-12 | 0 | CO2 | Porous | Wet | R245fa | MinimizeLCOE | IgnoreSilica | 19.607 | 2.3841 | 0.15042 | 4 | 33146.4164 | 73456.1388 | 743.3003 | 1647.236 | 65.1421 | 6.8462 | 2380496356.7841 | 883892.4278 | 0 | 827537.5389 | 0 | 0 | 0 | 415611.621 | 829546.2192 | 2158309.099 | 1473090.3089 | 6587987.2149 | 3144235.0165 | 10211172.0509 | 10211172.0509 | 9278650.4665 | 4763559.1523 | 0 | 19943394.2822 | 44196775.952 | 3162.2777 | 0.60168 | 33146.4164 | 73456.1388 | 743.3003 | 1647.236
1 | 2700 | 707 | 0.035 | 15 | 15 | 7 | 4.217e-12 | 0 | CO2 | Porous | Wet | R245fa | MinimizeLCOE | IgnoreSilica | 25.0003 | 3.076 | 0.19891 | 4 | 26657.7529 | 57140.3679 | 597.7936 | 1281.3588 | 65.3292 | 6.8459 | 2747175740.2927 | 1052965.2518 | 0 | 1009827.7652 | 0 | 0 | 0 | 473239.8782 | 989052.8291 | 2573312.5788 | 1756338.7113 | 7854737.0144 | 3144235.0165 | 10211172.0509 | 10211172.0509 | 9278650.4665 | 4763559.1523 | 0 | 21210144.0818 | 45463525.7515 | 4216.965 | 0.79565 | 26657.7529 | 57140.3679 | 597.7936 | 1281.3588
1 | 2700 | 707 | 0.035 | 15 | 15 | 7 | 5.6234e-12 | 0 | CO2 | Porous | Wet | R245fa | MinimizeLCOE | IgnoreSilica | 31.6 | 3.9261 | 0.26032 | 4 | 21744.1691 | 45035.6373 | 487.6077 | 1009.9132 | 65.4183 | 6.8312 | 3128101905.6274 | 1244680.107 | 0 | 1222652.2325 | 0 | 0 | 0 | 531057.4754 | 1169372.0278 | 3042466.1452 | 2076545.6605 | 9286773.6485 | 3144235.0165 | 10211172.0509 | 10211172.0509 | 9278650.4665 | 4763559.1523 | 0 | 22642180.7158 | 46895562.3856 | 5623.4133 | 1.0413 | 21744.1691 | 45035.6373 | 487.6077 | 1009.9132
1 | 2700 | 707 | 0.035 | 15 | 15 | 7 | 7.4989e-12 | 0 | CO2 | Porous | Wet | R245fa | MinimizeLCOE | IgnoreSilica | 39.4024 | 4.9345 | 0.33575 | 4 | 18022.4403 | 36081.4333 | 404.1488 | 809.1174 | 65.4232 | 6.8057 | 3506528880.1747 | 1455246.3963 | 0 | 1463014.4251 | 0 | 0 | 0 | 584482.4021 | 1366069.8572 | 3554233.5489 | 2425837.4293 | 10848884.0589 | 3144235.0165 | 10211172.0509 | 10211172.0509 | 9278650.4665 | 4763559.1523 | 0 | 24204291.1263 | 48457672.796 | 7498.9421 | 1.343 | 18022.4403 | 36081.4333 | 404.1488 | 809.1174
1 | 2700 | 707 | 0.035 | 15 | 15 | 7 | 1e-11 | 0 | CO2 | Porous | Wet | R245fa | MinimizeLCOE | IgnoreSilica | 48.2964 | 6.0896 | 0.42541 | 4 | 15185.3801 | 29438.2352 | 340.5285 | 660.1453 | 65.3344 | 6.7643 | 3880930130.5894 | 1678305.0421 | 0 | 1725930.9788 | 0 | 0 | 0 | 626692.053 | 1572061.9488 | 4090182.7165 | 2791633.7489 | 12484806.4881 | 3144235.0165 | 10211172.0509 | 10211172.0509 | 9278650.4665 | 4763559.1523 | 0 | 25840213.5554 | 50093595.2251 | 10000 | 1.7017 | 15185.3801 | 29438.2352 | 340.5285 | 660.1453
1 | 2700 | 707 | 0.035 | 15 | 15 | 7 | 1.3335e-11 | 0 | CO2 | Porous | Wet | R245fa | MinimizeLCOE | IgnoreSilica | 58.0017 | 7.3572 | 0.52745 | 4 | 13022.2153 | 24517.7873 | 292.02 | 549.8054 | 65.1522 | 6.7058 | 4225913590.8973 | 1904732.7887 | 0 | 2002464.9295 | 0 | 0 | 0 | 651321.4749 | 1777822.4853 | 4625529.4252 | 3157018.8778 | 14118889.9814 | 3144235.0165 | 10211172.0509 | 10211172.0509 | 9278650.4665 | 4763559.1523 | 0 | 27474297.0488 | 51727678.7185 | 13335.2143 | 2.1098 | 13022.2153 | 24517.7873 | 292.02 | 549.8054
1 | 2700 | 707 | 0.035 | 15 | 15 | 7 | 1.7783e-11 | 0 | CO2 | Porous | Wet | R245fa | MinimizeLCOE | IgnoreSilica | 67.946 | 8.6648 | 0.63714 | 4 | 11376.2757 | 20892.8189 | 255.1102 | 468.5164 | 64.8886 | 6.6322 | 4543718007.012 | 2120914.0414 | 0 | 2277001.1957 | 0 | 0 | 0 | 650943.17 | 1969054.7788 | 5123076.6257 | 3496605.0658 | 15637594.8774 | 3144235.0165 | 10211172.0509 | 10211172.0509 | 9278650.4665 | 4763559.1523 | 0 | 28993001.9448 | 53246383.6145 | 17782.7941 | 2.5485 | 11376.2757 | 20892.8189 | 255.1102 | 468.5164
1 | 2700 | 707 | 0.035 | 15 | 15 | 7 | 2.3714e-11 | 0 | CO2 | Porous | Wet | R245fa | MinimizeLCOE | IgnoreSilica | 75.846 | 9.7251 | 0.74008 | 4 | 10125.3618 | 18318.1771 | 227.0588 | 410.7807 | 64.6215 | 6.5617 | 4814824351.7337 | 2282037.3101 | 0 | 2490254.983 | 0 | 0 | 0 | 593408.8099 | 2092623.4302 | 5444576.9093 | 3716035.6154 | 16618937.0579 | 3144235.0165 | 10211172.0509 | 10211172.0509 | 9278650.4665 | 4763559.1523 | 0 | 29974344.1253 | 54227725.795 | 23713.7371 | 2.9603 | 10125.3618 | 18318.1771 | 227.0588 | 410.7807
1 | 2700 | 707 | 0.035 | 15 | 15 | 7 | 3.1623e-11 | 0 | CO2 | Porous | Wet | R245fa | MinimizeLCOE | IgnoreSilica | 85.3 | 10.9809 | 0.84942 | 4 | 9179.7983 | 16318.0198 | 205.8547 | 365.9276 | 64.255 | 6.4699 | 3408510505.0971 | 2464002.5779 | 0 | 2740099.1207 | 0 | 0 | 0 | 554095.1753 | 2245696.7808 | 5842842.368 | 3987859.9745 | 17834595.9973 | 3144235.0165 | 10211172.0509 | 10211172.0509 | 9278650.4665 | 4763559.1523 | 0 | 31190003.0646 | 55443384.7343 | 31622.7766 | 3.3977 | 9179.7983 | 16318.0198 | 205.8547 | 365.9276
1 | 2700 | 707 | 0.035 | 15 | 15 | 7 | 4.217e-11 | 0 | CO2 | Porous | Wet | R245fa | MinimizeLCOE | IgnoreSilica | 93.7 | 12.1041 | 0.94954 | 4 | 8465.3479 | 14850.9369 | 189.8334 | 333.0286 | 63.8772 | 6.378 | 5097172258.369 | 2615769.8791 | 0 | 2958295.9767 | 0 | 0 | 0 | 494922.5698 | 2366905.486 | 6158202.5555 | 4203099.7825 | 18797196.2497 | 3144235.0165 | 10211172.0509 | 10211172.0509 | 9278650.4665 | 4763559.1523 | 0 | 32152603.3171 | 56405984.9868 | 42169.6503 | 3.7981 | 8465.3479 | 14850.9369 | 189.8334 | 333.0286
1 | 2700 | 707 | 0.035 | 15 | 15 | 7 | 5.6234e-11 | 0 | CO2 | Porous | Wet | R245fa | MinimizeLCOE | IgnoreSilica | 99.5559 | 12.9027 | 1.0303 | 4 | 7921.7916 | 13807.0829 | 177.6442 | 309.6205 | 63.5801 | 6.3066 | 4127600459.469 | 2715929.5048 | 0 | 3108832.4284 | 0 | 0 | 0 | 403473.832 | 2429011.9484 | 6319790.831 | 4313387.1009 | 19290425.6455 | 3144235.0165 | 10211172.0509 | 10211172.0509 | 9278650.4665 | 4763559.1523 | 0 | 32645832.7129 | 56899214.3826 | 56234.1325 | 4.121 | 7921.7916 | 13807.0829 | 177.6442 | 309.6205
1 | 2700 | 707 | 0.035 | 15 | 15 | 7 | 7.4989e-11 | 0 | CO2 | Porous | Wet | R245fa | MinimizeLCOE | IgnoreSilica | 103.7 | 13.474 | 1.0939 | 4 | 7512.521 | 13055.2506 | 168.4665 | 292.7608 | 63.364 | 6.2562 | 4959559503.5088 | 2784587.9532 | 0 | 3214125.9304 | 0 | 0 | 0 | 302743.8587 | 2457568.5195 | 6394089.1712 | 4364097.2447 | 19517212.6777 | 3144235.0165 | 10211172.0509 | 10211172.0509 | 9278650.4665 | 4763559.1523 | 0 | 32872619.7451 | 57126001.4148 | 74989.4209 | 4.3757 | 7512.521 | 13055.2506 | 168.4665 | 292.7608
1 | 2700 | 707 | 0.035 | 15 | 15 | 7 | 1e-10 | 0 | CO2 | Porous | Wet | R245fa | MinimizeLCOE | IgnoreSilica | 107.4 | 13.9844 | 1.1483 | 4 | 7193.3677 | 12473.6413 | 161.3095 | 279.7184 | 63.153 | 6.2067 | 5520800817.7342 | 2843631.6838 | 0 | 3308009.4328 | 0 | 0 | 0 | 204056.9536 | 2478722.2474 | 6449126.8318 | 4401661.579 | 19685208.7284 | 3144235.0165 | 10211172.0509 | 10211172.0509 | 9278650.4665 | 4763559.1523 | 0 | 33040615.7958 | 57293997.4655 | 100000 | 4.5932 | 7193.3677 | 12473.6413 | 161.3095 | 279.7184
1 | 2700 | 707 | 0.035 | 15 | 15 | 7 | 1.3335e-10 | 0 | CO2 | Porous | Wet | R245fa | MinimizeLCOE | IgnoreSilica | 105.846 | 13.8121 | 1.1641 | 4 | 6917.5567 | 12126.237 | 155.1245 | 271.9279 | 63.2385 | 6.2263 | 12041733791.6155 | 2818820.3974 | 0 | 3268857.5166 | 0 | 0 | 0 | 0 | 2374194.3865 | 6177166.7793 | 4216043.255 | 18855082.3347 | 3144235.0165 | 10211172.0509 | 10211172.0509 | 9278650.4665 | 4763559.1523 | 0 | 32210489.4021 | 56463871.0718 | 133352.1432 | 4.6563 | 6917.5567 | 12126.237 | 155.1245 | 271.9279
1 | 2700 | 707 | 0.035 | 15 | 15 | 7 | 1.7783e-10 | 0 | CO2 | Porous | Wet | R245fa | MinimizeLCOE | IgnoreSilica | 114.7491 | 14.982 | 1.2386 | 4 | 6727.0928 | 11622.3525 | 150.8534 | 260.6284 | 62.7063 | 6.1035 | 13332603161.535 | 2955744.7793 | 0 | 3493105.0295 | 0 | 0 | 0 | 0 | 2515051.4254 | 6543647.901 | 4466174.1509 | 19973723.2862 | 3144235.0165 | 10211172.0509 | 10211172.0509 | 9278650.4665 | 4763559.1523 | 0 | 33329130.3535 | 57582512.0232 | 177827.941 | 4.9545 | 6727.0928 | 11622.3525 | 150.8534 | 260.6284
1 | 2700 | 707 | 0.035 | 15 | 15 | 7 | 2.3714e-10 | 0 | CO2 | Porous | Wet | R245fa | MinimizeLCOE | IgnoreSilica | 122.0043 | 15.9353 | 1.2948 | 4 | 6605.4684 | 11288.1988 | 148.126 | 253.1351 | 62.23 | 5.9957 | 14544620495.8257 | 3059743.7707 | 0 | 3674111.9176 | 0 | 0 | 0 | 0 | 2626203.7184 | 6832843.3669 | 4663555.9988 | 20856458.7723 | 3144235.0165 | 10211172.0509 | 10211172.0509 | 9278650.4665 | 4763559.1523 | 0 | 34211865.8396 | 58465247.5094 | 237137.3706 | 5.1793 | 6605.4684 | 11288.1988 | 148.126 | 253.1351
1 | 2700 | 707 | 0.035 | 15 | 15 | 7 | 3.1623e-10 | 0 | CO2 | Porous | Wet | R245fa | MinimizeLCOE | IgnoreSilica | 127.7849 | 16.6949 | 1.3365 | 4 | 6527.8428 | 11064.7062 | 146.3853 | 248.1233 | 61.8219 | 5.9047 | 15206507846.3394 | 3137638.9818 | 0 | 3817376.5962 | 0 | 0 | 0 | 0 | 2712456.0754 | 7057254.3071 | 4816721.0766 | 21541447.0372 | 3144235.0165 | 10211172.0509 | 10211172.0509 | 9278650.4665 | 4763559.1523 | 0 | 34896854.1045 | 59150235.7743 | 316227.766 | 5.3458 | 6527.8428 | 11064.7062 | 146.3853 | 248.1233
1 | 2700 | 707 | 0.035 | 15 | 15 | 7 | 4.217e-10 | 0 | CO2 | Porous | Wet | R245fa | MinimizeLCOE | IgnoreSilica | 132.3332 | 17.2927 | 1.3671 | 4 | 6478.0781 | 10913.3027 | 145.2693 | 244.7282 | 61.4818 | 5.8297 | 16175473693.7891 | 3195740.9379 | 0 | 3929611.3272 | 0 | 0 | 0 | 0 | 2778887.3834 | 7230094.9433 | 4934688.3624 | 22069022.9542 | 3144235.0165 | 10211172.0509 | 10211172.0509 | 9278650.4665 | 4763559.1523 | 0 | 35424430.0215 | 59677811.6912 | 421696.5034 | 5.4684 | 6478.0781 | 10913.3027 | 145.2693 | 244.7282
1 | 2700 | 707 | 0.035 | 15 | 15 | 7 | 5.6234e-10 | 0 | CO2 | Porous | Wet | R245fa | MinimizeLCOE | IgnoreSilica | 135.8559 | 17.7558 | 1.3895 | 4 | 6446.013 | 10809.801 | 144.5503 | 242.4072 | 61.2069 | 5.7697 | 16878754816.5145 | 3238790.8672 | 0 | 4016255.2213 | 0 | 0 | 0 | 0 | 2829467.9745 | 7361695.2661 | 5024508.2868 | 22470717.6159 | 3144235.0165 | 10211172.0509 | 10211172.0509 | 9278650.4665 | 4763559.1523 | 0 | 35826124.6833 | 60079506.353 | 562341.3252 | 5.5579 | 6446.013 | 10809.801 | 144.5503 | 242.4072
1 | 2700 | 707 | 0.035 | 15 | 15 | 7 | 7.4989e-10 | 0 | CO2 | Porous | Wet | R245fa | MinimizeLCOE | IgnoreSilica | 138.0607 | 18.0423 | 1.4037 | 4 | 6425.0524 | 10744.6708 | 144.0802 | 240.9466 | 61.044 | 5.7356 | 4336643865.9257 | 3265760.3057 | 0 | 4069565.82 | 0 | 0 | 0 | 0 | 2860777.189 | 7443155.4198 | 5080106.5156 | 22719365.2501 | 3144235.0165 | 10211172.0509 | 10211172.0509 | 9278650.4665 | 4763559.1523 | 0 | 36074772.3175 | 60328153.9872 | 749894.2093 | 5.6147 | 6425.0524 | 10744.6708 | 144.0802 | 240.9466
1 | 2700 | 707 | 0.035 | 15 | 15 | 7 | 1e-09 | 0 | CO2 | Porous | Wet | R245fa | MinimizeLCOE | IgnoreSilica | 138.4427 | 18.0816 | 1.4087 | 4 | 6409.956 | 10714.1957 | 143.7417 | 240.2632 | 61.061 | 5.7432 | 4341593538.6539 | 3273236.624 | 0 | 4076240.0087 | 0 | 0 | 0 | 0 | 2866295.8867 | 7457513.9392 | 5089906.5001 | 22763192.9587 | 3144235.0165 | 10211172.0509 | 10211172.0509 | 9278650.4665 | 4763559.1523 | 0 | 36118600.0261 | 60371981.6958 | 1000000 | 5.6348 | 6409.956 | 10714.1957 | 143.7417 | 240.2632
1 | 2700 | 707 | 0.035 | 15 | 15 | 7 | 1.3335e-09 | 0 | CO2 | Porous | Wet | R245fa | MinimizeLCOE | IgnoreSilica | 138.7445 | 18.113 | 1.4125 | 4 | 6398.6329 | 10691.1633 | 143.4878 | 239.7467 | 61.0723 | 5.7485 | 4343249903.1869 | 3279006.0425 | 0 | 4081625.2395 | 0 | 0 | 0 | 0 | 2870646.2 | 7468832.5618 | 5097631.6926 | 22797741.7364 | 3144235.0165 | 10211172.0509 | 10211172.0509 | 9278650.4665 | 4763559.1523 | 0 | 36153148.8037 | 60406530.4734 | 1333521.4322 | 5.6501 | 6398.6329 | 10691.1633 | 143.4878 | 239.7467
1 | 2700 | 707 | 0.035 | 15 | 15 | 7 | 1.7783e-09 | 0 | CO2 | Porous | Wet | R245fa | MinimizeLCOE | IgnoreSilica | 138.9567 | 18.1346 | 1.4154 | 4 | 6390.1405 | 10674.0896 | 143.2973 | 239.3639 | 61.0824 | 5.7529 | 4345995433.4668 | 3283201.3272 | 0 | 4085288.1967 | 0 | 0 | 0 | 0 | 2873710.9143 | 7476806.32 | 5103073.9464 | 22822080.7046 | 3144235.0165 | 10211172.0509 | 10211172.0509 | 9278650.4665 | 4763559.1523 | 0 | 36177487.772 | 60430869.4417 | 1778279.41 | 5.6615 | 6390.1405 | 10674.0896 | 143.2973 | 239.3639
1 | 2700 | 707 | 0.035 | 15 | 15 | 7 | 2.3714e-09 | 0 | CO2 | Porous | Wet | R245fa | MinimizeLCOE | IgnoreSilica | 139.1271 | 18.1524 | 1.4175 | 4 | 6383.7713 | 10661.1456 | 143.1545 | 239.0736 | 61.0888 | 5.756 | 4347656441.7428 | 3286461.9792 | 0 | 4088321.7731 | 0 | 0 | 0 | 0 | 2876165.6634 | 7483193.0735 | 5107433.0369 | 22841575.5261 | 3144235.0165 | 10211172.0509 | 10211172.0509 | 9278650.4665 | 4763559.1523 | 0 | 36196982.5934 | 60450364.2631 | 2371373.7057 | 5.6702 | 6383.7713 | 10661.1456 | 143.1545 | 239.0736
1 | 2700 | 707 | 0.035 | 15 | 15 | 7 | 3.1623e-09 | 0 | CO2 | Porous | Wet | R245fa | MinimizeLCOE | IgnoreSilica | 139.2392 | 18.1635 | 1.4191 | 4 | 6378.9947 | 10651.6494 | 143.0474 | 238.8606 | 61.0954 | 5.7587 | 4350747337.8725 | 3288754.5036 | 0 | 4090184.4214 | 0 | 0 | 0 | 0 | 2877786.1808 | 7487409.3272 | 5110310.7167 | 22854445.1498 | 3144235.0165 | 10211172.0509 | 10211172.0509 | 9278650.4665 | 4763559.1523 | 0 | 36209852.2172 | 60463233.8869 | 3162277.6602 | 5.6764 | 6378.9947 | 10651.6494 | 143.0474 | 238.8606
1 | 2700 | 707 | 0.035 | 15 | 15 | 7 | 4.217e-09 | 0 | CO2 | Porous | Wet | R245fa | MinimizeLCOE | IgnoreSilica | 139.3318 | 18.173 | 1.4203 | 4 | 6375.4126 | 10644.418 | 142.9671 | 238.6985 | 61.0994 | 5.7605 | 4351819085.8268 | 3290559.3924 | 0 | 4091802.5428 | 0 | 0 | 0 | 0 | 2879121.1547 | 7490882.6556 | 5112681.3347 | 22865047.08 | 3144235.0165 | 10211172.0509 | 10211172.0509 | 9278650.4665 | 4763559.1523 | 0 | 36220454.1474 | 60473835.8171 | 4216965.0343 | 5.6813 | 6375.4126 | 10644.418 | 142.9671 | 238.6985
1 | 2700 | 707 | 0.035 | 15 | 15 | 7 | 5.6234e-09 | 0 | CO2 | Porous | Wet | R245fa | MinimizeLCOE | IgnoreSilica | 139.4024 | 18.1803 | 1.4212 | 4 | 6372.7262 | 10638.9819 | 142.9068 | 238.5766 | 61.1023 | 5.7618 | 4352470240.0043 | 3291924.5254 | 0 | 4093043.8434 | 0 | 0 | 0 | 0 | 2880137.6638 | 7493527.4038 | 5114486.4297 | 22873119.866 | 3144235.0165 | 10211172.0509 | 10211172.0509 | 9278650.4665 | 4763559.1523 | 0 | 36228526.9334 | 60481908.6031 | 5623413.2519 | 5.6849 | 6372.7262 | 10638.9819 | 142.9068 | 238.5766
1 | 2700 | 707 | 0.035 | 15 | 15 | 7 | 7.4989e-09 | 0 | CO2 | Porous | Wet | R245fa | MinimizeLCOE | IgnoreSilica | 139.4561 | 18.1859 | 1.4219 | 4 | 6370.7116 | 10634.8957 | 142.8617 | 238.4849 | 61.1044 | 5.7628 | 4352847038.3203 | 3292956.5135 | 0 | 4093994.9176 | 0 | 0 | 0 | 0 | 2880911.0581 | 7495539.6171 | 5115859.8066 | 22879261.913 | 3144235.0165 | 10211172.0509 | 10211172.0509 | 9278650.4665 | 4763559.1523 | 0 | 36234668.9803 | 60488050.65 | 7498942.0933 | 5.6877 | 6370.7116 | 10634.8957 | 142.8617 | 238.4849
1 | 2700 | 707 | 0.035 | 15 | 15 | 7 | 1e-08 | 0 | CO2 | Porous | Wet | R245fa | MinimizeLCOE | IgnoreSilica | 139.5 | 18.1906 | 1.4225 | 4 | 6369.2008 | 10631.7844 | 142.8278 | 238.4152 | 61.1056 | 5.7634 | 4353337250.436 | 3293766.4941 | 0 | 4094802.4832 | 0 | 0 | 0 | 0 | 2881541.9011 | 7497180.9412 | 5116980.044 | 22884271.8637 | 3144235.0165 | 10211172.0509 | 10211172.0509 | 9278650.4665 | 4763559.1523 | 0 | 36239678.931 | 60493060.6007 | 10000000 | 5.6898 | 6369.2008 | 10631.7844 | 142.8278 | 238.4152
1 | 2800 | 707 | 0.035 | 15 | 15 | 7 | 1e-13 | 0 | CO2 | Porous | Wet | R245fa | MinimizeLCOE | IgnoreSilica | 0.65648 | 0.0067533 | 0.00088497 | 4 | 4007537.8644 | 11094152.4979 | 89868.0614 | 248783.67 | 46.5368 | 5.6611 | 5245749.9045 | 53609.5465 | 0 | 29582.8957 | 0 | 0 | 0 | 45623.1098 | 50238.0653 | 130709.1406 | 89211.6743 | 398974.4322 | 3144235.0165 | 10642951.9172 | 10642951.9172 | 9533441.692 | 4909297.9377 | 0 | 14186161.3658 | 39271852.9127 | 100 | 0.0035399 | 4007537.8644 | 11094152.4979 | 89868.0614 | 248783.67
1 | 2800 | 707 | 0.035 | 15 | 15 | 7 | 1.3335e-13 | 0 | CO2 | Porous | Wet | R245fa | MinimizeLCOE | IgnoreSilica | 0.97321 | 0.035784 | 0.0021705 | 4 | 1657001.2777 | 4546376.9484 | 37157.8504 | 101951.3967 | 51.5175 | 6.1197 | 44230461.8585 | 80270.291 | 0 | 50117.3187 | 0 | 0 | 0 | 63001.0891 | 75421.5925 | 196231.5127 | 133932.0396 | 598973.8436 | 3144235.0165 | 10642951.9172 | 10642951.9172 | 9533441.692 | 4909297.9377 | 0 | 14386160.7773 | 39471852.3242 | 133.3521 | 0.008682 | 1657001.2777 | 4546376.9484 | 37157.8504 | 101951.3967
1 | 2800 | 707 | 0.035 | 15 | 15 | 7 | 1.7783e-13 | 0 | CO2 | Porous | Wet | R245fa | MinimizeLCOE | IgnoreSilica | 1.3364 | 0.074879 | 0.0041916 | 4 | 870534.2122 | 2366726.4817 | 19521.5179 | 53073.2654 | 55.0039 | 6.421 | 191209957.3044 | 108963.2768 | 0 | 72693.1102 | 0 | 0 | 0 | 79381.0623 | 101804.6052 | 264874.6998 | 180782.4252 | 808499.1795 | 3144235.0165 | 10642951.9172 | 10642951.9172 | 9533441.692 | 4909297.9377 | 0 | 14595686.1131 | 39681377.66 | 177.8279 | 0.016766 | 870534.2122 | 2366726.4817 | 19521.5179 | 53073.2654
1 | 2800 | 707 | 0.035 | 15 | 15 | 7 | 2.3714e-13 | 0 | CO2 | Porous | Wet | R245fa | MinimizeLCOE | IgnoreSilica | 1.8337 | 0.13198 | 0.007174 | 4 | 517990.1229 | 1392181.1396 | 11615.8025 | 31219.3233 | 57.9808 | 6.6575 | 301517376.9531 | 145325.9749 | 0 | 102046.5878 | 0 | 0 | 0 | 100355.5057 | 135613.9467 | 352839.671 | 240820.3256 | 1077002.0116 | 3144235.0165 | 10642951.9172 | 10642951.9172 | 9533441.692 | 4909297.9377 | 0 | 14864188.9453 | 39949880.4922 | 237.1374 | 0.028696 | 517990.1229 | 1392181.1396 | 11615.8025 | 31219.3233
1 | 2800 | 707 | 0.035 | 15 | 15 | 7 | 3.1623e-13 | 0 | CO2 | Porous | Wet | R245fa | MinimizeLCOE | IgnoreSilica | 2.4451 | 0.20621 | 0.011376 | 4 | 333252.4282 | 884530.389 | 7473.1046 | 19835.3787 | 60.26 | 6.8261 | 408831621.8193 | 186466.0761 | 0 | 136137.474 | 0 | 0 | 0 | 122092.5578 | 173431.4821 | 451233.1408 | 307975.8905 | 1377336.6213 | 3144235.0165 | 10642951.9172 | 10642951.9172 | 9533441.692 | 4909297.9377 | 0 | 15164523.555 | 40250215.1019 | 316.2278 | 0.045505 | 333252.4282 | 884530.389 | 7473.1046 | 19835.3787
1 | 2800 | 707 | 0.035 | 15 | 15 | 7 | 4.217e-13 | 0 | CO2 | Porous | Wet | R245fa | MinimizeLCOE | IgnoreSilica | 3.2493 | 0.30629 | 0.017176 | 4 | 226047.0187 | 591181.9127 | 5069.0494 | 13257.1105 | 62.1323 | 6.9562 | 552487501.8268 | 236207.42 | 0 | 178467.6963 | 0 | 0 | 0 | 148021.9393 | 219451.8517 | 570968.7024 | 389697.8716 | 1742815.4814 | 3144235.0165 | 10642951.9172 | 10642951.9172 | 9533441.692 | 4909297.9377 | 0 | 15530002.415 | 40615693.9619 | 421.6965 | 0.068703 | 226047.0187 | 591181.9127 | 5069.0494 | 13257.1105
1 | 2800 | 707 | 0.035 | 15 | 15 | 7 | 5.6234e-13 | 0 | CO2 | Porous | Wet | R245fa | MinimizeLCOE | IgnoreSilica | 4.2823 | 0.43723 | 0.025048 | 4 | 159309.5681 | 409683.9865 | 3572.4783 | 9187.0637 | 63.6206 | 7.0543 | 788436829.4885 | 294891.6789 | 0 | 229773.7298 | 0 | 0 | 0 | 177398.6603 | 273804.9869 | 712384.4108 | 486216.9984 | 2174470.4651 | 3144235.0165 | 10642951.9172 | 10642951.9172 | 9533441.692 | 4909297.9377 | 0 | 15961657.3987 | 41047348.9456 | 562.3413 | 0.10019 | 159309.5681 | 409683.9865 | 3572.4783 | 9187.0637
1 | 2800 | 707 | 0.035 | 15 | 15 | 7 | 7.4989e-13 | 0 | CO2 | Porous | Wet | R245fa | MinimizeLCOE | IgnoreSilica | 5.6239 | 0.60905 | 0.035639 | 4 | 115600.3032 | 291572.0178 | 2592.3087 | 6538.4315 | 64.809 | 7.129 | 1015232554.0262 | 364952.6796 | 0 | 292693.1349 | 0 | 0 | 0 | 211589.7676 | 339001.877 | 882013.3451 | 601992.2316 | 2692243.0357 | 3144235.0165 | 10642951.9172 | 10642951.9172 | 9533441.692 | 4909297.9377 | 0 | 16479429.9694 | 41565121.5163 | 749.8942 | 0.14256 | 115600.3032 | 291572.0178 | 2592.3087 | 6538.4315
1 | 2800 | 707 | 0.035 | 15 | 15 | 7 | 1e-12 | 0 | CO2 | Porous | Wet | R245fa | MinimizeLCOE | IgnoreSilica | 7.3561 | 0.83245 | 0.049778 | 4 | 85864.6448 | 211852.3704 | 1925.4938 | 4750.7379 | 65.7451 | 7.1853 | 1269980688.0022 | 448181.3524 | 0 | 369453.8284 | 0 | 0 | 0 | 250895.4261 | 416726.9367 | 1084238.0069 | 740014.7186 | 3309510.2692 | 3144235.0165 | 10642951.9172 | 10642951.9172 | 9533441.692 | 4909297.9377 | 0 | 17096697.2029 | 42182388.7498 | 1000 | 0.19911 | 85864.6448 | 211852.3704 | 1925.4938 | 4750.7379
1 | 2800 | 707 | 0.035 | 15 | 15 | 7 | 1.3335e-12 | 0 | CO2 | Porous | Wet | R245fa | MinimizeLCOE | IgnoreSilica | 9.5876 | 1.1216 | 0.068546 | 4 | 65036.4171 | 156528.8297 | 1458.4258 | 3510.1209 | 66.4756 | 7.2271 | 1549325776.129 | 546971.297 | 0 | 462991.2026 | 0 | 0 | 0 | 295940.4085 | 509302.1342 | 1325099.6809 | 904407.7603 | 4044712.4835 | 3144235.0165 | 10642951.9172 | 10642951.9172 | 9533441.692 | 4909297.9377 | 0 | 17831899.4171 | 42917590.964 | 1333.5214 | 0.27418 | 65036.4171 | 156528.8297 | 1458.4258 | 3510.1209
1 | 2800 | 707 | 0.035 | 15 | 15 | 7 | 1.7783e-12 | 0 | CO2 | Porous | Wet | R245fa | MinimizeLCOE | IgnoreSilica | 12.4381 | 1.4924 | 0.093295 | 4 | 50110.1371 | 117331.7622 | 1123.7076 | 2631.1362 | 67.0361 | 7.2568 | 1864347305.2129 | 663420.6056 | 0 | 576144.8242 | 0 | 0 | 0 | 346632.9087 | 618617.352 | 1609515.4541 | 1098527.3696 | 4912858.5142 | 3144235.0165 | 10642951.9172 | 10642951.9172 | 9533441.692 | 4909297.9377 | 0 | 18700045.4478 | 43785736.9947 | 1778.2794 | 0.37318 | 50110.1371 | 117331.7622 | 1123.7076 | 2631.1362
1 | 2800 | 707 | 0.035 | 15 | 15 | 7 | 2.3714e-12 | 0 | CO2 | Porous | Wet | R245fa | MinimizeLCOE | IgnoreSilica | 16.0527 | 1.9641 | 0.1257 | 4 | 39217.1949 | 89109.3404 | 879.4361 | 1998.2553 | 67.4572 | 7.2761 | 2212076486.6896 | 799906.6864 | 0 | 712222.2937 | 0 | 0 | 0 | 402843.818 | 746839.3913 | 1943122.8982 | 1326221.3052 | 5931156.3928 | 3144235.0165 | 10642951.9172 | 10642951.9172 | 9533441.692 | 4909297.9377 | 0 | 19718343.3264 | 44804034.8733 | 2371.3737 | 0.5028 | 39217.1949 | 89109.3404 | 879.4361 | 1998.2553
1 | 2800 | 707 | 0.035 | 15 | 15 | 7 | 3.1623e-12 | 0 | CO2 | Porous | Wet | R245fa | MinimizeLCOE | IgnoreSilica | 20.5887 | 2.5579 | 0.16774 | 4 | 31151.1531 | 68539.9663 | 698.557 | 1536.9921 | 67.7607 | 7.2852 | 2589010956.5258 | 958456.5734 | 0 | 874427.3096 | 0 | 0 | 0 | 463796.6408 | 895705.4043 | 2330441.7274 | 1590574.3648 | 7113402.0202 | 3144235.0165 | 10642951.9172 | 10642951.9172 | 9533441.692 | 4909297.9377 | 0 | 20900588.9538 | 45986280.5008 | 3162.2777 | 0.67094 | 31151.1531 | 68539.9663 | 698.557 | 1536.9921
1 | 2800 | 707 | 0.035 | 15 | 15 | 7 | 4.217e-12 | 0 | CO2 | Porous | Wet | R245fa | MinimizeLCOE | IgnoreSilica | 26.2159 | 3.2968 | 0.22161 | 4 | 25109.0471 | 53407.8629 | 563.0643 | 1197.6583 | 67.9608 | 7.2836 | 2981595363.0743 | 1140761.8804 | 0 | 1065915.6771 | 0 | 0 | 0 | 528297.3405 | 1066640.2102 | 2775179.0289 | 1894116.7115 | 8470910.8486 | 3144235.0165 | 10642951.9172 | 10642951.9172 | 9533441.692 | 4909297.9377 | 0 | 22258097.7822 | 47343789.3291 | 4216.965 | 0.88646 | 25109.0471 | 53407.8629 | 563.0643 | 1197.6583
1 | 2800 | 707 | 0.035 | 15 | 15 | 7 | 5.6234e-12 | 0 | CO2 | Porous | Wet | R245fa | MinimizeLCOE | IgnoreSilica | 33.0519 | 4.1976 | 0.28942 | 4 | 20543.2433 | 42212.159 | 460.6772 | 946.5974 | 68.0627 | 7.2694 | 3384963084.8098 | 1346248.3064 | 0 | 1287784.2764 | 0 | 0 | 0 | 593128.1146 | 1258592.672 | 3274599.9596 | 2234981.7587 | 9995335.0877 | 3144235.0165 | 10642951.9172 | 10642951.9172 | 9533441.692 | 4909297.9377 | 0 | 23782522.0214 | 48868213.5683 | 5623.4133 | 1.1577 | 20543.2433 | 42212.159 | 460.6772 | 946.5974
1 | 2800 | 707 | 0.035 | 15 | 15 | 7 | 7.4989e-12 | 0 | CO2 | Porous | Wet | R245fa | MinimizeLCOE | IgnoreSilica | 41.1418 | 5.269 | 0.37279 | 4 | 17063.7298 | 33886.4885 | 382.65 | 759.8963 | 68.059 | 7.2371 | 4174561909.0451 | 1571864.0058 | 0 | 1539129.7874 | 0 | 0 | 0 | 652932.741 | 1467931.3483 | 3819256.2542 | 2606720.8714 | 11657835.0081 | 3144235.0165 | 10642951.9172 | 10642951.9172 | 9533441.692 | 4909297.9377 | 0 | 25445021.9417 | 50530713.4886 | 7498.9421 | 1.4912 | 17063.7298 | 33886.4885 | 382.65 | 759.8963
1 | 2800 | 707 | 0.035 | 15 | 15 | 7 | 1e-11 | 0 | CO2 | Porous | Wet | R245fa | MinimizeLCOE | IgnoreSilica | 50.3381 | 6.492 | 0.47131 | 4 | 14420.2759 | 27726.7187 | 323.3712 | 621.7649 | 67.9626 | 7.1905 | 4175984669.3374 | 1810432.5254 | 0 | 1813231.7155 | 0 | 0 | 0 | 702211.7225 | 1687091.6257 | 4389466.34 | 2995900.9716 | 13398334.9007 | 3144235.0165 | 10642951.9172 | 10642951.9172 | 9533441.692 | 4909297.9377 | 0 | 27185521.8344 | 52271213.3813 | 10000 | 1.8852 | 14420.2759 | 27726.7187 | 323.3712 | 621.7649
1 | 2800 | 707 | 0.035 | 15 | 15 | 7 | 1.3335e-11 | 0 | CO2 | Porous | Wet | R245fa | MinimizeLCOE | IgnoreSilica | 60.2332 | 7.8162 | 0.58235 | 4 | 12405.2953 | 23174.5484 | 278.1857 | 519.6836 | 67.7692 | 7.126 | 4541443690.0703 | 2049321.7533 | 0 | 2097710.1718 | 0 | 0 | 0 | 731312.5245 | 1902554.3354 | 4950056.113 | 3378515.0106 | 15109469.9086 | 3144235.0165 | 10642951.9172 | 10642951.9172 | 9533441.692 | 4909297.9377 | 0 | 28896656.8423 | 53982348.3892 | 13335.2143 | 2.3294 | 12405.2953 | 23174.5484 | 278.1857 | 519.6836
1 | 2800 | 707 | 0.035 | 15 | 15 | 7 | 1.7783e-11 | 0 | CO2 | Porous | Wet | R245fa | MinimizeLCOE | IgnoreSilica | 70.3381 | 9.1779 | 0.70096 | 4 | 10873.0475 | 19819.9637 | 243.8254 | 444.4579 | 67.4913 | 7.0457 | 4863254422.1103 | 2276782.9989 | 0 | 2379426.8228 | 0 | 0 | 0 | 735360.9488 | 2102712.6005 | 5470826.8608 | 3733951.7468 | 16699061.9786 | 3144235.0165 | 10642951.9172 | 10642951.9172 | 9533441.692 | 4909297.9377 | 0 | 30486248.9123 | 55571940.4592 | 17782.7941 | 2.8038 | 10873.0475 | 19819.9637 | 243.8254 | 444.4579
1 | 2800 | 707 | 0.035 | 15 | 15 | 7 | 2.3714e-11 | 0 | CO2 | Porous | Wet | R245fa | MinimizeLCOE | IgnoreSilica | 80.0091 | 10.4914 | 0.82006 | 4 | 9711.8493 | 17359.3698 | 217.7859 | 389.2796 | 67.1563 | 6.9556 | 5140661492.2648 | 2480370.8682 | 0 | 2642362.1052 | 0 | 0 | 0 | 711466.5285 | 2275337.8057 | 5919962.2345 | 4040495.8681 | 18069995.41 | 3144235.0165 | 10642951.9172 | 10642951.9172 | 9533441.692 | 4909297.9377 | 0 | 31857182.3437 | 56942873.8906 | 23713.7371 | 3.2802 | 9711.8493 | 17359.3698 | 217.7859 | 389.2796
1 | 2800 | 707 | 0.035 | 15 | 15 | 7 | 3.1623e-11 | 0 | CO2 | Porous | Wet | R245fa | MinimizeLCOE | IgnoreSilica | 88.5081 | 11.6589 | 0.9318 | 4 | 8830.1056 | 15560.5217 | 198.013 | 348.9409 | 66.8002 | 6.8629 | 5249009345.9084 | 2648216.7291 | 0 | 2869335.7814 | 0 | 0 | 0 | 657109.3628 | 2408118.1306 | 6265429.4029 | 4276284.3092 | 19124493.716 | 3144235.0165 | 10642951.9172 | 10642951.9172 | 9533441.692 | 4909297.9377 | 0 | 32911680.6496 | 57997372.1965 | 31622.7766 | 3.7272 | 8830.1056 | 15560.5217 | 198.013 | 348.9409
1 | 2800 | 707 | 0.035 | 15 | 15 | 7 | 4.217e-11 | 0 | CO2 | Porous | Wet | R245fa | MinimizeLCOE | IgnoreSilica | 95.3 | 12.6014 | 1.0288 | 4 | 8169.6784 | 14265.2455 | 183.203 | 319.8947 | 66.488 | 6.7847 | 3925435578.8363 | 2775778.7321 | 0 | 3047801.4646 | 0 | 0 | 0 | 580254.4457 | 2497495.5106 | 6497971.0117 | 4434998.7354 | 19834299.9002 | 3144235.0165 | 10642951.9172 | 10642951.9172 | 9533441.692 | 4909297.9377 | 0 | 33621486.8338 | 58707178.3807 | 42169.6503 | 4.1154 | 8169.6784 | 14265.2455 | 183.203 | 319.8947
1 | 2800 | 707 | 0.035 | 15 | 15 | 7 | 5.6234e-11 | 0 | CO2 | Porous | Wet | R245fa | MinimizeLCOE | IgnoreSilica | 102.2747 | 13.5651 | 1.1203 | 4 | 7667.2658 | 13265.1787 | 171.9366 | 297.4684 | 66.1269 | 6.6953 | 5387973565.4561 | 2900095.7412 | 0 | 3229369.8933 | 0 | 0 | 0 | 512485.9426 | 2590361.115 | 6739588.2652 | 4599907.4757 | 20571808.433 | 3144235.0165 | 10642951.9172 | 10642951.9172 | 9533441.692 | 4909297.9377 | 0 | 34358995.3667 | 59444686.9136 | 56234.1325 | 4.4813 | 7667.2658 | 13265.1787 | 171.9366 | 297.4684
1 | 2800 | 707 | 0.035 | 15 | 15 | 7 | 7.4989e-11 | 0 | CO2 | Porous | Wet | R245fa | MinimizeLCOE | IgnoreSilica | 106.8297 | 14.2063 | 1.19 | 4 | 7288.9616 | 12559.1027 | 163.4532 | 281.6348 | 65.8755 | 6.6344 | 5892275942.3494 | 2977995.3663 | 0 | 3346807.7242 | 0 | 0 | 0 | 425700.419 | 2632696.3687 | 6849735.911 | 4675085.5073 | 20908021.2964 | 3144235.0165 | 10642951.9172 | 10642951.9172 | 9533441.692 | 4909297.9377 | 0 | 34695208.23 | 59780899.7769 | 74989.4209 | 4.76 | 7288.9616 | 12559.1027 | 163.4532 | 281.6348
1 | 2800 | 707 | 0.035 | 15 | 15 | 7 | 1e-10 | 0 | CO2 | Porous | Wet | R245fa | MinimizeLCOE | IgnoreSilica | 111.6 | 14.8683 | 1.2533 | 4 | 7003.049 | 12007.0878 | 157.0417 | 269.256 | 65.5989 | 6.5685 | 6036902154.5338 | 3056815.9535 | 0 | 3468897.7006 | 0 | 0 | 0 | 357713.8304 | 2684536.719 | 6984613.8686 | 4767142.4848 | 21319720.5568 | 3144235.0165 | 10642951.9172 | 10642951.9172 | 9533441.692 | 4909297.9377 | 0 | 35106907.4905 | 60192599.0374 | 100000 | 5.0131 | 7003.049 | 12007.0878 | 157.0417 | 269.256
1 | 2800 | 707 | 0.035 | 15 | 15 | 7 | 1.3335e-10 | 0 | CO2 | Porous | Wet | R245fa | MinimizeLCOE | IgnoreSilica | 112.587 | 15.0292 | 1.2873 | 4 | 6780.3966 | 11652.1151 | 152.0487 | 261.2958 | 65.5341 | 6.5526 | 6150572186.8117 | 3072446.8954 | 0 | 3494348.2577 | 0 | 0 | 0 | 254332.8242 | 2660239.9111 | 6921398.5585 | 4723996.7367 | 21126763.1837 | 3144235.0165 | 10642951.9172 | 10642951.9172 | 9533441.692 | 4909297.9377 | 0 | 34913950.1173 | 59999641.6642 | 133352.1432 | 5.1492 | 6780.3966 | 11652.1151 | 152.0487 | 261.2958
1 | 2800 | 707 | 0.035 | 15 | 15 | 7 | 1.7783e-10 | 0 | CO2 | Porous | Wet | R245fa | MinimizeLCOE | IgnoreSilica | 111.6022 | 14.9215 | 1.3018 | 4 | 6610.911 | 11428.3242 | 148.2481 | 256.2774 | 65.5938 | 6.5667 | 16962475069.5591 | 3056575.7894 | 0 | 3469208.3099 | 0 | 0 | 0 | 137466.5723 | 2598667.762 | 6761200.4566 | 4614658.2404 | 20637777.1306 | 3144235.0165 | 10642951.9172 | 10642951.9172 | 9533441.692 | 4909297.9377 | 0 | 34424964.0643 | 59510655.6112 | 177827.941 | 5.2073 | 6610.911 | 11428.3242 | 148.2481 | 256.2774
1 | 2800 | 707 | 0.035 | 15 | 15 | 7 | 2.3714e-10 | 0 | CO2 | Porous | Wet | R245fa | MinimizeLCOE | IgnoreSilica | 110.823 | 14.8332 | 1.3116 | 4 | 6461.1718 | 11242.6031 | 144.8902 | 252.1126 | 65.6462 | 6.5798 | 11846538356.6579 | 3044241.4511 | 0 | 3449005.5076 | 0 | 0 | 0 | 0 | 2532366.3139 | 6588697.689 | 4496921.5569 | 20111232.5184 | 3144235.0165 | 10642951.9172 | 10642951.9172 | 9533441.692 | 4909297.9377 | 0 | 33898419.4521 | 58984110.999 | 237137.3706 | 5.2465 | 6461.1718 | 11242.6031 | 144.8902 | 252.1126
1 | 2800 | 707 | 0.035 | 15 | 15 | 7 | 3.1623e-10 | 0 | CO2 | Porous | Wet | R245fa | MinimizeLCOE | IgnoreSilica | 116.6128 | 15.6146 | 1.3635 | 4 | 6351.2862 | 10950.7249 | 142.426 | 245.5673 | 65.2818 | 6.4929 | 12464279760.7441 | 3135936.4309 | 0 | 3596872.322 | 0 | 0 | 0 | 0 | 2625795.4136 | 6831781.0416 | 4662830.94 | 20853216.1482 | 3144235.0165 | 10642951.9172 | 10642951.9172 | 9533441.692 | 4909297.9377 | 0 | 34640403.0818 | 59726094.6287 | 316227.766 | 5.4541 | 6351.2862 | 10950.7249 | 142.426 | 245.5673
1 | 2800 | 707 | 0.035 | 15 | 15 | 7 | 4.217e-10 | 0 | CO2 | Porous | Wet | R245fa | MinimizeLCOE | IgnoreSilica | 120.9908 | 16.2047 | 1.4012 | 4 | 6278.8272 | 10754.7272 | 140.8012 | 241.1721 | 64.9935 | 6.4254 | 13303238120.2993 | 3202537.6989 | 0 | 3707847.5492 | 0 | 0 | 0 | 0 | 2695050.2468 | 7011967.9112 | 4785812.181 | 21403215.587 | 3144235.0165 | 10642951.9172 | 10642951.9172 | 9533441.692 | 4909297.9377 | 0 | 35190402.5207 | 60276094.0676 | 421696.5034 | 5.6046 | 6278.8272 | 10754.7272 | 140.8012 | 241.1721
1 | 2800 | 707 | 0.035 | 15 | 15 | 7 | 5.6234e-10 | 0 | CO2 | Porous | Wet | R245fa | MinimizeLCOE | IgnoreSilica | 124.3795 | 16.6615 | 1.4292 | 4 | 6229.0509 | 10617.1935 | 139.6849 | 238.088 | 64.7606 | 6.3713 | 13651482074.1839 | 3252338.8096 | 0 | 3793394.6579 | 0 | 0 | 0 | 0 | 2747836.0523 | 7149305.7495 | 4879548.0776 | 21822423.3469 | 3144235.0165 | 10642951.9172 | 10642951.9172 | 9533441.692 | 4909297.9377 | 0 | 35609610.2806 | 60695301.8275 | 562341.3252 | 5.7167 | 6229.0509 | 10617.1935 | 139.6849 | 238.088
1 | 2800 | 707 | 0.035 | 15 | 15 | 7 | 7.4989e-10 | 0 | CO2 | Porous | Wet | R245fa | MinimizeLCOE | IgnoreSilica | 127.0079 | 17.0159 | 1.4502 | 4 | 6194.2121 | 10518.801 | 138.9037 | 235.8816 | 64.5732 | 6.3281 | 14579429689.6589 | 3289860.6264 | 0 | 3859586.0345 | 0 | 0 | 0 | 0 | 2788284.1978 | 7254543.5268 | 4951375.023 | 22143649.4085 | 3144235.0165 | 10642951.9172 | 10642951.9172 | 9533441.692 | 4909297.9377 | 0 | 35930836.3421 | 61016527.889 | 749894.2093 | 5.8007 | 6194.2121 | 10518.801 | 138.9037 | 235.8816
1 | 2800 | 707 | 0.035 | 15 | 15 | 7 | 1e-09 | 0 | CO2 | Porous | Wet | R245fa | MinimizeLCOE | IgnoreSilica | 128.9958 | 17.2839 | 1.4657 | 4 | 6169.7883 | 10448.6601 | 138.356 | 234.3087 | 64.4283 | 6.2949 | 14683731516.7517 | 3317643.4909 | 0 | 3909520.2421 | 0 | 0 | 0 | 0 | 2818593.8559 | 7333403.0399 | 5005198.2611 | 22384358.8899 | 3144235.0165 | 10642951.9172 | 10642951.9172 | 9533441.692 | 4909297.9377 | 0 | 36171545.8235 | 61257237.3704 | 1000000 | 5.8627 | 6169.7883 | 10448.6601 | 138.356 | 234.3087
1 | 2800 | 707 | 0.035 | 15 | 15 | 7 | 1.3335e-09 | 0 | CO2 | Porous | Wet | R245fa | MinimizeLCOE | IgnoreSilica | 130.5085 | 17.4878 | 1.4772 | 4 | 6152.3612 | 10397.8024 | 137.9652 | 233.1682 | 64.316 | 6.2693 | 14801986647.2512 | 3338418.0394 | 0 | 3947461.3412 | 0 | 0 | 0 | 0 | 2841492.9584 | 7392981.8075 | 5045861.9942 | 22566216.1407 | 3144235.0165 | 10642951.9172 | 10642951.9172 | 9533441.692 | 4909297.9377 | 0 | 36353403.0744 | 61439094.6213 | 1333521.4322 | 5.9089 | 6152.3612 | 10397.8024 | 137.9652 | 233.1682
1 | 2800 | 707 | 0.035 | 15 | 15 | 7 | 1.7783e-09 | 0 | CO2 | Porous | Wet | R245fa | MinimizeLCOE | IgnoreSilica | 131.6559 | 17.6425 | 1.4858 | 4 | 6139.8026 | 10360.6485 | 137.6836 | 232.335 | 64.2294 | 6.2496 | 14937150300.249 | 3353963.0719 | 0 | 3976212.0211 | 0 | 0 | 0 | 0 | 2858768.2863 | 7437928.6668 | 5076539.1493 | 22703411.1954 | 3144235.0165 | 10642951.9172 | 10642951.9172 | 9533441.692 | 4909297.9377 | 0 | 36490598.129 | 61576289.6759 | 1778279.41 | 5.9433 | 6139.8026 | 10360.6485 | 137.6836 | 232.335
1 | 2800 | 707 | 0.035 | 15 | 15 | 7 | 2.3714e-09 | 0 | CO2 | Porous | Wet | R245fa | MinimizeLCOE | IgnoreSilica | 132.5379 | 17.7615 | 1.4923 | 4 | 6130.6157 | 10333.053 | 137.4776 | 231.7162 | 64.1618 | 6.2343 | 15500956232.6828 | 3365763.4835 | 0 | 3998314.7881 | 0 | 0 | 0 | 0 | 2871990.5259 | 7472330.2222 | 5100018.9177 | 22808417.9375 | 3144235.0165 | 10642951.9172 | 10642951.9172 | 9533441.692 | 4909297.9377 | 0 | 36595604.8712 | 61681296.4181 | 2371373.7057 | 5.9693 | 6130.6157 | 10333.053 | 137.4776 | 231.7162
1 | 2800 | 707 | 0.035 | 15 | 15 | 7 | 3.1623e-09 | 0 | CO2 | Porous | Wet | R245fa | MinimizeLCOE | IgnoreSilica | 133.1912 | 17.8496 | 1.4971 | 4 | 6123.9523 | 10312.947 | 137.3281 | 231.2653 | 64.1116 | 6.2229 | 15105427077.6081 | 3374452.1448 | 0 | 4014659.0616 | 0 | 0 | 0 | 0 | 2881753.3705 | 7497731.1412 | 5117355.5668 | 22885951.285 | 3144235.0165 | 10642951.9172 | 10642951.9172 | 9533441.692 | 4909297.9377 | 0 | 36673138.2187 | 61758829.7656 | 3162277.6602 | 5.9885 | 6123.9523 | 10312.947 | 137.3281 | 231.2653
1 | 2800 | 707 | 0.035 | 15 | 15 | 7 | 4.217e-09 | 0 | CO2 | Porous | Wet | R245fa | MinimizeLCOE | IgnoreSilica | 133.6757 | 17.9149 | 1.5007 | 4 | 6119.0806 | 10298.2044 | 137.2189 | 230.9347 | 64.0743 | 6.2145 | 15379234037.4474 | 3380870.1441 | 0 | 4026766.0326 | 0 | 0 | 0 | 0 | 2888978.1089 | 7516528.4284 | 5130185.1016 | 22943327.8156 | 3144235.0165 | 10642951.9172 | 10642951.9172 | 9533441.692 | 4909297.9377 | 0 | 36730514.7492 | 61816206.2961 | 4216965.0343 | 6.0026 | 6119.0806 | 10298.2044 | 137.2189 | 230.9347
1 | 2800 | 707 | 0.035 | 15 | 15 | 7 | 5.6234e-09 | 0 | CO2 | Porous | Wet | R245fa | MinimizeLCOE | IgnoreSilica | 134.0506 | 17.9654 | 1.5034 | 4 | 6115.4407 | 10287.0464 | 137.1373 | 230.6845 | 64.0451 | 6.2079 | 15562855036.8489 | 3385796.2118 | 0 | 4036145.4941 | 0 | 0 | 0 | 0 | 2894557.2653 | 7531044.249 | 5140092.4474 | 22987635.6676 | 3144235.0165 | 10642951.9172 | 10642951.9172 | 9533441.692 | 4909297.9377 | 0 | 36774822.6013 | 61860514.1482 | 5623413.2519 | 6.0134 | 6115.4407 | 10287.0464 | 137.1373 | 230.6845
1 | 2800 | 707 | 0.035 | 15 | 15 | 7 | 7.4989e-09 | 0 | CO2 | Porous | Wet | R245fa | MinimizeLCOE | IgnoreSilica | 134.3212 | 18.0019 | 1.5053 | 4 | 6112.7836 | 10278.9577 | 137.0777 | 230.5031 | 64.0242 | 6.2032 | 15355453942.648 | 3389357.6227 | 0 | 4042898.2127 | 0 | 0 | 0 | 0 | 2898579.7758 | 7541509.9962 | 5147235.5349 | 23019581.1424 | 3144235.0165 | 10642951.9172 | 10642951.9172 | 9533441.692 | 4909297.9377 | 0 | 36806768.076 | 61892459.6229 | 7498942.0933 | 6.0213 | 6112.7836 | 10278.9577 | 137.0777 | 230.5031
1 | 2800 | 707 | 0.035 | 15 | 15 | 7 | 1e-08 | 0 | CO2 | Porous | Wet | R245fa | MinimizeLCOE | IgnoreSilica | 134.5453 | 18.0322 | 1.5069 | 4 | 6110.7336 | 10272.5236 | 137.0317 | 230.3588 | 64.0063 | 6.1991 | 15843349217.1406 | 3392264.3621 | 0 | 4048520.3833 | 0 | 0 | 0 | 0 | 2901906.0507 | 7550164.2812 | 5153142.2622 | 23045997.3395 | 3144235.0165 | 10642951.9172 | 10642951.9172 | 9533441.692 | 4909297.9377 | 0 | 36833184.2731 | 61918875.8201 | 10000000 | 6.0276 | 6110.7336 | 10272.5236 | 137.0317 | 230.3588
1 | 2900 | 707 | 0.035 | 15 | 15 | 7 | 1e-13 | 0 | CO2 | Porous | Wet | R245fa | MinimizeLCOE | IgnoreSilica | 0.69538 | 0.0071916 | 0.00092569 | 4 | 3959521.9905 | 10962882.1908 | 88791.3171 | 245839.9654 | 47.8849 | 6.0479 | 76068017.2527 | 58441.4405 | 0 | 31577.2123 | 0 | 0 | 0 | 50860.596 | 54942.907 | 142950.1737 | 97566.4309 | 436338.7602 | 3144235.0165 | 11080591.8743 | 11080591.8743 | 9793800.0038 | 5057380.7595 | 0 | 14661165.651 | 40592938.2886 | 100 | 0.0037028 | 3959521.9905 | 10962882.1908 | 88791.3171 | 245839.9654
1 | 2900 | 707 | 0.035 | 15 | 15 | 7 | 1.3335e-13 | 0 | CO2 | Porous | Wet | R245fa | MinimizeLCOE | IgnoreSilica | 1.0223 | 0.037578 | 0.0023424 | 4 | 1587289.5484 | 4354994.7325 | 35594.5819 | 97659.6971 | 53.0384 | 6.5133 | 110736788.8008 | 86688.5789 | 0 | 52860.9115 | 0 | 0 | 0 | 69391.8344 | 81487.1167 | 212012.7622 | 144703.0667 | 647144.2703 | 3144235.0165 | 11080591.8743 | 11080591.8743 | 9793800.0038 | 5057380.7595 | 0 | 14871971.1611 | 40803743.7988 | 133.3521 | 0.0093694 | 1587289.5484 | 4354994.7325 | 35594.5819 | 97659.6971
1 | 2900 | 707 | 0.035 | 15 | 15 | 7 | 1.7783e-13 | 0 | CO2 | Porous | Wet | R245fa | MinimizeLCOE | IgnoreSilica | 1.4142 | 0.080121 | 0.0045841 | 4 | 823775.3928 | 2238014.2668 | 18472.9627 | 50186.9253 | 56.8257 | 6.8334 | 145048714.8155 | 118492.9123 | 0 | 77333.112 | 0 | 0 | 0 | 88324.6964 | 110818.7811 | 288327.7362 | 196789.6045 | 880086.8425 | 3144235.0165 | 11080591.8743 | 11080591.8743 | 9793800.0038 | 5057380.7595 | 0 | 15104913.7333 | 41036686.3709 | 177.8279 | 0.018336 | 823775.3928 | 2238014.2668 | 18472.9627 | 50186.9253
1 | 2900 | 707 | 0.035 | 15 | 15 | 7 | 2.3714e-13 | 0 | CO2 | Porous | Wet | R245fa | MinimizeLCOE | IgnoreSilica | 1.9263 | 0.1402 | 0.0078947 | 4 | 487258.506 | 1308439.6846 | 10926.6534 | 29341.4415 | 59.9209 | 7.0735 | 225285737.4601 | 156994.1272 | 0 | 107714.2352 | 0 | 0 | 0 | 110503.6744 | 146332.6943 | 380727.6537 | 259854.4468 | 1162126.8316 | 3144235.0165 | 11080591.8743 | 11080591.8743 | 9793800.0038 | 5057380.7595 | 0 | 15386953.7225 | 41318726.3601 | 237.1374 | 0.031579 | 487258.506 | 1308439.6846 | 10926.6534 | 29341.4415
1 | 2900 | 707 | 0.035 | 15 | 15 | 7 | 3.1623e-13 | 0 | CO2 | Porous | Wet | R245fa | MinimizeLCOE | IgnoreSilica | 2.5766 | 0.22049 | 0.012573 | 4 | 312490.9544 | 828123.4171 | 7007.5336 | 18570.4661 | 62.3808 | 7.2509 | 444643766.7301 | 202027.8794 | 0 | 144176.4905 | 0 | 0 | 0 | 135098.3493 | 187708.0605 | 488377.8691 | 333327.9308 | 1490716.5796 | 3144235.0165 | 11080591.8743 | 11080591.8743 | 9793800.0038 | 5057380.7595 | 0 | 15715543.4704 | 41647316.108 | 316.2278 | 0.050291 | 312490.9544 | 828123.4171 | 7007.5336 | 18570.4661
1 | 2900 | 707 | 0.035 | 15 | 15 | 7 | 4.217e-13 | 0 | CO2 | Porous | Wet | R245fa | MinimizeLCOE | IgnoreSilica | 3.4197 | 0.3276 | 0.019029 | 4 | 211623.4102 | 552305.9944 | 4745.6035 | 12385.3275 | 64.3726 | 7.3857 | 639561671.4477 | 255705.9771 | 0 | 188801.392 | 0 | 0 | 0 | 163558.6981 | 237145.7662 | 617004.6384 | 421118.3439 | 1883334.8158 | 3144235.0165 | 11080591.8743 | 11080591.8743 | 9793800.0038 | 5057380.7595 | 0 | 16108161.7066 | 42039934.3442 | 421.6965 | 0.076117 | 211623.4102 | 552305.9944 | 4745.6035 | 12385.3275
1 | 2900 | 707 | 0.035 | 15 | 15 | 7 | 5.6234e-13 | 0 | CO2 | Porous | Wet | R245fa | MinimizeLCOE | IgnoreSilica | 4.5233 | 0.47017 | 0.027814 | 4 | 149052.6411 | 382136.3051 | 3342.4692 | 8569.3137 | 65.9838 | 7.4889 | 819462945.7116 | 320229.829 | 0 | 243906.1195 | 0 | 0 | 0 | 197201.9071 | 296921.7637 | 772529.5221 | 527267.2727 | 2358056.4142 | 3144235.0165 | 11080591.8743 | 11080591.8743 | 9793800.0038 | 5057380.7595 | 0 | 16582883.305 | 42514655.9427 | 562.3413 | 0.11126 | 149052.6411 | 382136.3051 | 3342.4692 | 8569.3137
1 | 2900 | 707 | 0.035 | 15 | 15 | 7 | 7.4989e-13 | 0 | CO2 | Porous | Wet | R245fa | MinimizeLCOE | IgnoreSilica | 5.9212 | 0.65333 | 0.039603 | 4 | 108165.4408 | 271865.1607 | 2425.5837 | 6096.5101 | 67.2392 | 7.5656 | 1106431258.0108 | 395380.6569 | 0 | 309821.647 | 0 | 0 | 0 | 234251.4957 | 366386.9819 | 953263.7705 | 650622.111 | 2909726.6629 | 3144235.0165 | 11080591.8743 | 11080591.8743 | 9793800.0038 | 5057380.7595 | 0 | 17134553.5537 | 43066326.1914 | 749.8942 | 0.15841 | 108165.4408 | 271865.1607 | 2425.5837 | 6096.5101
1 | 2900 | 707 | 0.035 | 15 | 15 | 7 | 1e-12 | 0 | CO2 | Porous | Wet | R245fa | MinimizeLCOE | IgnoreSilica | 7.7434 | 0.89352 | 0.055357 | 4 | 80390.57 | 197502.4276 | 1802.739 | 4428.9439 | 68.2408 | 7.624 | 1378252662.4703 | 485568.5052 | 0 | 391037.6524 | 0 | 0 | 0 | 277915.7047 | 450263.5263 | 1171493.3337 | 799568.272 | 3575846.9942 | 3144235.0165 | 11080591.8743 | 11080591.8743 | 9793800.0038 | 5057380.7595 | 0 | 17800673.885 | 43732446.5227 | 1000 | 0.22143 | 80390.57 | 197502.4276 | 1802.739 | 4428.9439
1 | 2900 | 707 | 0.035 | 15 | 15 | 7 | 1.3335e-12 | 0 | CO2 | Porous | Wet | R245fa | MinimizeLCOE | IgnoreSilica | 10.0823 | 1.2034 | 0.076251 | 4 | 60952.2547 | 145973.8534 | 1366.8395 | 3273.4281 | 69.0204 | 7.6672 | 1685710405.7988 | 592261.3363 | 0 | 489658.8936 | 0 | 0 | 0 | 327632.8847 | 549725.7147 | 1430273.5453 | 976191.0839 | 4365743.4584 | 3144235.0165 | 11080591.8743 | 11080591.8743 | 9793800.0038 | 5057380.7595 | 0 | 18590570.3493 | 44522342.9869 | 1333.5214 | 0.305 | 60952.2547 | 145973.8534 | 1366.8395 | 3273.4281
1 | 2900 | 707 | 0.035 | 15 | 15 | 7 | 1.7783e-12 | 0 | CO2 | Porous | Wet | R245fa | MinimizeLCOE | IgnoreSilica | 13.0519 | 1.5987 | 0.10375 | 4 | 47027.4092 | 109512.685 | 1054.5782 | 2455.7953 | 69.6167 | 7.6976 | 2044233327.7032 | 717333.2699 | 0 | 608280.2993 | 0 | 0 | 0 | 382944.0713 | 666337.4798 | 1733673.4378 | 1183267.7447 | 5291836.3027 | 3144235.0165 | 11080591.8743 | 11080591.8743 | 9793800.0038 | 5057380.7595 | 0 | 19516663.1935 | 45448435.8311 | 1778.2794 | 0.41501 | 47027.4092 | 109512.685 | 1054.5782 | 2455.7953
1 | 2900 | 707 | 0.035 | 15 | 15 | 7 | 2.3714e-12 | 0 | CO2 | Porous | Wet | R245fa | MinimizeLCOE | IgnoreSilica | 16.8445 | 2.1048 | 0.13979 | 4 | 36865.717 | 83243.04 | 826.7047 | 1866.7049 | 70.0685 | 7.7172 | 2406183845.3062 | 865021.749 | 0 | 751986.0918 | 0 | 0 | 0 | 445643.1857 | 804433.9003 | 2092971.9966 | 1428496.394 | 6388553.3175 | 3144235.0165 | 11080591.8743 | 11080591.8743 | 9793800.0038 | 5057380.7595 | 0 | 20613380.2083 | 46545152.8459 | 2371.3737 | 0.55915 | 36865.717 | 83243.04 | 826.7047 | 1866.7049
1 | 2900 | 707 | 0.035 | 15 | 15 | 7 | 3.1623e-12 | 0 | CO2 | Porous | Wet | R245fa | MinimizeLCOE | IgnoreSilica | 21.5755 | 2.7385 | 0.18642 | 4 | 29339.6585 | 64116.4871 | 657.9347 | 1437.7966 | 70.3922 | 7.7258 | 2812956904.9372 | 1035594.5597 | 0 | 922293.1957 | 0 | 0 | 0 | 512898.804 | 963606.7582 | 2507107.1218 | 1711152.1265 | 7652652.566 | 3144235.0165 | 11080591.8743 | 11080591.8743 | 9793800.0038 | 5057380.7595 | 0 | 21877479.4568 | 47809252.0944 | 3162.2777 | 0.74566 | 29339.6585 | 64116.4871 | 657.9347 | 1437.7966
1 | 2900 | 707 | 0.035 | 15 | 15 | 7 | 4.217e-12 | 0 | CO2 | Porous | Wet | R245fa | MinimizeLCOE | IgnoreSilica | 27.4487 | 3.5275 | 0.24611 | 4 | 23700.1402 | 50041.9996 | 531.4699 | 1122.1797 | 70.6054 | 7.7226 | 3225643911.5484 | 1231903.2791 | 0 | 1123538.8876 | 0 | 0 | 0 | 584695.6451 | 1146653.7466 | 2983357.8377 | 2036203.0261 | 9106352.4222 | 3144235.0165 | 11080591.8743 | 11080591.8743 | 9793800.0038 | 5057380.7595 | 0 | 23331179.3131 | 49262951.9507 | 4216.965 | 0.98443 | 23700.1402 | 50041.9996 | 531.4699 | 1122.1797
1 | 2900 | 707 | 0.035 | 15 | 15 | 7 | 5.6234e-12 | 0 | CO2 | Porous | Wet | R245fa | MinimizeLCOE | IgnoreSilica | 34.5381 | 4.4836 | 0.32093 | 4 | 19437.0565 | 39637.5432 | 435.8713 | 888.8623 | 70.7126 | 7.7058 | 3657321132.7392 | 1451816.6329 | 0 | 1355309.8796 | 0 | 0 | 0 | 656236.9584 | 1350711.7536 | 3514274.9139 | 2398564.8398 | 10726914.9782 | 3144235.0165 | 11080591.8743 | 11080591.8743 | 9793800.0038 | 5057380.7595 | 0 | 24951741.869 | 50883514.5066 | 5623.4133 | 1.2837 | 19437.0565 | 39637.5432 | 435.8713 | 888.8623
1 | 2900 | 707 | 0.035 | 15 | 15 | 7 | 7.4989e-12 | 0 | CO2 | Porous | Wet | R245fa | MinimizeLCOE | IgnoreSilica | 42.8861 | 5.6145 | 0.41235 | 4 | 16195.7817 | 31917.8127 | 363.1865 | 715.7492 | 70.7149 | 7.6725 | 4081524728.0771 | 1692383.6415 | 0 | 1616503.7152 | 0 | 0 | 0 | 723183.4298 | 1572507.6067 | 4091342.227 | 2792425.1386 | 12488345.7586 | 3144235.0165 | 11080591.8743 | 11080591.8743 | 9793800.0038 | 5057380.7595 | 0 | 26713172.6494 | 52644945.2871 | 7498.9421 | 1.6494 | 16195.7817 | 31917.8127 | 363.1865 | 715.7492
1 | 2900 | 707 | 0.035 | 15 | 15 | 7 | 1e-11 | 0 | CO2 | Porous | Wet | R245fa | MinimizeLCOE | IgnoreSilica | 52.3527 | 6.9046 | 0.52027 | 4 | 13718.3496 | 26179.1464 | 307.6307 | 587.061 | 70.6031 | 7.6172 | 4488833207.247 | 1945760.4464 | 0 | 1901265.3018 | 0 | 0 | 0 | 777716.3878 | 1803649.433 | 4692725.8454 | 3202881.8154 | 14323999.2298 | 3144235.0165 | 11080591.8743 | 11080591.8743 | 9793800.0038 | 5057380.7595 | 0 | 28548826.1206 | 54480598.7582 | 10000 | 2.0811 | 13718.3496 | 26179.1464 | 307.6307 | 587.061
1 | 2900 | 707 | 0.035 | 15 | 15 | 7 | 1.3335e-11 | 0 | CO2 | Porous | Wet | R245fa | MinimizeLCOE | IgnoreSilica | 62.4723 | 8.2917 | 0.6409 | 4 | 11837.1406 | 21952.5887 | 265.445 | 492.2815 | 70.3974 | 7.5462 | 4863524331.4658 | 2198129.8313 | 0 | 2194854.9736 | 0 | 0 | 0 | 811834.1879 | 2029879.4072 | 5281329.8319 | 3604616.1307 | 16120644.3625 | 3144235.0165 | 11080591.8743 | 11080591.8743 | 9793800.0038 | 5057380.7595 | 0 | 30345471.2533 | 56277243.8909 | 13335.2143 | 2.5636 | 11837.1406 | 21952.5887 | 265.445 | 492.2815
1 | 2900 | 707 | 0.035 | 15 | 15 | 7 | 1.7783e-11 | 0 | CO2 | Porous | Wet | R245fa | MinimizeLCOE | IgnoreSilica | 72.7009 | 9.704 | 0.76862 | 4 | 10407.4635 | 18842.0378 | 233.3848 | 422.5281 | 70.1061 | 7.4591 | 5197324924.5049 | 2436103.3235 | 0 | 2482855.5616 | 0 | 0 | 0 | 819194.8756 | 2237879.9667 | 5822504.6209 | 3973979.0443 | 17772517.3925 | 3144235.0165 | 11080591.8743 | 11080591.8743 | 9793800.0038 | 5057380.7595 | 0 | 31997344.2833 | 57929116.9209 | 17782.7941 | 3.0745 | 10407.4635 | 18842.0378 | 233.3848 | 422.5281
1 | 2900 | 707 | 0.035 | 15 | 15 | 7 | 2.3714e-11 | 0 | CO2 | Porous | Wet | R245fa | MinimizeLCOE | IgnoreSilica | 82.4381 | 11.0592 | 0.89595 | 4 | 9324.8905 | 16560.7612 | 209.1084 | 371.371 | 69.7575 | 7.3622 | 5477951684.7828 | 2648123.2809 | 0 | 2750439.1127 | 0 | 0 | 0 | 798390.2967 | 2416811.5492 | 6288047.8948 | 4291721.8946 | 19193534.0288 | 3144235.0165 | 11080591.8743 | 11080591.8743 | 9793800.0038 | 5057380.7595 | 0 | 33418360.9197 | 59350133.5573 | 23713.7371 | 3.5838 | 9324.8905 | 16560.7612 | 209.1084 | 371.371
1 | 2900 | 707 | 0.035 | 15 | 15 | 7 | 3.1623e-11 | 0 | CO2 | Porous | Wet | R245fa | MinimizeLCOE | IgnoreSilica | 91.1734 | 12.2851 | 1.0156 | 4 | 8507.7238 | 14891.3922 | 190.7836 | 333.9358 | 69.3879 | 7.2639 | 5709278699.7512 | 2826976.1624 | 0 | 2985984.4543 | 0 | 0 | 0 | 752628.652 | 2560579.8148 | 6662103.431 | 4547022.4842 | 20335294.9986 | 3144235.0165 | 11080591.8743 | 11080591.8743 | 9793800.0038 | 5057380.7595 | 0 | 34560121.8894 | 60491894.5271 | 31622.7766 | 4.0622 | 8507.7238 | 14891.3922 | 190.7836 | 333.9358
1 | 2900 | 707 | 0.035 | 15 | 15 | 7 | 4.217e-11 | 0 | CO2 | Porous | Wet | R245fa | MinimizeLCOE | IgnoreSilica | 98.0671 | 13.2673 | 1.1191 | 4 | 7888.763 | 13681.6244 | 176.9036 | 306.8071 | 69.0512 | 7.176 | 5571031157.3318 | 2960414.2146 | 0 | 3169649.5511 | 0 | 0 | 0 | 678955.4416 | 2655517.4909 | 6909111.7897 | 4715610.7645 | 21089259.2525 | 3144235.0165 | 11080591.8743 | 11080591.8743 | 9793800.0038 | 5057380.7595 | 0 | 35314086.1433 | 61245858.7809 | 42169.6503 | 4.4765 | 7888.763 | 13681.6244 | 176.9036 | 306.8071
1 | 2900 | 707 | 0.035 | 15 | 15 | 7 | 5.6234e-11 | 0 | CO2 | Porous | Wet | R245fa | MinimizeLCOE | IgnoreSilica | 104.6961 | 14.2069 | 1.2131 | 4 | 7425.4186 | 12769.3822 | 166.5132 | 286.3503 | 68.7038 | 7.0881 | 5745234056.1906 | 3083111.6562 | 0 | 3344045.085 | 0 | 0 | 0 | 613687.2861 | 2745929.1706 | 7144344.4345 | 4876161.8782 | 21807279.5106 | 3144235.0165 | 11080591.8743 | 11080591.8743 | 9793800.0038 | 5057380.7595 | 0 | 36032106.4014 | 61963879.0391 | 56234.1325 | 4.8525 | 7425.4186 | 12769.3822 | 166.5132 | 286.3503
1 | 2900 | 707 | 0.035 | 15 | 15 | 7 | 7.4989e-11 | 0 | CO2 | Porous | Wet | R245fa | MinimizeLCOE | IgnoreSilica | 108.723 | 14.7934 | 1.283 | 4 | 7075.1822 | 12128.0598 | 158.6592 | 271.9688 | 68.4755 | 7.031 | 6175466279.7177 | 3154680.0494 | 0 | 3449284.0846 | 0 | 0 | 0 | 526732.4589 | 2780971.6713 | 7235517.8329 | 4938389.596 | 22085575.6932 | 3144235.0165 | 11080591.8743 | 11080591.8743 | 9793800.0038 | 5057380.7595 | 0 | 36310402.584 | 62242175.2216 | 74989.4209 | 5.1321 | 7075.1822 | 12128.0598 | 158.6592 | 271.9688
1 | 2900 | 707 | 0.035 | 15 | 15 | 7 | 1e-10 | 0 | CO2 | Porous | Wet | R245fa | MinimizeLCOE | IgnoreSilica | 113.4586 | 15.4688 | 1.3495 | 4 | 6808.4013 | 11612.4653 | 152.6767 | 260.4067 | 68.1878 | 6.9594 | 6278538860.8695 | 3235835.6031 | 0 | 3572555.3977 | 0 | 0 | 0 | 464543.6156 | 2836444.5004 | 7379846.7553 | 5036897.0512 | 22526122.9232 | 3144235.0165 | 11080591.8743 | 11080591.8743 | 9793800.0038 | 5057380.7595 | 0 | 36750949.814 | 62682722.4517 | 100000 | 5.3979 | 6808.4013 | 11612.4653 | 152.6767 | 260.4067
1 | 2900 | 707 | 0.035 | 15 | 15 | 7 | 1.3335e-10 | 0 | CO2 | Porous | Wet | R245fa | MinimizeLCOE | IgnoreSilica | 116.2112 | 15.8691 | 1.3959 | 4 | 6609.0165 | 11253.1393 | 148.2056 | 252.3489 | 68.019 | 6.9184 | 6379285526.9712 | 3281959.1984 | 0 | 3643591.4509 | 0 | 0 | 0 | 396576.7574 | 2855629.6886 | 7429762.6797 | 5070965.6952 | 22678485.4703 | 3144235.0165 | 11080591.8743 | 11080591.8743 | 9793800.0038 | 5057380.7595 | 0 | 36903312.3612 | 62835084.9988 | 133352.1432 | 5.5838 | 6609.0165 | 11253.1393 | 148.2056 | 252.3489
1 | 2900 | 707 | 0.035 | 15 | 15 | 7 | 1.7783e-10 | 0 | CO2 | Porous | Wet | R245fa | MinimizeLCOE | IgnoreSilica | 117.3755 | 16.0493 | 1.426 | 4 | 6457.7372 | 11003.9102 | 144.8132 | 246.76 | 67.9475 | 6.9013 | 6493602794.1031 | 3301257.4641 | 0 | 3673487.8482 | 0 | 0 | 0 | 325488.6949 | 2847091.2628 | 7407547.4471 | 5055803.3425 | 22610676.0595 | 3144235.0165 | 11080591.8743 | 11080591.8743 | 9793800.0038 | 5057380.7595 | 0 | 36835502.9503 | 62767275.588 | 177827.941 | 5.7041 | 6457.7372 | 11003.9102 | 144.8132 | 246.76
1 | 2900 | 707 | 0.035 | 15 | 15 | 7 | 2.3714e-10 | 0 | CO2 | Porous | Wet | R245fa | MinimizeLCOE | IgnoreSilica | 122.0895 | 16.7069 | 1.4743 | 4 | 6340.8237 | 10738.2309 | 142.1914 | 240.8022 | 67.6275 | 6.8232 | 5946530774.2582 | 3376351.8485 | 0 | 3795162.1215 | 0 | 0 | 0 | 308463.811 | 2917191.3346 | 7589933.4544 | 5180285.5402 | 23167388.1102 | 3144235.0165 | 11080591.8743 | 11080591.8743 | 9793800.0038 | 5057380.7595 | 0 | 37392215.001 | 63323987.6386 | 237137.3706 | 5.8971 | 6340.8237 | 10738.2309 | 142.1914 | 240.8022
1 | 2900 | 707 | 0.035 | 15 | 15 | 7 | 3.1623e-10 | 0 | CO2 | Porous | Wet | R245fa | MinimizeLCOE | IgnoreSilica | 120.6398 | 16.5245 | 1.4786 | 4 | 6251.0631 | 10635.6103 | 140.1786 | 238.501 | 67.7289 | 6.848 | 6655349423.2281 | 3353654.7455 | 0 | 3757742.7469 | 0 | 0 | 0 | 232587.9661 | 2864154.3288 | 7451942.0448 | 5086103.5677 | 22746185.3999 | 3144235.0165 | 11080591.8743 | 11080591.8743 | 9793800.0038 | 5057380.7595 | 0 | 36971012.2907 | 62902784.9283 | 316227.766 | 5.9144 | 6251.0631 | 10635.6103 | 140.1786 | 238.501
1 | 2900 | 707 | 0.035 | 15 | 15 | 7 | 4.217e-10 | 0 | CO2 | Porous | Wet | R245fa | MinimizeLCOE | IgnoreSilica | 119.5 | 16.3816 | 1.4811 | 4 | 6181.5591 | 10558.7899 | 138.62 | 236.7783 | 67.8021 | 6.8654 | 12509827687.6123 | 3335287.4026 | 0 | 3728561.0378 | 0 | 0 | 0 | 167145.62 | 2820087.6836 | 7337289.6731 | 5007850.9681 | 22396222.3853 | 3144235.0165 | 11080591.8743 | 11080591.8743 | 9793800.0038 | 5057380.7595 | 0 | 36621049.2761 | 62552821.9137 | 421696.5034 | 5.9242 | 6181.5591 | 10558.7899 | 138.62 | 236.7783
1 | 2900 | 707 | 0.035 | 15 | 15 | 7 | 5.6234e-10 | 0 | CO2 | Porous | Wet | R245fa | MinimizeLCOE | IgnoreSilica | 120 | 16.457 | 1.492 | 4 | 6129.2112 | 10474.2962 | 137.4461 | 234.8835 | 67.7704 | 6.8579 | 11873300830.6163 | 3343379.0258 | 0 | 3741355.3859 | 0 | 0 | 0 | 132865.0899 | 2814863.8056 | 7323698.2143 | 4998574.5182 | 22354736.0398 | 3144235.0165 | 11080591.8743 | 11080591.8743 | 9793800.0038 | 5057380.7595 | 0 | 36579562.9306 | 62511335.5682 | 562341.3252 | 5.9681 | 6129.2112 | 10474.2962 | 137.4461 | 234.8835
1 | 2900 | 707 | 0.035 | 15 | 15 | 7 | 7.4989e-10 | 0 | CO2 | Porous | Wet | R245fa | MinimizeLCOE | IgnoreSilica | 120 | 16.4616 | 1.4975 | 4 | 6090.1165 | 10419.3198 | 136.5694 | 233.6507 | 67.775 | 6.8595 | 6054941929.0361 | 3343653.0904 | 0 | 3741117.8375 | 0 | 0 | 0 | 100547.4886 | 2802274.1824 | 7290942.5972 | 4976218.1365 | 22254753.3326 | 3144235.0165 | 11080591.8743 | 11080591.8743 | 9793800.0038 | 5057380.7595 | 0 | 36479580.2234 | 62411352.8611 | 749894.2093 | 5.99 | 6090.1165 | 10419.3198 | 136.5694 | 233.6507
1 | 2900 | 707 | 0.035 | 15 | 15 | 7 | 1e-09 | 0 | CO2 | Porous | Wet | R245fa | MinimizeLCOE | IgnoreSilica | 120 | 16.4675 | 1.5019 | 4 | 6054.8661 | 10371.2706 | 135.7789 | 232.5732 | 67.7705 | 6.8579 | 5770975352.3603 | 3343384.1065 | 0 | 3741350.9818 | 0 | 0 | 0 | 67132.0901 | 2789228.1996 | 7256999.6259 | 4953051.3611 | 22151146.365 | 3144235.0165 | 11080591.8743 | 11080591.8743 | 9793800.0038 | 5057380.7595 | 0 | 36375973.2559 | 62307745.8935 | 1000000 | 6.0077 | 6054.8661 | 10371.2706 | 135.7789 | 232.5732
1 | 2900 | 707 | 0.035 | 15 | 15 | 7 | 1.3335e-09 | 0 | CO2 | Porous | Wet | R245fa | MinimizeLCOE | IgnoreSilica | 118.723 | 16.2975 | 1.4958 | 4 | 6017.2157 | 10351.2599 | 134.9346 | 232.1245 | 67.854 | 6.878 | 12494912951.7003 | 3322814.9615 | 0 | 3708518.2783 | 0 | 0 | 0 | 0 | 2742219.9635 | 7134693.8385 | 4869575.1481 | 21777822.1899 | 3144235.0165 | 11080591.8743 | 11080591.8743 | 9793800.0038 | 5057380.7595 | 0 | 36002649.0808 | 61934421.7184 | 1333521.4322 | 5.9833 | 6017.2157 | 10351.2599 | 134.9346 | 232.1245
1 | 2900 | 707 | 0.035 | 15 | 15 | 7 | 1.7783e-09 | 0 | CO2 | Porous | Wet | R245fa | MinimizeLCOE | IgnoreSilica | 119.605 | 16.4184 | 1.5044 | 4 | 6001.7249 | 10310.9142 | 134.5872 | 231.2197 | 67.8011 | 6.8657 | 12697812384.76 | 3337318.1111 | 0 | 3730963.2472 | 0 | 0 | 0 | 0 | 2756629.7297 | 7172185.0942 | 4895163.7004 | 21892259.8825 | 3144235.0165 | 11080591.8743 | 11080591.8743 | 9793800.0038 | 5057380.7595 | 0 | 36117086.7734 | 62048859.411 | 1778279.41 | 6.0178 | 6001.7249 | 10310.9142 | 134.5872 | 231.2197
1 | 2900 | 707 | 0.035 | 15 | 15 | 7 | 2.3714e-09 | 0 | CO2 | Porous | Wet | R245fa | MinimizeLCOE | IgnoreSilica | 120.735 | 16.5759 | 1.5147 | 4 | 5985.1317 | 10265.138 | 134.2151 | 230.1932 | 67.7193 | 6.8453 | 12228044248.8357 | 3354975.3274 | 0 | 3760356.8403 | 0 | 0 | 0 | 0 | 2774979.5454 | 7219927.5506 | 4927748.908 | 22037988.1717 | 3144235.0165 | 11080591.8743 | 11080591.8743 | 9793800.0038 | 5057380.7595 | 0 | 36262815.0625 | 62194587.7002 | 2371373.7057 | 6.0588 | 5985.1317 | 10265.138 | 134.2151 | 230.1932
1 | 2900 | 707 | 0.035 | 15 | 15 | 7 | 3.1623e-09 | 0 | CO2 | Porous | Wet | R245fa | MinimizeLCOE | IgnoreSilica | 121.264 | 16.6485 | 1.5198 | 4 | 5976.4373 | 10242.2118 | 134.0202 | 229.6791 | 67.6861 | 6.8376 | 12787557279.7652 | 3363500.1927 | 0 | 3773828.5206 | 0 | 0 | 0 | 0 | 2783558.1982 | 7242247.4454 | 4942982.6948 | 22106117.0518 | 3144235.0165 | 11080591.8743 | 11080591.8743 | 9793800.0038 | 5057380.7595 | 0 | 36330943.9426 | 62262716.5802 | 3162277.6602 | 6.079 | 5976.4373 | 10242.2118 | 134.0202 | 229.6791
1 | 2900 | 707 | 0.035 | 15 | 15 | 7 | 4.217e-09 | 0 | CO2 | Porous | Wet | R245fa | MinimizeLCOE | IgnoreSilica | 121.705 | 16.7093 | 1.5239 | 4 | 5969.5241 | 10223.7293 | 133.8651 | 229.2646 | 67.6571 | 6.8307 | 12883709251.4878 | 3370510.4989 | 0 | 3785112.5684 | 0 | 0 | 0 | 0 | 2790692.9962 | 7260810.7263 | 4955652.5154 | 22162779.3052 | 3144235.0165 | 11080591.8743 | 11080591.8743 | 9793800.0038 | 5057380.7595 | 0 | 36387606.196 | 62319378.8336 | 4216965.0343 | 6.0956 | 5969.5241 | 10223.7293 | 133.8651 | 229.2646
1 | 2900 | 707 | 0.035 | 15 | 15 | 7 | 5.6234e-09 | 0 | CO2 | Porous | Wet | R245fa | MinimizeLCOE | IgnoreSilica | 122.146 | 16.7706 | 1.5279 | 4 | 5963.2535 | 10206.4018 | 133.7245 | 228.8761 | 67.6253 | 6.8228 | 12982138766.698 | 3377334.9789 | 0 | 3796528.999 | 0 | 0 | 0 | 0 | 2797806.9514 | 7279319.7784 | 4968285.3238 | 22219276.0316 | 3144235.0165 | 11080591.8743 | 11080591.8743 | 9793800.0038 | 5057380.7595 | 0 | 36444102.9224 | 62375875.5601 | 5623413.2519 | 6.1114 | 5963.2535 | 10206.4018 | 133.7245 | 228.8761
1 | 2900 | 707 | 0.035 | 15 | 15 | 7 | 7.4989e-09 | 0 | CO2 | Porous | Wet | R245fa | MinimizeLCOE | IgnoreSilica | 122.4842 | 16.8177 | 1.5309 | 4 | 5958.5295 | 10193.29 | 133.6186 | 228.582 | 67.6007 | 6.8168 | 12607856769.8156 | 3382542.5553 | 0 | 3805287.7289 | 0 | 0 | 0 | 0 | 2803253.8108 | 7293491.3894 | 4977957.7395 | 22262533.2239 | 3144235.0165 | 11080591.8743 | 11080591.8743 | 9793800.0038 | 5057380.7595 | 0 | 36487360.1147 | 62419132.7523 | 7498942.0933 | 6.1236 | 5958.5295 | 10193.29 | 133.6186 | 228.582
1 | 2900 | 707 | 0.035 | 15 | 15 | 7 | 1e-08 | 0 | CO2 | Porous | Wet | R245fa | MinimizeLCOE | IgnoreSilica | 122.6816 | 16.8449 | 1.5327 | 4 | 5955.5821 | 10185.3206 | 133.5525 | 228.4033 | 67.5873 | 6.8136 | 12470965202.4359 | 3385636.5598 | 0 | 3810346.8206 | 0 | 0 | 0 | 0 | 2806433.5183 | 7301764.3361 | 4983604.1956 | 22287785.4304 | 3144235.0165 | 11080591.8743 | 11080591.8743 | 9793800.0038 | 5057380.7595 | 0 | 36512612.3212 | 62444384.9588 | 10000000 | 6.1308 | 5955.5821 | 10185.3206 | 133.5525 | 228.4033
1 | 3000 | 707 | 0.035 | 15 | 15 | 7 | 1e-13 | 0 | CO2 | Porous | Wet | R245fa | MinimizeLCOE | IgnoreSilica | 0.72964 | 0.0073801 | 0.00096961 | 4 | 3903445.6344 | 10811275.9927 | 87533.8185 | 242440.2333 | 49.1336 | 6.4268 | 94500128.8275 | 62985.4335 | 0 | 33294.4623 | 0 | 0 | 0 | 55778.5897 | 59302.8093 | 154293.7451 | 105308.6515 | 470963.6913 | 3144235.0165 | 11524091.9223 | 11524091.9223 | 10059725.4019 | 5207807.6177 | 0 | 15139290.6302 | 41930915.572 | 100 | 0.0038784 | 3903445.6344 | 10811275.9927 | 87533.8185 | 242440.2333
1 | 3000 | 707 | 0.035 | 15 | 15 | 7 | 1.3335e-13 | 0 | CO2 | Porous | Wet | R245fa | MinimizeLCOE | IgnoreSilica | 1.0658 | 0.038945 | 0.0025231 | 4 | 1522022.0992 | 4176693.6657 | 34130.9752 | 93661.3391 | 54.4899 | 6.9056 | 34233371.2274 | 92808.4975 | 0 | 55275.4825 | 0 | 0 | 0 | 75439.7461 | 87174.2532 | 226809.5249 | 154802.1612 | 692309.6655 | 3144235.0165 | 11524091.9223 | 11524091.9223 | 10059725.4019 | 5207807.6177 | 0 | 15360636.6043 | 42152261.5462 | 133.3521 | 0.010092 | 1522022.0992 | 4176693.6657 | 34130.9752 | 93661.3391
1 | 3000 | 707 | 0.035 | 15 | 15 | 7 | 1.7783e-13 | 0 | CO2 | Porous | Wet | R245fa | MinimizeLCOE | IgnoreSilica | 1.4874 | 0.085132 | 0.0050074 | 4 | 779770.4195 | 2117381.9124 | 17486.1619 | 47481.7741 | 58.61 | 7.2443 | 155152037.9495 | 127929.6082 | 0 | 81758.686 | 0 | 0 | 0 | 97050.2644 | 119628.0379 | 311247.6154 | 212432.893 | 950047.1049 | 3144235.0165 | 11524091.9223 | 11524091.9223 | 10059725.4019 | 5207807.6177 | 0 | 15618374.0438 | 42409998.9856 | 177.8279 | 0.020029 | 779770.4195 | 2117381.9124 | 17486.1619 | 47481.7741
1 | 3000 | 707 | 0.035 | 15 | 15 | 7 | 2.3714e-13 | 0 | CO2 | Porous | Wet | R245fa | MinimizeLCOE | IgnoreSilica | 2.0236 | 0.14916 | 0.0086752 | 4 | 458792.0846 | 1230863.5066 | 10288.3009 | 27601.8146 | 61.883 | 7.4925 | 301079239.546 | 169332.9731 | 0 | 113740.0136 | 0 | 0 | 0 | 121221.3376 | 157674.7865 | 410237.4509 | 279995.4898 | 1252202.0514 | 3144235.0165 | 11524091.9223 | 11524091.9223 | 10059725.4019 | 5207807.6177 | 0 | 15920528.9902 | 42712153.9321 | 237.1374 | 0.034701 | 458792.0846 | 1230863.5066 | 10288.3009 | 27601.8146
1 | 3000 | 707 | 0.035 | 15 | 15 | 7 | 3.1623e-13 | 0 | CO2 | Porous | Wet | R245fa | MinimizeLCOE | IgnoreSilica | 2.7157 | 0.23605 | 0.01387 | 4 | 293435.9981 | 776344.2501 | 6580.2309 | 17409.3309 | 64.5275 | 7.6786 | 432761348.2144 | 218569.9831 | 0 | 152756.6756 | 0 | 0 | 0 | 148949.225 | 202907.5947 | 527923.9392 | 360318.9363 | 1611426.3539 | 3144235.0165 | 11524091.9223 | 11524091.9223 | 10059725.4019 | 5207807.6177 | 0 | 16279753.2927 | 43071378.2346 | 316.2278 | 0.05548 | 293435.9981 | 776344.2501 | 6580.2309 | 17409.3309
1 | 3000 | 707 | 0.035 | 15 | 15 | 7 | 4.217e-13 | 0 | CO2 | Porous | Wet | R245fa | MinimizeLCOE | IgnoreSilica | 3.5977 | 0.35048 | 0.021037 | 4 | 198458.3705 | 516847.2351 | 4450.3807 | 11590.1735 | 66.6323 | 7.8175 | 675447256.5324 | 276264.6114 | 0 | 199690.3838 | 0 | 0 | 0 | 179931.7278 | 255795.822 | 665528.2578 | 454236.7112 | 2031447.514 | 3144235.0165 | 11524091.9223 | 11524091.9223 | 10059725.4019 | 5207807.6177 | 0 | 16699774.4528 | 43491399.3947 | 421.6965 | 0.084147 | 198458.3705 | 516847.2351 | 4450.3807 | 11590.1735
1 | 3000 | 707 | 0.035 | 15 | 15 | 7 | 5.6234e-13 | 0 | CO2 | Porous | Wet | R245fa | MinimizeLCOE | IgnoreSilica | 4.7452 | 0.50204 | 0.030783 | 4 | 139721.0435 | 357305.3064 | 3133.2104 | 8012.4845 | 68.3329 | 7.9236 | 915108952.0006 | 345263.9705 | 0 | 257327.5754 | 0 | 0 | 0 | 216143.4575 | 319306.6513 | 830770.4079 | 567017.874 | 2535829.9365 | 3144235.0165 | 11524091.9223 | 11524091.9223 | 10059725.4019 | 5207807.6177 | 0 | 17204156.8754 | 43995781.8173 | 562.3413 | 0.12313 | 139721.0435 | 357305.3064 | 3133.2104 | 8012.4845
1 | 3000 | 707 | 0.035 | 15 | 15 | 7 | 7.4989e-13 | 0 | CO2 | Porous | Wet | R245fa | MinimizeLCOE | IgnoreSilica | 6.2307 | 0.70056 | 0.043895 | 4 | 101415.0948 | 254002.7227 | 2274.2088 | 5695.9492 | 69.6871 | 8.0041 | 1187510414.8509 | 427399.1855 | 0 | 327785.3145 | 0 | 0 | 0 | 258076.9375 | 395171.9606 | 1028156.3805 | 701737.8562 | 3138327.6347 | 3144235.0165 | 11524091.9223 | 11524091.9223 | 10059725.4019 | 5207807.6177 | 0 | 17806654.5735 | 44598279.5154 | 749.8942 | 0.17558 | 101415.0948 | 254002.7227 | 2274.2088 | 5695.9492
1 | 3000 | 707 | 0.035 | 15 | 15 | 7 | 1e-12 | 0 | CO2 | Porous | Wet | R245fa | MinimizeLCOE | IgnoreSilica | 8.1332 | 0.95698 | 0.061379 | 4 | 75424.6941 | 184548.7435 | 1691.3804 | 4138.4607 | 70.7477 | 8.0643 | 1501008782.4277 | 524250.7192 | 0 | 413078.0857 | 0 | 0 | 0 | 305575.6524 | 484732.7383 | 1261175.1528 | 860777.9563 | 3849590.3048 | 3144235.0165 | 11524091.9223 | 11524091.9223 | 10059725.4019 | 5207807.6177 | 0 | 18517917.2436 | 45309542.1855 | 1000 | 0.24552 | 75424.6941 | 184548.7435 | 1691.3804 | 4138.4607
1 | 3000 | 707 | 0.035 | 15 | 15 | 7 | 1.3335e-12 | 0 | CO2 | Porous | Wet | R245fa | MinimizeLCOE | IgnoreSilica | 10.5692 | 1.2871 | 0.084542 | 4 | 57247.4837 | 136473.3722 | 1283.7609 | 3060.3822 | 71.5742 | 8.1087 | 1851840393.572 | 638616.1649 | 0 | 516432.2647 | 0 | 0 | 0 | 359491.6241 | 590670.6209 | 1536803.7925 | 1048900.1665 | 4690914.6336 | 3144235.0165 | 11524091.9223 | 11524091.9223 | 10059725.4019 | 5207807.6177 | 0 | 19359241.5725 | 46150866.5143 | 1333.5214 | 0.33817 | 57247.4837 | 136473.3722 | 1283.7609 | 3060.3822
1 | 3000 | 707 | 0.035 | 15 | 15 | 7 | 1.7783e-12 | 0 | CO2 | Porous | Wet | R245fa | MinimizeLCOE | IgnoreSilica | 13.695 | 1.7122 | 0.11508 | 4 | 44229.4294 | 102432.9462 | 991.8342 | 2297.0339 | 72.2135 | 8.1401 | 2212919454.9144 | 774130.8789 | 0 | 642080.4086 | 0 | 0 | 0 | 421188.9258 | 716586.0832 | 1864409.9966 | 1272498.1324 | 5690894.4256 | 3144235.0165 | 11524091.9223 | 11524091.9223 | 10059725.4019 | 5207807.6177 | 0 | 20359221.3645 | 47150846.3063 | 1778.2794 | 0.46031 | 44229.4294 | 102432.9462 | 991.8342 | 2297.0339
1 | 3000 | 707 | 0.035 | 15 | 15 | 7 | 2.3714e-12 | 0 | CO2 | Porous | Wet | R245fa | MinimizeLCOE | IgnoreSilica | 17.6534 | 2.2525 | 0.15499 | 4 | 34729.1396 | 77943.8692 | 778.7925 | 1747.8723 | 72.6935 | 8.1596 | 2605530450.696 | 932815.3906 | 0 | 793026.5999 | 0 | 0 | 0 | 489839.7465 | 864115.8774 | 2248252.2585 | 1534478.3634 | 6862528.2364 | 3144235.0165 | 11524091.9223 | 11524091.9223 | 10059725.4019 | 5207807.6177 | 0 | 21530855.1752 | 48322480.1171 | 2371.3737 | 0.61997 | 34729.1396 | 77943.8692 | 778.7925 | 1747.8723
1 | 3000 | 707 | 0.035 | 15 | 15 | 7 | 3.1623e-12 | 0 | CO2 | Porous | Wet | R245fa | MinimizeLCOE | IgnoreSilica | 22.589 | 2.9286 | 0.20658 | 4 | 27691.172 | 60114.6684 | 620.9678 | 1348.0568 | 73.0374 | 8.1675 | 3038916520.6117 | 1116061.4653 | 0 | 971882.7181 | 0 | 0 | 0 | 563748.6653 | 1034160.211 | 2690672.7336 | 1836439.4285 | 8212965.2217 | 3144235.0165 | 11524091.9223 | 11524091.9223 | 10059725.4019 | 5207807.6177 | 0 | 22881292.1605 | 49672917.1024 | 3162.2777 | 0.8263 | 27691.172 | 60114.6684 | 620.9678 | 1348.0568
1 | 3000 | 707 | 0.035 | 15 | 15 | 7 | 4.217e-12 | 0 | CO2 | Porous | Wet | R245fa | MinimizeLCOE | IgnoreSilica | 28.6861 | 3.7666 | 0.27242 | 4 | 22415.5372 | 47002.3549 | 502.663 | 1054.0164 | 73.2626 | 8.1627 | 3484422473.1439 | 1325985.1647 | 0 | 1182261.8291 | 0 | 0 | 0 | 642063.1211 | 1228620.9448 | 3196619.6736 | 2181758.6112 | 9757309.3446 | 3144235.0165 | 11524091.9223 | 11524091.9223 | 10059725.4019 | 5207807.6177 | 0 | 24425636.2834 | 51217261.2253 | 4216.965 | 1.0897 | 22415.5372 | 47002.3549 | 502.663 | 1054.0164
1 | 3000 | 707 | 0.035 | 15 | 15 | 7 | 5.6234e-12 | 0 | CO2 | Porous | Wet | R245fa | MinimizeLCOE | IgnoreSilica | 36.0527 | 4.783 | 0.35481 | 4 | 18426.1523 | 37303.787 | 413.202 | 836.5283 | 73.375 | 8.143 | 3934849200.2136 | 1561424.6622 | 0 | 1424867.2456 | 0 | 0 | 0 | 721038.5179 | 1445858.866 | 3761828.183 | 2567525.0327 | 11482542.5075 | 3144235.0165 | 11524091.9223 | 11524091.9223 | 10059725.4019 | 5207807.6177 | 0 | 26150869.4464 | 52942494.3882 | 5623.4133 | 1.4192 | 18426.1523 | 37303.787 | 413.202 | 836.5283
1 | 3000 | 707 | 0.035 | 15 | 15 | 7 | 7.4989e-12 | 0 | CO2 | Porous | Wet | R245fa | MinimizeLCOE | IgnoreSilica | 44.6501 | 5.9751 | 0.45489 | 4 | 15392.3399 | 30116.7209 | 345.1695 | 675.3601 | 73.3754 | 8.1054 | 4387668555.3625 | 1816760.0127 | 0 | 1695977.077 | 0 | 0 | 0 | 793877.3683 | 1679579.6386 | 4369921.6905 | 2982561.3467 | 13338677.1339 | 3144235.0165 | 11524091.9223 | 11524091.9223 | 10059725.4019 | 5207807.6177 | 0 | 28007004.0727 | 54798629.0146 | 7498.9421 | 1.8195 | 15392.3399 | 30116.7209 | 345.1695 | 675.3601
1 | 3000 | 707 | 0.035 | 15 | 15 | 7 | 1e-11 | 0 | CO2 | Porous | Wet | R245fa | MinimizeLCOE | IgnoreSilica | 54.3212 | 7.3234 | 0.57204 | 4 | 13079.6846 | 24788.5108 | 293.3087 | 555.8763 | 73.2637 | 8.0477 | 4814227214.3768 | 2083932.4517 | 0 | 1989156.1871 | 0 | 0 | 0 | 853868.636 | 1921513.3371 | 4999383.5467 | 3412181.9977 | 15260036.1562 | 3144235.0165 | 11524091.9223 | 11524091.9223 | 10059725.4019 | 5207807.6177 | 0 | 29928363.095 | 56719988.0369 | 10000 | 2.2882 | 13079.6846 | 24788.5108 | 293.3087 | 555.8763
1 | 3000 | 707 | 0.035 | 15 | 15 | 7 | 1.3335e-11 | 0 | CO2 | Porous | Wet | R245fa | MinimizeLCOE | IgnoreSilica | 64.687 | 8.7792 | 0.70302 | 4 | 11313.1907 | 20840.5593 | 253.6955 | 467.3445 | 73.0375 | 7.9663 | 5200256171.6094 | 2350330.4857 | 0 | 2292929.5814 | 0 | 0 | 0 | 892339.001 | 2158883.6365 | 5616972.3743 | 3833699.0627 | 17145154.1416 | 3144235.0165 | 11524091.9223 | 11524091.9223 | 10059725.4019 | 5207807.6177 | 0 | 31813481.0804 | 58605106.0223 | 13335.2143 | 2.8121 | 11313.1907 | 20840.5593 | 253.6955 | 467.3445
1 | 3000 | 707 | 0.035 | 15 | 15 | 7 | 1.7783e-11 | 0 | CO2 | Porous | Wet | R245fa | MinimizeLCOE | IgnoreSilica | 75.0346 | 10.2427 | 0.84015 | 4 | 9976.2919 | 17948.5809 | 223.7159 | 402.4926 | 72.7326 | 7.8721 | 5541805175.4285 | 2598762.9086 | 0 | 2587203.9691 | 0 | 0 | 0 | 902633.0149 | 2374553.9581 | 6178102.311 | 4216681.7745 | 18857937.9361 | 3144235.0165 | 11524091.9223 | 11524091.9223 | 10059725.4019 | 5207807.6177 | 0 | 33526264.875 | 60317889.8169 | 17782.7941 | 3.3606 | 9976.2919 | 17948.5809 | 223.7159 | 402.4926
1 | 3000 | 707 | 0.035 | 15 | 15 | 7 | 2.3714e-11 | 0 | CO2 | Porous | Wet | R245fa | MinimizeLCOE | IgnoreSilica | 84.8157 | 11.6375 | 0.97581 | 4 | 8964.7459 | 15828.6714 | 201.0322 | 354.9541 | 72.3714 | 7.7685 | 5830253426.8105 | 2818710.1393 | 0 | 2858911.1935 | 0 | 0 | 0 | 884104.061 | 2559072.9036 | 6658182.7571 | 4544346.5437 | 20323327.5982 | 3144235.0165 | 11524091.9223 | 11524091.9223 | 10059725.4019 | 5207807.6177 | 0 | 34991654.537 | 61783279.4789 | 23713.7371 | 3.9033 | 8964.7459 | 15828.6714 | 201.0322 | 354.9541
1 | 3000 | 707 | 0.035 | 15 | 15 | 7 | 3.1623e-11 | 0 | CO2 | Porous | Wet | R245fa | MinimizeLCOE | IgnoreSilica | 93.364 | 12.8684 | 1.1013 | 4 | 8201.8985 | 14283.714 | 183.9256 | 320.3088 | 71.9997 | 7.6665 | 6001180797.7339 | 2999734.5401 | 0 | 3092114.0648 | 0 | 0 | 0 | 837739.5402 | 2702539.3766 | 7031453.0909 | 4799111.2164 | 21462691.8291 | 3144235.0165 | 11524091.9223 | 11524091.9223 | 10059725.4019 | 5207807.6177 | 0 | 36131018.7679 | 62922643.7098 | 31622.7766 | 4.4052 | 8201.8985 | 14283.714 | 183.9256 | 320.3088
1 | 3000 | 707 | 0.035 | 15 | 15 | 7 | 4.217e-11 | 0 | CO2 | Porous | Wet | R245fa | MinimizeLCOE | IgnoreSilica | 99.7799 | 13.8099 | 1.2074 | 4 | 7624.809 | 13172.0308 | 170.9845 | 295.3796 | 71.6786 | 7.5799 | 4960468105.7222 | 3128513.2772 | 0 | 3265286.7703 | 0 | 0 | 0 | 760117.9802 | 2790028.0308 | 7259080.6227 | 4954471.6842 | 22157498.3654 | 3144235.0165 | 11524091.9223 | 11524091.9223 | 10059725.4019 | 5207807.6177 | 0 | 36825825.3042 | 63617450.2461 | 42169.6503 | 4.8297 | 7624.809 | 13172.0308 | 170.9845 | 295.3796
1 | 3000 | 707 | 0.035 | 15 | 15 | 7 | 5.6234e-11 | 0 | CO2 | Porous | Wet | R245fa | MinimizeLCOE | IgnoreSilica | 107.5411 | 14.9264 | 1.3135 | 4 | 7192.8924 | 12292.255 | 161.2989 | 275.6508 | 71.2608 | 7.4709 | 5384324759.2836 | 3277280.5682 | 0 | 3472110.0673 | 0 | 0 | 0 | 716103.4943 | 2911542.7106 | 7575236.8934 | 5170254.8353 | 23122528.5691 | 3144235.0165 | 11524091.9223 | 11524091.9223 | 10059725.4019 | 5207807.6177 | 0 | 37790855.5079 | 64582480.4498 | 56234.1325 | 5.2539 | 7192.8924 | 12292.255 | 161.2989 | 275.6508
1 | 3000 | 707 | 0.035 | 15 | 15 | 7 | 7.4989e-11 | 0 | CO2 | Porous | Wet | R245fa | MinimizeLCOE | IgnoreSilica | 111.6 | 15.5311 | 1.3869 | 4 | 6868.0942 | 11697.4237 | 154.0153 | 262.3119 | 71.0261 | 7.4108 | 5752022360.7658 | 3351881.4556 | 0 | 3579351.3425 | 0 | 0 | 0 | 634738.7243 | 2950728.8938 | 7677191.3039 | 5239840.8154 | 23433732.5355 | 3144235.0165 | 11524091.9223 | 11524091.9223 | 10059725.4019 | 5207807.6177 | 0 | 38102059.4744 | 64893684.4162 | 74989.4209 | 5.5477 | 6868.0942 | 11697.4237 | 154.0153 | 262.3119
1 | 3000 | 707 | 0.035 | 15 | 15 | 7 | 1e-10 | 0 | CO2 | Porous | Wet | R245fa | MinimizeLCOE | IgnoreSilica | 115.6265 | 16.1236 | 1.4515 | 4 | 6623.2457 | 11237.6281 | 148.5247 | 252.0011 | 70.7804 | 7.3486 | 6605717454.8409 | 3423625.2911 | 0 | 3685244.7096 | 0 | 0 | 0 | 571154.9536 | 2995209.7322 | 7792921.3211 | 5318828.9302 | 23786984.9377 | 3144235.0165 | 11524091.9223 | 11524091.9223 | 10059725.4019 | 5207807.6177 | 0 | 38455311.8766 | 65246936.8184 | 100000 | 5.8061 | 6623.2457 | 11237.6281 | 148.5247 | 252.0011
1 | 3000 | 707 | 0.035 | 15 | 15 | 7 | 1.3335e-10 | 0 | CO2 | Porous | Wet | R245fa | MinimizeLCOE | IgnoreSilica | 118.4498 | 16.5437 | 1.5006 | 4 | 6438.4478 | 10901.9397 | 144.3806 | 244.4733 | 70.6011 | 7.3036 | 6689215868.5803 | 3472617.0702 | 0 | 3759193.0956 | 0 | 0 | 0 | 509808.2609 | 3019231.1864 | 7855420.2176 | 5361485.7112 | 23977755.5419 | 3144235.0165 | 11524091.9223 | 11524091.9223 | 10059725.4019 | 5207807.6177 | 0 | 38646082.4807 | 65437707.4226 | 133352.1432 | 6.0024 | 6438.4478 | 10901.9397 | 144.3806 | 244.4733
1 | 3000 | 707 | 0.035 | 15 | 15 | 7 | 1.7783e-10 | 0 | CO2 | Porous | Wet | R245fa | MinimizeLCOE | IgnoreSilica | 120.6935 | 16.8803 | 1.5397 | 4 | 6296.0774 | 10646.2153 | 141.188 | 238.7388 | 70.4464 | 7.2641 | 6751936453.6637 | 3510296.481 | 0 | 3818193.9324 | 0 | 0 | 0 | 455163.0277 | 3035624.8421 | 7898073.1467 | 5390597.2118 | 24107948.6418 | 3144235.0165 | 11524091.9223 | 11524091.9223 | 10059725.4019 | 5207807.6177 | 0 | 38776275.5806 | 65567900.5225 | 177827.941 | 6.1588 | 6296.0774 | 10646.2153 | 141.188 | 238.7388
1 | 3000 | 707 | 0.035 | 15 | 15 | 7 | 2.3714e-10 | 0 | CO2 | Porous | Wet | R245fa | MinimizeLCOE | IgnoreSilica | 120 | 16.8027 | 1.5528 | 4 | 6192.3091 | 10505.7273 | 138.861 | 235.5884 | 70.4956 | 7.2767 | 5776584906.2041 | 3498781.6292 | 0 | 3799924.3958 | 0 | 0 | 0 | 383428.1114 | 2996032.3132 | 7795061.5081 | 5320289.6518 | 23793517.6095 | 3144235.0165 | 11524091.9223 | 11524091.9223 | 10059725.4019 | 5207807.6177 | 0 | 38461844.5483 | 65253469.4902 | 237137.3706 | 6.2112 | 6192.3091 | 10505.7273 | 138.861 | 235.5884
1 | 3000 | 707 | 0.035 | 15 | 15 | 7 | 3.1623e-10 | 0 | CO2 | Porous | Wet | R245fa | MinimizeLCOE | IgnoreSilica | 123.3855 | 17.2856 | 1.5903 | 4 | 6111.3505 | 10323.112 | 137.0455 | 231.4933 | 70.2673 | 7.22 | 6866940169.9562 | 3555280.5553 | 0 | 3888221.6462 | 0 | 0 | 0 | 372085.9496 | 3048079.3789 | 7930477.2968 | 5412713.7101 | 24206858.5369 | 3144235.0165 | 11524091.9223 | 11524091.9223 | 10059725.4019 | 5207807.6177 | 0 | 38875185.4757 | 65666810.4176 | 316227.766 | 6.3611 | 6111.3505 | 10323.112 | 137.0455 | 231.4933
1 | 3000 | 707 | 0.035 | 15 | 15 | 7 | 4.217e-10 | 0 | CO2 | Porous | Wet | R245fa | MinimizeLCOE | IgnoreSilica | 121.6 | 17.0509 | 1.5884 | 4 | 6050.3931 | 10267.2335 | 135.6786 | 230.2402 | 70.3844 | 7.2485 | 6915097960.9488 | 3525414.6937 | 0 | 3841913.5943 | 0 | 0 | 0 | 308098.9278 | 2993416.6142 | 7788255.996 | 5315644.7499 | 23772744.5759 | 3144235.0165 | 11524091.9223 | 11524091.9223 | 10059725.4019 | 5207807.6177 | 0 | 38441071.5148 | 65232696.4566 | 421696.5034 | 6.3535 | 6050.3931 | 10267.2335 | 135.6786 | 230.2402
1 | 3000 | 707 | 0.035 | 15 | 15 | 7 | 5.6234e-10 | 0 | CO2 | Porous | Wet | R245fa | MinimizeLCOE | IgnoreSilica | 124.3477 | 17.438 | 1.6156 | 4 | 6005.77 | 10151.4308 | 134.6779 | 227.6434 | 70.203 | 7.2043 | 6973265302.9086 | 3571179.8778 | 0 | 3913154.557 | 0 | 0 | 0 | 311082.8158 | 3040212.7277 | 7910009.8842 | 5398744.2804 | 24144384.1429 | 3144235.0165 | 11524091.9223 | 11524091.9223 | 10059725.4019 | 5207807.6177 | 0 | 38812711.0817 | 65604336.0236 | 562341.3252 | 6.4626 | 6005.77 | 10151.4308 | 134.6779 | 227.6434
1 | 3000 | 707 | 0.035 | 15 | 15 | 7 | 7.4989e-10 | 0 | CO2 | Porous | Wet | R245fa | MinimizeLCOE | IgnoreSilica | 127.9 | 17.9389 | 1.6463 | 4 | 5971.0634 | 10039.5711 | 133.8996 | 225.1349 | 69.9438 | 7.1398 | 6434848578.6705 | 3627805.5937 | 0 | 4005785.9165 | 0 | 0 | 0 | 325673.5379 | 3104113.3687 | 8076266.2443 | 5512217.6624 | 24651862.3234 | 3144235.0165 | 11524091.9223 | 11524091.9223 | 10059725.4019 | 5207807.6177 | 0 | 39320189.2623 | 66111814.2041 | 749894.2093 | 6.5851 | 5971.0634 | 10039.5711 | 133.8996 | 225.1349
1 | 3000 | 707 | 0.035 | 15 | 15 | 7 | 1e-09 | 0 | CO2 | Porous | Wet | R245fa | MinimizeLCOE | IgnoreSilica | 126.219 | 17.7115 | 1.6398 | 4 | 5942.3027 | 10026.871 | 133.2547 | 224.8501 | 70.0628 | 7.1688 | 6308199271.83 | 3600931.2722 | 0 | 3962233.3606 | 0 | 0 | 0 | 285274.3063 | 3060891.1863 | 7963810.9916 | 5435464.6417 | 24308605.7588 | 3144235.0165 | 11524091.9223 | 11524091.9223 | 10059725.4019 | 5207807.6177 | 0 | 38976932.6976 | 65768557.6395 | 1000000 | 6.5592 | 5942.3027 | 10026.871 | 133.2547 | 224.8501
1 | 3000 | 707 | 0.035 | 15 | 15 | 7 | 1.3335e-09 | 0 | CO2 | Porous | Wet | R245fa | MinimizeLCOE | IgnoreSilica | 125.9406 | 17.6762 | 1.6413 | 4 | 5922.8927 | 10003.6688 | 132.8194 | 224.3298 | 70.084 | 7.1742 | 7024117830.0573 | 3596548.1533 | 0 | 3954930.6697 | 0 | 0 | 0 | 267510.5647 | 3049405.8612 | 7933928.5317 | 5415069.2488 | 24217393.0294 | 3144235.0165 | 11524091.9223 | 11524091.9223 | 10059725.4019 | 5207807.6177 | 0 | 38885719.9683 | 65677344.9101 | 1333521.4322 | 6.5653 | 5922.8927 | 10003.6688 | 132.8194 | 224.3298
1 | 3000 | 707 | 0.035 | 15 | 15 | 7 | 1.7783e-09 | 0 | CO2 | Porous | Wet | R245fa | MinimizeLCOE | IgnoreSilica | 126.0844 | 17.6987 | 1.6449 | 4 | 5908.3139 | 9980.1413 | 132.4925 | 223.8022 | 70.0746 | 7.172 | 7043266462.2449 | 3598904.4351 | 0 | 3958626.9579 | 0 | 0 | 0 | 258079.1953 | 3048088.1294 | 7930500.0639 | 5412729.2491 | 24206928.0308 | 3144235.0165 | 11524091.9223 | 11524091.9223 | 10059725.4019 | 5207807.6177 | 0 | 38875254.9696 | 65666879.9115 | 1778279.41 | 6.5798 | 5908.3139 | 9980.1413 | 132.4925 | 223.8022
1 | 3000 | 707 | 0.035 | 15 | 15 | 7 | 2.3714e-09 | 0 | CO2 | Porous | Wet | R245fa | MinimizeLCOE | IgnoreSilica | 126.177 | 17.7135 | 1.6475 | 4 | 5897.3418 | 9962.7346 | 132.2465 | 223.4119 | 70.0686 | 7.1705 | 7059952805.1968 | 3600427.006 | 0 | 3961003.7314 | 0 | 0 | 0 | 250700.2216 | 3046731.074 | 7926969.2842 | 5410319.4194 | 24196150.7366 | 3144235.0165 | 11524091.9223 | 11524091.9223 | 10059725.4019 | 5207807.6177 | 0 | 38864477.6754 | 65656102.6173 | 2371373.7057 | 6.5902 | 5897.3418 | 9962.7346 | 132.2465 | 223.4119
1 | 3000 | 707 | 0.035 | 15 | 15 | 7 | 3.1623e-09 | 0 | CO2 | Porous | Wet | R245fa | MinimizeLCOE | IgnoreSilica | 126.2501 | 17.7251 | 1.6495 | 4 | 5889.09 | 9949.5992 | 132.0614 | 223.1173 | 70.0638 | 7.1694 | 7071925038.2305 | 3601627.4127 | 0 | 3962882.5393 | 0 | 0 | 0 | 245133.9597 | 3045761.1256 | 7924445.6772 | 5408597.0057 | 24188447.7201 | 3144235.0165 | 11524091.9223 | 11524091.9223 | 10059725.4019 | 5207807.6177 | 0 | 38856774.659 | 65648399.6009 | 3162277.6602 | 6.5981 | 5889.09 | 9949.5992 | 132.0614 | 223.1173
1 | 3000 | 707 | 0.035 | 15 | 15 | 7 | 4.217e-09 | 0 | CO2 | Porous | Wet | R245fa | MinimizeLCOE | IgnoreSilica | 126.3085 | 17.7343 | 1.651 | 4 | 5882.8878 | 9939.6778 | 131.9223 | 222.8949 | 70.0599 | 7.1685 | 7080389514.3389 | 3602582.7456 | 0 | 3964381.905 | 0 | 0 | 0 | 240956.2761 | 3045089.1614 | 7922697.3643 | 5407403.7463 | 24183111.1986 | 3144235.0165 | 11524091.9223 | 11524091.9223 | 10059725.4019 | 5207807.6177 | 0 | 38851438.1375 | 65643063.0793 | 4216965.0343 | 6.6041 | 5882.8878 | 9939.6778 | 131.9223 | 222.8949
1 | 3000 | 707 | 0.035 | 15 | 15 | 7 | 5.6234e-09 | 0 | CO2 | Porous | Wet | R245fa | MinimizeLCOE | IgnoreSilica | 126.3427 | 17.7398 | 1.6521 | 4 | 5878.2286 | 9932.3966 | 131.8178 | 222.7316 | 70.0577 | 7.168 | 7088173535.1963 | 3603147.3142 | 0 | 3965259.3938 | 0 | 0 | 0 | 237685.4179 | 3044375.9291 | 7920841.6801 | 5406137.2037 | 24177446.9389 | 3144235.0165 | 11524091.9223 | 11524091.9223 | 10059725.4019 | 5207807.6177 | 0 | 38845773.8777 | 65637398.8196 | 5623413.2519 | 6.6084 | 5878.2286 | 9932.3966 | 131.8178 | 222.7316
1 | 3000 | 707 | 0.035 | 15 | 15 | 7 | 7.4989e-09 | 0 | CO2 | Porous | Wet | R245fa | MinimizeLCOE | IgnoreSilica | 126.3692 | 17.7441 | 1.6529 | 4 | 5874.7298 | 9926.9187 | 131.7394 | 222.6087 | 70.056 | 7.1676 | 7093891864.927 | 3603583.5254 | 0 | 3965938.4829 | 0 | 0 | 0 | 235227.1023 | 3043852.1531 | 7919478.9225 | 5405207.0937 | 24173287.2799 | 3144235.0165 | 11524091.9223 | 11524091.9223 | 10059725.4019 | 5207807.6177 | 0 | 38841614.2188 | 65633239.1606 | 7498942.0933 | 6.6116 | 5874.7298 | 9926.9187 | 131.7394 | 222.6087
1 | 3000 | 707 | 0.035 | 15 | 15 | 7 | 1e-08 | 0 | CO2 | Porous | Wet | R245fa | MinimizeLCOE | IgnoreSilica | 126.3887 | 17.7473 | 1.6535 | 4 | 5872.1033 | 9922.816 | 131.6805 | 222.5167 | 70.0548 | 7.1673 | 7098246410.8167 | 3603903.7307 | 0 | 3966436.5599 | 0 | 0 | 0 | 233369.8927 | 3043446.9715 | 7918424.723 | 5404487.5808 | 24170069.4587 | 3144235.0165 | 11524091.9223 | 11524091.9223 | 10059725.4019 | 5207807.6177 | 0 | 38838396.3975 | 65630021.3394 | 10000000 | 6.6141 | 5872.1033 | 9922.816 | 131.6805 | 222.5167
1 | 3100 | 707 | 0.035 | 15 | 15 | 7 | 1e-13 | 0 | CO2 | Porous | Wet | R245fa | MinimizeLCOE | IgnoreSilica | 0.76854 | 0.0078865 | 0.0010175 | 4 | 3839750.7693 | 10637162.539 | 86105.4766 | 238535.7814 | 50.4728 | 6.8153 | 151916271.9914 | 68068.8973 | 0 | 35347.11 | 0 | 0 | 0 | 61238.1636 | 64215.1266 | 167074.5872 | 114031.8388 | 509975.7234 | 3144235.0165 | 11973452.0612 | 11973452.0612 | 10331217.8863 | 5360578.5121 | 0 | 15627662.8012 | 43292911.2608 | 100 | 0.00407 | 3839750.7693 | 10637162.539 | 86105.4766 | 238535.7814
1 | 3100 | 707 | 0.035 | 15 | 15 | 7 | 1.3335e-13 | 0 | CO2 | Porous | Wet | R245fa | MinimizeLCOE | IgnoreSilica | 1.1195 | 0.041261 | 0.0027245 | 4 | 1455640.8596 | 3994187.2017 | 32642.3921 | 89568.676 | 56.0595 | 7.3068 | 24686797.6029 | 99956.8607 | 0 | 58402.1626 | 0 | 0 | 0 | 82494.5941 | 93932.9108 | 244394.1656 | 166804.0398 | 745984.7335 | 3144235.0165 | 11973452.0612 | 11973452.0612 | 10331217.8863 | 5360578.5121 | 0 | 15863671.8112 | 43528920.2709 | 133.3521 | 0.010898 | 1455640.8596 | 3994187.2017 | 32642.3921 | 89568.676
1 | 3100 | 707 | 0.035 | 15 | 15 | 7 | 1.7783e-13 | 0 | CO2 | Porous | Wet | R245fa | MinimizeLCOE | IgnoreSilica | 1.5605 | 0.090321 | 0.0054646 | 4 | 738355.457 | 2004018.0467 | 16557.4414 | 44939.617 | 60.3928 | 7.6563 | 181188825.4365 | 137621.5748 | 0 | 86250.3627 | 0 | 0 | 0 | 105941.956 | 128627.4185 | 334662.1577 | 228413.7993 | 1021517.269 | 3144235.0165 | 11973452.0612 | 11973452.0612 | 10331217.8863 | 5360578.5121 | 0 | 16139204.3467 | 43804452.8063 | 177.8279 | 0.021858 | 738355.457 | 2004018.0467 | 16557.4414 | 44939.617
1 | 3100 | 707 | 0.035 | 15 | 15 | 7 | 2.3714e-13 | 0 | CO2 | Porous | Wet | R245fa | MinimizeLCOE | IgnoreSilica | 2.1162 | 0.15795 | 0.0095153 | 4 | 432429.8437 | 1159294.7778 | 9697.134 | 25996.9033 | 63.8233 | 7.9111 | 393846546.0085 | 181658.424 | 0 | 119585.9424 | 0 | 0 | 0 | 131736.1012 | 168862.3824 | 439345.2805 | 299862.1816 | 1341050.3121 | 3144235.0165 | 11973452.0612 | 11973452.0612 | 10331217.8863 | 5360578.5121 | 0 | 16458737.3898 | 44123985.8495 | 237.1374 | 0.038061 | 432429.8437 | 1159294.7778 | 9697.134 | 25996.9033
1 | 3100 | 707 | 0.035 | 15 | 15 | 7 | 3.1623e-13 | 0 | CO2 | Porous | Wet | R245fa | MinimizeLCOE | IgnoreSilica | 2.8519 | 0.25181 | 0.015267 | 4 | 275929.6461 | 728947.4952 | 6187.6552 | 16346.4702 | 66.6694 | 8.1069 | 504721658.8432 | 235387.1259 | 0 | 161301.8521 | 0 | 0 | 0 | 162839.1303 | 218215.9623 | 567753.1716 | 387503.2058 | 1733000.448 | 3144235.0165 | 11973452.0612 | 11973452.0612 | 10331217.8863 | 5360578.5121 | 0 | 16850687.5258 | 44515935.9854 | 316.2278 | 0.061069 | 275929.6461 | 728947.4952 | 6187.6552 | 16346.4702
1 | 3100 | 707 | 0.035 | 15 | 15 | 7 | 4.217e-13 | 0 | CO2 | Porous | Wet | R245fa | MinimizeLCOE | IgnoreSilica | 3.783 | 0.37493 | 0.023206 | 4 | 186425.0468 | 484462.6429 | 4180.5363 | 10863.9569 | 68.912 | 8.2514 | 718801754.8005 | 297890.2014 | 0 | 211120.4553 | 0 | 0 | 0 | 197150.674 | 275402.919 | 716541.9023 | 489054.5718 | 2187160.7238 | 3144235.0165 | 11973452.0612 | 11973452.0612 | 10331217.8863 | 5360578.5121 | 0 | 17304847.8015 | 44970096.2611 | 421.6965 | 0.092825 | 186425.0468 | 484462.6429 | 4180.5363 | 10863.9569
1 | 3100 | 707 | 0.035 | 15 | 15 | 7 | 5.6234e-13 | 0 | CO2 | Porous | Wet | R245fa | MinimizeLCOE | IgnoreSilica | 4.9861 | 0.53719 | 0.034 | 4 | 131217.7302 | 334638.7687 | 2942.5257 | 7504.193 | 70.7117 | 8.361 | 998344686.7916 | 372151.3208 | 0 | 271891.2113 | 0 | 0 | 0 | 236710.6548 | 343493.7429 | 893700.2587 | 609968.7903 | 2727915.9787 | 3144235.0165 | 11973452.0612 | 11973452.0612 | 10331217.8863 | 5360578.5121 | 0 | 17845603.0564 | 45510851.5161 | 562.3413 | 0.136 | 131217.7302 | 334638.7687 | 2942.5257 | 7504.193
1 | 3100 | 707 | 0.035 | 15 | 15 | 7 | 7.4989e-13 | 0 | CO2 | Porous | Wet | R245fa | MinimizeLCOE | IgnoreSilica | 6.5324 | 0.74842 | 0.048508 | 4 | 95273.4003 | 237855.6119 | 2136.4828 | 5333.8542 | 72.1386 | 8.4437 | 1305882892.299 | 459958.9144 | 0 | 345661.9733 | 0 | 0 | 0 | 281866.8892 | 424120.233 | 1103473.8472 | 753143.5749 | 3368225.432 | 3144235.0165 | 11973452.0612 | 11973452.0612 | 10331217.8863 | 5360578.5121 | 0 | 18485912.5097 | 46151160.9693 | 749.8942 | 0.19403 | 95273.4003 | 237855.6119 | 2136.4828 | 5333.8542
1 | 3100 | 707 | 0.035 | 15 | 15 | 7 | 1e-12 | 0 | CO2 | Porous | Wet | R245fa | MinimizeLCOE | IgnoreSilica | 8.5204 | 1.0222 | 0.067853 | 4 | 70909.8295 | 172840.1063 | 1590.1357 | 3875.8973 | 73.2636 | 8.5058 | 1647525361.7457 | 563952.7042 | 0 | 435335.0259 | 0 | 0 | 0 | 333568.7789 | 519814.0385 | 1352449.4997 | 923074.5736 | 4128194.6208 | 3144235.0165 | 11973452.0612 | 11973452.0612 | 10331217.8863 | 5360578.5121 | 0 | 19245881.6985 | 46911130.1582 | 1000 | 0.27141 | 70909.8295 | 172840.1063 | 1590.1357 | 3875.8973
1 | 3100 | 707 | 0.035 | 15 | 15 | 7 | 1.3335e-12 | 0 | CO2 | Porous | Wet | R245fa | MinimizeLCOE | IgnoreSilica | 11.0808 | 1.3766 | 0.093504 | 4 | 53878.9959 | 127847.0422 | 1208.2234 | 2866.9388 | 74.1453 | 8.5517 | 2002961810.887 | 687490.2771 | 0 | 544643.8977 | 0 | 0 | 0 | 393154.3981 | 633862.5434 | 1649180.3149 | 1125599.4522 | 5033930.8835 | 3144235.0165 | 11973452.0612 | 11973452.0612 | 10331217.8863 | 5360578.5121 | 0 | 20151617.9612 | 47816866.4208 | 1333.5214 | 0.37402 | 53878.9959 | 127847.0422 | 1208.2234 | 2866.9388
1 | 3100 | 707 | 0.035 | 15 | 15 | 7 | 1.7783e-12 | 0 | CO2 | Porous | Wet | R245fa | MinimizeLCOE | IgnoreSilica | 14.3406 | 1.8299 | 0.12725 | 4 | 41683.9097 | 96034.762 | 934.7515 | 2153.5562 | 74.822 | 8.5837 | 2397303682.4284 | 832753.4148 | 0 | 676506.4072 | 0 | 0 | 0 | 460205.2263 | 768091.3688 | 1998416.1845 | 1363960.1093 | 6099932.711 | 3144235.0165 | 11973452.0612 | 11973452.0612 | 10331217.8863 | 5360578.5121 | 0 | 21217619.7887 | 48882868.2484 | 1778.2794 | 0.50901 | 41683.9097 | 96034.762 | 934.7515 | 2153.5562
1 | 3100 | 707 | 0.035 | 15 | 15 | 7 | 2.3714e-12 | 0 | CO2 | Porous | Wet | R245fa | MinimizeLCOE | IgnoreSilica | 18.4692 | 2.4059 | 0.17133 | 4 | 32783.2016 | 73150.9914 | 735.1553 | 1640.3932 | 75.3307 | 8.6032 | 2817331551.5067 | 1002923.1222 | 0 | 834970.3445 | 0 | 0 | 0 | 535053.0729 | 925449.1504 | 2407828.8537 | 1643392.6686 | 7349617.2123 | 3144235.0165 | 11973452.0612 | 11973452.0612 | 10331217.8863 | 5360578.5121 | 0 | 22467304.29 | 50132552.7497 | 2371.3737 | 0.68533 | 32783.2016 | 73150.9914 | 735.1553 | 1640.3932
1 | 3100 | 707 | 0.035 | 15 | 15 | 7 | 3.1623e-12 | 0 | CO2 | Porous | Wet | R245fa | MinimizeLCOE | IgnoreSilica | 23.6024 | 3.1249 | 0.22819 | 4 | 26187.5226 | 56496.6398 | 587.2488 | 1266.9234 | 75.6943 | 8.6103 | 3282281298.4394 | 1198922.0962 | 0 | 1022242.0206 | 0 | 0 | 0 | 615379.2454 | 1106251.9112 | 2878240.5496 | 1964458.317 | 8785494.14 | 3144235.0165 | 11973452.0612 | 11973452.0612 | 10331217.8863 | 5360578.5121 | 0 | 23903181.2177 | 51568429.6773 | 3162.2777 | 0.91277 | 26187.5226 | 56496.6398 | 587.2488 | 1266.9234
1 | 3100 | 707 | 0.035 | 15 | 15 | 7 | 4.217e-12 | 0 | CO2 | Porous | Wet | R245fa | MinimizeLCOE | IgnoreSilica | 29.936 | 4.0152 | 0.30063 | 4 | 21241.618 | 44247.3179 | 476.3381 | 992.2353 | 75.9318 | 8.6036 | 3753768893.2479 | 1423251.6662 | 0 | 1242330.8379 | 0 | 0 | 0 | 700685.0504 | 1312844.3463 | 3415751.6876 | 2331320.7135 | 10426184.302 | 3144235.0165 | 11973452.0612 | 11973452.0612 | 10331217.8863 | 5360578.5121 | 0 | 25543871.3797 | 53209119.8394 | 4216.965 | 1.2025 | 21241.618 | 44247.3179 | 476.3381 | 992.2353
1 | 3100 | 707 | 0.035 | 15 | 15 | 7 | 5.6234e-12 | 0 | CO2 | Porous | Wet | R245fa | MinimizeLCOE | IgnoreSilica | 37.5607 | 5.0913 | 0.39099 | 4 | 17500.3308 | 35189.525 | 392.4407 | 789.1165 | 76.049 | 8.5807 | 4229423341.9455 | 1673999.3951 | 0 | 1495313.9178 | 0 | 0 | 0 | 786509.3041 | 1542770.8206 | 4013973.2094 | 2739619.1943 | 12252185.8414 | 3144235.0165 | 11973452.0612 | 11973452.0612 | 10331217.8863 | 5360578.5121 | 0 | 27369872.9191 | 55035121.3787 | 5623.4133 | 1.564 | 17500.3308 | 35189.525 | 392.4407 | 789.1165
1 | 3100 | 707 | 0.035 | 15 | 15 | 7 | 7.4989e-12 | 0 | CO2 | Porous | Wet | R245fa | MinimizeLCOE | IgnoreSilica | 46.4398 | 6.3508 | 0.50037 | 4 | 14654.6794 | 28477.0547 | 328.6276 | 638.591 | 76.0471 | 8.5385 | 4699042153.2108 | 1945381.8171 | 0 | 1777519.9413 | 0 | 0 | 0 | 866132.8634 | 1789723.5025 | 4656493.4306 | 3178152.4478 | 14213404.0026 | 3144235.0165 | 11973452.0612 | 11973452.0612 | 10331217.8863 | 5360578.5121 | 0 | 29331091.0803 | 56996339.5399 | 7498.9421 | 2.0015 | 14654.6794 | 28477.0547 | 328.6276 | 638.591
1 | 3100 | 707 | 0.035 | 15 | 15 | 7 | 1e-11 | 0 | CO2 | Porous | Wet | R245fa | MinimizeLCOE | IgnoreSilica | 56.3427 | 7.7639 | 0.62757 | 4 | 12485.607 | 23506.4561 | 279.9867 | 527.1266 | 75.9272 | 8.4747 | 5146258214.5579 | 2227004.5497 | 0 | 2080282.709 | 0 | 0 | 0 | 931060.5471 | 2042955.6443 | 5315351.5186 | 3627836.631 | 16224491.5996 | 3144235.0165 | 11973452.0612 | 11973452.0612 | 10331217.8863 | 5360578.5121 | 0 | 31342178.6773 | 59007427.137 | 10000 | 2.5103 | 12485.607 | 23506.4561 | 279.9867 | 527.1266
1 | 3100 | 707 | 0.035 | 15 | 15 | 7 | 1.3335e-11 | 0 | CO2 | Porous | Wet | R245fa | MinimizeLCOE | IgnoreSilica | 65.846 | 9.1391 | 0.76293 | 4 | 10830.6757 | 19896.1375 | 242.8753 | 446.166 | 75.7159 | 8.3954 | 5549564207.9924 | 2479362.728 | 0 | 2361799.5601 | 0 | 0 | 0 | 949290.0067 | 2258276.395 | 5875571.9435 | 4010198.5824 | 17934499.2157 | 3144235.0165 | 11973452.0612 | 11973452.0612 | 10331217.8863 | 5360578.5121 | 0 | 33052186.2934 | 60717434.753 | 13335.2143 | 3.0517 | 10830.6757 | 19896.1375 | 242.8753 | 446.166
1 | 3100 | 707 | 0.035 | 15 | 15 | 7 | 1.7783e-11 | 0 | CO2 | Porous | Wet | R245fa | MinimizeLCOE | IgnoreSilica | 77.3413 | 10.7941 | 0.91561 | 4 | 9576.4544 | 17130.2117 | 214.7497 | 384.1408 | 75.3703 | 8.2845 | 5898091098.4339 | 2764703.9248 | 0 | 2692460.4987 | 0 | 0 | 0 | 985829.352 | 2512767.5724 | 6537705.7839 | 4462118.534 | 19955585.6658 | 3144235.0165 | 11973452.0612 | 11973452.0612 | 10331217.8863 | 5360578.5121 | 0 | 35073272.7435 | 62738521.2031 | 17782.7941 | 3.6624 | 9576.4544 | 17130.2117 | 214.7497 | 384.1408
1 | 3100 | 707 | 0.035 | 15 | 15 | 7 | 2.3714e-11 | 0 | CO2 | Porous | Wet | R245fa | MinimizeLCOE | IgnoreSilica | 87.1392 | 12.2253 | 1.0597 | 4 | 8629.2944 | 15156.2573 | 193.5098 | 339.8754 | 74.9977 | 8.1743 | 6190519483.0175 | 2991918.0221 | 0 | 2967592.21 | 0 | 0 | 0 | 968732.3941 | 2702014.6242 | 7030087.7928 | 4798179.3724 | 21458524.4157 | 3144235.0165 | 11973452.0612 | 11973452.0612 | 10331217.8863 | 5360578.5121 | 0 | 36576211.4934 | 64241459.953 | 23713.7371 | 4.2386 | 8629.2944 | 15156.2573 | 193.5098 | 339.8754
1 | 3100 | 707 | 0.035 | 15 | 15 | 7 | 3.1623e-11 | 0 | CO2 | Porous | Wet | R245fa | MinimizeLCOE | IgnoreSilica | 95.8286 | 13.5056 | 1.1931 | 4 | 7915.5289 | 13712.3402 | 177.5038 | 307.4959 | 74.609 | 8.0644 | 6425899649.5393 | 3181759.5087 | 0 | 3207364.2358 | 0 | 0 | 0 | 926754.2248 | 2853192.408 | 7423421.3754 | 5066637.6248 | 22659129.3775 | 3144235.0165 | 11973452.0612 | 11973452.0612 | 10331217.8863 | 5360578.5121 | 0 | 37776816.4552 | 65442064.9148 | 31622.7766 | 4.7725 | 7915.5289 | 13712.3402 | 177.5038 | 307.4959
1 | 3100 | 707 | 0.035 | 15 | 15 | 7 | 4.217e-11 | 0 | CO2 | Porous | Wet | R245fa | MinimizeLCOE | IgnoreSilica | 103.2003 | 14.6006 | 1.3109 | 4 | 7378.7075 | 12654.7617 | 165.4657 | 283.78 | 74.2364 | 7.9621 | 6608982943.7004 | 3334449.2708 | 0 | 3408131.1828 | 0 | 0 | 0 | 868332.1335 | 2968255.909 | 7722793.0021 | 5270964.9115 | 23572926.4096 | 3144235.0165 | 11973452.0612 | 11973452.0612 | 10331217.8863 | 5360578.5121 | 0 | 38690613.4873 | 66355861.9469 | 42169.6503 | 5.2435 | 7378.7075 | 12654.7617 | 165.4657 | 283.78
1 | 3100 | 707 | 0.035 | 15 | 15 | 7 | 5.6234e-11 | 0 | CO2 | Porous | Wet | R245fa | MinimizeLCOE | IgnoreSilica | 109.2781 | 15.5118 | 1.4113 | 4 | 6972.3435 | 11872.954 | 156.3531 | 266.2481 | 73.8914 | 7.8686 | 6750451744.6275 | 3454177.573 | 0 | 3572447.5273 | 0 | 0 | 0 | 800646.2342 | 3052635.8204 | 7942332.2231 | 5420804.9409 | 24243044.3189 | 3144235.0165 | 11973452.0612 | 11973452.0612 | 10331217.8863 | 5360578.5121 | 0 | 39360731.3966 | 67025979.8562 | 56234.1325 | 5.6453 | 6972.3435 | 11872.954 | 156.3531 | 266.2481
1 | 3100 | 707 | 0.035 | 15 | 15 | 7 | 7.4989e-11 | 0 | CO2 | Porous | Wet | R245fa | MinimizeLCOE | IgnoreSilica | 114.046 | 16.23 | 1.4929 | 4 | 6669.498 | 11302.2246 | 149.5619 | 253.4496 | 73.6091 | 7.7941 | 6863476196.2922 | 3544913.9506 | 0 | 3700111.8341 | 0 | 0 | 0 | 733186.739 | 3111502.8842 | 8095492.2478 | 5525339.8048 | 24710547.4605 | 3144235.0165 | 11973452.0612 | 11973452.0612 | 10331217.8863 | 5360578.5121 | 0 | 39828234.5382 | 67493482.9978 | 74989.4209 | 5.9717 | 6669.498 | 11302.2246 | 149.5619 | 253.4496
1 | 3100 | 707 | 0.035 | 15 | 15 | 7 | 1e-10 | 0 | CO2 | Porous | Wet | R245fa | MinimizeLCOE | IgnoreSilica | 117.4 | 16.7421 | 1.5557 | 4 | 6441.6271 | 10887.304 | 144.4519 | 244.1451 | 73.4005 | 7.7398 | 6905232376.1213 | 3606862.1459 | 0 | 3789475.1072 | 0 | 0 | 0 | 665085.3581 | 3143954.8183 | 8179925.5235 | 5582967.2505 | 24968270.2034 | 3144235.0165 | 11973452.0612 | 11973452.0612 | 10331217.8863 | 5360578.5121 | 0 | 40085957.2811 | 67751205.7408 | 100000 | 6.223 | 6441.6271 | 10887.304 | 144.4519 | 244.1451
1 | 3100 | 707 | 0.035 | 15 | 15 | 7 | 1.3335e-10 | 0 | CO2 | Porous | Wet | R245fa | MinimizeLCOE | IgnoreSilica | 119.9578 | 17.1346 | 1.605 | 4 | 6270.0576 | 10579.3352 | 140.6045 | 237.239 | 73.2356 | 7.6972 | 7074677890.7978 | 3653050.0021 | 0 | 3857400.1786 | 0 | 0 | 0 | 605006.3419 | 3165028.0438 | 8234753.7335 | 5620388.6304 | 25135626.9303 | 3144235.0165 | 11973452.0612 | 11973452.0612 | 10331217.8863 | 5360578.5121 | 0 | 40253314.008 | 67918562.4676 | 133352.1432 | 6.4199 | 6270.0576 | 10579.3352 | 140.6045 | 237.239
1 | 3100 | 707 | 0.035 | 15 | 15 | 7 | 1.7783e-10 | 0 | CO2 | Porous | Wet | R245fa | MinimizeLCOE | IgnoreSilica | 123.342 | 17.6396 | 1.6537 | 4 | 6138.3152 | 10320.5643 | 137.6502 | 231.4361 | 73.0012 | 7.6361 | 6873034696.3193 | 3712213.2403 | 0 | 3947412.8023 | 0 | 0 | 0 | 569207.3806 | 3209245.0351 | 8349797.2746 | 5698908.2111 | 25486783.9441 | 3144235.0165 | 11973452.0612 | 11973452.0612 | 10331217.8863 | 5360578.5121 | 0 | 40604471.0218 | 68269719.4815 | 177827.941 | 6.6149 | 6138.3152 | 10320.5643 | 137.6502 | 231.4361
1 | 3100 | 707 | 0.035 | 15 | 15 | 7 | 2.3714e-10 | 0 | CO2 | Porous | Wet | R245fa | MinimizeLCOE | IgnoreSilica | 124.3064 | 17.7962 | 1.6797 | 4 | 6040.2382 | 10157.9227 | 135.4509 | 227.7889 | 72.9341 | 7.6189 | 12960435406.633 | 3728858.3392 | 0 | 3972944.7154 | 0 | 0 | 0 | 519838.9809 | 3206440.3938 | 8342500.1734 | 5693927.7896 | 25464510.3922 | 3144235.0165 | 11973452.0612 | 11973452.0612 | 10331217.8863 | 5360578.5121 | 0 | 40582197.47 | 68247445.9296 | 237137.3706 | 6.7186 | 6040.2382 | 10157.9227 | 135.4509 | 227.7889
1 | 3100 | 707 | 0.035 | 15 | 15 | 7 | 3.1623e-10 | 0 | CO2 | Porous | Wet | R245fa | MinimizeLCOE | IgnoreSilica | 125.6823 | 18.0057 | 1.704 | 4 | 5967.0203 | 10025.8677 | 133.809 | 224.8276 | 72.8392 | 7.5948 | 7163254797.5073 | 3752512.8749 | 0 | 4009220.3739 | 0 | 0 | 0 | 488716.7326 | 3217675.4927 | 8371731.596 | 5713878.8362 | 25553735.9062 | 3144235.0165 | 11973452.0612 | 11973452.0612 | 10331217.8863 | 5360578.5121 | 0 | 40671422.984 | 68336671.4436 | 316227.766 | 6.816 | 5967.0203 | 10025.8677 | 133.809 | 224.8276
1 | 3100 | 707 | 0.035 | 15 | 15 | 7 | 4.217e-10 | 0 | CO2 | Porous | Wet | R245fa | MinimizeLCOE | IgnoreSilica | 125.3 | 17.9628 | 1.7122 | 4 | 5912.2624 | 9951.7346 | 132.581 | 223.1652 | 72.8679 | 7.6023 | 7480392843.5589 | 3746100.2709 | 0 | 3999041.7778 | 0 | 0 | 0 | 447210.6575 | 3195017.5554 | 8312780.291 | 5673643.3592 | 25373793.9119 | 3144235.0165 | 11973452.0612 | 11973452.0612 | 10331217.8863 | 5360578.5121 | 0 | 40491480.9896 | 68156729.4492 | 421696.5034 | 6.8487 | 5912.2624 | 9951.7346 | 132.581 | 223.1652
1 | 3100 | 707 | 0.035 | 15 | 15 | 7 | 5.6234e-10 | 0 | CO2 | Porous | Wet | R245fa | MinimizeLCOE | IgnoreSilica | 127.4 | 18.2689 | 1.7358 | 4 | 5870.4348 | 9854.9018 | 131.6431 | 220.9938 | 72.7193 | 7.5646 | 7192809121.9238 | 3781701.9224 | 0 | 4054416.6057 | 0 | 0 | 0 | 442943.0925 | 3228834.0321 | 8400763.8265 | 5733693.93 | 25642353.4093 | 3144235.0165 | 11973452.0612 | 11973452.0612 | 10331217.8863 | 5360578.5121 | 0 | 40760040.487 | 68425288.9466 | 562341.3252 | 6.9433 | 5870.4348 | 9854.9018 | 131.6431 | 220.9938
1 | 3100 | 707 | 0.035 | 15 | 15 | 7 | 7.4989e-10 | 0 | CO2 | Porous | Wet | R245fa | MinimizeLCOE | IgnoreSilica | 126.623 | 18.1653 | 1.7365 | 4 | 5839.336 | 9822.3192 | 130.9457 | 220.2631 | 72.7758 | 7.5791 | 5984057523.8439 | 3768670.3887 | 0 | 4033886.7296 | 0 | 0 | 0 | 411665.2627 | 3203546.7286 | 8334971.45 | 5688789.2811 | 25441529.8406 | 3144235.0165 | 11973452.0612 | 11973452.0612 | 10331217.8863 | 5360578.5121 | 0 | 40559216.9183 | 68224465.378 | 749894.2093 | 6.9459 | 5839.336 | 9822.3192 | 130.9457 | 220.2631
1 | 3100 | 707 | 0.035 | 15 | 15 | 7 | 1e-09 | 0 | CO2 | Porous | Wet | R245fa | MinimizeLCOE | IgnoreSilica | 128.0944 | 18.3789 | 1.752 | 4 | 5815.6312 | 9763.2867 | 130.4141 | 218.9393 | 72.6705 | 7.5524 | 7259578556.2379 | 3793399.5902 | 0 | 4072651.7611 | 0 | 0 | 0 | 411724.6102 | 3228332.625 | 8399459.2681 | 5732803.5421 | 25638371.3966 | 3144235.0165 | 11973452.0612 | 11973452.0612 | 10331217.8863 | 5360578.5121 | 0 | 40756058.4743 | 68421306.934 | 1000000 | 7.008 | 5815.6312 | 9763.2867 | 130.4141 | 218.9393
1 | 3100 | 707 | 0.035 | 15 | 15 | 7 | 1.3335e-09 | 0 | CO2 | Porous | Wet | R245fa | MinimizeLCOE | IgnoreSilica | 128.365 | 18.421 | 1.7576 | 4 | 5797.946 | 9733.065 | 130.0175 | 218.2616 | 72.6512 | 7.5476 | 7271692801.2389 | 3797933.187 | 0 | 4079760.2884 | 0 | 0 | 0 | 401860.7331 | 3229026.1413 | 8401263.6554 | 5734035.0735 | 25643879.0786 | 3144235.0165 | 11973452.0612 | 11973452.0612 | 10331217.8863 | 5360578.5121 | 0 | 40761566.1564 | 68426814.616 | 1333521.4322 | 7.0303 | 5797.946 | 9733.065 | 130.0175 | 218.2616
1 | 3100 | 707 | 0.035 | 15 | 15 | 7 | 1.7783e-09 | 0 | CO2 | Porous | Wet | R245fa | MinimizeLCOE | IgnoreSilica | 128.5741 | 18.4534 | 1.7618 | 4 | 5784.6572 | 9710.2996 | 129.7195 | 217.7511 | 72.6363 | 7.5438 | 7281149921.2457 | 3801429.0352 | 0 | 4085253.2797 | 0 | 0 | 0 | 394405.1703 | 3229624.1192 | 8402819.4712 | 5735096.9498 | 25648628.0254 | 3144235.0165 | 11973452.0612 | 11973452.0612 | 10331217.8863 | 5360578.5121 | 0 | 40766315.1032 | 68431563.5628 | 1778279.41 | 7.0473 | 5784.6572 | 9710.2996 | 129.7195 | 217.7511
1 | 3100 | 707 | 0.035 | 15 | 15 | 7 | 2.3714e-09 | 0 | CO2 | Porous | Wet | R245fa | MinimizeLCOE | IgnoreSilica | 128.7056 | 18.4742 | 1.7648 | 4 | 5774.676 | 9693.6365 | 129.4957 | 217.3774 | 72.6269 | 7.5415 | 7291745624.5107 | 3803627.0803 | 0 | 4088704.6967 | 0 | 0 | 0 | 388448.5284 | 3229504.3191 | 8402507.7759 | 5734884.2113 | 25647676.6118 | 3144235.0165 | 11973452.0612 | 11973452.0612 | 10331217.8863 | 5360578.5121 | 0 | 40765363.6895 | 68430612.1491 | 2371373.7057 | 7.0593 | 5774.676 | 9693.6365 | 129.4957 | 217.3774
1 | 3100 | 707 | 0.035 | 15 | 15 | 7 | 3.1623e-09 | 0 | CO2 | Porous | Wet | R245fa | MinimizeLCOE | IgnoreSilica | 128.8176 | 18.4917 | 1.7672 | 4 | 5767.1819 | 9680.9212 | 129.3277 | 217.0923 | 72.6189 | 7.5395 | 7297582106.1108 | 3805496.3083 | 0 | 4091646.7971 | 0 | 0 | 0 | 384092.4841 | 3229681.8799 | 8402969.7527 | 5735199.52 | 25649086.742 | 3144235.0165 | 11973452.0612 | 11973452.0612 | 10331217.8863 | 5360578.5121 | 0 | 40766773.8197 | 68432022.2794 | 3162277.6602 | 7.0688 | 5767.1819 | 9680.9212 | 129.3277 | 217.0923
1 | 3100 | 707 | 0.035 | 15 | 15 | 7 | 4.217e-09 | 0 | CO2 | Porous | Wet | R245fa | MinimizeLCOE | IgnoreSilica | 128.9102 | 18.506 | 1.769 | 4 | 5761.5567 | 9671.2465 | 129.2015 | 216.8753 | 72.6123 | 7.5378 | 7300611340.5318 | 3807038.7564 | 0 | 4094078.8634 | 0 | 0 | 0 | 380899.2597 | 3229986.583 | 8403762.5276 | 5735740.6052 | 25651506.5953 | 3144235.0165 | 11973452.0612 | 11973452.0612 | 10331217.8863 | 5360578.5121 | 0 | 40769193.673 | 68434442.1327 | 4216965.0343 | 7.0761 | 5761.5567 | 9671.2465 | 129.2015 | 216.8753
1 | 3100 | 707 | 0.035 | 15 | 15 | 7 | 5.6234e-09 | 0 | CO2 | Porous | Wet | R245fa | MinimizeLCOE | IgnoreSilica | 130 | 18.6617 | 1.7778 | 4 | 5757.5877 | 9648.048 | 129.1125 | 216.3551 | 72.5318 | 7.5175 | 5633564997.2885 | 3824985.0775 | 0 | 4122770.0199 | 0 | 0 | 0 | 390210.1809 | 3251806.4585 | 8460533.3679 | 5774487.8702 | 25824792.9749 | 3144235.0165 | 11973452.0612 | 11973452.0612 | 10331217.8863 | 5360578.5121 | 0 | 40942480.0527 | 68607728.5123 | 5623413.2519 | 7.111 | 5757.5877 | 9648.048 | 129.1125 | 216.3551
1 | 3100 | 707 | 0.035 | 15 | 15 | 7 | 7.4989e-09 | 0 | CO2 | Porous | Wet | R245fa | MinimizeLCOE | IgnoreSilica | 129.0151 | 18.5225 | 1.7713 | 4 | 5754.1679 | 9658.8192 | 129.0358 | 216.5967 | 72.6047 | 7.5359 | 7307250827.6074 | 3808785.0065 | 0 | 4096830.0571 | 0 | 0 | 0 | 376484.7604 | 3230018.9314 | 8403846.6914 | 5735798.0487 | 25651763.4954 | 3144235.0165 | 11973452.0612 | 11973452.0612 | 10331217.8863 | 5360578.5121 | 0 | 40769450.5731 | 68434699.0328 | 7498942.0933 | 7.0852 | 5754.1679 | 9658.8192 | 129.0358 | 216.5967
1 | 3100 | 707 | 0.035 | 15 | 15 | 7 | 1e-08 | 0 | CO2 | Porous | Wet | R245fa | MinimizeLCOE | IgnoreSilica | 129.142 | 18.541 | 1.7727 | 4 | 5751.7938 | 9653.3287 | 128.9826 | 216.4735 | 72.5955 | 7.5336 | 7284043047.4368 | 3810884.7458 | 0 | 4100168.8444 | 0 | 0 | 0 | 376125.0386 | 3231999.6653 | 8409000.1548 | 5739315.3933 | 25667493.8422 | 3144235.0165 | 11973452.0612 | 11973452.0612 | 10331217.8863 | 5360578.5121 | 0 | 40785180.9199 | 68450429.3796 | 10000000 | 7.0909 | 5751.7938 | 9653.3287 | 128.9826 | 216.4735
1 | 3200 | 707 | 0.035 | 15 | 15 | 7 | 1e-13 | 0 | CO2 | Porous | Wet | R245fa | MinimizeLCOE | IgnoreSilica | 0.8028 | 0.0081479 | 0.00107 | 4 | 3766114.3941 | 10437294.6332 | 84454.1988 | 234053.7923 | 51.7135 | 7.1959 | 147590124.6193 | 72838.8443 | 0 | 37119.6541 | 0 | 0 | 0 | 66345.325 | 68758.4911 | 178895.4895 | 122099.8475 | 546057.6515 | 3144235.0165 | 12428672.291 | 12428672.291 | 10608277.457 | 5515693.4429 | 0 | 16118964.9589 | 44671608.1499 | 100 | 0.00428 | 3766114.3941 | 10437294.6332 | 84454.1988 | 234053.7923
1 | 3200 | 707 | 0.035 | 15 | 15 | 7 | 1.3335e-13 | 0 | CO2 | Porous | Wet | R245fa | MinimizeLCOE | IgnoreSilica | 1.1732 | 0.043671 | 0.0029423 | 4 | 1391213.1438 | 3817229.4448 | 31197.6162 | 85600.4414 | 57.626 | 7.7088 | 29079660.4281 | 107285.7745 | 0 | 61574.1476 | 0 | 0 | 0 | 89682.6238 | 100831.5929 | 262343.1213 | 179054.5709 | 800771.8309 | 3144235.0165 | 12428672.291 | 12428672.291 | 10608277.457 | 5515693.4429 | 0 | 16373679.1384 | 44926322.3293 | 133.3521 | 0.011769 | 1391213.1438 | 3817229.4448 | 31197.6162 | 85600.4414
1 | 3200 | 707 | 0.035 | 15 | 15 | 7 | 1.7783e-13 | 0 | CO2 | Porous | Wet | R245fa | MinimizeLCOE | IgnoreSilica | 1.6337 | 0.095689 | 0.0059575 | 4 | 699425.1436 | 1897600.5825 | 15684.4386 | 42553.2313 | 62.1745 | 8.0693 | 222816544.8294 | 147564.3854 | 0 | 90807.306 | 0 | 0 | 0 | 114994.7111 | 137812.897 | 358560.8887 | 244725.1742 | 1094465.3624 | 3144235.0165 | 12428672.291 | 12428672.291 | 10608277.457 | 5515693.4429 | 0 | 16667372.6699 | 45220015.8608 | 177.8279 | 0.02383 | 699425.1436 | 1897600.5825 | 15684.4386 | 42553.2313
1 | 3200 | 707 | 0.035 | 15 | 15 | 7 | 2.3714e-13 | 0 | CO2 | Porous | Wet | R245fa | MinimizeLCOE | IgnoreSilica | 2.2282 | 0.16902 | 0.010429 | 4 | 407970.2839 | 1092453.0502 | 9148.6343 | 24497.9938 | 65.8606 | 8.3375 | 369214385.9014 | 195819.9478 | 0 | 126661.075 | 0 | 0 | 0 | 144139.485 | 181981.998 | 473479.8292 | 323159.7125 | 1445242.0474 | 3144235.0165 | 12428672.291 | 12428672.291 | 10608277.457 | 5515693.4429 | 0 | 17018149.3549 | 45570792.5458 | 237.1374 | 0.041714 | 407970.2839 | 1092453.0502 | 9148.6343 | 24497.9938
1 | 3200 | 707 | 0.035 | 15 | 15 | 7 | 3.1623e-13 | 0 | CO2 | Porous | Wet | R245fa | MinimizeLCOE | IgnoreSilica | 2.9936 | 0.26869 | 0.016774 | 4 | 259831.6501 | 685379.7091 | 5826.6615 | 15369.4732 | 68.8327 | 8.5375 | 619161777.1248 | 253068.0721 | 0 | 170279.7428 | 0 | 0 | 0 | 177442.579 | 234308.2536 | 609622.0127 | 416079.5501 | 1860800.2103 | 3144235.0165 | 12428672.291 | 12428672.291 | 10608277.457 | 5515693.4429 | 0 | 17433707.5178 | 45986350.7088 | 316.2278 | 0.067096 | 259831.6501 | 685379.7091 | 5826.6615 | 15369.4732
1 | 3200 | 707 | 0.035 | 15 | 15 | 7 | 4.217e-13 | 0 | CO2 | Porous | Wet | R245fa | MinimizeLCOE | IgnoreSilica | 3.9682 | 0.40017 | 0.025539 | 4 | 175409.1975 | 454907.7637 | 3933.5086 | 10201.1959 | 71.1981 | 8.6864 | 780019314.4159 | 320132.0116 | 0 | 222717.072 | 0 | 0 | 0 | 214697.0353 | 295442.9864 | 768682.0469 | 524641.2918 | 2346312.444 | 3144235.0165 | 12428672.291 | 12428672.291 | 10608277.457 | 5515693.4429 | 0 | 17919219.7515 | 46471862.9424 | 421.6965 | 0.10216 | 175409.1975 | 454907.7637 | 3933.5086 | 10201.1959
1 | 3200 | 707 | 0.035 | 15 | 15 | 7 | 5.6234e-13 | 0 | CO2 | Porous | Wet | R245fa | MinimizeLCOE | IgnoreSilica | 5.2218 | 0.57284 | 0.037452 | 4 | 123453.9121 | 314050.6982 | 2768.4239 | 7042.5105 | 73.0923 | 8.7991 | 1101789633.6415 | 399490.786 | 0 | 286407.0845 | 0 | 0 | 0 | 257290.9263 | 367843.6308 | 957053.6721 | 653208.7967 | 2921294.8964 | 3144235.0165 | 12428672.291 | 12428672.291 | 10608277.457 | 5515693.4429 | 0 | 18494202.2039 | 47046845.3948 | 562.3413 | 0.14981 | 123453.9121 | 314050.6982 | 2768.4239 | 7042.5105
1 | 3200 | 707 | 0.035 | 15 | 15 | 7 | 7.4989e-13 | 0 | CO2 | Porous | Wet | R245fa | MinimizeLCOE | IgnoreSilica | 6.8419 | 0.79877 | 0.053471 | 4 | 89674.0378 | 223168.7648 | 2010.9185 | 5004.5052 | 74.6046 | 8.8847 | 1423866570.9037 | 493882.8838 | 0 | 364166.0702 | 0 | 0 | 0 | 306565.8004 | 454199.7542 | 1181734.5913 | 806558.1408 | 3607107.2406 | 3144235.0165 | 12428672.291 | 12428672.291 | 10608277.457 | 5515693.4429 | 0 | 19180014.5481 | 47732657.739 | 749.8942 | 0.21389 | 89674.0378 | 223168.7648 | 2010.9185 | 5004.5052
1 | 3200 | 707 | 0.035 | 15 | 15 | 7 | 1e-12 | 0 | CO2 | Porous | Wet | R245fa | MinimizeLCOE | IgnoreSilica | 8.9297 | 1.0923 | 0.074841 | 4 | 66795.7299 | 162172.9713 | 1497.878 | 3636.6894 | 75.7989 | 8.9489 | 1771945032.0244 | 605939.2431 | 0 | 458905.6801 | 0 | 0 | 0 | 363330.3846 | 556988.3701 | 1449169.4848 | 989087.9509 | 4423421.1136 | 3144235.0165 | 12428672.291 | 12428672.291 | 10608277.457 | 5515693.4429 | 0 | 19996328.421 | 48548971.612 | 1000 | 0.29937 | 66795.7299 | 162172.9713 | 1497.878 | 3636.6894
1 | 3200 | 707 | 0.035 | 15 | 15 | 7 | 1.3335e-12 | 0 | CO2 | Porous | Wet | R245fa | MinimizeLCOE | IgnoreSilica | 11.6 | 1.47 | 0.10313 | 4 | 50809.2413 | 120021.4644 | 1139.3849 | 2691.4521 | 76.7288 | 8.996 | 2168646971.469 | 738149.9618 | 0 | 573595.052 | 0 | 0 | 0 | 427800.7111 | 678422.8327 | 1765117.047 | 1204728.6541 | 5387814.2586 | 3144235.0165 | 12428672.291 | 12428672.291 | 10608277.457 | 5515693.4429 | 0 | 20960721.5661 | 49513364.757 | 1333.5214 | 0.41254 | 50809.2413 | 120021.4644 | 1139.3849 | 2691.4521
1 | 3200 | 707 | 0.035 | 15 | 15 | 7 | 1.7783e-12 | 0 | CO2 | Porous | Wet | R245fa | MinimizeLCOE | IgnoreSilica | 15.0003 | 1.9531 | 0.14034 | 4 | 39362.6092 | 90226.2994 | 882.6969 | 2023.3028 | 77.4435 | 9.0285 | 2585098048.4511 | 893690.8321 | 0 | 712002.8852 | 0 | 0 | 0 | 500538.0286 | 821430.3809 | 2137193.3526 | 1458678.3781 | 6523533.8575 | 3144235.0165 | 12428672.291 | 12428672.291 | 10608277.457 | 5515693.4429 | 0 | 22096441.165 | 50649084.3559 | 1778.2794 | 0.56136 | 39362.6092 | 90226.2994 | 882.6969 | 2023.3028
1 | 3200 | 707 | 0.035 | 15 | 15 | 7 | 2.3714e-12 | 0 | CO2 | Porous | Wet | R245fa | MinimizeLCOE | IgnoreSilica | 19.2929 | 2.5653 | 0.18885 | 4 | 31006.7202 | 68803.9241 | 695.3182 | 1542.9113 | 77.9798 | 9.0479 | 3040515985.6798 | 1075372.4741 | 0 | 877837.0275 | 0 | 0 | 0 | 581323.1215 | 988467.723 | 2571790.2527 | 1755299.6924 | 7850090.2912 | 3144235.0165 | 12428672.291 | 12428672.291 | 10608277.457 | 5515693.4429 | 0 | 23422997.5986 | 51975640.7896 | 2371.3737 | 0.75542 | 31006.7202 | 68803.9241 | 695.3182 | 1542.9113
1 | 3200 | 707 | 0.035 | 15 | 15 | 7 | 3.1623e-12 | 0 | CO2 | Porous | Wet | R245fa | MinimizeLCOE | IgnoreSilica | 24.6307 | 3.3296 | 0.25137 | 4 | 24812.7963 | 53210.3596 | 556.4209 | 1193.2294 | 78.3632 | 9.0539 | 3533441588.4229 | 1284721.2462 | 0 | 1073899.9002 | 0 | 0 | 0 | 668380.6872 | 1180530.7151 | 3071498.7606 | 2096361.0171 | 9375392.3265 | 3144235.0165 | 12428672.291 | 12428672.291 | 10608277.457 | 5515693.4429 | 0 | 24948299.634 | 53500942.8249 | 3162.2777 | 1.0055 | 24812.7963 | 53210.3596 | 556.4209 | 1193.2294
1 | 3200 | 707 | 0.035 | 15 | 15 | 7 | 4.217e-12 | 0 | CO2 | Porous | Wet | R245fa | MinimizeLCOE | IgnoreSilica | 31.2077 | 4.2746 | 0.33086 | 4 | 20166.4234 | 41741.0034 | 452.2271 | 936.0318 | 78.6127 | 9.0451 | 4028658695.4969 | 1524038.6471 | 0 | 1304060.4746 | 0 | 0 | 0 | 760927.7319 | 1399720.4729 | 3641785.5483 | 2485593.468 | 11116126.3428 | 3144235.0165 | 12428672.291 | 12428672.291 | 10608277.457 | 5515693.4429 | 0 | 26689033.6503 | 55241676.8412 | 4216.965 | 1.3234 | 20166.4234 | 41741.0034 | 452.2271 | 936.0318
1 | 3200 | 707 | 0.035 | 15 | 15 | 7 | 5.6234e-12 | 0 | CO2 | Porous | Wet | R245fa | MinimizeLCOE | IgnoreSilica | 39.0734 | 5.41 | 0.42959 | 4 | 16650.5998 | 33266.7449 | 373.3856 | 745.9987 | 78.734 | 9.0188 | 4536443171.8051 | 1789851.5639 | 0 | 1566988.1902 | 0 | 0 | 0 | 853000.1207 | 1641837.5512 | 4271724.5209 | 2915539.7607 | 13038941.7075 | 3144235.0165 | 12428672.291 | 12428672.291 | 10608277.457 | 5515693.4429 | 0 | 28611849.015 | 57164492.2059 | 5623.4133 | 1.7184 | 16650.5998 | 33266.7449 | 373.3856 | 745.9987
1 | 3200 | 707 | 0.035 | 15 | 15 | 7 | 7.4989e-12 | 0 | CO2 | Porous | Wet | R245fa | MinimizeLCOE | IgnoreSilica | 48.2038 | 6.7347 | 0.54864 | 4 | 13976.0374 | 26986.6797 | 313.4092 | 605.1697 | 78.7296 | 8.9717 | 5029925896.668 | 2076715.7173 | 0 | 1859509.4308 | 0 | 0 | 0 | 938530.2882 | 1901154.6201 | 4946414.3412 | 3376029.4265 | 15098353.8241 | 3144235.0165 | 12428672.291 | 12428672.291 | 10608277.457 | 5515693.4429 | 0 | 30671261.1315 | 59223904.3225 | 7498.9421 | 2.1946 | 13976.0374 | 26986.6797 | 313.4092 | 605.1697
1 | 3200 | 707 | 0.035 | 15 | 15 | 7 | 1e-11 | 0 | CO2 | Porous | Wet | R245fa | MinimizeLCOE | IgnoreSilica | 58.3501 | 8.2159 | 0.68641 | 4 | 11937.586 | 22336.781 | 267.6975 | 500.8969 | 78.6012 | 8.9015 | 5491285457.8188 | 2373402.7688 | 0 | 2172386.4584 | 0 | 0 | 0 | 1008690.6993 | 2166247.1713 | 5636130.7814 | 3846775.0692 | 17203632.9485 | 3144235.0165 | 12428672.291 | 12428672.291 | 10608277.457 | 5515693.4429 | 0 | 32776540.256 | 61329183.4469 | 10000 | 2.7457 | 11937.586 | 22336.781 | 267.6975 | 500.8969
1 | 3200 | 707 | 0.035 | 15 | 15 | 7 | 1.3335e-11 | 0 | CO2 | Porous | Wet | R245fa | MinimizeLCOE | IgnoreSilica | 69.0151 | 9.7842 | 0.83775 | 4 | 10385.8692 | 18906.544 | 232.9006 | 423.9746 | 78.3591 | 8.8091 | 5907740453.7236 | 2664083.4402 | 0 | 2490526.4141 | 0 | 0 | 0 | 1054107.4937 | 2421399.7657 | 6299985.4931 | 4299869.5508 | 19229972.1577 | 3144235.0165 | 12428672.291 | 12428672.291 | 10608277.457 | 5515693.4429 | 0 | 34802879.4651 | 63355522.6561 | 13335.2143 | 3.351 | 10385.8692 | 18906.544 | 232.9006 | 423.9746
1 | 3200 | 707 | 0.035 | 15 | 15 | 7 | 1.7783e-11 | 0 | CO2 | Porous | Wet | R245fa | MinimizeLCOE | IgnoreSilica | 79.605 | 11.3555 | 0.99494 | 4 | 9205.1792 | 16379.6379 | 206.4239 | 367.3094 | 78.0193 | 8.6963 | 6266301817.0297 | 2933435.3754 | 0 | 2798094.0057 | 0 | 0 | 0 | 1068534.1511 | 2652024.7776 | 6900024.4662 | 4709408.4795 | 21061521.2556 | 3144235.0165 | 12428672.291 | 12428672.291 | 10608277.457 | 5515693.4429 | 0 | 36634428.5631 | 65187071.754 | 17782.7941 | 3.9798 | 9205.1792 | 16379.6379 | 206.4239 | 367.3094
1 | 3200 | 707 | 0.035 | 15 | 15 | 7 | 2.3714e-11 | 0 | CO2 | Porous | Wet | R245fa | MinimizeLCOE | IgnoreSilica | 89.4218 | 12.8239 | 1.1476 | 4 | 8316.5151 | 14536.8577 | 186.4958 | 325.9855 | 77.6355 | 8.5793 | 6563949635.7304 | 3167906.8774 | 0 | 3076756.3622 | 0 | 0 | 0 | 1052639.0253 | 2845947.8833 | 7404572.6082 | 5053772.9539 | 22601595.7103 | 3144235.0165 | 12428672.291 | 12428672.291 | 10608277.457 | 5515693.4429 | 0 | 38174503.0178 | 66727146.2087 | 23713.7371 | 4.5902 | 8316.5151 | 14536.8577 | 186.4958 | 325.9855
1 | 3200 | 707 | 0.035 | 15 | 15 | 7 | 3.1623e-11 | 0 | CO2 | Porous | Wet | R245fa | MinimizeLCOE | IgnoreSilica | 98.0944 | 14.1324 | 1.2882 | 4 | 7647.2964 | 13188.69 | 171.4888 | 295.7532 | 77.2374 | 8.4633 | 6798303945.2715 | 3363222.1649 | 0 | 3318831.2914 | 0 | 0 | 0 | 1012064.1702 | 3000705.8743 | 7807221.1555 | 5328588.861 | 23830633.5173 | 3144235.0165 | 12428672.291 | 12428672.291 | 10608277.457 | 5515693.4429 | 0 | 39403540.8248 | 67956184.0157 | 31622.7766 | 5.1526 | 7647.2964 | 13188.69 | 171.4888 | 295.7532
1 | 3200 | 707 | 0.035 | 15 | 15 | 7 | 4.217e-11 | 0 | CO2 | Porous | Wet | R245fa | MinimizeLCOE | IgnoreSilica | 105.3876 | 15.2422 | 1.4113 | 4 | 7144.3424 | 12202.1464 | 160.2101 | 273.6302 | 76.86 | 8.3567 | 6984157084.4192 | 3519102.0108 | 0 | 3519874.4479 | 0 | 0 | 0 | 954814.3999 | 3117578.4349 | 8111299.5842 | 5536128.6368 | 24758797.5145 | 3144235.0165 | 12428672.291 | 12428672.291 | 10608277.457 | 5515693.4429 | 0 | 40331704.8219 | 68884348.0129 | 42169.6503 | 5.6453 | 7144.3424 | 12202.1464 | 160.2101 | 273.6302
1 | 3200 | 707 | 0.035 | 15 | 15 | 7 | 5.6234e-11 | 0 | CO2 | Porous | Wet | R245fa | MinimizeLCOE | IgnoreSilica | 111.3392 | 16.1546 | 1.5152 | 4 | 6766.6034 | 11477.5128 | 151.7394 | 257.3804 | 76.5228 | 8.2635 | 7125485009.979 | 3640696.0686 | 0 | 3682445.3767 | 0 | 0 | 0 | 890334.9721 | 3203255.8028 | 8334214.5207 | 5688272.6614 | 25439219.4023 | 3144235.0165 | 12428672.291 | 12428672.291 | 10608277.457 | 5515693.4429 | 0 | 41012126.7097 | 69564769.9007 | 56234.1325 | 6.061 | 6766.6034 | 11477.5128 | 151.7394 | 257.3804
1 | 3200 | 707 | 0.035 | 15 | 15 | 7 | 7.4989e-11 | 0 | CO2 | Porous | Wet | R245fa | MinimizeLCOE | IgnoreSilica | 116.1233 | 16.8943 | 1.601 | 4 | 6480.4438 | 10939.0092 | 145.3224 | 245.3046 | 76.2247 | 8.1816 | 7231493431.3254 | 3734327.5591 | 0 | 3812619.4181 | 0 | 0 | 0 | 824289.1675 | 3264782.0964 | 8494293.316 | 5797529.7284 | 25927841.2854 | 3144235.0165 | 12428672.291 | 12428672.291 | 10608277.457 | 5515693.4429 | 0 | 41500748.5929 | 70053391.7838 | 74989.4209 | 6.404 | 6480.4438 | 10939.0092 | 145.3224 | 245.3046
1 | 3200 | 707 | 0.035 | 15 | 15 | 7 | 1e-10 | 0 | CO2 | Porous | Wet | R245fa | MinimizeLCOE | IgnoreSilica | 120 | 17.4933 | 1.6703 | 4 | 6267.5686 | 10541.1332 | 140.5487 | 236.3823 | 75.9774 | 8.1153 | 5558282285.7398 | 3808223.9299 | 0 | 3917265.1333 | 0 | 0 | 0 | 766590.4723 | 3311911.0189 | 8616913.1047 | 5881220.2538 | 26302123.9129 | 3144235.0165 | 12428672.291 | 12428672.291 | 10608277.457 | 5515693.4429 | 0 | 41875031.2203 | 70427674.4113 | 100000 | 6.6812 | 6267.5686 | 10541.1332 | 140.5487 | 236.3823
1 | 3200 | 707 | 0.035 | 15 | 15 | 7 | 1.3335e-10 | 0 | CO2 | Porous | Wet | R245fa | MinimizeLCOE | IgnoreSilica | 122.6085 | 17.9025 | 1.722 | 4 | 6107.442 | 10252.7194 | 136.9579 | 229.9147 | 75.8047 | 8.0695 | 7383516866.1175 | 3856752.5428 | 0 | 3987423.1951 | 0 | 0 | 0 | 710213.5817 | 3336211.8347 | 8680138.8427 | 5924373.1192 | 26495113.1163 | 3144235.0165 | 12428672.291 | 12428672.291 | 10608277.457 | 5515693.4429 | 0 | 42068020.4238 | 70620663.6147 | 133352.1432 | 6.888 | 6107.442 | 10252.7194 | 136.9579 | 229.9147
1 | 3200 | 707 | 0.035 | 15 | 15 | 7 | 1.7783e-10 | 0 | CO2 | Porous | Wet | R245fa | MinimizeLCOE | IgnoreSilica | 124.1775 | 18.155 | 1.7589 | 4 | 5987.0609 | 10045.2582 | 134.2584 | 225.2625 | 75.6985 | 8.0415 | 6657994644.5534 | 3885492.6525 | 0 | 4029519.0881 | 0 | 0 | 0 | 657364.8682 | 3343226.8774 | 8698390.545 | 5936830.281 | 26550824.3122 | 3144235.0165 | 12428672.291 | 12428672.291 | 10608277.457 | 5515693.4429 | 0 | 42123731.6197 | 70676374.8106 | 177827.941 | 7.0358 | 5987.0609 | 10045.2582 | 134.2584 | 225.2625
1 | 3200 | 707 | 0.035 | 15 | 15 | 7 | 2.3714e-10 | 0 | CO2 | Porous | Wet | R245fa | MinimizeLCOE | IgnoreSilica | 126.3692 | 18.4918 | 1.7949 | 4 | 5896.3226 | 9873.229 | 132.2236 | 221.4048 | 75.546 | 8.0014 | 7477825430.583 | 3924984.323 | 0 | 4088266.2912 | 0 | 0 | 0 | 626790.4238 | 3369616.0048 | 8767049.6413 | 5983691.525 | 26760398.2091 | 3144235.0165 | 12428672.291 | 12428672.291 | 10608277.457 | 5515693.4429 | 0 | 42333305.5165 | 70885948.7075 | 237137.3706 | 7.1796 | 5896.3226 | 9873.229 | 132.2236 | 221.4048
1 | 3200 | 707 | 0.035 | 15 | 15 | 7 | 3.1623e-10 | 0 | CO2 | Porous | Wet | R245fa | MinimizeLCOE | IgnoreSilica | 127.5802 | 18.6825 | 1.819 | 4 | 5828.1163 | 9752.3429 | 130.6941 | 218.6939 | 75.4603 | 7.979 | 7511770395.2598 | 3946520.1576 | 0 | 4120661.049 | 0 | 0 | 0 | 596114.2071 | 3378685.2114 | 8790645.8563 | 5999796.4266 | 26832422.908 | 3144235.0165 | 12428672.291 | 12428672.291 | 10608277.457 | 5515693.4429 | 0 | 42405330.2155 | 70957973.4064 | 316227.766 | 7.276 | 5828.1163 | 9752.3429 | 130.6941 | 218.6939
1 | 3200 | 707 | 0.035 | 15 | 15 | 7 | 4.217e-10 | 0 | CO2 | Porous | Wet | R245fa | MinimizeLCOE | IgnoreSilica | 128.7204 | 18.8619 | 1.8394 | 4 | 5774.449 | 9655.159 | 129.4906 | 216.5146 | 75.3701 | 7.9545 | 7218207589.1125 | 3966057.8177 | 0 | 4151546.2002 | 0 | 0 | 0 | 571731.7122 | 3388840.9347 | 8817068.9653 | 6017830.7415 | 26913076.3715 | 3144235.0165 | 12428672.291 | 12428672.291 | 10608277.457 | 5515693.4429 | 0 | 42485983.679 | 71038626.8699 | 421696.5034 | 7.3576 | 5774.449 | 9655.159 | 129.4906 | 216.5146
1 | 3200 | 707 | 0.035 | 15 | 15 | 7 | 5.6234e-10 | 0 | CO2 | Porous | Wet | R245fa | MinimizeLCOE | IgnoreSilica | 128.3574 | 18.8186 | 1.8453 | 4 | 5735.8459 | 9604.1129 | 128.6249 | 215.3699 | 75.3964 | 7.9614 | 13897902229.9393 | 3959697.2774 | 0 | 4141838.2514 | 0 | 0 | 0 | 539926.9834 | 3370170.3798 | 8768492.0111 | 5984675.9721 | 26764800.8751 | 3144235.0165 | 12428672.291 | 12428672.291 | 10608277.457 | 5515693.4429 | 0 | 42337708.1826 | 70890351.3735 | 562341.3252 | 7.3812 | 5735.8459 | 9604.1129 | 128.6249 | 215.3699
1 | 3200 | 707 | 0.035 | 15 | 15 | 7 | 7.4989e-10 | 0 | CO2 | Porous | Wet | R245fa | MinimizeLCOE | IgnoreSilica | 129.7922 | 19.0333 | 1.8628 | 4 | 5706.757 | 9538.736 | 127.9726 | 213.9038 | 75.2919 | 7.9342 | 7566884509.6811 | 3984740.3996 | 0 | 4180179.2497 | 0 | 0 | 0 | 536009.52 | 3393362.376 | 8828832.8281 | 6025859.8196 | 26948984.1931 | 3144235.0165 | 12428672.291 | 12428672.291 | 10608277.457 | 5515693.4429 | 0 | 42521891.5006 | 71074534.6915 | 749894.2093 | 7.4511 | 5706.757 | 9538.736 | 127.9726 | 213.9038
1 | 3200 | 707 | 0.035 | 15 | 15 | 7 | 1e-09 | 0 | CO2 | Porous | Wet | R245fa | MinimizeLCOE | IgnoreSilica | 130.1749 | 19.0938 | 1.8706 | 4 | 5685.0579 | 9500.9497 | 127.486 | 213.0565 | 75.2642 | 7.927 | 7578925890.1033 | 3991395.8885 | 0 | 4190375.0295 | 0 | 0 | 0 | 524614.9594 | 3395490.4922 | 8834369.7498 | 6029638.8824 | 26965885.0019 | 3144235.0165 | 12428672.291 | 12428672.291 | 10608277.457 | 5515693.4429 | 0 | 42538792.3093 | 71091435.5003 | 1000000 | 7.4826 | 5685.0579 | 9500.9497 | 127.486 | 213.0565
1 | 3200 | 707 | 0.035 | 15 | 15 | 7 | 1.3335e-09 | 0 | CO2 | Porous | Wet | R245fa | MinimizeLCOE | IgnoreSilica | 130.465 | 19.1397 | 1.8766 | 4 | 5668.7612 | 9472.5859 | 127.1206 | 212.4204 | 75.2431 | 7.9216 | 7590017685.8881 | 3996426.1646 | 0 | 4198101.1943 | 0 | 0 | 0 | 515933.4534 | 3397079.7168 | 8838504.5863 | 6032460.9932 | 26978506.1086 | 3144235.0165 | 12428672.291 | 12428672.291 | 10608277.457 | 5515693.4429 | 0 | 42551413.4161 | 71104056.6071 | 1333521.4322 | 7.5063 | 5668.7612 | 9472.5859 | 127.1206 | 212.4204
1 | 3200 | 707 | 0.035 | 15 | 15 | 7 | 1.7783e-09 | 0 | CO2 | Porous | Wet | R245fa | MinimizeLCOE | IgnoreSilica | 130.6741 | 19.173 | 1.881 | 4 | 5656.5258 | 9451.4549 | 126.8462 | 211.9466 | 75.2279 | 7.9177 | 7595498299.6871 | 4000046.398 | 0 | 4203669.8619 | 0 | 0 | 0 | 509225.8903 | 3398047.4386 | 8841022.3999 | 6034179.4528 | 26986191.4415 | 3144235.0165 | 12428672.291 | 12428672.291 | 10608277.457 | 5515693.4429 | 0 | 42559098.749 | 71111741.9399 | 1778279.41 | 7.5239 | 5656.5258 | 9451.4549 | 126.8462 | 211.9466
1 | 3200 | 707 | 0.035 | 15 | 15 | 7 | 2.3714e-09 | 0 | CO2 | Porous | Wet | R245fa | MinimizeLCOE | IgnoreSilica | 130.825 | 19.197 | 1.8842 | 4 | 5647.3419 | 9435.7033 | 126.6403 | 211.5934 | 75.2169 | 7.9148 | 7602457676.5961 | 4002656.3758 | 0 | 4207688.3973 | 0 | 0 | 0 | 504070.7799 | 3398622.0656 | 8842517.4615 | 6035199.863 | 26990754.943 | 3144235.0165 | 12428672.291 | 12428672.291 | 10608277.457 | 5515693.4429 | 0 | 42563662.2505 | 71116305.4415 | 2371373.7057 | 7.5369 | 5647.3419 | 9435.7033 | 126.6403 | 211.5934
1 | 3200 | 707 | 0.035 | 15 | 15 | 7 | 3.1623e-09 | 0 | CO2 | Porous | Wet | R245fa | MinimizeLCOE | IgnoreSilica | 130.9519 | 19.2171 | 1.8868 | 4 | 5640.4499 | 9423.6849 | 126.4857 | 211.3238 | 75.2076 | 7.9124 | 7605433232.9352 | 4004845.831 | 0 | 4211066.7797 | 0 | 0 | 0 | 500330.6491 | 3399334.8713 | 8844372.0357 | 6036465.648 | 26996415.8149 | 3144235.0165 | 12428672.291 | 12428672.291 | 10608277.457 | 5515693.4429 | 0 | 42569323.1223 | 71121966.3133 | 3162277.6602 | 7.5472 | 5640.4499 | 9423.6849 | 126.4857 | 211.3238
1 | 3200 | 707 | 0.035 | 15 | 15 | 7 | 4.217e-09 | 0 | CO2 | Porous | Wet | R245fa | MinimizeLCOE | IgnoreSilica | 131.0445 | 19.2317 | 1.8887 | 4 | 5635.2787 | 9414.7126 | 126.3698 | 211.1226 | 75.2008 | 7.9107 | 7608096042.2817 | 4006442.7731 | 0 | 4213532.3101 | 0 | 0 | 0 | 497477.8466 | 3399806.6426 | 8845599.4878 | 6037303.4093 | 27000162.4695 | 3144235.0165 | 12428672.291 | 12428672.291 | 10608277.457 | 5515693.4429 | 0 | 42573069.7769 | 71125712.9679 | 4216965.0343 | 7.5547 | 5635.2787 | 9414.7126 | 126.3698 | 211.1226
1 | 3200 | 707 | 0.035 | 15 | 15 | 7 | 5.6234e-09 | 0 | CO2 | Porous | Wet | R245fa | MinimizeLCOE | IgnoreSilica | 131.1151 | 19.2429 | 1.8901 | 4 | 5631.3993 | 9407.9684 | 126.2828 | 210.9714 | 75.1956 | 7.9094 | 7609915325.7599 | 4007658.5323 | 0 | 4215410.7697 | 0 | 0 | 0 | 495340.7416 | 3400179.917 | 8846570.6713 | 6037966.262 | 27003126.8938 | 3144235.0165 | 12428672.291 | 12428672.291 | 10608277.457 | 5515693.4429 | 0 | 42576034.2013 | 71128677.3923 | 5623413.2519 | 7.5605 | 5631.3993 | 9407.9684 | 126.2828 | 210.9714
1 | 3200 | 707 | 0.035 | 15 | 15 | 7 | 7.4989e-09 | 0 | CO2 | Porous | Wet | R245fa | MinimizeLCOE | IgnoreSilica | 131.154 | 19.2492 | 1.8911 | 4 | 5628.4892 | 9403.1244 | 126.2175 | 210.8628 | 75.1928 | 7.9086 | 7613605084.2113 | 4008329.9442 | 0 | 4216445.0625 | 0 | 0 | 0 | 493570.3506 | 3400154.6893 | 8846505.034 | 6037921.4632 | 27002926.5437 | 3144235.0165 | 12428672.291 | 12428672.291 | 10608277.457 | 5515693.4429 | 0 | 42575833.8512 | 71128477.0421 | 7498942.0933 | 7.5643 | 5628.4892 | 9403.1244 | 126.2175 | 210.8628
1 | 3200 | 707 | 0.035 | 15 | 15 | 7 | 1e-08 | 0 | CO2 | Porous | Wet | R245fa | MinimizeLCOE | IgnoreSilica | 131.1929 | 19.2554 | 1.8919 | 4 | 5626.3063 | 9399.3442 | 126.1686 | 210.778 | 75.1899 | 7.9079 | 7614762796.6928 | 4008999.6892 | 0 | 4217480.4143 | 0 | 0 | 0 | 492351.6593 | 3400344.3875 | 8846998.5898 | 6038258.3252 | 27004433.0654 | 3144235.0165 | 12428672.291 | 12428672.291 | 10608277.457 | 5515693.4429 | 0 | 42577340.3729 | 71129983.5638 | 10000000 | 7.5675 | 5626.3063 | 9399.3442 | 126.1686 | 210.778
1 | 3300 | 707 | 0.035 | 15 | 15 | 7 | 1e-13 | 0 | CO2 | Porous | Wet | R245fa | MinimizeLCOE | IgnoreSilica | 0.82225 | 0.0075421 | 0.0011268 | 4 | 3684031.54 | 10218909.4778 | 82613.5108 | 229156.5583 | 52.6434 | 7.5501 | 23926086.8378 | 76272.3154 | 0 | 37922.39 | 0 | 0 | 0 | 70023.5617 | 71845.1242 | 186926.2757 | 127581.0241 | 570570.6911 | 3144235.0165 | 12889752.6116 | 12889752.6116 | 10890904.1141 | 5673152.4101 | 0 | 16604558.3192 | 46058367.455 | 100 | 0.0045072 | 3684031.54 | 10218909.4778 | 82613.5108 | 229156.5583
1 | 3300 | 707 | 0.035 | 15 | 15 | 7 | 1.3335e-13 | 0 | CO2 | Porous | Wet | R245fa | MinimizeLCOE | IgnoreSilica | 1.2316 | 0.046545 | 0.0031782 | 4 | 1328942.7469 | 3645837.5914 | 29801.2177 | 81757.0208 | 59.2478 | 8.1164 | 273648.7319 | 115220.7098 | 0 | 65093.4909 | 0 | 0 | 0 | 97467.2543 | 108334.7674 | 281864.8423 | 192378.5466 | 860359.6114 | 3144235.0165 | 12889752.6116 | 12889752.6116 | 10890904.1141 | 5673152.4101 | 0 | 16894347.2394 | 46348156.3752 | 133.3521 | 0.012713 | 1328942.7469 | 3645837.5914 | 29801.2177 | 81757.0208
1 | 3300 | 707 | 0.035 | 15 | 15 | 7 | 1.7783e-13 | 0 | CO2 | Porous | Wet | R245fa | MinimizeLCOE | IgnoreSilica | 1.7069 | 0.10124 | 0.006488 | 4 | 662872.2896 | 1797807.2181 | 14864.7498 | 40315.3894 | 63.9558 | 8.4832 | 279717959.8813 | 157753.9933 | 0 | 95428.6914 | 0 | 0 | 0 | 124203.6252 | 147180.6609 | 382933.8887 | 261360.2475 | 1168861.1071 | 3144235.0165 | 12889752.6116 | 12889752.6116 | 10890904.1141 | 5673152.4101 | 0 | 17202848.7352 | 46656657.8709 | 177.8279 | 0.025952 | 662872.2896 | 1797807.2181 | 14864.7498 | 40315.3894
1 | 3300 | 707 | 0.035 | 15 | 15 | 7 | 2.3714e-13 | 0 | CO2 | Porous | Wet | R245fa | MinimizeLCOE | IgnoreSilica | 2.3331 | 0.17969 | 0.011407 | 4 | 385306.0687 | 1030833.9855 | 8640.3948 | 23116.2013 | 67.8652 | 8.7624 | 410914636.9832 | 209788.1249 | 0 | 133406.9995 | 0 | 0 | 0 | 156136.1334 | 194739.1906 | 506671.4273 | 345813.6602 | 1546555.5359 | 3144235.0165 | 12889752.6116 | 12889752.6116 | 10890904.1141 | 5673152.4101 | 0 | 17580543.164 | 47034352.2998 | 237.1374 | 0.045627 | 385306.0687 | 1030833.9855 | 8640.3948 | 23116.2013
1 | 3300 | 707 | 0.035 | 15 | 15 | 7 | 3.1623e-13 | 0 | CO2 | Porous | Wet | R245fa | MinimizeLCOE | IgnoreSilica | 3.1297 | 0.28548 | 0.018389 | 4 | 245008.9234 | 645441.7291 | 5494.2655 | 14473.8737 | 70.9838 | 8.968 | 620645437.4807 | 270817.8113 | 0 | 179074.2152 | 0 | 0 | 0 | 191846.8027 | 250278.1434 | 651172.3901 | 444438.5365 | 1987627.8993 | 3144235.0165 | 12889752.6116 | 12889752.6116 | 10890904.1141 | 5673152.4101 | 0 | 18021615.5273 | 47475424.6631 | 316.2278 | 0.073555 | 245008.9234 | 645441.7291 | 5494.2655 | 14473.8737
1 | 3300 | 707 | 0.035 | 15 | 15 | 7 | 4.217e-13 | 0 | CO2 | Porous | Wet | R245fa | MinimizeLCOE | IgnoreSilica | 4.1554 | 0.42645 | 0.028045 | 4 | 165308.8938 | 427871.3067 | 3707.0117 | 9594.9099 | 73.4948 | 9.1227 | 869552294.3285 | 343119.3462 | 0 | 234584.9551 | 0 | 0 | 0 | 232718.7085 | 316064.9738 | 822336.2281 | 561261.373 | 2510085.5847 | 3144235.0165 | 12889752.6116 | 12889752.6116 | 10890904.1141 | 5673152.4101 | 0 | 18544073.2128 | 47997882.3486 | 421.6965 | 0.11218 | 165308.8938 | 427871.3067 | 3707.0117 | 9594.9099
1 | 3300 | 707 | 0.035 | 15 | 15 | 7 | 5.6234e-13 | 0 | CO2 | Porous | Wet | R245fa | MinimizeLCOE | IgnoreSilica | 5.4607 | 0.61 | 0.041156 | 4 | 116352.5268 | 295266.7731 | 2609.1771 | 6621.2855 | 75.4844 | 9.2385 | 1212624366.6447 | 427781.0609 | 0 | 301292.4986 | 0 | 0 | 0 | 278457.9088 | 392937.2727 | 1022342.181 | 697769.5455 | 3120580.4675 | 3144235.0165 | 12889752.6116 | 12889752.6116 | 10890904.1141 | 5673152.4101 | 0 | 19154568.0956 | 48608377.2314 | 562.3413 | 0.16463 | 116352.5268 | 295266.7731 | 2609.1771 | 6621.2855
1 | 3300 | 707 | 0.035 | 15 | 15 | 7 | 7.4989e-13 | 0 | CO2 | Porous | Wet | R245fa | MinimizeLCOE | IgnoreSilica | 7.1586 | 0.85161 | 0.058802 | 4 | 84558.4767 | 209782.9904 | 1896.2033 | 4704.3325 | 77.0846 | 9.327 | 1542247140.9065 | 529162.5147 | 0 | 383275.3252 | 0 | 0 | 0 | 332162.7758 | 485394.2401 | 1262896.2448 | 861952.637 | 3854843.7376 | 3144235.0165 | 12889752.6116 | 12889752.6116 | 10890904.1141 | 5673152.4101 | 0 | 19888831.3657 | 49342640.5014 | 749.8942 | 0.23521 | 84558.4767 | 209782.9904 | 1896.2033 | 4704.3325
1 | 3300 | 707 | 0.035 | 15 | 15 | 7 | 1e-12 | 0 | CO2 | Porous | Wet | R245fa | MinimizeLCOE | IgnoreSilica | 9.3318 | 1.1637 | 0.082312 | 4 | 63038.7747 | 152496.407 | 1413.6292 | 3419.6948 | 78.3405 | 9.3929 | 1927289883.5788 | 648725.9292 | 0 | 482492.7769 | 0 | 0 | 0 | 393179.2337 | 594515.1965 | 1546806.5895 | 1055727.2811 | 4721447.0069 | 3144235.0165 | 12889752.6116 | 12889752.6116 | 10890904.1141 | 5673152.4101 | 0 | 20755434.635 | 50209243.7708 | 1000 | 0.32925 | 63038.7747 | 152496.407 | 1413.6292 | 3419.6948
1 | 3300 | 707 | 0.035 | 15 | 15 | 7 | 1.3335e-12 | 0 | CO2 | Porous | Wet | R245fa | MinimizeLCOE | IgnoreSilica | 12.124 | 1.567 | 0.11345 | 4 | 48005.347 | 112908.6586 | 1076.5082 | 2531.9492 | 79.3235 | 9.4412 | 2325281933.2915 | 790466.3654 | 0 | 603163.8877 | 0 | 0 | 0 | 463287.915 | 724198.0856 | 1884214.8652 | 1286015.3623 | 5751346.4812 | 3144235.0165 | 12889752.6116 | 12889752.6116 | 10890904.1141 | 5673152.4101 | 0 | 21785334.1093 | 51239143.245 | 1333.5214 | 0.45381 | 48005.347 | 112908.6586 | 1076.5082 | 2531.9492
1 | 3300 | 707 | 0.035 | 15 | 15 | 7 | 1.7783e-12 | 0 | CO2 | Porous | Wet | R245fa | MinimizeLCOE | IgnoreSilica | 15.6628 | 2.0806 | 0.15434 | 4 | 37240.8768 | 84949.7262 | 835.1176 | 1904.9769 | 80.0758 | 9.4742 | 2787343805.0656 | 956468.9608 | 0 | 748127.1038 | 0 | 0 | 0 | 541669.4127 | 876043.5361 | 2279285.5798 | 1555659.2429 | 6957253.8361 | 3144235.0165 | 12889752.6116 | 12889752.6116 | 10890904.1141 | 5673152.4101 | 0 | 22991241.4642 | 52445050.6 | 1778.2794 | 0.61737 | 37240.8768 | 84949.7262 | 835.1176 | 1904.9769
1 | 3300 | 707 | 0.035 | 15 | 15 | 7 | 2.3714e-12 | 0 | CO2 | Porous | Wet | R245fa | MinimizeLCOE | IgnoreSilica | 20.1212 | 2.7303 | 0.20759 | 4 | 29381.1845 | 64852.6302 | 658.8659 | 1454.3045 | 80.6397 | 9.4933 | 3277056265.1067 | 1150034.7851 | 0 | 921502.4254 | 0 | 0 | 0 | 628518.4153 | 1053021.6941 | 2739746.4435 | 1869933.2438 | 8362757.0072 | 3144235.0165 | 12889752.6116 | 12889752.6116 | 10890904.1141 | 5673152.4101 | 0 | 24396744.6353 | 53850553.771 | 2371.3737 | 0.83035 | 29381.1845 | 64852.6302 | 658.8659 | 1454.3045
1 | 3300 | 707 | 0.035 | 15 | 15 | 7 | 3.1623e-12 | 0 | CO2 | Porous | Wet | R245fa | MinimizeLCOE | IgnoreSilica | 25.6823 | 3.5438 | 0.27618 | 4 | 23553.0639 | 50214.6521 | 528.1717 | 1126.0514 | 81.0439 | 9.4982 | 3786834087.3188 | 1373797.5532 | 0 | 1127151.4905 | 0 | 0 | 0 | 723115.9415 | 1257385.3443 | 3271458.7406 | 2232837.8122 | 9985746.8823 | 3144235.0165 | 12889752.6116 | 12889752.6116 | 10890904.1141 | 5673152.4101 | 0 | 26019734.5103 | 55473543.6461 | 3162.2777 | 1.1047 | 23553.0639 | 50214.6521 | 528.1717 | 1126.0514
1 | 3300 | 707 | 0.035 | 15 | 15 | 7 | 4.217e-12 | 0 | CO2 | Porous | Wet | R245fa | MinimizeLCOE | IgnoreSilica | 32.477 | 4.5418 | 0.36306 | 4 | 19179.457 | 39461.0122 | 430.0947 | 884.9036 | 81.3041 | 9.4871 | 4319784326.8227 | 1627501.4874 | 0 | 1366611.6282 | 0 | 0 | 0 | 821946.3014 | 1488263.1726 | 3872155.4905 | 2642825.6871 | 11819303.7672 | 3144235.0165 | 12889752.6116 | 12889752.6116 | 10890904.1141 | 5673152.4101 | 0 | 27853291.3953 | 57307100.5311 | 4216.965 | 1.4522 | 19179.457 | 39461.0122 | 430.0947 | 884.9036
1 | 3300 | 707 | 0.035 | 15 | 15 | 7 | 5.6234e-12 | 0 | CO2 | Porous | Wet | R245fa | MinimizeLCOE | IgnoreSilica | 40.6009 | 5.7406 | 0.47073 | 4 | 15869.0356 | 31511.8103 | 355.8593 | 706.6447 | 81.4295 | 9.4571 | 4851575636.7463 | 1909299.4995 | 0 | 1640207.5697 | 0 | 0 | 0 | 920856.1292 | 1743441.6474 | 4536077.5374 | 3095966.1263 | 13845848.5095 | 3144235.0165 | 12889752.6116 | 12889752.6116 | 10890904.1141 | 5673152.4101 | 0 | 29879836.1375 | 59333645.2733 | 5623.4133 | 1.8829 | 15869.0356 | 31511.8103 | 355.8593 | 706.6447
1 | 3300 | 707 | 0.035 | 15 | 15 | 7 | 7.4989e-12 | 0 | CO2 | Porous | Wet | R245fa | MinimizeLCOE | IgnoreSilica | 49.9897 | 7.1334 | 0.59999 | 4 | 13350.4245 | 25623.0223 | 299.38 | 574.59 | 81.422 | 9.4046 | 5365799794.8523 | 2212139.7051 | 0 | 1943405.6898 | 0 | 0 | 0 | 1012442.2317 | 2015515.1744 | 5243957.0448 | 3579108.4356 | 16006568.2814 | 3144235.0165 | 12889752.6116 | 12889752.6116 | 10890904.1141 | 5673152.4101 | 0 | 32040555.9095 | 61494365.0452 | 7498.9421 | 2.4 | 13350.4245 | 25623.0223 | 299.38 | 574.59
1 | 3300 | 707 | 0.035 | 15 | 15 | 7 | 1e-11 | 0 | CO2 | Porous | Wet | R245fa | MinimizeLCOE | IgnoreSilica | 60.3575 | 8.6814 | 0.74872 | 4 | 11431.0945 | 21265.779 | 256.3395 | 476.8799 | 81.2849 | 9.3277 | 5845288943.9795 | 2523463.4075 | 0 | 2265857.5879 | 0 | 0 | 0 | 1087141.8524 | 2291820.5106 | 5962846.8516 | 4069765.5005 | 18200895.7105 | 3144235.0165 | 12889752.6116 | 12889752.6116 | 10890904.1141 | 5673152.4101 | 0 | 34234883.3386 | 63688692.4744 | 10000 | 2.9949 | 11431.0945 | 21265.779 | 256.3395 | 476.8799
1 | 3300 | 707 | 0.035 | 15 | 15 | 7 | 1.3335e-11 | 0 | CO2 | Porous | Wet | R245fa | MinimizeLCOE | IgnoreSilica | 71.1734 | 10.3088 | 0.91094 | 4 | 9970.6322 | 18053.9874 | 223.589 | 404.8563 | 81.031 | 9.2278 | 6276898382.8759 | 2826319.2981 | 0 | 2591506.316 | 0 | 0 | 0 | 1135272.4601 | 2555708.249 | 6649428.6159 | 4538371.6625 | 20296606.6016 | 3144235.0165 | 12889752.6116 | 12889752.6116 | 10890904.1141 | 5673152.4101 | 0 | 36330594.2297 | 65784403.3654 | 13335.2143 | 3.6438 | 9970.6322 | 18053.9874 | 223.589 | 404.8563
1 | 3300 | 707 | 0.035 | 15 | 15 | 7 | 1.7783e-11 | 0 | CO2 | Porous | Wet | R245fa | MinimizeLCOE | IgnoreSilica | 81.264 | 11.8467 | 1.0744 | 4 | 8860.1623 | 15713.8262 | 198.687 | 352.3787 | 80.6996 | 9.1141 | 6644290969.822 | 3090585.088 | 0 | 2887732.1041 | 0 | 0 | 0 | 1138569.606 | 2775585.8513 | 7221505.0341 | 4928825.5729 | 22042803.2565 | 3144235.0165 | 12889752.6116 | 12889752.6116 | 10890904.1141 | 5673152.4101 | 0 | 38076790.8846 | 67530600.0203 | 17782.7941 | 4.2975 | 8860.1623 | 15713.8262 | 198.687 | 352.3787
1 | 3300 | 707 | 0.035 | 15 | 15 | 7 | 2.3714e-11 | 0 | CO2 | Porous | Wet | R245fa | MinimizeLCOE | IgnoreSilica | 91.6681 | 13.4335 | 1.2395 | 4 | 8024.5224 | 13964.9477 | 179.948 | 313.1606 | 80.284 | 8.9833 | 6947108897.7071 | 3346667.6688 | 0 | 3186449.5983 | 0 | 0 | 0 | 1135996.2173 | 2990954.259 | 7781849.4527 | 5311272.1525 | 23753189.3487 | 3144235.0165 | 12889752.6116 | 12889752.6116 | 10890904.1141 | 5673152.4101 | 0 | 39787176.9768 | 69240986.1125 | 23713.7371 | 4.9582 | 8024.5224 | 13964.9477 | 179.948 | 313.1606
1 | 3300 | 707 | 0.035 | 15 | 15 | 7 | 3.1623e-11 | 0 | CO2 | Porous | Wet | R245fa | MinimizeLCOE | IgnoreSilica | 100.3038 | 14.7675 | 1.3872 | 4 | 7395.8324 | 12703.8187 | 165.8497 | 284.88 | 79.8779 | 8.8615 | 7182733151.9991 | 3546909.8176 | 0 | 3430272.2851 | 0 | 0 | 0 | 1096163.2596 | 3148604.6913 | 8192023.539 | 5591224.3946 | 25005197.9872 | 3144235.0165 | 12889752.6116 | 12889752.6116 | 10890904.1141 | 5673152.4101 | 0 | 41039185.6152 | 70492994.751 | 31622.7766 | 5.549 | 7395.8324 | 12703.8187 | 165.8497 | 284.88
1 | 3300 | 707 | 0.035 | 15 | 15 | 7 | 4.217e-11 | 0 | CO2 | Porous | Wet | R245fa | MinimizeLCOE | IgnoreSilica | 107.5218 | 15.8922 | 1.5158 | 4 | 6923.6314 | 11781.2861 | 155.2607 | 264.1925 | 79.496 | 8.7504 | 7370439563.2707 | 3705908.4277 | 0 | 3631646.7057 | 0 | 0 | 0 | 1039745.5365 | 3267147.2613 | 8500446.9898 | 5801729.7372 | 25946624.6582 | 3144235.0165 | 12889752.6116 | 12889752.6116 | 10890904.1141 | 5673152.4101 | 0 | 41980612.2863 | 71434421.4221 | 42169.6503 | 6.0634 | 6923.6314 | 11781.2861 | 155.2607 | 264.1925
1 | 3300 | 707 | 0.035 | 15 | 15 | 7 | 5.6234e-11 | 0 | CO2 | Porous | Wet | R245fa | MinimizeLCOE | IgnoreSilica | 113.4003 | 16.815 | 1.624 | 4 | 6569.2225 | 11103.465 | 147.3132 | 248.9925 | 79.156 | 8.6538 | 7511004705.3721 | 3829814.3 | 0 | 3794231.3493 | 0 | 0 | 0 | 976725.1408 | 3354300.6081 | 8727202.1206 | 5956494.7734 | 26638768.2921 | 3144235.0165 | 12889752.6116 | 12889752.6116 | 10890904.1141 | 5673152.4101 | 0 | 42672755.9202 | 72126565.056 | 56234.1325 | 6.4959 | 6569.2225 | 11103.465 | 147.3132 | 248.9925
1 | 3300 | 707 | 0.035 | 15 | 15 | 7 | 7.4989e-11 | 0 | CO2 | Porous | Wet | R245fa | MinimizeLCOE | IgnoreSilica | 116.9493 | 17.3911 | 1.7039 | 4 | 6301.1494 | 10622.5778 | 141.3017 | 238.2087 | 78.9301 | 8.5896 | 11390640336.0395 | 3901718.2848 | 0 | 3892198.3269 | 0 | 0 | 0 | 895433.5018 | 3388846.5443 | 8817083.5602 | 6017840.7028 | 26913120.9208 | 3144235.0165 | 12889752.6116 | 12889752.6116 | 10890904.1141 | 5673152.4101 | 0 | 42947108.5488 | 72400917.6846 | 74989.4209 | 6.8158 | 6301.1494 | 10622.5778 | 141.3017 | 238.2087
1 | 3300 | 707 | 0.035 | 15 | 15 | 7 | 1e-10 | 0 | CO2 | Porous | Wet | R245fa | MinimizeLCOE | IgnoreSilica | 121.7413 | 18.1375 | 1.7832 | 4 | 6101.3076 | 10230.6564 | 136.8203 | 229.42 | 78.6205 | 8.504 | 7696863140.6115 | 3996552.6645 | 0 | 4023377.3686 | 0 | 0 | 0 | 854191.1629 | 3460907.2664 | 9004570.7775 | 6145804.5811 | 27485403.8209 | 3144235.0165 | 12889752.6116 | 12889752.6116 | 10890904.1141 | 5673152.4101 | 0 | 43519391.449 | 72973200.5847 | 100000 | 7.1328 | 6101.3076 | 10230.6564 | 136.8203 | 229.42
1 | 3300 | 707 | 0.035 | 15 | 15 | 7 | 1.3335e-10 | 0 | CO2 | Porous | Wet | R245fa | MinimizeLCOE | IgnoreSilica | 123.7 | 18.4603 | 1.8318 | 4 | 5951.6579 | 9971.4161 | 133.4645 | 223.6066 | 78.4897 | 8.4683 | 7731596425.8078 | 4034414.4192 | 0 | 4076764.6113 | 0 | 0 | 0 | 791982.7539 | 3472233.0959 | 9034038.2627 | 6165916.7452 | 27575349.8882 | 3144235.0165 | 12889752.6116 | 12889752.6116 | 10890904.1141 | 5673152.4101 | 0 | 43609337.5163 | 73063146.6521 | 133352.1432 | 7.3273 | 5951.6579 | 9971.4161 | 133.4645 | 223.6066
1 | 3300 | 707 | 0.035 | 15 | 15 | 7 | 1.7783e-10 | 0 | CO2 | Porous | Wet | R245fa | MinimizeLCOE | IgnoreSilica | 129.941 | 19.4056 | 1.9056 | 4 | 5842.2839 | 9706.3543 | 131.0118 | 217.6626 | 78.0503 | 8.3496 | 6292107518.394 | 4151151.0152 | 0 | 4246323.6513 | 0 | 0 | 0 | 803812.2802 | 3588501.9092 | 9336545.8649 | 6372384.3996 | 28498719.1205 | 3144235.0165 | 12889752.6116 | 12889752.6116 | 10890904.1141 | 5673152.4101 | 0 | 44532706.7486 | 73986515.8844 | 177827.941 | 7.6225 | 5842.2839 | 9706.3543 | 131.0118 | 217.6626
1 | 3300 | 707 | 0.035 | 15 | 15 | 7 | 2.3714e-10 | 0 | CO2 | Porous | Wet | R245fa | MinimizeLCOE | IgnoreSilica | 128.2575 | 19.1801 | 1.9138 | 4 | 5754.2162 | 9601.8632 | 129.0369 | 215.3194 | 78.1716 | 8.3821 | 7845506690.9531 | 4120206.271 | 0 | 4200695.6007 | 0 | 0 | 0 | 724093.131 | 3527548.051 | 9177956.4292 | 6264143.8511 | 28014643.334 | 3144235.0165 | 12889752.6116 | 12889752.6116 | 10890904.1141 | 5673152.4101 | 0 | 44048630.962 | 73502440.0978 | 237137.3706 | 7.655 | 5754.2162 | 9601.8632 | 129.0369 | 215.3194
1 | 3300 | 707 | 0.035 | 15 | 15 | 7 | 3.1623e-10 | 0 | CO2 | Porous | Wet | R245fa | MinimizeLCOE | IgnoreSilica | 129.5 | 19.3797 | 1.939 | 4 | 5690.5943 | 9488.1579 | 127.6102 | 212.7696 | 78.0821 | 8.3581 | 7841640247.2879 | 4143072.8661 | 0 | 4234386.6274 | 0 | 0 | 0 | 695779.4411 | 3538563.1845 | 9206615.547 | 6283704.2879 | 28102121.9541 | 3144235.0165 | 12889752.6116 | 12889752.6116 | 10890904.1141 | 5673152.4101 | 0 | 44136109.5821 | 73589918.7179 | 316227.766 | 7.756 | 5690.5943 | 9488.1579 | 127.6102 | 212.7696
1 | 3300 | 707 | 0.035 | 15 | 15 | 7 | 4.217e-10 | 0 | CO2 | Porous | Wet | R245fa | MinimizeLCOE | IgnoreSilica | 130.3796 | 19.5221 | 1.9577 | 4 | 5642.785 | 9404.0214 | 126.5381 | 210.8829 | 78.018 | 8.3409 | 7897646469.8694 | 4159124.8565 | 0 | 4258213.4183 | 0 | 0 | 0 | 672653.8429 | 3545096.9259 | 9223615.0018 | 6295306.7651 | 28154010.8105 | 3144235.0165 | 12889752.6116 | 12889752.6116 | 10890904.1141 | 5673152.4101 | 0 | 44187998.4386 | 73641807.5744 | 421696.5034 | 7.8309 | 5642.785 | 9404.0214 | 126.5381 | 210.8829
1 | 3300 | 707 | 0.035 | 15 | 15 | 7 | 5.6234e-10 | 0 | CO2 | Porous | Wet | R245fa | MinimizeLCOE | IgnoreSilica | 131.0614 | 19.6323 | 1.9721 | 4 | 5606.8682 | 9340.7575 | 125.7327 | 209.4642 | 77.9679 | 8.3275 | 7915603561.4371 | 4171487.2531 | 0 | 4276671.0036 | 0 | 0 | 0 | 654849.8569 | 3550173.1643 | 9236822.3328 | 6304321.0399 | 28194324.6506 | 3144235.0165 | 12889752.6116 | 12889752.6116 | 10890904.1141 | 5673152.4101 | 0 | 44228312.2786 | 73682121.4144 | 562341.3252 | 7.8882 | 5606.8682 | 9340.7575 | 125.7327 | 209.4642
1 | 3300 | 707 | 0.035 | 15 | 15 | 7 | 7.4989e-10 | 0 | CO2 | Porous | Wet | R245fa | MinimizeLCOE | IgnoreSilica | 131.5755 | 19.7154 | 1.9829 | 4 | 5579.8934 | 9293.3644 | 125.1278 | 208.4014 | 77.9298 | 8.3173 | 7928940659.9847 | 4180764.3474 | 0 | 4290583.7179 | 0 | 0 | 0 | 641098.7369 | 3553854.2529 | 9246399.7702 | 6310857.8377 | 28223558.6629 | 3144235.0165 | 12889752.6116 | 12889752.6116 | 10890904.1141 | 5673152.4101 | 0 | 44257546.2909 | 73711355.4267 | 749894.2093 | 7.9316 | 5579.8934 | 9293.3644 | 125.1278 | 208.4014
1 | 3300 | 707 | 0.035 | 15 | 15 | 7 | 1e-09 | 0 | CO2 | Porous | Wet | R245fa | MinimizeLCOE | IgnoreSilica | 131.9628 | 19.7781 | 1.9911 | 4 | 5559.64 | 9257.8484 | 124.6736 | 207.605 | 77.901 | 8.3097 | 7938851550.9586 | 4187726.1296 | 0 | 4301059.4696 | 0 | 0 | 0 | 630553.6359 | 3556542.3017 | 9253393.5219 | 6315631.2169 | 28244906.2756 | 3144235.0165 | 12889752.6116 | 12889752.6116 | 10890904.1141 | 5673152.4101 | 0 | 44278893.9037 | 73732703.0395 | 1000000 | 7.9643 | 5559.64 | 9257.8484 | 124.6736 | 207.605
1 | 3300 | 707 | 0.035 | 15 | 15 | 7 | 1.3335e-09 | 0 | CO2 | Porous | Wet | R245fa | MinimizeLCOE | IgnoreSilica | 131.8728 | 19.7688 | 1.9942 | 4 | 5544.469 | 9236.887 | 124.3334 | 207.1349 | 77.908 | 8.3116 | 7979246240.3191 | 4186128.4925 | 0 | 4298611.738 | 0 | 0 | 0 | 617946.1271 | 3550047.6795 | 9236495.8471 | 6304098.2067 | 28193328.0909 | 3144235.0165 | 12889752.6116 | 12889752.6116 | 10890904.1141 | 5673152.4101 | 0 | 44227315.7189 | 73681124.8547 | 1333521.4322 | 7.9768 | 5544.469 | 9236.887 | 124.3334 | 207.1349
1 | 3300 | 707 | 0.035 | 15 | 15 | 7 | 1.7783e-09 | 0 | CO2 | Porous | Wet | R245fa | MinimizeLCOE | IgnoreSilica | 132.4723 | 19.8607 | 2.0019 | 4 | 5533.0274 | 9211.2849 | 124.0768 | 206.5608 | 77.8629 | 8.2995 | 7954446714.4067 | 4196851.2339 | 0 | 4314836.8573 | 0 | 0 | 0 | 616390.0887 | 3559950.4901 | 9262260.9291 | 6321683.4046 | 28271973.0037 | 3144235.0165 | 12889752.6116 | 12889752.6116 | 10890904.1141 | 5673152.4101 | 0 | 44305960.6318 | 73759769.7675 | 1778279.41 | 8.0075 | 5533.0274 | 9211.2849 | 124.0768 | 206.5608
1 | 3300 | 707 | 0.035 | 15 | 15 | 7 | 2.3714e-09 | 0 | CO2 | Porous | Wet | R245fa | MinimizeLCOE | IgnoreSilica | 132.6233 | 19.8853 | 2.0053 | 4 | 5524.4661 | 9196.5219 | 123.8848 | 206.2298 | 77.8516 | 8.2965 | 7958351987.4581 | 4199547.8244 | 0 | 4318917.0197 | 0 | 0 | 0 | 611601.5525 | 3560725.8947 | 9264278.3726 | 6323060.3512 | 28278131.015 | 3144235.0165 | 12889752.6116 | 12889752.6116 | 10890904.1141 | 5673152.4101 | 0 | 44312118.6431 | 73765927.7789 | 2371373.7057 | 8.0211 | 5524.4661 | 9196.5219 | 123.8848 | 206.2298
1 | 3300 | 707 | 0.035 | 15 | 15 | 7 | 3.1623e-09 | 0 | CO2 | Porous | Wet | R245fa | MinimizeLCOE | IgnoreSilica | 132.7593 | 19.9072 | 2.008 | 4 | 5518.0431 | 9185.1239 | 123.7408 | 205.9742 | 77.8414 | 8.2938 | 7959292826.9723 | 4201972.4954 | 0 | 4322592.4123 | 0 | 0 | 0 | 608254.4806 | 3561799.5614 | 9267071.8333 | 6324966.9455 | 28286657.7284 | 3144235.0165 | 12889752.6116 | 12889752.6116 | 10890904.1141 | 5673152.4101 | 0 | 44320645.3565 | 73774454.4923 | 3162277.6602 | 8.0319 | 5518.0431 | 9185.1239 | 123.7408 | 205.9742
1 | 3300 | 707 | 0.035 | 15 | 15 | 7 | 4.217e-09 | 0 | CO2 | Porous | Wet | R245fa | MinimizeLCOE | IgnoreSilica | 132.8324 | 19.9193 | 2.0098 | 4 | 5513.2248 | 9176.9977 | 123.6327 | 205.7919 | 77.8359 | 8.2923 | 7964971882.9678 | 4203277.3379 | 0 | 4324569.0713 | 0 | 0 | 0 | 605386.3156 | 3561960.7627 | 9267491.2458 | 6325253.2032 | 28287937.9364 | 3144235.0165 | 12889752.6116 | 12889752.6116 | 10890904.1141 | 5673152.4101 | 0 | 44321925.5645 | 73775734.7002 | 4216965.0343 | 8.0392 | 5513.2248 | 9176.9977 | 123.6327 | 205.7919
1 | 3300 | 707 | 0.035 | 15 | 15 | 7 | 5.6234e-09 | 0 | CO2 | Porous | Wet | R245fa | MinimizeLCOE | IgnoreSilica | 132.9056 | 19.9311 | 2.0113 | 4 | 5509.6105 | 9170.6392 | 123.5517 | 205.6494 | 77.8304 | 8.2909 | 7966083774.1282 | 4204580.2635 | 0 | 4326546.4282 | 0 | 0 | 0 | 603444.2823 | 3562482.6799 | 9268849.1673 | 6326180.0125 | 28292082.8338 | 3144235.0165 | 12889752.6116 | 12889752.6116 | 10890904.1141 | 5673152.4101 | 0 | 44326070.4618 | 73779879.5976 | 5623413.2519 | 8.0452 | 5509.6105 | 9170.6392 | 123.5517 | 205.6494
1 | 3300 | 707 | 0.035 | 15 | 15 | 7 | 7.4989e-09 | 0 | CO2 | Porous | Wet | R245fa | MinimizeLCOE | IgnoreSilica | 132.9593 | 19.9398 | 2.0124 | 4 | 5506.8996 | 9165.8885 | 123.4909 | 205.5428 | 77.8263 | 8.2898 | 7966937134.5145 | 4205536.3987 | 0 | 4327998.0631 | 0 | 0 | 0 | 601969.2533 | 3562846.4489 | 9269795.6197 | 6326825.9857 | 28294971.7694 | 3144235.0165 | 12889752.6116 | 12889752.6116 | 10890904.1141 | 5673152.4101 | 0 | 44328959.3975 | 73782768.5333 | 7498942.0933 | 8.0497 | 5506.8996 | 9165.8885 | 123.4909 | 205.5428
1 | 3300 | 707 | 0.035 | 15 | 15 | 7 | 1e-08 | 0 | CO2 | Porous | Wet | R245fa | MinimizeLCOE | IgnoreSilica | 132.9982 | 19.9461 | 2.0133 | 4 | 5504.8664 | 9162.3465 | 123.4453 | 205.4634 | 77.8234 | 8.289 | 7967954018.6903 | 4206228.548 | 0 | 4329049.1377 | 0 | 0 | 0 | 600843.8838 | 3563087.4121 | 9270422.5566 | 6327253.883 | 28296885.4213 | 3144235.0165 | 12889752.6116 | 12889752.6116 | 10890904.1141 | 5673152.4101 | 0 | 44330873.0493 | 73784682.1851 | 10000000 | 8.053 | 5504.8664 | 9162.3465 | 123.4453 | 205.4634
1 | 3400 | 707 | 0.035 | 15 | 15 | 7 | 1e-13 | 0 | CO2 | Porous | Wet | R245fa | MinimizeLCOE | IgnoreSilica | 0.86115 | 0.0081636 | 0.0011899 | 4 | 3595237.9493 | 9975510.3308 | 80622.3361 | 223698.3917 | 53.9727 | 7.9408 | 195297847.2801 | 81678.318 | 0 | 40055.3909 | 0 | 0 | 0 | 75745.6797 | 77016.9616 | 200382.3357 | 136765.0615 | 611643.7474 | 3144235.0165 | 13356693.023 | 13356693.023 | 11179097.8575 | 5832955.4136 | 0 | 17112571.787 | 47481318.0811 | 100 | 0.0047598 | 3595237.9493 | 9975510.3308 | 80622.3361 | 223698.3917
1 | 3400 | 707 | 0.035 | 15 | 15 | 7 | 1.3335e-13 | 0 | CO2 | Porous | Wet | R245fa | MinimizeLCOE | IgnoreSilica | 1.2827 | 0.048944 | 0.0034317 | 4 | 1268789.3274 | 3481189.7464 | 28452.2919 | 78064.8329 | 60.7771 | 8.5173 | 58093913.6466 | 122664.5122 | 0 | 68185.4451 | 0 | 0 | 0 | 104651.0892 | 115245.4082 | 299844.912 | 204650.3136 | 915241.6803 | 3144235.0165 | 13356693.023 | 13356693.023 | 11179097.8575 | 5832955.4136 | 0 | 17416169.7199 | 47784916.014 | 133.3521 | 0.013727 | 1268789.3274 | 3481189.7464 | 28452.2919 | 78064.8329
1 | 3400 | 707 | 0.035 | 15 | 15 | 7 | 1.7783e-13 | 0 | CO2 | Porous | Wet | R245fa | MinimizeLCOE | IgnoreSilica | 1.7995 | 0.10881 | 0.0070646 | 4 | 628510.4759 | 1703193.9698 | 14094.1945 | 38193.7103 | 65.8906 | 8.9092 | 185261654.6296 | 169905.6465 | 0 | 101333.2109 | 0 | 0 | 0 | 135482.7308 | 158621.4194 | 412700.3955 | 281676.5001 | 1259719.903 | 3144235.0165 | 13356693.023 | 13356693.023 | 11179097.8575 | 5832955.4136 | 0 | 17760647.9425 | 48129394.2367 | 177.8279 | 0.028258 | 628510.4759 | 1703193.9698 | 14094.1945 | 38193.7103
1 | 3400 | 707 | 0.035 | 15 | 15 | 7 | 2.3714e-13 | 0 | CO2 | Porous | Wet | R245fa | MinimizeLCOE | IgnoreSilica | 2.4451 | 0.19146 | 0.01246 | 4 | 364281.9814 | 973598.2822 | 8168.9348 | 21832.7046 | 69.9086 | 9.1904 | 418815198.6393 | 224700.3751 | 0 | 140674.7883 | 0 | 0 | 0 | 169013.794 | 208411.6934 | 542244.4751 | 370092.9962 | 1655138.122 | 3144235.0165 | 13356693.023 | 13356693.023 | 11179097.8575 | 5832955.4136 | 0 | 18156066.1616 | 48524812.4557 | 237.1374 | 0.049841 | 364281.9814 | 973598.2822 | 8168.9348 | 21832.7046
1 | 3400 | 707 | 0.035 | 15 | 15 | 7 | 3.1623e-13 | 0 | CO2 | Porous | Wet | R245fa | MinimizeLCOE | IgnoreSilica | 3.2734 | 0.30365 | 0.020124 | 4 | 231348.2935 | 608610.3098 | 5187.9292 | 13647.9381 | 73.1633 | 9.4008 | 677913404.7821 | 289591.055 | 0 | 188415.6332 | 0 | 0 | 0 | 207145.7262 | 267209.4416 | 695224.1549 | 474504.7711 | 2122090.782 | 3144235.0165 | 13356693.023 | 13356693.023 | 11179097.8575 | 5832955.4136 | 0 | 18623018.8215 | 48991765.1156 | 316.2278 | 0.080498 | 231348.2935 | 608610.3098 | 5187.9292 | 13647.9381
1 | 3400 | 707 | 0.035 | 15 | 15 | 7 | 4.217e-13 | 0 | CO2 | Porous | Wet | R245fa | MinimizeLCOE | IgnoreSilica | 4.3406 | 0.45329 | 0.030726 | 4 | 156033.3248 | 403129.6442 | 3499.0093 | 9040.0842 | 75.794 | 9.5596 | 965367528.4363 | 366573.4681 | 0 | 246509.0065 | 0 | 0 | 0 | 250893.2433 | 336950.53 | 876676.1609 | 598349.4937 | 2675951.9024 | 3144235.0165 | 13356693.023 | 13356693.023 | 11179097.8575 | 5832955.4136 | 0 | 19176879.9419 | 49545626.2361 | 421.6965 | 0.1229 | 156033.3248 | 403129.6442 | 3499.0093 | 9040.0842
1 | 3400 | 707 | 0.035 | 15 | 15 | 7 | 5.6234e-13 | 0 | CO2 | Porous | Wet | R245fa | MinimizeLCOE | IgnoreSilica | 5.6434 | 0.64129 | 0.045038 | 4 | 109865.055 | 278439.4505 | 2463.6971 | 6243.9369 | 77.8152 | 9.675 | 398077695.6574 | 453221.7753 | 0 | 313562.7525 | 0 | 0 | 0 | 295868.7088 | 414434.7623 | 1078274.2391 | 735944.3245 | 3291306.5625 | 3144235.0165 | 13356693.023 | 13356693.023 | 11179097.8575 | 5832955.4136 | 0 | 19792234.602 | 50160980.8961 | 562.3413 | 0.18015 | 109865.055 | 278439.4505 | 2463.6971 | 6243.9369
1 | 3400 | 707 | 0.035 | 15 | 15 | 7 | 7.4989e-13 | 0 | CO2 | Porous | Wet | R245fa | MinimizeLCOE | IgnoreSilica | 7.483 | 0.90683 | 0.064486 | 4 | 79913.9545 | 197647.661 | 1792.051 | 4432.2007 | 79.5843 | 9.7735 | 1638919774.8853 | 565892.7694 | 0 | 402967.1572 | 0 | 0 | 0 | 358905.5237 | 517828.5256 | 1347283.6024 | 919548.7425 | 4112426.3208 | 3144235.0165 | 13356693.023 | 13356693.023 | 11179097.8575 | 5832955.4136 | 0 | 20613354.3604 | 50982100.6545 | 749.8942 | 0.25794 | 79913.9545 | 197647.661 | 1792.051 | 4432.2007
1 | 3400 | 707 | 0.035 | 15 | 15 | 7 | 1e-12 | 0 | CO2 | Porous | Wet | R245fa | MinimizeLCOE | IgnoreSilica | 9.605 | 1.2204 | 0.090007 | 4 | 59613.972 | 143965.4357 | 1336.8288 | 3228.3899 | 80.8316 | 9.8349 | 2055265198.3717 | 685664.5103 | 0 | 500631.8085 | 0 | 0 | 0 | 415661.7452 | 624763.645 | 1625506.8475 | 1109441.8243 | 4961670.3808 | 3144235.0165 | 13356693.023 | 13356693.023 | 11179097.8575 | 5832955.4136 | 0 | 21462598.4203 | 51831344.7145 | 1000 | 0.36003 | 59613.972 | 143965.4357 | 1336.8288 | 3228.3899
1 | 3400 | 707 | 0.035 | 15 | 15 | 7 | 1.3335e-12 | 0 | CO2 | Porous | Wet | R245fa | MinimizeLCOE | IgnoreSilica | 12.6576 | 1.6682 | 0.1245 | 4 | 45438.5633 | 106421.8667 | 1018.9487 | 2386.4845 | 81.9303 | 9.8874 | 70255086.2113 | 844686.1945 | 0 | 633555.383 | 0 | 0 | 0 | 499890.5824 | 771471.5423 | 2007210.7026 | 1369962.5486 | 6126776.9534 | 3144235.0165 | 13356693.023 | 13356693.023 | 11179097.8575 | 5832955.4136 | 0 | 22627704.993 | 52996451.2871 | 1333.5214 | 0.49798 | 45438.5633 | 106421.8667 | 1018.9487 | 2386.4845
1 | 3400 | 707 | 0.035 | 15 | 15 | 7 | 1.7783e-12 | 0 | CO2 | Porous | Wet | R245fa | MinimizeLCOE | IgnoreSilica | 16.3427 | 2.2144 | 0.16933 | 4 | 35297.1653 | 80132.566 | 791.5303 | 1796.9533 | 82.7207 | 9.9208 | 2988422097.2747 | 1021752.7219 | 0 | 785458.316 | 0 | 0 | 0 | 584328.2027 | 932700.3038 | 2426694.8673 | 1656269.1105 | 7407203.5222 | 3144235.0165 | 13356693.023 | 13356693.023 | 11179097.8575 | 5832955.4136 | 0 | 23908131.5617 | 54276877.8558 | 1778.2794 | 0.67734 | 35297.1653 | 80132.566 | 791.5303 | 1796.9533
1 | 3400 | 707 | 0.035 | 15 | 15 | 7 | 2.3714e-12 | 0 | CO2 | Porous | Wet | R245fa | MinimizeLCOE | IgnoreSilica | 20.9714 | 2.9034 | 0.22763 | 4 | 27890.3993 | 61242.9261 | 625.4354 | 1373.3577 | 83.3117 | 9.9395 | 3512829538.3239 | 1227642.4254 | 0 | 966618.1961 | 0 | 0 | 0 | 677426.4354 | 1119957.9522 | 2913900.8566 | 1988797.2093 | 8894343.075 | 3144235.0165 | 13356693.023 | 13356693.023 | 11179097.8575 | 5832955.4136 | 0 | 25395271.1145 | 55764017.4087 | 2371.3737 | 0.91054 | 27890.3993 | 61242.9261 | 625.4354 | 1373.3577
1 | 3400 | 707 | 0.035 | 15 | 15 | 7 | 3.1623e-12 | 0 | CO2 | Porous | Wet | R245fa | MinimizeLCOE | IgnoreSilica | 26.7371 | 3.7649 | 0.30262 | 4 | 22396.1254 | 47483.9068 | 502.2277 | 1064.8151 | 83.7347 | 9.943 | 4053961966.2906 | 1465399.1171 | 0 | 1181273.6366 | 0 | 0 | 0 | 778803.9611 | 1335935.9188 | 3475831.2225 | 2372326.2305 | 10609570.0866 | 3144235.0165 | 13356693.023 | 13356693.023 | 11179097.8575 | 5832955.4136 | 0 | 27110498.1261 | 57479244.4203 | 3162.2777 | 1.2105 | 22396.1254 | 47483.9068 | 502.2277 | 1064.8151
1 | 3400 | 707 | 0.035 | 15 | 15 | 7 | 4.217e-12 | 0 | CO2 | Porous | Wet | R245fa | MinimizeLCOE | IgnoreSilica | 33.7681 | 4.8201 | 0.3974 | 4 | 18271.5014 | 37375.9839 | 409.734 | 838.1473 | 84.006 | 9.9294 | 4615258956.5248 | 1734501.403 | 0 | 1430809.4996 | 0 | 0 | 0 | 884631.898 | 1579477.6923 | 4109476.9599 | 2804802.4664 | 12543699.9192 | 3144235.0165 | 13356693.023 | 13356693.023 | 11179097.8575 | 5832955.4136 | 0 | 29044627.9587 | 59413374.2529 | 4216.965 | 1.5896 | 18271.5014 | 37375.9839 | 409.734 | 838.1473
1 | 3400 | 707 | 0.035 | 15 | 15 | 7 | 5.6234e-12 | 0 | CO2 | Porous | Wet | R245fa | MinimizeLCOE | IgnoreSilica | 42.146 | 6.0835 | 0.51448 | 4 | 15148.6559 | 29905.6403 | 339.7049 | 670.6267 | 84.1347 | 9.8953 | 5172381282.6722 | 2032443.6226 | 0 | 1715055.1265 | 0 | 0 | 0 | 990197.9644 | 1847701.7182 | 4807340.8551 | 3281108.9146 | 14673848.2014 | 3144235.0165 | 13356693.023 | 13356693.023 | 11179097.8575 | 5832955.4136 | 0 | 31174776.2409 | 61543522.5351 | 5623.4133 | 2.0579 | 15148.6559 | 29905.6403 | 339.7049 | 670.6267
1 | 3400 | 707 | 0.035 | 15 | 15 | 7 | 7.4989e-12 | 0 | CO2 | Porous | Wet | R245fa | MinimizeLCOE | IgnoreSilica | 51.7802 | 7.5445 | 0.65441 | 4 | 12772.5411 | 24374.0449 | 286.4211 | 546.582 | 84.1237 | 9.8373 | 5711077110.7424 | 2351119.731 | 0 | 2028650.3111 | 0 | 0 | 0 | 1087393.2447 | 2132193.6818 | 5547530.5871 | 3786303.616 | 16933191.1718 | 3144235.0165 | 13356693.023 | 13356693.023 | 11179097.8575 | 5832955.4136 | 0 | 33434119.2113 | 63802865.5054 | 7498.9421 | 2.6177 | 12772.5411 | 24374.0449 | 286.4211 | 546.582
1 | 3400 | 707 | 0.035 | 15 | 15 | 7 | 1e-11 | 0 | CO2 | Porous | Wet | R245fa | MinimizeLCOE | IgnoreSilica | 62.3527 | 9.1587 | 0.81448 | 4 | 10962.1036 | 20283.597 | 245.8225 | 454.8547 | 83.9779 | 9.7534 | 6210754062.0683 | 2676784.2669 | 0 | 2360290.2732 | 0 | 0 | 0 | 1166100.6673 | 2419238.3309 | 6294361.8829 | 4296031.3213 | 19212806.7425 | 3144235.0165 | 13356693.023 | 13356693.023 | 11179097.8575 | 5832955.4136 | 0 | 35713734.782 | 66082481.0762 | 10000 | 3.2579 | 10962.1036 | 20283.597 | 245.8225 | 454.8547
1 | 3400 | 707 | 0.035 | 15 | 15 | 7 | 1.3335e-11 | 0 | CO2 | Porous | Wet | R245fa | MinimizeLCOE | IgnoreSilica | 73.3077 | 10.8446 | 0.98789 | 4 | 9585.0709 | 17270.2932 | 214.9429 | 387.2821 | 83.7124 | 9.6458 | 6657435493.1028 | 2991591.8617 | 0 | 2693201.4092 | 0 | 0 | 0 | 1216551.8398 | 2691524.5932 | 7002794.8839 | 4779551.4013 | 21375215.9892 | 3144235.0165 | 13356693.023 | 13356693.023 | 11179097.8575 | 5832955.4136 | 0 | 37876144.0288 | 68244890.3229 | 13335.2143 | 3.9516 | 9585.0709 | 17270.2932 | 214.9429 | 387.2821
1 | 3400 | 707 | 0.035 | 15 | 15 | 7 | 1.7783e-11 | 0 | CO2 | Porous | Wet | R245fa | MinimizeLCOE | IgnoreSilica | 84.0071 | 12.5057 | 1.165 | 4 | 8541.5755 | 15058.6891 | 191.5428 | 337.6874 | 83.3564 | 9.5211 | 7034069199.0913 | 3279221.6409 | 0 | 3009991.0461 | 0 | 0 | 0 | 1234065.072 | 2934078.326 | 7633869.942 | 5210273.0958 | 23301499.1228 | 3144235.0165 | 13356693.023 | 13356693.023 | 11179097.8575 | 5832955.4136 | 0 | 39802427.1623 | 70171173.4564 | 17782.7941 | 4.6598 | 8541.5755 | 15058.6891 | 191.5428 | 337.6874
1 | 3400 | 707 | 0.035 | 15 | 15 | 7 | 2.3714e-11 | 0 | CO2 | Porous | Wet | R245fa | MinimizeLCOE | IgnoreSilica | 93.8802 | 14.054 | 1.3357 | 4 | 7751.5787 | 13435.7409 | 173.8273 | 301.2932 | 82.9426 | 9.3861 | 7339496191.1626 | 3528145.3356 | 0 | 3296655.9736 | 0 | 0 | 0 | 1218903.7422 | 3137044.97 | 8161947.5156 | 5570696.8906 | 24913394.4276 | 3144235.0165 | 13356693.023 | 13356693.023 | 11179097.8575 | 5832955.4136 | 0 | 41414322.4671 | 71783068.7612 | 23713.7371 | 5.3427 | 7751.5787 | 13435.7409 | 173.8273 | 301.2932
1 | 3400 | 707 | 0.035 | 15 | 15 | 7 | 3.1623e-11 | 0 | CO2 | Porous | Wet | R245fa | MinimizeLCOE | IgnoreSilica | 102.4575 | 15.4102 | 1.4904 | 4 | 7159.8586 | 12254.0142 | 160.5581 | 274.7933 | 82.53 | 9.2588 | 7579351517.3682 | 3732698.7177 | 0 | 3541605.7223 | 0 | 0 | 0 | 1179146.4963 | 3296845.8652 | 8577716.6651 | 5854467.8784 | 26182481.345 | 3144235.0165 | 13356693.023 | 13356693.023 | 11179097.8575 | 5832955.4136 | 0 | 42683409.3845 | 73052155.6787 | 31622.7766 | 5.9615 | 7159.8586 | 12254.0142 | 160.5581 | 274.7933
1 | 3400 | 707 | 0.035 | 15 | 15 | 7 | 4.217e-11 | 0 | CO2 | Porous | Wet | R245fa | MinimizeLCOE | IgnoreSilica | 109.6265 | 16.5534 | 1.6246 | 4 | 6715.6673 | 11388.8307 | 150.5972 | 255.3918 | 82.1426 | 9.1429 | 7763890903.3867 | 3895263.5728 | 0 | 3744008.4107 | 0 | 0 | 0 | 1123689.6133 | 3417555.0227 | 8891777.1322 | 6068820.6005 | 27141114.3521 | 3144235.0165 | 13356693.023 | 13356693.023 | 11179097.8575 | 5832955.4136 | 0 | 43642042.3916 | 74010788.6857 | 42169.6503 | 6.4985 | 6715.6673 | 11388.8307 | 150.5972 | 255.3918
1 | 3400 | 707 | 0.035 | 15 | 15 | 7 | 5.6234e-11 | 0 | CO2 | Porous | Wet | R245fa | MinimizeLCOE | IgnoreSilica | 115.4265 | 17.4855 | 1.7369 | 4 | 6382.463 | 10753.5558 | 143.1252 | 241.1459 | 81.8005 | 9.0429 | 7904655910.7481 | 4021228.5536 | 0 | 3906412.1013 | 0 | 0 | 0 | 1061639.0651 | 3505819.0908 | 9121422.1319 | 6225558.0315 | 27842078.9742 | 3144235.0165 | 13356693.023 | 13356693.023 | 11179097.8575 | 5832955.4136 | 0 | 44343007.0138 | 74711753.3079 | 56234.1325 | 6.9476 | 6382.463 | 10753.5558 | 143.1252 | 241.1459
1 | 3400 | 707 | 0.035 | 15 | 15 | 7 | 7.4989e-11 | 0 | CO2 | Porous | Wet | R245fa | MinimizeLCOE | IgnoreSilica | 120.024 | 18.2289 | 1.8283 | 4 | 6132.4982 | 10285.1599 | 137.5198 | 230.6422 | 81.5107 | 8.9596 | 8008450194.0942 | 4117544.1684 | 0 | 4034381.749 | 0 | 0 | 0 | 1000221.4363 | 3569337.4679 | 9286683.9197 | 6338352.5975 | 28346521.3387 | 3144235.0165 | 13356693.023 | 13356693.023 | 11179097.8575 | 5832955.4136 | 0 | 44847449.3782 | 75216195.6723 | 74989.4209 | 7.3131 | 6132.4982 | 10285.1599 | 137.5198 | 230.6422
1 | 3400 | 707 | 0.035 | 15 | 15 | 7 | 1e-10 | 0 | CO2 | Porous | Wet | R245fa | MinimizeLCOE | IgnoreSilica | 123.6903 | 18.8263 | 1.9021 | 4 | 5942.7422 | 9934.2359 | 133.2645 | 222.7728 | 81.2595 | 8.8873 | 8077259228.8453 | 4191578.412 | 0 | 4136376.2588 | 0 | 0 | 0 | 942720.518 | 3615563.3236 | 9406954.1141 | 6420439.4764 | 28713632.1029 | 3144235.0165 | 13356693.023 | 13356693.023 | 11179097.8575 | 5832955.4136 | 0 | 45214560.1424 | 75583306.4366 | 100000 | 7.6084 | 5942.7422 | 9934.2359 | 133.2645 | 222.7728
1 | 3400 | 707 | 0.035 | 15 | 15 | 7 | 1.3335e-10 | 0 | CO2 | Porous | Wet | R245fa | MinimizeLCOE | IgnoreSilica | 128.0747 | 19.5207 | 1.9721 | 4 | 5802.8591 | 9652.6749 | 130.1277 | 216.4589 | 80.9547 | 8.8018 | 7017441096.6273 | 4278096.0698 | 0 | 4257427.4172 | 0 | 0 | 0 | 916119.1404 | 3686140.6247 | 9590581.774 | 6545769.1275 | 29274134.1535 | 3144235.0165 | 13356693.023 | 13356693.023 | 11179097.8575 | 5832955.4136 | 0 | 45775062.193 | 76143808.4871 | 133352.1432 | 7.8884 | 5802.8591 | 9652.6749 | 130.1277 | 216.4589
1 | 3400 | 707 | 0.035 | 15 | 15 | 7 | 1.7783e-10 | 0 | CO2 | Porous | Wet | R245fa | MinimizeLCOE | IgnoreSilica | 128.4887 | 19.6116 | 2.0027 | 4 | 5696.5679 | 9487.5291 | 127.7441 | 212.7555 | 80.9265 | 8.7942 | 8192551951.9074 | 4286206.5284 | 0 | 4268767.5105 | 0 | 0 | 0 | 851200.7966 | 3668408.1858 | 9544445.6055 | 6514280.2445 | 29133308.8713 | 3144235.0165 | 13356693.023 | 13356693.023 | 11179097.8575 | 5832955.4136 | 0 | 45634236.9109 | 76002983.205 | 177827.941 | 8.0108 | 5696.5679 | 9487.5291 | 127.7441 | 212.7555
1 | 3400 | 707 | 0.035 | 15 | 15 | 7 | 2.3714e-10 | 0 | CO2 | Porous | Wet | R245fa | MinimizeLCOE | IgnoreSilica | 130.0699 | 19.8715 | 2.0365 | 4 | 5617.2602 | 9345.3683 | 125.9657 | 209.5676 | 80.8126 | 8.7626 | 8228747987.263 | 4316632.8851 | 0 | 4312270.1843 | 0 | 0 | 0 | 817090.4986 | 3683937.4915 | 9584849.6734 | 6541856.851 | 29256637.5838 | 3144235.0165 | 13356693.023 | 13356693.023 | 11179097.8575 | 5832955.4136 | 0 | 45757565.6233 | 76126311.9174 | 237137.3706 | 8.1459 | 5617.2602 | 9345.3683 | 125.9657 | 209.5676
1 | 3400 | 707 | 0.035 | 15 | 15 | 7 | 3.1623e-10 | 0 | CO2 | Porous | Wet | R245fa | MinimizeLCOE | IgnoreSilica | 131.266 | 20.0685 | 2.0622 | 4 | 5557.6934 | 9239.2115 | 124.6299 | 207.1871 | 80.7251 | 8.7384 | 8256115783.5187 | 4339398.7457 | 0 | 4345139.6538 | 0 | 0 | 0 | 789770.7443 | 3694980.5661 | 9613581.4882 | 6561466.905 | 29344338.1031 | 3144235.0165 | 13356693.023 | 13356693.023 | 11179097.8575 | 5832955.4136 | 0 | 45845266.1426 | 76214012.4368 | 316227.766 | 8.249 | 5557.6934 | 9239.2115 | 124.6299 | 207.1871
1 | 3400 | 707 | 0.035 | 15 | 15 | 7 | 4.217e-10 | 0 | CO2 | Porous | Wet | R245fa | MinimizeLCOE | IgnoreSilica | 132.0313 | 20.1967 | 2.0807 | 4 | 5512.9638 | 9161.8479 | 123.6269 | 205.4522 | 80.6686 | 8.7229 | 8249283790.0207 | 4353858.129 | 0 | 4366148.6294 | 0 | 0 | 0 | 766489.9741 | 3699733.7257 | 9625948.2344 | 6569907.4634 | 29382086.1559 | 3144235.0165 | 13356693.023 | 13356693.023 | 11179097.8575 | 5832955.4136 | 0 | 45883014.1955 | 76251760.4896 | 421696.5034 | 8.3227 | 5512.9638 | 9161.8479 | 123.6269 | 205.4522
1 | 3400 | 707 | 0.035 | 15 | 15 | 7 | 5.6234e-10 | 0 | CO2 | Porous | Wet | R245fa | MinimizeLCOE | IgnoreSilica | 132.8519 | 20.3303 | 2.0967 | 4 | 5479.3719 | 9100.4201 | 122.8736 | 204.0747 | 80.6073 | 8.706 | 8291761921.0235 | 4369247.8902 | 0 | 4388668.9551 | 0 | 0 | 0 | 751499.5249 | 3708672.3844 | 9649204.7909 | 6585780.5412 | 29453074.0868 | 3144235.0165 | 13356693.023 | 13356693.023 | 11179097.8575 | 5832955.4136 | 0 | 45954002.1264 | 76322748.4205 | 562341.3252 | 8.3867 | 5479.3719 | 9100.4201 | 122.8736 | 204.0747
1 | 3400 | 707 | 0.035 | 15 | 15 | 7 | 7.4989e-10 | 0 | CO2 | Porous | Wet | R245fa | MinimizeLCOE | IgnoreSilica | 133.364 | 20.415 | 2.1079 | 4 | 5454.1579 | 9055.9547 | 122.3082 | 203.0776 | 80.5688 | 8.6955 | 8306503401.1793 | 4378805.8636 | 0 | 4402714.6017 | 0 | 0 | 0 | 738559.6243 | 3712831.2349 | 9660025.2669 | 6593165.7383 | 29486102.3298 | 3144235.0165 | 13356693.023 | 13356693.023 | 11179097.8575 | 5832955.4136 | 0 | 45987030.3694 | 76355776.6635 | 749894.2093 | 8.4316 | 5454.1579 | 9055.9547 | 122.3082 | 203.0776
1 | 3400 | 707 | 0.035 | 15 | 15 | 7 | 1e-09 | 0 | CO2 | Porous | Wet | R245fa | MinimizeLCOE | IgnoreSilica | 133.7 | 20.4713 | 2.1159 | 4 | 5435.2341 | 9023.3409 | 121.8838 | 202.3462 | 80.5434 | 8.6886 | 8463070164.9518 | 4385057.3767 | 0 | 4411924.8984 | 0 | 0 | 0 | 728034.9332 | 3714756.7113 | 9665034.9613 | 6596584.9577 | 29501393.8387 | 3144235.0165 | 13356693.023 | 13356693.023 | 11179097.8575 | 5832955.4136 | 0 | 46002321.8782 | 76371068.1723 | 1000000 | 8.4637 | 5435.2341 | 9023.3409 | 121.8838 | 202.3462
1 | 3400 | 707 | 0.035 | 15 | 15 | 7 | 1.3335e-09 | 0 | CO2 | Porous | Wet | R245fa | MinimizeLCOE | IgnoreSilica | 133.1956 | 20.3991 | 2.1156 | 4 | 5421.1808 | 9009.8033 | 121.5687 | 202.0426 | 80.582 | 8.6992 | 8395008210.1461 | 4375709.1464 | 0 | 4398068.3476 | 0 | 0 | 0 | 710708.0168 | 3698949.3492 | 9623907.4479 | 6568514.5847 | 29375856.8926 | 3144235.0165 | 13356693.023 | 13356693.023 | 11179097.8575 | 5832955.4136 | 0 | 45876784.9321 | 76245531.2263 | 1333521.4322 | 8.4625 | 5421.1808 | 9009.8033 | 121.5687 | 202.0426
1 | 3400 | 707 | 0.035 | 15 | 15 | 7 | 1.7783e-09 | 0 | CO2 | Porous | Wet | R245fa | MinimizeLCOE | IgnoreSilica | 134.1981 | 20.5539 | 2.127 | 4 | 5410.3783 | 8979.797 | 121.3264 | 201.3698 | 80.5056 | 8.6782 | 8249964320.132 | 4394289.3634 | 0 | 4425575.4345 | 0 | 0 | 0 | 714637.3914 | 3718455.8538 | 9674659.3715 | 6603153.8154 | 29530771.2301 | 3144235.0165 | 13356693.023 | 13356693.023 | 11179097.8575 | 5832955.4136 | 0 | 46031699.2697 | 76400445.5638 | 1778279.41 | 8.508 | 5410.3783 | 8979.797 | 121.3264 | 201.3698
1 | 3400 | 707 | 0.035 | 15 | 15 | 7 | 2.3714e-09 | 0 | CO2 | Porous | Wet | R245fa | MinimizeLCOE | IgnoreSilica | 134.3994 | 20.5867 | 2.1309 | 4 | 5402.3845 | 8965.2435 | 121.1472 | 201.0434 | 80.4902 | 8.674 | 8330762892.671 | 4398008.1218 | 0 | 4431092.9279 | 0 | 0 | 0 | 710764.8951 | 3720547.7185 | 9680101.9742 | 6606868.5036 | 29547384.1412 | 3144235.0165 | 13356693.023 | 13356693.023 | 11179097.8575 | 5832955.4136 | 0 | 46048312.1807 | 76417058.4748 | 2371373.7057 | 8.5237 | 5402.3845 | 8965.2435 | 121.1472 | 201.0434
1 | 3400 | 707 | 0.035 | 15 | 15 | 7 | 3.1623e-09 | 0 | CO2 | Porous | Wet | R245fa | MinimizeLCOE | IgnoreSilica | 133.364 | 20.4328 | 2.124 | 4 | 5395.8418 | 8970.2897 | 121.0004 | 201.1566 | 80.5662 | 8.6945 | 8332206133.1163 | 4378632.0899 | 0 | 4402837.1393 | 0 | 0 | 0 | 692246.6405 | 3694749.1892 | 9612979.493 | 6561056.031 | 29342500.583 | 3144235.0165 | 13356693.023 | 13356693.023 | 11179097.8575 | 5832955.4136 | 0 | 45843428.6225 | 76212174.9166 | 3162277.6602 | 8.4961 | 5395.8418 | 8970.2897 | 121.0004 | 201.1566
1 | 3400 | 707 | 0.035 | 15 | 15 | 7 | 4.217e-09 | 0 | CO2 | Porous | Wet | R245fa | MinimizeLCOE | IgnoreSilica | 133.7 | 20.4854 | 2.1282 | 4 | 5390.8775 | 8958.3114 | 120.8891 | 200.888 | 80.5391 | 8.6869 | 6993127259.2614 | 4384768.7035 | 0 | 4412128.3003 | 0 | 0 | 0 | 692275.9482 | 3700777.4513 | 9628663.7944 | 6571760.8889 | 29390375.0866 | 3144235.0165 | 13356693.023 | 13356693.023 | 11179097.8575 | 5832955.4136 | 0 | 45891303.1262 | 76260049.4203 | 4216965.0343 | 8.5128 | 5390.8775 | 8958.3114 | 120.8891 | 200.888
1 | 3400 | 707 | 0.035 | 15 | 15 | 7 | 5.6234e-09 | 0 | CO2 | Porous | Wet | R245fa | MinimizeLCOE | IgnoreSilica | 134.141 | 20.5525 | 2.1328 | 4 | 5387.8509 | 8947.6155 | 120.8212 | 200.6481 | 80.5073 | 8.6784 | 8336937005.6531 | 4393054.2181 | 0 | 4424137.991 | 0 | 0 | 0 | 695565.9788 | 3709975.6933 | 9652595.7333 | 6588094.929 | 29463424.5434 | 3144235.0165 | 13356693.023 | 13356693.023 | 11179097.8575 | 5832955.4136 | 0 | 45964352.5829 | 76333098.8771 | 5623413.2519 | 8.5311 | 5387.8509 | 8947.6155 | 120.8212 | 200.6481
1 | 3400 | 707 | 0.035 | 15 | 15 | 7 | 7.4989e-09 | 0 | CO2 | Porous | Wet | R245fa | MinimizeLCOE | IgnoreSilica | 133.7 | 20.4856 | 2.1296 | 4 | 5386.2137 | 8951.2859 | 120.7845 | 200.7304 | 80.5441 | 8.6888 | 7726288782.5227 | 4385106.4839 | 0 | 4411890.2991 | 0 | 0 | 0 | 689164.6812 | 3699602.971 | 9625608.0377 | 6569675.2722 | 29381047.7452 | 3144235.0165 | 13356693.023 | 13356693.023 | 11179097.8575 | 5832955.4136 | 0 | 45881975.7847 | 76250722.0789 | 7498942.0933 | 8.5184 | 5386.2137 | 8951.2859 | 120.7845 | 200.7304
1 | 3400 | 707 | 0.035 | 15 | 15 | 7 | 1e-08 | 0 | CO2 | Porous | Wet | R245fa | MinimizeLCOE | IgnoreSilica | 134.0336 | 20.5367 | 2.133 | 4 | 5384.2052 | 8943.6576 | 120.7395 | 200.5593 | 80.5186 | 8.6818 | 8252533798.4157 | 4391279.096 | 0 | 4421043.4754 | 0 | 0 | 0 | 691694.7571 | 3706566.7581 | 9643726.3833 | 6582041.4153 | 29436351.8853 | 3144235.0165 | 13356693.023 | 13356693.023 | 11179097.8575 | 5832955.4136 | 0 | 45937279.9248 | 76306026.2189 | 10000000 | 8.5319 | 5384.2052 | 8943.6576 | 120.7395 | 200.5593
1 | 3500 | 707 | 0.035 | 15 | 15 | 7 | 1e-13 | 0 | CO2 | Porous | Wet | R245fa | MinimizeLCOE | IgnoreSilica | 0.87597 | 0.0073484 | 0.0012539 | 4 | 3510499.7481 | 9750729.0274 | 78722.1026 | 218657.7256 | 54.7912 | 8.2878 | 32950855.6719 | 84760.7517 | 0 | 40581.3808 | 0 | 0 | 0 | 79016.1165 | 79699.7171 | 207362.3153 | 141529.0411 | 632949.3225 | 3144235.0165 | 13829493.5254 | 13829493.5254 | 11472858.6872 | 5995102.4534 | 0 | 17606677.8644 | 48904132.5304 | 100 | 0.0050154 | 3510499.7481 | 9750729.0274 | 78722.1026 | 218657.7256
1 | 3500 | 707 | 0.035 | 15 | 15 | 7 | 1.3335e-13 | 0 | CO2 | Porous | Wet | R245fa | MinimizeLCOE | IgnoreSilica | 1.3364 | 0.051652 | 0.003705 | 4 | 1211013.2235 | 3322879.9247 | 27156.6768 | 74514.7737 | 62.3372 | 8.9216 | 102695457.7946 | 130520.6871 | 0 | 71491.2951 | 0 | 0 | 0 | 112218.797 | 122550.0039 | 318849.9717 | 217621.6574 | 973252.4122 | 3144235.0165 | 13829493.5254 | 13829493.5254 | 11472858.6872 | 5995102.4534 | 0 | 17946980.9541 | 49244435.6201 | 133.3521 | 0.01482 | 1211013.2235 | 3322879.9247 | 27156.6768 | 74514.7737
1 | 3500 | 707 | 0.035 | 15 | 15 | 7 | 1.7783e-13 | 0 | CO2 | Porous | Wet | R245fa | MinimizeLCOE | IgnoreSilica | 1.8773 | 0.1152 | 0.0076786 | 4 | 596289.1053 | 1615277.3626 | 13371.6381 | 36222.2018 | 67.7102 | 9.3272 | 232574932.8685 | 181034.1823 | 0 | 106380.2733 | 0 | 0 | 0 | 145498.4139 | 168836.0191 | 439276.6887 | 299815.3662 | 1340840.9435 | 3144235.0165 | 13829493.5254 | 13829493.5254 | 11472858.6872 | 5995102.4534 | 0 | 18314569.4853 | 49612024.1514 | 177.8279 | 0.030714 | 596289.1053 | 1615277.3626 | 13371.6381 | 36222.2018
1 | 3500 | 707 | 0.035 | 15 | 15 | 7 | 2.3714e-13 | 0 | CO2 | Porous | Wet | R245fa | MinimizeLCOE | IgnoreSilica | 2.5526 | 0.2031 | 0.013586 | 4 | 344768.7699 | 920679.4343 | 7731.3558 | 20646.0123 | 71.9326 | 9.6177 | 442504421.6633 | 239600.5449 | 0 | 147762.324 | 0 | 0 | 0 | 181684.6831 | 221928.5453 | 577412.551 | 394095.9307 | 1762484.579 | 3144235.0165 | 13829493.5254 | 13829493.5254 | 11472858.6872 | 5995102.4534 | 0 | 18736213.1209 | 50033667.7869 | 237.1374 | 0.054344 | 344768.7699 | 920679.4343 | 7731.3558 | 20646.0123
1 | 3500 | 707 | 0.035 | 15 | 15 | 7 | 3.1623e-13 | 0 | CO2 | Porous | Wet | R245fa | MinimizeLCOE | IgnoreSilica | 3.4003 | 0.32043 | 0.021967 | 4 | 218753.4015 | 574941.4421 | 4905.4918 | 12892.9219 | 75.295 | 9.8311 | 146266339.1969 | 307539.6315 | 0 | 196930.9018 | 0 | 0 | 0 | 221220.3236 | 283019.4342 | 736358.5125 | 502579.8154 | 2247648.6189 | 3144235.0165 | 13829493.5254 | 13829493.5254 | 11472858.6872 | 5995102.4534 | 0 | 19221377.1608 | 50518831.8268 | 316.2278 | 0.087868 | 218753.4015 | 574941.4421 | 4905.4918 | 12892.9219
1 | 3500 | 707 | 0.035 | 15 | 15 | 7 | 4.217e-13 | 0 | CO2 | Porous | Wet | R245fa | MinimizeLCOE | IgnoreSilica | 4.5381 | 0.48225 | 0.033585 | 4 | 147587.2522 | 380557.0269 | 3309.6082 | 8533.8987 | 78.1288 | 10.0019 | 1016392004.4553 | 391525.2129 | 0 | 259215.0511 | 0 | 0 | 0 | 270504.8972 | 359285.6129 | 934787.4651 | 638011.6529 | 2853329.8921 | 3144235.0165 | 13829493.5254 | 13829493.5254 | 11472858.6872 | 5995102.4534 | 0 | 19827058.434 | 51124513.1 | 421.6965 | 0.13434 | 147587.2522 | 380557.0269 | 3309.6082 | 8533.8987
1 | 3500 | 707 | 0.035 | 15 | 15 | 7 | 5.6234e-13 | 0 | CO2 | Porous | Wet | R245fa | MinimizeLCOE | IgnoreSilica | 5.9749 | 0.69215 | 0.04938 | 4 | 103924.3896 | 262377.8044 | 2330.4791 | 5883.7584 | 80.3406 | 10.1255 | 1359944923.6105 | 489016.122 | 0 | 333470.682 | 0 | 0 | 0 | 324737.2571 | 447417.3838 | 1164088.2548 | 794514.1535 | 3553243.8534 | 3144235.0165 | 13829493.5254 | 13829493.5254 | 11472858.6872 | 5995102.4534 | 0 | 20526972.3952 | 51824427.0612 | 562.3413 | 0.19752 | 103924.3896 | 262377.8044 | 2330.4791 | 5883.7584
1 | 3500 | 707 | 0.035 | 15 | 15 | 7 | 7.4989e-13 | 0 | CO2 | Porous | Wet | R245fa | MinimizeLCOE | IgnoreSilica | 7.8165 | 0.96512 | 0.070597 | 4 | 75616.4971 | 186447.1038 | 1695.6815 | 4181.0309 | 82.0935 | 10.2183 | 1761609702.9616 | 604089.7477 | 0 | 423404.7928 | 0 | 0 | 0 | 386536.8604 | 551472.2464 | 1434817.6626 | 979292.5373 | 4379613.8472 | 3144235.0165 | 13829493.5254 | 13829493.5254 | 11472858.6872 | 5995102.4534 | 0 | 21353342.3891 | 52650797.0551 | 749.8942 | 0.28239 | 75616.4971 | 186447.1038 | 1695.6815 | 4181.0309
1 | 3500 | 707 | 0.035 | 15 | 15 | 7 | 1e-12 | 0 | CO2 | Porous | Wet | R245fa | MinimizeLCOE | IgnoreSilica | 10.1749 | 1.318 | 0.098853 | 4 | 56472.5811 | 135624.223 | 1266.3839 | 3041.3402 | 83.4738 | 10.2875 | 2208959174.9971 | 739968.8692 | 0 | 532347.8306 | 0 | 0 | 0 | 457011.8015 | 674438.1155 | 1754749.6303 | 1197652.6792 | 5356168.9263 | 3144235.0165 | 13829493.5254 | 13829493.5254 | 11472858.6872 | 5995102.4534 | 0 | 22329897.4682 | 53627352.1342 | 1000 | 0.39541 | 56472.5811 | 135624.223 | 1266.3839 | 3041.3402
1 | 3500 | 707 | 0.035 | 15 | 15 | 7 | 1.3335e-12 | 0 | CO2 | Porous | Wet | R245fa | MinimizeLCOE | IgnoreSilica | 13.1808 | 1.7707 | 0.13619 | 4 | 43101.9678 | 100555.1912 | 966.5511 | 2254.9257 | 84.5492 | 10.3375 | 2701052980.2917 | 899890.3423 | 0 | 663854.6199 | 0 | 0 | 0 | 536802.0589 | 819213.3382 | 2131425.0623 | 1454741.4014 | 6505926.8231 | 3144235.0165 | 13829493.5254 | 13829493.5254 | 11472858.6872 | 5995102.4534 | 0 | 23479655.3649 | 54777110.031 | 1333.5214 | 0.54475 | 43101.9678 | 100555.1912 | 966.5511 | 2254.9257
1 | 3500 | 707 | 0.035 | 15 | 15 | 7 | 1.7783e-12 | 0 | CO2 | Porous | Wet | R245fa | MinimizeLCOE | IgnoreSilica | 17.0077 | 2.3497 | 0.18519 | 4 | 33525.8554 | 75776.3437 | 751.8091 | 1699.2661 | 85.3782 | 10.3712 | 3212744047.1915 | 1088148.5891 | 0 | 822616.9181 | 0 | 0 | 0 | 627247.7284 | 989825.1619 | 2575322.0302 | 1757710.2032 | 7860870.6309 | 3144235.0165 | 13829493.5254 | 13829493.5254 | 11472858.6872 | 5995102.4534 | 0 | 24834599.1728 | 56132053.8388 | 1778.2794 | 0.74076 | 33525.8554 | 75776.3437 | 751.8091 | 1699.2661
1 | 3500 | 707 | 0.035 | 15 | 15 | 7 | 2.3714e-12 | 0 | CO2 | Porous | Wet | R245fa | MinimizeLCOE | IgnoreSilica | 21.8339 | 3.0833 | 0.24901 | 4 | 26520.1769 | 57942.1348 | 594.7085 | 1299.3383 | 85.9942 | 10.3863 | 3754802769.1037 | 1307826.2153 | 0 | 1012825.9952 | 0 | 0 | 0 | 727650.7702 | 1188838.1625 | 3093113.0345 | 2111113.2032 | 9441367.381 | 3144235.0165 | 13829493.5254 | 13829493.5254 | 11472858.6872 | 5995102.4534 | 0 | 26415095.9228 | 57712550.5888 | 2371.3737 | 0.99604 | 26520.1769 | 57942.1348 | 594.7085 | 1299.3383
1 | 3500 | 707 | 0.035 | 15 | 15 | 7 | 3.1623e-12 | 0 | CO2 | Porous | Wet | R245fa | MinimizeLCOE | IgnoreSilica | 27.7971 | 3.9934 | 0.33075 | 4 | 21331.2736 | 44987.773 | 478.3486 | 1008.8399 | 86.4352 | 10.3883 | 4333213109.609 | 1559588.4072 | 0 | 1236325.7572 | 0 | 0 | 0 | 835516.4919 | 1416257.956 | 3684812.6869 | 2514960.3742 | 11247461.6733 | 3144235.0165 | 13829493.5254 | 13829493.5254 | 11472858.6872 | 5995102.4534 | 0 | 28221190.2152 | 59518644.8812 | 3162.2777 | 1.323 | 21331.2736 | 44987.773 | 478.3486 | 1008.8399
1 | 3500 | 707 | 0.035 | 15 | 15 | 7 | 4.217e-12 | 0 | CO2 | Porous | Wet | R245fa | MinimizeLCOE | IgnoreSilica | 35.0586 | 5.1065 | 0.43385 | 4 | 17434.4523 | 35469.3119 | 390.9634 | 795.3907 | 86.7171 | 10.3719 | 4925102916.5805 | 1844218.0155 | 0 | 1495867.0755 | 0 | 0 | 0 | 948161.5917 | 1672416.2062 | 4351283.9089 | 2969840.6778 | 13281787.4756 | 3144235.0165 | 13829493.5254 | 13829493.5254 | 11472858.6872 | 5995102.4534 | 0 | 30255516.0175 | 61552970.6835 | 4216.965 | 1.7354 | 17434.4523 | 35469.3119 | 390.9634 | 795.3907
1 | 3500 | 707 | 0.035 | 15 | 15 | 7 | 5.6234e-12 | 0 | CO2 | Porous | Wet | R245fa | MinimizeLCOE | IgnoreSilica | 43.6903 | 6.4363 | 0.56083 | 4 | 14483.3053 | 28434.6036 | 324.7846 | 637.6391 | 86.849 | 10.3335 | 5505600826.8416 | 2158652.2422 | 0 | 1790910.9914 | 0 | 0 | 0 | 1060422.6502 | 1953894.4947 | 5083632.6763 | 3469683.7598 | 15517196.8145 | 3144235.0165 | 13829493.5254 | 13829493.5254 | 11472858.6872 | 5995102.4534 | 0 | 32490925.3563 | 63788380.0224 | 5623.4133 | 2.2433 | 14483.3053 | 28434.6036 | 324.7846 | 637.6391
1 | 3500 | 707 | 0.035 | 15 | 15 | 7 | 7.4989e-12 | 0 | CO2 | Porous | Wet | R245fa | MinimizeLCOE | IgnoreSilica | 53.5707 | 7.9674 | 0.71195 | 4 | 12237.6956 | 23227.7545 | 274.4273 | 520.8767 | 86.8343 | 10.2695 | 6066576439.9169 | 2493480.3161 | 0 | 2115075.0245 | 0 | 0 | 0 | 1163249.1504 | 2251003.7515 | 5856650.017 | 3997283.9787 | 17876742.2383 | 3144235.0165 | 13829493.5254 | 13829493.5254 | 11472858.6872 | 5995102.4534 | 0 | 34850470.7801 | 66147925.4462 | 7498.9421 | 2.8478 | 12237.6956 | 23227.7545 | 274.4273 | 520.8767
1 | 3500 | 707 | 0.035 | 15 | 15 | 7 | 1e-11 | 0 | CO2 | Porous | Wet | R245fa | MinimizeLCOE | IgnoreSilica | 64.3406 | 9.6483 | 0.88378 | 4 | 10527.0292 | 19380.3627 | 236.0661 | 434.5999 | 86.6795 | 10.1783 | 6585945303.6358 | 2833452.8637 | 0 | 2455803.0238 | 0 | 0 | 0 | 1245699.5201 | 2548632.609 | 6631019.2521 | 4525806.8934 | 20240414.162 | 3144235.0165 | 13829493.5254 | 13829493.5254 | 11472858.6872 | 5995102.4534 | 0 | 37214142.7039 | 68511597.3699 | 10000 | 3.5351 | 10527.0292 | 19380.3627 | 236.0661 | 434.5999
1 | 3500 | 707 | 0.035 | 15 | 15 | 7 | 1.3335e-11 | 0 | CO2 | Porous | Wet | R245fa | MinimizeLCOE | IgnoreSilica | 75.4413 | 11.395 | 1.0688 | 4 | 9226.445 | 16547.0934 | 206.9008 | 371.0645 | 86.402 | 10.0625 | 7043722484.18 | 3160479.9367 | 0 | 2796269.5021 | 0 | 0 | 0 | 1298531.2025 | 2829559.4501 | 7361933.2668 | 5024670.7272 | 22471444.0854 | 3144235.0165 | 13829493.5254 | 13829493.5254 | 11472858.6872 | 5995102.4534 | 0 | 39445172.6273 | 70742627.2933 | 13335.2143 | 4.2752 | 9226.445 | 16547.0934 | 206.9008 | 371.0645
1 | 3500 | 707 | 0.035 | 15 | 15 | 7 | 1.7783e-11 | 0 | CO2 | Porous | Wet | R245fa | MinimizeLCOE | IgnoreSilica | 86.1964 | 13.1028 | 1.2563 | 4 | 8241.4436 | 14469.3633 | 184.8124 | 324.472 | 86.0344 | 9.9299 | 7429865473.6985 | 3457045.0888 | 0 | 3117897.7307 | 0 | 0 | 0 | 1316687.8455 | 3077735.9593 | 8007637.6357 | 5465377.2268 | 24442381.4867 | 3144235.0165 | 13829493.5254 | 13829493.5254 | 11472858.6872 | 5995102.4534 | 0 | 41416110.0285 | 72713564.6945 | 17782.7941 | 5.0253 | 8241.4436 | 14469.3633 | 184.8124 | 324.472
1 | 3500 | 707 | 0.035 | 15 | 15 | 7 | 2.3714e-11 | 0 | CO2 | Porous | Wet | R245fa | MinimizeLCOE | IgnoreSilica | 96.0675 | 14.6864 | 1.436 | 4 | 7496.0942 | 12944.7905 | 168.0981 | 290.2838 | 85.6105 | 9.7876 | 7739134588.9578 | 3712481.6582 | 0 | 3407584.5461 | 0 | 0 | 0 | 1301599.2996 | 3284449.5465 | 8545463.9868 | 5832454.7627 | 26084033.8 | 3144235.0165 | 13829493.5254 | 13829493.5254 | 11472858.6872 | 5995102.4534 | 0 | 43057762.3418 | 74355217.0079 | 23713.7371 | 5.744 | 7496.0942 | 12944.7905 | 168.0981 | 290.2838
1 | 3500 | 707 | 0.035 | 15 | 15 | 7 | 3.1623e-11 | 0 | CO2 | Porous | Wet | R245fa | MinimizeLCOE | IgnoreSilica | 104.577 | 16.0632 | 1.5977 | 4 | 6938.1813 | 11835.4588 | 155.587 | 265.4073 | 85.1922 | 9.6548 | 7984397655.2732 | 3920967.9741 | 0 | 3653355.876 | 0 | 0 | 0 | 1261473.734 | 3445961.0578 | 8965683.8085 | 6119263.4257 | 27366705.8761 | 3144235.0165 | 13829493.5254 | 13829493.5254 | 11472858.6872 | 5995102.4534 | 0 | 44340434.418 | 75637889.084 | 31622.7766 | 6.3908 | 6938.1813 | 11835.4588 | 155.587 | 265.4073
1 | 3500 | 707 | 0.035 | 15 | 15 | 7 | 4.217e-11 | 0 | CO2 | Porous | Wet | R245fa | MinimizeLCOE | IgnoreSilica | 111.6681 | 17.2205 | 1.7374 | 4 | 6519.5709 | 11023.0135 | 146.1998 | 247.1884 | 84.8014 | 9.5346 | 8170612387.9252 | 4086332.6203 | 0 | 3855942.0237 | 0 | 0 | 0 | 1206204.2944 | 3567906.786 | 9282961.5788 | 6335812.0233 | 28335159.3265 | 3144235.0165 | 13829493.5254 | 13829493.5254 | 11472858.6872 | 5995102.4534 | 0 | 45308887.8684 | 76606342.5344 | 42169.6503 | 6.9497 | 6519.5709 | 11023.0135 | 146.1998 | 247.1884
1 | 3500 | 707 | 0.035 | 15 | 15 | 7 | 5.6234e-11 | 0 | CO2 | Porous | Wet | R245fa | MinimizeLCOE | IgnoreSilica | 117.4 | 18.1629 | 1.8539 | 4 | 6205.7012 | 10426.155 | 139.1613 | 233.804 | 84.457 | 9.4311 | 8310676785.6708 | 4214469.6635 | 0 | 4018410.2244 | 0 | 0 | 0 | 1144992.1159 | 3657370.0815 | 9515726.7222 | 6494679.0166 | 29045647.824 | 3144235.0165 | 13829493.5254 | 13829493.5254 | 11472858.6872 | 5995102.4534 | 0 | 46019376.3659 | 77316831.0319 | 56234.1325 | 7.4157 | 6205.7012 | 10426.155 | 139.1613 | 233.804
1 | 3500 | 707 | 0.035 | 15 | 15 | 7 | 7.4989e-11 | 0 | CO2 | Porous | Wet | R245fa | MinimizeLCOE | IgnoreSilica | 121.9239 | 18.9116 | 1.9484 | 4 | 5970.3536 | 9986.226 | 133.8837 | 223.9387 | 84.1669 | 9.3454 | 8414395806.1321 | 4312109.0379 | 0 | 4145917.854 | 0 | 0 | 0 | 1084574.1901 | 3721614.422 | 9682877.3179 | 6608762.7327 | 29555855.5545 | 3144235.0165 | 13829493.5254 | 13829493.5254 | 11472858.6872 | 5995102.4534 | 0 | 46529584.0963 | 77827038.7623 | 74989.4209 | 7.7934 | 5970.3536 | 9986.226 | 133.8837 | 223.9387
1 | 3500 | 707 | 0.035 | 15 | 15 | 7 | 1e-10 | 0 | CO2 | Porous | Wet | R245fa | MinimizeLCOE | IgnoreSilica | 125.4413 | 19.4969 | 2.0234 | 4 | 5793.82 | 9660.7714 | 129.925 | 216.6404 | 83.9301 | 9.2763 | 8492617380.9229 | 4385885.5206 | 0 | 4244656.9142 | 0 | 0 | 0 | 1029298.9828 | 3767338.1529 | 9801841.0864 | 6689957.9492 | 29918978.606 | 3144235.0165 | 13829493.5254 | 13829493.5254 | 11472858.6872 | 5995102.4534 | 0 | 46892707.1479 | 78190161.8139 | 100000 | 8.0936 | 5793.82 | 9660.7714 | 129.925 | 216.6404
1 | 3500 | 707 | 0.035 | 15 | 15 | 7 | 1.3335e-10 | 0 | CO2 | Porous | Wet | R245fa | MinimizeLCOE | IgnoreSilica | 128.2038 | 19.9601 | 2.083 | 4 | 5659.3982 | 9415.7207 | 126.9106 | 211.1452 | 83.7289 | 9.2172 | 8546986075.6495 | 4441968.7488 | 0 | 4322353.5785 | 0 | 0 | 0 | 979806.7664 | 3800210.3466 | 9887367.7915 | 6748331.6828 | 30180038.9146 | 3144235.0165 | 13829493.5254 | 13829493.5254 | 11472858.6872 | 5995102.4534 | 0 | 47153767.4565 | 78451222.1225 | 133352.1432 | 8.3319 | 5659.3982 | 9415.7207 | 126.9106 | 211.1452
1 | 3500 | 707 | 0.035 | 15 | 15 | 7 | 1.7783e-10 | 0 | CO2 | Porous | Wet | R245fa | MinimizeLCOE | IgnoreSilica | 129.5 | 20.1881 | 2.1217 | 4 | 5560.2763 | 9247.9908 | 124.6878 | 207.3839 | 83.6371 | 9.191 | 7404526676.478 | 4468194.9685 | 0 | 4358526.7303 | 0 | 0 | 0 | 929039.9458 | 3804747.0414 | 9899171.3407 | 6756387.8476 | 30216067.8741 | 3144235.0165 | 13829493.5254 | 13829493.5254 | 11472858.6872 | 5995102.4534 | 0 | 47189796.416 | 78487251.082 | 177827.941 | 8.487 | 5560.2763 | 9247.9908 | 124.6878 | 207.3839
1 | 3500 | 707 | 0.035 | 15 | 15 | 7 | 2.3714e-10 | 0 | CO2 | Porous | Wet | R245fa | MinimizeLCOE | IgnoreSilica | 131.8191 | 20.567 | 2.1631 | 4 | 5485.6375 | 9102.8347 | 123.0141 | 204.1289 | 83.4678 | 9.1426 | 8626006909.8375 | 4514370.069 | 0 | 4423219.8338 | 0 | 0 | 0 | 906689.1137 | 3839268.8164 | 9988989.918 | 6817690.8723 | 30490228.6232 | 3144235.0165 | 13829493.5254 | 13829493.5254 | 11472858.6872 | 5995102.4534 | 0 | 47463957.1651 | 78761411.8311 | 237137.3706 | 8.6524 | 5485.6375 | 9102.8347 | 123.0141 | 204.1289
1 | 3500 | 707 | 0.035 | 15 | 15 | 7 | 3.1623e-10 | 0 | CO2 | Porous | Wet | R245fa | MinimizeLCOE | IgnoreSilica | 132.9982 | 20.7657 | 2.1896 | 4 | 5429.7019 | 9003.0725 | 121.7597 | 201.8917 | 83.3802 | 9.1178 | 8651959855.8276 | 4537549.3588 | 0 | 4456051.7456 | 0 | 0 | 0 | 880452.692 | 3850880.9806 | 10019202.3872 | 6838311.5033 | 30582448.6676 | 3144235.0165 | 13829493.5254 | 13829493.5254 | 11472858.6872 | 5995102.4534 | 0 | 47556177.2094 | 78853631.8755 | 316227.766 | 8.7585 | 5429.7019 | 9003.0725 | 121.7597 | 201.8917
1 | 3500 | 707 | 0.035 | 15 | 15 | 7 | 4.217e-10 | 0 | CO2 | Porous | Wet | R245fa | MinimizeLCOE | IgnoreSilica | 133.7 | 20.8869 | 2.2081 | 4 | 5387.7209 | 8931.1264 | 120.8183 | 200.2783 | 83.3277 | 9.103 | 8791751388.8352 | 4551253.4682 | 0 | 4475572.4609 | 0 | 0 | 0 | 857353.6696 | 3854830.0435 | 10029477.0388 | 6845324.1641 | 30613810.8451 | 3144235.0165 | 13829493.5254 | 13829493.5254 | 11472858.6872 | 5995102.4534 | 0 | 47587539.387 | 78884994.053 | 421696.5034 | 8.8326 | 5387.7209 | 8931.1264 | 120.8183 | 200.2783
1 | 3500 | 707 | 0.035 | 15 | 15 | 7 | 5.6234e-10 | 0 | CO2 | Porous | Wet | R245fa | MinimizeLCOE | IgnoreSilica | 132.923 | 20.778 | 2.2108 | 4 | 5355.8323 | 8895.0285 | 120.1032 | 199.4689 | 83.383 | 9.1183 | 8686558566.5257 | 4535884.5075 | 0 | 4454091.294 | 0 | 0 | 0 | 821430.9072 | 3826448.6164 | 9955634.3873 | 6794925.0372 | 30388414.7495 | 3144235.0165 | 13829493.5254 | 13829493.5254 | 11472858.6872 | 5995102.4534 | 0 | 47362143.2914 | 78659597.9574 | 562341.3252 | 8.8431 | 5355.8323 | 8895.0285 | 120.1032 | 199.4689
1 | 3500 | 707 | 0.035 | 15 | 15 | 7 | 7.4989e-10 | 0 | CO2 | Porous | Wet | R245fa | MinimizeLCOE | IgnoreSilica | 135.3 | 21.1511 | 2.2386 | 4 | 5332.5604 | 8827.7365 | 119.5814 | 197.9598 | 83.2058 | 9.0686 | 8471574283.3742 | 4582168.0916 | 0 | 4520066.3564 | 0 | 0 | 0 | 834482.0566 | 3875319.4368 | 10082786.2372 | 6881708.7874 | 30776530.9659 | 3144235.0165 | 13829493.5254 | 13829493.5254 | 11472858.6872 | 5995102.4534 | 0 | 47750259.5078 | 79047714.1738 | 749894.2093 | 8.9545 | 5332.5604 | 8827.7365 | 119.5814 | 197.9598
1 | 3500 | 707 | 0.035 | 15 | 15 | 7 | 1e-09 | 0 | CO2 | Porous | Wet | R245fa | MinimizeLCOE | IgnoreSilica | 135.6263 | 21.2071 | 2.2468 | 4 | 5314.8096 | 8797.183 | 119.1833 | 197.2747 | 83.1808 | 9.0615 | 7854211572.5756 | 4588431.8202 | 0 | 4529130.0327 | 0 | 0 | 0 | 824325.824 | 3877336.194 | 10088033.4257 | 6885290.1014 | 30792547.398 | 3144235.0165 | 13829493.5254 | 13829493.5254 | 11472858.6872 | 5995102.4534 | 0 | 47766275.9399 | 79063730.6059 | 1000000 | 8.9874 | 5314.8096 | 8797.183 | 119.1833 | 197.2747
1 | 3500 | 707 | 0.035 | 15 | 15 | 7 | 1.3335e-09 | 0 | CO2 | Porous | Wet | R245fa | MinimizeLCOE | IgnoreSilica | 135.7238 | 21.2264 | 2.2518 | 4 | 5301.4879 | 8776.267 | 118.8846 | 196.8057 | 83.1734 | 9.0595 | 8711840091.8686 | 4590307.1092 | 0 | 4531829.2381 | 0 | 0 | 0 | 814717.1646 | 3875372.8697 | 10082925.2586 | 6881803.6724 | 30776955.3126 | 3144235.0165 | 13829493.5254 | 13829493.5254 | 11472858.6872 | 5995102.4534 | 0 | 47750683.8545 | 79048138.5205 | 1333521.4322 | 9.007 | 5301.4879 | 8776.267 | 118.8846 | 196.8057
1 | 3500 | 707 | 0.035 | 15 | 15 | 7 | 1.7783e-09 | 0 | CO2 | Porous | Wet | R245fa | MinimizeLCOE | IgnoreSilica | 135.9406 | 21.2631 | 2.2567 | 4 | 5291.4998 | 8758.6655 | 118.6606 | 196.4109 | 83.1567 | 9.0548 | 8715921418.6163 | 4594455.564 | 0 | 4537852.5894 | 0 | 0 | 0 | 809289.2406 | 3877222.9837 | 10087738.8757 | 6885089.0649 | 30791648.3182 | 3144235.0165 | 13829493.5254 | 13829493.5254 | 11472858.6872 | 5995102.4534 | 0 | 47765376.8601 | 79062831.5261 | 1778279.41 | 9.0268 | 5291.4998 | 8758.6655 | 118.6606 | 196.4109
1 | 3500 | 707 | 0.035 | 15 | 15 | 7 | 2.3714e-09 | 0 | CO2 | Porous | Wet | R245fa | MinimizeLCOE | IgnoreSilica | 136.0844 | 21.2877 | 2.2603 | 4 | 5284.0076 | 8745.7281 | 118.4926 | 196.1208 | 83.1456 | 9.0517 | 8722527779.8967 | 4597201.5333 | 0 | 4541842.8921 | 0 | 0 | 0 | 804940.6166 | 3878154.1664 | 10090161.6221 | 6886742.6392 | 30799043.4697 | 3144235.0165 | 13829493.5254 | 13829493.5254 | 11472858.6872 | 5995102.4534 | 0 | 47772772.0115 | 79070226.6775 | 2371373.7057 | 9.041 | 5284.0076 | 8745.7281 | 118.4926 | 196.1208
1 | 3500 | 707 | 0.035 | 15 | 15 | 7 | 3.1623e-09 | 0 | CO2 | Porous | Wet | R245fa | MinimizeLCOE | IgnoreSilica | 136.2159 | 21.3098 | 2.2631 | 4 | 5278.3878 | 8735.7143 | 118.3666 | 195.8963 | 83.1354 | 9.0488 | 8723092977.5682 | 4599709.9466 | 0 | 4545494.5836 | 0 | 0 | 0 | 801959.1779 | 3879393.8462 | 10093387.0147 | 6888944.0359 | 30808888.6049 | 3144235.0165 | 13829493.5254 | 13829493.5254 | 11472858.6872 | 5995102.4534 | 0 | 47782617.1468 | 79080071.8128 | 3162277.6602 | 9.0525 | 5278.3878 | 8735.7143 | 118.3666 | 195.8963
1 | 3500 | 707 | 0.035 | 15 | 15 | 7 | 4.217e-09 | 0 | CO2 | Porous | Wet | R245fa | MinimizeLCOE | IgnoreSilica | 136.3085 | 21.3255 | 2.2652 | 4 | 5274.1729 | 8728.2881 | 118.272 | 195.7297 | 83.1282 | 9.0468 | 8724642142.7454 | 4601475.0999 | 0 | 4548065.7958 | 0 | 0 | 0 | 799634.8936 | 3880178.5578 | 10095428.6734 | 6890337.5099 | 30815120.5304 | 3144235.0165 | 13829493.5254 | 13829493.5254 | 11472858.6872 | 5995102.4534 | 0 | 47788849.0722 | 79086303.7382 | 4216965.0343 | 9.0609 | 5274.1729 | 8728.2881 | 118.272 | 195.7297
1 | 3500 | 707 | 0.035 | 15 | 15 | 7 | 5.6234e-09 | 0 | CO2 | Porous | Wet | R245fa | MinimizeLCOE | IgnoreSilica | 136.3692 | 21.3359 | 2.2667 | 4 | 5271.0118 | 8722.8362 | 118.2012 | 195.6075 | 83.1235 | 9.0455 | 8727421668.6505 | 4602633.1223 | 0 | 4549752.6715 | 0 | 0 | 0 | 797775.3624 | 3880562.8509 | 10096428.5253 | 6891019.9293 | 30818172.4618 | 3144235.0165 | 13829493.5254 | 13829493.5254 | 11472858.6872 | 5995102.4534 | 0 | 47791901.0037 | 79089355.6697 | 5623413.2519 | 9.0669 | 5271.0118 | 8722.8362 | 118.2012 | 195.6075
1 | 3500 | 707 | 0.035 | 15 | 15 | 7 | 7.4989e-09 | 0 | CO2 | Porous | Wet | R245fa | MinimizeLCOE | IgnoreSilica | 140.1016 | 21.913 | 2.2988 | 4 | 5271.387 | 8675.099 | 118.2096 | 194.537 | 82.8251 | 8.962 | 8032627445.7431 | 4672429.7549 | 0 | 4653360.0313 | 0 | 0 | 0 | 843598.8214 | 3966061.557 | 10318878.6201 | 7042846.69 | 31497175.4747 | 3144235.0165 | 13829493.5254 | 13829493.5254 | 11472858.6872 | 5995102.4534 | 0 | 48470904.0166 | 79768358.6826 | 7498942.0933 | 9.1951 | 5271.387 | 8675.099 | 118.2096 | 194.537
1 | 3500 | 707 | 0.035 | 15 | 15 | 7 | 1e-08 | 0 | CO2 | Porous | Wet | R245fa | MinimizeLCOE | IgnoreSilica | 136.4593 | 21.3512 | 2.2688 | 4 | 5266.863 | 8715.5475 | 118.1081 | 195.444 | 83.1165 | 9.0435 | 8729169885.8846 | 4604346.609 | 0 | 4552251.3288 | 0 | 0 | 0 | 795455.9054 | 3881300.9988 | 10098349.0346 | 6892330.7164 | 30824034.593 | 3144235.0165 | 13829493.5254 | 13829493.5254 | 11472858.6872 | 5995102.4534 | 0 | 47797763.1349 | 79095217.8009 | 10000000 | 9.0752 | 5266.863 | 8715.5475 | 118.1081 | 195.444
1 | 3600 | 707 | 0.035 | 15 | 15 | 7 | 1e-13 | 0 | CO2 | Porous | Wet | R245fa | MinimizeLCOE | IgnoreSilica | 0.93431 | 0.0091836 | 0.0013294 | 4 | 3412239.102 | 9475205.5089 | 76518.6315 | 212479.1778 | 56.5266 | 8.7187 | 17276621.0374 | 92382.8095 | 0 | 44079.8025 | 0 | 0 | 0 | 87043.2751 | 87167.296 | 226791.4237 | 154789.8068 | 692254.4137 | 3144235.0165 | 14308154.1186 | 14308154.1186 | 11772186.6032 | 6159593.5296 | 0 | 18144643.5488 | 50384577.8002 | 100 | 0.0053175 | 3412239.102 | 9475205.5089 | 76518.6315 | 212479.1778
1 | 3600 | 707 | 0.035 | 15 | 15 | 7 | 1.3335e-13 | 0 | CO2 | Porous | Wet | R245fa | MinimizeLCOE | IgnoreSilica | 1.3948 | 0.054841 | 0.0039998 | 4 | 1155580.7622 | 3170653.3477 | 25913.6174 | 71101.1298 | 63.9542 | 9.3309 | 113785570.5821 | 139002.6889 | 0 | 75148.1936 | 0 | 0 | 0 | 120403.3655 | 130476.1567 | 339472.1954 | 231696.7488 | 1036199.3489 | 3144235.0165 | 14308154.1186 | 14308154.1186 | 11772186.6032 | 6159593.5296 | 0 | 18488588.4839 | 50728522.7353 | 133.3521 | 0.015999 | 1155580.7622 | 3170653.3477 | 25913.6174 | 71101.1298
1 | 3600 | 707 | 0.035 | 15 | 15 | 7 | 1.7783e-13 | 0 | CO2 | Porous | Wet | R245fa | MinimizeLCOE | IgnoreSilica | 1.9504 | 0.12135 | 0.0083344 | 4 | 566089.4791 | 1533160.4515 | 12694.4188 | 34380.75 | 69.4945 | 9.7433 | 334073196.9487 | 191990.1487 | 0 | 111199.535 | 0 | 0 | 0 | 155196.8334 | 178770.7417 | 465124.799 | 317457.2327 | 1419739.2905 | 3144235.0165 | 14308154.1186 | 14308154.1186 | 11772186.6032 | 6159593.5296 | 0 | 18872128.4256 | 51112062.677 | 177.8279 | 0.033338 | 566089.4791 | 1533160.4515 | 12694.4188 | 34380.75
1 | 3600 | 707 | 0.035 | 15 | 15 | 7 | 2.3714e-13 | 0 | CO2 | Porous | Wet | R245fa | MinimizeLCOE | IgnoreSilica | 2.6692 | 0.21609 | 0.014795 | 4 | 326646.6871 | 871417.4252 | 7324.9725 | 19541.3237 | 74.0062 | 10.0485 | 481696616.7615 | 255643.5791 | 0 | 155498.0204 | 0 | 0 | 0 | 195461.2396 | 236575.1073 | 615519.9009 | 420104.98 | 1878802.8273 | 3144235.0165 | 14308154.1186 | 14308154.1186 | 11772186.6032 | 6159593.5296 | 0 | 19331191.9624 | 51571126.2138 | 237.1374 | 0.059181 | 326646.6871 | 871417.4252 | 7324.9725 | 19541.3237
1 | 3600 | 707 | 0.035 | 15 | 15 | 7 | 3.1623e-13 | 0 | CO2 | Porous | Wet | R245fa | MinimizeLCOE | IgnoreSilica | 3.5272 | 0.33756 | 0.023916 | 4 | 207267.4765 | 544276.977 | 4647.9227 | 12205.2788 | 77.4357 | 10.2655 | 818450879.2567 | 325928.797 | 0 | 205534.046 | 0 | 0 | 0 | 235605.4534 | 299156.6356 | 778344.2004 | 531235.9102 | 2375805.0426 | 3144235.0165 | 14308154.1186 | 14308154.1186 | 11772186.6032 | 6159593.5296 | 0 | 19828194.1777 | 52068128.4291 | 316.2278 | 0.095665 | 207267.4765 | 544276.977 | 4647.9227 | 12205.2788
1 | 3600 | 707 | 0.035 | 15 | 15 | 7 | 4.217e-13 | 0 | CO2 | Porous | Wet | R245fa | MinimizeLCOE | IgnoreSilica | 4.7233 | 0.51072 | 0.03664 | 4 | 139724.133 | 359699.1526 | 3133.2797 | 8066.166 | 80.4406 | 10.4405 | 1144824379.8913 | 416183.1917 | 0 | 271460.2228 | 0 | 0 | 0 | 289296.5867 | 381006.6005 | 991301.0192 | 676583.3148 | 3025830.9357 | 3144235.0165 | 14308154.1186 | 14308154.1186 | 11772186.6032 | 6159593.5296 | 0 | 20478220.0707 | 52718154.3221 | 421.6965 | 0.14656 | 139724.133 | 359699.1526 | 3133.2797 | 8066.166
1 | 3600 | 707 | 0.035 | 15 | 15 | 7 | 5.6234e-13 | 0 | CO2 | Porous | Wet | R245fa | MinimizeLCOE | IgnoreSilica | 6.2307 | 0.73498 | 0.053917 | 4 | 98426.1973 | 247914.7171 | 2207.1835 | 5559.4272 | 82.7753 | 10.5685 | 1467293198.3117 | 520708.7534 | 0 | 349829.2175 | 0 | 0 | 0 | 348290.5671 | 475343.1298 | 1236745.3176 | 844104.0918 | 3775021.0773 | 3144235.0165 | 14308154.1186 | 14308154.1186 | 11772186.6032 | 6159593.5296 | 0 | 21227410.2124 | 53467344.4638 | 562.3413 | 0.21567 | 98426.1973 | 247914.7171 | 2207.1835 | 5559.4272
1 | 3600 | 707 | 0.035 | 15 | 15 | 7 | 7.4989e-13 | 0 | CO2 | Porous | Wet | R245fa | MinimizeLCOE | IgnoreSilica | 8.1332 | 1.0229 | 0.077076 | 4 | 71666.5004 | 176238.2271 | 1607.1038 | 3952.0994 | 84.5977 | 10.6632 | 1930447499.6371 | 642227.8181 | 0 | 443304.508 | 0 | 0 | 0 | 413445.893 | 584601.5054 | 1521013.1989 | 1038122.7619 | 4642715.6853 | 3144235.0165 | 14308154.1186 | 14308154.1186 | 11772186.6032 | 6159593.5296 | 0 | 22095104.8204 | 54335039.0718 | 749.8942 | 0.3083 | 71666.5004 | 176238.2271 | 1607.1038 | 3952.0994
1 | 3600 | 707 | 0.035 | 15 | 15 | 7 | 1e-12 | 0 | CO2 | Porous | Wet | R245fa | MinimizeLCOE | IgnoreSilica | 10.6035 | 1.3996 | 0.10798 | 4 | 53573.3859 | 128219.3919 | 1201.3701 | 2875.2887 | 86.0534 | 10.7346 | 2366262511.7154 | 787730.1053 | 0 | 558116.4926 | 0 | 0 | 0 | 490034.3805 | 715993.5816 | 1862868.4288 | 1271445.9808 | 5686188.9695 | 3144235.0165 | 14308154.1186 | 14308154.1186 | 11772186.6032 | 6159593.5296 | 0 | 23138578.1045 | 55378512.356 | 1000 | 0.4319 | 53573.3859 | 128219.3919 | 1201.3701 | 2875.2887
1 | 3600 | 707 | 0.035 | 15 | 15 | 7 | 1.3335e-12 | 0 | CO2 | Porous | Wet | R245fa | MinimizeLCOE | IgnoreSilica | 13.7339 | 1.8806 | 0.14876 | 4 | 40936.1531 | 95118.9613 | 917.9833 | 2133.0196 | 87.1791 | 10.7855 | 2880772780.6931 | 957966.031 | 0 | 695893.1722 | 0 | 0 | 0 | 575696.9946 | 869526.9172 | 2262330.6739 | 1544087.1712 | 6905500.9601 | 3144235.0165 | 14308154.1186 | 14308154.1186 | 11772186.6032 | 6159593.5296 | 0 | 24357890.0952 | 56597824.3466 | 1333.5214 | 0.59502 | 40936.1531 | 95118.9613 | 917.9833 | 2133.0196
1 | 3600 | 707 | 0.035 | 15 | 15 | 7 | 1.7783e-12 | 0 | CO2 | Porous | Wet | R245fa | MinimizeLCOE | IgnoreSilica | 17.6922 | 2.492 | 0.20217 | 4 | 31883.3057 | 71751.2162 | 714.9754 | 1609.0036 | 88.042 | 10.8193 | 3441240850.5739 | 1157073.2516 | 0 | 861137.1014 | 0 | 0 | 0 | 671477.2169 | 1048978.1523 | 2729225.9772 | 1862752.8094 | 8330644.5089 | 3144235.0165 | 14308154.1186 | 14308154.1186 | 11772186.6032 | 6159593.5296 | 0 | 25783033.6439 | 58022967.8953 | 1778.2794 | 0.80867 | 31883.3057 | 71751.2162 | 714.9754 | 1609.0036
1 | 3600 | 707 | 0.035 | 15 | 15 | 7 | 2.3714e-12 | 0 | CO2 | Porous | Wet | R245fa | MinimizeLCOE | IgnoreSilica | 22.6816 | 3.2658 | 0.27156 | 4 | 25267.4301 | 54947.4294 | 566.616 | 1232.1827 | 88.6901 | 10.8368 | 4015344779.6382 | 1389509.5222 | 0 | 1058982.9399 | 0 | 0 | 0 | 778362.0169 | 1258473.2468 | 3274289.2398 | 2234769.6861 | 9994386.6517 | 3144235.0165 | 14308154.1186 | 14308154.1186 | 11772186.6032 | 6159593.5296 | 0 | 27446775.7868 | 59686710.0382 | 2371.3737 | 1.0863 | 25267.4301 | 54947.4294 | 566.616 | 1232.1827
1 | 3600 | 707 | 0.035 | 15 | 15 | 7 | 3.1623e-12 | 0 | CO2 | Porous | Wet | R245fa | MinimizeLCOE | IgnoreSilica | 28.8519 | 4.2277 | 0.36055 | 4 | 20349.1058 | 42703.5078 | 456.3237 | 957.6158 | 89.1443 | 10.8339 | 4630448078.7429 | 1655927.5706 | 0 | 1291919.3549 | 0 | 0 | 0 | 892803.9052 | 1497853.824 | 3897108.3979 | 2659856.5592 | 11895469.6118 | 3144235.0165 | 14308154.1186 | 14308154.1186 | 11772186.6032 | 6159593.5296 | 0 | 29347858.7469 | 61587792.9983 | 3162.2777 | 1.4422 | 20349.1058 | 42703.5078 | 456.3237 | 957.6158
1 | 3600 | 707 | 0.035 | 15 | 15 | 7 | 4.217e-12 | 0 | CO2 | Porous | Wet | R245fa | MinimizeLCOE | IgnoreSilica | 36.3692 | 5.4041 | 0.47255 | 4 | 16661.1762 | 33717.4987 | 373.6228 | 756.1067 | 89.4375 | 10.8145 | 5238995923.8492 | 1957425.9852 | 0 | 1562500.1263 | 0 | 0 | 0 | 1013328.0999 | 1767969.1424 | 4599893.0483 | 3139521.5238 | 14040637.9259 | 3144235.0165 | 14308154.1186 | 14308154.1186 | 11772186.6032 | 6159593.5296 | 0 | 31493027.061 | 63732961.3124 | 4216.965 | 1.8902 | 16661.1762 | 33717.4987 | 373.6228 | 756.1067
1 | 3600 | 707 | 0.035 | 15 | 15 | 7 | 5.6234e-12 | 0 | CO2 | Porous | Wet | R245fa | MinimizeLCOE | IgnoreSilica | 45.2413 | 6.8 | 0.60989 | 4 | 13867.549 | 27083.1175 | 310.9764 | 607.3323 | 89.572 | 10.7715 | 5850937757.0246 | 2288156.6174 | 0 | 1868003.8468 | 0 | 0 | 0 | 1131775.5287 | 2062295.0372 | 5365668.652 | 3662179.1084 | 16378078.7904 | 3144235.0165 | 14308154.1186 | 14308154.1186 | 11772186.6032 | 6159593.5296 | 0 | 33830467.9255 | 66070402.1769 | 5623.4133 | 2.4395 | 13867.549 | 27083.1175 | 310.9764 | 607.3323
1 | 3600 | 707 | 0.035 | 15 | 15 | 7 | 7.4989e-12 | 0 | CO2 | Porous | Wet | R245fa | MinimizeLCOE | IgnoreSilica | 55.3487 | 8.4002 | 0.77258 | 4 | 11741.7314 | 22174.3037 | 263.3055 | 497.2534 | 89.5533 | 10.7012 | 6435645622.7401 | 2638769.0118 | 0 | 2202252.125 | 0 | 0 | 0 | 1239610.8477 | 2371446.474 | 6170017.2747 | 4211163.5711 | 18833259.3043 | 3144235.0165 | 14308154.1186 | 14308154.1186 | 11772186.6032 | 6159593.5296 | 0 | 36285648.4394 | 68525582.6908 | 7498.9421 | 3.0903 | 11741.7314 | 22174.3037 | 263.3055 | 497.2534
1 | 3600 | 707 | 0.035 | 15 | 15 | 7 | 1e-11 | 0 | CO2 | Porous | Wet | R245fa | MinimizeLCOE | IgnoreSilica | 66.3233 | 10.1504 | 0.95667 | 4 | 10122.6912 | 18547.7085 | 226.9989 | 415.9279 | 89.3893 | 10.6023 | 6969896930.173 | 2993479.6866 | 0 | 2552425.8775 | 0 | 0 | 0 | 1325994.6541 | 2680041.0851 | 6972917.1514 | 4759159.2349 | 21284017.6895 | 3144235.0165 | 14308154.1186 | 14308154.1186 | 11772186.6032 | 6159593.5296 | 0 | 38736406.8246 | 70976341.076 | 10000 | 3.8267 | 10122.6912 | 18547.7085 | 226.9989 | 415.9279
1 | 3600 | 707 | 0.035 | 15 | 15 | 7 | 1.3335e-11 | 0 | CO2 | Porous | Wet | R245fa | MinimizeLCOE | IgnoreSilica | 77.5413 | 11.9549 | 1.1535 | 4 | 8892.3044 | 15879.7628 | 199.4078 | 356.0998 | 89.1004 | 10.4783 | 7442848973.1793 | 3331986.5571 | 0 | 2899675.5492 | 0 | 0 | 0 | 1380388.2854 | 2968699.6528 | 7723947.5326 | 5271752.9022 | 23576450.4794 | 3144235.0165 | 14308154.1186 | 14308154.1186 | 11772186.6032 | 6159593.5296 | 0 | 41028839.6145 | 73268773.8659 | 13335.2143 | 4.614 | 8892.3044 | 15879.7628 | 199.4078 | 356.0998
1 | 3600 | 707 | 0.035 | 15 | 15 | 7 | 1.7783e-11 | 0 | CO2 | Porous | Wet | R245fa | MinimizeLCOE | IgnoreSilica | 88.3501 | 13.7097 | 1.3517 | 4 | 7961.0006 | 13923.8102 | 178.5235 | 312.2381 | 88.7216 | 10.3376 | 7836485133.4129 | 3637436.7743 | 0 | 3226138.002 | 0 | 0 | 0 | 1399047.1632 | 3222422.5564 | 8384082.482 | 5722308.5696 | 25591435.5475 | 3144235.0165 | 14308154.1186 | 14308154.1186 | 11772186.6032 | 6159593.5296 | 0 | 43043824.6826 | 75283758.934 | 17782.7941 | 5.4068 | 7961.0006 | 13923.8102 | 178.5235 | 312.2381
1 | 3600 | 707 | 0.035 | 15 | 15 | 7 | 2.3714e-11 | 0 | CO2 | Porous | Wet | R245fa | MinimizeLCOE | IgnoreSilica | 96.182 | 15.0179 | 1.5235 | 4 | 7258.4848 | 12549.0715 | 162.7698 | 281.4099 | 88.3827 | 10.2198 | 8152234368.8044 | 3846476.6781 | 0 | 3458859.3744 | 0 | 0 | 0 | 1340898.6049 | 3372031.5164 | 8773334.3069 | 5987980.9384 | 26779581.4191 | 3144235.0165 | 14308154.1186 | 14308154.1186 | 11772186.6032 | 6159593.5296 | 0 | 44231970.5541 | 76471904.8056 | 23713.7371 | 6.0938 | 7258.4848 | 12549.0715 | 162.7698 | 281.4099
1 | 3600 | 707 | 0.035 | 15 | 15 | 7 | 3.1623e-11 | 0 | CO2 | Porous | Wet | R245fa | MinimizeLCOE | IgnoreSilica | 106.6593 | 16.7258 | 1.7092 | 4 | 6729.6951 | 11445.3693 | 150.9118 | 256.6596 | 87.8643 | 10.0496 | 8398402537.6843 | 4111559.0469 | 0 | 3765372.6146 | 0 | 0 | 0 | 1343147.6823 | 3595830.9441 | 9355614.5101 | 6385399.1418 | 28556923.9397 | 3144235.0165 | 14308154.1186 | 14308154.1186 | 11772186.6032 | 6159593.5296 | 0 | 46009313.0747 | 78249247.3262 | 31622.7766 | 6.8368 | 6729.6951 | 11445.3693 | 150.9118 | 256.6596
1 | 3600 | 707 | 0.035 | 15 | 15 | 7 | 4.217e-11 | 0 | CO2 | Porous | Wet | R245fa | MinimizeLCOE | IgnoreSilica | 113.6755 | 17.8971 | 1.8544 | 4 | 6334.5069 | 10680.9162 | 142.0498 | 239.5169 | 87.4702 | 9.925 | 8585626399.8837 | 4279649.6475 | 0 | 3968175.9948 | 0 | 0 | 0 | 1287868.0511 | 3718920.5404 | 9675868.3907 | 6603978.9958 | 29534461.6203 | 3144235.0165 | 14308154.1186 | 14308154.1186 | 11772186.6032 | 6159593.5296 | 0 | 46986850.7554 | 79226785.0068 | 42169.6503 | 7.4176 | 6334.5069 | 10680.9162 | 142.0498 | 239.5169
1 | 3600 | 707 | 0.035 | 15 | 15 | 7 | 5.6234e-11 | 0 | CO2 | Porous | Wet | R245fa | MinimizeLCOE | IgnoreSilica | 119.3318 | 18.8485 | 1.9751 | 4 | 6038.3171 | 10119.216 | 135.4078 | 226.921 | 87.1245 | 9.8182 | 8724599189.7829 | 4409671.2158 | 0 | 4130449.1712 | 0 | 0 | 0 | 1227096.5596 | 3809214.6092 | 9910795.0357 | 6764321.2583 | 30251547.8498 | 3144235.0165 | 14308154.1186 | 14308154.1186 | 11772186.6032 | 6159593.5296 | 0 | 47703936.9849 | 79943871.2363 | 56234.1325 | 7.9002 | 6038.3171 | 10119.216 | 135.4078 | 226.921
1 | 3600 | 707 | 0.035 | 15 | 15 | 7 | 7.4989e-11 | 0 | CO2 | Porous | Wet | R245fa | MinimizeLCOE | IgnoreSilica | 123.7876 | 19.6028 | 2.0726 | 4 | 5816.3143 | 9705.1385 | 130.4294 | 217.6354 | 86.8341 | 9.7301 | 8828566360.3424 | 4508641.2214 | 0 | 4257598.4794 | 0 | 0 | 0 | 1167471.6829 | 3874147.4397 | 10079736.9411 | 6879627.5802 | 30767223.3448 | 3144235.0165 | 14308154.1186 | 14308154.1186 | 11772186.6032 | 6159593.5296 | 0 | 48219612.4799 | 80459546.7313 | 74989.4209 | 8.2904 | 5816.3143 | 9705.1385 | 130.4294 | 217.6354
1 | 3600 | 707 | 0.035 | 15 | 15 | 7 | 1e-10 | 0 | CO2 | Porous | Wet | R245fa | MinimizeLCOE | IgnoreSilica | 127.2512 | 20.1923 | 2.15 | 4 | 5649.8589 | 9398.7191 | 126.6967 | 210.764 | 86.5973 | 9.6591 | 8905188740.2499 | 4583461.1176 | 0 | 4356059.9393 | 0 | 0 | 0 | 1113255.9502 | 3920583.0328 | 10200552.8291 | 6962086.9063 | 31135999.7752 | 3144235.0165 | 14308154.1186 | 14308154.1186 | 11772186.6032 | 6159593.5296 | 0 | 48588388.9103 | 80828323.1617 | 100000 | 8.5999 | 5649.8589 | 9398.7191 | 126.6967 | 210.764
1 | 3600 | 707 | 0.035 | 15 | 15 | 7 | 1.3335e-10 | 0 | CO2 | Porous | Wet | R245fa | MinimizeLCOE | IgnoreSilica | 129.9165 | 20.6478 | 2.2105 | 4 | 5525.0051 | 9171.2652 | 123.8969 | 205.6634 | 86.4083 | 9.603 | 8961545946.5415 | 4639768.7819 | 0 | 4431617.991 | 0 | 0 | 0 | 1066386.5049 | 3953731.5783 | 10286798.545 | 7020951.3795 | 31399254.7806 | 3144235.0165 | 14308154.1186 | 14308154.1186 | 11772186.6032 | 6159593.5296 | 0 | 48851643.9156 | 81091578.1671 | 133352.1432 | 8.8419 | 5525.0051 | 9171.2652 | 123.8969 | 205.6634
1 | 3600 | 707 | 0.035 | 15 | 15 | 7 | 1.7783e-10 | 0 | CO2 | Porous | Wet | R245fa | MinimizeLCOE | IgnoreSilica | 131.9849 | 21.0044 | 2.258 | 4 | 5429.5187 | 8999.1118 | 121.7556 | 201.8029 | 86.2494 | 9.5552 | 9002999341.8037 | 4682141.1013 | 0 | 4490510.9749 | 0 | 0 | 0 | 1025435.7026 | 3977254.2337 | 10347999.6691 | 7062722.4043 | 31586064.086 | 3144235.0165 | 14308154.1186 | 14308154.1186 | 11772186.6032 | 6159593.5296 | 0 | 49038453.2211 | 81278387.4725 | 177827.941 | 9.0318 | 5429.5187 | 8999.1118 | 121.7556 | 201.8029
1 | 3600 | 707 | 0.035 | 15 | 15 | 7 | 2.3714e-10 | 0 | CO2 | Porous | Wet | R245fa | MinimizeLCOE | IgnoreSilica | 133.7 | 21.2966 | 2.2953 | 4 | 5359.3577 | 8870.7978 | 120.1823 | 198.9255 | 86.122 | 9.5179 | 9182008457.9121 | 4717256.7677 | 0 | 4538947.7579 | 0 | 0 | 0 | 996109.4568 | 3998402.4531 | 10403022.9979 | 7100276.9568 | 31754016.39 | 3144235.0165 | 14308154.1186 | 14308154.1186 | 11772186.6032 | 6159593.5296 | 0 | 49206405.5251 | 81446339.7765 | 237137.3706 | 9.1814 | 5359.3577 | 8870.7978 | 120.1823 | 198.9255
1 | 3600 | 707 | 0.035 | 15 | 15 | 7 | 3.1623e-10 | 0 | CO2 | Porous | Wet | R245fa | MinimizeLCOE | IgnoreSilica | 134.4914 | 21.4386 | 2.3193 | 4 | 5306.7054 | 8781.9198 | 119.0016 | 196.9324 | 86.0628 | 9.5007 | 9079869998.5917 | 4733329.7694 | 0 | 4561259.4375 | 0 | 0 | 0 | 965623.7999 | 4001483.0727 | 10411038.138 | 7105747.4546 | 31778481.6721 | 3144235.0165 | 14308154.1186 | 14308154.1186 | 11772186.6032 | 6159593.5296 | 0 | 49230870.8072 | 81470805.0586 | 316227.766 | 9.2771 | 5306.7054 | 8781.9198 | 119.0016 | 196.9324
1 | 3600 | 707 | 0.035 | 15 | 15 | 7 | 4.217e-10 | 0 | CO2 | Porous | Wet | R245fa | MinimizeLCOE | IgnoreSilica | 136.0673 | 21.6999 | 2.3463 | 4 | 5267.232 | 8702.4001 | 118.1164 | 195.1492 | 85.9421 | 9.4656 | 8189800115.9935 | 4764962.2393 | 0 | 4605700.882 | 0 | 0 | 0 | 955238.3754 | 4027101.5837 | 10477692.2487 | 7151240.2548 | 31981935.5838 | 3144235.0165 | 14308154.1186 | 14308154.1186 | 11772186.6032 | 6159593.5296 | 0 | 49434324.7188 | 81674258.9702 | 421696.5034 | 9.3853 | 5267.232 | 8702.4001 | 118.1164 | 195.1492
1 | 3600 | 707 | 0.035 | 15 | 15 | 7 | 5.6234e-10 | 0 | CO2 | Porous | Wet | R245fa | MinimizeLCOE | IgnoreSilica | 136.1723 | 21.7266 | 2.357 | 4 | 5237.5282 | 8657.1646 | 117.4503 | 194.1348 | 85.9344 | 9.4634 | 9063615310.0363 | 4767087.506 | 0 | 4608639.1986 | 0 | 0 | 0 | 932249.7957 | 4020110.8351 | 10459503.7549 | 7138826.234 | 31926417.3244 | 3144235.0165 | 14308154.1186 | 14308154.1186 | 11772186.6032 | 6159593.5296 | 0 | 49378806.4595 | 81618740.7109 | 562341.3252 | 9.4279 | 5237.5282 | 8657.1646 | 117.4503 | 194.1348
1 | 3600 | 707 | 0.035 | 15 | 15 | 7 | 7.4989e-10 | 0 | CO2 | Porous | Wet | R245fa | MinimizeLCOE | IgnoreSilica | 136.7176 | 21.8202 | 2.3692 | 4 | 5215.2814 | 8617.1979 | 116.9514 | 193.2386 | 85.8922 | 9.4512 | 9101912775.5155 | 4777943.2625 | 0 | 4623996.5641 | 0 | 0 | 0 | 921008.5868 | 4025949.8812 | 10474695.7551 | 7149195.0863 | 31972789.1361 | 3144235.0165 | 14308154.1186 | 14308154.1186 | 11772186.6032 | 6159593.5296 | 0 | 49425178.2712 | 81665112.5226 | 749894.2093 | 9.477 | 5215.2814 | 8617.1979 | 116.9514 | 193.2386
1 | 3600 | 707 | 0.035 | 15 | 15 | 7 | 1e-09 | 0 | CO2 | Porous | Wet | R245fa | MinimizeLCOE | IgnoreSilica | 137.0855 | 21.8839 | 2.3781 | 4 | 5198.5917 | 8587.8195 | 116.5772 | 192.5798 | 85.8637 | 9.443 | 9110714126.4898 | 4785241.5715 | 0 | 4634351.3506 | 0 | 0 | 0 | 911840.2434 | 4029258.9346 | 10483305.2331 | 7155071.232 | 31999068.5652 | 3144235.0165 | 14308154.1186 | 14308154.1186 | 11772186.6032 | 6159593.5296 | 0 | 49451457.7003 | 81691391.9517 | 1000000 | 9.5125 | 5198.5917 | 8587.8195 | 116.5772 | 192.5798
1 | 3600 | 707 | 0.035 | 15 | 15 | 7 | 1.3335e-09 | 0 | CO2 | Porous | Wet | R245fa | MinimizeLCOE | IgnoreSilica | 137.3561 | 21.9309 | 2.3847 | 4 | 5186.0718 | 8565.8842 | 116.2964 | 192.0879 | 85.8426 | 9.4369 | 9118421706.2841 | 4790597.141 | 0 | 4641966.8483 | 0 | 0 | 0 | 904788.6549 | 4031567.5312 | 10489311.728 | 7159170.7882 | 32017402.6915 | 3144235.0165 | 14308154.1186 | 14308154.1186 | 11772186.6032 | 6159593.5296 | 0 | 49469791.8266 | 81709726.078 | 1333521.4322 | 9.539 | 5186.0718 | 8565.8842 | 116.2964 | 192.0879
1 | 3600 | 707 | 0.035 | 15 | 15 | 7 | 1.7783e-09 | 0 | CO2 | Porous | Wet | R245fa | MinimizeLCOE | IgnoreSilica | 137.5756 | 21.9688 | 2.3899 | 4 | 5176.6807 | 8549.2368 | 116.0858 | 191.7146 | 85.8254 | 9.432 | 9123921607.5149 | 4794931.7111 | 0 | 4648143.4025 | 0 | 0 | 0 | 899657.7797 | 4033665.8284 | 10494771.0669 | 7162896.8991 | 32034066.6877 | 3144235.0165 | 14308154.1186 | 14308154.1186 | 11772186.6032 | 6159593.5296 | 0 | 49486455.8228 | 81726390.0742 | 1778279.41 | 9.5595 | 5176.6807 | 8549.2368 | 116.0858 | 191.7146
1 | 3600 | 707 | 0.035 | 15 | 15 | 7 | 2.3714e-09 | 0 | CO2 | Porous | Wet | R245fa | MinimizeLCOE | IgnoreSilica | 137.7239 | 21.9946 | 2.3936 | 4 | 5169.6368 | 8536.9708 | 115.9278 | 191.4395 | 85.8138 | 9.4286 | 9126212521.959 | 4797857.9793 | 0 | 4652317.1115 | 0 | 0 | 0 | 895561.8177 | 4034837.3943 | 10497819.241 | 7164977.3406 | 32043370.8844 | 3144235.0165 | 14308154.1186 | 14308154.1186 | 11772186.6032 | 6159593.5296 | 0 | 49495760.0195 | 81735694.2709 | 2371373.7057 | 9.5743 | 5169.6368 | 8536.9708 | 115.9278 | 191.4395
1 | 3600 | 707 | 0.035 | 15 | 15 | 7 | 3.1623e-09 | 0 | CO2 | Porous | Wet | R245fa | MinimizeLCOE | IgnoreSilica | 137.836 | 22.0142 | 2.3964 | 4 | 5164.3538 | 8527.7667 | 115.8094 | 191.2331 | 85.805 | 9.4261 | 9129930313.1572 | 4800065.9814 | 0 | 4655469.4653 | 0 | 0 | 0 | 892481.4982 | 4035726.6085 | 10500132.794 | 7166556.3881 | 32050432.7355 | 3144235.0165 | 14308154.1186 | 14308154.1186 | 11772186.6032 | 6159593.5296 | 0 | 49502821.8705 | 81742756.1219 | 3162277.6602 | 9.5855 | 5164.3538 | 8527.7667 | 115.8094 | 191.2331
1 | 3600 | 707 | 0.035 | 15 | 15 | 7 | 4.217e-09 | 0 | CO2 | Porous | Wet | R245fa | MinimizeLCOE | IgnoreSilica | 137.9286 | 22.0302 | 2.3985 | 4 | 5160.3916 | 8520.7574 | 115.7205 | 191.0759 | 85.7978 | 9.424 | 9131076932.9102 | 4801888.7992 | 0 | 4658074.8412 | 0 | 0 | 0 | 890272.7059 | 4036592.1751 | 10502384.8206 | 7168093.4425 | 32057306.7845 | 3144235.0165 | 14308154.1186 | 14308154.1186 | 11772186.6032 | 6159593.5296 | 0 | 49509695.9196 | 81749630.171 | 4216965.0343 | 9.5942 | 5160.3916 | 8520.7574 | 115.7205 | 191.0759
1 | 3600 | 707 | 0.035 | 15 | 15 | 7 | 5.6234e-09 | 0 | CO2 | Porous | Wet | R245fa | MinimizeLCOE | IgnoreSilica | 138.0017 | 22.0427 | 2.4002 | 4 | 5157.4201 | 8515.4553 | 115.6539 | 190.957 | 85.792 | 9.4223 | 9131226873.1343 | 4803327.6768 | 0 | 4660133.0912 | 0 | 0 | 0 | 888658.427 | 4037326.486 | 10504295.3472 | 7169397.4161 | 32063138.4443 | 3144235.0165 | 14308154.1186 | 14308154.1186 | 11772186.6032 | 6159593.5296 | 0 | 49515527.5794 | 81755461.8308 | 5623413.2519 | 9.6008 | 5157.4201 | 8515.4553 | 115.6539 | 190.957
1 | 3600 | 707 | 0.035 | 15 | 15 | 7 | 7.4989e-09 | 0 | CO2 | Porous | Wet | R245fa | MinimizeLCOE | IgnoreSilica | 138.0601 | 22.0527 | 2.4015 | 4 | 5155.1916 | 8511.4359 | 115.6039 | 190.8669 | 85.7874 | 9.421 | 9130672024.2337 | 4804474.3611 | 0 | 4661774.5143 | 0 | 0 | 0 | 887489.6182 | 4037958.0125 | 10505938.4493 | 7170518.8671 | 32068153.8224 | 3144235.0165 | 14308154.1186 | 14308154.1186 | 11772186.6032 | 6159593.5296 | 0 | 49520542.9575 | 81760477.2089 | 7498942.0933 | 9.606 | 5155.1916 | 8511.4359 | 115.6039 | 190.8669
1 | 3600 | 707 | 0.035 | 15 | 15 | 7 | 1e-08 | 0 | CO2 | Porous | Wet | R245fa | MinimizeLCOE | IgnoreSilica | 138.0944 | 22.0587 | 2.4024 | 4 | 5153.5204 | 8508.5434 | 115.5664 | 190.802 | 85.7847 | 9.4202 | 9132084347.4235 | 4805147.9846 | 0 | 4662738.2133 | 0 | 0 | 0 | 886487.3186 | 4038205.6714 | 10506582.8072 | 7170958.6546 | 32070120.6497 | 3144235.0165 | 14308154.1186 | 14308154.1186 | 11772186.6032 | 6159593.5296 | 0 | 49522509.7848 | 81762444.0362 | 10000000 | 9.6095 | 5153.5204 | 8508.5434 | 115.5664 | 190.802
1 | 3700 | 707 | 0.035 | 15 | 15 | 7 | 1e-13 | 0 | CO2 | Porous | Wet | R245fa | MinimizeLCOE | IgnoreSilica | 0.98802 | 0.01086 | 0.0014118 | 4 | 3308863.4995 | 9187273.0558 | 74200.4588 | 206022.3626 | 58.1498 | 9.1368 | 129715597.0205 | 99696.618 | 0 | 47313.232 | 0 | 0 | 0 | 94719.2122 | 94274.3343 | 245282.4795 | 167410.3323 | 748696.2083 | 3144235.0165 | 14792674.8026 | 14792674.8026 | 12077081.6056 | 6326428.6422 | 0 | 18685606.0274 | 51881791.0777 | 100 | 0.0056471 | 3308863.4995 | 9187273.0558 | 74200.4588 | 206022.3626
1 | 3700 | 707 | 0.035 | 15 | 15 | 7 | 1.3335e-13 | 0 | CO2 | Porous | Wet | R245fa | MinimizeLCOE | IgnoreSilica | 1.4633 | 0.058988 | 0.0043185 | 4 | 1102567.5751 | 3024290.3143 | 24724.8096 | 67818.9744 | 65.6978 | 9.7505 | 184110211.0188 | 148693.5044 | 0 | 79531.5322 | 0 | 0 | 0 | 129847.4333 | 139648.2633 | 363336.1352 | 247984.3781 | 1109041.2464 | 3144235.0165 | 14792674.8026 | 14792674.8026 | 12077081.6056 | 6326428.6422 | 0 | 19045951.0655 | 52242136.1159 | 133.3521 | 0.017274 | 1102567.5751 | 3024290.3143 | 24724.8096 | 67818.9744
1 | 3700 | 707 | 0.035 | 15 | 15 | 7 | 1.7783e-13 | 0 | CO2 | Porous | Wet | R245fa | MinimizeLCOE | IgnoreSilica | 2.041 | 0.1294 | 0.009043 | 4 | 537740.0568 | 1455474.2452 | 12058.6899 | 32638.6558 | 71.4182 | 10.1695 | 283462122.9538 | 204816.8053 | 0 | 117190.7098 | 0 | 0 | 0 | 166866.6471 | 190660.9233 | 496060.6125 | 338571.561 | 1514167.2591 | 3144235.0165 | 14792674.8026 | 14792674.8026 | 12077081.6056 | 6326428.6422 | 0 | 19451077.0782 | 52647262.1286 | 177.8279 | 0.036172 | 537740.0568 | 1455474.2452 | 12058.6899 | 32638.6558
1 | 3700 | 707 | 0.035 | 15 | 15 | 7 | 2.3714e-13 | 0 | CO2 | Porous | Wet | R245fa | MinimizeLCOE | IgnoreSilica | 2.7204 | 0.22225 | 0.016034 | 4 | 310034.3897 | 827628.628 | 6952.4457 | 18559.3706 | 75.7516 | 10.4589 | 388904036.3311 | 266352.5807 | 0 | 159366.038 | 0 | 0 | 0 | 203003.7544 | 245201.7255 | 637964.5919 | 435423.9428 | 1947312.6332 | 3144235.0165 | 14792674.8026 | 14792674.8026 | 12077081.6056 | 6326428.6422 | 0 | 19884222.4524 | 53080407.5027 | 237.1374 | 0.064136 | 310034.3897 | 827628.628 | 6952.4457 | 18559.3706
1 | 3700 | 707 | 0.035 | 15 | 15 | 7 | 3.1623e-13 | 0 | CO2 | Porous | Wet | R245fa | MinimizeLCOE | IgnoreSilica | 3.7144 | 0.36249 | 0.02607 | 4 | 196447.5973 | 514784.2955 | 4405.2896 | 11543.9126 | 79.7686 | 10.7087 | 881820159.4696 | 349549.9569 | 0 | 217719.3152 | 0 | 0 | 0 | 255610.2952 | 320923.0312 | 834975.8969 | 569888.2067 | 2548666.7021 | 3144235.0165 | 14792674.8026 | 14792674.8026 | 12077081.6056 | 6326428.6422 | 0 | 20485576.5212 | 53681761.5715 | 316.2278 | 0.10428 | 196447.5973 | 514784.2955 | 4405.2896 | 11543.9126
1 | 3700 | 707 | 0.035 | 15 | 15 | 7 | 4.217e-13 | 0 | CO2 | Porous | Wet | R245fa | MinimizeLCOE | IgnoreSilica | 4.9324 | 0.54301 | 0.039923 | 4 | 132468.3772 | 340344.6085 | 2970.5711 | 7632.145 | 82.8054 | 10.8823 | 1189250043.7771 | 443189.1333 | 0 | 285149.6425 | 0 | 0 | 0 | 310400.5578 | 405108.3401 | 1054008.8018 | 719382.6649 | 3217239.1405 | 3144235.0165 | 14792674.8026 | 14792674.8026 | 12077081.6056 | 6326428.6422 | 0 | 21154148.9596 | 54350334.0099 | 421.6965 | 0.15969 | 132468.3772 | 340344.6085 | 2970.5711 | 7632.145
1 | 3700 | 707 | 0.035 | 15 | 15 | 7 | 5.6234e-13 | 0 | CO2 | Porous | Wet | R245fa | MinimizeLCOE | IgnoreSilica | 6.4741 | 0.77743 | 0.058725 | 4 | 93360.0208 | 234680.0057 | 2093.5757 | 5262.642 | 85.2014 | 11.0113 | 1630409630.0938 | 552332.2531 | 0 | 365765.8664 | 0 | 0 | 0 | 371250.2002 | 502845.8447 | 1308301.74 | 892942.8204 | 3993438.7247 | 3144235.0165 | 14792674.8026 | 14792674.8026 | 12077081.6056 | 6326428.6422 | 0 | 21930348.5438 | 55126533.5942 | 562.3413 | 0.2349 | 93360.0208 | 234680.0057 | 2093.5757 | 5262.642
1 | 3700 | 707 | 0.035 | 15 | 15 | 7 | 7.4989e-13 | 0 | CO2 | Porous | Wet | R245fa | MinimizeLCOE | IgnoreSilica | 8.4692 | 1.0849 | 0.084003 | 4 | 68028.9869 | 166823.9719 | 1525.5335 | 3740.987 | 87.1237 | 11.1094 | 2068841241.4198 | 682496.3364 | 0 | 464386.5602 | 0 | 0 | 0 | 442126.9915 | 619713.8564 | 1612368.3335 | 1100474.5185 | 4921566.5966 | 3144235.0165 | 14792674.8026 | 14792674.8026 | 12077081.6056 | 6326428.6422 | 0 | 22858476.4157 | 56054661.4661 | 749.8942 | 0.33601 | 68028.9869 | 166823.9719 | 1525.5335 | 3740.987
1 | 3700 | 707 | 0.035 | 15 | 15 | 7 | 1e-12 | 0 | CO2 | Porous | Wet | R245fa | MinimizeLCOE | IgnoreSilica | 11.0297 | 1.4833 | 0.11766 | 4 | 50903.5293 | 121435.061 | 1141.4993 | 2723.1517 | 88.6395 | 11.1822 | 2544167881.6721 | 836533.253 | 0 | 584104.4427 | 0 | 0 | 0 | 523410.8236 | 758178.9225 | 1972626.0325 | 1346357.8006 | 6021211.2748 | 3144235.0165 | 14792674.8026 | 14792674.8026 | 12077081.6056 | 6326428.6422 | 0 | 23958121.094 | 57154306.1443 | 1000 | 0.47066 | 50903.5293 | 121435.061 | 1141.4993 | 2723.1517
1 | 3700 | 707 | 0.035 | 15 | 15 | 7 | 1.3335e-12 | 0 | CO2 | Porous | Wet | R245fa | MinimizeLCOE | IgnoreSilica | 14.2823 | 1.993 | 0.16209 | 4 | 38940.8087 | 90141.6689 | 873.2382 | 2021.405 | 89.8157 | 11.2341 | 3082886346.3258 | 1017239.739 | 0 | 728142.6451 | 0 | 0 | 0 | 614916.8043 | 920516.6835 | 2394995.5864 | 1634633.7 | 7310445.1582 | 3144235.0165 | 14792674.8026 | 14792674.8026 | 12077081.6056 | 6326428.6422 | 0 | 25247354.9773 | 58443540.0276 | 1333.5214 | 0.64835 | 38940.8087 | 90141.6689 | 873.2382 | 2021.405
1 | 3700 | 707 | 0.035 | 15 | 15 | 7 | 1.7783e-12 | 0 | CO2 | Porous | Wet | R245fa | MinimizeLCOE | IgnoreSilica | 18.389 | 2.6402 | 0.22022 | 4 | 30368.8341 | 68053.6987 | 681.0137 | 1526.0876 | 90.7162 | 11.2679 | 3672643443.0501 | 1228301.0864 | 0 | 900652.9888 | 0 | 0 | 0 | 717007.2482 | 1109924.9161 | 2887796.9548 | 1970980.76 | 8814663.9543 | 3144235.0165 | 14792674.8026 | 14792674.8026 | 12077081.6056 | 6326428.6422 | 0 | 26751573.7734 | 59947758.8238 | 1778.2794 | 0.88089 | 30368.8341 | 68053.6987 | 681.0137 | 1526.0876
1 | 3700 | 707 | 0.035 | 15 | 15 | 7 | 2.3714e-12 | 0 | CO2 | Porous | Wet | R245fa | MinimizeLCOE | IgnoreSilica | 23.5512 | 3.4572 | 0.29564 | 4 | 24102.0744 | 52173.5673 | 540.4832 | 1169.9796 | 91.3909 | 11.2846 | 4282136664.0048 | 1474068.8753 | 0 | 1106673.5019 | 0 | 0 | 0 | 830410.4016 | 1330349.5837 | 3461296.7246 | 2362406.1371 | 10565205.2242 | 3144235.0165 | 14792674.8026 | 14792674.8026 | 12077081.6056 | 6326428.6422 | 0 | 28502115.0433 | 61698300.0937 | 2371.3737 | 1.1826 | 24102.0744 | 52173.5673 | 540.4832 | 1169.9796
1 | 3700 | 707 | 0.035 | 15 | 15 | 7 | 3.1623e-12 | 0 | CO2 | Porous | Wet | R245fa | MinimizeLCOE | IgnoreSilica | 29.9313 | 4.4716 | 0.39212 | 4 | 19448.0535 | 40612.8796 | 436.1179 | 910.7339 | 91.8692 | 11.283 | 4927529846.2627 | 1755802.0296 | 0 | 1349037.4038 | 0 | 0 | 0 | 952492.4914 | 1582359.4507 | 4116974.7041 | 2809919.8309 | 12566585.9104 | 3144235.0165 | 14792674.8026 | 14792674.8026 | 12077081.6056 | 6326428.6422 | 0 | 30503495.7295 | 63699680.7798 | 3162.2777 | 1.5685 | 19448.0535 | 40612.8796 | 436.1179 | 910.7339
1 | 3700 | 707 | 0.035 | 15 | 15 | 7 | 4.217e-12 | 0 | CO2 | Porous | Wet | R245fa | MinimizeLCOE | IgnoreSilica | 37.6728 | 5.7089 | 0.51344 | 4 | 15945.3801 | 32109.141 | 357.5713 | 720.0397 | 92.1662 | 11.257 | 5569350959.8922 | 2073078.4242 | 0 | 1629746.4863 | 0 | 0 | 0 | 1079081.7433 | 1864943.595 | 4852200.6816 | 3311726.668 | 14810777.5983 | 3144235.0165 | 14792674.8026 | 14792674.8026 | 12077081.6056 | 6326428.6422 | 0 | 32747687.4175 | 65943872.4678 | 4216.965 | 2.0537 | 15945.3801 | 32109.141 | 357.5713 | 720.0397
1 | 3700 | 707 | 0.035 | 15 | 15 | 7 | 5.6234e-12 | 0 | CO2 | Porous | Wet | R245fa | MinimizeLCOE | IgnoreSilica | 46.7908 | 7.1737 | 0.66165 | 4 | 13296.5822 | 25839.5464 | 298.1726 | 579.4455 | 92.3032 | 11.2092 | 6206441292.5969 | 2420651.6981 | 0 | 1946051.5917 | 0 | 0 | 0 | 1203973.652 | 2172564.0073 | 5652565.8927 | 3857992.3704 | 17253799.2121 | 3144235.0165 | 14792674.8026 | 14792674.8026 | 12077081.6056 | 6326428.6422 | 0 | 35190709.0312 | 68386894.0816 | 5623.4133 | 2.6466 | 13296.5822 | 25839.5464 | 298.1726 | 579.4455
1 | 3700 | 707 | 0.035 | 15 | 15 | 7 | 7.4989e-12 | 0 | CO2 | Porous | Wet | R245fa | MinimizeLCOE | IgnoreSilica | 57.1346 | 8.846 | 0.83649 | 4 | 11280.9629 | 21202.2596 | 252.9728 | 475.4555 | 92.2802 | 11.1323 | 6816166098.7349 | 2787623.8991 | 0 | 2290819.8167 | 0 | 0 | 0 | 1317110.5605 | 2494266.1677 | 6489568.9241 | 4429264.138 | 19808653.5062 | 3144235.0165 | 14792674.8026 | 14792674.8026 | 12077081.6056 | 6326428.6422 | 0 | 37745563.3253 | 70941748.3757 | 7498.9421 | 3.346 | 11280.9629 | 21202.2596 | 252.9728 | 475.4555
1 | 3700 | 707 | 0.035 | 15 | 15 | 7 | 1e-11 | 0 | CO2 | Porous | Wet | R245fa | MinimizeLCOE | IgnoreSilica | 68.277 | 10.6615 | 1.0331 | 4 | 9746.2236 | 17779.7374 | 218.5567 | 398.7063 | 92.1073 | 11.0255 | 7368354256.766 | 3156061.1748 | 0 | 2649382.6179 | 0 | 0 | 0 | 1406285.8283 | 2812574.5522 | 7317742.0464 | 4994509.3113 | 22336555.5309 | 3144235.0165 | 14792674.8026 | 14792674.8026 | 12077081.6056 | 6326428.6422 | 0 | 40273465.35 | 73469650.4004 | 10000 | 4.1322 | 9746.2236 | 17779.7374 | 218.5567 | 398.7063
1 | 3700 | 707 | 0.035 | 15 | 15 | 7 | 1.3335e-11 | 0 | CO2 | Porous | Wet | R245fa | MinimizeLCOE | IgnoreSilica | 79.6265 | 12.5268 | 1.2421 | 4 | 8580.4517 | 15261.8368 | 192.4145 | 342.243 | 91.8068 | 10.8929 | 7850093110.2016 | 3506569.4951 | 0 | 3003944.88 | 0 | 0 | 0 | 1462584.2215 | 3109508.4527 | 8090303.146 | 5521798.1362 | 24694708.3315 | 3144235.0165 | 14792674.8026 | 14792674.8026 | 12077081.6056 | 6326428.6422 | 0 | 42631618.1506 | 75827803.201 | 13335.2143 | 4.9685 | 8580.4517 | 15261.8368 | 192.4145 | 342.243
1 | 3700 | 707 | 0.035 | 15 | 15 | 7 | 1.7783e-11 | 0 | CO2 | Porous | Wet | R245fa | MinimizeLCOE | IgnoreSilica | 90.4696 | 14.3263 | 1.4511 | 4 | 7698.5492 | 13417.7011 | 172.6381 | 300.8887 | 91.4174 | 10.7441 | 8253572650.2077 | 3820333.5697 | 0 | 3334693.3934 | 0 | 0 | 0 | 1481162.3083 | 3368113.8159 | 8763141.2537 | 5981023.9702 | 26748468.3112 | 3144235.0165 | 14792674.8026 | 14792674.8026 | 12077081.6056 | 6326428.6422 | 0 | 44685378.1303 | 77881563.1807 | 17782.7941 | 5.8044 | 7698.5492 | 13417.7011 | 172.6381 | 300.8887
1 | 3700 | 707 | 0.035 | 15 | 15 | 7 | 2.3714e-11 | 0 | CO2 | Porous | Wet | R245fa | MinimizeLCOE | IgnoreSilica | 100.2675 | 15.9683 | 1.6482 | 4 | 7034.17 | 12069.5351 | 157.7396 | 270.6564 | 90.985 | 10.5915 | 8573052478.0952 | 4087209.3198 | 0 | 3628105.2641 | 0 | 0 | 0 | 1465919.8342 | 3580681.423 | 9316198.564 | 6358496.9487 | 28436611.3538 | 3144235.0165 | 14792674.8026 | 14792674.8026 | 12077081.6056 | 6326428.6422 | 0 | 46373521.1729 | 79569706.2233 | 23713.7371 | 6.5926 | 7034.17 | 12069.5351 | 157.7396 | 270.6564
1 | 3700 | 707 | 0.035 | 15 | 15 | 7 | 3.1623e-11 | 0 | CO2 | Porous | Wet | R245fa | MinimizeLCOE | IgnoreSilica | 109.4413 | 17.5128 | 1.8315 | 4 | 6530.9808 | 11062.3042 | 146.4557 | 248.0695 | 90.5054 | 10.4296 | 8710991141.9649 | 4322835.8675 | 0 | 3894728.4214 | 0 | 0 | 0 | 1438938.2604 | 3766035.9943 | 9798453.1369 | 6687645.604 | 29908637.2845 | 3144235.0165 | 14792674.8026 | 14792674.8026 | 12077081.6056 | 6326428.6422 | 0 | 47845547.1036 | 81041732.1539 | 31622.7766 | 7.3259 | 6530.9808 | 11062.3042 | 146.4557 | 248.0695
1 | 3700 | 707 | 0.035 | 15 | 15 | 7 | 4.217e-11 | 0 | CO2 | Porous | Wet | R245fa | MinimizeLCOE | IgnoreSilica | 116.5083 | 18.7182 | 1.9837 | 4 | 6154.1211 | 10337.6877 | 138.0047 | 231.8201 | 90.0969 | 10.2973 | 8884950932.223 | 4495730.4379 | 0 | 4094660.8332 | 0 | 0 | 0 | 1384713.2613 | 3890290.7676 | 10121738.569 | 6908294.5543 | 30895428.4233 | 3144235.0165 | 14792674.8026 | 14792674.8026 | 12077081.6056 | 6326428.6422 | 0 | 48832338.2424 | 82028523.2927 | 42169.6503 | 7.9349 | 6154.1211 | 10337.6877 | 138.0047 | 231.8201
1 | 3700 | 707 | 0.035 | 15 | 15 | 7 | 5.6234e-11 | 0 | CO2 | Porous | Wet | R245fa | MinimizeLCOE | IgnoreSilica | 122.1823 | 19.6935 | 2.1097 | 4 | 5871.7234 | 9805.4265 | 131.672 | 219.8843 | 89.7402 | 10.1845 | 9008799297.6499 | 4628913.0427 | 0 | 4253426.6071 | 0 | 0 | 0 | 1324788.3088 | 3980779.9039 | 10357172.7396 | 7068983.2134 | 31614063.8156 | 3144235.0165 | 14792674.8026 | 14792674.8026 | 12077081.6056 | 6326428.6422 | 0 | 49550973.6347 | 82747158.6851 | 56234.1325 | 8.4389 | 5871.7234 | 9805.4265 | 131.672 | 219.8843
1 | 3700 | 707 | 0.035 | 15 | 15 | 7 | 7.4989e-11 | 0 | CO2 | Porous | Wet | R245fa | MinimizeLCOE | IgnoreSilica | 126.6787 | 20.471 | 2.2117 | 4 | 5660.0861 | 9412.4645 | 126.9261 | 211.0722 | 89.4389 | 10.0909 | 9095328923.5556 | 4730878.2027 | 0 | 4378197.1843 | 0 | 0 | 0 | 1266633.7374 | 4046526.5586 | 10528232.0486 | 7185734.7067 | 32136202.4384 | 3144235.0165 | 14792674.8026 | 14792674.8026 | 12077081.6056 | 6326428.6422 | 0 | 50073112.2575 | 83269297.3079 | 74989.4209 | 8.8467 | 5660.0861 | 9412.4645 | 126.9261 | 211.0722
1 | 3700 | 707 | 0.035 | 15 | 15 | 7 | 1e-10 | 0 | CO2 | Porous | Wet | R245fa | MinimizeLCOE | IgnoreSilica | 130.1406 | 21.0732 | 2.2921 | 4 | 5501.4417 | 9122.1154 | 123.3685 | 204.5612 | 89.1956 | 10.0163 | 9163276683.1799 | 4807218.0055 | 0 | 4473656.8587 | 0 | 0 | 0 | 1213298.7527 | 4092727.7106 | 10648437.969 | 7267777.7174 | 32503117.0138 | 3144235.0165 | 14792674.8026 | 14792674.8026 | 12077081.6056 | 6326428.6422 | 0 | 50440026.8329 | 83636211.8832 | 100000 | 9.1685 | 5501.4417 | 9122.1154 | 123.3685 | 204.5612
1 | 3700 | 707 | 0.035 | 15 | 15 | 7 | 1.3335e-10 | 0 | CO2 | Porous | Wet | R245fa | MinimizeLCOE | IgnoreSilica | 132.813 | 21.5399 | 2.355 | 4 | 5382.4832 | 8906.4403 | 120.7009 | 199.7248 | 89.0009 | 9.9571 | 9210653508.9108 | 4864850.533 | 0 | 4546997.4947 | 0 | 0 | 0 | 1167479.4508 | 4125937.7166 | 10734843.5925 | 7326751.3308 | 32766860.1185 | 3144235.0165 | 14792674.8026 | 14792674.8026 | 12077081.6056 | 6326428.6422 | 0 | 50703769.9376 | 83899954.988 | 133352.1432 | 9.4201 | 5382.4832 | 8906.4403 | 120.7009 | 199.7248
1 | 3700 | 707 | 0.035 | 15 | 15 | 7 | 1.7783e-10 | 0 | CO2 | Porous | Wet | R245fa | MinimizeLCOE | IgnoreSilica | 134.8593 | 21.8983 | 2.4037 | 4 | 5293.2572 | 8745.8744 | 118.7 | 196.1241 | 88.8477 | 9.9109 | 9243862142.406 | 4908212.8953 | 0 | 4602957.1508 | 0 | 0 | 0 | 1129430.701 | 4149834.2914 | 10797017.5782 | 7369186.3536 | 32956638.9705 | 3144235.0165 | 14792674.8026 | 14792674.8026 | 12077081.6056 | 6326428.6422 | 0 | 50893548.7896 | 84089733.84 | 177827.941 | 9.6148 | 5293.2572 | 8745.8744 | 118.7 | 196.1241
1 | 3700 | 707 | 0.035 | 15 | 15 | 7 | 2.3714e-10 | 0 | CO2 | Porous | Wet | R245fa | MinimizeLCOE | IgnoreSilica | 136.4035 | 22.1696 | 2.4409 | 4 | 5226.3218 | 8626.3012 | 117.199 | 193.4427 | 88.7297 | 9.8756 | 9270102764.4533 | 4940493.5106 | 0 | 4645075.4263 | 0 | 0 | 0 | 1098422.0834 | 4166756.4979 | 10841045.6882 | 7399236.4434 | 33091029.6498 | 3144235.0165 | 14792674.8026 | 14792674.8026 | 12077081.6056 | 6326428.6422 | 0 | 51027939.4689 | 84224124.5193 | 237137.3706 | 9.7636 | 5226.3218 | 8626.3012 | 117.199 | 193.4427
1 | 3700 | 707 | 0.035 | 15 | 15 | 7 | 3.1623e-10 | 0 | CO2 | Porous | Wet | R245fa | MinimizeLCOE | IgnoreSilica | 137.6191 | 22.3853 | 2.4701 | 4 | 5174.3104 | 8534.0722 | 116.0327 | 191.3745 | 88.6271 | 9.8439 | 9286070010.2598 | 4965051.452 | 0 | 4678162.0311 | 0 | 0 | 0 | 1072071.681 | 4178961.214 | 10872799.856 | 7420909.3154 | 33187955.5494 | 3144235.0165 | 14792674.8026 | 14792674.8026 | 12077081.6056 | 6326428.6422 | 0 | 51124865.3685 | 84321050.4189 | 316227.766 | 9.8805 | 5174.3104 | 8534.0722 | 116.0327 | 191.3745
1 | 3700 | 707 | 0.035 | 15 | 15 | 7 | 4.217e-10 | 0 | CO2 | Porous | Wet | R245fa | MinimizeLCOE | IgnoreSilica | 138.5009 | 22.5407 | 2.4916 | 4 | 5136.7089 | 8467.4578 | 115.1894 | 189.8807 | 88.5581 | 9.8235 | 9300250234.0361 | 4983156.6599 | 0 | 4702127.8165 | 0 | 0 | 0 | 1052785.5719 | 4187847.3188 | 10895919.678 | 7436689.069 | 33258526.1141 | 3144235.0165 | 14792674.8026 | 14792674.8026 | 12077081.6056 | 6326428.6422 | 0 | 51195435.9332 | 84391620.9836 | 421696.5034 | 9.9666 | 5136.7089 | 8467.4578 | 115.1894 | 189.8807
1 | 3700 | 707 | 0.035 | 15 | 15 | 7 | 5.6234e-10 | 0 | CO2 | Porous | Wet | R245fa | MinimizeLCOE | IgnoreSilica | 139.166 | 22.6581 | 2.5079 | 4 | 5108.5 | 8417.6171 | 114.5569 | 188.763 | 88.5057 | 9.8079 | 9310654473.6669 | 4996729.4558 | 0 | 4720183.7979 | 0 | 0 | 0 | 1037843.2205 | 4194355.0249 | 10912851.3944 | 7448245.3133 | 33310208.2069 | 3144235.0165 | 14792674.8026 | 14792674.8026 | 12077081.6056 | 6326428.6422 | 0 | 51247118.026 | 84443303.0764 | 562341.3252 | 10.0317 | 5108.5 | 8417.6171 | 114.5569 | 188.763
1 | 3700 | 707 | 0.035 | 15 | 15 | 7 | 7.4989e-10 | 0 | CO2 | Porous | Wet | R245fa | MinimizeLCOE | IgnoreSilica | 139.6607 | 22.7455 | 2.5202 | 4 | 5087.3387 | 8380.3802 | 114.0823 | 187.928 | 88.4664 | 9.7963 | 9319564752.0205 | 5006778.8333 | 0 | 4733602.654 | 0 | 0 | 0 | 1026272.9991 | 4198995.2497 | 10924924.3073 | 7456485.3245 | 33347059.3679 | 3144235.0165 | 14792674.8026 | 14792674.8026 | 12077081.6056 | 6326428.6422 | 0 | 51283969.187 | 84480154.2373 | 749894.2093 | 10.0807 | 5087.3387 | 8380.3802 | 114.0823 | 187.928
1 | 3700 | 707 | 0.035 | 15 | 15 | 7 | 1e-09 | 0 | CO2 | Porous | Wet | R245fa | MinimizeLCOE | IgnoreSilica | 139.4413 | 22.7163 | 2.5239 | 4 | 5071.5322 | 8359.778 | 113.7279 | 187.466 | 88.4843 | 9.8016 | 9364903989.3832 | 5002357.0984 | 0 | 4727650.393 | 0 | 0 | 0 | 1009274.1648 | 4188319.8459 | 10897149.0966 | 7437528.1724 | 33262278.7712 | 3144235.0165 | 14792674.8026 | 14792674.8026 | 12077081.6056 | 6326428.6422 | 0 | 51199188.5903 | 84395373.6407 | 1000000 | 10.0954 | 5071.5322 | 8359.778 | 113.7279 | 187.466
1 | 3700 | 707 | 0.035 | 15 | 15 | 7 | 1.3335e-09 | 0 | CO2 | Porous | Wet | R245fa | MinimizeLCOE | IgnoreSilica | 140.3233 | 22.8626 | 2.5365 | 4 | 5059.559 | 8331.4685 | 113.4594 | 186.8312 | 88.4134 | 9.7807 | 9328968090.7357 | 5020174.1255 | 0 | 4751558.134 | 0 | 0 | 0 | 1010863.874 | 4205212.4921 | 10941100.2967 | 7467525.7696 | 33396434.6918 | 3144235.0165 | 14792674.8026 | 14792674.8026 | 12077081.6056 | 6326428.6422 | 0 | 51333344.511 | 84529529.5613 | 1333521.4322 | 10.1458 | 5059.559 | 8331.4685 | 113.4594 | 186.8312
1 | 3700 | 707 | 0.035 | 15 | 15 | 7 | 1.7783e-09 | 0 | CO2 | Porous | Wet | R245fa | MinimizeLCOE | IgnoreSilica | 140 | 22.814 | 2.5367 | 4 | 5050.6816 | 8322.3093 | 113.2603 | 186.6258 | 88.4397 | 9.7885 | 9505359990.359 | 5013675.6245 | 0 | 4742799.3455 | 0 | 0 | 0 | 998465.8408 | 4194426.9162 | 10913038.4407 | 7448372.9763 | 33310779.144 | 3144235.0165 | 14792674.8026 | 14792674.8026 | 12077081.6056 | 6326428.6422 | 0 | 51247688.9631 | 84443874.0135 | 1778279.41 | 10.1467 | 5050.6816 | 8322.3093 | 113.2603 | 186.6258
1 | 3700 | 707 | 0.035 | 15 | 15 | 7 | 2.3714e-09 | 0 | CO2 | Porous | Wet | R245fa | MinimizeLCOE | IgnoreSilica | 140.6935 | 22.9281 | 2.5456 | 4 | 5043.9312 | 8304.0475 | 113.1089 | 186.2162 | 88.3836 | 9.7719 | 9334901930.6249 | 5027629.6358 | 0 | 4761585.6964 | 0 | 0 | 0 | 1001957.0739 | 4208557.2384 | 10949802.6404 | 7473465.298 | 33422997.5829 | 3144235.0165 | 14792674.8026 | 14792674.8026 | 12077081.6056 | 6326428.6422 | 0 | 51359907.402 | 84556092.4523 | 2371373.7057 | 10.1825 | 5043.9312 | 8304.0475 | 113.1089 | 186.2162
1 | 3700 | 707 | 0.035 | 15 | 15 | 7 | 3.1623e-09 | 0 | CO2 | Porous | Wet | R245fa | MinimizeLCOE | IgnoreSilica | 140.8056 | 22.948 | 2.5485 | 4 | 5038.9081 | 8295.3268 | 112.9963 | 186.0207 | 88.3746 | 9.7692 | 9338227246.2725 | 5029881.9807 | 0 | 4764619.421 | 0 | 0 | 0 | 998967.5201 | 4209452.8795 | 10952132.915 | 7475055.7583 | 33430110.4746 | 3144235.0165 | 14792674.8026 | 14792674.8026 | 12077081.6056 | 6326428.6422 | 0 | 51367020.2937 | 84563205.344 | 3162277.6602 | 10.1941 | 5038.9081 | 8295.3268 | 112.9963 | 186.0207
1 | 3700 | 707 | 0.035 | 15 | 15 | 7 | 4.217e-09 | 0 | CO2 | Porous | Wet | R245fa | MinimizeLCOE | IgnoreSilica | 141.6 | 23.0772 | 2.5573 | 4 | 5035.2302 | 8280.4992 | 112.9138 | 185.6882 | 88.3097 | 9.7501 | 9217203500.7792 | 5045750.1598 | 0 | 4786112.7501 | 0 | 0 | 0 | 1006438.9685 | 4226937.7326 | 10997624.9159 | 7506104.9837 | 33568969.5106 | 3144235.0165 | 14792674.8026 | 14792674.8026 | 12077081.6056 | 6326428.6422 | 0 | 51505879.3297 | 84702064.38 | 4216965.0343 | 10.2291 | 5035.2302 | 8280.4992 | 112.9138 | 185.6882
1 | 3700 | 707 | 0.035 | 15 | 15 | 7 | 5.6234e-09 | 0 | CO2 | Porous | Wet | R245fa | MinimizeLCOE | IgnoreSilica | 141.6 | 23.0783 | 2.5583 | 4 | 5032.3886 | 8276.3265 | 112.8501 | 185.5946 | 88.3098 | 9.7501 | 9172830818.1338 | 5045753.8122 | 0 | 4786112.7501 | 0 | 0 | 0 | 1003870.5699 | 4225937.4815 | 10995022.468 | 7504328.7595 | 33561025.8412 | 3144235.0165 | 14792674.8026 | 14792674.8026 | 12077081.6056 | 6326428.6422 | 0 | 51497935.6603 | 84694120.7106 | 5623413.2519 | 10.2333 | 5032.3886 | 8276.3265 | 112.8501 | 185.5946
1 | 3700 | 707 | 0.035 | 15 | 15 | 7 | 7.4989e-09 | 0 | CO2 | Porous | Wet | R245fa | MinimizeLCOE | IgnoreSilica | 141.6 | 23.0791 | 2.5591 | 4 | 5030.2588 | 8273.1992 | 112.8023 | 185.5245 | 88.3098 | 9.7501 | 9139795583.1956 | 5045756.5494 | 0 | 4786112.7501 | 0 | 0 | 0 | 1001942.712 | 4225186.6845 | 10993069.0481 | 7502995.5103 | 33555063.2543 | 3144235.0165 | 14792674.8026 | 14792674.8026 | 12077081.6056 | 6326428.6422 | 0 | 51491973.0734 | 84688158.1238 | 7498942.0933 | 10.2364 | 5030.2588 | 8273.1992 | 112.8023 | 185.5245
1 | 3700 | 707 | 0.035 | 15 | 15 | 7 | 1e-08 | 0 | CO2 | Porous | Wet | R245fa | MinimizeLCOE | IgnoreSilica | 141.6 | 23.0798 | 2.5597 | 4 | 5028.6622 | 8270.855 | 112.7665 | 185.4719 | 88.3099 | 9.7501 | 9339783660.0979 | 5045758.6011 | 0 | 4786112.7501 | 0 | 0 | 0 | 1000495.9893 | 4224623.2628 | 10991603.1404 | 7501994.9982 | 33550588.7418 | 3144235.0165 | 14792674.8026 | 14792674.8026 | 12077081.6056 | 6326428.6422 | 0 | 51487498.561 | 84683683.6113 | 10000000 | 10.2388 | 5028.6622 | 8270.855 | 112.7665 | 185.4719
1 | 3800 | 707 | 0.035 | 15 | 15 | 7 | 1e-13 | 0 | CO2 | Porous | Wet | R245fa | MinimizeLCOE | IgnoreSilica | 1.0223 | 0.011376 | 0.001501 | 4 | 3200514.2835 | 8891031.9538 | 71770.754 | 199379.228 | 59.3714 | 9.521 | 111933631.2104 | 105094.9018 | 0 | 49244.453 | 0 | 0 | 0 | 100333.9502 | 99322.5889 | 258417.0025 | 176374.9142 | 788787.8106 | 3144235.0165 | 15283055.5775 | 15283055.5775 | 12387543.6942 | 6495607.7911 | 0 | 19216078.4047 | 53382285.4675 | 100 | 0.0060041 | 3200514.2835 | 8891031.9538 | 71770.754 | 199379.228
1 | 3800 | 707 | 0.035 | 15 | 15 | 7 | 1.3335e-13 | 0 | CO2 | Porous | Wet | R245fa | MinimizeLCOE | IgnoreSilica | 1.5216 | 0.062416 | 0.0046588 | 4 | 1051861.9982 | 2885284.5469 | 23587.7493 | 64701.8038 | 67.3137 | 10.1606 | 72173873.0763 | 157562.3938 | 0 | 83284.7611 | 0 | 0 | 0 | 138319.256 | 147874.9002 | 384740.1571 | 262593.0628 | 1174374.531 | 3144235.0165 | 15283055.5775 | 15283055.5775 | 12387543.6942 | 6495607.7911 | 0 | 19601665.125 | 53767872.1878 | 133.3521 | 0.018635 | 1051861.9982 | 2885284.5469 | 23587.7493 | 64701.8038
1 | 3800 | 707 | 0.035 | 15 | 15 | 7 | 1.7783e-13 | 0 | CO2 | Porous | Wet | R245fa | MinimizeLCOE | IgnoreSilica | 2.1356 | 0.1381 | 0.0098012 | 4 | 511189.0476 | 1382670.9128 | 11463.29 | 31006.0588 | 73.3755 | 10.5983 | 246743652.4911 | 218325.8745 | 0 | 123514.7874 | 0 | 0 | 0 | 179180.7865 | 203198.3649 | 528680.4637 | 360835.2798 | 1613735.5567 | 3144235.0165 | 15283055.5775 | 15283055.5775 | 12387543.6942 | 6495607.7911 | 0 | 20041026.1507 | 54207233.2135 | 177.8279 | 0.039205 | 511189.0476 | 1382670.9128 | 11463.29 | 31006.0588
1 | 3800 | 707 | 0.035 | 15 | 15 | 7 | 2.3714e-13 | 0 | CO2 | Porous | Wet | R245fa | MinimizeLCOE | IgnoreSilica | 2.9009 | 0.24291 | 0.017449 | 4 | 294352.6454 | 783873.6752 | 6600.7864 | 17578.1764 | 78.1612 | 10.9146 | 643610586.0775 | 288749.98 | 0 | 171138.7691 | 0 | 0 | 0 | 223653.7525 | 266581.5756 | 693590.5763 | 473389.8202 | 2117104.4738 | 3144235.0165 | 15283055.5775 | 15283055.5775 | 12387543.6942 | 6495607.7911 | 0 | 20544395.0678 | 54710602.1306 | 237.1374 | 0.069795 | 294352.6454 | 783873.6752 | 6600.7864 | 17578.1764
1 | 3800 | 707 | 0.035 | 15 | 15 | 7 | 3.1623e-13 | 0 | CO2 | Porous | Wet | R245fa | MinimizeLCOE | IgnoreSilica | 3.8756 | 0.38501 | 0.028335 | 4 | 186460.5894 | 487908.3241 | 4181.3333 | 10941.2254 | 82.0232 | 11.1475 | 882315926.4196 | 371627.633 | 0 | 228553.1982 | 0 | 0 | 0 | 273569.8143 | 340762.7518 | 886594.7801 | 605119.1551 | 2706227.3326 | 3144235.0165 | 15283055.5775 | 15283055.5775 | 12387543.6942 | 6495607.7911 | 0 | 21133517.9267 | 55299724.9895 | 316.2278 | 0.11334 | 186460.5894 | 487908.3241 | 4181.3333 | 10941.2254
1 | 3800 | 707 | 0.035 | 15 | 15 | 7 | 4.217e-13 | 0 | CO2 | Porous | Wet | R245fa | MinimizeLCOE | IgnoreSilica | 5.1371 | 0.57565 | 0.043408 | 4 | 125763.1997 | 322536.3633 | 2820.2092 | 7232.7995 | 85.1672 | 11.3242 | 1267902083.0143 | 470506.8978 | 0 | 298766.9544 | 0 | 0 | 0 | 331469.8092 | 429290.0279 | 1116924.5932 | 762323.9854 | 3409282.2678 | 3144235.0165 | 15283055.5775 | 15283055.5775 | 12387543.6942 | 6495607.7911 | 0 | 21836572.8619 | 56002779.9247 | 421.6965 | 0.17363 | 125763.1997 | 322536.3633 | 2820.2092 | 7232.7995
1 | 3800 | 707 | 0.035 | 15 | 15 | 7 | 5.6234e-13 | 0 | CO2 | Porous | Wet | R245fa | MinimizeLCOE | IgnoreSilica | 6.7519 | 0.82564 | 0.063891 | 4 | 88683.5697 | 222372.6179 | 1988.7075 | 4986.6518 | 87.6762 | 11.4569 | 1699173617.382 | 587078.2555 | 0 | 383664.0472 | 0 | 0 | 0 | 397277.0907 | 533527.5635 | 1388129.2786 | 947426.7558 | 4237102.9913 | 3144235.0165 | 15283055.5775 | 15283055.5775 | 12387543.6942 | 6495607.7911 | 0 | 22664393.5853 | 56830600.6482 | 562.3413 | 0.25556 | 88683.5697 | 222372.6179 | 1988.7075 | 4986.6518
1 | 3800 | 707 | 0.035 | 15 | 15 | 7 | 7.4989e-13 | 0 | CO2 | Porous | Wet | R245fa | MinimizeLCOE | IgnoreSilica | 8.8176 | 1.1504 | 0.091383 | 4 | 64672.8906 | 158142.8668 | 1450.2738 | 3546.3153 | 89.666 | 11.5565 | 2192952124.6904 | 724521.0884 | 0 | 486330.8127 | 0 | 0 | 0 | 472148.4057 | 656370.1196 | 1707740.4113 | 1165567.9212 | 5212678.7589 | 3144235.0165 | 15283055.5775 | 15283055.5775 | 12387543.6942 | 6495607.7911 | 0 | 23639969.3529 | 57806176.4157 | 749.8942 | 0.36553 | 64672.8906 | 158142.8668 | 1450.2738 | 3546.3153
1 | 3800 | 707 | 0.035 | 15 | 15 | 7 | 1e-12 | 0 | CO2 | Porous | Wet | R245fa | MinimizeLCOE | IgnoreSilica | 11.4707 | 1.5713 | 0.12798 | 4 | 48440.1167 | 115181.2636 | 1086.2578 | 2582.9118 | 91.24 | 11.6306 | 2710648205.0082 | 887377.3222 | 0 | 611095.4508 | 0 | 0 | 0 | 558262.7188 | 802126.8418 | 2086969.5036 | 1424399.5691 | 6370231.4063 | 3144235.0165 | 15283055.5775 | 15283055.5775 | 12387543.6942 | 6495607.7911 | 0 | 24797522.0004 | 58963729.0632 | 1000 | 0.51192 | 48440.1167 | 115181.2636 | 1086.2578 | 2582.9118
1 | 3800 | 707 | 0.035 | 15 | 15 | 7 | 1.3335e-12 | 0 | CO2 | Porous | Wet | R245fa | MinimizeLCOE | IgnoreSilica | 14.8345 | 2.1091 | 0.17623 | 4 | 37098.8472 | 85566.5874 | 831.9326 | 1918.8099 | 92.4613 | 11.6831 | 3295367294.1074 | 1078143.199 | 0 | 760959.9971 | 0 | 0 | 0 | 654938.4903 | 972676.2577 | 2530704.0992 | 1727257.5485 | 7724679.5917 | 3144235.0165 | 15283055.5775 | 15283055.5775 | 12387543.6942 | 6495607.7911 | 0 | 26151970.1857 | 60318177.2486 | 1333.5214 | 0.70493 | 37098.8472 | 85566.5874 | 831.9326 | 1918.8099
1 | 3800 | 707 | 0.035 | 15 | 15 | 7 | 1.7783e-12 | 0 | CO2 | Porous | Wet | R245fa | MinimizeLCOE | IgnoreSilica | 19.0882 | 2.7928 | 0.23935 | 4 | 28969.6473 | 64655.6075 | 649.6373 | 1449.8863 | 93.3988 | 11.717 | 3916822831.6751 | 1301360.6697 | 0 | 940763.4157 | 0 | 0 | 0 | 763322.5231 | 1172124.1773 | 3049626.6736 | 2081432.8683 | 9308630.3276 | 3144235.0165 | 15283055.5775 | 15283055.5775 | 12387543.6942 | 6495607.7911 | 0 | 27735920.9216 | 61902127.9844 | 1778.2794 | 0.95741 | 28969.6473 | 64655.6075 | 649.6373 | 1449.8863
1 | 3800 | 707 | 0.035 | 15 | 15 | 7 | 2.3714e-12 | 0 | CO2 | Porous | Wet | R245fa | MinimizeLCOE | IgnoreSilica | 24.4332 | 3.6557 | 0.32117 | 4 | 23024.2601 | 49619.3347 | 516.3134 | 1112.7015 | 94.101 | 11.7328 | 4553795696.8673 | 1561224.2274 | 0 | 1155447.7881 | 0 | 0 | 0 | 883793.9959 | 1404181.7445 | 3653392.8618 | 2493515.6979 | 11151556.3156 | 3144235.0165 | 15283055.5775 | 15283055.5775 | 12387543.6942 | 6495607.7911 | 0 | 29578846.9096 | 63745053.9724 | 2371.3737 | 1.2847 | 23024.2601 | 49619.3347 | 516.3134 | 1112.7015
1 | 3800 | 707 | 0.035 | 15 | 15 | 7 | 3.1623e-12 | 0 | CO2 | Porous | Wet | R245fa | MinimizeLCOE | IgnoreSilica | 31.0102 | 4.7227 | 0.42558 | 4 | 18607.109 | 38677.6113 | 417.2599 | 867.336 | 94.5965 | 11.7291 | 5228916233.2386 | 1857867.8233 | 0 | 1406957.4777 | 0 | 0 | 0 | 1012437.6981 | 1668132.5697 | 4340138.7652 | 2962233.8882 | 13247768.2223 | 3144235.0165 | 15283055.5775 | 15283055.5775 | 12387543.6942 | 6495607.7911 | 0 | 31675058.8163 | 65841265.8791 | 3162.2777 | 1.7023 | 18607.109 | 38677.6113 | 417.2599 | 867.336
1 | 3800 | 707 | 0.035 | 15 | 15 | 7 | 4.217e-12 | 0 | CO2 | Porous | Wet | R245fa | MinimizeLCOE | IgnoreSilica | 38.282 | 5.9175 | 0.55236 | 4 | 15284.8242 | 30748.5921 | 342.7585 | 689.5297 | 94.8846 | 11.7027 | 5902229436.6226 | 2163280.0821 | 0 | 1672991.8879 | 0 | 0 | 0 | 1117649.6542 | 1932029.4334 | 5026744.272 | 3430856.2549 | 15343551.5845 | 3144235.0165 | 15283055.5775 | 15283055.5775 | 12387543.6942 | 6495607.7911 | 0 | 33770842.1786 | 67937049.2414 | 4216.965 | 2.2094 | 15284.8242 | 30748.5921 | 342.7585 | 689.5297
1 | 3800 | 707 | 0.035 | 15 | 15 | 7 | 5.6234e-12 | 0 | CO2 | Porous | Wet | R245fa | MinimizeLCOE | IgnoreSilica | 48.3501 | 7.5589 | 0.71625 | 4 | 12766.1504 | 24691.4692 | 286.2778 | 553.7002 | 95.0423 | 11.6464 | 6569114949.3981 | 2556525.9932 | 0 | 2025419.5703 | 0 | 0 | 0 | 1277410.2151 | 2285148.7536 | 5945488.3085 | 4057917.9381 | 18147910.7789 | 3144235.0165 | 15283055.5775 | 15283055.5775 | 12387543.6942 | 6495607.7911 | 0 | 36575201.373 | 70741408.4358 | 5623.4133 | 2.865 | 12766.1504 | 24691.4692 | 286.2778 | 553.7002
1 | 3800 | 707 | 0.035 | 15 | 15 | 7 | 7.4989e-12 | 0 | CO2 | Porous | Wet | R245fa | MinimizeLCOE | IgnoreSilica | 59.166 | 9.3413 | 0.90573 | 4 | 10842.5038 | 20273.095 | 243.1405 | 454.6192 | 95.0121 | 11.5602 | 7148698177.8444 | 2948343.2596 | 0 | 2381169.2089 | 0 | 0 | 0 | 1403598.5122 | 2625913.2825 | 6832087.7121 | 4663040.2488 | 20854152.224 | 3144235.0165 | 15283055.5775 | 15283055.5775 | 12387543.6942 | 6495607.7911 | 0 | 39281442.8181 | 73447649.8809 | 7498.9421 | 3.6229 | 10842.5038 | 20273.095 | 243.1405 | 454.6192
1 | 3800 | 707 | 0.035 | 15 | 15 | 7 | 1e-11 | 0 | CO2 | Porous | Wet | R245fa | MinimizeLCOE | IgnoreSilica | 70.5887 | 11.2411 | 1.1166 | 4 | 9378.1839 | 17027.881 | 210.3035 | 381.8461 | 94.8247 | 11.4435 | 7711838192.0643 | 3333726.9481 | 0 | 2742334.6651 | 0 | 0 | 0 | 1498048.4322 | 2953902.9177 | 7685449.463 | 5245477.1787 | 23458939.6048 | 3144235.0165 | 15283055.5775 | 15283055.5775 | 12387543.6942 | 6495607.7911 | 0 | 41886230.1988 | 76052437.2616 | 10000 | 4.4663 | 9378.1839 | 17027.881 | 210.3035 | 381.8461
1 | 3800 | 707 | 0.035 | 15 | 15 | 7 | 1.3335e-11 | 0 | CO2 | Porous | Wet | R245fa | MinimizeLCOE | IgnoreSilica | 82.1675 | 13.1842 | 1.3397 | 4 | 8266.6447 | 14642.4862 | 185.3775 | 328.3542 | 94.5054 | 11.2997 | 8193305317.6612 | 3698517.0556 | 0 | 3096651.149 | 0 | 0 | 0 | 1557767.2582 | 3257644.8305 | 8475723.6141 | 5784855.5254 | 25871159.4328 | 3144235.0165 | 15283055.5775 | 15283055.5775 | 12387543.6942 | 6495607.7911 | 0 | 44298450.0269 | 78464657.0897 | 13335.2143 | 5.3587 | 8266.6447 | 14642.4862 | 185.3775 | 328.3542
1 | 3800 | 707 | 0.035 | 15 | 15 | 7 | 1.7783e-11 | 0 | CO2 | Porous | Wet | R245fa | MinimizeLCOE | IgnoreSilica | 93.1808 | 15.0508 | 1.5615 | 4 | 7426.2142 | 12896.3146 | 166.531 | 289.1967 | 94.0957 | 11.1396 | 8589866972.084 | 4023561.3442 | 0 | 3424471.0775 | 0 | 0 | 0 | 1578283.2226 | 3520263.1013 | 9159002.4843 | 6251207.3942 | 27956788.6241 | 3144235.0165 | 15283055.5775 | 15283055.5775 | 12387543.6942 | 6495607.7911 | 0 | 46384079.2181 | 80550286.2809 | 17782.7941 | 6.246 | 7426.2142 | 12896.3146 | 166.531 | 289.1967
1 | 3800 | 707 | 0.035 | 15 | 15 | 7 | 2.3714e-11 | 0 | CO2 | Porous | Wet | R245fa | MinimizeLCOE | IgnoreSilica | 103.0908 | 16.7472 | 1.7696 | 4 | 6793.3138 | 11620.1609 | 152.3384 | 260.5793 | 93.6439 | 10.9763 | 8898148276.1285 | 4298820.7844 | 0 | 3712857.2521 | 0 | 0 | 0 | 1563997.0907 | 3734513.2996 | 9716437.5516 | 6631668.2818 | 29658294.2603 | 3144235.0165 | 15283055.5775 | 15283055.5775 | 12387543.6942 | 6495607.7911 | 0 | 48085584.8543 | 82251791.9171 | 23713.7371 | 7.0784 | 6793.3138 | 11620.1609 | 152.3384 | 260.5793
1 | 3800 | 707 | 0.035 | 15 | 15 | 7 | 3.1623e-11 | 0 | CO2 | Porous | Wet | R245fa | MinimizeLCOE | IgnoreSilica | 111.6144 | 18.2219 | 1.9556 | 4 | 6316.1667 | 10684.0178 | 141.6385 | 239.5865 | 93.1864 | 10.8179 | 9129405504.3791 | 4522486.9995 | 0 | 3956476.2566 | 0 | 0 | 0 | 1523133.6643 | 3900817.7989 | 10149127.7451 | 6926988.2298 | 30979030.6942 | 3144235.0165 | 15283055.5775 | 15283055.5775 | 12387543.6942 | 6495607.7911 | 0 | 49406321.2882 | 83572528.351 | 31622.7766 | 7.8222 | 6316.1667 | 10684.0178 | 141.6385 | 239.5865
1 | 3800 | 707 | 0.035 | 15 | 15 | 7 | 4.217e-11 | 0 | CO2 | Porous | Wet | R245fa | MinimizeLCOE | IgnoreSilica | 118.613 | 19.4422 | 2.1136 | 4 | 5960.3514 | 10001.5895 | 133.6594 | 224.2832 | 92.7741 | 10.6809 | 9299812351.3083 | 4697897.0016 | 0 | 4153728.1389 | 0 | 0 | 0 | 1468437.4481 | 4024824.4096 | 10471767.5087 | 7147196.498 | 31963851.0048 | 3144235.0165 | 15283055.5775 | 15283055.5775 | 12387543.6942 | 6495607.7911 | 0 | 50391141.5988 | 84557348.6616 | 42169.6503 | 8.4544 | 5960.3514 | 10001.5895 | 133.6594 | 224.2832
1 | 3800 | 707 | 0.035 | 15 | 15 | 7 | 5.6234e-11 | 0 | CO2 | Porous | Wet | R245fa | MinimizeLCOE | IgnoreSilica | 124.2286 | 20.4288 | 2.2441 | 4 | 5693.8036 | 9500.0539 | 127.6822 | 213.0364 | 92.4147 | 10.5642 | 9422790454.916 | 4833031.2712 | 0 | 4310320.2717 | 0 | 0 | 0 | 1408655.6337 | 4115282.7989 | 10707121.6821 | 7307830.5574 | 32682242.215 | 3144235.0165 | 15283055.5775 | 15283055.5775 | 12387543.6942 | 6495607.7911 | 0 | 51109532.809 | 85275739.8718 | 56234.1325 | 8.9763 | 5693.8036 | 9500.0539 | 127.6822 | 213.0364
1 | 3800 | 707 | 0.035 | 15 | 15 | 7 | 7.4989e-11 | 0 | CO2 | Porous | Wet | R245fa | MinimizeLCOE | IgnoreSilica | 128.6519 | 21.2109 | 2.3492 | 4 | 5494.1182 | 9130.0324 | 123.2043 | 204.7388 | 92.1133 | 10.4681 | 9509697776.5391 | 4935940.2277 | 0 | 4432667.9168 | 0 | 0 | 0 | 1350634.608 | 4180504.6735 | 10876815.6209 | 7423650.1575 | 33200213.2044 | 3144235.0165 | 15283055.5775 | 15283055.5775 | 12387543.6942 | 6495607.7911 | 0 | 51627503.7984 | 85793710.8612 | 74989.4209 | 9.3969 | 5494.1182 | 9130.0324 | 123.2043 | 204.7388
1 | 3800 | 707 | 0.035 | 15 | 15 | 7 | 1e-10 | 0 | CO2 | Porous | Wet | R245fa | MinimizeLCOE | IgnoreSilica | 132.0749 | 21.8194 | 2.4322 | 4 | 5344.4755 | 8856.286 | 119.8486 | 198.6001 | 91.8689 | 10.3912 | 9573535664.8943 | 5013427.1963 | 0 | 4526770.4013 | 0 | 0 | 0 | 1298053.4726 | 4226917.9174 | 10997573.3609 | 7506069.7963 | 33568812.1447 | 3144235.0165 | 15283055.5775 | 15283055.5775 | 12387543.6942 | 6495607.7911 | 0 | 51996102.7387 | 86162309.8016 | 100000 | 9.7289 | 5344.4755 | 8856.286 | 119.8486 | 198.6001
1 | 3800 | 707 | 0.035 | 15 | 15 | 7 | 1.3335e-10 | 0 | CO2 | Porous | Wet | R245fa | MinimizeLCOE | IgnoreSilica | 134.7085 | 22.2894 | 2.497 | 4 | 5232.2951 | 8653.0185 | 117.3329 | 194.0418 | 91.674 | 10.3305 | 9618595316.8793 | 5071758.9728 | 0 | 4598839.6047 | 0 | 0 | 0 | 1252919.7409 | 4260172.1442 | 11084094.0377 | 7565121.9361 | 33832906.4363 | 3144235.0165 | 15283055.5775 | 15283055.5775 | 12387543.6942 | 6495607.7911 | 0 | 52260197.0304 | 86426404.0932 | 133352.1432 | 9.988 | 5232.2951 | 8653.0185 | 117.3329 | 194.0418
1 | 3800 | 707 | 0.035 | 15 | 15 | 7 | 1.7783e-10 | 0 | CO2 | Porous | Wet | R245fa | MinimizeLCOE | IgnoreSilica | 136.7176 | 22.6492 | 2.547 | 4 | 5148.175 | 8501.765 | 115.4466 | 190.65 | 91.5214 | 10.2833 | 9651165482.8757 | 5115503.4147 | 0 | 4653631.1903 | 0 | 0 | 0 | 1215454.1876 | 4283989.6291 | 11146062.2479 | 7607416.5129 | 34022057.1826 | 3144235.0165 | 15283055.5775 | 15283055.5775 | 12387543.6942 | 6495607.7911 | 0 | 52449347.7766 | 86615554.8394 | 177827.941 | 10.1879 | 5148.175 | 8501.765 | 115.4466 | 190.65
1 | 3800 | 707 | 0.035 | 15 | 15 | 7 | 2.3714e-10 | 0 | CO2 | Porous | Wet | R245fa | MinimizeLCOE | IgnoreSilica | 138.1527 | 22.9082 | 2.5844 | 4 | 5085.0975 | 8390.137 | 114.0321 | 188.1468 | 91.4103 | 10.2491 | 9685231465.3861 | 5146351.372 | 0 | 4692667.8539 | 0 | 0 | 0 | 1183798.3556 | 4298898.8568 | 11184853 | 7633891.9982 | 34140461.4365 | 3144235.0165 | 15283055.5775 | 15283055.5775 | 12387543.6942 | 6495607.7911 | 0 | 52567752.0305 | 86733959.0934 | 237137.3706 | 10.3376 | 5085.0975 | 8390.137 | 114.0321 | 188.1468
1 | 3800 | 707 | 0.035 | 15 | 15 | 7 | 3.1623e-10 | 0 | CO2 | Porous | Wet | R245fa | MinimizeLCOE | IgnoreSilica | 139.3855 | 23.1287 | 2.6143 | 4 | 5037.7631 | 8304.9537 | 112.9706 | 186.2366 | 91.3132 | 10.2194 | 9694615878.9031 | 5172571.6274 | 0 | 4726138.4095 | 0 | 0 | 0 | 1160907.4928 | 4313250.8365 | 11222193.9073 | 7659377.9347 | 34254440.2081 | 3144235.0165 | 15283055.5775 | 15283055.5775 | 12387543.6942 | 6495607.7911 | 0 | 52681730.8021 | 86847937.865 | 316227.766 | 10.4574 | 5037.7631 | 8304.9537 | 112.9706 | 186.2366
1 | 3800 | 707 | 0.035 | 15 | 15 | 7 | 4.217e-10 | 0 | CO2 | Porous | Wet | R245fa | MinimizeLCOE | IgnoreSilica | 140.2527 | 23.285 | 2.6364 | 4 | 5002.2674 | 8242.0724 | 112.1746 | 184.8265 | 91.2442 | 10.1983 | 9708202462.8703 | 5190869.9157 | 0 | 4749646.623 | 0 | 0 | 0 | 1142019.1712 | 4322188.9269 | 11245448.9848 | 7675250.003 | 34325423.6246 | 3144235.0165 | 15283055.5775 | 15283055.5775 | 12387543.6942 | 6495607.7911 | 0 | 52752714.2187 | 86918921.2815 | 421696.5034 | 10.5458 | 5002.2674 | 8242.0724 | 112.1746 | 184.8265
1 | 3800 | 707 | 0.035 | 15 | 15 | 7 | 5.6234e-10 | 0 | CO2 | Porous | Wet | R245fa | MinimizeLCOE | IgnoreSilica | 140.8982 | 23.4016 | 2.6531 | 4 | 4975.6427 | 8195.1263 | 111.5776 | 183.7737 | 91.1924 | 10.1825 | 9719894704.2481 | 5204410.122 | 0 | 4767126.2671 | 0 | 0 | 0 | 1127279.8116 | 4328538.3183 | 11261968.7988 | 7686525.1155 | 34375848.4333 | 3144235.0165 | 15283055.5775 | 15283055.5775 | 12387543.6942 | 6495607.7911 | 0 | 52803139.0273 | 86969346.0901 | 562341.3252 | 10.6123 | 4975.6427 | 8195.1263 | 111.5776 | 183.7737
1 | 3800 | 707 | 0.035 | 15 | 15 | 7 | 7.4989e-10 | 0 | CO2 | Porous | Wet | R245fa | MinimizeLCOE | IgnoreSilica | 141.4318 | 23.4997 | 2.6665 | 4 | 4954.0196 | 8157.2666 | 111.0927 | 182.9247 | 91.1411 | 10.1659 | 9724314994.2513 | 5214952.3022 | 0 | 4781564.064 | 0 | 0 | 0 | 1114250.0617 | 4333198.9069 | 11274094.6944 | 7694801.2884 | 34412861.3176 | 3144235.0165 | 15283055.5775 | 15283055.5775 | 12387543.6942 | 6495607.7911 | 0 | 52840151.9116 | 87006358.9744 | 749894.2093 | 10.6661 | 4954.0196 | 8157.2666 | 111.0927 | 182.9247
1 | 3800 | 707 | 0.035 | 15 | 15 | 7 | 1e-09 | 0 | CO2 | Porous | Wet | R245fa | MinimizeLCOE | IgnoreSilica | 141.7802 | 23.563 | 2.6758 | 4 | 4939.0697 | 8131.1878 | 110.7574 | 182.3399 | 91.1129 | 10.1574 | 9725197801.9358 | 5222208.9357 | 0 | 4790984.5148 | 0 | 0 | 0 | 1105388.4032 | 4336246.9229 | 11282025.0069 | 7700213.8896 | 34437067.6731 | 3144235.0165 | 15283055.5775 | 15283055.5775 | 12387543.6942 | 6495607.7911 | 0 | 52864358.2672 | 87030565.33 | 1000000 | 10.7033 | 4939.0697 | 8131.1878 | 110.7574 | 182.3399
1 | 3800 | 707 | 0.035 | 15 | 15 | 7 | 1.3335e-09 | 0 | CO2 | Porous | Wet | R245fa | MinimizeLCOE | IgnoreSilica | 142.0897 | 23.6184 | 2.6833 | 4 | 4927.8567 | 8111.0979 | 110.506 | 181.8894 | 91.0877 | 10.1498 | 9731689049.2636 | 5228635.7721 | 0 | 4799349.3314 | 0 | 0 | 0 | 1099336.6738 | 4339655.4932 | 11290893.4075 | 7706266.7552 | 34464137.4332 | 3144235.0165 | 15283055.5775 | 15283055.5775 | 12387543.6942 | 6495607.7911 | 0 | 52891428.0272 | 87057635.09 | 1333521.4322 | 10.7332 | 4927.8567 | 8111.0979 | 110.506 | 181.8894
1 | 3800 | 707 | 0.035 | 15 | 15 | 7 | 1.7783e-09 | 0 | CO2 | Porous | Wet | R245fa | MinimizeLCOE | IgnoreSilica | 142.2944 | 23.6555 | 2.6886 | 4 | 4919.4472 | 8096.3653 | 110.3174 | 181.559 | 91.0711 | 10.1447 | 9735544671.256 | 5232878.5099 | 0 | 4804878.9787 | 0 | 0 | 0 | 1094352.6786 | 4341522.9652 | 11295752.1867 | 7709582.9719 | 34478968.291 | 3144235.0165 | 15283055.5775 | 15283055.5775 | 12387543.6942 | 6495607.7911 | 0 | 52906258.885 | 87072465.9479 | 1778279.41 | 10.7545 | 4919.4472 | 8096.3653 | 110.3174 | 181.559
1 | 3800 | 707 | 0.035 | 15 | 15 | 7 | 2.3714e-09 | 0 | CO2 | Porous | Wet | R245fa | MinimizeLCOE | IgnoreSilica | 142.4575 | 23.6849 | 2.6927 | 4 | 4913.1403 | 8085.2142 | 110.176 | 181.309 | 91.0578 | 10.1407 | 9736450135.3479 | 5236255.4933 | 0 | 4809286.3061 | 0 | 0 | 0 | 1090721.913 | 4343142.8478 | 11299966.7889 | 7712459.5246 | 34491832.8737 | 3144235.0165 | 15283055.5775 | 15283055.5775 | 12387543.6942 | 6495607.7911 | 0 | 52919123.4677 | 87085330.5305 | 2371373.7057 | 10.7709 | 4913.1403 | 8085.2142 | 110.176 | 181.309
1 | 3800 | 707 | 0.035 | 15 | 15 | 7 | 3.1623e-09 | 0 | CO2 | Porous | Wet | R245fa | MinimizeLCOE | IgnoreSilica | 142.565 | 23.7045 | 2.6957 | 4 | 4908.4104 | 8077.0279 | 110.0699 | 181.1254 | 91.049 | 10.1381 | 9739119348.6056 | 5238477.2309 | 0 | 4812187.4439 | 0 | 0 | 0 | 1087770.4012 | 4343989.6796 | 11302170.0716 | 7713963.3102 | 34498558.1373 | 3144235.0165 | 15283055.5775 | 15283055.5775 | 12387543.6942 | 6495607.7911 | 0 | 52925848.7314 | 87092055.7942 | 3162277.6602 | 10.7827 | 4908.4104 | 8077.0279 | 110.0699 | 181.1254
1 | 3800 | 707 | 0.035 | 15 | 15 | 7 | 4.217e-09 | 0 | CO2 | Porous | Wet | R245fa | MinimizeLCOE | IgnoreSilica | 142.6498 | 23.7199 | 2.6979 | 4 | 4904.8634 | 8070.8423 | 109.9904 | 180.9867 | 91.0421 | 10.136 | 9742045837.803 | 5240230.4099 | 0 | 4814478.5665 | 0 | 0 | 0 | 1085608.1544 | 4344723.681 | 11304079.7926 | 7715266.7341 | 34504387.3384 | 3144235.0165 | 15283055.5775 | 15283055.5775 | 12387543.6942 | 6495607.7911 | 0 | 52931677.9325 | 87097884.9953 | 4216965.0343 | 10.7917 | 4904.8634 | 8070.8423 | 109.9904 | 180.9867
1 | 3800 | 707 | 0.035 | 15 | 15 | 7 | 5.6234e-09 | 0 | CO2 | Porous | Wet | R245fa | MinimizeLCOE | IgnoreSilica | 142.7204 | 23.7326 | 2.6997 | 4 | 4902.2033 | 8066.1259 | 109.9307 | 180.8809 | 91.0363 | 10.1342 | 9742082998.4984 | 5241687.0131 | 0 | 4816383.6111 | 0 | 0 | 0 | 1084078.9906 | 4345438.3498 | 11305939.2142 | 7716535.8275 | 34510063.0063 | 3144235.0165 | 15283055.5775 | 15283055.5775 | 12387543.6942 | 6495607.7911 | 0 | 52937353.6004 | 87103560.6632 | 5623413.2519 | 10.7987 | 4902.2033 | 8066.1259 | 109.9307 | 180.8809
1 | 3800 | 707 | 0.035 | 15 | 15 | 7 | 7.4989e-09 | 0 | CO2 | Porous | Wet | R245fa | MinimizeLCOE | IgnoreSilica | 142.7741 | 23.7422 | 2.701 | 4 | 4900.2084 | 8062.5809 | 109.886 | 180.8014 | 91.0319 | 10.1329 | 9742112178.0092 | 5242795.2843 | 0 | 4817833.7001 | 0 | 0 | 0 | 1082940.3632 | 4345992.0456 | 11307379.817 | 7717519.0685 | 34514460.2787 | 3144235.0165 | 15283055.5775 | 15283055.5775 | 12387543.6942 | 6495607.7911 | 0 | 52941750.8727 | 87107957.9355 | 7498942.0933 | 10.804 | 4900.2084 | 8062.5809 | 109.886 | 180.8014
1 | 3800 | 707 | 0.035 | 15 | 15 | 7 | 1e-08 | 0 | CO2 | Porous | Wet | R245fa | MinimizeLCOE | IgnoreSilica | 142.8083 | 23.7485 | 2.7019 | 4 | 4898.7124 | 8059.9915 | 109.8524 | 180.7433 | 91.0291 | 10.1321 | 9742299330.9347 | 5243502.3329 | 0 | 4818758.6999 | 0 | 0 | 0 | 1081999.9665 | 4346261.7897 | 11308081.636 | 7717998.0744 | 34516602.4995 | 3144235.0165 | 15283055.5775 | 15283055.5775 | 12387543.6942 | 6495607.7911 | 0 | 52943893.0935 | 87110100.1563 | 10000000 | 10.8077 | 4898.7124 | 8059.9915 | 109.8524 | 180.7433
1 | 3900 | 707 | 0.035 | 15 | 15 | 7 | 1e-13 | 0 | CO2 | Porous | Wet | R245fa | MinimizeLCOE | IgnoreSilica | 1.0658 | 0.012525 | 0.0015984 | 4 | 3090854.3492 | 8588599.2855 | 69311.6566 | 192597.249 | 60.7787 | 9.9214 | 83990987.4897 | 111599.8012 | 0 | 51842.6556 | 0 | 0 | 0 | 107100.5473 | 105511.7716 | 274519.9863 | 187365.5315 | 837940.2936 | 3144235.0165 | 15779296.4433 | 15779296.4433 | 12703572.8692 | 6667130.9763 | 0 | 19761471.7534 | 54911472.0422 | 100 | 0.0063935 | 3090854.3492 | 8588599.2855 | 69311.6566 | 192597.249
1 | 3900 | 707 | 0.035 | 15 | 15 | 7 | 1.3335e-13 | 0 | CO2 | Porous | Wet | R245fa | MinimizeLCOE | IgnoreSilica | 1.58 | 0.065961 | 0.0050234 | 4 | 1003526.667 | 2752851.6322 | 22503.8413 | 61732.028 | 68.9295 | 10.5711 | 121515101.1023 | 166611.3104 | 0 | 87083.7932 | 0 | 0 | 0 | 146916.8087 | 156238.6458 | 406500.9073 | 277445.222 | 1240796.6874 | 3144235.0165 | 15779296.4433 | 15779296.4433 | 12703572.8692 | 6667130.9763 | 0 | 20164328.1472 | 55314328.436 | 133.3521 | 0.020093 | 1003526.667 | 2752851.6322 | 22503.8413 | 61732.028
1 | 3900 | 707 | 0.035 | 15 | 15 | 7 | 1.7783e-13 | 0 | CO2 | Porous | Wet | R245fa | MinimizeLCOE | IgnoreSilica | 2.1894 | 0.14292 | 0.010591 | 4 | 486374.3925 | 1316108.9467 | 10906.8274 | 29513.4229 | 75.0115 | 11.0055 | 99648013.6541 | 228149.0533 | 0 | 127278.4708 | 0 | 0 | 0 | 187221.2164 | 211633.0088 | 550625.677 | 375813.3388 | 1680720.7651 | 3144235.0165 | 15779296.4433 | 15779296.4433 | 12703572.8692 | 6667130.9763 | 0 | 20604252.2249 | 55754252.5137 | 177.8279 | 0.042363 | 486374.3925 | 1316108.9467 | 10906.8274 | 29513.4229
1 | 3900 | 707 | 0.035 | 15 | 15 | 7 | 2.3714e-13 | 0 | CO2 | Porous | Wet | R245fa | MinimizeLCOE | IgnoreSilica | 3.0176 | 0.25706 | 0.018912 | 4 | 279755.9266 | 744396.3452 | 6273.4586 | 16692.9069 | 80.2462 | 11.3471 | 592177089.0251 | 305925.4323 | 0 | 179162.7887 | 0 | 0 | 0 | 238125.3591 | 282053.2962 | 733844.8197 | 500864.1684 | 2239975.8644 | 3144235.0165 | 15779296.4433 | 15779296.4433 | 12703572.8692 | 6667130.9763 | 0 | 21163507.3242 | 56313507.613 | 237.1374 | 0.07565 | 279755.9266 | 744396.3452 | 6273.4586 | 16692.9069
1 | 3900 | 707 | 0.035 | 15 | 15 | 7 | 3.1623e-13 | 0 | CO2 | Porous | Wet | R245fa | MinimizeLCOE | IgnoreSilica | 4.0239 | 0.40658 | 0.030729 | 4 | 177199.0106 | 463163.6331 | 3973.6447 | 10386.3318 | 84.2423 | 11.5843 | 1017849793.6466 | 393147.7062 | 0 | 238780.2163 | 0 | 0 | 0 | 290596.8276 | 359784.6525 | 936085.8639 | 638897.8368 | 2857293.1034 | 3144235.0165 | 15779296.4433 | 15779296.4433 | 12703572.8692 | 6667130.9763 | 0 | 21780824.5632 | 56930824.852 | 316.2278 | 0.12292 | 177199.0106 | 463163.6331 | 3973.6447 | 10386.3318
1 | 3900 | 707 | 0.035 | 15 | 15 | 7 | 4.217e-13 | 0 | CO2 | Porous | Wet | R245fa | MinimizeLCOE | IgnoreSilica | 5.3292 | 0.60757 | 0.04709 | 4 | 119557.0393 | 306167.4306 | 2681.0375 | 6865.7301 | 87.5099 | 11.7652 | 1414458681.6736 | 497491.8068 | 0 | 311867.2626 | 0 | 0 | 0 | 351758.4335 | 452835.8261 | 1178185.9302 | 804136.1067 | 3596275.366 | 3144235.0165 | 15779296.4433 | 15779296.4433 | 12703572.8692 | 6667130.9763 | 0 | 22519806.8258 | 57669807.1146 | 421.6965 | 0.18836 | 119557.0393 | 306167.4306 | 2681.0375 | 6865.7301
1 | 3900 | 707 | 0.035 | 15 | 15 | 7 | 5.6234e-13 | 0 | CO2 | Porous | Wet | R245fa | MinimizeLCOE | IgnoreSilica | 7.0077 | 0.87221 | 0.069331 | 4 | 84359.6915 | 211107.0062 | 1891.7456 | 4734.0232 | 90.1302 | 11.9016 | 1853977740.5295 | 621083.9995 | 0 | 400643.9049 | 0 | 0 | 0 | 421934.2165 | 563028.2271 | 1464883.954 | 999813.399 | 4471387.7011 | 3144235.0165 | 15779296.4433 | 15779296.4433 | 12703572.8692 | 6667130.9763 | 0 | 23394919.1609 | 58544919.4497 | 562.3413 | 0.27732 | 84359.6915 | 211107.0062 | 1891.7456 | 4734.0232
1 | 3900 | 707 | 0.035 | 15 | 15 | 7 | 7.4989e-13 | 0 | CO2 | Porous | Wet | R245fa | MinimizeLCOE | IgnoreSilica | 9.164 | 1.2174 | 0.0992 | 4 | 61570.8908 | 150154.1412 | 1380.7122 | 3367.1701 | 92.2136 | 12.0041 | 2332472574.9238 | 767399.8094 | 0 | 508442.6034 | 0 | 0 | 0 | 502479.4339 | 693545.5202 | 1804463.1779 | 1231583.1969 | 5507913.7418 | 3144235.0165 | 15779296.4433 | 15779296.4433 | 12703572.8692 | 6667130.9763 | 0 | 24431445.2017 | 59581445.4905 | 749.8942 | 0.3968 | 61570.8908 | 150154.1412 | 1380.7122 | 3367.1701
1 | 3900 | 707 | 0.035 | 15 | 15 | 7 | 1e-12 | 0 | CO2 | Porous | Wet | R245fa | MinimizeLCOE | IgnoreSilica | 11.9117 | 1.6618 | 0.13891 | 4 | 46162.8418 | 109425.2943 | 1035.1905 | 2453.8356 | 93.8477 | 12.0794 | 2892531800.2017 | 939412.3523 | 0 | 638414.578 | 0 | 0 | 0 | 593629.6236 | 846868.056 | 2203376.9653 | 1503850.0537 | 6725551.6289 | 3144235.0165 | 15779296.4433 | 15779296.4433 | 12703572.8692 | 6667130.9763 | 0 | 25649083.0887 | 60799083.3775 | 1000 | 0.55562 | 46162.8418 | 109425.2943 | 1035.1905 | 2453.8356
1 | 3900 | 707 | 0.035 | 15 | 15 | 7 | 1.3335e-12 | 0 | CO2 | Porous | Wet | R245fa | MinimizeLCOE | IgnoreSilica | 15.405 | 2.231 | 0.19126 | 4 | 35395.1918 | 81340.1868 | 793.7286 | 1824.0339 | 95.1195 | 12.1328 | 3494875573.6601 | 1141481.6921 | 0 | 794974.2258 | 0 | 0 | 0 | 696648.4359 | 1026910.698 | 2671810.9878 | 1823565.8994 | 8155391.9389 | 3144235.0165 | 15779296.4433 | 15779296.4433 | 12703572.8692 | 6667130.9763 | 0 | 27078923.3987 | 62228923.6875 | 1333.5214 | 0.76505 | 35395.1918 | 81340.1868 | 793.7286 | 1824.0339
1 | 3900 | 707 | 0.035 | 15 | 15 | 7 | 1.7783e-12 | 0 | CO2 | Porous | Wet | R245fa | MinimizeLCOE | IgnoreSilica | 19.8117 | 2.9532 | 0.25968 | 4 | 27674.4411 | 61514.0751 | 620.5926 | 1379.4382 | 96.0932 | 12.1665 | 4150343524.8834 | 1377370.7508 | 0 | 982369.0311 | 0 | 0 | 0 | 811631.886 | 1236834.9505 | 3217990.8314 | 2196344.8655 | 9822542.3153 | 3144235.0165 | 15779296.4433 | 15779296.4433 | 12703572.8692 | 6667130.9763 | 0 | 28746073.7751 | 63896074.0639 | 1778.2794 | 1.0387 | 27674.4411 | 61514.0751 | 620.5926 | 1379.4382
1 | 3900 | 707 | 0.035 | 15 | 15 | 7 | 2.3714e-12 | 0 | CO2 | Porous | Wet | R245fa | MinimizeLCOE | IgnoreSilica | 25.3144 | 3.8594 | 0.34814 | 4 | 22025.476 | 47267.0523 | 493.9159 | 1059.9521 | 96.8189 | 12.1812 | 4840530248.0076 | 1650362.1838 | 0 | 1204785.0271 | 0 | 0 | 0 | 937860.9872 | 1479273.1973 | 3848765.4186 | 2626861.4824 | 11747908.2964 | 3144235.0165 | 15779296.4433 | 15779296.4433 | 12703572.8692 | 6667130.9763 | 0 | 30671439.7562 | 65821440.045 | 2371.3737 | 1.3925 | 22025.476 | 47267.0523 | 493.9159 | 1059.9521
1 | 3900 | 707 | 0.035 | 15 | 15 | 7 | 3.1623e-12 | 0 | CO2 | Porous | Wet | R245fa | MinimizeLCOE | IgnoreSilica | 32.2601 | 5.0065 | 0.46203 | 4 | 17808.5394 | 36827.7071 | 399.3522 | 825.8524 | 97.341 | 12.1749 | 5490000422.8873 | 1969854.2583 | 0 | 1465766.3488 | 0 | 0 | 0 | 1080981.9445 | 1761474.9951 | 4582996.6091 | 3127989.3569 | 13989063.5127 | 3144235.0165 | 15779296.4433 | 15779296.4433 | 12703572.8692 | 6667130.9763 | 0 | 32912594.9725 | 68062595.2614 | 3162.2777 | 1.8481 | 17808.5394 | 36827.7071 | 399.3522 | 825.8524
1 | 3900 | 707 | 0.035 | 15 | 15 | 7 | 4.217e-12 | 0 | CO2 | Porous | Wet | R245fa | MinimizeLCOE | IgnoreSilica | 40.489 | 6.3749 | 0.60377 | 4 | 14634.7393 | 29189.1932 | 328.1805 | 654.5606 | 97.6587 | 12.1442 | 6203461422.7833 | 2321239.2494 | 0 | 1757932.5542 | 0 | 0 | 0 | 1222416.6102 | 2067619.4814 | 5379521.7634 | 3671634.1417 | 16420363.8002 | 3144235.0165 | 15779296.4433 | 15779296.4433 | 12703572.8692 | 6667130.9763 | 0 | 35343895.26 | 70493895.5488 | 4216.965 | 2.4151 | 14634.7393 | 29189.1932 | 328.1805 | 654.5606
1 | 3900 | 707 | 0.035 | 15 | 15 | 7 | 5.6234e-12 | 0 | CO2 | Porous | Wet | R245fa | MinimizeLCOE | IgnoreSilica | 50.1749 | 7.9953 | 0.77656 | 4 | 12228.455 | 23544.3552 | 274.2201 | 527.9764 | 97.7901 | 12.0811 | 6888371396.7542 | 2705575.9267 | 0 | 2086995.7515 | 0 | 0 | 0 | 1361619.6593 | 2400134.6217 | 6244657.9502 | 4262107.3659 | 19061091.2754 | 3144235.0165 | 15779296.4433 | 15779296.4433 | 12703572.8692 | 6667130.9763 | 0 | 37984622.7352 | 73134623.024 | 5623.4133 | 3.1062 | 12228.455 | 23544.3552 | 274.2201 | 527.9764
1 | 3900 | 707 | 0.035 | 15 | 15 | 7 | 7.4989e-12 | 0 | CO2 | Porous | Wet | R245fa | MinimizeLCOE | IgnoreSilica | 61.0445 | 9.8259 | 0.97838 | 4 | 10402.9477 | 19384.6407 | 233.2836 | 434.6959 | 97.7527 | 11.9885 | 7534029068.316 | 3107210.6151 | 0 | 2441460.1319 | 0 | 0 | 0 | 1486133.3287 | 2743573.5895 | 7138215.6956 | 4871978.8879 | 21788572.2488 | 3144235.0165 | 15779296.4433 | 15779296.4433 | 12703572.8692 | 6667130.9763 | 0 | 40712103.7086 | 75862103.9974 | 7498.9421 | 3.9135 | 10402.9477 | 19384.6407 | 233.2836 | 434.6959
1 | 3900 | 707 | 0.035 | 15 | 15 | 7 | 1e-11 | 0 | CO2 | Porous | Wet | R245fa | MinimizeLCOE | IgnoreSilica | 72.6452 | 11.7958 | 1.2031 | 4 | 9014.5387 | 16318.8725 | 202.1488 | 365.9467 | 97.5545 | 11.8629 | 8115352464.8413 | 3506767.2795 | 0 | 2806064.9444 | 0 | 0 | 0 | 1583304.1149 | 3079493.1721 | 8012209.543 | 5468497.6475 | 24456336.7014 | 3144235.0165 | 15779296.4433 | 15779296.4433 | 12703572.8692 | 6667130.9763 | 0 | 43379868.1613 | 78529868.4501 | 10000 | 4.8122 | 9014.5387 | 16318.8725 | 202.1488 | 365.9467
1 | 3900 | 707 | 0.035 | 15 | 15 | 7 | 1.3335e-11 | 0 | CO2 | Porous | Wet | R245fa | MinimizeLCOE | IgnoreSilica | 84.3406 | 13.8001 | 1.4394 | 4 | 7961.202 | 14066.3618 | 178.528 | 315.4347 | 97.2224 | 11.7094 | 8608884349.5324 | 3883045.5932 | 0 | 3161999.7462 | 0 | 0 | 0 | 1644101.7318 | 3388767.3578 | 8816877.5332 | 6017700.0851 | 26912492.0474 | 3144235.0165 | 15779296.4433 | 15779296.4433 | 12703572.8692 | 6667130.9763 | 0 | 45836023.5072 | 80986023.796 | 13335.2143 | 5.7574 | 7961.202 | 14066.3618 | 178.528 | 315.4347
1 | 3900 | 707 | 0.035 | 15 | 15 | 7 | 1.7783e-11 | 0 | CO2 | Porous | Wet | R245fa | MinimizeLCOE | IgnoreSilica | 95.405 | 15.7154 | 1.6729 | 4 | 7165.2715 | 12418.0946 | 160.6795 | 278.4727 | 96.8004 | 11.5402 | 9009049233.105 | 4216652.805 | 0 | 3489709.1439 | 0 | 0 | 0 | 1664483.4105 | 3654629.6902 | 9508596.7862 | 6489812.6887 | 29023884.5244 | 3144235.0165 | 15779296.4433 | 15779296.4433 | 12703572.8692 | 6667130.9763 | 0 | 47947415.9842 | 83097416.273 | 17782.7941 | 6.6916 | 7165.2715 | 12418.0946 | 160.6795 | 278.4727
1 | 3900 | 707 | 0.035 | 15 | 15 | 7 | 2.3714e-11 | 0 | CO2 | Porous | Wet | R245fa | MinimizeLCOE | IgnoreSilica | 105.2903 | 17.4444 | 1.8906 | 4 | 6566.2269 | 11214.2801 | 147.246 | 251.4775 | 96.3397 | 11.3692 | 9321066888.0439 | 4497317.7453 | 0 | 3776097.0288 | 0 | 0 | 0 | 1649016.3692 | 3869748.1459 | 10068290.8811 | 6871815.409 | 30732285.5792 | 3144235.0165 | 15779296.4433 | 15779296.4433 | 12703572.8692 | 6667130.9763 | 0 | 49655817.039 | 84805817.3278 | 23713.7371 | 7.5623 | 6566.2269 | 11214.2801 | 147.246 | 251.4775
1 | 3900 | 707 | 0.035 | 15 | 15 | 7 | 3.1623e-11 | 0 | CO2 | Porous | Wet | R245fa | MinimizeLCOE | IgnoreSilica | 111.705 | 18.6071 | 2.0641 | 4 | 6116.0391 | 10373.3838 | 137.1507 | 232.6206 | 95.9924 | 11.245 | 9554759823.4302 | 4670476.5111 | 0 | 3959044.7712 | 0 | 0 | 0 | 1564168.9753 | 3975539.2005 | 10343537.5045 | 7059676.8852 | 31572443.8479 | 3144235.0165 | 15779296.4433 | 15779296.4433 | 12703572.8692 | 6667130.9763 | 0 | 50495975.3077 | 85645975.5965 | 31622.7766 | 8.2563 | 6116.0391 | 10373.3838 | 137.1507 | 232.6206
1 | 3900 | 707 | 0.035 | 15 | 15 | 7 | 4.217e-11 | 0 | CO2 | Porous | Wet | R245fa | MinimizeLCOE | IgnoreSilica | 120.6935 | 20.1773 | 2.2481 | 4 | 5778.2772 | 9687.2025 | 129.5765 | 217.2332 | 95.4597 | 11.0625 | 9722640972.6553 | 4902523.531 | 0 | 4211913.9751 | 0 | 0 | 0 | 1551829.0248 | 4159843.947 | 10823060.6489 | 7386961.2845 | 33036132.4113 | 3144235.0165 | 15779296.4433 | 15779296.4433 | 12703572.8692 | 6667130.9763 | 0 | 51959663.8711 | 87109664.1599 | 42169.6503 | 8.9922 | 5778.2772 | 9687.2025 | 129.5765 | 217.2332
1 | 3900 | 707 | 0.035 | 15 | 15 | 7 | 5.6234e-11 | 0 | CO2 | Porous | Wet | R245fa | MinimizeLCOE | IgnoreSilica | 126.2501 | 21.1748 | 2.383 | 4 | 5526.2774 | 9213.8255 | 123.9254 | 206.6178 | 95.098 | 10.942 | 9842155164.3381 | 5039489.8839 | 0 | 4366342.4732 | 0 | 0 | 0 | 1492010.0646 | 4250158.5444 | 11058040.7052 | 7547340.0013 | 33753381.6726 | 3144235.0165 | 15779296.4433 | 15779296.4433 | 12703572.8692 | 6667130.9763 | 0 | 52676913.1325 | 87826913.4213 | 56234.1325 | 9.5321 | 5526.2774 | 9213.8255 | 123.9254 | 206.6178
1 | 3900 | 707 | 0.035 | 15 | 15 | 7 | 7.4989e-11 | 0 | CO2 | Porous | Wet | R245fa | MinimizeLCOE | IgnoreSilica | 130.6035 | 21.9616 | 2.4913 | 4 | 5337.5404 | 8864.7598 | 119.693 | 198.7901 | 94.7966 | 10.8435 | 9929146866.1876 | 5143304.5123 | 0 | 4486381.6255 | 0 | 0 | 0 | 1433975.3456 | 4314827.9785 | 11226297.3072 | 7662178.5895 | 34266965.3586 | 3144235.0165 | 15779296.4433 | 15779296.4433 | 12703572.8692 | 6667130.9763 | 0 | 53190496.8184 | 88340497.1072 | 74989.4209 | 9.9654 | 5337.5404 | 8864.7598 | 119.693 | 198.7901
1 | 3900 | 707 | 0.035 | 15 | 15 | 7 | 1e-10 | 0 | CO2 | Porous | Wet | R245fa | MinimizeLCOE | IgnoreSilica | 133.9728 | 22.5737 | 2.5768 | 4 | 5196.137 | 8606.4145 | 116.5221 | 192.9968 | 94.5523 | 10.7646 | 9991817602.4601 | 5221530.6826 | 0 | 4578736.2903 | 0 | 0 | 0 | 1381724.8324 | 4360976.8041 | 11346367.0849 | 7744128.68 | 34633464.3742 | 3144235.0165 | 15779296.4433 | 15779296.4433 | 12703572.8692 | 6667130.9763 | 0 | 53556995.834 | 88706996.1228 | 100000 | 10.3071 | 5196.137 | 8606.4145 | 116.5221 | 192.9968
1 | 3900 | 707 | 0.035 | 15 | 15 | 7 | 1.3335e-10 | 0 | CO2 | Porous | Wet | R245fa | MinimizeLCOE | IgnoreSilica | 136.5667 | 23.0468 | 2.6434 | 4 | 5090.1575 | 8414.5159 | 114.1455 | 188.6935 | 94.3576 | 10.7024 | 10034970847.0333 | 5280484.2773 | 0 | 4649520.1583 | 0 | 0 | 0 | 1337104.0385 | 4394172.3049 | 11432734.9687 | 7803076.5354 | 34897092.2831 | 3144235.0165 | 15779296.4433 | 15779296.4433 | 12703572.8692 | 6667130.9763 | 0 | 53820623.7429 | 88970624.0317 | 133352.1432 | 10.5735 | 5090.1575 | 8414.5159 | 114.1455 | 188.6935
1 | 3900 | 707 | 0.035 | 15 | 15 | 7 | 1.7783e-10 | 0 | CO2 | Porous | Wet | R245fa | MinimizeLCOE | IgnoreSilica | 138.5398 | 23.4079 | 2.6947 | 4 | 5010.7042 | 8271.7704 | 112.3638 | 185.4924 | 94.2055 | 10.6542 | 10066940394.6103 | 5324585.1251 | 0 | 4703184.2125 | 0 | 0 | 0 | 1300093.2303 | 4417866.4014 | 11494382.1476 | 7845152.0016 | 35085263.1184 | 3144235.0165 | 15779296.4433 | 15779296.4433 | 12703572.8692 | 6667130.9763 | 0 | 54008794.5783 | 89158794.8671 | 177827.941 | 10.7787 | 5010.7042 | 8271.7704 | 112.3638 | 185.4924
1 | 3900 | 707 | 0.035 | 15 | 15 | 7 | 2.3714e-10 | 0 | CO2 | Porous | Wet | R245fa | MinimizeLCOE | IgnoreSilica | 140.024 | 23.6804 | 2.7338 | 4 | 4951.1257 | 8165.5032 | 111.0278 | 183.1094 | 94.0889 | 10.6174 | 10091955304.1622 | 5357331.0686 | 0 | 4743448.4203 | 0 | 0 | 0 | 1270014.6836 | 4434609.7273 | 11537944.8469 | 7874884.439 | 35218233.1857 | 3144235.0165 | 15779296.4433 | 15779296.4433 | 12703572.8692 | 6667130.9763 | 0 | 54141764.6455 | 89291764.9343 | 237137.3706 | 10.9352 | 4951.1257 | 8165.5032 | 111.0278 | 183.1094
1 | 3900 | 707 | 0.035 | 15 | 15 | 7 | 3.1623e-10 | 0 | CO2 | Porous | Wet | R245fa | MinimizeLCOE | IgnoreSilica | 141.154 | 23.8882 | 2.7637 | 4 | 4906.4454 | 8086.0713 | 110.0258 | 181.3282 | 93.9988 | 10.5891 | 10110420745.3528 | 5382017.1568 | 0 | 4774048.226 | 0 | 0 | 0 | 1246308.1728 | 4446925.6867 | 11569988.4469 | 7896754.8545 | 35316042.5437 | 3144235.0165 | 15779296.4433 | 15779296.4433 | 12703572.8692 | 6667130.9763 | 0 | 54239574.0035 | 89389574.2923 | 316227.766 | 11.0548 | 4906.4454 | 8086.0713 | 110.0258 | 181.3282
1 | 3900 | 707 | 0.035 | 15 | 15 | 7 | 4.217e-10 | 0 | CO2 | Porous | Wet | R245fa | MinimizeLCOE | IgnoreSilica | 142.0165 | 24.0468 | 2.7865 | 4 | 4872.9358 | 8026.5877 | 109.2744 | 179.9943 | 93.9292 | 10.5673 | 10121166545.2547 | 5400716.1131 | 0 | 4797372.2837 | 0 | 0 | 0 | 1227930.9679 | 4456147.5523 | 11593981.8494 | 7913130.8447 | 35389279.6111 | 3144235.0165 | 15779296.4433 | 15779296.4433 | 12703572.8692 | 6667130.9763 | 0 | 54312811.0709 | 89462811.3597 | 421696.5034 | 11.1458 | 4872.9358 | 8026.5877 | 109.2744 | 179.9943
1 | 3900 | 707 | 0.035 | 15 | 15 | 7 | 5.6234e-10 | 0 | CO2 | Porous | Wet | R245fa | MinimizeLCOE | IgnoreSilica | 142.6498 | 24.1637 | 2.8035 | 4 | 4847.8038 | 7982.2792 | 108.7108 | 179.0007 | 93.8777 | 10.5512 | 10132605504.0387 | 5414365.6169 | 0 | 4814478.5665 | 0 | 0 | 0 | 1213464.0098 | 4462500.1954 | 11610510.1237 | 7924411.7315 | 35439730.2438 | 3144235.0165 | 15779296.4433 | 15779296.4433 | 12703572.8692 | 6667130.9763 | 0 | 54363261.7036 | 89513261.9924 | 562341.3252 | 11.214 | 4847.8038 | 7982.2792 | 108.7108 | 179.0007
1 | 3900 | 707 | 0.035 | 15 | 15 | 7 | 7.4989e-10 | 0 | CO2 | Porous | Wet | R245fa | MinimizeLCOE | IgnoreSilica | 143.0908 | 24.2459 | 2.816 | 4 | 4828.9553 | 7949.5117 | 108.2881 | 178.2659 | 93.8416 | 10.54 | 10140818048.4979 | 5423831.8568 | 0 | 4826382.0081 | 0 | 0 | 0 | 1201836.1612 | 4466299.5102 | 11620395.1616 | 7931158.473 | 35469903.171 | 3144235.0165 | 15779296.4433 | 15779296.4433 | 12703572.8692 | 6667130.9763 | 0 | 54393434.6309 | 89543434.9197 | 749894.2093 | 11.264 | 4828.9553 | 7949.5117 | 108.2881 | 178.2659
1 | 3900 | 707 | 0.035 | 15 | 15 | 7 | 1e-09 | 0 | CO2 | Porous | Wet | R245fa | MinimizeLCOE | IgnoreSilica | 143.4929 | 24.3194 | 2.8261 | 4 | 4814.8187 | 7924.1804 | 107.9711 | 177.6978 | 93.8086 | 10.5297 | 10145642206.724 | 5432432.7021 | 0 | 4837229.1725 | 0 | 0 | 0 | 1194019.6279 | 4470835.786 | 11632197.6206 | 7939213.8938 | 35505928.8029 | 3144235.0165 | 15779296.4433 | 15779296.4433 | 12703572.8692 | 6667130.9763 | 0 | 54429460.2627 | 89579460.5515 | 1000000 | 11.3046 | 4814.8187 | 7924.1804 | 107.9711 | 177.6978
1 | 3900 | 707 | 0.035 | 15 | 15 | 7 | 1.3335e-09 | 0 | CO2 | Porous | Wet | R245fa | MinimizeLCOE | IgnoreSilica | 143.7681 | 24.3702 | 2.8335 | 4 | 4804.2169 | 7905.5057 | 107.7334 | 177.279 | 93.7859 | 10.5226 | 10149056122.6676 | 5438304.6022 | 0 | 4844650.2293 | 0 | 0 | 0 | 1187676.1248 | 4473546.0729 | 11639249.2313 | 7944026.763 | 35527453.0236 | 3144235.0165 | 15779296.4433 | 15779296.4433 | 12703572.8692 | 6667130.9763 | 0 | 54450984.4834 | 89600984.7722 | 1333521.4322 | 11.334 | 4804.2169 | 7905.5057 | 107.7334 | 177.279
1 | 3900 | 707 | 0.035 | 15 | 15 | 7 | 1.7783e-09 | 0 | CO2 | Porous | Wet | R245fa | MinimizeLCOE | IgnoreSilica | 143.9728 | 24.4081 | 2.839 | 4 | 4796.2661 | 7891.5348 | 107.5551 | 176.9657 | 93.7689 | 10.5173 | 10152031729.4923 | 5442662.8837 | 0 | 4850166.9138 | 0 | 0 | 0 | 1182842.2607 | 4475512.1027 | 11644364.4374 | 7947517.9963 | 35543066.5946 | 3144235.0165 | 15779296.4433 | 15779296.4433 | 12703572.8692 | 6667130.9763 | 0 | 54466598.0544 | 89616598.3432 | 1778279.41 | 11.356 | 4796.2661 | 7891.5348 | 107.5551 | 176.9657
1 | 3900 | 707 | 0.035 | 15 | 15 | 7 | 2.3714e-09 | 0 | CO2 | Porous | Wet | R245fa | MinimizeLCOE | IgnoreSilica | 144.1313 | 24.4373 | 2.8432 | 4 | 4790.3034 | 7881.01 | 107.4214 | 176.7297 | 93.7558 | 10.5133 | 10152206149.9225 | 5446033.9002 | 0 | 4854439.1563 | 0 | 0 | 0 | 1179262.4279 | 4477096.8389 | 11648487.596 | 7950332.1368 | 35555652.0561 | 3144235.0165 | 15779296.4433 | 15779296.4433 | 12703572.8692 | 6667130.9763 | 0 | 54479183.5159 | 89629183.8047 | 2371373.7057 | 11.3728 | 4790.3034 | 7881.01 | 107.4214 | 176.7297
1 | 3900 | 707 | 0.035 | 15 | 15 | 7 | 3.1623e-09 | 0 | CO2 | Porous | Wet | R245fa | MinimizeLCOE | IgnoreSilica | 144.246 | 24.4585 | 2.8463 | 4 | 4785.8319 | 7873.1686 | 107.3211 | 176.5539 | 93.7463 | 10.5103 | 10154565088.2525 | 5448469.363 | 0 | 4857528.3705 | 0 | 0 | 0 | 1176499.3684 | 4478173.8698 | 11651289.8093 | 7952244.7049 | 35564205.4859 | 3144235.0165 | 15779296.4433 | 15779296.4433 | 12703572.8692 | 6667130.9763 | 0 | 54487736.9457 | 89637737.2345 | 3162277.6602 | 11.3852 | 4785.8319 | 7873.1686 | 107.3211 | 176.5539
1 | 3900 | 707 | 0.035 | 15 | 15 | 7 | 4.217e-09 | 0 | CO2 | Porous | Wet | R245fa | MinimizeLCOE | IgnoreSilica | 144.3212 | 24.4726 | 2.8485 | 4 | 4782.4785 | 7867.4095 | 107.2459 | 176.4247 | 93.74 | 10.5084 | 10158678813.299 | 5450065.5227 | 0 | 4859553.9155 | 0 | 0 | 0 | 1174260.3355 | 4478713.1117 | 11652692.8064 | 7953202.2792 | 35568487.971 | 3144235.0165 | 15779296.4433 | 15779296.4433 | 12703572.8692 | 6667130.9763 | 0 | 54492019.4308 | 89642019.7196 | 4216965.0343 | 11.3941 | 4782.4785 | 7867.4095 | 107.2459 | 176.4247
1 | 3900 | 707 | 0.035 | 15 | 15 | 7 | 5.6234e-09 | 0 | CO2 | Porous | Wet | R245fa | MinimizeLCOE | IgnoreSilica | 141.705 | 24.0386 | 2.8227 | 4 | 4779.6388 | 7892.8079 | 107.1822 | 176.9943 | 93.9473 | 10.572 | 10159380522.9406 | 5393447.2054 | 0 | 4788951.759 | 0 | 0 | 0 | 1131545.207 | 4412438.2268 | 11480259.1507 | 7835512.7661 | 35042154.315 | 3144235.0165 | 15779296.4433 | 15779296.4433 | 12703572.8692 | 6667130.9763 | 0 | 53965685.7748 | 89115686.0636 | 5623413.2519 | 11.2907 | 4779.6388 | 7892.8079 | 107.1822 | 176.9943
1 | 3900 | 707 | 0.035 | 15 | 15 | 7 | 7.4989e-09 | 0 | CO2 | Porous | Wet | R245fa | MinimizeLCOE | IgnoreSilica | 142.058 | 24.0985 | 2.8273 | 4 | 4777.4934 | 7885.6303 | 107.1341 | 176.8333 | 93.9186 | 10.563 | 11032978412.0221 | 5401073.0835 | 0 | 4798493.7083 | 0 | 0 | 0 | 1134753.4903 | 4420384.91 | 11500934.7903 | 7849624.3149 | 35105264.2973 | 3144235.0165 | 15779296.4433 | 15779296.4433 | 12703572.8692 | 6667130.9763 | 0 | 54028795.7571 | 89178796.046 | 7498942.0933 | 11.309 | 4777.4934 | 7885.6303 | 107.1341 | 176.8333
1 | 3900 | 707 | 0.035 | 15 | 15 | 7 | 1e-08 | 0 | CO2 | Porous | Wet | R245fa | MinimizeLCOE | IgnoreSilica | 142.146 | 24.1138 | 2.8288 | 4 | 4776.04 | 7882.492 | 107.1015 | 176.763 | 93.9114 | 10.5608 | 10159368476.9858 | 5402971.6761 | 0 | 4800871.007 | 0 | 0 | 0 | 1134629.7548 | 4422004.2507 | 11505147.9827 | 7852499.9053 | 35118124.5765 | 3144235.0165 | 15779296.4433 | 15779296.4433 | 12703572.8692 | 6667130.9763 | 0 | 54041656.0363 | 89191656.3251 | 10000000 | 11.3152 | 4776.04 | 7882.492 | 107.1015 | 176.763
1 | 4000 | 707 | 0.035 | 15 | 15 | 7 | 1e-13 | 0 | CO2 | Porous | Wet | R245fa | MinimizeLCOE | IgnoreSilica | 1.1001 | 0.013139 | 0.0017039 | 4 | 2979264.4679 | 8283050.9731 | 66809.2807 | 185745.4024 | 61.9962 | 10.3063 | 1739057.924 | 117203.3323 | 0 | 53826.5748 | 0 | 0 | 0 | 112874.6003 | 110722.7579 | 288077.9037 | 196619.0887 | 879324.2577 | 3144235.0165 | 16281397.4 | 16281397.4 | 13025169.1305 | 6840998.1979 | 0 | 20304956.6742 | 56452521.4025 | 100 | 0.0068154 | 2979264.4679 | 8283050.9731 | 66809.2807 | 185745.4024
1 | 4000 | 707 | 0.035 | 15 | 15 | 7 | 1.3335e-13 | 0 | CO2 | Porous | Wet | R245fa | MinimizeLCOE | IgnoreSilica | 1.6485 | 0.0705 | 0.0054157 | 4 | 957549.1051 | 2626202.8769 | 21472.8057 | 58891.9604 | 70.6722 | 10.9912 | 229604635.1688 | 176919.4812 | 0 | 91619.2295 | 0 | 0 | 0 | 156830.8148 | 165894.1149 | 431622.4575 | 294591.1962 | 1317477.2942 | 3144235.0165 | 16281397.4 | 16281397.4 | 13025169.1305 | 6840998.1979 | 0 | 20743109.7106 | 56890674.439 | 133.3521 | 0.021663 | 957549.1051 | 2626202.8769 | 21472.8057 | 58891.9604
1 | 4000 | 707 | 0.035 | 15 | 15 | 7 | 1.7783e-13 | 0 | CO2 | Porous | Wet | R245fa | MinimizeLCOE | IgnoreSilica | 2.2988 | 0.15349 | 0.011452 | 4 | 463293.7274 | 1252425.2154 | 10389.2491 | 28085.3307 | 77.0955 | 11.4462 | 391816825.3153 | 243690.696 | 0 | 134683.7984 | 0 | 0 | 0 | 201609.2973 | 226193.6787 | 588509.5534 | 401669.8628 | 1796356.8866 | 3144235.0165 | 16281397.4 | 16281397.4 | 13025169.1305 | 6840998.1979 | 0 | 21221989.303 | 57369554.0314 | 177.8279 | 0.045807 | 463293.7274 | 1252425.2154 | 10389.2491 | 28085.3307
1 | 4000 | 707 | 0.035 | 15 | 15 | 7 | 2.3714e-13 | 0 | CO2 | Porous | Wet | R245fa | MinimizeLCOE | IgnoreSilica | 3.1297 | 0.27108 | 0.020465 | 4 | 266153.6353 | 707740.6672 | 5968.4305 | 15870.9122 | 82.3117 | 11.7785 | 690100646.7637 | 323045.259 | 0 | 186997.7729 | 0 | 0 | 0 | 252326.6725 | 297324.1847 | 773576.5391 | 527981.8833 | 2361252.3115 | 3144235.0165 | 16281397.4 | 16281397.4 | 13025169.1305 | 6840998.1979 | 0 | 21786884.728 | 57934449.4563 | 237.1374 | 0.081858 | 266153.6353 | 707740.6672 | 5968.4305 | 15870.9122
1 | 4000 | 707 | 0.035 | 15 | 15 | 7 | 3.1623e-13 | 0 | CO2 | Porous | Wet | R245fa | MinimizeLCOE | IgnoreSilica | 4.1897 | 0.43092 | 0.033289 | 4 | 168596.9361 | 440066.7679 | 3780.7453 | 9868.3902 | 86.5209 | 12.0247 | 1048052758.8247 | 416611.0011 | 0 | 250138.6534 | 0 | 0 | 0 | 309564.3788 | 380762.473 | 990665.8496 | 676149.7985 | 3023892.1544 | 3144235.0165 | 16281397.4 | 16281397.4 | 13025169.1305 | 6840998.1979 | 0 | 22449524.5708 | 58597089.2992 | 316.2278 | 0.13315 | 168596.9361 | 440066.7679 | 3780.7453 | 9868.3902
1 | 4000 | 707 | 0.035 | 15 | 15 | 7 | 4.217e-13 | 0 | CO2 | Porous | Wet | R245fa | MinimizeLCOE | IgnoreSilica | 5.5534 | 0.64458 | 0.05104 | 4 | 113803.9207 | 290859.4874 | 2552.0252 | 6522.4532 | 89.9211 | 12.2099 | 1441618065.8978 | 527564.2202 | 0 | 326873.9449 | 0 | 0 | 0 | 375203.4479 | 479560.2291 | 1247717.3447 | 851592.7258 | 3808511.9125 | 3144235.0165 | 16281397.4 | 16281397.4 | 13025169.1305 | 6840998.1979 | 0 | 23234144.329 | 59381709.0573 | 421.6965 | 0.20416 | 113803.9207 | 290859.4874 | 2552.0252 | 6522.4532
1 | 4000 | 707 | 0.035 | 15 | 15 | 7 | 5.6234e-13 | 0 | CO2 | Porous | Wet | R245fa | MinimizeLCOE | IgnoreSilica | 7.2855 | 0.92307 | 0.075134 | 4 | 80354.9688 | 200632.6284 | 1801.9406 | 4499.1379 | 92.6172 | 12.348 | 1953139624.822 | 657432.7288 | 0 | 418966.4813 | 0 | 0 | 0 | 448756.3555 | 594810.6706 | 1547575.3524 | 1056251.9775 | 4723793.5662 | 3144235.0165 | 16281397.4 | 16281397.4 | 13025169.1305 | 6840998.1979 | 0 | 24149425.9826 | 60296990.7109 | 562.3413 | 0.30053 | 80354.9688 | 200632.6284 | 1801.9406 | 4499.1379
1 | 4000 | 707 | 0.035 | 15 | 15 | 7 | 7.4989e-13 | 0 | CO2 | Porous | Wet | R245fa | MinimizeLCOE | IgnoreSilica | 9.5144 | 1.2867 | 0.10748 | 4 | 58698.6157 | 142776.1422 | 1316.3022 | 3201.7202 | 94.7709 | 12.4522 | 2487101214.5112 | 811521.1452 | 0 | 531015.0848 | 0 | 0 | 0 | 533559.054 | 731677.1608 | 1903673.8847 | 1299296.5429 | 5810742.8722 | 3144235.0165 | 16281397.4 | 16281397.4 | 13025169.1305 | 6840998.1979 | 0 | 25236375.2887 | 61383940.017 | 749.8942 | 0.42993 | 58698.6157 | 142776.1422 | 1316.3022 | 3201.7202
1 | 4000 | 707 | 0.035 | 15 | 15 | 7 | 1e-12 | 0 | CO2 | Porous | Wet | R245fa | MinimizeLCOE | IgnoreSilica | 12.3527 | 1.7548 | 0.15046 | 4 | 44053.7806 | 104116.9114 | 987.8953 | 2334.7964 | 96.4623 | 12.5287 | 3089511934.7177 | 992628.4172 | 0 | 666057.7755 | 0 | 0 | 0 | 629497.8065 | 892391.7597 | 2321820.304 | 1584690.0661 | 7087086.1289 | 3144235.0165 | 16281397.4 | 16281397.4 | 13025169.1305 | 6840998.1979 | 0 | 26512718.5454 | 62660283.2737 | 1000 | 0.60183 | 44053.7806 | 104116.9114 | 987.8953 | 2334.7964
1 | 4000 | 707 | 0.035 | 15 | 15 | 7 | 1.3335e-12 | 0 | CO2 | Porous | Wet | R245fa | MinimizeLCOE | IgnoreSilica | 15.9749 | 2.3561 | 0.20714 | 4 | 33816.5023 | 77443.4606 | 758.3268 | 1736.6508 | 97.7848 | 12.5828 | 3715717180.8792 | 1206234.4312 | 0 | 829367.2034 | 0 | 0 | 0 | 738913.8623 | 1082061.0438 | 2815300.8747 | 1921500.6956 | 8593378.1109 | 3144235.0165 | 16281397.4 | 16281397.4 | 13025169.1305 | 6840998.1979 | 0 | 28019010.5274 | 64166575.2557 | 1333.5214 | 0.82856 | 33816.5023 | 77443.4606 | 758.3268 | 1736.6508
1 | 4000 | 707 | 0.035 | 15 | 15 | 7 | 1.7783e-12 | 0 | CO2 | Porous | Wet | R245fa | MinimizeLCOE | IgnoreSilica | 20.6398 | 3.1336 | 0.2817 | 4 | 26454.6071 | 58534.0139 | 593.2381 | 1312.611 | 98.813 | 12.6168 | 4348594082.6266 | 1460614.4689 | 0 | 1025408.3632 | 0 | 0 | 0 | 866567.4388 | 1307510.2056 | 3401873.3478 | 2321848.4614 | 10383822.2857 | 3144235.0165 | 16281397.4 | 16281397.4 | 13025169.1305 | 6840998.1979 | 0 | 29809454.7021 | 65957019.4304 | 1778.2794 | 1.1268 | 26454.6071 | 58534.0139 | 593.2381 | 1312.611
1 | 4000 | 707 | 0.035 | 15 | 15 | 7 | 2.3714e-12 | 0 | CO2 | Porous | Wet | R245fa | MinimizeLCOE | IgnoreSilica | 26.3498 | 4.0921 | 0.37782 | 4 | 21043.8654 | 44962.4214 | 471.9036 | 1008.2714 | 99.5597 | 12.6299 | 5080209008.7094 | 1749020.3341 | 0 | 1246677.6907 | 0 | 0 | 0 | 1000577.3358 | 1558547.3906 | 4055020.6084 | 2767634.8876 | 12377478.2472 | 3144235.0165 | 16281397.4 | 16281397.4 | 13025169.1305 | 6840998.1979 | 0 | 31803110.6637 | 67950675.392 | 2371.3737 | 1.5113 | 21043.8654 | 44962.4214 | 471.9036 | 1008.2714
1 | 4000 | 707 | 0.035 | 15 | 15 | 7 | 3.1623e-12 | 0 | CO2 | Porous | Wet | R245fa | MinimizeLCOE | IgnoreSilica | 33.4003 | 5.2811 | 0.50034 | 4 | 17029.3073 | 35090.7316 | 381.8781 | 786.9011 | 100.087 | 12.6209 | 5811518402.4387 | 2079500.5787 | 0 | 1507066.9905 | 0 | 0 | 0 | 1145458.8785 | 1845490.3146 | 4801587.2365 | 3277181.9517 | 14656285.9505 | 3144235.0165 | 16281397.4 | 16281397.4 | 13025169.1305 | 6840998.1979 | 0 | 34081918.3669 | 70229483.0952 | 3162.2777 | 2.0014 | 17029.3073 | 35090.7316 | 381.8781 | 786.9011
1 | 4000 | 707 | 0.035 | 15 | 15 | 7 | 4.217e-12 | 0 | CO2 | Porous | Wet | R245fa | MinimizeLCOE | IgnoreSilica | 41.8728 | 6.7178 | 0.65309 | 4 | 14014.4154 | 27851.5443 | 314.2699 | 624.5641 | 100.4128 | 12.586 | 6553796349.8185 | 2448443.7143 | 0 | 1805834.4303 | 0 | 0 | 0 | 1294207.9616 | 2163909.5814 | 5630048.8519 | 3842624.0274 | 17185068.5669 | 3144235.0165 | 16281397.4 | 16281397.4 | 13025169.1305 | 6840998.1979 | 0 | 36610700.9834 | 72758265.7117 | 4216.965 | 2.6124 | 14014.4154 | 27851.5443 | 314.2699 | 624.5641
1 | 4000 | 707 | 0.035 | 15 | 15 | 7 | 5.6234e-12 | 0 | CO2 | Porous | Wet | R245fa | MinimizeLCOE | IgnoreSilica | 51.7806 | 8.4079 | 0.83829 | 4 | 11731.9434 | 22512.0351 | 263.086 | 504.8269 | 100.55 | 12.5201 | 7267686401.7439 | 2849673.9125 | 0 | 2140256.8758 | 0 | 0 | 0 | 1439526.622 | 2507488.39 | 6523970.4342 | 4452743.8755 | 19913660.1099 | 3144235.0165 | 16281397.4 | 16281397.4 | 13025169.1305 | 6840998.1979 | 0 | 39339292.5263 | 75486857.2546 | 5623.4133 | 3.3532 | 11731.9434 | 22512.0351 | 263.086 | 504.8269
1 | 4000 | 707 | 0.035 | 15 | 15 | 7 | 7.4989e-12 | 0 | CO2 | Porous | Wet | R245fa | MinimizeLCOE | IgnoreSilica | 62.901 | 10.3194 | 1.0545 | 4 | 9994.2628 | 18564.4791 | 224.1189 | 416.3039 | 100.5005 | 12.416 | 7932751067.9185 | 3268628.4173 | 0 | 2500679.8029 | 0 | 0 | 0 | 1568900.3566 | 2861901.3449 | 7446080.2429 | 5082102.7674 | 22728292.932 | 3144235.0165 | 16281397.4 | 16281397.4 | 13025169.1305 | 6840998.1979 | 0 | 42153925.3485 | 78301490.0768 | 7498.9421 | 4.2178 | 9994.2628 | 18564.4791 | 224.1189 | 416.3039
1 | 4000 | 707 | 0.035 | 15 | 15 | 7 | 1e-11 | 0 | CO2 | Porous | Wet | R245fa | MinimizeLCOE | IgnoreSilica | 74.689 | 12.3622 | 1.2935 | 4 | 8675.8937 | 15662.4125 | 194.5548 | 351.2258 | 100.2912 | 12.2808 | 8530236978.6251 | 3682865.7647 | 0 | 2869047.7186 | 0 | 0 | 0 | 1669109.3579 | 3206198.9081 | 8341871.8769 | 5693498.9643 | 25462592.5905 | 3144235.0165 | 16281397.4 | 16281397.4 | 13025169.1305 | 6840998.1979 | 0 | 44888225.007 | 81035789.7353 | 10000 | 5.1739 | 8675.8937 | 15662.4125 | 194.5548 | 351.2258
1 | 4000 | 707 | 0.035 | 15 | 15 | 7 | 1.3335e-11 | 0 | CO2 | Porous | Wet | R245fa | MinimizeLCOE | IgnoreSilica | 86.4935 | 14.4274 | 1.5433 | 4 | 7676.2455 | 13531.8913 | 172.1379 | 303.4494 | 99.9465 | 12.1176 | 9032555803.5509 | 4070448.1085 | 0 | 3226407.2865 | 0 | 0 | 0 | 1730723.2611 | 3520755.6759 | 9160284.0623 | 6252082.0976 | 27960700.4919 | 3144235.0165 | 16281397.4 | 16281397.4 | 13025169.1305 | 6840998.1979 | 0 | 47386332.9083 | 83533897.6367 | 13335.2143 | 6.1731 | 7676.2455 | 13531.8913 | 172.1379 | 303.4494
1 | 4000 | 707 | 0.035 | 15 | 15 | 7 | 1.7783e-11 | 0 | CO2 | Porous | Wet | R245fa | MinimizeLCOE | IgnoreSilica | 97.5802 | 16.3875 | 1.7885 | 4 | 6921.3419 | 11974.0594 | 155.2094 | 268.5154 | 99.5136 | 11.9394 | 9441825472.2479 | 4411744.477 | 0 | 3553216.3515 | 0 | 0 | 0 | 1750171.2843 | 3788901.524 | 9857944.5548 | 6728249.7192 | 30090227.9107 | 3144235.0165 | 16281397.4 | 16281397.4 | 13025169.1305 | 6840998.1979 | 0 | 49515860.3272 | 85663425.0555 | 17782.7941 | 7.1541 | 6921.3419 | 11974.0594 | 155.2094 | 268.5154
1 | 4000 | 707 | 0.035 | 15 | 15 | 7 | 2.3714e-11 | 0 | CO2 | Porous | Wet | R245fa | MinimizeLCOE | IgnoreSilica | 107.4681 | 18.1535 | 2.0161 | 4 | 6353.489 | 10835.7936 | 142.4754 | 242.99 | 99.0429 | 11.7601 | 9751091731.5514 | 4698524.2902 | 0 | 3838451.7346 | 0 | 0 | 0 | 1734093.6601 | 4005717.1771 | 10422054.4093 | 7113266.2861 | 31812107.5574 | 3144235.0165 | 16281397.4 | 16281397.4 | 13025169.1305 | 6840998.1979 | 0 | 51237739.9739 | 87385304.7022 | 23713.7371 | 8.0645 | 6353.489 | 10835.7936 | 142.4754 | 242.99
1 | 4000 | 707 | 0.035 | 15 | 15 | 7 | 3.1623e-11 | 0 | CO2 | Porous | Wet | R245fa | MinimizeLCOE | IgnoreSilica | 115.846 | 19.6651 | 2.2166 | 4 | 5927.5329 | 10004.4201 | 132.9235 | 224.3467 | 98.5825 | 11.5932 | 9984097952.5038 | 4928847.9696 | 0 | 4076027.9837 | 0 | 0 | 0 | 1691894.7583 | 4171740.5775 | 10854013.241 | 7408087.0646 | 33130611.5946 | 3144235.0165 | 16281397.4 | 16281397.4 | 13025169.1305 | 6840998.1979 | 0 | 52556244.0111 | 88703808.7394 | 31622.7766 | 8.8665 | 5927.5329 | 10004.4201 | 132.9235 | 224.3467
1 | 4000 | 707 | 0.035 | 15 | 15 | 7 | 4.217e-11 | 0 | CO2 | Porous | Wet | R245fa | MinimizeLCOE | IgnoreSilica | 122.7398 | 20.9216 | 2.387 | 4 | 5606.9726 | 9392.8382 | 125.735 | 210.6321 | 98.1543 | 11.4423 | 10152533040.8851 | 5109287.4254 | 0 | 4268946.146 | 0 | 0 | 0 | 1634723.249 | 4295053.16 | 11174847.2857 | 7627062.8926 | 34109920.1586 | 3144235.0165 | 16281397.4 | 16281397.4 | 13025169.1305 | 6840998.1979 | 0 | 53535552.5751 | 89683117.3034 | 42169.6503 | 9.548 | 5606.9726 | 9392.8382 | 125.735 | 210.6321
1 | 4000 | 707 | 0.035 | 15 | 15 | 7 | 5.6234e-11 | 0 | CO2 | Porous | Wet | R245fa | MinimizeLCOE | IgnoreSilica | 128.2233 | 21.9274 | 2.5263 | 4 | 5368.3496 | 8945.499 | 120.3839 | 200.6006 | 97.7915 | 11.3185 | 10271085847.4354 | 5247639.8668 | 0 | 4420849.8552 | 0 | 0 | 0 | 1574452.9109 | 4384747.6269 | 11408213.8897 | 7786340.395 | 34822244.5445 | 3144235.0165 | 16281397.4 | 16281397.4 | 13025169.1305 | 6840998.1979 | 0 | 54247876.961 | 90395441.6893 | 56234.1325 | 10.1051 | 5368.3496 | 8945.499 | 120.3839 | 200.6006
1 | 4000 | 707 | 0.035 | 15 | 15 | 7 | 7.4989e-11 | 0 | CO2 | Porous | Wet | R245fa | MinimizeLCOE | IgnoreSilica | 132.5159 | 22.7199 | 2.6378 | 4 | 5189.6782 | 8615.5336 | 116.3773 | 193.2012 | 97.4898 | 11.2173 | 10355684123.1051 | 5352486.05 | 0 | 4538858.3336 | 0 | 0 | 0 | 1516416.8378 | 4449026.8763 | 11575455.3113 | 7900486.1018 | 35332729.5109 | 3144235.0165 | 16281397.4 | 16281397.4 | 13025169.1305 | 6840998.1979 | 0 | 54758361.9273 | 90905926.6557 | 74989.4209 | 10.5514 | 5189.6782 | 8615.5336 | 116.3773 | 193.2012
1 | 4000 | 707 | 0.035 | 15 | 15 | 7 | 1e-10 | 0 | CO2 | Porous | Wet | R245fa | MinimizeLCOE | IgnoreSilica | 135.8286 | 23.3348 | 2.7256 | 4 | 5055.8476 | 8371.3693 | 113.3762 | 187.7259 | 97.2462 | 11.1366 | 10417359904.5919 | 5431305.9364 | 0 | 4629405.81 | 0 | 0 | 0 | 1464299.211 | 4494754.2734 | 11694428.6184 | 7981687.8285 | 35695881.6776 | 3144235.0165 | 16281397.4 | 16281397.4 | 13025169.1305 | 6840998.1979 | 0 | 55121514.0941 | 91269078.8224 | 100000 | 10.9025 | 5055.8476 | 8371.3693 | 113.3762 | 187.7259
1 | 4000 | 707 | 0.035 | 15 | 15 | 7 | 1.3335e-10 | 0 | CO2 | Porous | Wet | R245fa | MinimizeLCOE | IgnoreSilica | 138.3696 | 23.8085 | 2.7939 | 4 | 4955.5653 | 8190.0738 | 111.1273 | 183.6604 | 97.0528 | 11.0733 | 10461077016.3996 | 5490519.7775 | 0 | 4698560.4871 | 0 | 0 | 0 | 1419839.9546 | 4527478.8855 | 11779571.3464 | 8039799.4899 | 35955769.9409 | 3144235.0165 | 16281397.4 | 16281397.4 | 13025169.1305 | 6840998.1979 | 0 | 55381402.3573 | 91528967.0856 | 133352.1432 | 11.1756 | 4955.5653 | 8190.0738 | 111.1273 | 183.6604
1 | 4000 | 707 | 0.035 | 15 | 15 | 7 | 1.7783e-10 | 0 | CO2 | Porous | Wet | R245fa | MinimizeLCOE | IgnoreSilica | 140.3038 | 24.1702 | 2.8465 | 4 | 4880.3977 | 8055.1736 | 109.4417 | 180.6353 | 96.9018 | 11.0241 | 10492817971.4084 | 5534864.8427 | 0 | 4751031.293 | 0 | 0 | 0 | 1383121.7807 | 4550916.9874 | 11840552.4798 | 8081420.3665 | 36141907.7501 | 3144235.0165 | 16281397.4 | 16281397.4 | 13025169.1305 | 6840998.1979 | 0 | 55567540.1665 | 91715104.8948 | 177827.941 | 11.3859 | 4880.3977 | 8055.1736 | 109.4417 | 180.6353
1 | 4000 | 707 | 0.035 | 15 | 15 | 7 | 2.3714e-10 | 0 | CO2 | Porous | Wet | R245fa | MinimizeLCOE | IgnoreSilica | 141.7756 | 24.4461 | 2.8867 | 4 | 4824.0425 | 7954.5419 | 108.178 | 178.3787 | 96.7846 | 10.9862 | 10513732820.876 | 5568182.3183 | 0 | 4790859.3367 | 0 | 0 | 0 | 1353627.2118 | 4567940.8581 | 11884845.0992 | 8111650.9893 | 36277105.8134 | 3144235.0165 | 16281397.4 | 16281397.4 | 13025169.1305 | 6840998.1979 | 0 | 55702738.2298 | 91850302.9581 | 237137.3706 | 11.5469 | 4824.0425 | 7954.5419 | 108.178 | 178.3787
1 | 4000 | 707 | 0.035 | 15 | 15 | 7 | 3.1623e-10 | 0 | CO2 | Porous | Wet | R245fa | MinimizeLCOE | IgnoreSilica | 142.8861 | 24.6547 | 2.9173 | 4 | 4781.7855 | 7879.4325 | 107.2304 | 176.6944 | 96.6949 | 10.9574 | 10531199603.5831 | 5593079.5252 | 0 | 4820858.5346 | 0 | 0 | 0 | 1330258.5804 | 4580236.6897 | 11916836.3308 | 8133485.6623 | 36374755.323 | 3144235.0165 | 16281397.4 | 16281397.4 | 13025169.1305 | 6840998.1979 | 0 | 55800387.7395 | 91947952.4678 | 316227.766 | 11.6694 | 4781.7855 | 7879.4325 | 107.2304 | 176.6944
1 | 4000 | 707 | 0.035 | 15 | 15 | 7 | 4.217e-10 | 0 | CO2 | Porous | Wet | R245fa | MinimizeLCOE | IgnoreSilica | 143.7144 | 24.8106 | 2.9405 | 4 | 4750.0974 | 7823.3978 | 106.5198 | 175.4378 | 96.6273 | 10.9357 | 10545363140.0919 | 5611511.4758 | 0 | 4843202.1515 | 0 | 0 | 0 | 1311870.6879 | 4588967.8829 | 11939553.1047 | 8148990.3272 | 36444095.6301 | 3144235.0165 | 16281397.4 | 16281397.4 | 13025169.1305 | 6840998.1979 | 0 | 55869728.0465 | 92017292.7748 | 421696.5034 | 11.7618 | 4750.0974 | 7823.3978 | 106.5198 | 175.4378
1 | 4000 | 707 | 0.035 | 15 | 15 | 7 | 5.6234e-10 | 0 | CO2 | Porous | Wet | R245fa | MinimizeLCOE | IgnoreSilica | 144.3406 | 24.9287 | 2.9579 | 4 | 4726.3338 | 7781.4535 | 105.9869 | 174.4972 | 96.5757 | 10.9191 | 10555312967.7083 | 5625368.7837 | 0 | 4860077.7904 | 0 | 0 | 0 | 1297703.3035 | 4595428.4523 | 11956362.1808 | 8160462.8671 | 36495403.3776 | 3144235.0165 | 16281397.4 | 16281397.4 | 13025169.1305 | 6840998.1979 | 0 | 55921035.7941 | 92068600.5224 | 562341.3252 | 11.8318 | 4726.3338 | 7781.4535 | 105.9869 | 174.4972
1 | 4000 | 707 | 0.035 | 15 | 15 | 7 | 7.4989e-10 | 0 | CO2 | Porous | Wet | R245fa | MinimizeLCOE | IgnoreSilica | 144.8204 | 25.019 | 2.9712 | 4 | 4708.5127 | 7749.9641 | 105.5873 | 173.7911 | 96.536 | 10.9064 | 10560778581.9299 | 5635938.5711 | 0 | 4872995.6321 | 0 | 0 | 0 | 1286971.2737 | 4600403.136 | 11969305.2874 | 8169296.8033 | 36534910.7034 | 3144235.0165 | 16281397.4 | 16281397.4 | 13025169.1305 | 6840998.1979 | 0 | 55960543.1199 | 92108107.8482 | 749894.2093 | 11.885 | 4708.5127 | 7749.9641 | 105.5873 | 173.7911
1 | 4000 | 707 | 0.035 | 15 | 15 | 7 | 1e-09 | 0 | CO2 | Porous | Wet | R245fa | MinimizeLCOE | IgnoreSilica | 145.1855 | 25.0877 | 2.9813 | 4 | 4695.1481 | 7726.3344 | 105.2876 | 173.2612 | 96.5056 | 10.8967 | 10563810759.7973 | 5643957.4346 | 0 | 4882822.6739 | 0 | 0 | 0 | 1278854.2311 | 4604197.3924 | 11979177.1643 | 8176034.5621 | 36565043.4584 | 3144235.0165 | 16281397.4 | 16281397.4 | 13025169.1305 | 6840998.1979 | 0 | 55990675.8749 | 92138240.6032 | 1000000 | 11.9252 | 4695.1481 | 7726.3344 | 105.2876 | 173.2612
1 | 4000 | 707 | 0.035 | 15 | 15 | 7 | 1.3335e-09 | 0 | CO2 | Porous | Wet | R245fa | MinimizeLCOE | IgnoreSilica | 145.4413 | 25.1362 | 2.9887 | 4 | 4685.1255 | 7708.8316 | 105.0628 | 172.8687 | 96.4843 | 10.8899 | 10570171354.7998 | 5649561.2115 | 0 | 4889703.297 | 0 | 0 | 0 | 1272405.9291 | 4606551.4707 | 11985301.993 | 8180214.8836 | 36583738.7848 | 3144235.0165 | 16281397.4 | 16281397.4 | 13025169.1305 | 6840998.1979 | 0 | 56009371.2012 | 92156935.9295 | 1333521.4322 | 11.9547 | 4685.1255 | 7708.8316 | 105.0628 | 172.8687
1 | 4000 | 707 | 0.035 | 15 | 15 | 7 | 1.7783e-09 | 0 | CO2 | Porous | Wet | R245fa | MinimizeLCOE | IgnoreSilica | 145.6434 | 25.1743 | 2.9943 | 4 | 4677.6093 | 7695.6093 | 104.8943 | 172.5722 | 96.4673 | 10.8845 | 10572704466.5798 | 5653979.9631 | 0 | 4895137.2782 | 0 | 0 | 0 | 1267677.9764 | 4608550.1349 | 11990502.1074 | 8183764.0685 | 36599611.5285 | 3144235.0165 | 16281397.4 | 16281397.4 | 13025169.1305 | 6840998.1979 | 0 | 56025243.9449 | 92172808.6732 | 1778279.41 | 11.9773 | 4677.6093 | 7695.6093 | 104.8943 | 172.5722
1 | 4000 | 707 | 0.035 | 15 | 15 | 7 | 2.3714e-09 | 0 | CO2 | Porous | Wet | R245fa | MinimizeLCOE | IgnoreSilica | 145.7897 | 25.2021 | 2.9985 | 4 | 4671.9728 | 7685.7567 | 104.7679 | 172.3512 | 96.4551 | 10.8806 | 10575785417.8345 | 5657175.4885 | 0 | 4899071.2888 | 0 | 0 | 0 | 1264026.0218 | 4609906.3916 | 11994030.8092 | 8186172.4799 | 36610382.4798 | 3144235.0165 | 16281397.4 | 16281397.4 | 13025169.1305 | 6840998.1979 | 0 | 56036014.8962 | 92183579.6245 | 2371373.7057 | 11.9941 | 4671.9728 | 7685.7567 | 104.7679 | 172.3512
1 | 4000 | 707 | 0.035 | 15 | 15 | 7 | 3.1623e-09 | 0 | CO2 | Porous | Wet | R245fa | MinimizeLCOE | IgnoreSilica | 145.9166 | 25.2258 | 3.0018 | 4 | 4667.7459 | 7678.1903 | 104.6731 | 172.1815 | 96.4444 | 10.8772 | 10573262733.6963 | 5659942.8605 | 0 | 4902481.7853 | 0 | 0 | 0 | 1261531.0169 | 4611342.7084 | 11997767.8109 | 8188723.0604 | 36621789.2425 | 3144235.0165 | 16281397.4 | 16281397.4 | 13025169.1305 | 6840998.1979 | 0 | 56047421.659 | 92194986.3873 | 3162277.6602 | 12.0074 | 4667.7459 | 7678.1903 | 104.6731 | 172.1815
1 | 4000 | 707 | 0.035 | 15 | 15 | 7 | 4.217e-09 | 0 | CO2 | Porous | Wet | R245fa | MinimizeLCOE | IgnoreSilica | 145.9944 | 25.2406 | 3.0042 | 4 | 4664.5761 | 7672.7027 | 104.602 | 172.0585 | 96.4379 | 10.8752 | 10577043271.2331 | 5661638.6598 | 0 | 4904572.5994 | 0 | 0 | 0 | 1259388.9633 | 4611984.0868 | 11999436.5457 | 8189862.0062 | 36626882.8611 | 3144235.0165 | 16281397.4 | 16281397.4 | 13025169.1305 | 6840998.1979 | 0 | 56052515.2776 | 92200080.0059 | 4216965.0343 | 12.0166 | 4664.5761 | 7672.7027 | 104.602 | 172.0585
1 | 4000 | 707 | 0.035 | 15 | 15 | 7 | 5.6234e-09 | 0 | CO2 | Porous | Wet | R245fa | MinimizeLCOE | IgnoreSilica | 146.0675 | 25.2542 | 3.0061 | 4 | 4662.199 | 7668.4319 | 104.5487 | 171.9627 | 96.4317 | 10.8732 | 10575808945.0777 | 5663232.1594 | 0 | 4906538.757 | 0 | 0 | 0 | 1258001.3162 | 4612831.1707 | 12001640.4844 | 8191366.2396 | 36633610.1272 | 3144235.0165 | 16281397.4 | 16281397.4 | 13025169.1305 | 6840998.1979 | 0 | 56059242.5437 | 92206807.272 | 5623413.2519 | 12.0242 | 4662.199 | 7668.4319 | 104.5487 | 171.9627
1 | 4000 | 707 | 0.035 | 15 | 15 | 7 | 7.4989e-09 | 0 | CO2 | Porous | Wet | R245fa | MinimizeLCOE | IgnoreSilica | 146.1038 | 25.2613 | 3.0073 | 4 | 4660.4164 | 7665.4265 | 104.5087 | 171.8953 | 96.4287 | 10.8722 | 10579020233.5574 | 5664022.7295 | 0 | 4907514.0592 | 0 | 0 | 0 | 1256678.0267 | 4613003.778 | 12002089.5731 | 8191672.7519 | 36634980.9184 | 3144235.0165 | 16281397.4 | 16281397.4 | 13025169.1305 | 6840998.1979 | 0 | 56060613.3349 | 92208178.0632 | 7498942.0933 | 12.0291 | 4660.4164 | 7665.4265 | 104.5087 | 171.8953
1 | 4000 | 707 | 0.035 | 15 | 15 | 7 | 1e-08 | 0 | CO2 | Porous | Wet | R245fa | MinimizeLCOE | IgnoreSilica | 146.1381 | 25.2678 | 3.0083 | 4 | 4659.0797 | 7663.0985 | 104.4787 | 171.8431 | 96.4258 | 10.8713 | 10579860341.126 | 5664768.6705 | 0 | 4908434.8043 | 0 | 0 | 0 | 1255790.3972 | 4613307.6101 | 12002880.0819 | 8192212.2904 | 36637393.8543 | 3144235.0165 | 16281397.4 | 16281397.4 | 13025169.1305 | 6840998.1979 | 0 | 56063026.2707 | 92210590.9991 | 10000000 | 12.0331 | 4659.0797 | 7663.0985 | 104.4787 | 171.8431
1 | 4100 | 707 | 0.035 | 15 | 15 | 7 | 1e-13 | 0 | CO2 | Porous | Wet | R245fa | MinimizeLCOE | IgnoreSilica | 1.139 | 0.014099 | 0.0018185 | 4 | 2867641.3404 | 7976094.1767 | 64306.1592 | 178861.971 | 63.3056 | 10.6994 | 49309253.8253 | 123422.5441 | 0 | 56159.3948 | 0 | 0 | 0 | 119275.6545 | 116554.4614 | 303250.8001 | 206974.9022 | 925637.7572 | 3144235.0165 | 16789358.4475 | 16789358.4475 | 13352332.4781 | 7017209.4558 | 0 | 20859231.2211 | 58018131.6025 | 100 | 0.007274 | 2867641.3404 | 7976094.1767 | 64306.1592 | 178861.971
1 | 4100 | 707 | 0.035 | 15 | 15 | 7 | 1.3335e-13 | 0 | CO2 | Porous | Wet | R245fa | MinimizeLCOE | IgnoreSilica | 1.7069 | 0.074296 | 0.0058329 | 4 | 913773.0507 | 2506418.3818 | 20491.1383 | 56205.8223 | 72.2888 | 11.4023 | 154759621.6936 | 186341.5564 | 0 | 95512.6663 | 0 | 0 | 0 | 165689.8384 | 174542.1838 | 454122.9588 | 309948.2507 | 1386157.4544 | 3144235.0165 | 16789358.4475 | 16789358.4475 | 13352332.4781 | 7017209.4558 | 0 | 21319750.9184 | 58478651.2997 | 133.3521 | 0.023332 | 913773.0507 | 2506418.3818 | 20491.1383 | 56205.8223
1 | 4100 | 707 | 0.035 | 15 | 15 | 7 | 1.7783e-13 | 0 | CO2 | Porous | Wet | R245fa | MinimizeLCOE | IgnoreSilica | 2.3914 | 0.16272 | 0.012367 | 4 | 441359.0015 | 1192537.6776 | 9897.3682 | 26742.3672 | 79.0438 | 11.875 | 395457297.5258 | 257859.3816 | 0 | 141091.657 | 0 | 0 | 0 | 214274.4526 | 239157.9416 | 622239.9059 | 424691.5216 | 1899314.8603 | 3144235.0165 | 16789358.4475 | 16789358.4475 | 13352332.4781 | 7017209.4558 | 0 | 21832908.3242 | 58991808.7056 | 177.8279 | 0.049467 | 441359.0015 | 1192537.6776 | 9897.3682 | 26742.3672
1 | 4100 | 707 | 0.035 | 15 | 15 | 7 | 2.3714e-13 | 0 | CO2 | Porous | Wet | R245fa | MinimizeLCOE | IgnoreSilica | 3.2493 | 0.28636 | 0.022117 | 4 | 253469.9756 | 673491.2932 | 5684.0025 | 15102.8784 | 84.4186 | 12.2126 | 717191594.9078 | 341226.7898 | 0 | 195391.4425 | 0 | 0 | 0 | 267533.7401 | 313619.2692 | 815973.0064 | 556918.3434 | 2490662.5915 | 3144235.0165 | 16789358.4475 | 16789358.4475 | 13352332.4781 | 7017209.4558 | 0 | 22424256.0555 | 59583156.4369 | 237.1374 | 0.088469 | 253469.9756 | 673491.2932 | 5684.0025 | 15102.8784
1 | 4100 | 707 | 0.035 | 15 | 15 | 7 | 3.1623e-13 | 0 | CO2 | Porous | Wet | R245fa | MinimizeLCOE | IgnoreSilica | 4.3406 | 0.45405 | 0.035983 | 4 | 160600.1107 | 418766.6986 | 3601.4184 | 9390.7413 | 88.7572 | 12.4628 | 1173597016.4389 | 439307.2184 | 0 | 260764.3592 | 0 | 0 | 0 | 327352.2721 | 400695.3013 | 1042526.9802 | 711546.0858 | 3182192.2168 | 3144235.0165 | 16789358.4475 | 16789358.4475 | 13352332.4781 | 7017209.4558 | 0 | 23115785.6808 | 60274686.0622 | 316.2278 | 0.14393 | 160600.1107 | 418766.6986 | 3601.4184 | 9390.7413
1 | 4100 | 707 | 0.035 | 15 | 15 | 7 | 4.217e-13 | 0 | CO2 | Porous | Wet | R245fa | MinimizeLCOE | IgnoreSilica | 5.7554 | 0.67963 | 0.055186 | 4 | 108462.6064 | 276796.1494 | 2432.2476 | 6207.0863 | 92.2939 | 12.6527 | 1576233242.9776 | 556553.8587 | 0 | 340839.5907 | 0 | 0 | 0 | 396997.4984 | 504812.4697 | 1313418.4948 | 896435.1108 | 4009057.0231 | 3144235.0165 | 16789358.4475 | 16789358.4475 | 13352332.4781 | 7017209.4558 | 0 | 23942650.4871 | 61101550.8684 | 421.6965 | 0.22075 | 108462.6064 | 276796.1494 | 2432.2476 | 6207.0863
1 | 4100 | 707 | 0.035 | 15 | 15 | 7 | 5.6234e-13 | 0 | CO2 | Porous | Wet | R245fa | MinimizeLCOE | IgnoreSilica | 7.5607 | 0.97492 | 0.081265 | 4 | 76639.9147 | 190954.2656 | 1718.6314 | 4282.1029 | 95.1069 | 12.7947 | 2075382594.7619 | 694396.28 | 0 | 437365.5394 | 0 | 0 | 0 | 475757.5301 | 626932.5463 | 1631149.884 | 1113293.3126 | 4978895.0924 | 3144235.0165 | 16789358.4475 | 16789358.4475 | 13352332.4781 | 7017209.4558 | 0 | 24912488.5564 | 62071388.9377 | 562.3413 | 0.32506 | 76639.9147 | 190954.2656 | 1718.6314 | 4282.1029
1 | 4100 | 707 | 0.035 | 15 | 15 | 7 | 7.4989e-13 | 0 | CO2 | Porous | Wet | R245fa | MinimizeLCOE | IgnoreSilica | 9.8628 | 1.3576 | 0.11623 | 4 | 56034.4535 | 135961.0307 | 1256.559 | 3048.893 | 97.333 | 12.9006 | 2656548995.2545 | 856480.1761 | 0 | 553749.017 | 0 | 0 | 0 | 564923.6851 | 770309.6225 | 2004187.6256 | 1367899.2364 | 6117549.3627 | 3144235.0165 | 16789358.4475 | 16789358.4475 | 13352332.4781 | 7017209.4558 | 0 | 26051142.8267 | 63210043.208 | 749.8942 | 0.46491 | 56034.4535 | 135961.0307 | 1256.559 | 3048.893
1 | 4100 | 707 | 0.035 | 15 | 15 | 7 | 1e-12 | 0 | CO2 | Porous | Wet | R245fa | MinimizeLCOE | IgnoreSilica | 12.8083 | 1.8523 | 0.1627 | 4 | 42097.0385 | 99194.8785 | 944.0158 | 2224.421 | 99.0905 | 12.9786 | 3265617088.5286 | 1047932.1168 | 0 | 694703.9067 | 0 | 0 | 0 | 666880.4434 | 939711.4221 | 2444936.3589 | 1668719.3034 | 7462883.5512 | 3144235.0165 | 16789358.4475 | 16789358.4475 | 13352332.4781 | 7017209.4558 | 0 | 27396477.0152 | 64555377.3965 | 1000 | 0.65079 | 42097.0385 | 99194.8785 | 944.0158 | 2224.421
1 | 4100 | 707 | 0.035 | 15 | 15 | 7 | 1.3335e-12 | 0 | CO2 | Porous | Wet | R245fa | MinimizeLCOE | IgnoreSilica | 16.6445 | 2.4996 | 0.22444 | 4 | 32311.2999 | 73702.8156 | 724.573 | 1652.7677 | 100.4854 | 13.0341 | 3889897466.0463 | 1278182.0968 | 0 | 863273.5589 | 0 | 0 | 0 | 788112.6993 | 1142531.6585 | 2972633.0098 | 2028883.1107 | 9073616.134 | 3144235.0165 | 16789358.4475 | 16789358.4475 | 13352332.4781 | 7017209.4558 | 0 | 29007209.598 | 66166109.9793 | 1333.5214 | 0.89774 | 32311.2999 | 73702.8156 | 724.573 | 1652.7677
1 | 4100 | 707 | 0.035 | 15 | 15 | 7 | 1.7783e-12 | 0 | CO2 | Porous | Wet | R245fa | MinimizeLCOE | IgnoreSilica | 21.3735 | 3.3044 | 0.30485 | 4 | 25268.111 | 55741.7005 | 566.6312 | 1249.9941 | 101.5239 | 13.0668 | 4622973147.4877 | 1540731.1326 | 0 | 1054464.8981 | 0 | 0 | 0 | 916898.6519 | 1369716.9262 | 3563722.4743 | 2432313.8159 | 10877847.8989 | 3144235.0165 | 16789358.4475 | 16789358.4475 | 13352332.4781 | 7017209.4558 | 0 | 30811441.3628 | 67970341.7442 | 1778.2794 | 1.2194 | 25268.111 | 55741.7005 | 566.6312 | 1249.9941
1 | 4100 | 707 | 0.035 | 15 | 15 | 7 | 2.3714e-12 | 0 | CO2 | Porous | Wet | R245fa | MinimizeLCOE | IgnoreSilica | 27.2977 | 4.3174 | 0.40876 | 4 | 20124.2932 | 42850.8985 | 451.2824 | 960.921 | 102.2991 | 13.0785 | 5359746559.4202 | 1845610.6139 | 0 | 1282429.6482 | 0 | 0 | 0 | 1059677.3586 | 1633209.8721 | 4249277.0697 | 2900218.914 | 12970423.4765 | 3144235.0165 | 16789358.4475 | 16789358.4475 | 13352332.4781 | 7017209.4558 | 0 | 32904016.9404 | 70062917.3218 | 2371.3737 | 1.635 | 20124.2932 | 42850.8985 | 451.2824 | 960.921
1 | 4100 | 707 | 0.035 | 15 | 15 | 7 | 3.1623e-12 | 0 | CO2 | Porous | Wet | R245fa | MinimizeLCOE | IgnoreSilica | 34.5575 | 5.5655 | 0.54079 | 4 | 16306.2674 | 33484.3123 | 365.6641 | 750.8776 | 102.8412 | 13.0667 | 6135504160.8253 | 2192337.0534 | 0 | 1548696.801 | 0 | 0 | 0 | 1211583.1408 | 1931520.6281 | 5025420.465 | 3429952.7295 | 15339510.8179 | 3144235.0165 | 16789358.4475 | 16789358.4475 | 13352332.4781 | 7017209.4558 | 0 | 35273104.2818 | 72432004.6632 | 3162.2777 | 2.1632 | 16306.2674 | 33484.3123 | 365.6641 | 750.8776
1 | 4100 | 707 | 0.035 | 15 | 15 | 7 | 4.217e-12 | 0 | CO2 | Porous | Wet | R245fa | MinimizeLCOE | IgnoreSilica | 43.2734 | 7.0722 | 0.70508 | 4 | 13438.1631 | 26613.5611 | 301.3475 | 596.8026 | 103.1745 | 13.0272 | 6907505060.5034 | 2579120.4505 | 0 | 1853998.1112 | 0 | 0 | 0 | 1367630.0772 | 2262291.9692 | 5886019.644 | 4017329.3526 | 17966389.6048 | 3144235.0165 | 16789358.4475 | 16789358.4475 | 13352332.4781 | 7017209.4558 | 0 | 37899983.0687 | 75058883.4501 | 4216.965 | 2.8203 | 13438.1631 | 26613.5611 | 301.3475 | 596.8026
1 | 4100 | 707 | 0.035 | 15 | 15 | 7 | 5.6234e-12 | 0 | CO2 | Porous | Wet | R245fa | MinimizeLCOE | IgnoreSilica | 53.4197 | 8.8373 | 0.90354 | 4 | 11266.6181 | 21548.0463 | 252.6512 | 483.2097 | 103.3113 | 12.9549 | 7651581121.8575 | 2997909.3396 | 0 | 2194288.6376 | 0 | 0 | 0 | 1518895.1325 | 2617326.3128 | 6809746.1784 | 4647791.6931 | 20785957.294 | 3144235.0165 | 16789358.4475 | 16789358.4475 | 13352332.4781 | 7017209.4558 | 0 | 40719550.758 | 77878451.1393 | 5623.4133 | 3.6142 | 11266.6181 | 21548.0463 | 252.6512 | 483.2097
1 | 4100 | 707 | 0.035 | 15 | 15 | 7 | 7.4989e-12 | 0 | CO2 | Porous | Wet | R245fa | MinimizeLCOE | IgnoreSilica | 64.7692 | 10.827 | 1.1343 | 4 | 9613.6168 | 17803.7148 | 215.583 | 399.244 | 103.2549 | 12.8422 | 8337945226.5814 | 3433778.0706 | 0 | 2559925.9907 | 0 | 0 | 0 | 1653033.6422 | 2982227.7044 | 7759144.7477 | 5295775.7248 | 23683885.8804 | 3144235.0165 | 16789358.4475 | 16789358.4475 | 13352332.4781 | 7017209.4558 | 0 | 43617479.3443 | 80776379.7257 | 7498.9421 | 4.5371 | 9613.6168 | 17803.7148 | 215.583 | 399.244
1 | 4100 | 707 | 0.035 | 15 | 15 | 7 | 1e-11 | 0 | CO2 | Porous | Wet | R245fa | MinimizeLCOE | IgnoreSilica | 76.7371 | 12.943 | 1.388 | 4 | 8359.996 | 15052.6717 | 187.4709 | 337.5525 | 103.0343 | 12.6972 | 8947445334.5372 | 3862548.0885 | 0 | 2931815.0411 | 0 | 0 | 0 | 1755973.0756 | 3334631.12 | 8676026.1474 | 5921566.1201 | 26482559.5926 | 3144235.0165 | 16789358.4475 | 16789358.4475 | 13352332.4781 | 7017209.4558 | 0 | 46416153.0566 | 83575053.4379 | 10000 | 5.5522 | 8359.996 | 15052.6717 | 187.4709 | 337.5525
1 | 4100 | 707 | 0.035 | 15 | 15 | 7 | 1.3335e-11 | 0 | CO2 | Porous | Wet | R245fa | MinimizeLCOE | IgnoreSilica | 88.6324 | 15.0671 | 1.6515 | 4 | 7409.972 | 13034.9208 | 166.1668 | 292.3049 | 102.6774 | 12.524 | 9461915978.2976 | 4260857.575 | 0 | 3290079.5828 | 0 | 0 | 0 | 1817790.39 | 3653803.7437 | 9506447.8428 | 6488345.9907 | 29017325.125 | 3144235.0165 | 16789358.4475 | 16789358.4475 | 13352332.4781 | 7017209.4558 | 0 | 48950918.589 | 86109818.9703 | 13335.2143 | 6.6061 | 7409.972 | 13034.9208 | 166.1668 | 292.3049
1 | 4100 | 707 | 0.035 | 15 | 15 | 7 | 1.7783e-11 | 0 | CO2 | Porous | Wet | R245fa | MinimizeLCOE | IgnoreSilica | 99.7534 | 17.0742 | 1.9088 | 4 | 6693.0023 | 11559.8918 | 150.0889 | 259.2278 | 102.2331 | 12.3363 | 9873829016.7583 | 4610132.1465 | 0 | 3616382.1973 | 0 | 0 | 0 | 1836514.7866 | 3924581.3608 | 10210955.6585 | 6969187.0511 | 31167753.2008 | 3144235.0165 | 16789358.4475 | 16789358.4475 | 13352332.4781 | 7017209.4558 | 0 | 51101346.6648 | 88260247.0461 | 17782.7941 | 7.635 | 6693.0023 | 11559.8918 | 150.0889 | 259.2278
1 | 4100 | 707 | 0.035 | 15 | 15 | 7 | 2.3714e-11 | 0 | CO2 | Porous | Wet | R245fa | MinimizeLCOE | IgnoreSilica | 109.583 | 18.8673 | 2.1458 | 4 | 6153.9991 | 10483.2808 | 138.0019 | 235.085 | 101.7557 | 12.1498 | 10189830149.5235 | 4901148.0881 | 0 | 3898761.8949 | 0 | 0 | 0 | 1818252.082 | 4141083.2053 | 10774249.0474 | 7353646.3635 | 32887140.6812 | 3144235.0165 | 16789358.4475 | 16789358.4475 | 13352332.4781 | 7017209.4558 | 0 | 52820734.1452 | 89979634.5265 | 23713.7371 | 8.5832 | 6153.9991 | 10483.2808 | 138.0019 | 235.085
1 | 4100 | 707 | 0.035 | 15 | 15 | 7 | 3.1623e-11 | 0 | CO2 | Porous | Wet | R245fa | MinimizeLCOE | IgnoreSilica | 117.9091 | 20.4013 | 2.3539 | 4 | 5749.8735 | 9696.3471 | 128.9395 | 217.4382 | 101.2899 | 11.9766 | 10421160728.9146 | 5134962.0301 | 0 | 4133998.1479 | 0 | 0 | 0 | 1774894.7766 | 4307103.4323 | 11206199.6224 | 7648461.5067 | 34205619.5159 | 3144235.0165 | 16789358.4475 | 16789358.4475 | 13352332.4781 | 7017209.4558 | 0 | 54139212.9799 | 91298113.3612 | 31622.7766 | 9.4157 | 5749.8735 | 9696.3471 | 128.9395 | 217.4382
1 | 4100 | 707 | 0.035 | 15 | 15 | 7 | 4.217e-11 | 0 | CO2 | Porous | Wet | R245fa | MinimizeLCOE | IgnoreSilica | 124.7233 | 21.6698 | 2.53 | 4 | 5445.8231 | 9117.6541 | 122.1213 | 204.4612 | 100.8595 | 11.8211 | 10588447218.6601 | 5317237.3546 | 0 | 4324046.7561 | 0 | 0 | 0 | 1716550.1971 | 4429555.3801 | 11524794.4722 | 7865909.0381 | 35178093.1982 | 3144235.0165 | 16789358.4475 | 16789358.4475 | 13352332.4781 | 7017209.4558 | 0 | 55111686.6622 | 92270587.0435 | 42169.6503 | 10.12 | 5445.8231 | 9117.6541 | 122.1213 | 204.4612
1 | 4100 | 707 | 0.035 | 15 | 15 | 7 | 5.6234e-11 | 0 | CO2 | Porous | Wet | R245fa | MinimizeLCOE | IgnoreSilica | 130.1212 | 22.6813 | 2.6734 | 4 | 5219.5738 | 8694.4672 | 117.0477 | 194.9713 | 100.497 | 11.6941 | 10708339701.8537 | 5456538.0161 | 0 | 4473122.0193 | 0 | 0 | 0 | 1655478.418 | 4518203.9968 | 11755439.9887 | 8023329.3424 | 35882111.7813 | 3144235.0165 | 16789358.4475 | 16789358.4475 | 13352332.4781 | 7017209.4558 | 0 | 55815705.2453 | 92974605.6266 | 56234.1325 | 10.6935 | 5219.5738 | 8694.4672 | 117.0477 | 194.9713
1 | 4100 | 707 | 0.035 | 15 | 15 | 7 | 7.4989e-11 | 0 | CO2 | Porous | Wet | R245fa | MinimizeLCOE | IgnoreSilica | 134.3601 | 23.4805 | 2.7882 | 4 | 5050.2016 | 8381.9875 | 113.2495 | 187.964 | 100.1949 | 11.5902 | 10789263588.8324 | 5562499.3884 | 0 | 4589322.1367 | 0 | 0 | 0 | 1597470.2066 | 4582223.7754 | 11922006.3202 | 8137014.2862 | 36390536.1135 | 3144235.0165 | 16789358.4475 | 16789358.4475 | 13352332.4781 | 7017209.4558 | 0 | 56324129.5775 | 93483029.9588 | 74989.4209 | 11.1528 | 5050.2016 | 8381.9875 | 113.2495 | 187.964
1 | 4100 | 707 | 0.035 | 15 | 15 | 7 | 1e-10 | 0 | CO2 | Porous | Wet | R245fa | MinimizeLCOE | IgnoreSilica | 137.6191 | 24.0984 | 2.8783 | 4 | 4923.3588 | 8150.8404 | 110.4051 | 182.7806 | 99.952 | 11.5078 | 10849782773.4269 | 5641899.3646 | 0 | 4678162.0311 | 0 | 0 | 0 | 1545423.8765 | 4627539.2562 | 12039907.9057 | 8217484.541 | 36750416.9751 | 3144235.0165 | 16789358.4475 | 16789358.4475 | 13352332.4781 | 7017209.4558 | 0 | 56684010.4391 | 93842910.8205 | 100000 | 11.5133 | 4923.3588 | 8150.8404 | 110.4051 | 182.7806
1 | 4100 | 707 | 0.035 | 15 | 15 | 7 | 1.3335e-10 | 0 | CO2 | Porous | Wet | R245fa | MinimizeLCOE | IgnoreSilica | 140.1212 | 24.5747 | 2.9484 | 4 | 4828.3279 | 7979.1399 | 108.2741 | 178.9303 | 99.7592 | 11.443 | 10891471684.2222 | 5701630.1904 | 0 | 4746083.5311 | 0 | 0 | 0 | 1501253.6888 | 4660097.29 | 12124617.2313 | 8275300.3963 | 37008982.3279 | 3144235.0165 | 16789358.4475 | 16789358.4475 | 13352332.4781 | 7017209.4558 | 0 | 56942575.7919 | 94101476.1733 | 133352.1432 | 11.7934 | 4828.3279 | 7979.1399 | 108.2741 | 178.9303
1 | 4100 | 707 | 0.035 | 15 | 15 | 7 | 1.7783e-10 | 0 | CO2 | Porous | Wet | R245fa | MinimizeLCOE | IgnoreSilica | 142.0165 | 24.9368 | 3.0022 | 4 | 4757.1068 | 7851.463 | 106.677 | 176.0671 | 99.6094 | 11.3931 | 10923442245.5794 | 5746161.1937 | 0 | 4797372.2837 | 0 | 0 | 0 | 1464725.088 | 4683220.8405 | 12184779.9663 | 8316362.6992 | 37192622.0715 | 3144235.0165 | 16789358.4475 | 16789358.4475 | 13352332.4781 | 7017209.4558 | 0 | 57126215.5355 | 94285115.9168 | 177827.941 | 12.0086 | 4757.1068 | 7851.463 | 106.677 | 176.0671
1 | 4100 | 707 | 0.035 | 15 | 15 | 7 | 2.3714e-10 | 0 | CO2 | Porous | Wet | R245fa | MinimizeLCOE | IgnoreSilica | 143.4586 | 25.2129 | 3.0433 | 4 | 4703.7173 | 7756.2065 | 105.4797 | 173.931 | 99.4932 | 11.3546 | 10945366613.6211 | 5779628.4596 | 0 | 4836305.0571 | 0 | 0 | 0 | 1435459.525 | 4700043.2863 | 12228548.5195 | 8346235.6361 | 37326220.4836 | 3144235.0165 | 16789358.4475 | 16789358.4475 | 13352332.4781 | 7017209.4558 | 0 | 57259813.9475 | 94418714.3289 | 237137.3706 | 12.1733 | 4703.7173 | 7756.2065 | 105.4797 | 173.931
1 | 4100 | 707 | 0.035 | 15 | 15 | 7 | 3.1623e-10 | 0 | CO2 | Porous | Wet | R245fa | MinimizeLCOE | IgnoreSilica | 144.5575 | 25.4236 | 3.0747 | 4 | 4663.6886 | 7684.9871 | 104.5821 | 172.334 | 99.4035 | 11.3249 | 10959267793.4129 | 5804888.0708 | 0 | 4865919.0496 | 0 | 0 | 0 | 1412489.8255 | 4712485.8089 | 12260921.411 | 8368330.7997 | 37425034.9654 | 3144235.0165 | 16789358.4475 | 16789358.4475 | 13352332.4781 | 7017209.4558 | 0 | 57358628.4294 | 94517528.8107 | 316227.766 | 12.299 | 4663.6886 | 7684.9871 | 104.5821 | 172.334
1 | 4100 | 707 | 0.035 | 15 | 15 | 7 | 4.217e-10 | 0 | CO2 | Porous | Wet | R245fa | MinimizeLCOE | IgnoreSilica | 145.383 | 25.5821 | 3.0985 | 4 | 4633.6742 | 7631.7913 | 103.909 | 171.1411 | 99.3353 | 11.3025 | 10973548177.8121 | 5823723.7699 | 0 | 4888134.0163 | 0 | 0 | 0 | 1394522.7648 | 4721488.4149 | 12284344.3451 | 8384317.4335 | 37496530.7445 | 3144235.0165 | 16789358.4475 | 16789358.4475 | 13352332.4781 | 7017209.4558 | 0 | 57430124.2084 | 94589024.5898 | 421696.5034 | 12.3941 | 4633.6742 | 7631.7913 | 103.909 | 171.1411
1 | 4100 | 707 | 0.035 | 15 | 15 | 7 | 5.6234e-10 | 0 | CO2 | Porous | Wet | R245fa | MinimizeLCOE | IgnoreSilica | 145.9944 | 25.6998 | 3.1164 | 4 | 4611.1674 | 7592.105 | 103.4043 | 170.2511 | 99.2844 | 11.2858 | 10980485639.2064 | 5837599.1896 | 0 | 4904572.5994 | 0 | 0 | 0 | 1380487.7124 | 4727837.2055 | 12300862.5961 | 8395591.4793 | 37546950.7823 | 3144235.0165 | 16789358.4475 | 16789358.4475 | 13352332.4781 | 7017209.4558 | 0 | 57480544.2462 | 94639444.6276 | 562341.3252 | 12.4655 | 4611.1674 | 7592.105 | 103.4043 | 170.2511
1 | 4100 | 707 | 0.035 | 15 | 15 | 7 | 7.4989e-10 | 0 | CO2 | Porous | Wet | R245fa | MinimizeLCOE | IgnoreSilica | 146.4593 | 25.7893 | 3.1299 | 4 | 4594.2899 | 7562.3461 | 103.0258 | 169.5838 | 99.2454 | 11.273 | 10986998353.2703 | 5848106.0438 | 0 | 4917063.1194 | 0 | 0 | 0 | 1369812.9164 | 4732643.011 | 12313366.3161 | 8404125.5251 | 37585116.9319 | 3144235.0165 | 16789358.4475 | 16789358.4475 | 13352332.4781 | 7017209.4558 | 0 | 57518710.3959 | 94677610.7772 | 749894.2093 | 12.5196 | 4594.2899 | 7562.3461 | 103.0258 | 169.5838
1 | 4100 | 707 | 0.035 | 15 | 15 | 7 | 1e-09 | 0 | CO2 | Porous | Wet | R245fa | MinimizeLCOE | IgnoreSilica | 146.8102 | 25.8569 | 3.1401 | 4 | 4581.6335 | 7540.0444 | 102.742 | 169.0837 | 99.2159 | 11.2634 | 10991469966.7227 | 5856013.3553 | 0 | 4926487.9173 | 0 | 0 | 0 | 1361700.7442 | 4736238.7866 | 12322721.7864 | 8410510.8259 | 37613673.4157 | 3144235.0165 | 16789358.4475 | 16789358.4475 | 13352332.4781 | 7017209.4558 | 0 | 57547266.8796 | 94706167.261 | 1000000 | 12.5604 | 4581.6335 | 7540.0444 | 102.742 | 169.0837
1 | 4100 | 707 | 0.035 | 15 | 15 | 7 | 1.3335e-09 | 0 | CO2 | Porous | Wet | R245fa | MinimizeLCOE | IgnoreSilica | 147.066 | 25.9064 | 3.1477 | 4 | 4572.1424 | 7523.4191 | 102.5292 | 168.7108 | 99.1943 | 11.2563 | 10996602155.5051 | 5861762.2838 | 0 | 4933353.2565 | 0 | 0 | 0 | 1355418.7071 | 4738708.3565 | 12329147.1009 | 8414896.235 | 37633285.9397 | 3144235.0165 | 16789358.4475 | 16789358.4475 | 13352332.4781 | 7017209.4558 | 0 | 57566879.4037 | 94725779.7851 | 1333521.4322 | 12.5908 | 4572.1424 | 7523.4191 | 102.5292 | 168.7108
1 | 4100 | 707 | 0.035 | 15 | 15 | 7 | 1.7783e-09 | 0 | CO2 | Porous | Wet | R245fa | MinimizeLCOE | IgnoreSilica | 147.2707 | 25.9457 | 3.1535 | 4 | 4565.025 | 7510.8314 | 102.3696 | 168.4286 | 99.177 | 11.2507 | 10997535255.6908 | 5866353.8103 | 0 | 4938844.9917 | 0 | 0 | 0 | 1350862.7253 | 4740863.9956 | 12334755.6317 | 8418724.1725 | 37650405.3271 | 3144235.0165 | 16789358.4475 | 16789358.4475 | 13352332.4781 | 7017209.4558 | 0 | 57583998.791 | 94742899.1724 | 1778279.41 | 12.6142 | 4565.025 | 7510.8314 | 102.3696 | 168.4286
1 | 4100 | 707 | 0.035 | 15 | 15 | 7 | 2.3714e-09 | 0 | CO2 | Porous | Wet | R245fa | MinimizeLCOE | IgnoreSilica | 147.4144 | 25.9735 | 3.1578 | 4 | 4559.6877 | 7501.4992 | 102.2499 | 168.2193 | 99.1648 | 11.2467 | 11000500699.1893 | 5869573.9191 | 0 | 4942700.482 | 0 | 0 | 0 | 1347267.1633 | 4742221.2101 | 12338286.8255 | 8421134.2848 | 37661183.8849 | 3144235.0165 | 16789358.4475 | 16789358.4475 | 13352332.4781 | 7017209.4558 | 0 | 57594777.3488 | 94753677.7302 | 2371373.7057 | 12.6313 | 4559.6877 | 7501.4992 | 102.2499 | 168.2193
1 | 4100 | 707 | 0.035 | 15 | 15 | 7 | 3.1623e-09 | 0 | CO2 | Porous | Wet | R245fa | MinimizeLCOE | IgnoreSilica | 147.5265 | 25.9951 | 3.1611 | 4 | 4555.6852 | 7494.4609 | 102.1601 | 168.0615 | 99.1553 | 11.2436 | 11001752487.2419 | 5872081.9649 | 0 | 4945706.0362 | 0 | 0 | 0 | 1344622.8044 | 4743340.2141 | 12341198.2443 | 8423121.388 | 37670070.652 | 3144235.0165 | 16789358.4475 | 16789358.4475 | 13352332.4781 | 7017209.4558 | 0 | 57603664.116 | 94762564.4973 | 3162277.6602 | 12.6443 | 4555.6852 | 7494.4609 | 102.1601 | 168.0615
1 | 4100 | 707 | 0.035 | 15 | 15 | 7 | 4.217e-09 | 0 | CO2 | Porous | Wet | R245fa | MinimizeLCOE | IgnoreSilica | 147.6191 | 26.0128 | 3.1636 | 4 | 4552.6837 | 7489.0976 | 102.0928 | 167.9412 | 99.1474 | 11.241 | 11000723916.6633 | 5874152.844 | 0 | 4948189.6208 | 0 | 0 | 0 | 1342764.7932 | 4744391.8306 | 12343934.3346 | 8424988.8259 | 37678422.249 | 3144235.0165 | 16789358.4475 | 16789358.4475 | 13352332.4781 | 7017209.4558 | 0 | 57612015.713 | 94770916.0943 | 4216965.0343 | 12.6545 | 4552.6837 | 7489.0976 | 102.0928 | 167.9412
1 | 4100 | 707 | 0.035 | 15 | 15 | 7 | 5.6234e-09 | 0 | CO2 | Porous | Wet | R245fa | MinimizeLCOE | IgnoreSilica | 147.6728 | 26.0233 | 3.1654 | 4 | 4550.4329 | 7485.2375 | 102.0424 | 167.8546 | 99.1429 | 11.2395 | 11003577421.204 | 5875353.6309 | 0 | 4949629.957 | 0 | 0 | 0 | 1341121.9598 | 4744781.1636 | 12344947.2992 | 8425680.195 | 37681514.2055 | 3144235.0165 | 16789358.4475 | 16789358.4475 | 13352332.4781 | 7017209.4558 | 0 | 57615107.6695 | 94774008.0508 | 5623413.2519 | 12.6615 | 4550.4329 | 7485.2375 | 102.0424 | 167.8546
1 | 4100 | 707 | 0.035 | 15 | 15 | 7 | 7.4989e-09 | 0 | CO2 | Porous | Wet | R245fa | MinimizeLCOE | IgnoreSilica | 147.7265 | 26.0335 | 3.1668 | 4 | 4548.745 | 7482.2065 | 102.0045 | 167.7867 | 99.1383 | 11.238 | 11002627293.3896 | 5876553.5046 | 0 | 4951070.1884 | 0 | 0 | 0 | 1340096.1433 | 4745410.7362 | 12346585.3179 | 8426798.1764 | 37686514.0669 | 3144235.0165 | 16789358.4475 | 16789358.4475 | 13352332.4781 | 7017209.4558 | 0 | 57620107.5309 | 94779007.9122 | 7498942.0933 | 12.6673 | 4548.745 | 7482.2065 | 102.0045 | 167.7867
1 | 4100 | 707 | 0.035 | 15 | 15 | 7 | 1e-08 | 0 | CO2 | Porous | Wet | R245fa | MinimizeLCOE | IgnoreSilica | 147.7628 | 26.0405 | 3.1679 | 4 | 4547.4793 | 7479.9746 | 101.9761 | 167.7366 | 99.1352 | 11.237 | 11002833383.9879 | 5877364.0599 | 0 | 4952043.2905 | 0 | 0 | 0 | 1339263.418 | 4745781.5997 | 12347550.2286 | 8427456.7478 | 37689459.3444 | 3144235.0165 | 16789358.4475 | 16789358.4475 | 13352332.4781 | 7017209.4558 | 0 | 57623052.8084 | 94781953.1898 | 10000000 | 12.6714 | 4547.4793 | 7479.9746 | 101.9761 | 167.7366
1 | 4200 | 707 | 0.035 | 15 | 15 | 7 | 1e-13 | 0 | CO2 | Porous | Wet | R245fa | MinimizeLCOE | IgnoreSilica | 1.1927 | 0.016081 | 0.0019446 | 4 | 2755675.1482 | 7664775.2579 | 61795.3446 | 171880.72 | 64.9108 | 11.1171 | 45692842.6493 | 131454.6123 | 0 | 59564.4634 | 0 | 0 | 0 | 127586.7268 | 124256.263 | 323289.3079 | 220651.5956 | 986802.969 | 3144235.0165 | 17303179.5858 | 17303179.5858 | 13685062.912 | 7195764.7501 | 0 | 21434217.5713 | 59618224.8193 | 100 | 0.0077782 | 2755675.1482 | 7664775.2579 | 61795.3446 | 171880.72
1 | 4200 | 707 | 0.035 | 15 | 15 | 7 | 1.3335e-13 | 0 | CO2 | Porous | Wet | R245fa | MinimizeLCOE | IgnoreSilica | 1.7652 | 0.078217 | 0.0062778 | 4 | 872254.5941 | 2392856.3614 | 19560.097 | 53659.2216 | 73.9061 | 11.8136 | 240816096.761 | 195937.6569 | 0 | 99450.7966 | 0 | 0 | 0 | 174663.9903 | 183320.4531 | 476962.2147 | 325536.5122 | 1455871.6238 | 3144235.0165 | 17303179.5858 | 17303179.5858 | 13685062.912 | 7195764.7501 | 0 | 21903286.2261 | 60087293.4741 | 133.3521 | 0.025111 | 872254.5941 | 2392856.3614 | 19560.097 | 53659.2216
1 | 4200 | 707 | 0.035 | 15 | 15 | 7 | 1.7783e-13 | 0 | CO2 | Porous | Wet | R245fa | MinimizeLCOE | IgnoreSilica | 2.482 | 0.17199 | 0.013338 | 4 | 420775.7557 | 1136462.9776 | 9435.7939 | 25484.9057 | 80.9784 | 12.3029 | 412231078.1324 | 272109.6408 | 0 | 147439.505 | 0 | 0 | 0 | 226895.5208 | 252113.42 | 655947.4031 | 447697.581 | 2002203.0707 | 3144235.0165 | 17303179.5858 | 17303179.5858 | 13685062.912 | 7195764.7501 | 0 | 22449617.673 | 60633624.9209 | 177.8279 | 0.053353 | 420775.7557 | 1136462.9776 | 9435.7939 | 25484.9057
1 | 4200 | 707 | 0.035 | 15 | 15 | 7 | 2.3714e-13 | 0 | CO2 | Porous | Wet | R245fa | MinimizeLCOE | IgnoreSilica | 3.366 | 0.30171 | 0.023866 | 4 | 241632.1916 | 641615.5668 | 5418.5431 | 14388.073 | 86.5142 | 12.6461 | 843273120.9504 | 359500.2273 | 0 | 203697.0853 | 0 | 0 | 0 | 282635.1082 | 329874.6441 | 858266.1575 | 585784.2881 | 2619757.5106 | 3144235.0165 | 17303179.5858 | 17303179.5858 | 13685062.912 | 7195764.7501 | 0 | 23067172.1129 | 61251179.3608 | 237.1374 | 0.095464 | 241632.1916 | 641615.5668 | 5418.5431 | 14388.073
1 | 4200 | 707 | 0.035 | 15 | 15 | 7 | 3.1623e-13 | 0 | CO2 | Porous | Wet | R245fa | MinimizeLCOE | IgnoreSilica | 4.5038 | 0.47935 | 0.038849 | 4 | 153154.0432 | 398871.6817 | 3434.4421 | 8944.6004 | 91.0364 | 12.9034 | 1246640483.2892 | 463542.1013 | 0 | 272226.7067 | 0 | 0 | 0 | 346610.5832 | 422127.9626 | 1098290.3682 | 749605.7439 | 3352403.4659 | 3144235.0165 | 17303179.5858 | 17303179.5858 | 13685062.912 | 7195764.7501 | 0 | 23799818.0683 | 61983825.3162 | 316.2278 | 0.1554 | 153154.0432 | 398871.6817 | 3434.4421 | 8944.6004
1 | 4200 | 707 | 0.035 | 15 | 15 | 7 | 4.217e-13 | 0 | CO2 | Porous | Wet | R245fa | MinimizeLCOE | IgnoreSilica | 5.9749 | 0.71796 | 0.059597 | 4 | 103497.1692 | 263671.7615 | 2320.8988 | 5912.7751 | 94.7062 | 13.0977 | 1651748799.3799 | 587560.3764 | 0 | 355927.8626 | 0 | 0 | 0 | 420709.5892 | 532037.153 | 1384251.5363 | 944780.117 | 4225266.6344 | 3144235.0165 | 17303179.5858 | 17303179.5858 | 13685062.912 | 7195764.7501 | 0 | 24672681.2368 | 62856688.4847 | 421.6965 | 0.23839 | 103497.1692 | 263671.7615 | 2320.8988 | 5912.7751
1 | 4200 | 707 | 0.035 | 15 | 15 | 7 | 5.6234e-13 | 0 | CO2 | Porous | Wet | R245fa | MinimizeLCOE | IgnoreSilica | 7.836 | 1.0281 | 0.087739 | 4 | 73188.0189 | 181988.3713 | 1641.2235 | 4081.0449 | 97.6024 | 13.2417 | 2212086621.4052 | 732152.4585 | 0 | 455972.7908 | 0 | 0 | 0 | 503138.5231 | 659592.8712 | 1716125.3499 | 1171290.8141 | 5238272.8077 | 3144235.0165 | 17303179.5858 | 17303179.5858 | 13685062.912 | 7195764.7501 | 0 | 25685687.41 | 63869694.6579 | 562.3413 | 0.35095 | 73188.0189 | 181988.3713 | 1641.2235 | 4081.0449
1 | 4200 | 707 | 0.035 | 15 | 15 | 7 | 7.4989e-13 | 0 | CO2 | Porous | Wet | R245fa | MinimizeLCOE | IgnoreSilica | 10.2138 | 1.4307 | 0.12546 | 4 | 53559.2339 | 129646.4471 | 1201.0528 | 2907.29 | 99.9032 | 13.3495 | 2834163883.1905 | 902581.1008 | 0 | 576868.9924 | 0 | 0 | 0 | 596916.2129 | 809782.8594 | 2106888.8907 | 1437994.9602 | 6431033.0163 | 3144235.0165 | 17303179.5858 | 17303179.5858 | 13685062.912 | 7195764.7501 | 0 | 26878447.6186 | 65062454.8665 | 749.8942 | 0.50185 | 53559.2339 | 129646.4471 | 1201.0528 | 2907.29
1 | 4200 | 707 | 0.035 | 15 | 15 | 7 | 1e-12 | 0 | CO2 | Porous | Wet | R245fa | MinimizeLCOE | IgnoreSilica | 13.3466 | 1.9648 | 0.176 | 4 | 40235.9163 | 94474.0964 | 902.2806 | 2118.5586 | 101.7637 | 13.4304 | 3420317099.3352 | 1109686.8914 | 0 | 723483.0003 | 0 | 0 | 0 | 710668.9778 | 992097.1591 | 2581233.3009 | 1761744.7669 | 7878914.0963 | 3144235.0165 | 17303179.5858 | 17303179.5858 | 13685062.912 | 7195764.7501 | 0 | 28326328.6987 | 66510335.9466 | 1000 | 0.70401 | 40235.9163 | 94474.0964 | 902.2806 | 2118.5586
1 | 4200 | 707 | 0.035 | 15 | 15 | 7 | 1.3335e-12 | 0 | CO2 | Porous | Wet | R245fa | MinimizeLCOE | IgnoreSilica | 17.2318 | 2.6342 | 0.24253 | 4 | 30869.3404 | 70228.8395 | 692.2374 | 1574.8646 | 103.1696 | 13.4848 | 4135726156.3763 | 1346923.2999 | 0 | 887558.2171 | 0 | 0 | 0 | 832750.9859 | 1196220.6761 | 3112320.8207 | 2124222.9119 | 9499996.9118 | 3144235.0165 | 17303179.5858 | 17303179.5858 | 13685062.912 | 7195764.7501 | 0 | 29947411.5141 | 68131418.762 | 1333.5214 | 0.97013 | 30869.3404 | 70228.8395 | 692.2374 | 1574.8646
1 | 4200 | 707 | 0.035 | 15 | 15 | 7 | 1.7783e-12 | 0 | CO2 | Porous | Wet | R245fa | MinimizeLCOE | IgnoreSilica | 22.146 | 3.4856 | 0.32942 | 4 | 24167.2851 | 53145.7705 | 541.9455 | 1191.781 | 104.2485 | 13.5172 | 4888870548.7931 | 1624694.3621 | 0 | 1084847.167 | 0 | 0 | 0 | 970179.9309 | 1435091.3694 | 3733813.3654 | 2548404.3441 | 11397030.5388 | 3144235.0165 | 17303179.5858 | 17303179.5858 | 13685062.912 | 7195764.7501 | 0 | 31844445.1412 | 70028452.3891 | 1778.2794 | 1.3177 | 24167.2851 | 53145.7705 | 541.9455 | 1191.781
1 | 4200 | 707 | 0.035 | 15 | 15 | 7 | 2.3714e-12 | 0 | CO2 | Porous | Wet | R245fa | MinimizeLCOE | IgnoreSilica | 28.2381 | 4.5474 | 0.44129 | 4 | 19270.3656 | 40902.1767 | 432.1333 | 917.2214 | 105.0449 | 13.5272 | 5666589331.4287 | 1943913.5575 | 0 | 1317650.9637 | 0 | 0 | 0 | 1119161.6057 | 1708483.1895 | 4445122.801 | 3033887.6498 | 13568219.7671 | 3144235.0165 | 17303179.5858 | 17303179.5858 | 13685062.912 | 7195764.7501 | 0 | 34015634.3695 | 72199641.6174 | 2371.3737 | 1.7652 | 19270.3656 | 40902.1767 | 432.1333 | 917.2214
1 | 4200 | 707 | 0.035 | 15 | 15 | 7 | 3.1623e-12 | 0 | CO2 | Porous | Wet | R245fa | MinimizeLCOE | IgnoreSilica | 35.7165 | 5.8574 | 0.58334 | 4 | 15634.165 | 31998.5586 | 350.5923 | 717.5599 | 105.6027 | 13.5124 | 6471002668.9598 | 2307673.092 | 0 | 1590111.7833 | 0 | 0 | 0 | 1278642.0954 | 2018806.5186 | 5252520.4472 | 3584953.1337 | 16032707.0703 | 3144235.0165 | 17303179.5858 | 17303179.5858 | 13685062.912 | 7195764.7501 | 0 | 36480121.6727 | 74664128.9206 | 3162.2777 | 2.3334 | 15634.165 | 31998.5586 | 350.5923 | 717.5599
1 | 4200 | 707 | 0.035 | 15 | 15 | 7 | 4.217e-12 | 0 | CO2 | Porous | Wet | R245fa | MinimizeLCOE | IgnoreSilica | 44.6696 | 7.4348 | 0.75965 | 4 | 12901.9118 | 25468.191 | 289.3222 | 571.118 | 105.9431 | 13.4681 | 7274543930.3218 | 2712358.7212 | 0 | 1901699.1916 | 0 | 0 | 0 | 1441774.6415 | 2361774.6962 | 6144853.2929 | 4193988.6365 | 18756449.1798 | 3144235.0165 | 17303179.5858 | 17303179.5858 | 13685062.912 | 7195764.7501 | 0 | 39203863.7822 | 77387871.0301 | 4216.965 | 3.0386 | 12901.9118 | 25468.191 | 289.3222 | 571.118
1 | 4200 | 707 | 0.035 | 15 | 15 | 7 | 5.6234e-12 | 0 | CO2 | Porous | Wet | R245fa | MinimizeLCOE | IgnoreSilica | 55.0586 | 9.2772 | 0.97195 | 4 | 10833.0926 | 20654.5842 | 242.9295 | 463.174 | 106.0793 | 13.3888 | 8044000604.2833 | 3149176.7567 | 0 | 2247981.3179 | 0 | 0 | 0 | 1599200.3819 | 2728579.798 | 7099204.9257 | 4845353.2359 | 21669496.416 | 3144235.0165 | 17303179.5858 | 17303179.5858 | 13685062.912 | 7195764.7501 | 0 | 42116911.0184 | 80300918.2663 | 5623.4133 | 3.8878 | 10833.0926 | 20654.5842 | 242.9295 | 463.174
1 | 4200 | 707 | 0.035 | 15 | 15 | 7 | 7.4989e-12 | 0 | CO2 | Porous | Wet | R245fa | MinimizeLCOE | IgnoreSilica | 65.846 | 11.2164 | 1.2107 | 4 | 9259.3746 | 17143.92 | 207.6392 | 384.4482 | 106.0256 | 13.2762 | 8750258242.8775 | 3572213.3766 | 0 | 2593915.5988 | 0 | 0 | 0 | 1710120.8412 | 3071737.4285 | 7992030.6889 | 5454725.165 | 24394743.099 | 3144235.0165 | 17303179.5858 | 17303179.5858 | 13685062.912 | 7195764.7501 | 0 | 44842157.7013 | 83026164.9493 | 7498.9421 | 4.8429 | 9259.3746 | 17143.92 | 207.6392 | 384.4482
1 | 4200 | 707 | 0.035 | 15 | 15 | 7 | 1e-11 | 0 | CO2 | Porous | Wet | R245fa | MinimizeLCOE | IgnoreSilica | 78.7445 | 13.5308 | 1.4863 | 4 | 8065.1096 | 14487.6143 | 180.8581 | 324.8812 | 105.7847 | 13.1124 | 9376699567.8991 | 4044146.8789 | 0 | 2993011.6252 | 0 | 0 | 0 | 1842464.8996 | 3463053.1275 | 9010153.8678 | 6149615.1549 | 27502445.5539 | 3144235.0165 | 17303179.5858 | 17303179.5858 | 13685062.912 | 7195764.7501 | 0 | 47949860.1562 | 86133867.4041 | 10000 | 5.9453 | 8065.1096 | 14487.6143 | 180.8581 | 324.8812
1 | 4200 | 707 | 0.035 | 15 | 15 | 7 | 1.3335e-11 | 0 | CO2 | Porous | Wet | R245fa | MinimizeLCOE | IgnoreSilica | 90.713 | 15.7117 | 1.7636 | 4 | 7161.168 | 12574.0781 | 160.5874 | 281.9706 | 105.4165 | 12.9293 | 9903437393.3664 | 4452630.2102 | 0 | 3351720.7932 | 0 | 0 | 0 | 1904003.4321 | 3786258.2299 | 9851067.2457 | 6723555.8144 | 30069235.7255 | 3144235.0165 | 17303179.5858 | 17303179.5858 | 13685062.912 | 7195764.7501 | 0 | 50516650.3278 | 88700657.5757 | 13335.2143 | 7.0542 | 7161.168 | 12574.0781 | 160.5874 | 281.9706
1 | 4200 | 707 | 0.035 | 15 | 15 | 7 | 1.7783e-11 | 0 | CO2 | Porous | Wet | R245fa | MinimizeLCOE | IgnoreSilica | 101.8534 | 17.7635 | 2.0328 | 4 | 6479.3721 | 11175.4269 | 145.2983 | 250.6062 | 104.9619 | 12.7323 | 10318991168.8096 | 4809407.5686 | 0 | 3677160.4897 | 0 | 0 | 0 | 1921650.512 | 4059205.2424 | 10561219.3833 | 7208249.2405 | 32236892.4365 | 3144235.0165 | 17303179.5858 | 17303179.5858 | 13685062.912 | 7195764.7501 | 0 | 52684307.0388 | 90868314.2867 | 17782.7941 | 8.1311 | 6479.3721 | 11175.4269 | 145.2983 | 250.6062
1 | 4200 | 707 | 0.035 | 15 | 15 | 7 | 2.3714e-11 | 0 | CO2 | Porous | Wet | R245fa | MinimizeLCOE | IgnoreSilica | 111.6681 | 19.5909 | 2.2797 | 4 | 5967.0697 | 10154.4916 | 133.8101 | 227.712 | 104.4763 | 12.5377 | 10632576048.9747 | 5105841.2076 | 0 | 3957999.4085 | 0 | 0 | 0 | 1902241.3015 | 4276771.9479 | 11127283.3218 | 7594599.5099 | 33964736.6971 | 3144235.0165 | 17303179.5858 | 17303179.5858 | 13685062.912 | 7195764.7501 | 0 | 54412151.2994 | 92596158.5474 | 23713.7371 | 9.1187 | 5967.0697 | 10154.4916 | 133.8101 | 227.712
1 | 4200 | 707 | 0.035 | 15 | 15 | 7 | 3.1623e-11 | 0 | CO2 | Porous | Wet | R245fa | MinimizeLCOE | IgnoreSilica | 119.9165 | 21.1426 | 2.4952 | 4 | 5583.1141 | 9408.8803 | 125.2 | 210.9919 | 104.0069 | 12.3588 | 10865679227.5408 | 5342277.2397 | 0 | 4190207.6272 | 0 | 0 | 0 | 1857036.8651 | 4441913.4755 | 11556947.7015 | 7887854.2778 | 35276237.1868 | 3144235.0165 | 17303179.5858 | 17303179.5858 | 13685062.912 | 7195764.7501 | 0 | 55723651.7892 | 93907659.0371 | 31622.7766 | 9.9807 | 5583.1141 | 9408.8803 | 125.2 | 210.9919
1 | 4200 | 707 | 0.035 | 15 | 15 | 7 | 4.217e-11 | 0 | CO2 | Porous | Wet | R245fa | MinimizeLCOE | IgnoreSilica | 126.287 | 22.3596 | 2.6728 | 4 | 5294.3292 | 8865.8042 | 118.724 | 198.8135 | 103.599 | 12.2074 | 11030305479.0482 | 5516501.5815 | 0 | 4367362.4919 | 0 | 0 | 0 | 1789796.8175 | 4552727.7474 | 11845263.706 | 8084635.8751 | 36156288.2194 | 3144235.0165 | 17303179.5858 | 17303179.5858 | 13685062.912 | 7195764.7501 | 0 | 56603702.8217 | 94787710.0697 | 42169.6503 | 10.6914 | 5294.3292 | 8865.8042 | 118.724 | 198.8135
1 | 4200 | 707 | 0.035 | 15 | 15 | 7 | 5.6234e-11 | 0 | CO2 | Porous | Wet | R245fa | MinimizeLCOE | IgnoreSilica | 131.9971 | 23.4452 | 2.8247 | 4 | 5079.4506 | 8458.9354 | 113.9054 | 189.6896 | 103.2108 | 12.0679 | 11147048951.0658 | 5667278.8668 | 0 | 4524637.2531 | 0 | 0 | 0 | 1736105.3322 | 4651928.3663 | 12103363.3674 | 8260794.1975 | 36944107.3833 | 3144235.0165 | 17303179.5858 | 17303179.5858 | 13685062.912 | 7195764.7501 | 0 | 57391521.9856 | 95575529.2335 | 56234.1325 | 11.2988 | 5079.4506 | 8458.9354 | 113.9054 | 189.6896
1 | 4200 | 707 | 0.035 | 15 | 15 | 7 | 7.4989e-11 | 0 | CO2 | Porous | Wet | R245fa | MinimizeLCOE | IgnoreSilica | 136.1575 | 24.2464 | 2.9425 | 4 | 4918.6422 | 8162.8585 | 110.2994 | 183.0501 | 102.9104 | 11.962 | 11230143953.7889 | 5773637.3783 | 0 | 4638372.6245 | 0 | 0 | 0 | 1677529.1502 | 4714920.2697 | 12267255.3786 | 8372653.8628 | 37444368.664 | 3144235.0165 | 17303179.5858 | 17303179.5858 | 13685062.912 | 7195764.7501 | 0 | 57891783.2663 | 96075790.5143 | 74989.4209 | 11.7699 | 4918.6422 | 8162.8585 | 110.2994 | 183.0501
1 | 4200 | 707 | 0.035 | 15 | 15 | 7 | 1e-10 | 0 | CO2 | Porous | Wet | R245fa | MinimizeLCOE | IgnoreSilica | 139.3661 | 24.8675 | 3.0349 | 4 | 4798.2314 | 7943.6416 | 107.5992 | 178.1342 | 102.6683 | 11.8778 | 11289032979.9253 | 5853625.0989 | 0 | 4725610.8614 | 0 | 0 | 0 | 1625503.5255 | 4759848.3994 | 12384149.1562 | 8452436.2679 | 37801173.3093 | 3144235.0165 | 17303179.5858 | 17303179.5858 | 13685062.912 | 7195764.7501 | 0 | 58248587.9116 | 96432595.1596 | 100000 | 12.1396 | 4798.2314 | 7943.6416 | 107.5992 | 178.1342
1 | 4200 | 707 | 0.035 | 15 | 15 | 7 | 1.3335e-10 | 0 | CO2 | Porous | Wet | R245fa | MinimizeLCOE | IgnoreSilica | 141.8339 | 25.347 | 3.1067 | 4 | 4708.0318 | 7780.7137 | 105.5765 | 174.4806 | 102.4758 | 11.8115 | 11327811810.2047 | 5913931.2429 | 0 | 4792436.5215 | 0 | 0 | 0 | 1581606.6293 | 4792310.0136 | 12468607.6173 | 8510080.9031 | 38058972.9277 | 3144235.0165 | 17303179.5858 | 17303179.5858 | 13685062.912 | 7195764.7501 | 0 | 58506387.53 | 96690394.7779 | 133352.1432 | 12.4269 | 4708.0318 | 7780.7137 | 105.5765 | 174.4806
1 | 4200 | 707 | 0.035 | 15 | 15 | 7 | 1.7783e-10 | 0 | CO2 | Porous | Wet | R245fa | MinimizeLCOE | IgnoreSilica | 143.7 | 25.7109 | 3.1618 | 4 | 4640.4399 | 7659.5776 | 104.0607 | 171.7642 | 102.3266 | 11.7605 | 11359224416.1936 | 5958826.3384 | 0 | 4842813.42 | 0 | 0 | 0 | 1545339.236 | 4815321.8078 | 12528479.5856 | 8550944.7517 | 38241725.1395 | 3144235.0165 | 17303179.5858 | 17303179.5858 | 13685062.912 | 7195764.7501 | 0 | 58689139.7418 | 96873146.9898 | 177827.941 | 12.6473 | 4640.4399 | 7659.5776 | 104.0607 | 171.7642
1 | 4200 | 707 | 0.035 | 15 | 15 | 7 | 2.3714e-10 | 0 | CO2 | Porous | Wet | R245fa | MinimizeLCOE | IgnoreSilica | 145.1124 | 25.9871 | 3.2039 | 4 | 4589.7765 | 7569.2704 | 102.9246 | 169.739 | 102.2116 | 11.7214 | 11380215122.1127 | 5992398.2833 | 0 | 4880854.1326 | 0 | 0 | 0 | 1516218.1263 | 4831893.5115 | 12571595.7593 | 8580372.4262 | 38373332.2392 | 3144235.0165 | 17303179.5858 | 17303179.5858 | 13685062.912 | 7195764.7501 | 0 | 58820746.8415 | 97004754.0894 | 237137.3706 | 12.8156 | 4589.7765 | 7569.2704 | 102.9246 | 169.739
1 | 4200 | 707 | 0.035 | 15 | 15 | 7 | 3.1623e-10 | 0 | CO2 | Porous | Wet | R245fa | MinimizeLCOE | IgnoreSilica | 146.1964 | 26.1992 | 3.2361 | 4 | 4551.7951 | 7501.6631 | 102.0729 | 168.223 | 102.122 | 11.6911 | 11392328006.9026 | 6017927.412 | 0 | 4910002.4602 | 0 | 0 | 0 | 1493538.068 | 4844372.4967 | 12604063.5189 | 8602532.3393 | 38472436.2951 | 3144235.0165 | 17303179.5858 | 17303179.5858 | 13685062.912 | 7195764.7501 | 0 | 58919850.8974 | 97103858.1453 | 316227.766 | 12.9443 | 4551.7951 | 7501.6631 | 102.0729 | 168.223
1 | 4200 | 707 | 0.035 | 15 | 15 | 7 | 4.217e-10 | 0 | CO2 | Porous | Wet | R245fa | MinimizeLCOE | IgnoreSilica | 146.9882 | 26.3548 | 3.2602 | 4 | 4523.3181 | 7451.3932 | 101.4343 | 167.0957 | 102.0559 | 11.6688 | 11407138997.9257 | 6036443.326 | 0 | 4931265.4993 | 0 | 0 | 0 | 1475444.0097 | 4852829.6056 | 12626067.1816 | 8617550.2912 | 38539599.9134 | 3144235.0165 | 17303179.5858 | 17303179.5858 | 13685062.912 | 7195764.7501 | 0 | 58987014.5158 | 97171021.7637 | 421696.5034 | 13.0407 | 4523.3181 | 7451.3932 | 101.4343 | 167.0957
1 | 4200 | 707 | 0.035 | 15 | 15 | 7 | 5.6234e-10 | 0 | CO2 | Porous | Wet | R245fa | MinimizeLCOE | IgnoreSilica | 147.5996 | 26.4748 | 3.2785 | 4 | 4501.9655 | 7413.6312 | 100.9555 | 166.2489 | 102.0045 | 11.6515 | 11414486113.8 | 6050663.7486 | 0 | 4947668.0939 | 0 | 0 | 0 | 1461744.384 | 4859429.7283 | 12643239.347 | 8629270.6469 | 38592015.9487 | 3144235.0165 | 17303179.5858 | 17303179.5858 | 13685062.912 | 7195764.7501 | 0 | 59039430.551 | 97223437.7989 | 562341.3252 | 13.1141 | 4501.9655 | 7413.6312 | 100.9555 | 166.2489
1 | 4200 | 707 | 0.035 | 15 | 15 | 7 | 7.4989e-10 | 0 | CO2 | Porous | Wet | R245fa | MinimizeLCOE | IgnoreSilica | 148.0529 | 26.564 | 3.2923 | 4 | 4485.9543 | 7385.4324 | 100.5964 | 165.6165 | 101.9661 | 11.6386 | 11421466298.2963 | 6061162.1649 | 0 | 4959818.1137 | 0 | 0 | 0 | 1451141.8285 | 4864127.6217 | 12655462.302 | 8637613.0649 | 38629325.0957 | 3144235.0165 | 17303179.5858 | 17303179.5858 | 13685062.912 | 7195764.7501 | 0 | 59076739.698 | 97260746.9459 | 749894.2093 | 13.1693 | 4485.9543 | 7385.4324 | 100.5964 | 165.6165
1 | 4200 | 707 | 0.035 | 15 | 15 | 7 | 1e-09 | 0 | CO2 | Porous | Wet | R245fa | MinimizeLCOE | IgnoreSilica | 148.4085 | 26.6337 | 3.3029 | 4 | 4473.948 | 7364.1647 | 100.3272 | 165.1396 | 101.9359 | 11.6285 | 11423085944.2081 | 6069373.8386 | 0 | 4969346.5982 | 0 | 0 | 0 | 1443308.1811 | 4867991.161 | 12665514.4386 | 8644473.8546 | 38660008.072 | 3144235.0165 | 17303179.5858 | 17303179.5858 | 13685062.912 | 7195764.7501 | 0 | 59107422.6744 | 97291429.9223 | 1000000 | 13.2115 | 4473.948 | 7364.1647 | 100.3272 | 165.1396
1 | 4200 | 707 | 0.035 | 15 | 15 | 7 | 1.3335e-09 | 0 | CO2 | Porous | Wet | R245fa | MinimizeLCOE | IgnoreSilica | 148.6667 | 26.6845 | 3.3107 | 4 | 4464.9447 | 7348.322 | 100.1253 | 164.7843 | 101.9139 | 11.6211 | 11426376613.1867 | 6075322.1826 | 0 | 4976262.106 | 0 | 0 | 0 | 1437216.9322 | 4870632.4761 | 12672386.5987 | 8649164.2451 | 38680984.5405 | 3144235.0165 | 17303179.5858 | 17303179.5858 | 13685062.912 | 7195764.7501 | 0 | 59128399.1429 | 97312406.3908 | 1333521.4322 | 13.2428 | 4464.9447 | 7348.322 | 100.1253 | 164.7843
1 | 4200 | 707 | 0.035 | 15 | 15 | 7 | 1.7783e-09 | 0 | CO2 | Porous | Wet | R245fa | MinimizeLCOE | IgnoreSilica | 148.8519 | 26.7211 | 3.3165 | 4 | 4458.1933 | 7336.5365 | 99.9739 | 164.52 | 101.898 | 11.6158 | 11430879547.7307 | 6079581.9953 | 0 | 4981221.326 | 0 | 0 | 0 | 1432469.0248 | 4872376.215 | 12676923.4496 | 8652260.7391 | 38694832.7497 | 3144235.0165 | 17303179.5858 | 17303179.5858 | 13685062.912 | 7195764.7501 | 0 | 59142247.352 | 97326254.5999 | 1778279.41 | 13.266 | 4458.1933 | 7336.5365 | 99.9739 | 164.52
1 | 4200 | 707 | 0.035 | 15 | 15 | 7 | 2.3714e-09 | 0 | CO2 | Porous | Wet | R245fa | MinimizeLCOE | IgnoreSilica | 149.0003 | 26.7502 | 3.3209 | 4 | 4453.1305 | 7327.6111 | 99.8604 | 164.3199 | 101.8853 | 11.6115 | 11432031249.2187 | 6082989.2136 | 0 | 4985192.5349 | 0 | 0 | 0 | 1429035.6807 | 4873914.7974 | 12680926.5255 | 8654992.9206 | 38707051.6727 | 3144235.0165 | 17303179.5858 | 17303179.5858 | 13685062.912 | 7195764.7501 | 0 | 59154466.2751 | 97338473.523 | 2371373.7057 | 13.2838 | 4453.1305 | 7327.6111 | 99.8604 | 164.3199
1 | 4200 | 707 | 0.035 | 15 | 15 | 7 | 3.1623e-09 | 0 | CO2 | Porous | Wet | R245fa | MinimizeLCOE | IgnoreSilica | 149.1077 | 26.7714 | 3.3243 | 4 | 4449.3339 | 7320.9594 | 99.7752 | 164.1707 | 101.8761 | 11.6085 | 11433814718.8039 | 6085454.1521 | 0 | 4988067.7443 | 0 | 0 | 0 | 1426385.305 | 4874963.8085 | 12683655.8372 | 8656855.732 | 38715382.5791 | 3144235.0165 | 17303179.5858 | 17303179.5858 | 13685062.912 | 7195764.7501 | 0 | 59162797.1815 | 97346804.4294 | 3162277.6602 | 13.297 | 4449.3339 | 7320.9594 | 99.7752 | 164.1707
1 | 4200 | 707 | 0.035 | 15 | 15 | 7 | 4.217e-09 | 0 | CO2 | Porous | Wet | R245fa | MinimizeLCOE | IgnoreSilica | 149.2003 | 26.7894 | 3.3269 | 4 | 4446.4869 | 7315.8545 | 99.7114 | 164.0563 | 101.8681 | 11.6058 | 11432293957.7178 | 6087577.1135 | 0 | 4990546.0405 | 0 | 0 | 0 | 1424582.8572 | 4876055.3444 | 12686495.7896 | 8658794.0578 | 38724051.203 | 3144235.0165 | 17303179.5858 | 17303179.5858 | 13685062.912 | 7195764.7501 | 0 | 59171465.8053 | 97355473.0532 | 4216965.0343 | 13.3075 | 4446.4869 | 7315.8545 | 99.7114 | 164.0563
1 | 4200 | 707 | 0.035 | 15 | 15 | 7 | 5.6234e-09 | 0 | CO2 | Porous | Wet | R245fa | MinimizeLCOE | IgnoreSilica | 149.2586 | 26.801 | 3.3287 | 4 | 4444.3519 | 7312.1371 | 99.6635 | 163.9729 | 101.8631 | 11.6041 | 11433796610.7595 | 6088914.0535 | 0 | 4992107.2092 | 0 | 0 | 0 | 1423048.6451 | 4876587.2641 | 12687879.7355 | 8659738.6294 | 38728275.5368 | 3144235.0165 | 17303179.5858 | 17303179.5858 | 13685062.912 | 7195764.7501 | 0 | 59175690.1392 | 97359697.3871 | 5623413.2519 | 13.3148 | 4444.3519 | 7312.1371 | 99.6635 | 163.9729
1 | 4200 | 707 | 0.035 | 15 | 15 | 7 | 7.4989e-09 | 0 | CO2 | Porous | Wet | R245fa | MinimizeLCOE | IgnoreSilica | 149.2929 | 26.808 | 3.33 | 4 | 4442.7509 | 7309.4434 | 99.6276 | 163.9125 | 101.8602 | 11.6031 | 11437181480.2958 | 6089699.2238 | 0 | 4993024.0292 | 0 | 0 | 0 | 1421743.8777 | 4876742.181 | 12688282.7975 | 8660013.7274 | 38729505.8366 | 3144235.0165 | 17303179.5858 | 17303179.5858 | 13685062.912 | 7195764.7501 | 0 | 59176920.4389 | 97360927.6868 | 7498942.0933 | 13.3199 | 4442.7509 | 7309.4434 | 99.6276 | 163.9125
1 | 4200 | 707 | 0.035 | 15 | 15 | 7 | 1e-08 | 0 | CO2 | Porous | Wet | R245fa | MinimizeLCOE | IgnoreSilica | 149.3318 | 26.8156 | 3.3311 | 4 | 4441.5503 | 7307.2938 | 99.6007 | 163.8643 | 101.8568 | 11.602 | 11436581954.7431 | 6090589.7683 | 0 | 4994064.6927 | 0 | 0 | 0 | 1420975.2293 | 4877195.5792 | 12689462.4467 | 8660818.8623 | 38733106.5785 | 3144235.0165 | 17303179.5858 | 17303179.5858 | 13685062.912 | 7195764.7501 | 0 | 59180521.1809 | 97364528.4288 | 10000000 | 13.3243 | 4441.5503 | 7307.2938 | 99.6007 | 163.8643
1 | 4300 | 707 | 0.035 | 15 | 15 | 7 | 1e-13 | 0 | CO2 | Porous | Wet | R245fa | MinimizeLCOE | IgnoreSilica | 1.2316 | 0.01716 | 0.0020796 | 4 | 2644914.6023 | 7360046.2503 | 59311.5663 | 165047.2461 | 66.217 | 11.5105 | 22010310.106 | 137916.9277 | 0 | 61958.0182 | 0 | 0 | 0 | 134182.7712 | 130282.5097 | 338968.3656 | 231352.8746 | 1034661.4671 | 3144235.0165 | 17822860.8151 | 17822860.8151 | 14023360.4323 | 7376664.0807 | 0 | 22001757.2986 | 61224642.6266 | 100 | 0.0083185 | 2644914.6023 | 7360046.2503 | 59311.5663 | 165047.2461
1 | 4300 | 707 | 0.035 | 15 | 15 | 7 | 1.3335e-13 | 0 | CO2 | Porous | Wet | R245fa | MinimizeLCOE | IgnoreSilica | 1.8384 | 0.083581 | 0.0067568 | 4 | 832783.3824 | 2284030.2481 | 18674.9647 | 51218.8225 | 75.7074 | 12.2384 | 192803703.6484 | 207360.3591 | 0 | 104454.859 | 0 | 0 | 0 | 185580.7546 | 193984.4293 | 504707.6934 | 344473.3715 | 1540561.4669 | 3144235.0165 | 17822860.8151 | 17822860.8151 | 14023360.4323 | 7376664.0807 | 0 | 22507657.2984 | 61730542.6265 | 133.3521 | 0.027027 | 832783.3824 | 2284030.2481 | 18674.9647 | 51218.8225
1 | 4300 | 707 | 0.035 | 15 | 15 | 7 | 1.7783e-13 | 0 | CO2 | Porous | Wet | R245fa | MinimizeLCOE | IgnoreSilica | 2.5766 | 0.18196 | 0.014371 | 4 | 401455.1583 | 1083776.1813 | 9002.5342 | 24303.4171 | 82.947 | 12.733 | 441961294.2313 | 287063.9021 | 0 | 154124.8302 | 0 | 0 | 0 | 240174.4853 | 265731.6549 | 691379.2569 | 471880.5492 | 2110354.6785 | 3144235.0165 | 17822860.8151 | 17822860.8151 | 14023360.4323 | 7376664.0807 | 0 | 23077450.5101 | 62300335.8381 | 177.8279 | 0.057485 | 401455.1583 | 1083776.1813 | 9002.5342 | 24303.4171
1 | 4300 | 707 | 0.035 | 15 | 15 | 7 | 2.3714e-13 | 0 | CO2 | Porous | Wet | R245fa | MinimizeLCOE | IgnoreSilica | 3.4929 | 0.31869 | 0.025726 | 4 | 230568.2322 | 611726.6563 | 5170.4365 | 13717.8214 | 88.6641 | 13.0829 | 879680350.7298 | 379121.1633 | 0 | 212730.1789 | 0 | 0 | 0 | 299064.9259 | 347457.3446 | 904012.7373 | 617007.2688 | 2759393.6189 | 3144235.0165 | 17822860.8151 | 17822860.8151 | 14023360.4323 | 7376664.0807 | 0 | 23726489.4504 | 62949374.7785 | 237.1374 | 0.1029 | 230568.2322 | 611726.6563 | 5170.4365 | 13717.8214
1 | 4300 | 707 | 0.035 | 15 | 15 | 7 | 3.1623e-13 | 0 | CO2 | Porous | Wet | R245fa | MinimizeLCOE | IgnoreSilica | 4.6696 | 0.50566 | 0.041881 | 4 | 146213.2027 | 380343.4061 | 3278.7955 | 8529.1083 | 93.3281 | 13.3447 | 1319321441.989 | 488507.0642 | 0 | 283969.4891 | 0 | 0 | 0 | 366406.6847 | 444164.4628 | 1155624.8215 | 788737.6864 | 3527410.2085 | 3144235.0165 | 17822860.8151 | 17822860.8151 | 14023360.4323 | 7376664.0807 | 0 | 24494506.0401 | 63717391.3681 | 316.2278 | 0.16753 | 146213.2027 | 380343.4061 | 3278.7955 | 8529.1083
1 | 4300 | 707 | 0.035 | 15 | 15 | 7 | 4.217e-13 | 0 | CO2 | Porous | Wet | R245fa | MinimizeLCOE | IgnoreSilica | 6.177 | 0.75487 | 0.064222 | 4 | 98874.0706 | 251558.7438 | 2217.227 | 5641.1436 | 97.0892 | 13.5412 | 1815016726.1654 | 617780.6291 | 0 | 370213.5176 | 0 | 0 | 0 | 443106.8079 | 558129.3723 | 1452138.1386 | 991114.1181 | 4432482.5836 | 3144235.0165 | 17822860.8151 | 17822860.8151 | 14023360.4323 | 7376664.0807 | 0 | 25399578.4152 | 64622463.7432 | 421.6965 | 0.25689 | 98874.0706 | 251558.7438 | 2217.227 | 5641.1436
1 | 4300 | 707 | 0.035 | 15 | 15 | 7 | 5.6234e-13 | 0 | CO2 | Porous | Wet | R245fa | MinimizeLCOE | IgnoreSilica | 8.1138 | 1.083 | 0.094571 | 4 | 69975.7131 | 173662.0093 | 1569.1883 | 3894.3283 | 100.1066 | 13.6892 | 2354577161.9599 | 770893.0022 | 0 | 474922.9524 | 0 | 0 | 0 | 531116.1332 | 693003.5142 | 1803052.9894 | 1230620.7143 | 5503609.3057 | 3144235.0165 | 17822860.8151 | 17822860.8151 | 14023360.4323 | 7376664.0807 | 0 | 26470705.1373 | 65693590.4653 | 562.3413 | 0.37828 | 69975.7131 | 173662.0093 | 1569.1883 | 3894.3283
1 | 4300 | 707 | 0.035 | 15 | 15 | 7 | 7.4989e-13 | 0 | CO2 | Porous | Wet | R245fa | MinimizeLCOE | IgnoreSilica | 10.6593 | 1.5198 | 0.13548 | 4 | 51249.8321 | 123627.4566 | 1149.265 | 2772.3156 | 102.5509 | 13.8018 | 2911147888.5913 | 956262.7852 | 0 | 604385.2539 | 0 | 0 | 0 | 636852.1507 | 857025.074 | 2229803.4425 | 1521886.6674 | 6806215.3737 | 3144235.0165 | 17822860.8151 | 17822860.8151 | 14023360.4323 | 7376664.0807 | 0 | 27773311.2053 | 66996196.5333 | 749.8942 | 0.54192 | 51249.8321 | 123627.4566 | 1149.265 | 2772.3156
1 | 4300 | 707 | 0.035 | 15 | 15 | 7 | 1e-12 | 0 | CO2 | Porous | Wet | R245fa | MinimizeLCOE | IgnoreSilica | 13.8265 | 2.0712 | 0.18998 | 4 | 38450.5322 | 90066.0974 | 862.2438 | 2019.7103 | 104.4161 | 13.8813 | 3612331931.4543 | 1169036.0756 | 0 | 744220.3541 | 0 | 0 | 0 | 750918.5331 | 1039028.2355 | 2703338.3347 | 1845083.9615 | 8251625.4945 | 3144235.0165 | 17822860.8151 | 17822860.8151 | 14023360.4323 | 7376664.0807 | 0 | 29218721.326 | 68441606.6541 | 1000 | 0.7599 | 38450.5322 | 90066.0974 | 862.2438 | 2019.7103
1 | 4300 | 707 | 0.035 | 15 | 15 | 7 | 1.3335e-12 | 0 | CO2 | Porous | Wet | R245fa | MinimizeLCOE | IgnoreSilica | 17.836 | 2.7748 | 0.26166 | 4 | 29530.1181 | 67004.4973 | 662.2057 | 1502.5595 | 105.8652 | 13.9359 | 4372250363.3329 | 1418121.4493 | 0 | 912367.316 | 0 | 0 | 0 | 879083.5712 | 1251733.2112 | 3256753.0498 | 2222800.8761 | 9940859.4736 | 3144235.0165 | 17822860.8151 | 17822860.8151 | 14023360.4323 | 7376664.0807 | 0 | 30907955.3052 | 70130840.6332 | 1333.5214 | 1.0467 | 29530.1181 | 67004.4973 | 662.2057 | 1502.5595
1 | 4300 | 707 | 0.035 | 15 | 15 | 7 | 1.7783e-12 | 0 | CO2 | Porous | Wet | R245fa | MinimizeLCOE | IgnoreSilica | 22.9009 | 3.6687 | 0.35519 | 4 | 23144.151 | 50751.3491 | 519.002 | 1138.0867 | 106.9769 | 13.9676 | 5145283965.769 | 1709473.0385 | 0 | 1114333.3325 | 0 | 0 | 0 | 1023125.0063 | 1500303.2371 | 3903481.2685 | 2664206.1743 | 11914922.0572 | 3144235.0165 | 17822860.8151 | 17822860.8151 | 14023360.4323 | 7376664.0807 | 0 | 32882017.8888 | 72104903.2168 | 1778.2794 | 1.4207 | 23144.151 | 50751.3491 | 519.002 | 1138.0867
1 | 4300 | 707 | 0.035 | 15 | 15 | 7 | 2.3714e-12 | 0 | CO2 | Porous | Wet | R245fa | MinimizeLCOE | IgnoreSilica | 29.1808 | 4.7834 | 0.47551 | 4 | 18476.0185 | 39097.4526 | 414.3202 | 876.7509 | 107.7979 | 13.9759 | 5980952599.0696 | 2044407.8063 | 0 | 1352728.4624 | 0 | 0 | 0 | 1179535.5765 | 1784902.0196 | 4643948.9214 | 3169590.5624 | 14175113.3487 | 3144235.0165 | 17822860.8151 | 17822860.8151 | 14023360.4323 | 7376664.0807 | 0 | 35142209.1802 | 74365094.5083 | 2371.3737 | 1.902 | 18476.0185 | 39097.4526 | 414.3202 | 876.7509
1 | 4300 | 707 | 0.035 | 15 | 15 | 7 | 3.1623e-12 | 0 | CO2 | Porous | Wet | R245fa | MinimizeLCOE | IgnoreSilica | 36.8808 | 6.1574 | 0.62805 | 4 | 15008.4593 | 30621.3889 | 336.561 | 686.6772 | 108.3713 | 13.9578 | 6813631633.963 | 2425655.1781 | 0 | 1631445.8748 | 0 | 0 | 0 | 1346794.8604 | 2107519.4062 | 5483333.1832 | 3742487.5688 | 16737236.0714 | 3144235.0165 | 17822860.8151 | 17822860.8151 | 14023360.4323 | 7376664.0807 | 0 | 37704331.903 | 76927217.231 | 3162.2777 | 2.5122 | 15008.4593 | 30621.3889 | 336.561 | 686.6772
1 | 4300 | 707 | 0.035 | 15 | 15 | 7 | 4.217e-12 | 0 | CO2 | Porous | Wet | R245fa | MinimizeLCOE | IgnoreSilica | 46.0649 | 7.8062 | 0.81684 | 4 | 12402.4754 | 24406.9016 | 278.1225 | 547.3188 | 108.7184 | 13.9084 | 7648962357.939 | 2848246.8192 | 0 | 1949074.8717 | 0 | 0 | 0 | 1516776.434 | 2462498.2687 | 6406915.3672 | 4372851.3871 | 19556363.1478 | 3144235.0165 | 17822860.8151 | 17822860.8151 | 14023360.4323 | 7376664.0807 | 0 | 40523458.9794 | 79746344.3074 | 4216.965 | 3.2674 | 12402.4754 | 24406.9016 | 278.1225 | 547.3188
1 | 4300 | 707 | 0.035 | 15 | 15 | 7 | 5.6234e-12 | 0 | CO2 | Porous | Wet | R245fa | MinimizeLCOE | IgnoreSilica | 56.6936 | 9.7272 | 1.0435 | 4 | 10429.1974 | 19826.5338 | 233.8722 | 444.6052 | 108.8539 | 13.822 | 8440602803.3777 | 3303205.7293 | 0 | 2301226.178 | 0 | 0 | 0 | 1680280.5366 | 2841037.8531 | 7391797.7168 | 5045053.8279 | 22562601.8416 | 3144235.0165 | 17822860.8151 | 17822860.8151 | 14023360.4323 | 7376664.0807 | 0 | 43529697.6732 | 82752583.0012 | 5623.4133 | 4.1738 | 10429.1974 | 19826.5338 | 233.8722 | 444.6052
1 | 4300 | 707 | 0.035 | 15 | 15 | 7 | 7.4989e-12 | 0 | CO2 | Porous | Wet | R245fa | MinimizeLCOE | IgnoreSilica | 68.4363 | 11.8667 | 1.304 | 4 | 8930.0677 | 16449.8712 | 200.2546 | 368.8844 | 108.7896 | 13.695 | 9172664173.0194 | 3771308.6951 | 0 | 2675232.6684 | 0 | 0 | 0 | 1822607.3402 | 3224967.9945 | 8390705.1897 | 5726828.7037 | 25611650.5916 | 3144235.0165 | 17822860.8151 | 17822860.8151 | 14023360.4323 | 7376664.0807 | 0 | 46578746.4232 | 85801631.7512 | 7498.9421 | 5.2159 | 8930.0677 | 16449.8712 | 200.2546 | 368.8844
1 | 4300 | 707 | 0.035 | 15 | 15 | 7 | 1e-11 | 0 | CO2 | Porous | Wet | R245fa | MinimizeLCOE | IgnoreSilica | 80.7324 | 14.1288 | 1.5884 | 4 | 7789.8601 | 13963.0252 | 174.6857 | 313.1174 | 108.5417 | 13.5261 | 9812384581.3161 | 4228190.4801 | 0 | 3053308.547 | 0 | 0 | 0 | 1929209.9493 | 3592176.5008 | 9346106.3983 | 6378909.6601 | 28527901.5356 | 3144235.0165 | 17822860.8151 | 17822860.8151 | 14023360.4323 | 7376664.0807 | 0 | 49494997.3671 | 88717882.6952 | 10000 | 6.3538 | 7789.8601 | 13963.0252 | 174.6857 | 313.1174
1 | 4300 | 707 | 0.035 | 15 | 15 | 7 | 1.3335e-11 | 0 | CO2 | Porous | Wet | R245fa | MinimizeLCOE | IgnoreSilica | 92.7935 | 16.3704 | 1.8799 | 4 | 6928.5793 | 12144.7416 | 155.3717 | 272.3429 | 108.1615 | 13.3325 | 10344042588.528 | 4647494.4972 | 0 | 3413079.8689 | 0 | 0 | 0 | 1991005.9526 | 3920116.3243 | 10199338.5494 | 6961258.1354 | 31132293.3279 | 3144235.0165 | 17822860.8151 | 17822860.8151 | 14023360.4323 | 7376664.0807 | 0 | 52099389.1595 | 91322274.4875 | 13335.2143 | 7.5195 | 6928.5793 | 12144.7416 | 155.3717 | 272.3429
1 | 4300 | 707 | 0.035 | 15 | 15 | 7 | 1.7783e-11 | 0 | CO2 | Porous | Wet | R245fa | MinimizeLCOE | IgnoreSilica | 103.9339 | 18.4641 | 2.161 | 4 | 6279.3235 | 10816.9143 | 140.8123 | 242.5667 | 107.6977 | 13.1264 | 10766468203.6286 | 5011046.1177 | 0 | 3737129.2323 | 0 | 0 | 0 | 2006936.4514 | 4194493.6025 | 10913211.9449 | 7448491.3965 | 33311308.7453 | 3144235.0165 | 17822860.8151 | 17822860.8151 | 14023360.4323 | 7376664.0807 | 0 | 54278404.5768 | 93501289.9048 | 17782.7941 | 8.644 | 6279.3235 | 10816.9143 | 140.8123 | 242.5667
1 | 4300 | 707 | 0.035 | 15 | 15 | 7 | 2.3714e-11 | 0 | CO2 | Porous | Wet | R245fa | MinimizeLCOE | IgnoreSilica | 113.7 | 20.3198 | 2.4175 | 4 | 5791.7085 | 9847.8695 | 129.8777 | 220.8361 | 107.2058 | 12.9242 | 11084661158.0245 | 5311776.6687 | 0 | 4015509.8399 | 0 | 0 | 0 | 1985462.2859 | 4411972.0299 | 11479046.2018 | 7834684.9036 | 35038451.9298 | 3144235.0165 | 17822860.8151 | 17822860.8151 | 14023360.4323 | 7376664.0807 | 0 | 56005547.7614 | 95228433.0894 | 23713.7371 | 9.67 | 5791.7085 | 9847.8695 | 129.8777 | 220.8361
1 | 4300 | 707 | 0.035 | 15 | 15 | 7 | 3.1623e-11 | 0 | CO2 | Porous | Wet | R245fa | MinimizeLCOE | IgnoreSilica | 121.8922 | 21.8925 | 2.6406 | 4 | 5426.3916 | 9139.8848 | 121.6855 | 204.9597 | 106.7322 | 12.7391 | 11313704046.3808 | 5551335.1065 | 0 | 4245346.9995 | 0 | 0 | 0 | 1938834.0508 | 4576851.3011 | 11908028.2443 | 8127473.9622 | 36347869.6644 | 3144235.0165 | 17822860.8151 | 17822860.8151 | 14023360.4323 | 7376664.0807 | 0 | 57314965.496 | 96537850.824 | 31622.7766 | 10.5623 | 5426.3916 | 9139.8848 | 121.6855 | 204.9597
1 | 4300 | 707 | 0.035 | 15 | 15 | 7 | 4.217e-11 | 0 | CO2 | Porous | Wet | R245fa | MinimizeLCOE | IgnoreSilica | 128.5398 | 23.1805 | 2.8273 | 4 | 5153.0192 | 8621.1901 | 115.5552 | 193.3281 | 106.3065 | 12.5783 | 11477549407.1996 | 5737237.439 | 0 | 4429578.9006 | 0 | 0 | 0 | 1879465.4981 | 4698049.9167 | 12223362.1807 | 8342695.8533 | 37310389.7883 | 3144235.0165 | 17822860.8151 | 17822860.8151 | 14023360.4323 | 7376664.0807 | 0 | 58277485.6198 | 97500370.9479 | 42169.6503 | 11.3094 | 5153.0192 | 8621.1901 | 115.5552 | 193.3281
1 | 4300 | 707 | 0.035 | 15 | 15 | 7 | 5.6234e-11 | 0 | CO2 | Porous | Wet | R245fa | MinimizeLCOE | IgnoreSilica | 133.8265 | 24.2145 | 2.9799 | 4 | 4947.3284 | 8237.9809 | 110.9426 | 184.7347 | 105.9345 | 12.4403 | 11592645389.8104 | 5879141.1158 | 0 | 4574735.1719 | 0 | 0 | 0 | 1815869.5957 | 4785200.8945 | 12450111.1478 | 8497456.6826 | 38002514.6083 | 3144235.0165 | 17822860.8151 | 17822860.8151 | 14023360.4323 | 7376664.0807 | 0 | 58969610.4399 | 98192495.7679 | 56234.1325 | 11.9195 | 4947.3284 | 8237.9809 | 110.9426 | 184.7347
1 | 4300 | 707 | 0.035 | 15 | 15 | 7 | 7.4989e-11 | 0 | CO2 | Porous | Wet | R245fa | MinimizeLCOE | IgnoreSilica | 137.9286 | 25.0207 | 3.1008 | 4 | 4794.4228 | 7956.7735 | 107.5138 | 178.4287 | 105.6345 | 12.3319 | 11673576519.1161 | 5986310.9648 | 0 | 4686576.7757 | 0 | 0 | 0 | 1756998.4903 | 4847655.63 | 12612605.5584 | 8608362.4567 | 38498509.8758 | 3144235.0165 | 17822860.8151 | 17822860.8151 | 14023360.4323 | 7376664.0807 | 0 | 59465605.7074 | 98688491.0354 | 74989.4209 | 12.4031 | 4794.4228 | 7956.7735 | 107.5138 | 178.4287
1 | 4300 | 707 | 0.035 | 15 | 15 | 7 | 1e-10 | 0 | CO2 | Porous | Wet | R245fa | MinimizeLCOE | IgnoreSilica | 141.1003 | 25.6472 | 3.1956 | 4 | 4679.9452 | 7748.4087 | 104.9466 | 173.7562 | 105.3924 | 12.2456 | 11727809919.4623 | 6067150.2819 | 0 | 4772594.8229 | 0 | 0 | 0 | 1705138.0711 | 4892504.4386 | 12729292.9585 | 8688004.005 | 38854684.5779 | 3144235.0165 | 17822860.8151 | 17822860.8151 | 14023360.4323 | 7376664.0807 | 0 | 59821780.4095 | 99044665.7375 | 100000 | 12.7826 | 4679.9452 | 7748.4087 | 104.9466 | 173.7562
1 | 4300 | 707 | 0.035 | 15 | 15 | 7 | 1.3335e-10 | 0 | CO2 | Porous | Wet | R245fa | MinimizeLCOE | IgnoreSilica | 143.5124 | 26.1258 | 3.269 | 4 | 4594.2003 | 7593.8123 | 103.0238 | 170.2894 | 105.2021 | 12.1785 | 11768994334.5796 | 6127439.8156 | 0 | 4837753.6508 | 0 | 0 | 0 | 1661026.7594 | 4924225.888 | 12811825.6631 | 8744334.2717 | 39106606.0486 | 3144235.0165 | 17822860.8151 | 17822860.8151 | 14023360.4323 | 7376664.0807 | 0 | 60073701.8802 | 99296587.2082 | 133352.1432 | 13.076 | 4594.2003 | 7593.8123 | 103.0238 | 170.2894
1 | 4300 | 707 | 0.035 | 15 | 15 | 7 | 1.7783e-10 | 0 | CO2 | Porous | Wet | R245fa | MinimizeLCOE | IgnoreSilica | 145.3487 | 26.4913 | 3.3254 | 4 | 4529.9535 | 7478.7134 | 101.5831 | 167.7083 | 105.0537 | 12.1265 | 11797779115.8098 | 6172644.1462 | 0 | 4887212.3166 | 0 | 0 | 0 | 1624933.8298 | 4947068.2141 | 12871256.7099 | 8784897.1824 | 39288012.3989 | 3144235.0165 | 17822860.8151 | 17822860.8151 | 14023360.4323 | 7376664.0807 | 0 | 60255108.2305 | 99477993.5585 | 177827.941 | 13.3015 | 4529.9535 | 7478.7134 | 101.5831 | 167.7083
1 | 4300 | 707 | 0.035 | 15 | 15 | 7 | 2.3714e-10 | 0 | CO2 | Porous | Wet | R245fa | MinimizeLCOE | IgnoreSilica | 146.7325 | 26.7676 | 3.3683 | 4 | 4481.8018 | 7392.9588 | 100.5033 | 165.7853 | 104.9398 | 12.0868 | 11820158168.9927 | 6206309.4338 | 0 | 4924399.433 | 0 | 0 | 0 | 1595906.3472 | 4963379.9335 | 12913696.4576 | 8813863.1823 | 39417554.7874 | 3144235.0165 | 17822860.8151 | 17822860.8151 | 14023360.4323 | 7376664.0807 | 0 | 60384650.6189 | 99607535.9469 | 237137.3706 | 13.4733 | 4481.8018 | 7392.9588 | 100.5033 | 165.7853
1 | 4300 | 707 | 0.035 | 15 | 15 | 7 | 3.1623e-10 | 0 | CO2 | Porous | Wet | R245fa | MinimizeLCOE | IgnoreSilica | 147.7971 | 26.9802 | 3.4012 | 4 | 4445.7063 | 7328.7287 | 99.6939 | 164.345 | 104.851 | 12.056 | 11831683357.637 | 6231975.2656 | 0 | 4952961.9589 | 0 | 0 | 0 | 1573385.3874 | 4975745.8187 | 12945869.9543 | 8835822.2549 | 39515760.6398 | 3144235.0165 | 17822860.8151 | 17822860.8151 | 14023360.4323 | 7376664.0807 | 0 | 60482856.4714 | 99705741.7994 | 316227.766 | 13.6048 | 4445.7063 | 7328.7287 | 99.6939 | 164.345
1 | 4300 | 707 | 0.035 | 15 | 15 | 7 | 4.217e-10 | 0 | CO2 | Porous | Wet | R245fa | MinimizeLCOE | IgnoreSilica | 148.5741 | 27.1361 | 3.4258 | 4 | 4418.6449 | 7280.9725 | 99.087 | 163.274 | 104.7854 | 12.0334 | 11846229618.6823 | 6250578.7826 | 0 | 4973782.0326 | 0 | 0 | 0 | 1555422.4647 | 4984115.4792 | 12967646.0941 | 8850684.9177 | 39582229.7709 | 3144235.0165 | 17822860.8151 | 17822860.8151 | 14023360.4323 | 7376664.0807 | 0 | 60549325.6025 | 99772210.9305 | 421696.5034 | 13.7031 | 4418.6449 | 7280.9725 | 99.087 | 163.274
1 | 4300 | 707 | 0.035 | 15 | 15 | 7 | 5.6234e-10 | 0 | CO2 | Porous | Wet | R245fa | MinimizeLCOE | IgnoreSilica | 149.1855 | 27.2583 | 3.4447 | 4 | 4398.3549 | 7244.9852 | 98.632 | 162.467 | 104.7335 | 12.0155 | 11850506099.9641 | 6265139.8752 | 0 | 4990149.5338 | 0 | 0 | 0 | 1542031.7223 | 4990955.2412 | 12985441.7519 | 8862830.8199 | 39636548.9443 | 3144235.0165 | 17822860.8151 | 17822860.8151 | 14023360.4323 | 7376664.0807 | 0 | 60603644.7759 | 99826530.1039 | 562341.3252 | 13.7787 | 4398.3549 | 7244.9852 | 98.632 | 162.467
1 | 4300 | 707 | 0.035 | 15 | 15 | 7 | 7.4989e-10 | 0 | CO2 | Porous | Wet | R245fa | MinimizeLCOE | IgnoreSilica | 149.6265 | 27.3469 | 3.4587 | 4 | 4383.1411 | 7218.2315 | 98.2909 | 161.8671 | 104.6958 | 12.0025 | 11858195090.4916 | 6275601.1022 | 0 | 5001946.962 | 0 | 0 | 0 | 1531460.8446 | 4995513.4744 | 12997301.3397 | 8870925.2322 | 39672748.9551 | 3144235.0165 | 17822860.8151 | 17822860.8151 | 14023360.4323 | 7376664.0807 | 0 | 60639844.7867 | 99862730.1147 | 749894.2093 | 13.8348 | 4383.1411 | 7218.2315 | 98.2909 | 161.8671
1 | 4300 | 707 | 0.035 | 15 | 15 | 7 | 1e-09 | 0 | CO2 | Porous | Wet | R245fa | MinimizeLCOE | IgnoreSilica | 149.9749 | 27.4166 | 3.4695 | 4 | 4371.7331 | 7198.0315 | 98.0351 | 161.4141 | 104.6659 | 11.9922 | 11859747158.4945 | 6283840.0102 | 0 | 5011262.0136 | 0 | 0 | 0 | 1523696.1195 | 4999331.2759 | 13007234.4759 | 8877704.8018 | 39703068.6968 | 3144235.0165 | 17822860.8151 | 17822860.8151 | 14023360.4323 | 7376664.0807 | 0 | 60670164.5284 | 99893049.8564 | 1000000 | 13.8778 | 4371.7331 | 7198.0315 | 98.0351 | 161.4141
1 | 4300 | 707 | 0.035 | 15 | 15 | 7 | 1.3335e-09 | 0 | CO2 | Porous | Wet | R245fa | MinimizeLCOE | IgnoreSilica | 150.2138 | 27.4649 | 3.4773 | 4 | 4363.1787 | 7183.1184 | 97.8432 | 161.0797 | 104.6453 | 11.9851 | 11866442714.4517 | 6289478.2853 | 0 | 5017647.9862 | 0 | 0 | 0 | 1517425.7503 | 5001575.2885 | 13013072.9364 | 8881689.671 | 39720889.9176 | 3144235.0165 | 17822860.8151 | 17822860.8151 | 14023360.4323 | 7376664.0807 | 0 | 60687985.7492 | 99910871.0772 | 1333521.4322 | 13.9091 | 4363.1787 | 7183.1184 | 97.8432 | 161.0797
1 | 4300 | 707 | 0.035 | 15 | 15 | 7 | 1.7783e-09 | 0 | CO2 | Porous | Wet | R245fa | MinimizeLCOE | IgnoreSilica | 150.4159 | 27.5053 | 3.4834 | 4 | 4356.7641 | 7171.7256 | 97.6994 | 160.8242 | 104.6278 | 11.9792 | 11865889132.537 | 6294237.7939 | 0 | 5023047.0147 | 0 | 0 | 0 | 1513060.8181 | 5003834.7944 | 13018951.7075 | 8885702.053 | 39738834.1817 | 3144235.0165 | 17822860.8151 | 17822860.8151 | 14023360.4323 | 7376664.0807 | 0 | 60705930.0133 | 99928815.3413 | 1778279.41 | 13.9337 | 4356.7641 | 7171.7256 | 97.6994 | 160.8242
1 | 4300 | 707 | 0.035 | 15 | 15 | 7 | 2.3714e-09 | 0 | CO2 | Porous | Wet | R245fa | MinimizeLCOE | IgnoreSilica | 150.5498 | 27.5324 | 3.4878 | 4 | 4351.9538 | 7163.357 | 97.5915 | 160.6365 | 104.6163 | 11.9752 | 11869807946.2226 | 6297388.8588 | 0 | 5026624.8069 | 0 | 0 | 0 | 1509471.7442 | 5005059.3098 | 13022137.6453 | 8887876.5211 | 39748558.8861 | 3144235.0165 | 17822860.8151 | 17822860.8151 | 14023360.4323 | 7376664.0807 | 0 | 60715654.7177 | 99938540.0457 | 2371373.7057 | 13.9514 | 4351.9538 | 7163.357 | 97.5915 | 160.6365
1 | 4300 | 707 | 0.035 | 15 | 15 | 7 | 3.1623e-09 | 0 | CO2 | Porous | Wet | R245fa | MinimizeLCOE | IgnoreSilica | 150.6593 | 27.5543 | 3.4913 | 4 | 4348.3467 | 7156.9985 | 97.5106 | 160.4939 | 104.6068 | 11.9719 | 11870545496.5383 | 6299961.346 | 0 | 5029548.2529 | 0 | 0 | 0 | 1506915.8102 | 5006205.9095 | 13025120.8626 | 8889912.6282 | 39757664.8094 | 3144235.0165 | 17822860.8151 | 17822860.8151 | 14023360.4323 | 7376664.0807 | 0 | 60724760.641 | 99947645.969 | 3162277.6602 | 13.965 | 4348.3467 | 7156.9985 | 97.5106 | 160.4939
1 | 4300 | 707 | 0.035 | 15 | 15 | 7 | 4.217e-09 | 0 | CO2 | Porous | Wet | R245fa | MinimizeLCOE | IgnoreSilica | 150.7324 | 27.5692 | 3.4937 | 4 | 4345.6418 | 7152.3173 | 97.45 | 160.389 | 104.6004 | 11.9698 | 11873293241.5592 | 6301679.8524 | 0 | 5031502.0841 | 0 | 0 | 0 | 1504844.2647 | 5006830.2185 | 13026745.1864 | 8891021.2626 | 39762622.8686 | 3144235.0165 | 17822860.8151 | 17822860.8151 | 14023360.4323 | 7376664.0807 | 0 | 60729718.7002 | 99952604.0282 | 4216965.0343 | 13.9749 | 4345.6418 | 7152.3173 | 97.45 | 160.389
1 | 4300 | 707 | 0.035 | 15 | 15 | 7 | 5.6234e-09 | 0 | CO2 | Porous | Wet | R245fa | MinimizeLCOE | IgnoreSilica | 150.801 | 27.5828 | 3.4957 | 4 | 4343.6134 | 7148.6775 | 97.4045 | 160.3074 | 104.5945 | 11.9677 | 11870866540.4983 | 6303288.2928 | 0 | 5033332.083 | 0 | 0 | 0 | 1503511.7508 | 5007651.5294 | 13028882.0689 | 8892479.7288 | 39769145.4536 | 3144235.0165 | 17822860.8151 | 17822860.8151 | 14023360.4323 | 7376664.0807 | 0 | 60736241.2852 | 99959126.6132 | 5623413.2519 | 13.9829 | 4343.6134 | 7148.6775 | 97.4045 | 160.3074
1 | 4300 | 707 | 0.035 | 15 | 15 | 7 | 7.4989e-09 | 0 | CO2 | Porous | Wet | R245fa | MinimizeLCOE | IgnoreSilica | 150.8445 | 27.5916 | 3.4971 | 4 | 4342.0923 | 7146.0237 | 97.3704 | 160.2478 | 104.5907 | 11.9664 | 11872967654.8151 | 6304309.6161 | 0 | 5034494.2932 | 0 | 0 | 0 | 1502380.429 | 5008061.892 | 13029949.7482 | 8893208.4418 | 39772404.4204 | 3144235.0165 | 17822860.8151 | 17822860.8151 | 14023360.4323 | 7376664.0807 | 0 | 60739500.252 | 99962385.58 | 7498942.0933 | 13.9885 | 4342.0923 | 7146.0237 | 97.3704 | 160.2478
1 | 4300 | 707 | 0.035 | 15 | 15 | 7 | 1e-08 | 0 | CO2 | Porous | Wet | R245fa | MinimizeLCOE | IgnoreSilica | 150.8787 | 27.5984 | 3.4982 | 4 | 4340.9517 | 7144.0185 | 97.3448 | 160.2029 | 104.5877 | 11.9654 | 11873293182.8251 | 6305113.3469 | 0 | 5035409.1775 | 0 | 0 | 0 | 1501557.4336 | 5008411.1836 | 13030858.5334 | 8893828.7064 | 39775178.3814 | 3144235.0165 | 17822860.8151 | 17822860.8151 | 14023360.4323 | 7376664.0807 | 0 | 60742274.2129 | 99965159.541 | 10000000 | 13.9928 | 4340.9517 | 7144.0185 | 97.3448 | 160.2029
1 | 4400 | 707 | 0.035 | 15 | 15 | 7 | 1e-13 | 0 | CO2 | Porous | Wet | R245fa | MinimizeLCOE | IgnoreSilica | 1.2853 | 0.019285 | 0.0022271 | 4 | 2535839.8002 | 7056889.0927 | 56865.5904 | 158249.0206 | 67.8151 | 11.9277 | 53987591.8775 | 146244.014 | 0 | 65434.8845 | 0 | 0 | 0 | 142751.5616 | 138227.8795 | 359640.5879 | 245462.0911 | 1097761.0186 | 3144235.0165 | 18348402.1352 | 18348402.1352 | 14367225.0389 | 7559907.4476 | 0 | 22590398.1703 | 62865932.7919 | 100 | 0.0089084 | 2535839.8002 | 7056889.0927 | 56865.5904 | 158249.0206
1 | 4400 | 707 | 0.035 | 15 | 15 | 7 | 1.3335e-13 | 0 | CO2 | Porous | Wet | R245fa | MinimizeLCOE | IgnoreSilica | 1.8726 | 0.0856 | 0.0072493 | 4 | 796014.0994 | 2184961.9369 | 17850.4225 | 48997.2397 | 77.0272 | 12.629 | 148889313.9184 | 214592.9874 | 0 | 106816.9502 | 0 | 0 | 0 | 191788.7351 | 200147.4823 | 520742.6931 | 355417.5882 | 1589506.4363 | 3144235.0165 | 18348402.1352 | 18348402.1352 | 14367225.0389 | 7559907.4476 | 0 | 23082143.588 | 63357678.2096 | 133.3521 | 0.028997 | 796014.0994 | 2184961.9369 | 17850.4225 | 48997.2397
1 | 4400 | 707 | 0.035 | 15 | 15 | 7 | 1.7783e-13 | 0 | CO2 | Porous | Wet | R245fa | MinimizeLCOE | IgnoreSilica | 2.6692 | 0.19198 | 0.015465 | 4 | 383308.7703 | 1034396.9104 | 8595.6059 | 23196.099 | 84.9019 | 13.1623 | 484473303.2871 | 302094.792 | 0 | 160749.1381 | 0 | 0 | 0 | 253398.8455 | 279334.6825 | 726771.5444 | 496036.5127 | 2218385.5152 | 3144235.0165 | 18348402.1352 | 18348402.1352 | 14367225.0389 | 7559907.4476 | 0 | 23711022.6669 | 63986557.2885 | 177.8279 | 0.061859 | 383308.7703 | 1034396.9104 | 8595.6059 | 23196.099
1 | 4400 | 707 | 0.035 | 15 | 15 | 7 | 2.3714e-13 | 0 | CO2 | Porous | Wet | R245fa | MinimizeLCOE | IgnoreSilica | 3.6218 | 0.33636 | 0.027694 | 4 | 220221.5149 | 583792.5142 | 4938.4139 | 13091.4051 | 90.8272 | 13.5204 | 915155916.9499 | 399331.962 | 0 | 221988.6549 | 0 | 0 | 0 | 315955.2114 | 365537.573 | 951053.7829 | 649113.749 | 2902980.9332 | 3144235.0165 | 18348402.1352 | 18348402.1352 | 14367225.0389 | 7559907.4476 | 0 | 24395618.0848 | 64671152.7065 | 237.1374 | 0.11078 | 220221.5149 | 583792.5142 | 4938.4139 | 13091.4051
1 | 4400 | 707 | 0.035 | 15 | 15 | 7 | 3.1623e-13 | 0 | CO2 | Porous | Wet | R245fa | MinimizeLCOE | IgnoreSilica | 4.8398 | 0.53322 | 0.045088 | 4 | 139735.2874 | 363053.1297 | 3133.5298 | 8141.3781 | 95.6378 | 13.787 | 1381132344.566 | 514378.2791 | 0 | 296103.8091 | 0 | 0 | 0 | 386941.0557 | 466995.0261 | 1215025.2641 | 829279.709 | 3708723.1432 | 3144235.0165 | 18348402.1352 | 18348402.1352 | 14367225.0389 | 7559907.4476 | 0 | 25201360.2949 | 65476894.9165 | 316.2278 | 0.18035 | 139735.2874 | 363053.1297 | 3133.5298 | 8141.3781
1 | 4400 | 707 | 0.035 | 15 | 15 | 7 | 4.217e-13 | 0 | CO2 | Porous | Wet | R245fa | MinimizeLCOE | IgnoreSilica | 6.4009 | 0.79578 | 0.069137 | 4 | 94563.5854 | 240199.4081 | 2120.5654 | 5386.4133 | 99.5201 | 13.9871 | 1899517785.267 | 650430.5765 | 0 | 385878.5697 | 0 | 0 | 0 | 467890.7502 | 586637.9596 | 1526311.6349 | 1041739.0534 | 4658888.5444 | 3144235.0165 | 18348402.1352 | 18348402.1352 | 14367225.0389 | 7559907.4476 | 0 | 26151525.696 | 66427060.3177 | 421.6965 | 0.27655 | 94563.5854 | 240199.4081 | 2120.5654 | 5386.4133
1 | 4400 | 707 | 0.035 | 15 | 15 | 7 | 5.6234e-13 | 0 | CO2 | Porous | Wet | R245fa | MinimizeLCOE | IgnoreSilica | 8.389 | 1.139 | 0.10176 | 4 | 66981.9307 | 165930.3394 | 1502.0535 | 3720.9475 | 102.613 | 14.1368 | 2519413977.005 | 810220.0843 | 0 | 493940.7658 | 0 | 0 | 0 | 559231.8623 | 726723.1578 | 1890784.5852 | 1290499.3312 | 5771399.7865 | 3144235.0165 | 18348402.1352 | 18348402.1352 | 14367225.0389 | 7559907.4476 | 0 | 27264036.9382 | 67539571.5598 | 562.3413 | 0.40704 | 66981.9307 | 165930.3394 | 1502.0535 | 3720.9475
1 | 4400 | 707 | 0.035 | 15 | 15 | 7 | 7.4989e-13 | 0 | CO2 | Porous | Wet | R245fa | MinimizeLCOE | IgnoreSilica | 11.0297 | 1.5998 | 0.14601 | 4 | 48989.1973 | 117951.0176 | 1098.5708 | 2645.0229 | 105.1477 | 14.2518 | 3093321681.3299 | 1005779.133 | 0 | 621130.9626 | 0 | 0 | 0 | 671369.6277 | 896329.0921 | 2332064.4353 | 1591681.8962 | 7118355.147 | 3144235.0165 | 18348402.1352 | 18348402.1352 | 14367225.0389 | 7559907.4476 | 0 | 28610992.2986 | 68886526.9202 | 749.8942 | 0.58403 | 48989.1973 | 117951.0176 | 1098.5708 | 2645.0229
1 | 4400 | 707 | 0.035 | 15 | 15 | 7 | 1e-12 | 0 | CO2 | Porous | Wet | R245fa | MinimizeLCOE | IgnoreSilica | 14.3017 | 2.1797 | 0.20467 | 4 | 36790.4934 | 85986.5783 | 825.0179 | 1928.2281 | 107.0727 | 14.3324 | 3827131208.5871 | 1229312.9588 | 0 | 764616.1799 | 0 | 0 | 0 | 791366.687 | 1086265.372 | 2826239.6743 | 1928966.6511 | 8626767.5232 | 3144235.0165 | 18348402.1352 | 18348402.1352 | 14367225.0389 | 7559907.4476 | 0 | 30119404.6748 | 70394939.2965 | 1000 | 0.81867 | 36790.4934 | 85986.5783 | 825.0179 | 1928.2281
1 | 4400 | 707 | 0.035 | 15 | 15 | 7 | 1.3335e-12 | 0 | CO2 | Porous | Wet | R245fa | MinimizeLCOE | IgnoreSilica | 18.4498 | 2.9205 | 0.28183 | 4 | 28284.2175 | 64011.067 | 634.2667 | 1435.4326 | 108.57 | 14.3872 | 4609076453.3621 | 1491380.8292 | 0 | 937401.5392 | 0 | 0 | 0 | 926668.2749 | 1308625.7509 | 3404775.7677 | 2323829.4226 | 10392681.5843 | 3144235.0165 | 18348402.1352 | 18348402.1352 | 14367225.0389 | 7559907.4476 | 0 | 31885318.736 | 72160853.3576 | 1333.5214 | 1.1273 | 28284.2175 | 64011.067 | 634.2667 | 1435.4326
1 | 4400 | 707 | 0.035 | 15 | 15 | 7 | 1.7783e-12 | 0 | CO2 | Porous | Wet | R245fa | MinimizeLCOE | IgnoreSilica | 23.6755 | 3.8594 | 0.38237 | 4 | 22191.6573 | 48524.4089 | 497.6425 | 1088.1481 | 109.7153 | 14.4182 | 5421848073.5006 | 1797101.3973 | 0 | 1144384.5321 | 0 | 0 | 0 | 1077932.4365 | 1567573.1627 | 4078503.8159 | 2783662.6592 | 12449158.0038 | 3144235.0165 | 18348402.1352 | 18348402.1352 | 14367225.0389 | 7559907.4476 | 0 | 33941795.1554 | 74217329.7771 | 1778.2794 | 1.5295 | 22191.6573 | 48524.4089 | 497.6425 | 1088.1481
1 | 4400 | 707 | 0.035 | 15 | 15 | 7 | 2.3714e-12 | 0 | CO2 | Porous | Wet | R245fa | MinimizeLCOE | IgnoreSilica | 30.1406 | 5.028 | 0.51152 | 4 | 17736.4955 | 37420.8194 | 397.7366 | 839.1528 | 110.5592 | 14.4245 | 6289445963.0348 | 2147819.5878 | 0 | 1388207.1676 | 0 | 0 | 0 | 1241593.43 | 1863271.8723 | 4847851.2022 | 3308758.0589 | 14797501.3188 | 3144235.0165 | 18348402.1352 | 18348402.1352 | 14367225.0389 | 7559907.4476 | 0 | 36290138.4705 | 76565673.0921 | 2371.3737 | 2.0461 | 17736.4955 | 37420.8194 | 397.7366 | 839.1528
1 | 4400 | 707 | 0.035 | 15 | 15 | 7 | 3.1623e-12 | 0 | CO2 | Porous | Wet | R245fa | MinimizeLCOE | IgnoreSilica | 38.0406 | 6.464 | 0.67485 | 4 | 14426.0317 | 29346.2734 | 323.5003 | 658.083 | 111.1463 | 14.4029 | 7166586915.3532 | 2545731.8777 | 0 | 1672363.0439 | 0 | 0 | 0 | 1415551.8006 | 2197122.2216 | 5716461.329 | 3901602.3186 | 17448832.5914 | 3144235.0165 | 18348402.1352 | 18348402.1352 | 14367225.0389 | 7559907.4476 | 0 | 38941469.743 | 79217004.3647 | 3162.2777 | 2.6994 | 14426.0317 | 29346.2734 | 323.5003 | 658.083
1 | 4400 | 707 | 0.035 | 15 | 15 | 7 | 4.217e-12 | 0 | CO2 | Porous | Wet | R245fa | MinimizeLCOE | IgnoreSilica | 47.4681 | 8.1879 | 0.8767 | 4 | 11937.2873 | 23422.2422 | 267.6908 | 525.2381 | 111.5004 | 14.3481 | 8026734791.8003 | 2987076.2835 | 0 | 1996429.7768 | 0 | 0 | 0 | 1593010.7684 | 2564841.5632 | 6673191.6261 | 4554590.4052 | 20369140.4231 | 3144235.0165 | 18348402.1352 | 18348402.1352 | 14367225.0389 | 7559907.4476 | 0 | 41861777.5748 | 82137312.1964 | 4216.965 | 3.5068 | 11937.2873 | 23422.2422 | 267.6908 | 525.2381
1 | 4400 | 707 | 0.035 | 15 | 15 | 7 | 5.6234e-12 | 0 | CO2 | Porous | Wet | R245fa | MinimizeLCOE | IgnoreSilica | 58.3307 | 10.1882 | 1.1181 | 4 | 10052.5861 | 19057.8103 | 225.4268 | 427.3668 | 111.6349 | 14.2541 | 8845719103.5828 | 3460169.5691 | 0 | 2354235.9096 | 0 | 0 | 0 | 1762366.824 | 2954941.198 | 7688150.8555 | 5247320.9346 | 23467185.2908 | 3144235.0165 | 18348402.1352 | 18348402.1352 | 14367225.0389 | 7559907.4476 | 0 | 44959822.4425 | 85235357.0641 | 5623.4133 | 4.4725 | 10052.5861 | 19057.8103 | 225.4268 | 427.3668
1 | 4400 | 707 | 0.035 | 15 | 15 | 7 | 7.4989e-12 | 0 | CO2 | Porous | Wet | R245fa | MinimizeLCOE | IgnoreSilica | 70.2675 | 12.4049 | 1.3943 | 4 | 8620.9754 | 15842.2029 | 193.3233 | 355.2575 | 111.5636 | 14.1178 | 9599091800.0946 | 3944386.0355 | 0 | 2732347.8976 | 0 | 0 | 0 | 1908234.2597 | 3348137.5952 | 8711167.2253 | 5945550.6278 | 26589823.6412 | 3144235.0165 | 18348402.1352 | 18348402.1352 | 14367225.0389 | 7559907.4476 | 0 | 48082460.7929 | 88357995.4145 | 7498.9421 | 5.5774 | 8620.9754 | 15842.2029 | 193.3233 | 355.2575
1 | 4400 | 707 | 0.035 | 15 | 15 | 7 | 1e-11 | 0 | CO2 | Porous | Wet | R245fa | MinimizeLCOE | IgnoreSilica | 82.7035 | 14.7374 | 1.6944 | 4 | 7532.5485 | 13475.059 | 168.9156 | 302.1749 | 111.3051 | 13.9383 | 10253770990.5752 | 4414688.0129 | 0 | 3112801.9809 | 0 | 0 | 0 | 2016263.8239 | 3722063.9889 | 9684046.9988 | 6609561.064 | 29559425.8694 | 3144235.0165 | 18348402.1352 | 18348402.1352 | 14367225.0389 | 7559907.4476 | 0 | 51052063.0211 | 91327597.6427 | 10000 | 6.7775 | 7532.5485 | 13475.059 | 168.9156 | 302.1749
1 | 4400 | 707 | 0.035 | 15 | 15 | 7 | 1.3335e-11 | 0 | CO2 | Porous | Wet | R245fa | MinimizeLCOE | IgnoreSilica | 94.8204 | 17.034 | 1.9999 | 4 | 6710.8222 | 11745.5554 | 150.4886 | 263.3912 | 110.9145 | 13.7345 | 10797649638.1112 | 4843564.132 | 0 | 3472590.7529 | 0 | 0 | 0 | 2077193.0959 | 4053405.7125 | 10546130.1961 | 7197950.5601 | 32190834.4495 | 3144235.0165 | 18348402.1352 | 18348402.1352 | 14367225.0389 | 7559907.4476 | 0 | 53683471.6012 | 93959006.2228 | 13335.2143 | 7.9995 | 6710.8222 | 11745.5554 | 150.4886 | 263.3912
1 | 4400 | 707 | 0.035 | 15 | 15 | 7 | 1.7783e-11 | 0 | CO2 | Porous | Wet | R245fa | MinimizeLCOE | IgnoreSilica | 105.9749 | 19.1722 | 2.2932 | 4 | 6091.7234 | 10482.5009 | 136.6054 | 235.0675 | 110.4411 | 13.5188 | 11220964397.0466 | 5214318.878 | 0 | 3795725.0775 | 0 | 0 | 0 | 2091811.1033 | 4329723.4729 | 11265052.3282 | 7688629.6877 | 34385260.5476 | 3144235.0165 | 18348402.1352 | 18348402.1352 | 14367225.0389 | 7559907.4476 | 0 | 55877897.6992 | 96153432.3209 | 17782.7941 | 9.1728 | 6091.7234 | 10482.5009 | 136.6054 | 235.0675
1 | 4400 | 707 | 0.035 | 15 | 15 | 7 | 2.3714e-11 | 0 | CO2 | Porous | Wet | R245fa | MinimizeLCOE | IgnoreSilica | 115.6971 | 21.0568 | 2.5593 | 4 | 5626.9751 | 9561.157 | 126.1835 | 214.4066 | 109.9432 | 13.309 | 11538978353.0068 | 5519382.5126 | 0 | 4071835.4978 | 0 | 0 | 0 | 2068333.0446 | 4547224.9114 | 11830946.4555 | 8074864.0575 | 36112586.4794 | 3144235.0165 | 18348402.1352 | 18348402.1352 | 14367225.0389 | 7559907.4476 | 0 | 57605223.6311 | 97880758.2527 | 23713.7371 | 10.2373 | 5626.9751 | 9561.157 | 126.1835 | 214.4066
1 | 4400 | 707 | 0.035 | 15 | 15 | 7 | 3.1623e-11 | 0 | CO2 | Porous | Wet | R245fa | MinimizeLCOE | IgnoreSilica | 123.8265 | 22.6492 | 2.7899 | 4 | 5278.9133 | 8887.9698 | 118.3783 | 199.3106 | 109.4661 | 13.1178 | 11767434365.6516 | 5761753.7734 | 0 | 4299155.3183 | 0 | 0 | 0 | 2020048.0027 | 4711573.2668 | 12258547.1636 | 8366710.3271 | 37417787.8519 | 3144235.0165 | 18348402.1352 | 18348402.1352 | 14367225.0389 | 7559907.4476 | 0 | 58910425.0036 | 99185959.6252 | 31622.7766 | 11.1596 | 5278.9133 | 8887.9698 | 118.3783 | 199.3106
1 | 4400 | 707 | 0.035 | 15 | 15 | 7 | 4.217e-11 | 0 | CO2 | Porous | Wet | R245fa | MinimizeLCOE | IgnoreSilica | 130.3964 | 23.9482 | 2.9822 | 4 | 5018.5196 | 8394.8388 | 112.5391 | 188.2522 | 109.0396 | 12.9527 | 11930861214.8939 | 5949192.6844 | 0 | 4480689.5412 | 0 | 0 | 0 | 1959295.7041 | 4831779.3926 | 12571298.8453 | 8580169.7763 | 38372425.9439 | 3144235.0165 | 18348402.1352 | 18348402.1352 | 14367225.0389 | 7559907.4476 | 0 | 59865063.0956 | 100140597.7172 | 42169.6503 | 11.9288 | 5018.5196 | 8394.8388 | 112.5391 | 188.2522
1 | 4400 | 707 | 0.035 | 15 | 15 | 7 | 5.6234e-11 | 0 | CO2 | Porous | Wet | R245fa | MinimizeLCOE | IgnoreSilica | 135.6265 | 24.9917 | 3.139 | 4 | 4822.6128 | 8030.2386 | 108.1459 | 180.0761 | 108.6667 | 12.811 | 12041056105.5959 | 6092472.5522 | 0 | 4623895.4193 | 0 | 0 | 0 | 1895117.3463 | 4918479.2739 | 12796874.1519 | 8734129.5581 | 39060968.3017 | 3144235.0165 | 18348402.1352 | 18348402.1352 | 14367225.0389 | 7559907.4476 | 0 | 60553605.4533 | 100829140.075 | 56234.1325 | 12.5562 | 4822.6128 | 8030.2386 | 108.1459 | 180.0761
1 | 4400 | 707 | 0.035 | 15 | 15 | 7 | 7.4989e-11 | 0 | CO2 | Porous | Wet | R245fa | MinimizeLCOE | IgnoreSilica | 139.6607 | 25.801 | 3.2629 | 4 | 4677.0144 | 7762.8785 | 104.8809 | 174.0807 | 108.3683 | 12.7005 | 12122393138.4667 | 6200112.4749 | 0 | 4733602.654 | 0 | 0 | 0 | 1835659.1796 | 4980055.9803 | 12957084.1108 | 8843476.147 | 39549990.5465 | 3144235.0165 | 18348402.1352 | 18348402.1352 | 14367225.0389 | 7559907.4476 | 0 | 61042627.6981 | 101318162.3198 | 74989.4209 | 13.0516 | 4677.0144 | 7762.8785 | 104.8809 | 174.0807
1 | 4400 | 707 | 0.035 | 15 | 15 | 7 | 1e-10 | 0 | CO2 | Porous | Wet | R245fa | MinimizeLCOE | IgnoreSilica | 142.7741 | 26.4286 | 3.3599 | 4 | 4568.0207 | 7564.7696 | 102.4368 | 169.6381 | 108.1279 | 12.6127 | 12177376736.0247 | 6281196.1048 | 0 | 4817833.7001 | 0 | 0 | 0 | 1783475.4222 | 5024177.0386 | 13071878.054 | 8921825.3721 | 39900385.692 | 3144235.0165 | 18348402.1352 | 18348402.1352 | 14367225.0389 | 7559907.4476 | 0 | 61393022.8436 | 101668557.4653 | 100000 | 13.4397 | 4568.0207 | 7564.7696 | 102.4368 | 169.6381
1 | 4400 | 707 | 0.035 | 15 | 15 | 7 | 1.3335e-10 | 0 | CO2 | Porous | Wet | R245fa | MinimizeLCOE | IgnoreSilica | 145.1512 | 26.9099 | 3.435 | 4 | 4486.392 | 7417.644 | 100.6062 | 166.3389 | 107.9385 | 12.5442 | 12216282602.6377 | 6341933.4993 | 0 | 4881900.7236 | 0 | 0 | 0 | 1739453.759 | 5055682.3129 | 13153848.3151 | 8977771.7596 | 40150590.3695 | 3144235.0165 | 18348402.1352 | 18348402.1352 | 14367225.0389 | 7559907.4476 | 0 | 61643227.5211 | 101918762.1428 | 133352.1432 | 13.74 | 4486.392 | 7417.644 | 100.6062 | 166.3389
1 | 4400 | 707 | 0.035 | 15 | 15 | 7 | 1.7783e-10 | 0 | CO2 | Porous | Wet | R245fa | MinimizeLCOE | IgnoreSilica | 146.954 | 27.2761 | 3.4926 | 4 | 4425.2349 | 7308.1614 | 99.2348 | 163.8837 | 107.7913 | 12.4914 | 12244774697.3324 | 6387311.1574 | 0 | 4930345.8219 | 0 | 0 | 0 | 1703398.2958 | 5078211.5573 | 13212464.7877 | 9017778.7066 | 40329510.3268 | 3144235.0165 | 18348402.1352 | 18348402.1352 | 14367225.0389 | 7559907.4476 | 0 | 61822147.4785 | 102097682.1001 | 177827.941 | 13.9704 | 4425.2349 | 7308.1614 | 99.2348 | 163.8837
1 | 4400 | 707 | 0.035 | 15 | 15 | 7 | 2.3714e-10 | 0 | CO2 | Porous | Wet | R245fa | MinimizeLCOE | IgnoreSilica | 148.3307 | 27.5562 | 3.5367 | 4 | 4379.4026 | 7226.3996 | 98.207 | 162.0503 | 107.6769 | 12.4505 | 12262208717.34 | 6421566.3586 | 0 | 4967262.6328 | 0 | 0 | 0 | 1674788.6421 | 5094810.8771 | 13255652.8127 | 9047255.4211 | 40461336.7443 | 3144235.0165 | 18348402.1352 | 18348402.1352 | 14367225.0389 | 7559907.4476 | 0 | 61953973.896 | 102229508.5176 | 237137.3706 | 14.1467 | 4379.4026 | 7226.3996 | 98.207 | 162.0503
1 | 4400 | 707 | 0.035 | 15 | 15 | 7 | 3.1623e-10 | 0 | CO2 | Porous | Wet | R245fa | MinimizeLCOE | IgnoreSilica | 149.3512 | 27.7646 | 3.5699 | 4 | 4345.048 | 7165.5314 | 97.4366 | 160.6853 | 107.5909 | 12.42 | 12279474210.6582 | 6446736.5191 | 0 | 4994585.0041 | 0 | 0 | 0 | 1651941.4891 | 5106372.5748 | 13285733.9786 | 9067786.4349 | 40553156.0005 | 3144235.0165 | 18348402.1352 | 18348402.1352 | 14367225.0389 | 7559907.4476 | 0 | 62045793.1522 | 102321327.7738 | 316227.766 | 14.2797 | 4345.048 | 7165.5314 | 97.4366 | 160.6853
1 | 4400 | 707 | 0.035 | 15 | 15 | 7 | 4.217e-10 | 0 | CO2 | Porous | Wet | R245fa | MinimizeLCOE | IgnoreSilica | 150.1406 | 27.9257 | 3.5953 | 4 | 4319.2933 | 7119.8361 | 96.8591 | 159.6606 | 107.5237 | 12.3962 | 12287031228.4321 | 6466073.3969 | 0 | 5015692.8074 | 0 | 0 | 0 | 1634547.3354 | 5115362.2805 | 13309123.3487 | 9083750.1606 | 40624549.3294 | 3144235.0165 | 18348402.1352 | 18348402.1352 | 14367225.0389 | 7559907.4476 | 0 | 62117186.4811 | 102392721.1027 | 421696.5034 | 14.3813 | 4319.2933 | 7119.8361 | 96.8591 | 159.6606
1 | 4400 | 707 | 0.035 | 15 | 15 | 7 | 5.6234e-10 | 0 | CO2 | Porous | Wet | R245fa | MinimizeLCOE | IgnoreSilica | 150.7324 | 28.0466 | 3.6145 | 4 | 4299.9838 | 7085.6752 | 96.4261 | 158.8945 | 107.4729 | 12.3783 | 12293096593.4457 | 6480494.3929 | 0 | 5031502.0841 | 0 | 0 | 0 | 1621103.5514 | 5121909.011 | 13326156.5987 | 9095375.7038 | 40676541.3419 | 3144235.0165 | 18348402.1352 | 18348402.1352 | 14367225.0389 | 7559907.4476 | 0 | 62169178.4935 | 102444713.1152 | 562341.3252 | 14.458 | 4299.9838 | 7085.6752 | 96.4261 | 158.8945
1 | 4400 | 707 | 0.035 | 15 | 15 | 7 | 7.4989e-10 | 0 | CO2 | Porous | Wet | R245fa | MinimizeLCOE | IgnoreSilica | 151.154 | 28.1332 | 3.6287 | 4 | 4285.5058 | 7060.3251 | 96.1014 | 158.3261 | 107.4366 | 12.3654 | 12303448878.8041 | 6490728.3479 | 0 | 5042756.1819 | 0 | 0 | 0 | 1610413.1187 | 5126120.0829 | 13337112.9439 | 9102853.6345 | 40709984.3098 | 3144235.0165 | 18348402.1352 | 18348402.1352 | 14367225.0389 | 7559907.4476 | 0 | 62202621.4614 | 102478156.0831 | 749894.2093 | 14.5147 | 4285.5058 | 7060.3251 | 96.1014 | 158.3261
1 | 4400 | 707 | 0.035 | 15 | 15 | 7 | 1e-09 | 0 | CO2 | Porous | Wet | R245fa | MinimizeLCOE | IgnoreSilica | 151.4977 | 28.2034 | 3.6397 | 4 | 4274.6498 | 7041.0868 | 95.858 | 157.8947 | 107.4068 | 12.355 | 12303173925.9519 | 6499048.6113 | 0 | 5051928.8233 | 0 | 0 | 0 | 1602743.5166 | 5129951.171 | 13347080.6491 | 9109656.7981 | 40740409.5694 | 3144235.0165 | 18348402.1352 | 18348402.1352 | 14367225.0389 | 7559907.4476 | 0 | 62233046.721 | 102508581.3427 | 1000000 | 14.5586 | 4274.6498 | 7041.0868 | 95.858 | 157.8947
1 | 4400 | 707 | 0.035 | 15 | 15 | 7 | 1.3335e-09 | 0 | CO2 | Porous | Wet | R245fa | MinimizeLCOE | IgnoreSilica | 151.7413 | 28.2534 | 3.6477 | 4 | 4266.5095 | 7026.8114 | 95.6754 | 157.5745 | 107.3856 | 12.3475 | 12308666586.7712 | 6504930.9309 | 0 | 5058425.4055 | 0 | 0 | 0 | 1596675.0564 | 5132412.2432 | 13353483.8543 | 9114027.1172 | 40759954.6074 | 3144235.0165 | 18348402.1352 | 18348402.1352 | 14367225.0389 | 7559907.4476 | 0 | 62252591.7591 | 102528126.3807 | 1333521.4322 | 14.591 | 4266.5095 | 7026.8114 | 95.6754 | 157.5745
1 | 4400 | 707 | 0.035 | 15 | 15 | 7 | 1.7783e-09 | 0 | CO2 | Porous | Wet | R245fa | MinimizeLCOE | IgnoreSilica | 151.9239 | 28.2909 | 3.6538 | 4 | 4260.4054 | 7016.1165 | 95.5386 | 157.3347 | 107.3697 | 12.3419 | 12311949926.9138 | 6509334.1317 | 0 | 5063295.0037 | 0 | 0 | 0 | 1592082.7801 | 5134237.647 | 13358233.1806 | 9117268.63 | 40774451.3732 | 3144235.0165 | 18348402.1352 | 18348402.1352 | 14367225.0389 | 7559907.4476 | 0 | 62267088.5249 | 102542623.1465 | 1778279.41 | 14.6153 | 4260.4054 | 7016.1165 | 95.5386 | 157.3347
1 | 4400 | 707 | 0.035 | 15 | 15 | 7 | 2.3714e-09 | 0 | CO2 | Porous | Wet | R245fa | MinimizeLCOE | IgnoreSilica | 152.0749 | 28.3216 | 3.6586 | 4 | 4255.8282 | 7007.9722 | 95.4359 | 157.1521 | 107.3565 | 12.3373 | 12310886121.1997 | 6512968.7946 | 0 | 5067319.3879 | 0 | 0 | 0 | 1588853.8498 | 5135965.3926 | 13362728.4201 | 9120336.7233 | 40788172.5682 | 3144235.0165 | 18348402.1352 | 18348402.1352 | 14367225.0389 | 7559907.4476 | 0 | 62280809.7198 | 102556344.3415 | 2371373.7057 | 14.6342 | 4255.8282 | 7007.9722 | 95.4359 | 157.1521
1 | 4400 | 707 | 0.035 | 15 | 15 | 7 | 3.1623e-09 | 0 | CO2 | Porous | Wet | R245fa | MinimizeLCOE | IgnoreSilica | 152.1823 | 28.3436 | 3.662 | 4 | 4252.3958 | 7001.9217 | 95.3589 | 157.0164 | 107.3471 | 12.334 | 12311558441.7504 | 6515553.004 | 0 | 5070182.8802 | 0 | 0 | 0 | 1586320.8613 | 5137102.1307 | 13365685.9796 | 9122355.3185 | 40797200.1744 | 3144235.0165 | 18348402.1352 | 18348402.1352 | 14367225.0389 | 7559907.4476 | 0 | 62289837.326 | 102565371.9476 | 3162277.6602 | 14.6482 | 4252.3958 | 7001.9217 | 95.3589 | 157.0164
1 | 4400 | 707 | 0.035 | 15 | 15 | 7 | 4.217e-09 | 0 | CO2 | Porous | Wet | R245fa | MinimizeLCOE | IgnoreSilica | 152.2601 | 28.3596 | 3.6646 | 4 | 4249.822 | 6997.4118 | 95.3012 | 156.9153 | 107.3403 | 12.3316 | 12312768812.5476 | 6517423.0683 | 0 | 5072256.1912 | 0 | 0 | 0 | 1584366.9471 | 5137878.0206 | 13367704.6859 | 9123733.127 | 40803362.0402 | 3144235.0165 | 18348402.1352 | 18348402.1352 | 14367225.0389 | 7559907.4476 | 0 | 62295999.1919 | 102571533.8135 | 4216965.0343 | 14.6585 | 4249.822 | 6997.4118 | 95.3012 | 156.9153
1 | 4400 | 707 | 0.035 | 15 | 15 | 7 | 5.6234e-09 | 0 | CO2 | Porous | Wet | R245fa | MinimizeLCOE | IgnoreSilica | 152.3138 | 28.3707 | 3.6665 | 4 | 4247.8919 | 6994.0735 | 95.2579 | 156.8404 | 107.3356 | 12.3299 | 12314849365.2755 | 6518713.7811 | 0 | 5073687.6395 | 0 | 0 | 0 | 1582819.2616 | 5138336.066 | 13368896.4262 | 9124546.5142 | 40806999.6885 | 3144235.0165 | 18348402.1352 | 18348402.1352 | 14367225.0389 | 7559907.4476 | 0 | 62299636.8402 | 102575171.4618 | 5623413.2519 | 14.666 | 4247.8919 | 6994.0735 | 95.2579 | 156.8404
1 | 4400 | 707 | 0.035 | 15 | 15 | 7 | 7.4989e-09 | 0 | CO2 | Porous | Wet | R245fa | MinimizeLCOE | IgnoreSilica | 152.3481 | 28.378 | 3.6678 | 4 | 4246.4445 | 6991.6261 | 95.2255 | 156.7855 | 107.3326 | 12.3289 | 12317940388.463 | 6519537.0756 | 0 | 5074600.752 | 0 | 0 | 0 | 1581554.6225 | 5138520.0555 | 13369375.1291 | 9124873.2388 | 40808460.8736 | 3144235.0165 | 18348402.1352 | 18348402.1352 | 14367225.0389 | 7559907.4476 | 0 | 62301098.0253 | 102576632.6469 | 7498942.0933 | 14.6714 | 4246.4445 | 6991.6261 | 95.2255 | 156.7855
1 | 4400 | 707 | 0.035 | 15 | 15 | 7 | 1e-08 | 0 | CO2 | Porous | Wet | R245fa | MinimizeLCOE | IgnoreSilica | 152.3844 | 28.3854 | 3.669 | 4 | 4245.3592 | 6989.6933 | 95.2011 | 156.7422 | 107.3294 | 12.3278 | 12317567224.324 | 6520408.4824 | 0 | 5075567.8779 | 0 | 0 | 0 | 1580784.3403 | 5138936.6732 | 13370459.0829 | 9125613.0595 | 40811769.5162 | 3144235.0165 | 18348402.1352 | 18348402.1352 | 14367225.0389 | 7559907.4476 | 0 | 62304406.6678 | 102579941.2895 | 10000000 | 14.6759 | 4245.3592 | 6989.6933 | 95.2011 | 156.7422
1 | 4500 | 707 | 0.035 | 15 | 15 | 7 | 1e-13 | 0 | CO2 | Porous | Wet | R245fa | MinimizeLCOE | IgnoreSilica | 1.3242 | 0.020488 | 0.0023851 | 4 | 2428727.8969 | 6762063.2214 | 54463.6321 | 151637.6222 | 69.1193 | 12.3213 | 33470870.6321 | 152943.8833 | 0 | 67888.488 | 0 | 0 | 0 | 149531.4659 | 144441.8965 | 375808.1856 | 256496.8088 | 1147110.7282 | 3144235.0165 | 18879803.5461 | 18879803.5461 | 14716656.7318 | 7745494.8509 | 0 | 23171149.2908 | 64513104.4196 | 100 | 0.0095404 | 2428727.8969 | 6762063.2214 | 54463.6321 | 151637.6222
1 | 4500 | 707 | 0.035 | 15 | 15 | 7 | 1.3335e-13 | 0 | CO2 | Porous | Wet | R245fa | MinimizeLCOE | IgnoreSilica | 1.9652 | 0.092921 | 0.0077942 | 4 | 760811.0193 | 2086866.5086 | 17061.002 | 46797.4736 | 79.0753 | 13.0746 | 305123311.898 | 228656.0201 | 0 | 113259.8654 | 0 | 0 | 0 | 205502.3147 | 213493.0981 | 555465.2478 | 379116.4453 | 1695492.9914 | 3144235.0165 | 18879803.5461 | 18879803.5461 | 14716656.7318 | 7745494.8509 | 0 | 23719531.554 | 65061486.6828 | 133.3521 | 0.031177 | 760811.0193 | 2086866.5086 | 17061.002 | 46797.4736
1 | 4500 | 707 | 0.035 | 15 | 15 | 7 | 1.7783e-13 | 0 | CO2 | Porous | Wet | R245fa | MinimizeLCOE | IgnoreSilica | 2.7593 | 0.20198 | 0.016621 | 4 | 366259.6896 | 988110.7301 | 8213.2844 | 22158.1427 | 86.8388 | 13.5904 | 562178551.8564 | 317128.0414 | 0 | 167271.7204 | 0 | 0 | 0 | 266481.6251 | 292843.7409 | 761919.3433 | 520025.6077 | 2325670.0787 | 3144235.0165 | 18879803.5461 | 18879803.5461 | 14716656.7318 | 7745494.8509 | 0 | 24349708.6413 | 65691663.7701 | 177.8279 | 0.066482 | 366259.6896 | 988110.7301 | 8213.2844 | 22158.1427
1 | 4500 | 707 | 0.035 | 15 | 15 | 7 | 2.3714e-13 | 0 | CO2 | Porous | Wet | R245fa | MinimizeLCOE | IgnoreSilica | 3.7487 | 0.35424 | 0.02977 | 4 | 210536.8469 | 557709.5374 | 4721.2376 | 12506.5007 | 92.9834 | 13.9575 | 977882473.7268 | 419733.6515 | 0 | 231218.2207 | 0 | 0 | 0 | 332846.1316 | 383681.2215 | 998259.8345 | 681332.8493 | 3047071.9092 | 3144235.0165 | 18879803.5461 | 18879803.5461 | 14716656.7318 | 7745494.8509 | 0 | 25071110.4718 | 66413065.6006 | 237.1374 | 0.11908 | 210536.8469 | 557709.5374 | 4721.2376 | 12506.5007
1 | 4500 | 707 | 0.035 | 15 | 15 | 7 | 3.1623e-13 | 0 | CO2 | Porous | Wet | R245fa | MinimizeLCOE | IgnoreSilica | 5.0056 | 0.56089 | 0.04846 | 4 | 133682.9286 | 346959.5448 | 2997.8071 | 7780.4834 | 97.9376 | 14.2288 | 1480798301.014 | 540348.679 | 0 | 308101.986 | 0 | 0 | 0 | 407281.5059 | 489735.5466 | 1274191.4338 | 869661.8356 | 3889320.9869 | 3144235.0165 | 18879803.5461 | 18879803.5461 | 14716656.7318 | 7745494.8509 | 0 | 25913359.5495 | 67255314.6783 | 316.2278 | 0.19384 | 133682.9286 | 346959.5448 | 2997.8071 | 7780.4834
1 | 4500 | 707 | 0.035 | 15 | 15 | 7 | 4.217e-13 | 0 | CO2 | Porous | Wet | R245fa | MinimizeLCOE | IgnoreSilica | 6.623 | 0.83745 | 0.074309 | 4 | 90539.4547 | 229627.6936 | 2030.3252 | 5149.3452 | 101.9521 | 14.4331 | 1996711292.6407 | 683574.6486 | 0 | 401605.7722 | 0 | 0 | 0 | 492829.4898 | 615423.8651 | 1601206.6563 | 1092856.4444 | 4887496.8763 | 3144235.0165 | 18879803.5461 | 18879803.5461 | 14716656.7318 | 7745494.8509 | 0 | 26911535.439 | 68253490.5677 | 421.6965 | 0.29724 | 90539.4547 | 229627.6936 | 2030.3252 | 5149.3452
1 | 4500 | 707 | 0.035 | 15 | 15 | 7 | 5.6234e-13 | 0 | CO2 | Porous | Wet | R245fa | MinimizeLCOE | IgnoreSilica | 8.7593 | 1.2104 | 0.10961 | 4 | 64156.2935 | 158453.8484 | 1438.6893 | 3553.289 | 105.2405 | 14.5899 | 2543930585.1983 | 857778.0433 | 0 | 516544.3521 | 0 | 0 | 0 | 596255.0234 | 768525.1933 | 1999544.9069 | 1364730.4855 | 6103378.0045 | 3144235.0165 | 18879803.5461 | 18879803.5461 | 14716656.7318 | 7745494.8509 | 0 | 28127416.5671 | 69469371.6959 | 562.3413 | 0.43842 | 64156.2935 | 158453.8484 | 1438.6893 | 3553.289
1 | 4500 | 707 | 0.035 | 15 | 15 | 7 | 7.4989e-13 | 0 | CO2 | Porous | Wet | R245fa | MinimizeLCOE | IgnoreSilica | 11.4124 | 1.6837 | 0.15712 | 4 | 46884.7029 | 112665.3465 | 1051.3781 | 2526.493 | 107.7595 | 14.7024 | 3259428287.2683 | 1057172.7859 | 0 | 638311.1955 | 0 | 0 | 0 | 707340.4334 | 937101.5217 | 2438145.9336 | 1664084.6986 | 7442156.5686 | 3144235.0165 | 18879803.5461 | 18879803.5461 | 14716656.7318 | 7745494.8509 | 0 | 29466195.1312 | 70808150.26 | 749.8942 | 0.62848 | 46884.7029 | 112665.3465 | 1051.3781 | 2526.493
1 | 4500 | 707 | 0.035 | 15 | 15 | 7 | 1e-12 | 0 | CO2 | Porous | Wet | R245fa | MinimizeLCOE | IgnoreSilica | 14.7887 | 2.2926 | 0.22016 | 4 | 35244.5104 | 82190.1071 | 790.3496 | 1843.0932 | 109.7408 | 14.7838 | 4033952269.5468 | 1291584.6922 | 0 | 785373.5021 | 0 | 0 | 0 | 833208.9316 | 1134965.1791 | 2952946.5826 | 2015446.7196 | 9013525.6072 | 3144235.0165 | 18879803.5461 | 18879803.5461 | 14716656.7318 | 7745494.8509 | 0 | 31037564.1699 | 72379519.2986 | 1000 | 0.88064 | 35244.5104 | 82190.1071 | 790.3496 | 1843.0932
1 | 4500 | 707 | 0.035 | 15 | 15 | 7 | 1.3335e-12 | 0 | CO2 | Porous | Wet | R245fa | MinimizeLCOE | IgnoreSilica | 19.0734 | 3.0712 | 0.30306 | 4 | 27123.3467 | 61227.4632 | 608.2345 | 1373.011 | 111.2839 | 14.8388 | 4843853371.0502 | 1566727.0216 | 0 | 962664.9393 | 0 | 0 | 0 | 975530.6071 | 1366919.8015 | 3556444.9298 | 2427346.7422 | 10855634.0416 | 3144235.0165 | 18879803.5461 | 18879803.5461 | 14716656.7318 | 7745494.8509 | 0 | 32879672.6042 | 74221627.733 | 1333.5214 | 1.2122 | 27123.3467 | 61227.4632 | 608.2345 | 1373.011
1 | 4500 | 707 | 0.035 | 15 | 15 | 7 | 1.7783e-12 | 0 | CO2 | Porous | Wet | R245fa | MinimizeLCOE | IgnoreSilica | 24.4332 | 4.0519 | 0.41078 | 4 | 21304.8197 | 46465.6692 | 477.7554 | 1041.9813 | 112.4574 | 14.8688 | 5718322443.4128 | 1885490.3538 | 0 | 1173592.4144 | 0 | 0 | 0 | 1132388.3444 | 1634673.7339 | 4253085.738 | 2902818.4084 | 12982048.993 | 3144235.0165 | 18879803.5461 | 18879803.5461 | 14716656.7318 | 7745494.8509 | 0 | 35006087.5556 | 76348042.6844 | 1778.2794 | 1.6431 | 21304.8197 | 46465.6692 | 477.7554 | 1041.9813
1 | 4500 | 707 | 0.035 | 15 | 15 | 7 | 2.3714e-12 | 0 | CO2 | Porous | Wet | R245fa | MinimizeLCOE | IgnoreSilica | 31.1003 | 5.2785 | 0.54921 | 4 | 17047.952 | 35866.7637 | 382.2962 | 804.3034 | 113.3271 | 14.873 | 6607364873.2663 | 2253208.8509 | 0 | 1423454.2115 | 0 | 0 | 0 | 1304400.7197 | 1942614.875 | 5054285.4197 | 3449653.6541 | 15427617.7309 | 3144235.0165 | 18879803.5461 | 18879803.5461 | 14716656.7318 | 7745494.8509 | 0 | 37451656.2935 | 78793611.4223 | 2371.3737 | 2.1968 | 17047.952 | 35866.7637 | 382.2962 | 804.3034
1 | 4500 | 707 | 0.035 | 15 | 15 | 7 | 3.1623e-12 | 0 | CO2 | Porous | Wet | R245fa | MinimizeLCOE | IgnoreSilica | 39.2197 | 6.7811 | 0.72392 | 4 | 13883.2409 | 28160.4205 | 311.3283 | 631.4906 | 113.9289 | 14.8477 | 7516118827.3233 | 2669020.0753 | 0 | 1713705.1907 | 0 | 0 | 0 | 1486087.4648 | 2288836.965 | 5955084.278 | 4064467.3845 | 18177201.3584 | 3144235.0165 | 18879803.5461 | 18879803.5461 | 14716656.7318 | 7745494.8509 | 0 | 40201239.921 | 81543195.0498 | 3162.2777 | 2.8957 | 13883.2409 | 28160.4205 | 311.3283 | 631.4906
1 | 4500 | 707 | 0.035 | 15 | 15 | 7 | 4.217e-12 | 0 | CO2 | Porous | Wet | R245fa | MinimizeLCOE | IgnoreSilica | 48.8714 | 8.5786 | 0.9392 | 4 | 11503.3089 | 22507.8481 | 257.9589 | 504.733 | 114.2888 | 14.7872 | 8411711159.7528 | 3128468.8103 | 0 | 2043505.4887 | 0 | 0 | 0 | 1670119.3496 | 2668416.5229 | 6942672.4252 | 4738516.5879 | 21191699.1846 | 3144235.0165 | 18879803.5461 | 18879803.5461 | 14716656.7318 | 7745494.8509 | 0 | 43215737.7472 | 84557692.876 | 4216.965 | 3.7568 | 11503.3089 | 22507.8481 | 257.9589 | 504.733
1 | 4500 | 707 | 0.035 | 15 | 15 | 7 | 5.6234e-12 | 0 | CO2 | Porous | Wet | R245fa | MinimizeLCOE | IgnoreSilica | 59.9554 | 10.6578 | 1.1958 | 4 | 9700.861 | 18343.8725 | 217.5394 | 411.3569 | 114.4221 | 14.6854 | 9259104682.6165 | 3619411.8083 | 0 | 2406551.0254 | 0 | 0 | 0 | 1844851.7119 | 3069617.6728 | 7986515.5194 | 5450960.9485 | 24377908.6862 | 3144235.0165 | 18879803.5461 | 18879803.5461 | 14716656.7318 | 7745494.8509 | 0 | 46401947.2488 | 87743902.3776 | 5623.4133 | 4.7833 | 9700.861 | 18343.8725 | 217.5394 | 411.3569
1 | 4500 | 707 | 0.035 | 15 | 15 | 7 | 7.4989e-12 | 0 | CO2 | Porous | Wet | R245fa | MinimizeLCOE | IgnoreSilica | 72.0897 | 12.9537 | 1.4882 | 4 | 8331.9665 | 15276.7166 | 186.8423 | 342.5767 | 114.3437 | 14.5393 | 10031250701.7172 | 4120059.4554 | 0 | 2788886.3818 | 0 | 0 | 0 | 1994421.5787 | 3472313.2922 | 9034246.9169 | 6166059.156 | 27575986.781 | 3144235.0165 | 18879803.5461 | 18879803.5461 | 14716656.7318 | 7745494.8509 | 0 | 49600025.3436 | 90941980.4723 | 7498.9421 | 5.953 | 8331.9665 | 15276.7166 | 186.8423 | 342.5767
1 | 4500 | 707 | 0.035 | 15 | 15 | 7 | 1e-11 | 0 | CO2 | Porous | Wet | R245fa | MinimizeLCOE | IgnoreSilica | 84.6501 | 15.355 | 1.8041 | 4 | 7291.6437 | 13020.6432 | 163.5133 | 291.9848 | 114.075 | 14.3491 | 10702703562.1507 | 4603278.5257 | 0 | 3171278.8861 | 0 | 0 | 0 | 2103343.9396 | 3852381.5271 | 10023106.5013 | 6840976.1414 | 30594365.5212 | 3144235.0165 | 18879803.5461 | 18879803.5461 | 14716656.7318 | 7745494.8509 | 0 | 52618404.0838 | 93960359.2126 | 10000 | 7.2163 | 7291.6437 | 13020.6432 | 163.5133 | 291.9848
1 | 4500 | 707 | 0.035 | 15 | 15 | 7 | 1.3335e-11 | 0 | CO2 | Porous | Wet | R245fa | MinimizeLCOE | IgnoreSilica | 96.8445 | 17.7111 | 2.1241 | 4 | 6506.6545 | 11372.4642 | 145.9101 | 255.0247 | 113.6733 | 14.1344 | 11250070609.8868 | 5042473.054 | 0 | 3531769.4294 | 0 | 0 | 0 | 2164051.727 | 4187934.7421 | 10896147.1353 | 7436844.3133 | 33259220.4012 | 3144235.0165 | 18879803.5461 | 18879803.5461 | 14716656.7318 | 7745494.8509 | 0 | 55283258.9638 | 96625214.0926 | 13335.2143 | 8.4964 | 6506.6545 | 11372.4642 | 145.9101 | 255.0247
1 | 4500 | 707 | 0.035 | 15 | 15 | 7 | 1.7783e-11 | 0 | CO2 | Porous | Wet | R245fa | MinimizeLCOE | IgnoreSilica | 108.0017 | 19.8919 | 2.4296 | 4 | 5915.5518 | 10169.563 | 132.6548 | 228.05 | 113.191 | 13.9092 | 11675636415.6053 | 5419943.9665 | 0 | 3853691.387 | 0 | 0 | 0 | 2176942.3156 | 4465725.291 | 11618901.1609 | 7930138.7869 | 35465342.9079 | 3144235.0165 | 18879803.5461 | 18879803.5461 | 14716656.7318 | 7745494.8509 | 0 | 57489381.4705 | 98831336.5993 | 17782.7941 | 9.7183 | 5915.5518 | 10169.563 | 132.6548 | 228.05
1 | 4500 | 707 | 0.035 | 15 | 15 | 7 | 2.3714e-11 | 0 | CO2 | Porous | Wet | R245fa | MinimizeLCOE | IgnoreSilica | 117.6682 | 21.8033 | 2.7053 | 4 | 5472.0204 | 9292.5237 | 122.7087 | 208.3826 | 112.6879 | 13.6919 | 11995588014.1586 | 5728829.9672 | 0 | 4127238.0821 | 0 | 0 | 0 | 2151055.6891 | 4682778.258 | 12183628.4573 | 8315576.7707 | 37189107.2243 | 3144235.0165 | 18879803.5461 | 18879803.5461 | 14716656.7318 | 7745494.8509 | 0 | 59213145.787 | 100555100.9157 | 23713.7371 | 10.8211 | 5472.0204 | 9292.5237 | 122.7087 | 208.3826
1 | 4500 | 707 | 0.035 | 15 | 15 | 7 | 3.1623e-11 | 0 | CO2 | Porous | Wet | R245fa | MinimizeLCOE | IgnoreSilica | 125.7165 | 23.4116 | 2.9431 | 4 | 5139.9609 | 8651.7707 | 115.2624 | 194.0139 | 112.2088 | 13.4951 | 12227558897.1066 | 5973343.0503 | 0 | 4351572.3631 | 0 | 0 | 0 | 2100590.1316 | 4845947.1625 | 12608160.4764 | 8605328.597 | 38484941.7809 | 3144235.0165 | 18879803.5461 | 18879803.5461 | 14716656.7318 | 7745494.8509 | 0 | 60508980.3435 | 101850935.4723 | 31622.7766 | 11.7723 | 5139.9609 | 8651.7707 | 115.2624 | 194.0139
1 | 4500 | 707 | 0.035 | 15 | 15 | 7 | 4.217e-11 | 0 | CO2 | Porous | Wet | R245fa | MinimizeLCOE | IgnoreSilica | 132.2166 | 24.7225 | 3.141 | 4 | 4891.5985 | 8182.1572 | 109.6929 | 183.4829 | 111.7813 | 13.3255 | 12387446537.946 | 6162425.5452 | 0 | 4530655.1328 | 0 | 0 | 0 | 2038546.6077 | 4965334.6414 | 12918782.2067 | 8817334.3105 | 39433078.4443 | 3144235.0165 | 18879803.5461 | 18879803.5461 | 14716656.7318 | 7745494.8509 | 0 | 61457117.0069 | 102799072.1357 | 42169.6503 | 12.5638 | 4891.5985 | 8182.1572 | 109.6929 | 183.4829
1 | 4500 | 707 | 0.035 | 15 | 15 | 7 | 5.6234e-11 | 0 | CO2 | Porous | Wet | R245fa | MinimizeLCOE | IgnoreSilica | 137.3755 | 25.7726 | 3.3019 | 4 | 4704.7605 | 7834.9443 | 105.5031 | 175.6967 | 111.4091 | 13.1806 | 12497591849.3365 | 6306591.7049 | 0 | 4671537.1648 | 0 | 0 | 0 | 1973398.8812 | 5051095.8229 | 13141915.2088 | 8969627.1694 | 40114165.952 | 3144235.0165 | 18879803.5461 | 18879803.5461 | 14716656.7318 | 7745494.8509 | 0 | 62138204.5146 | 103480159.6434 | 56234.1325 | 13.2075 | 4704.7605 | 7834.9443 | 105.5031 | 175.6967
1 | 4500 | 707 | 0.035 | 15 | 15 | 7 | 7.4989e-11 | 0 | CO2 | Porous | Wet | R245fa | MinimizeLCOE | IgnoreSilica | 141.3586 | 26.5876 | 3.4289 | 4 | 4565.9312 | 7580.1999 | 102.3899 | 169.9841 | 111.1112 | 13.0675 | 12575462027.0873 | 6415068.235 | 0 | 4779585.1799 | 0 | 0 | 0 | 1913610.2327 | 5112222.8225 | 13300955.1232 | 9078175.1789 | 40599616.7721 | 3144235.0165 | 18879803.5461 | 18879803.5461 | 14716656.7318 | 7745494.8509 | 0 | 62623655.3347 | 103965610.4635 | 74989.4209 | 13.7154 | 4565.9312 | 7580.1999 | 102.3899 | 169.9841
1 | 4500 | 707 | 0.035 | 15 | 15 | 7 | 1e-10 | 0 | CO2 | Porous | Wet | R245fa | MinimizeLCOE | IgnoreSilica | 144.4138 | 27.2161 | 3.528 | 4 | 4462.016 | 7391.5832 | 100.0596 | 165.7545 | 110.8729 | 12.9784 | 12631563722.4321 | 6496321.488 | 0 | 4862048.4316 | 0 | 0 | 0 | 1861014.3671 | 5155559.8718 | 13413709.2357 | 9155132.1775 | 40943785.5717 | 3144235.0165 | 18879803.5461 | 18879803.5461 | 14716656.7318 | 7745494.8509 | 0 | 62967824.1343 | 104309779.2631 | 100000 | 14.112 | 4462.016 | 7391.5832 | 100.0596 | 165.7545
1 | 4500 | 707 | 0.035 | 15 | 15 | 7 | 1.3335e-10 | 0 | CO2 | Porous | Wet | R245fa | MinimizeLCOE | IgnoreSilica | 146.7519 | 27.6989 | 3.6047 | 4 | 4384.1981 | 7251.416 | 98.3146 | 162.6112 | 110.6847 | 12.9086 | 12669443380.2822 | 6557350.1302 | 0 | 4924921.5748 | 0 | 0 | 0 | 1816933.2302 | 5186689.9247 | 13494703.2478 | 9210412.255 | 41191010.3629 | 3144235.0165 | 18879803.5461 | 18879803.5461 | 14716656.7318 | 7745494.8509 | 0 | 63215048.9255 | 104557004.0542 | 133352.1432 | 14.4188 | 4384.1981 | 7251.416 | 98.3146 | 162.6112
1 | 4500 | 707 | 0.035 | 15 | 15 | 7 | 1.7783e-10 | 0 | CO2 | Porous | Wet | R245fa | MinimizeLCOE | IgnoreSilica | 148.5398 | 28.0691 | 3.6637 | 4 | 4325.9008 | 7146.9489 | 97.0073 | 160.2686 | 110.5373 | 12.8545 | 12693061452.0533 | 6603337.298 | 0 | 4972864.3272 | 0 | 0 | 0 | 1781201.1028 | 5209387.0639 | 13553756.548 | 9250717.3458 | 41371263.6856 | 3144235.0165 | 18879803.5461 | 18879803.5461 | 14716656.7318 | 7745494.8509 | 0 | 63395302.2482 | 104737257.377 | 177827.941 | 14.6548 | 4325.9008 | 7146.9489 | 97.0073 | 160.2686
1 | 4500 | 707 | 0.035 | 15 | 15 | 7 | 2.3714e-10 | 0 | CO2 | Porous | Wet | R245fa | MinimizeLCOE | IgnoreSilica | 149.8823 | 28.348 | 3.7086 | 4 | 4282.2146 | 7069.1461 | 96.0276 | 158.5239 | 110.4247 | 12.8133 | 12712491320.6029 | 6637477.4558 | 0 | 5008786.2833 | 0 | 0 | 0 | 1752469.3142 | 5225505.8908 | 13595694.4292 | 9279340.8115 | 41499274.1848 | 3144235.0165 | 18879803.5461 | 18879803.5461 | 14716656.7318 | 7745494.8509 | 0 | 63523312.7474 | 104865267.8762 | 237137.3706 | 14.8342 | 4282.2146 | 7069.1461 | 96.0276 | 158.5239
1 | 4500 | 707 | 0.035 | 15 | 15 | 7 | 3.1623e-10 | 0 | CO2 | Porous | Wet | R245fa | MinimizeLCOE | IgnoreSilica | 150.8936 | 28.5585 | 3.7426 | 4 | 4249.4706 | 7011.0648 | 95.2933 | 157.2214 | 110.3387 | 12.782 | 12725828772.944 | 6662974.5004 | 0 | 5035804.7903 | 0 | 0 | 0 | 1729861.5839 | 5237169.9411 | 13626041.8955 | 9300053.5809 | 41591906.2922 | 3144235.0165 | 18879803.5461 | 18879803.5461 | 14716656.7318 | 7745494.8509 | 0 | 63615944.8549 | 104957899.9836 | 316227.766 | 14.9703 | 4249.4706 | 7011.0648 | 95.2933 | 157.2214
1 | 4500 | 707 | 0.035 | 15 | 15 | 7 | 4.217e-10 | 0 | CO2 | Porous | Wet | R245fa | MinimizeLCOE | IgnoreSilica | 151.6681 | 28.7197 | 3.7685 | 4 | 4224.9244 | 6967.5301 | 94.7429 | 156.2452 | 110.2722 | 12.7579 | 12734350640.1821 | 6682373.3596 | 0 | 5056474.18 | 0 | 0 | 0 | 1712535.4508 | 5246039.3663 | 13649118.3204 | 9315803.715 | 41662344.392 | 3144235.0165 | 18879803.5461 | 18879803.5461 | 14716656.7318 | 7745494.8509 | 0 | 63686382.9546 | 105028338.0834 | 421696.5034 | 15.074 | 4224.9244 | 6967.5301 | 94.7429 | 156.2452
1 | 4500 | 707 | 0.035 | 15 | 15 | 7 | 5.6234e-10 | 0 | CO2 | Porous | Wet | R245fa | MinimizeLCOE | IgnoreSilica | 152.2406 | 28.8392 | 3.7879 | 4 | 4206.5218 | 6935.0577 | 94.3302 | 155.517 | 110.2227 | 12.7399 | 12742341947.0317 | 6696639.536 | 0 | 5071737.8833 | 0 | 0 | 0 | 1699010.4515 | 5252281.2696 | 13665358.4726 | 9326887.9526 | 41711915.5656 | 3144235.0165 | 18879803.5461 | 18879803.5461 | 14716656.7318 | 7745494.8509 | 0 | 63735954.1282 | 105077909.257 | 562341.3252 | 15.1517 | 4206.5218 | 6935.0577 | 94.3302 | 155.517
1 | 4500 | 707 | 0.035 | 15 | 15 | 7 | 7.4989e-10 | 0 | CO2 | Porous | Wet | R245fa | MinimizeLCOE | IgnoreSilica | 152.6692 | 28.9287 | 3.8025 | 4 | 4192.7241 | 6910.7665 | 94.0208 | 154.9723 | 110.1854 | 12.7265 | 12748705760.08 | 6707279.7177 | 0 | 5083157.6266 | 0 | 0 | 0 | 1688637.7145 | 5256839.273 | 13677217.4623 | 9334981.9567 | 41748113.7508 | 3144235.0165 | 18879803.5461 | 18879803.5461 | 14716656.7318 | 7745494.8509 | 0 | 63772152.3135 | 105114107.4422 | 749894.2093 | 15.2102 | 4192.7241 | 6910.7665 | 94.0208 | 154.9723
1 | 4500 | 707 | 0.035 | 15 | 15 | 7 | 1e-09 | 0 | CO2 | Porous | Wet | R245fa | MinimizeLCOE | IgnoreSilica | 152.9936 | 28.9965 | 3.8136 | 4 | 4182.3785 | 6892.5541 | 93.7888 | 154.5638 | 110.157 | 12.7163 | 12751619738.5975 | 6715307.6474 | 0 | 5091794.2111 | 0 | 0 | 0 | 1680786.3182 | 5260276.3889 | 13686160.1329 | 9341085.5132 | 41775410.2117 | 3144235.0165 | 18879803.5461 | 18879803.5461 | 14716656.7318 | 7745494.8509 | 0 | 63799448.7743 | 105141403.9031 | 1000000 | 15.2543 | 4182.3785 | 6892.5541 | 93.7888 | 154.5638
1 | 4500 | 707 | 0.035 | 15 | 15 | 7 | 1.3335e-09 | 0 | CO2 | Porous | Wet | R245fa | MinimizeLCOE | IgnoreSilica | 153.2345 | 29.047 | 3.8219 | 4 | 4174.6211 | 6878.9337 | 93.6149 | 154.2584 | 110.1359 | 12.7086 | 12756555214.7753 | 6721259.6124 | 0 | 5098208.7965 | 0 | 0 | 0 | 1674788.8027 | 5262760.3126 | 13692622.7927 | 9345496.4113 | 41795136.7282 | 3144235.0165 | 18879803.5461 | 18879803.5461 | 14716656.7318 | 7745494.8509 | 0 | 63819175.2908 | 105161130.4196 | 1333521.4322 | 15.2874 | 4174.6211 | 6878.9337 | 93.6149 | 154.2584
1 | 4500 | 707 | 0.035 | 15 | 15 | 7 | 1.7783e-09 | 0 | CO2 | Porous | Wet | R245fa | MinimizeLCOE | IgnoreSilica | 153.4197 | 29.0856 | 3.8281 | 4 | 4168.8042 | 6868.6884 | 93.4844 | 154.0287 | 110.1197 | 12.7028 | 12758204298.3359 | 6725827.1188 | 0 | 5103138.1095 | 0 | 0 | 0 | 1670330.5594 | 5264725.3572 | 13697735.4357 | 9348985.8952 | 41810742.4758 | 3144235.0165 | 18879803.5461 | 18879803.5461 | 14716656.7318 | 7745494.8509 | 0 | 63834781.0384 | 105176736.1672 | 1778279.41 | 15.3125 | 4168.8042 | 6868.6884 | 93.4844 | 154.0287
1 | 4500 | 707 | 0.035 | 15 | 15 | 7 | 2.3714e-09 | 0 | CO2 | Porous | Wet | R245fa | MinimizeLCOE | IgnoreSilica | 153.5512 | 29.1133 | 3.8327 | 4 | 4164.4424 | 6861.0773 | 93.3866 | 153.858 | 110.1081 | 12.6986 | 12761385399.2472 | 6729066.3334 | 0 | 5106637.1992 | 0 | 0 | 0 | 1666835.678 | 5265990.2921 | 13701026.537 | 9351232.1394 | 41820788.1791 | 3144235.0165 | 18879803.5461 | 18879803.5461 | 14716656.7318 | 7745494.8509 | 0 | 63844826.7417 | 105186781.8705 | 2371373.7057 | 15.3309 | 4164.4424 | 6861.0773 | 93.3866 | 153.858
1 | 4500 | 707 | 0.035 | 15 | 15 | 7 | 3.1623e-09 | 0 | CO2 | Porous | Wet | R245fa | MinimizeLCOE | IgnoreSilica | 153.6561 | 29.1352 | 3.8363 | 4 | 4161.1716 | 6855.3169 | 93.3133 | 153.7288 | 110.0988 | 12.6953 | 12762160926.8374 | 6731645.8341 | 0 | 5109425.9504 | 0 | 0 | 0 | 1664310.539 | 5267099.1062 | 13703911.4437 | 9353201.1475 | 41829594.0209 | 3144235.0165 | 18879803.5461 | 18879803.5461 | 14716656.7318 | 7745494.8509 | 0 | 63853632.5835 | 105195587.7123 | 3162277.6602 | 15.3451 | 4161.1716 | 6855.3169 | 93.3133 | 153.7288
1 | 4500 | 707 | 0.035 | 15 | 15 | 7 | 4.217e-09 | 0 | CO2 | Porous | Wet | R245fa | MinimizeLCOE | IgnoreSilica | 153.7292 | 29.1506 | 3.8389 | 4 | 4158.7189 | 6851.0477 | 93.2583 | 153.6331 | 110.0924 | 12.693 | 12764169264.917 | 6733445.0948 | 0 | 5111372.102 | 0 | 0 | 0 | 1662314.9034 | 5267781.519 | 13705686.9419 | 9354412.9616 | 41835013.5226 | 3144235.0165 | 18879803.5461 | 18879803.5461 | 14716656.7318 | 7745494.8509 | 0 | 63859052.0852 | 105201007.214 | 4216965.0343 | 15.3555 | 4158.7189 | 6851.0477 | 93.2583 | 153.6331
1 | 4500 | 707 | 0.035 | 15 | 15 | 7 | 5.6234e-09 | 0 | CO2 | Porous | Wet | R245fa | MinimizeLCOE | IgnoreSilica | 153.7876 | 29.1628 | 3.8409 | 4 | 4156.8796 | 6847.816 | 93.217 | 153.5606 | 110.0872 | 12.6911 | 12764770115.9742 | 6734879.1154 | 0 | 5112923.9635 | 0 | 0 | 0 | 1660874.9469 | 5268384.4301 | 13707255.5928 | 9355483.598 | 41839801.6467 | 3144235.0165 | 18879803.5461 | 18879803.5461 | 14716656.7318 | 7745494.8509 | 0 | 63863840.2093 | 105205795.338 | 5623413.2519 | 15.3634 | 4156.8796 | 6847.816 | 93.217 | 153.5606
1 | 4500 | 707 | 0.035 | 15 | 15 | 7 | 7.4989e-09 | 0 | CO2 | Porous | Wet | R245fa | MinimizeLCOE | IgnoreSilica | 153.8413 | 29.1738 | 3.8425 | 4 | 4155.5004 | 6845.304 | 93.1861 | 153.5043 | 110.0825 | 12.6894 | 12762621515.8476 | 6736198.4652 | 0 | 5114352.5573 | 0 | 0 | 0 | 1659965.9625 | 5269101.6242 | 13709121.5847 | 9356757.1759 | 41845497.3698 | 3144235.0165 | 18879803.5461 | 18879803.5461 | 14716656.7318 | 7745494.8509 | 0 | 63869535.9324 | 105211491.0612 | 7498942.0933 | 15.3699 | 4155.5004 | 6845.304 | 93.1861 | 153.5043
1 | 4500 | 707 | 0.035 | 15 | 15 | 7 | 1e-08 | 0 | CO2 | Porous | Wet | R245fa | MinimizeLCOE | IgnoreSilica | 153.8756 | 29.1809 | 3.8436 | 4 | 4154.4661 | 6843.4745 | 93.1629 | 153.4632 | 110.0795 | 12.6883 | 12761371509.8597 | 6737039.9775 | 0 | 5115263.8495 | 0 | 0 | 0 | 1659178.4227 | 5269478.0774 | 13710101.0388 | 9357425.6734 | 41848487.0393 | 3144235.0165 | 18879803.5461 | 18879803.5461 | 14716656.7318 | 7745494.8509 | 0 | 63872525.6019 | 105214480.7307 | 10000000 | 15.3744 | 4154.4661 | 6843.4745 | 93.1629 | 153.4632
1 | 4600 | 707 | 0.035 | 15 | 15 | 7 | 1e-13 | 0 | CO2 | Porous | Wet | R245fa | MinimizeLCOE | IgnoreSilica | 1.3779 | 0.022762 | 0.0025571 | 4 | 2324293.4085 | 6471853.1652 | 52121.7141 | 145129.7323 | 70.7124 | 12.7382 | 23562312.6737 | 161560.0567 | 0 | 71436.5707 | 0 | 0 | 0 | 158343.7683 | 152622.7543 | 397093.0994 | 271024.1998 | 1212080.4491 | 3144235.0165 | 19417065.0479 | 19417065.0479 | 15071655.511 | 7933426.2906 | 0 | 23773380.5136 | 66195527.363 | 100 | 0.010228 | 2324293.4085 | 6471853.1652 | 52121.7141 | 145129.7323
1 | 4600 | 707 | 0.035 | 15 | 15 | 7 | 1.3335e-13 | 0 | CO2 | Porous | Wet | R245fa | MinimizeLCOE | IgnoreSilica | 2.043 | 0.099171 | 0.0083714 | 4 | 727173.542 | 1994047.7101 | 16306.6897 | 44716.0347 | 80.9347 | 13.5035 | 240733674.9935 | 241253.045 | 0 | 118744.3494 | 0 | 0 | 0 | 217482.8226 | 225217.2847 | 585969.1763 | 399936.0033 | 1788602.6813 | 3144235.0165 | 19417065.0479 | 19417065.0479 | 15071655.511 | 7933426.2906 | 0 | 24349902.7457 | 66772049.5952 | 133.3521 | 0.033486 | 727173.542 | 1994047.7101 | 16306.6897 | 44716.0347
1 | 4600 | 707 | 0.035 | 15 | 15 | 7 | 1.7783e-13 | 0 | CO2 | Porous | Wet | R245fa | MinimizeLCOE | IgnoreSilica | 2.8667 | 0.21418 | 0.017854 | 4 | 350239.5359 | 944270.5243 | 7854.0364 | 21175.0367 | 88.9128 | 14.0271 | 500807313.6219 | 334337.9781 | 0 | 175025.9795 | 0 | 0 | 0 | 281890.8094 | 308589.3591 | 802886.212 | 547986.3373 | 2450716.6754 | 3144235.0165 | 19417065.0479 | 19417065.0479 | 15071655.511 | 7933426.2906 | 0 | 25012016.7398 | 67434163.5892 | 177.8279 | 0.071414 | 350239.5359 | 944270.5243 | 7854.0364 | 21175.0367
1 | 4600 | 707 | 0.035 | 15 | 15 | 7 | 2.3714e-13 | 0 | CO2 | Porous | Wet | R245fa | MinimizeLCOE | IgnoreSilica | 3.8802 | 0.37315 | 0.031965 | 4 | 201462.1136 | 533251.6067 | 4517.7389 | 11958.0375 | 95.1656 | 14.3961 | 1020925968.7887 | 440989.7015 | 0 | 240837.5913 | 0 | 0 | 0 | 350496.2597 | 402606.1855 | 1047498.7087 | 714939.3927 | 3197367.8394 | 3144235.0165 | 19417065.0479 | 19417065.0479 | 15071655.511 | 7933426.2906 | 0 | 25758667.9038 | 68180814.7532 | 237.1374 | 0.12786 | 201462.1136 | 533251.6067 | 4517.7389 | 11958.0375
1 | 4600 | 707 | 0.035 | 15 | 15 | 7 | 3.1623e-13 | 0 | CO2 | Porous | Wet | R245fa | MinimizeLCOE | IgnoreSilica | 5.1862 | 0.59126 | 0.052035 | 4 | 128020.3787 | 331837.4723 | 2870.8258 | 7441.3746 | 100.2878 | 14.6731 | 1486266454.0193 | 568202.2943 | 0 | 321112.2444 | 0 | 0 | 0 | 429481.6052 | 514330.4961 | 1338182.4472 | 913337.0171 | 4084646.1043 | 3144235.0165 | 19417065.0479 | 19417065.0479 | 15071655.511 | 7933426.2906 | 0 | 26645946.1688 | 69068093.0182 | 316.2278 | 0.20814 | 128020.3787 | 331837.4723 | 2870.8258 | 7441.3746
1 | 4600 | 707 | 0.035 | 15 | 15 | 7 | 4.217e-13 | 0 | CO2 | Porous | Wet | R245fa | MinimizeLCOE | IgnoreSilica | 6.8419 | 0.87967 | 0.07974 | 4 | 86777.5534 | 219779.2645 | 1945.9655 | 4928.4965 | 104.3826 | 14.879 | 2137926977.7476 | 717086.7243 | 0 | 417317.2584 | 0 | 0 | 0 | 517774.8694 | 644349.7523 | 1676465.8812 | 1144222.4119 | 5117216.8975 | 3144235.0165 | 19417065.0479 | 19417065.0479 | 15071655.511 | 7933426.2906 | 0 | 27678516.9619 | 70100663.8114 | 421.6965 | 0.31896 | 86777.5534 | 219779.2645 | 1945.9655 | 4928.4965
1 | 4600 | 707 | 0.035 | 15 | 15 | 7 | 5.6234e-13 | 0 | CO2 | Porous | Wet | R245fa | MinimizeLCOE | IgnoreSilica | 9.0493 | 1.2716 | 0.11777 | 4 | 61412.4888 | 151461.7661 | 1377.1601 | 3396.4932 | 107.7755 | 15.0387 | 2697553898.6157 | 899952.0313 | 0 | 530183.0599 | 0 | 0 | 0 | 626550.6362 | 802107.4337 | 2086919.0077 | 1424365.1046 | 6370077.2735 | 3144235.0165 | 19417065.0479 | 19417065.0479 | 15071655.511 | 7933426.2906 | 0 | 28931377.338 | 71353524.1874 | 562.3413 | 0.4711 | 61412.4888 | 151461.7661 | 1377.1601 | 3396.4932
1 | 4600 | 707 | 0.035 | 15 | 15 | 7 | 7.4989e-13 | 0 | CO2 | Porous | Wet | R245fa | MinimizeLCOE | IgnoreSilica | 11.7996 | 1.7703 | 0.16881 | 4 | 44922.5694 | 107746.0514 | 1007.3777 | 2416.179 | 110.3804 | 15.1534 | 3427650805.2007 | 1109922.073 | 0 | 655582.4024 | 0 | 0 | 0 | 744166.4251 | 978771.6512 | 2546563.0627 | 1738081.617 | 7773087.2314 | 3144235.0165 | 19417065.0479 | 19417065.0479 | 15071655.511 | 7933426.2906 | 0 | 30334387.2958 | 72756534.1453 | 749.8942 | 0.67526 | 44922.5694 | 107746.0514 | 1007.3777 | 2416.179
1 | 4600 | 707 | 0.035 | 15 | 15 | 7 | 1e-12 | 0 | CO2 | Porous | Wet | R245fa | MinimizeLCOE | IgnoreSilica | 15.2755 | 2.4082 | 0.23642 | 4 | 33802.5331 | 78661.1781 | 758.0136 | 1763.9578 | 112.4147 | 15.2354 | 4254054044.915 | 1355078.4418 | 0 | 805989.1209 | 0 | 0 | 0 | 875573.5968 | 1184290.0522 | 3081279.7846 | 2103036.7669 | 9405247.7632 | 3144235.0165 | 19417065.0479 | 19417065.0479 | 15071655.511 | 7933426.2906 | 0 | 31966547.8277 | 74388694.6771 | 1000 | 0.94568 | 33802.5331 | 78661.1781 | 758.0136 | 1763.9578
1 | 4600 | 707 | 0.035 | 15 | 15 | 7 | 1.3335e-12 | 0 | CO2 | Porous | Wet | R245fa | MinimizeLCOE | IgnoreSilica | 19.6802 | 3.2229 | 0.32522 | 4 | 26041.7932 | 58652.5682 | 583.9809 | 1315.2696 | 113.9993 | 15.2903 | 5108542461.3801 | 1642467.0954 | 0 | 987087.7474 | 0 | 0 | 0 | 1023843.8387 | 1424825.4858 | 3707103.6422 | 2530174.4091 | 11315502.2186 | 3144235.0165 | 19417065.0479 | 19417065.0479 | 15071655.511 | 7933426.2906 | 0 | 33876802.2831 | 76298949.1325 | 1333.5214 | 1.3009 | 26041.7932 | 58652.5682 | 583.9809 | 1315.2696
1 | 4600 | 707 | 0.035 | 15 | 15 | 7 | 1.7783e-12 | 0 | CO2 | Porous | Wet | R245fa | MinimizeLCOE | IgnoreSilica | 25.2024 | 4.251 | 0.44056 | 4 | 20478.54 | 44551.1916 | 459.2263 | 999.0496 | 115.2076 | 15.3194 | 6012831000.2545 | 1976194.697 | 0 | 1203054.4901 | 0 | 0 | 0 | 1188202.7682 | 1703306.2626 | 4431653.499 | 3024694.5744 | 13527106.2912 | 3144235.0165 | 19417065.0479 | 19417065.0479 | 15071655.511 | 7933426.2906 | 0 | 36088406.3557 | 78510553.2051 | 1778.2794 | 1.7623 | 20478.54 | 44551.1916 | 459.2263 | 999.0496
1 | 4600 | 707 | 0.035 | 15 | 15 | 7 | 2.3714e-12 | 0 | CO2 | Porous | Wet | R245fa | MinimizeLCOE | IgnoreSilica | 32.0554 | 5.5342 | 0.58858 | 4 | 16405.8545 | 34424.6708 | 367.8973 | 771.9649 | 116.1008 | 15.3213 | 6938455601.5209 | 2360319.5933 | 0 | 1458322.1921 | 0 | 0 | 0 | 1367698.4041 | 2022672.6739 | 5262579.3904 | 3591818.5691 | 16063410.823 | 3144235.0165 | 19417065.0479 | 19417065.0479 | 15071655.511 | 7933426.2906 | 0 | 38624710.8875 | 81046857.7369 | 2371.3737 | 2.3543 | 16405.8545 | 34424.6708 | 367.8973 | 771.9649
1 | 4600 | 707 | 0.035 | 15 | 15 | 7 | 3.1623e-12 | 0 | CO2 | Porous | Wet | R245fa | MinimizeLCOE | IgnoreSilica | 40.377 | 7.1019 | 0.77498 | 4 | 13376.5813 | 27061.4719 | 299.9666 | 606.8469 | 116.7166 | 15.2922 | 7888011038.0033 | 2793473.2576 | 0 | 1754039.2494 | 0 | 0 | 0 | 1556317.9274 | 2380493.8694 | 6193556.7417 | 4227229.7411 | 18905110.7866 | 3144235.0165 | 19417065.0479 | 19417065.0479 | 15071655.511 | 7933426.2906 | 0 | 41466410.851 | 83888557.7005 | 3162.2777 | 3.0999 | 13376.5813 | 27061.4719 | 299.9666 | 606.8469
1 | 4600 | 707 | 0.035 | 15 | 15 | 7 | 4.217e-12 | 0 | CO2 | Porous | Wet | R245fa | MinimizeLCOE | IgnoreSilica | 50.2675 | 8.9771 | 1.0043 | 4 | 11097.8106 | 21657.8579 | 248.8657 | 485.6722 | 117.0833 | 15.2257 | 8806937735.9797 | 3272062.6412 | 0 | 2090076.8301 | 0 | 0 | 0 | 1747761.2769 | 2772861.2918 | 7214416.2892 | 4923987.3588 | 22021165.6881 | 3144235.0165 | 19417065.0479 | 19417065.0479 | 15071655.511 | 7933426.2906 | 0 | 44582465.7525 | 87004612.6019 | 4216.965 | 4.0172 | 11097.8106 | 21657.8579 | 248.8657 | 485.6722
1 | 4600 | 707 | 0.035 | 15 | 15 | 7 | 5.6234e-12 | 0 | CO2 | Porous | Wet | R245fa | MinimizeLCOE | IgnoreSilica | 61.5755 | 11.1372 | 1.2767 | 4 | 9371.8626 | 17679.133 | 210.1617 | 396.4503 | 117.2153 | 15.1157 | 9678915889.3722 | 3781205.0473 | 0 | 2458435.4332 | 0 | 0 | 0 | 1928022.6853 | 3185388.6347 | 8287727.8144 | 5656544.5291 | 25297324.1439 | 3144235.0165 | 19417065.0479 | 19417065.0479 | 15071655.511 | 7933426.2906 | 0 | 47858624.2084 | 90280771.0578 | 5623.4133 | 5.1066 | 9371.8626 | 17679.133 | 210.1617 | 396.4503
1 | 4600 | 707 | 0.035 | 15 | 15 | 7 | 7.4989e-12 | 0 | CO2 | Porous | Wet | R245fa | MinimizeLCOE | IgnoreSilica | 73.8802 | 13.509 | 1.5855 | 4 | 8061.3278 | 14750.5857 | 180.7733 | 330.7783 | 117.1301 | 14.9597 | 10476528396.2193 | 4297353.0342 | 0 | 2844164.6088 | 0 | 0 | 0 | 2080292.1426 | 3596505.8164 | 9357370.3894 | 6386597.5655 | 28562283.5569 | 3144235.0165 | 19417065.0479 | 19417065.0479 | 15071655.511 | 7933426.2906 | 0 | 51123583.6213 | 93545730.4708 | 7498.9421 | 6.3418 | 8061.3278 | 14750.5857 | 180.7733 | 330.7783
1 | 4600 | 707 | 0.035 | 15 | 15 | 7 | 1e-11 | 0 | CO2 | Porous | Wet | R245fa | MinimizeLCOE | IgnoreSilica | 85.846 | 15.8516 | 1.9093 | 4 | 7066.0756 | 12620.7959 | 158.455 | 283.0183 | 116.8715 | 14.7707 | 11154733777.6838 | 4766353.5274 | 0 | 3207069.5173 | 0 | 0 | 0 | 2165646.6301 | 3954237.1732 | 10288113.999 | 7021849.2039 | 31403270.0508 | 3144235.0165 | 19417065.0479 | 19417065.0479 | 15071655.511 | 7933426.2906 | 0 | 53964570.1152 | 96386716.9647 | 10000 | 7.6371 | 7066.0756 | 12620.7959 | 158.455 | 283.0183
1 | 4600 | 707 | 0.035 | 15 | 15 | 7 | 1.3335e-11 | 0 | CO2 | Porous | Wet | R245fa | MinimizeLCOE | IgnoreSilica | 98.8371 | 18.3964 | 2.2522 | 4 | 6314.9585 | 11023.9355 | 141.6114 | 247.2091 | 116.4389 | 14.5326 | 11708837398.7712 | 5243147.6357 | 0 | 3589783.6179 | 0 | 0 | 0 | 2250689.5562 | 4322612.1158 | 11246550.0357 | 7676001.4928 | 34328784.4541 | 3144235.0165 | 19417065.0479 | 19417065.0479 | 15071655.511 | 7933426.2906 | 0 | 56890084.5185 | 99312231.368 | 13335.2143 | 9.0088 | 6314.9585 | 11023.9355 | 141.6114 | 247.2091
1 | 4600 | 707 | 0.035 | 15 | 15 | 7 | 1.7783e-11 | 0 | CO2 | Porous | Wet | R245fa | MinimizeLCOE | IgnoreSilica | 109.9749 | 20.616 | 2.5697 | 4 | 5749.8927 | 9877.0681 | 128.9399 | 221.4908 | 115.9491 | 14.2983 | 12140765953.9786 | 5626533.7058 | 0 | 3909912.8573 | 0 | 0 | 0 | 2261208.1264 | 4601085.3289 | 11971080.2135 | 8170508.2268 | 36540328.4589 | 3144235.0165 | 19417065.0479 | 19417065.0479 | 15071655.511 | 7933426.2906 | 0 | 59101628.5233 | 101523775.3728 | 17782.7941 | 10.2787 | 5749.8927 | 9877.0681 | 128.9399 | 221.4908
1 | 4600 | 707 | 0.035 | 15 | 15 | 7 | 2.3714e-11 | 0 | CO2 | Porous | Wet | R245fa | MinimizeLCOE | IgnoreSilica | 119.605 | 22.5574 | 2.8551 | 4 | 5326.0767 | 9040.6145 | 119.436 | 202.7336 | 115.4403 | 14.073 | 12463429593.5978 | 5939771.0477 | 0 | 4181497.0144 | 0 | 0 | 0 | 2233401.1112 | 4818320.9776 | 12536282.8101 | 8556270.6128 | 38265543.5738 | 3144235.0165 | 19417065.0479 | 19417065.0479 | 15071655.511 | 7933426.2906 | 0 | 60826843.6382 | 103248990.4876 | 23713.7371 | 11.4206 | 5326.0767 | 9040.6145 | 119.436 | 202.7336
1 | 4600 | 707 | 0.035 | 15 | 15 | 7 | 3.1623e-11 | 0 | CO2 | Porous | Wet | R245fa | MinimizeLCOE | IgnoreSilica | 127.5802 | 24.1826 | 3.1002 | 4 | 5008.8823 | 8429.7688 | 112.323 | 189.0355 | 114.9591 | 13.8705 | 12689523796.2618 | 6186527.7159 | 0 | 4403103.7594 | 0 | 0 | 0 | 2180862.5112 | 4980492.6547 | 12958220.248 | 8844251.5841 | 39553458.4732 | 3144235.0165 | 19417065.0479 | 19417065.0479 | 15071655.511 | 7933426.2906 | 0 | 62114758.5376 | 104536905.3871 | 31622.7766 | 12.4009 | 5008.8823 | 8429.7688 | 112.323 | 189.0355
1 | 4600 | 707 | 0.035 | 15 | 15 | 7 | 4.217e-11 | 0 | CO2 | Porous | Wet | R245fa | MinimizeLCOE | IgnoreSilica | 134.0117 | 25.5053 | 3.3037 | 4 | 4771.6924 | 7981.9331 | 107.004 | 178.9929 | 114.531 | 13.6964 | 12847810385.4365 | 6377171.9807 | 0 | 4579799.7317 | 0 | 0 | 0 | 2117467.5431 | 5099031.3096 | 13266633.5125 | 9054749.9744 | 40494854.052 | 3144235.0165 | 19417065.0479 | 19417065.0479 | 15071655.511 | 7933426.2906 | 0 | 63056154.1165 | 105478300.9659 | 42169.6503 | 13.2146 | 4771.6924 | 7981.9331 | 107.004 | 178.9929
1 | 4600 | 707 | 0.035 | 15 | 15 | 7 | 5.6234e-11 | 0 | CO2 | Porous | Wet | R245fa | MinimizeLCOE | IgnoreSilica | 139.0734 | 26.5547 | 3.4679 | 4 | 4594.3343 | 7652.5569 | 103.0268 | 171.6067 | 114.1684 | 13.5527 | 12958289203.7949 | 6521935.6907 | 0 | 4717670.7402 | 0 | 0 | 0 | 2052500.9126 | 5183921.864 | 13487501.3215 | 9205496.7924 | 41169027.3214 | 3144235.0165 | 19417065.0479 | 19417065.0479 | 15071655.511 | 7933426.2906 | 0 | 63730327.3858 | 106152474.2353 | 56234.1325 | 13.8715 | 4594.3343 | 7652.5569 | 103.0268 | 171.6067
1 | 4600 | 707 | 0.035 | 15 | 15 | 7 | 7.4989e-11 | 0 | CO2 | Porous | Wet | R245fa | MinimizeLCOE | IgnoreSilica | 143.0176 | 27.3793 | 3.5985 | 4 | 4460.7275 | 7407.9531 | 100.0307 | 166.1215 | 113.8635 | 13.4332 | 13033978201.7699 | 6630962.5658 | 0 | 4824407.7354 | 0 | 0 | 0 | 1990761.4533 | 5243991.3842 | 13643789.8912 | 9312166.9526 | 41646079.9824 | 3144235.0165 | 19417065.0479 | 19417065.0479 | 15071655.511 | 7933426.2906 | 0 | 64207380.0468 | 106629526.8963 | 74989.4209 | 14.3939 | 4460.7275 | 7407.9531 | 100.0307 | 166.1215
1 | 4600 | 707 | 0.035 | 15 | 15 | 7 | 1e-10 | 0 | CO2 | Porous | Wet | R245fa | MinimizeLCOE | IgnoreSilica | 146.0332 | 28.0118 | 3.6999 | 4 | 4361.5241 | 7227.9485 | 97.8061 | 162.085 | 113.626 | 13.3422 | 13086731510.3052 | 6712810.1991 | 0 | 4905617.9229 | 0 | 0 | 0 | 1938044.7702 | 5287024.428 | 13755753.0437 | 9388584.1048 | 41987834.4687 | 3144235.0165 | 19417065.0479 | 19417065.0479 | 15071655.511 | 7933426.2906 | 0 | 64549134.5331 | 106971281.3826 | 100000 | 14.7997 | 4361.5241 | 7227.9485 | 97.8061 | 162.085
1 | 4600 | 707 | 0.035 | 15 | 15 | 7 | 1.3335e-10 | 0 | CO2 | Porous | Wet | R245fa | MinimizeLCOE | IgnoreSilica | 148.3307 | 28.4957 | 3.7782 | 4 | 4287.2408 | 7094.2568 | 96.1403 | 159.087 | 113.4393 | 13.2714 | 13124258157.3876 | 6774029.2568 | 0 | 4967262.6328 | 0 | 0 | 0 | 1893798.3302 | 5317685.1857 | 13835526.0461 | 9443030.8181 | 42231332.2697 | 3144235.0165 | 19417065.0479 | 19417065.0479 | 15071655.511 | 7933426.2906 | 0 | 64792632.3342 | 107214779.1836 | 133352.1432 | 15.1129 | 4287.2408 | 7094.2568 | 96.1403 | 159.087
1 | 4600 | 707 | 0.035 | 15 | 15 | 7 | 1.7783e-10 | 0 | CO2 | Porous | Wet | R245fa | MinimizeLCOE | IgnoreSilica | 150.0823 | 28.8657 | 3.8383 | 4 | 4231.5954 | 6994.6479 | 94.8925 | 156.8533 | 113.2937 | 13.2165 | 13148673578.9785 | 6820038.4926 | 0 | 5014133.4776 | 0 | 0 | 0 | 1857931.9923 | 5339920.5454 | 13893377.8907 | 9482515.8908 | 42407918.2894 | 3144235.0165 | 19417065.0479 | 19417065.0479 | 15071655.511 | 7933426.2906 | 0 | 64969218.3538 | 107391365.2033 | 177827.941 | 15.3534 | 4231.5954 | 6994.6479 | 94.8925 | 156.8533
1 | 4600 | 707 | 0.035 | 15 | 15 | 7 | 2.3714e-10 | 0 | CO2 | Porous | Wet | R245fa | MinimizeLCOE | IgnoreSilica | 151.4124 | 29.1472 | 3.8842 | 4 | 4189.899 | 6920.3145 | 93.9575 | 155.1864 | 113.1811 | 13.1744 | 13164628419.2901 | 6854588.0531 | 0 | 5049651.0552 | 0 | 0 | 0 | 1829434.5319 | 5356132.7197 | 13935558.6428 | 9511305.1208 | 42536670.1235 | 3144235.0165 | 19417065.0479 | 19417065.0479 | 15071655.511 | 7933426.2906 | 0 | 65097970.1879 | 107520117.0374 | 237137.3706 | 15.5369 | 4189.899 | 6920.3145 | 93.9575 | 155.1864
1 | 4600 | 707 | 0.035 | 15 | 15 | 7 | 3.1623e-10 | 0 | CO2 | Porous | Wet | R245fa | MinimizeLCOE | IgnoreSilica | 152.4038 | 29.3578 | 3.9189 | 4 | 4158.6479 | 6864.916 | 93.2567 | 153.9441 | 113.0961 | 13.1427 | 13179263691.2673 | 6880124.2859 | 0 | 5076086.088 | 0 | 0 | 0 | 1806836.9816 | 5367588.4686 | 13965364.1516 | 9531647.993 | 42627647.9686 | 3144235.0165 | 19417065.0479 | 19417065.0479 | 15071655.511 | 7933426.2906 | 0 | 65188948.033 | 107611094.8825 | 316227.766 | 15.6755 | 4158.6479 | 6864.916 | 93.2567 | 153.9441
1 | 4600 | 707 | 0.035 | 15 | 15 | 7 | 4.217e-10 | 0 | CO2 | Porous | Wet | R245fa | MinimizeLCOE | IgnoreSilica | 153.1567 | 29.5177 | 3.9452 | 4 | 4135.2219 | 6823.4477 | 92.7313 | 153.0142 | 113.0309 | 13.1185 | 13187067833.5548 | 6899391.5985 | 0 | 5096138.1298 | 0 | 0 | 0 | 1789421.8039 | 5376131.0975 | 13987590.3196 | 9546817.8094 | 42695490.7587 | 3144235.0165 | 19417065.0479 | 19417065.0479 | 15071655.511 | 7933426.2906 | 0 | 65256790.8231 | 107678937.6726 | 421696.5034 | 15.7807 | 4135.2219 | 6823.4477 | 92.7313 | 153.0142
1 | 4600 | 707 | 0.035 | 15 | 15 | 7 | 5.6234e-10 | 0 | CO2 | Porous | Wet | R245fa | MinimizeLCOE | IgnoreSilica | 153.7144 | 29.6365 | 3.9649 | 4 | 4117.6596 | 6792.5026 | 92.3375 | 152.3202 | 112.9823 | 13.1004 | 13197258336.0889 | 6913593.412 | 0 | 5110977.9597 | 0 | 0 | 0 | 1775865.5685 | 5382170.4067 | 14003303.3632 | 9557542.2845 | 42743452.9946 | 3144235.0165 | 19417065.0479 | 19417065.0479 | 15071655.511 | 7933426.2906 | 0 | 65304753.059 | 107726899.9085 | 562341.3252 | 15.8597 | 4117.6596 | 6792.5026 | 92.3375 | 152.3202
1 | 4600 | 707 | 0.035 | 15 | 15 | 7 | 7.4989e-10 | 0 | CO2 | Porous | Wet | R245fa | MinimizeLCOE | IgnoreSilica | 154.136 | 29.7264 | 3.9798 | 4 | 4104.4924 | 6769.317 | 92.0422 | 151.8003 | 112.9453 | 13.0868 | 13203252120.869 | 6924288.8896 | 0 | 5122188.1104 | 0 | 0 | 0 | 1765550.0703 | 5386690.5574 | 14015063.8682 | 9565569.0708 | 42779350.5667 | 3144235.0165 | 19417065.0479 | 19417065.0479 | 15071655.511 | 7933426.2906 | 0 | 65340650.6311 | 107762797.4806 | 749894.2093 | 15.9193 | 4104.4924 | 6769.317 | 92.0422 | 151.8003
1 | 4600 | 707 | 0.035 | 15 | 15 | 7 | 1e-09 | 0 | CO2 | Porous | Wet | R245fa | MinimizeLCOE | IgnoreSilica | 154.4675 | 29.7967 | 3.9912 | 4 | 4094.6197 | 6751.8226 | 91.8209 | 151.408 | 112.9161 | 13.076 | 13203703518.24 | 6932676.3399 | 0 | 5131000.4063 | 0 | 0 | 0 | 1757972.6026 | 5390443.246 | 14024827.5943 | 9572233.0145 | 42809153.2036 | 3144235.0165 | 19417065.0479 | 19417065.0479 | 15071655.511 | 7933426.2906 | 0 | 65370453.268 | 107792600.1175 | 1000000 | 15.965 | 4094.6197 | 6751.8226 | 91.8209 | 151.408
1 | 4600 | 707 | 0.035 | 15 | 15 | 7 | 1.3335e-09 | 0 | CO2 | Porous | Wet | R245fa | MinimizeLCOE | IgnoreSilica | 154.7085 | 29.8481 | 3.9997 | 4 | 4087.217 | 6738.7873 | 91.6548 | 151.1157 | 112.8948 | 13.0681 | 13206148098.1075 | 6938759.2478 | 0 | 5137402.7126 | 0 | 0 | 0 | 1752082.9471 | 5393015.5139 | 14031520.1076 | 9576800.7924 | 42829581.3214 | 3144235.0165 | 19417065.0479 | 19417065.0479 | 15071655.511 | 7933426.2906 | 0 | 65390881.3859 | 107813028.2353 | 1333521.4322 | 15.9989 | 4087.217 | 6738.7873 | 91.6548 | 151.1157
1 | 4600 | 707 | 0.035 | 15 | 15 | 7 | 1.7783e-09 | 0 | CO2 | Porous | Wet | R245fa | MinimizeLCOE | IgnoreSilica | 154.8741 | 29.8837 | 4.0059 | 4 | 4081.6661 | 6729.153 | 91.5304 | 150.8996 | 112.8802 | 13.0627 | 13212067424.3706 | 6942933.6254 | 0 | 5141801.4401 | 0 | 0 | 0 | 1747356.7231 | 5394515.7976 | 14035423.5379 | 9579464.9637 | 42841496.0878 | 3144235.0165 | 19417065.0479 | 19417065.0479 | 15071655.511 | 7933426.2906 | 0 | 65402796.1522 | 107824943.0017 | 1778279.41 | 16.0236 | 4081.6661 | 6729.153 | 91.5304 | 150.8996
1 | 4600 | 707 | 0.035 | 15 | 15 | 7 | 2.3714e-09 | 0 | CO2 | Porous | Wet | R245fa | MinimizeLCOE | IgnoreSilica | 155.0197 | 29.9145 | 4.0108 | 4 | 4077.5038 | 6721.7455 | 91.437 | 150.7335 | 112.8673 | 13.0579 | 13210749074.3922 | 6946600.5619 | 0 | 5145670.0077 | 0 | 0 | 0 | 1744176.0757 | 5396214.1917 | 14039842.411 | 9582480.9354 | 42854984.1833 | 3144235.0165 | 19417065.0479 | 19417065.0479 | 15071655.511 | 7933426.2906 | 0 | 65416284.2477 | 107838431.0972 | 2371373.7057 | 16.0432 | 4077.5038 | 6721.7455 | 91.437 | 150.7335
1 | 4600 | 707 | 0.035 | 15 | 15 | 7 | 3.1623e-09 | 0 | CO2 | Porous | Wet | R245fa | MinimizeLCOE | IgnoreSilica | 155.1124 | 29.9345 | 4.0143 | 4 | 4074.3827 | 6716.3384 | 91.367 | 150.6123 | 112.859 | 13.0549 | 13214238399.1819 | 6948930.2006 | 0 | 5148129.1114 | 0 | 0 | 0 | 1741480.9099 | 5397030.6866 | 14041966.7632 | 9583930.8495 | 42861468.5212 | 3144235.0165 | 19417065.0479 | 19417065.0479 | 15071655.511 | 7933426.2906 | 0 | 65422768.5856 | 107844915.4351 | 3162277.6602 | 16.0571 | 4074.3827 | 6716.3384 | 91.367 | 150.6123
1 | 4600 | 707 | 0.035 | 15 | 15 | 7 | 4.217e-09 | 0 | CO2 | Porous | Wet | R245fa | MinimizeLCOE | IgnoreSilica | 155.1977 | 29.9525 | 4.0171 | 4 | 4072.0422 | 6712.1467 | 91.3146 | 150.5183 | 112.8514 | 13.0521 | 13211331592.8601 | 6951075.9187 | 0 | 5150395.9107 | 0 | 0 | 0 | 1739737.5861 | 5398071.672 | 14044675.1939 | 9585779.4091 | 42869735.6905 | 3144235.0165 | 19417065.0479 | 19417065.0479 | 15071655.511 | 7933426.2906 | 0 | 65431035.755 | 107853182.6044 | 4216965.0343 | 16.0684 | 4072.0422 | 6712.1467 | 91.3146 | 150.5183
1 | 4600 | 707 | 0.035 | 15 | 15 | 7 | 5.6234e-09 | 0 | CO2 | Porous | Wet | R245fa | MinimizeLCOE | IgnoreSilica | 155.2561 | 29.9649 | 4.0191 | 4 | 4070.2871 | 6709.0536 | 91.2752 | 150.4489 | 112.8462 | 13.0502 | 13212860887.0113 | 6952541.5798 | 0 | 5151944.8249 | 0 | 0 | 0 | 1738324.7706 | 5398696.3584 | 14046300.4996 | 9586888.7136 | 42874696.7469 | 3144235.0165 | 19417065.0479 | 19417065.0479 | 15071655.511 | 7933426.2906 | 0 | 65435996.8114 | 107858143.6608 | 5623413.2519 | 16.0765 | 4070.2871 | 6709.0536 | 91.2752 | 150.4489
1 | 4600 | 707 | 0.035 | 15 | 15 | 7 | 7.4989e-09 | 0 | CO2 | Porous | Wet | R245fa | MinimizeLCOE | IgnoreSilica | 155.2903 | 29.9724 | 4.0205 | 4 | 4068.971 | 6706.8169 | 91.2457 | 150.3987 | 112.8432 | 13.0491 | 13214381488.3445 | 6953402.3398 | 0 | 5152854.4504 | 0 | 0 | 0 | 1737093.8914 | 5398906.7658 | 14046847.9365 | 9587262.3505 | 42876367.7344 | 3144235.0165 | 19417065.0479 | 19417065.0479 | 15071655.511 | 7933426.2906 | 0 | 65437667.7988 | 107859814.6483 | 7498942.0933 | 16.0821 | 4068.971 | 6706.8169 | 91.2457 | 150.3987
1 | 4600 | 707 | 0.035 | 15 | 15 | 7 | 1e-08 | 0 | CO2 | Porous | Wet | R245fa | MinimizeLCOE | IgnoreSilica | 155.3339 | 29.9814 | 4.0218 | 4 | 4067.9841 | 6704.9854 | 91.2236 | 150.3577 | 112.8393 | 13.0476 | 13212905588.9242 | 6954494.7399 | 0 | 5154009.8627 | 0 | 0 | 0 | 1736487.5877 | 5399546.9542 | 14048513.5755 | 9588399.1834 | 42881451.9034 | 3144235.0165 | 19417065.0479 | 19417065.0479 | 15071655.511 | 7933426.2906 | 0 | 65442751.9678 | 107864898.8172 | 10000000 | 16.0873 | 4067.9841 | 6704.9854 | 91.2236 | 150.3577
1 | 4700 | 707 | 0.035 | 15 | 15 | 7 | 1e-13 | 0 | CO2 | Porous | Wet | R245fa | MinimizeLCOE | IgnoreSilica | 1.429 | 0.024938 | 0.0027419 | 4 | 2222913.8501 | 6190644.7233 | 49848.3022 | 138823.7015 | 72.252 | 13.1507 | 44416854.8105 | 170008.9327 | 0 | 74834.3943 | 0 | 0 | 0 | 166940.1968 | 160595.5743 | 417836.7416 | 285182.1618 | 1275398.0015 | 3144235.0165 | 19960186.6406 | 19960186.6406 | 15432221.3765 | 8123701.7665 | 0 | 24379819.6586 | 67895929.4423 | 100 | 0.010968 | 2222913.8501 | 6190644.7233 | 49848.3022 | 138823.7015
1 | 4700 | 707 | 0.035 | 15 | 15 | 7 | 1.3335e-13 | 0 | CO2 | Porous | Wet | R245fa | MinimizeLCOE | IgnoreSilica | 2.1116 | 0.10473 | 0.0089804 | 4 | 695356.8148 | 1906773.5917 | 15593.2074 | 42758.9338 | 82.6817 | 13.9245 | 234256619.8119 | 252985.9027 | 0 | 123634.6194 | 0 | 0 | 0 | 228416.8343 | 235964.569 | 613931.4055 | 419020.7993 | 1873954.1303 | 3144235.0165 | 19960186.6406 | 19960186.6406 | 15432221.3765 | 8123701.7665 | 0 | 24978375.7874 | 68494485.571 | 133.3521 | 0.035922 | 695356.8148 | 1906773.5917 | 15593.2074 | 42758.9338
1 | 4700 | 707 | 0.035 | 15 | 15 | 7 | 1.7783e-13 | 0 | CO2 | Porous | Wet | R245fa | MinimizeLCOE | IgnoreSilica | 2.9593 | 0.22504 | 0.019146 | 4 | 335160.1275 | 903368.1781 | 7515.8843 | 20257.8116 | 90.8743 | 14.4567 | 580494623.0795 | 350230.7336 | 0 | 181866.3406 | 0 | 0 | 0 | 295654.1635 | 322822.9827 | 839919.1808 | 573262.0995 | 2563755.5006 | 3144235.0165 | 19960186.6406 | 19960186.6406 | 15432221.3765 | 8123701.7665 | 0 | 25668177.1578 | 69184286.9414 | 177.8279 | 0.076585 | 335160.1275 | 903368.1781 | 7515.8843 | 20257.8116
1 | 4700 | 707 | 0.035 | 15 | 15 | 7 | 2.3714e-13 | 0 | CO2 | Porous | Wet | R245fa | MinimizeLCOE | IgnoreSilica | 4.0117 | 0.39254 | 0.034276 | 4 | 192951.4553 | 510347.3322 | 4326.8894 | 11444.4147 | 97.3509 | 14.8348 | 1076524939.5754 | 462641.7354 | 0 | 250555.9068 | 0 | 0 | 0 | 368377.6211 | 421814.3527 | 1097474.4197 | 749048.8423 | 3349912.878 | 3144235.0165 | 19960186.6406 | 19960186.6406 | 15432221.3765 | 8123701.7665 | 0 | 26454334.5351 | 69970444.3188 | 237.1374 | 0.1371 | 192951.4553 | 510347.3322 | 4326.8894 | 11444.4147
1 | 4700 | 707 | 0.035 | 15 | 15 | 7 | 3.1623e-13 | 0 | CO2 | Porous | Wet | R245fa | MinimizeLCOE | IgnoreSilica | 5.3487 | 0.61987 | 0.055763 | 4 | 122717.3485 | 317809.9244 | 2751.9067 | 7126.8102 | 102.5855 | 15.1147 | 1655565010.5776 | 594869.0978 | 0 | 333168.6532 | 0 | 0 | 0 | 449999.2224 | 537434.4196 | 1398294.1168 | 954364.4668 | 4268129.9765 | 3144235.0165 | 19960186.6406 | 19960186.6406 | 15432221.3765 | 8123701.7665 | 0 | 27372551.6336 | 70888661.4172 | 316.2278 | 0.22305 | 122717.3485 | 317809.9244 | 2751.9067 | 7126.8102
1 | 4700 | 707 | 0.035 | 15 | 15 | 7 | 4.217e-13 | 0 | CO2 | Porous | Wet | R245fa | MinimizeLCOE | IgnoreSilica | 7.066 | 0.92367 | 0.085455 | 4 | 83256.1903 | 210562.9087 | 1866.9998 | 4721.822 | 106.8279 | 15.3256 | 2261380734.8344 | 751685.6344 | 0 | 433485.0681 | 0 | 0 | 0 | 543551.9726 | 674201.8433 | 1754134.8984 | 1197233.112 | 5354292.5287 | 3144235.0165 | 19960186.6406 | 19960186.6406 | 15432221.3765 | 8123701.7665 | 0 | 28458714.1858 | 71974823.9695 | 421.6965 | 0.34182 | 83256.1903 | 210562.9087 | 1866.9998 | 4721.822
1 | 4700 | 707 | 0.035 | 15 | 15 | 7 | 5.6234e-13 | 0 | CO2 | Porous | Wet | R245fa | MinimizeLCOE | IgnoreSilica | 9.3512 | 1.336 | 0.12639 | 4 | 58851.1439 | 144926.5505 | 1319.7226 | 3249.9426 | 110.3299 | 15.4883 | 2856112725.2055 | 943886.4188 | 0 | 544287.0543 | 0 | 0 | 0 | 658323.1944 | 837133.7003 | 2178050.1686 | 1486563.9945 | 6648244.531 | 3144235.0165 | 19960186.6406 | 19960186.6406 | 15432221.3765 | 8123701.7665 | 0 | 29752666.1881 | 73268775.9718 | 562.3413 | 0.50556 | 58851.1439 | 144926.5505 | 1319.7226 | 3249.9426
1 | 4700 | 707 | 0.035 | 15 | 15 | 7 | 7.4989e-13 | 0 | CO2 | Porous | Wet | R245fa | MinimizeLCOE | IgnoreSilica | 12.1823 | 1.8582 | 0.18107 | 4 | 43090.4342 | 103171.8635 | 966.2925 | 2313.6039 | 113.0034 | 15.6043 | 3620517412.7632 | 1163345.6009 | 0 | 672536.0864 | 0 | 0 | 0 | 781067.8033 | 1020610.3013 | 2655418.648 | 1812377.7907 | 8105356.2305 | 3144235.0165 | 19960186.6406 | 19960186.6406 | 15432221.3765 | 8123701.7665 | 0 | 31209777.8876 | 74725887.6712 | 749.8942 | 0.72429 | 43090.4342 | 103171.8635 | 966.2925 | 2313.6039
1 | 4700 | 707 | 0.035 | 15 | 15 | 7 | 1e-12 | 0 | CO2 | Porous | Wet | R245fa | MinimizeLCOE | IgnoreSilica | 15.7749 | 2.5285 | 0.25351 | 4 | 32457.3322 | 75370.1904 | 727.8478 | 1690.1582 | 115.1002 | 15.6874 | 4453913996.3883 | 1420632.8919 | 0 | 826998.8034 | 0 | 0 | 0 | 919426.5641 | 1235152.7212 | 3213614.0158 | 2193357.599 | 9809182.5953 | 3144235.0165 | 19960186.6406 | 19960186.6406 | 15432221.3765 | 8123701.7665 | 0 | 32913604.2524 | 76429714.0361 | 1000 | 1.0141 | 32457.3322 | 75370.1904 | 727.8478 | 1690.1582
1 | 4700 | 707 | 0.035 | 15 | 15 | 7 | 1.3335e-12 | 0 | CO2 | Porous | Wet | R245fa | MinimizeLCOE | IgnoreSilica | 20.3038 | 3.3808 | 0.34848 | 4 | 25033.3107 | 56251.7947 | 561.3659 | 1261.4328 | 116.7254 | 15.7421 | 5359553288.6939 | 1720670.3151 | 0 | 1012032.2014 | 0 | 0 | 0 | 1073909.6475 | 1484578.7439 | 3862569.3627 | 2636282.9579 | 11790043.2286 | 3144235.0165 | 19960186.6406 | 19960186.6406 | 15432221.3765 | 8123701.7665 | 0 | 34894464.8857 | 78410574.6693 | 1333.5214 | 1.3939 | 25033.3107 | 56251.7947 | 561.3659 | 1261.4328
1 | 4700 | 707 | 0.035 | 15 | 15 | 7 | 1.7783e-12 | 0 | CO2 | Porous | Wet | R245fa | MinimizeLCOE | IgnoreSilica | 25.9749 | 4.4552 | 0.47171 | 4 | 19707.4709 | 42770.4044 | 441.9352 | 959.1159 | 117.9646 | 15.77 | 6313425085.0166 | 2068756.7569 | 0 | 1232467.5336 | 0 | 0 | 0 | 1244887.3252 | 1772983.5301 | 4612939.4563 | 3148425.9654 | 14080460.5673 | 3144235.0165 | 19960186.6406 | 19960186.6406 | 15432221.3765 | 8123701.7665 | 0 | 37184882.2244 | 80700992.0081 | 1778.2794 | 1.8868 | 19707.4709 | 42770.4044 | 441.9352 | 959.1159
1 | 4700 | 707 | 0.035 | 15 | 15 | 7 | 2.3714e-12 | 0 | CO2 | Porous | Wet | R245fa | MinimizeLCOE | IgnoreSilica | 33.0176 | 5.7969 | 0.62973 | 4 | 15806.1353 | 33081.8091 | 354.4487 | 741.8515 | 118.8815 | 15.7695 | 7272706894.2627 | 2469749.8356 | 0 | 1493238.3336 | 0 | 0 | 0 | 1432124.57 | 2104093.9683 | 5474420.8965 | 3736404.75 | 16710032.354 | 3144235.0165 | 19960186.6406 | 19960186.6406 | 15432221.3765 | 8123701.7665 | 0 | 39814454.0111 | 83330563.7947 | 2371.3737 | 2.5189 | 15806.1353 | 33081.8091 | 354.4487 | 741.8515
1 | 4700 | 707 | 0.035 | 15 | 15 | 7 | 3.1623e-12 | 0 | CO2 | Porous | Wet | R245fa | MinimizeLCOE | IgnoreSilica | 41.5561 | 7.4339 | 0.8284 | 4 | 12902.9175 | 26035.4484 | 289.3448 | 583.8386 | 119.5117 | 15.7361 | 8253661632.0122 | 2921243.5735 | 0 | 1794898.6627 | 0 | 0 | 0 | 1628458.8188 | 2474394.4115 | 6437866.6906 | 4393976.3012 | 19650838.4583 | 3144235.0165 | 19960186.6406 | 19960186.6406 | 15432221.3765 | 8123701.7665 | 0 | 42755260.1154 | 86271369.8991 | 3162.2777 | 3.3136 | 12902.9175 | 26035.4484 | 289.3448 | 583.8386
1 | 4700 | 707 | 0.035 | 15 | 15 | 7 | 4.217e-12 | 0 | CO2 | Porous | Wet | R245fa | MinimizeLCOE | IgnoreSilica | 51.6681 | 9.3854 | 1.0721 | 4 | 10718.3486 | 20865.3615 | 240.3564 | 467.9007 | 119.884 | 15.6634 | 9206028745.9399 | 3418356.5371 | 0 | 2136537.5684 | 0 | 0 | 0 | 1826451.104 | 2878724.6317 | 7489850.984 | 5111977.1976 | 22861898.0228 | 3144235.0165 | 19960186.6406 | 19960186.6406 | 15432221.3765 | 8123701.7665 | 0 | 45966319.6799 | 89482429.4635 | 4216.965 | 4.2886 | 10718.3486 | 20865.3615 | 240.3564 | 467.9007
1 | 4700 | 707 | 0.035 | 15 | 15 | 7 | 5.6234e-12 | 0 | CO2 | Porous | Wet | R245fa | MinimizeLCOE | IgnoreSilica | 63.1808 | 11.6247 | 1.3605 | 4 | 9063.6755 | 17059.7858 | 203.2507 | 382.5615 | 120.0144 | 15.545 | 10108934094.8102 | 3945054.8058 | 0 | 2509576.6597 | 0 | 0 | 0 | 2011433.0572 | 3301765.1638 | 8590515.6711 | 5863203.463 | 26221548.8206 | 3144235.0165 | 19960186.6406 | 19960186.6406 | 15432221.3765 | 8123701.7665 | 0 | 49325970.4777 | 92842080.2614 | 5623.4133 | 5.4422 | 9063.6755 | 17059.7858 | 203.2507 | 382.5615
1 | 4700 | 707 | 0.035 | 15 | 15 | 7 | 7.4989e-12 | 0 | CO2 | Porous | Wet | R245fa | MinimizeLCOE | IgnoreSilica | 75.6823 | 14.0784 | 1.6864 | 4 | 7807.5279 | 14258.4415 | 175.0819 | 319.7421 | 119.9221 | 15.3785 | 10919308465.4151 | 4477943.5741 | 0 | 2899529.8325 | 0 | 0 | 0 | 2167447.3327 | 3722519.0883 | 9685231.0742 | 6610369.2198 | 29563040.1217 | 3144235.0165 | 19960186.6406 | 19960186.6406 | 15432221.3765 | 8123701.7665 | 0 | 52667461.7788 | 96183571.5624 | 7498.9421 | 6.7457 | 7807.5279 | 14258.4415 | 175.0819 | 319.7421
1 | 4700 | 707 | 0.035 | 15 | 15 | 7 | 1e-11 | 0 | CO2 | Porous | Wet | R245fa | MinimizeLCOE | IgnoreSilica | 88.4692 | 16.6149 | 2.0343 | 4 | 6855.2338 | 12203.0905 | 153.7269 | 273.6513 | 119.6395 | 15.1696 | 11615297088.43 | 4986701.0304 | 0 | 3285233.1287 | 0 | 0 | 0 | 2278504.5212 | 4114671.0853 | 10705530.1289 | 7306744.2896 | 32677384.1841 | 3144235.0165 | 19960186.6406 | 19960186.6406 | 15432221.3765 | 8123701.7665 | 0 | 55781805.8412 | 99297915.6249 | 10000 | 8.1371 | 6855.2338 | 12203.0905 | 153.7269 | 273.6513
1 | 4700 | 707 | 0.035 | 15 | 15 | 7 | 1.3335e-11 | 0 | CO2 | Porous | Wet | R245fa | MinimizeLCOE | IgnoreSilica | 100.7861 | 19.0875 | 2.384 | 4 | 6134.7267 | 10698.1357 | 137.5698 | 239.9031 | 119.2118 | 14.9295 | 12177233962.3216 | 5445057.4691 | 0 | 3646304.61 | 0 | 0 | 0 | 2336692.0028 | 4456941.0919 | 11596046.4769 | 7914539.9954 | 35395581.6461 | 3144235.0165 | 19960186.6406 | 19960186.6406 | 15432221.3765 | 8123701.7665 | 0 | 58500003.3033 | 102016113.0869 | 13335.2143 | 9.5359 | 6134.7267 | 10698.1357 | 137.5698 | 239.9031
1 | 4700 | 707 | 0.035 | 15 | 15 | 7 | 1.7783e-11 | 0 | CO2 | Porous | Wet | R245fa | MinimizeLCOE | IgnoreSilica | 111.9071 | 21.3463 | 2.7136 | 4 | 5593.903 | 9603.0316 | 125.4419 | 215.3456 | 118.7149 | 14.6858 | 12612779226.3642 | 5834383.2062 | 0 | 3964773.0342 | 0 | 0 | 0 | 2344904.1364 | 4736183.547 | 12322578.0644 | 8410412.7326 | 37613234.721 | 3144235.0165 | 19960186.6406 | 19960186.6406 | 15432221.3765 | 8123701.7665 | 0 | 60717656.3781 | 104233766.1617 | 17782.7941 | 10.8543 | 5593.903 | 9603.0316 | 125.4419 | 215.3456
1 | 4700 | 707 | 0.035 | 15 | 15 | 7 | 2.3714e-11 | 0 | CO2 | Porous | Wet | R245fa | MinimizeLCOE | IgnoreSilica | 121.4829 | 23.3141 | 3.0086 | 4 | 5188.4469 | 8804.4523 | 116.3497 | 197.4377 | 118.2018 | 14.453 | 12931381894.5488 | 6151313.0888 | 0 | 4233937.8503 | 0 | 0 | 0 | 2314686.8751 | 4952975.7475 | 12886626.9 | 8795387.653 | 39334928.1146 | 3144235.0165 | 19960186.6406 | 19960186.6406 | 15432221.3765 | 8123701.7665 | 0 | 62439349.7718 | 105955459.5554 | 23713.7371 | 12.0343 | 5188.4469 | 8804.4523 | 116.3497 | 197.4377
1 | 4700 | 707 | 0.035 | 15 | 15 | 7 | 3.1623e-11 | 0 | CO2 | Porous | Wet | R245fa | MinimizeLCOE | IgnoreSilica | 129.4024 | 24.9591 | 3.2611 | 4 | 4885.0851 | 8221.0521 | 109.5468 | 184.3551 | 117.7179 | 14.2443 | 13157147710.4095 | 6400761.0145 | 0 | 4453342.3384 | 0 | 0 | 0 | 2260483.1278 | 5114688.7274 | 13307370.9019 | 9082554.0797 | 40619200.1897 | 3144235.0165 | 19960186.6406 | 19960186.6406 | 15432221.3765 | 8123701.7665 | 0 | 63723621.8468 | 107239731.6304 | 31622.7766 | 13.0445 | 4885.0851 | 8221.0521 | 109.5468 | 184.3551
1 | 4700 | 707 | 0.035 | 15 | 15 | 7 | 4.217e-11 | 0 | CO2 | Porous | Wet | R245fa | MinimizeLCOE | IgnoreSilica | 135.7554 | 26.2913 | 3.4699 | 4 | 4658.2871 | 7793.5319 | 104.461 | 174.7681 | 117.2902 | 14.0663 | 13315266976.5254 | 6592573.8152 | 0 | 4627410.858 | 0 | 0 | 0 | 2195444.6825 | 5232017.4487 | 13612636.1672 | 9290903.8958 | 41550986.8674 | 3144235.0165 | 19960186.6406 | 19960186.6406 | 15432221.3765 | 8123701.7665 | 0 | 64655408.5245 | 108171518.3081 | 42169.6503 | 13.8797 | 4658.2871 | 7793.5319 | 104.461 | 174.7681
1 | 4700 | 707 | 0.035 | 15 | 15 | 7 | 5.6234e-11 | 0 | CO2 | Porous | Wet | R245fa | MinimizeLCOE | IgnoreSilica | 140.7519 | 27.3474 | 3.6382 | 4 | 4488.7251 | 7478.9849 | 100.6586 | 167.7144 | 116.9286 | 13.9194 | 13423692894.4357 | 6738200.3791 | 0 | 4763165.2992 | 0 | 0 | 0 | 2129511.2792 | 5316042.0134 | 13831250.8488 | 9440112.9081 | 42218282.7279 | 3144235.0165 | 19960186.6406 | 19960186.6406 | 15432221.3765 | 8123701.7665 | 0 | 65322704.385 | 108838814.1686 | 56234.1325 | 14.5526 | 4488.7251 | 7478.9849 | 100.6586 | 167.7144
1 | 4700 | 707 | 0.035 | 15 | 15 | 7 | 7.4989e-11 | 0 | CO2 | Porous | Wet | R245fa | MinimizeLCOE | IgnoreSilica | 144.6501 | 28.1781 | 3.7719 | 4 | 4360.9981 | 7245.2512 | 97.7943 | 162.473 | 116.6242 | 13.7973 | 13494998022.0666 | 6848049.1039 | 0 | 4868412.7498 | 0 | 0 | 0 | 2067378.2053 | 5375697.623 | 13986462.5078 | 9546048.0547 | 42692048.2444 | 3144235.0165 | 19960186.6406 | 19960186.6406 | 15432221.3765 | 8123701.7665 | 0 | 65796469.9016 | 109312579.6852 | 74989.4209 | 15.0875 | 4360.9981 | 7245.2512 | 97.7943 | 162.473
1 | 4700 | 707 | 0.035 | 15 | 15 | 7 | 1e-10 | 0 | CO2 | Porous | Wet | R245fa | MinimizeLCOE | IgnoreSilica | 147.6191 | 28.813 | 3.8755 | 4 | 4266.1717 | 7073.3177 | 95.6679 | 158.6174 | 116.3882 | 13.7046 | 13546493702.4905 | 6930235.5045 | 0 | 4948189.6208 | 0 | 0 | 0 | 2014324.0506 | 5418172.1786 | 14096972.5888 | 9621473.4557 | 43029367.399 | 3144235.0165 | 19960186.6406 | 19960186.6406 | 15432221.3765 | 8123701.7665 | 0 | 66133789.0561 | 109649898.8397 | 100000 | 15.5019 | 4266.1717 | 7073.3177 | 95.6679 | 158.6174
1 | 4700 | 707 | 0.035 | 15 | 15 | 7 | 1.3335e-10 | 0 | CO2 | Porous | Wet | R245fa | MinimizeLCOE | IgnoreSilica | 149.8823 | 29.299 | 3.9554 | 4 | 4195.1712 | 6945.5807 | 94.0757 | 155.753 | 116.2028 | 13.6325 | 13582230726.1214 | 6991762.9915 | 0 | 5008786.2833 | 0 | 0 | 0 | 1969973.5272 | 5448503.8928 | 14175889.4872 | 9675335.8604 | 43270252.0423 | 3144235.0165 | 19960186.6406 | 19960186.6406 | 15432221.3765 | 8123701.7665 | 0 | 66374673.6994 | 109890783.4831 | 133352.1432 | 15.8217 | 4195.1712 | 6945.5807 | 94.0757 | 155.753
1 | 4700 | 707 | 0.035 | 15 | 15 | 7 | 1.7783e-10 | 0 | CO2 | Porous | Wet | R245fa | MinimizeLCOE | IgnoreSilica | 151.595 | 29.6681 | 4.0166 | 4 | 4141.9889 | 6850.5122 | 92.8831 | 153.6211 | 116.0592 | 13.5771 | 13608186093.9783 | 7037676.4078 | 0 | 5054522.7662 | 0 | 0 | 0 | 1933860.9728 | 5470163.4572 | 14232243.2309 | 9713798.4485 | 43442265.2834 | 3144235.0165 | 19960186.6406 | 19960186.6406 | 15432221.3765 | 8123701.7665 | 0 | 66546686.9405 | 110062796.7242 | 177827.941 | 16.0664 | 4141.9889 | 6850.5122 | 92.8831 | 153.6211
1 | 4700 | 707 | 0.035 | 15 | 15 | 7 | 2.3714e-10 | 0 | CO2 | Porous | Wet | R245fa | MinimizeLCOE | IgnoreSilica | 152.9009 | 29.9499 | 4.0633 | 4 | 4102.1407 | 6779.5079 | 91.9895 | 152.0288 | 115.9478 | 13.5344 | 13622613375.0341 | 7072307.8869 | 0 | 5089328.3315 | 0 | 0 | 0 | 1905339.1308 | 5486120.3862 | 14273759.8869 | 9742134.4192 | 43568990.0416 | 3144235.0165 | 19960186.6406 | 19960186.6406 | 15432221.3765 | 8123701.7665 | 0 | 66673411.6987 | 110189521.4824 | 237137.3706 | 16.2533 | 4102.1407 | 6779.5079 | 91.9895 | 152.0288
1 | 4700 | 707 | 0.035 | 15 | 15 | 7 | 3.1623e-10 | 0 | CO2 | Porous | Wet | R245fa | MinimizeLCOE | IgnoreSilica | 153.8756 | 30.1609 | 4.0986 | 4 | 4072.2762 | 6726.5756 | 91.3198 | 150.8418 | 115.8635 | 13.5023 | 13636703556.8108 | 7097938.217 | 0 | 5115263.8495 | 0 | 0 | 0 | 1882774.2841 | 5497430.7768 | 14303187.203 | 9762219.1672 | 43658813.4976 | 3144235.0165 | 19960186.6406 | 19960186.6406 | 15432221.3765 | 8123701.7665 | 0 | 66763235.1547 | 110279344.9384 | 316227.766 | 16.3946 | 4072.2762 | 6726.5756 | 91.3198 | 150.8418
1 | 4700 | 707 | 0.035 | 15 | 15 | 7 | 4.217e-10 | 0 | CO2 | Porous | Wet | R245fa | MinimizeLCOE | IgnoreSilica | 154.6159 | 30.3212 | 4.1254 | 4 | 4049.8903 | 6686.9494 | 90.8178 | 149.9532 | 115.799 | 13.4777 | 13646496946.3126 | 7117283.7416 | 0 | 5134942.3259 | 0 | 0 | 0 | 1865406.1231 | 5505876.5543 | 14325161.3838 | 9777216.9971 | 43725887.1258 | 3144235.0165 | 19960186.6406 | 19960186.6406 | 15432221.3765 | 8123701.7665 | 0 | 66830308.7829 | 110346418.5665 | 421696.5034 | 16.5018 | 4049.8903 | 6686.9494 | 90.8178 | 149.9532
1 | 4700 | 707 | 0.035 | 15 | 15 | 7 | 5.6234e-10 | 0 | CO2 | Porous | Wet | R245fa | MinimizeLCOE | IgnoreSilica | 155.1707 | 30.4416 | 4.1456 | 4 | 4033.1084 | 6657.3215 | 90.4415 | 149.2888 | 115.7502 | 13.4592 | 13653271267.9878 | 7131712.7381 | 0 | 5149678.196 | 0 | 0 | 0 | 1852015.7667 | 5512028.6133 | 14341167.7793 | 9788141.6909 | 43774744.7844 | 3144235.0165 | 19960186.6406 | 19960186.6406 | 15432221.3765 | 8123701.7665 | 0 | 66879166.4415 | 110395276.2251 | 562341.3252 | 16.5825 | 4033.1084 | 6657.3215 | 90.4415 | 149.2888
1 | 4700 | 707 | 0.035 | 15 | 15 | 7 | 7.4989e-10 | 0 | CO2 | Porous | Wet | R245fa | MinimizeLCOE | IgnoreSilica | 155.5922 | 30.533 | 4.1609 | 4 | 4020.5264 | 6635.1038 | 90.1593 | 148.7906 | 115.7129 | 13.4451 | 13656998224.7025 | 7142635.4963 | 0 | 5160867.2545 | 0 | 0 | 0 | 1841870.9245 | 5516695.7334 | 14353310.6684 | 9796429.4622 | 43811809.5393 | 3144235.0165 | 19960186.6406 | 19960186.6406 | 15432221.3765 | 8123701.7665 | 0 | 66916231.1964 | 110432340.98 | 749894.2093 | 16.6436 | 4020.5264 | 6635.1038 | 90.1593 | 148.7906
1 | 4700 | 707 | 0.035 | 15 | 15 | 7 | 1e-09 | 0 | CO2 | Porous | Wet | R245fa | MinimizeLCOE | IgnoreSilica | 155.9017 | 30.6003 | 4.1723 | 4 | 4011.0927 | 6618.5263 | 89.9478 | 148.4188 | 115.6855 | 13.4347 | 13661711734.2539 | 7150632.9068 | 0 | 5169078.1466 | 0 | 0 | 0 | 1834023.4377 | 5519956.4515 | 14361794.3882 | 9802219.7753 | 43837705.1061 | 3144235.0165 | 19960186.6406 | 19960186.6406 | 15432221.3765 | 8123701.7665 | 0 | 66942126.7632 | 110458236.5469 | 1000000 | 16.6892 | 4011.0927 | 6618.5263 | 89.9478 | 148.4188
1 | 4700 | 707 | 0.035 | 15 | 15 | 7 | 1.3335e-09 | 0 | CO2 | Porous | Wet | R245fa | MinimizeLCOE | IgnoreSilica | 156.1381 | 30.6517 | 4.1809 | 4 | 4004.0193 | 6606.0735 | 89.7892 | 148.1396 | 115.6645 | 13.4267 | 13664122408.2015 | 7156727.0797 | 0 | 5175345.8533 | 0 | 0 | 0 | 1828150.9113 | 5522487.2993 | 14368379.1348 | 9806714.0002 | 43857804.2785 | 3144235.0165 | 19960186.6406 | 19960186.6406 | 15432221.3765 | 8123701.7665 | 0 | 66962225.9356 | 110478335.7193 | 1333521.4322 | 16.7238 | 4004.0193 | 6606.0735 | 89.7892 | 148.1396
1 | 4700 | 707 | 0.035 | 15 | 15 | 7 | 1.7783e-09 | 0 | CO2 | Porous | Wet | R245fa | MinimizeLCOE | IgnoreSilica | 156.3038 | 30.688 | 4.1873 | 4 | 3998.7154 | 6596.8408 | 89.6702 | 147.9325 | 115.6497 | 13.4212 | 13669126003.9925 | 7160995.6059 | 0 | 5179741.1214 | 0 | 0 | 0 | 1823498.9909 | 5524051.9301 | 14372449.9833 | 9809492.4379 | 43870230.0695 | 3144235.0165 | 19960186.6406 | 19960186.6406 | 15432221.3765 | 8123701.7665 | 0 | 66974651.7267 | 110490761.5103 | 1778279.41 | 16.749 | 3998.7154 | 6596.8408 | 89.6702 | 147.9325
1 | 4700 | 707 | 0.035 | 15 | 15 | 7 | 2.3714e-09 | 0 | CO2 | Porous | Wet | R245fa | MinimizeLCOE | IgnoreSilica | 156.4398 | 30.7174 | 4.1922 | 4 | 3994.7383 | 6589.8229 | 89.581 | 147.7752 | 115.6375 | 13.4166 | 13669670388.6652 | 7164492.1622 | 0 | 5183345.3259 | 0 | 0 | 0 | 1820203.7155 | 5525536.0694 | 14376311.4093 | 9812127.9405 | 43882016.623 | 3144235.0165 | 19960186.6406 | 19960186.6406 | 15432221.3765 | 8123701.7665 | 0 | 66986438.2801 | 110502548.0637 | 2371373.7057 | 16.7687 | 3994.7383 | 6589.8229 | 89.581 | 147.7752
1 | 4700 | 707 | 0.035 | 15 | 15 | 7 | 3.1623e-09 | 0 | CO2 | Porous | Wet | R245fa | MinimizeLCOE | IgnoreSilica | 156.5519 | 30.7415 | 4.196 | 4 | 3991.7561 | 6584.4776 | 89.5142 | 147.6553 | 115.6275 | 13.4128 | 13667289868.0464 | 7167370.9464 | 0 | 5186315.3845 | 0 | 0 | 0 | 1817905.585 | 5526920.8472 | 14379914.317 | 9814586.9991 | 43893014.0791 | 3144235.0165 | 19960186.6406 | 19960186.6406 | 15432221.3765 | 8123701.7665 | 0 | 66997435.7362 | 110513545.5199 | 3162277.6602 | 16.784 | 3991.7561 | 6584.4776 | 89.5142 | 147.6553
1 | 4700 | 707 | 0.035 | 15 | 15 | 7 | 4.217e-09 | 0 | CO2 | Porous | Wet | R245fa | MinimizeLCOE | IgnoreSilica | 156.623 | 30.7571 | 4.1987 | 4 | 3989.5198 | 6580.5797 | 89.464 | 147.5679 | 115.6211 | 13.4104 | 13668518436.9646 | 7169197.4503 | 0 | 5188200.5257 | 0 | 0 | 0 | 1815938.9249 | 5527601.3913 | 14381684.9533 | 9815795.4947 | 43898418.7403 | 3144235.0165 | 19960186.6406 | 19960186.6406 | 15432221.3765 | 8123701.7665 | 0 | 67002840.3974 | 110518950.1811 | 4216965.0343 | 16.7947 | 3989.5198 | 6580.5797 | 89.464 | 147.5679
1 | 4700 | 707 | 0.035 | 15 | 15 | 7 | 5.6234e-09 | 0 | CO2 | Porous | Wet | R245fa | MinimizeLCOE | IgnoreSilica | 156.6787 | 30.7692 | 4.2007 | 4 | 3987.8428 | 6577.6373 | 89.4264 | 147.5019 | 115.6161 | 13.4085 | 13669761095.4164 | 7170627.9889 | 0 | 5189677.6648 | 0 | 0 | 0 | 1814504.3175 | 5528175.8888 | 14383179.6778 | 9816815.6749 | 43902981.2128 | 3144235.0165 | 19960186.6406 | 19960186.6406 | 15432221.3765 | 8123701.7665 | 0 | 67007402.8699 | 110523512.6536 | 5623413.2519 | 16.8029 | 3987.8428 | 6577.6373 | 89.4264 | 147.5019
1 | 4700 | 707 | 0.035 | 15 | 15 | 7 | 7.4989e-09 | 0 | CO2 | Porous | Wet | R245fa | MinimizeLCOE | IgnoreSilica | 156.7176 | 30.7777 | 4.2022 | 4 | 3986.5853 | 6575.4558 | 89.3982 | 147.453 | 115.6126 | 13.4072 | 13671077672.8597 | 7171625.9276 | 0 | 5190708.3278 | 0 | 0 | 0 | 1813373.2615 | 5528525.9316 | 14384090.4174 | 9817437.2734 | 43905761.1394 | 3144235.0165 | 19960186.6406 | 19960186.6406 | 15432221.3765 | 8123701.7665 | 0 | 67010182.7965 | 110526292.5802 | 7498942.0933 | 16.8089 | 3986.5853 | 6575.4558 | 89.3982 | 147.453
1 | 4700 | 707 | 0.035 | 15 | 15 | 7 | 1e-08 | 0 | CO2 | Porous | Wet | R245fa | MinimizeLCOE | IgnoreSilica | 156.7519 | 30.7851 | 4.2034 | 4 | 3985.6423 | 6573.7771 | 89.3771 | 147.4154 | 115.6096 | 13.406 | 13670653804.5538 | 7172504.6478 | 0 | 5191616.2505 | 0 | 0 | 0 | 1812617.0897 | 5528927.8153 | 14385136.0364 | 9818150.9298 | 43908952.7696 | 3144235.0165 | 19960186.6406 | 19960186.6406 | 15432221.3765 | 8123701.7665 | 0 | 67013374.4267 | 110529484.2103 | 10000000 | 16.8137 | 3985.6423 | 6573.7771 | 89.3771 | 147.4154
1 | 4800 | 707 | 0.035 | 15 | 15 | 7 | 1e-13 | 0 | CO2 | Porous | Wet | R245fa | MinimizeLCOE | IgnoreSilica | 1.4679 | 0.026339 | 0.0029393 | 4 | 2124657.2268 | 5920053.97 | 47644.9213 | 132755.7697 | 73.555 | 13.5447 | 72281950.253 | 177064.9077 | 0 | 77378.6025 | 0 | 0 | 0 | 173986.2041 | 167087.5886 | 434727.6312 | 296710.5411 | 1326955.4753 | 3144235.0165 | 20509168.3242 | 20509168.3242 | 15798354.3283 | 8316321.2789 | 0 | 24980358.8159 | 69604202.7473 | 100 | 0.011757 | 2124657.2268 | 5920053.97 | 47644.9213 | 132755.7697
1 | 4800 | 707 | 0.035 | 15 | 15 | 7 | 1.3335e-13 | 0 | CO2 | Porous | Wet | R245fa | MinimizeLCOE | IgnoreSilica | 2.1894 | 0.11133 | 0.0096293 | 4 | 665238.7191 | 1823777.3231 | 14917.8164 | 40897.7627 | 84.5413 | 14.3531 | 238736344.4298 | 266033.1859 | 0 | 129229.954 | 0 | 0 | 0 | 240730.3982 | 248037.4798 | 645342.643 | 440459.6143 | 1969833.2752 | 3144235.0165 | 20509168.3242 | 20509168.3242 | 15798354.3283 | 8316321.2789 | 0 | 25623236.6159 | 70247080.5473 | 133.3521 | 0.038517 | 665238.7191 | 1823777.3231 | 14917.8164 | 40897.7627
1 | 4800 | 707 | 0.035 | 15 | 15 | 7 | 1.7783e-13 | 0 | CO2 | Porous | Wet | R245fa | MinimizeLCOE | IgnoreSilica | 3.0519 | 0.23617 | 0.020509 | 4 | 320972.9716 | 864918.3652 | 7197.7408 | 19395.5839 | 92.8381 | 14.8865 | 672307531.1068 | 366399.8716 | 0 | 188776.2156 | 0 | 0 | 0 | 309580.9327 | 337255.2377 | 877468.948 | 598890.5872 | 2678371.7929 | 3144235.0165 | 20509168.3242 | 20509168.3242 | 15798354.3283 | 8316321.2789 | 0 | 26331775.1335 | 70955619.0649 | 177.8279 | 0.082037 | 320972.9716 | 864918.3652 | 7197.7408 | 19395.5839
1 | 4800 | 707 | 0.035 | 15 | 15 | 7 | 2.3714e-13 | 0 | CO2 | Porous | Wet | R245fa | MinimizeLCOE | IgnoreSilica | 4.136 | 0.41146 | 0.036699 | 4 | 184963.2274 | 488951.3488 | 4147.7554 | 10964.615 | 99.5038 | 15.2716 | 1195605260.1147 | 483931.3805 | 0 | 259910.0358 | 0 | 0 | 0 | 385616.4455 | 440488.5662 | 1146060.8925 | 782210.1083 | 3498217.4289 | 3144235.0165 | 20509168.3242 | 20509168.3242 | 15798354.3283 | 8316321.2789 | 0 | 27151620.7695 | 71775464.7009 | 237.1374 | 0.14679 | 184963.2274 | 488951.3488 | 4147.7554 | 10964.615
1 | 4800 | 707 | 0.035 | 15 | 15 | 7 | 3.1623e-13 | 0 | CO2 | Porous | Wet | R245fa | MinimizeLCOE | IgnoreSilica | 5.5339 | 0.65235 | 0.059719 | 4 | 117744.5151 | 304551.1555 | 2640.3921 | 6829.4856 | 104.9576 | 15.5601 | 1686220142.0353 | 624206.9281 | 0 | 346718.8262 | 0 | 0 | 0 | 473281.037 | 563240.6486 | 1465436.6311 | 1000190.6124 | 4473074.6834 | 3144235.0165 | 20509168.3242 | 20509168.3242 | 15798354.3283 | 8316321.2789 | 0 | 28126478.024 | 72750321.9554 | 316.2278 | 0.23888 | 117744.5151 | 304551.1555 | 2640.3921 | 6829.4856
1 | 4800 | 707 | 0.035 | 15 | 15 | 7 | 4.217e-13 | 0 | CO2 | Porous | Wet | R245fa | MinimizeLCOE | IgnoreSilica | 7.3561 | 0.97854 | 0.091713 | 4 | 79829.4772 | 201469.7707 | 1790.1566 | 4517.9106 | 109.4055 | 15.7783 | 2327254304.0119 | 792792.6834 | 0 | 449209.7857 | 0 | 0 | 0 | 576417.3915 | 709183.7456 | 1845150.6325 | 1259353.2208 | 5632107.4595 | 3144235.0165 | 20509168.3242 | 20509168.3242 | 15798354.3283 | 8316321.2789 | 0 | 29285510.8002 | 73909354.7316 | 421.6965 | 0.36685 | 79829.4772 | 201469.7707 | 1790.1566 | 4517.9106
1 | 4800 | 707 | 0.035 | 15 | 15 | 7 | 5.6234e-13 | 0 | CO2 | Porous | Wet | R245fa | MinimizeLCOE | IgnoreSilica | 9.6413 | 1.4 | 0.13539 | 4 | 56456.7891 | 138854.4066 | 1266.0298 | 3113.7763 | 112.8752 | 15.9375 | 3051341834.0332 | 987674.0392 | 0 | 557751.3044 | 0 | 0 | 0 | 689373.8282 | 871571.677 | 2267650.7197 | 1547718.2117 | 6921739.7802 | 3144235.0165 | 20509168.3242 | 20509168.3242 | 15798354.3283 | 8316321.2789 | 0 | 30575143.1209 | 75198987.0523 | 562.3413 | 0.54157 | 56456.7891 | 138854.4066 | 1266.0298 | 3113.7763
1 | 4800 | 707 | 0.035 | 15 | 15 | 7 | 7.4989e-13 | 0 | CO2 | Porous | Wet | R245fa | MinimizeLCOE | IgnoreSilica | 12.565 | 1.9481 | 0.19392 | 4 | 41377.7611 | 98907.7361 | 927.8862 | 2217.9819 | 115.6318 | 16.0554 | 3809272026.2463 | 1217767.7749 | 0 | 689383.5792 | 0 | 0 | 0 | 818416.2361 | 1062971.3602 | 2765633.4337 | 1887601.6466 | 8441774.0307 | 3144235.0165 | 20509168.3242 | 20509168.3242 | 15798354.3283 | 8316321.2789 | 0 | 32095177.3713 | 76719021.3027 | 749.8942 | 0.77566 | 41377.7611 | 98907.7361 | 927.8862 | 2217.9819
1 | 4800 | 707 | 0.035 | 15 | 15 | 7 | 1e-12 | 0 | CO2 | Porous | Wet | R245fa | MinimizeLCOE | IgnoreSilica | 16.2501 | 2.6477 | 0.27128 | 4 | 31201.9619 | 72326.0948 | 699.6964 | 1621.8951 | 117.7805 | 16.139 | 4709175058.8004 | 1485693.5494 | 0 | 846872.1397 | 0 | 0 | 0 | 961927.6736 | 1284852.4115 | 3342922.4151 | 2281613.2385 | 10203881.4278 | 3144235.0165 | 20509168.3242 | 20509168.3242 | 15798354.3283 | 8316321.2789 | 0 | 33857284.7685 | 78481128.6998 | 1000 | 1.0851 | 31201.9619 | 72326.0948 | 699.6964 | 1621.8951
1 | 4800 | 707 | 0.035 | 15 | 15 | 7 | 1.3335e-12 | 0 | CO2 | Porous | Wet | R245fa | MinimizeLCOE | IgnoreSilica | 20.9176 | 3.5407 | 0.37273 | 4 | 24091.5294 | 54022.0776 | 540.2467 | 1211.4319 | 119.4547 | 16.1938 | 5634323046.1251 | 1799645.1185 | 0 | 1036435.8984 | 0 | 0 | 0 | 1123869.6351 | 1544380.7543 | 4018161.9266 | 2742478.0799 | 12264971.4127 | 3144235.0165 | 20509168.3242 | 20509168.3242 | 15798354.3283 | 8316321.2789 | 0 | 35918374.7533 | 80542218.6847 | 1333.5214 | 1.4909 | 24091.5294 | 54022.0776 | 540.2467 | 1211.4319
1 | 4800 | 707 | 0.035 | 15 | 15 | 7 | 1.7783e-12 | 0 | CO2 | Porous | Wet | R245fa | MinimizeLCOE | IgnoreSilica | 26.7519 | 4.6648 | 0.50424 | 4 | 18986.828 | 41110.9446 | 425.775 | 921.9029 | 120.7284 | 16.2205 | 6618514996.033 | 2163229.0319 | 0 | 1261874.2682 | 0 | 0 | 0 | 1302504.5056 | 1843767.0442 | 4797103.6405 | 3274121.8052 | 14642600.2957 | 3144235.0165 | 20509168.3242 | 20509168.3242 | 15798354.3283 | 8316321.2789 | 0 | 38296003.6363 | 82919847.5677 | 1778.2794 | 2.017 | 18986.828 | 41110.9446 | 425.775 | 921.9029
1 | 4800 | 707 | 0.035 | 15 | 15 | 7 | 2.3714e-12 | 0 | CO2 | Porous | Wet | R245fa | MinimizeLCOE | IgnoreSilica | 33.9728 | 6.0644 | 0.67258 | 4 | 15245.1498 | 31831.9676 | 341.8688 | 713.8241 | 121.6675 | 16.2174 | 7621388271.8905 | 2580708.4974 | 0 | 1527697.619 | 0 | 0 | 0 | 1496858.0346 | 2186053.0189 | 5687661.534 | 3881945.8667 | 17360924.5706 | 3144235.0165 | 20509168.3242 | 20509168.3242 | 15798354.3283 | 8316321.2789 | 0 | 41014327.9112 | 85638171.8426 | 2371.3737 | 2.6903 | 15245.1498 | 31831.9676 | 341.8688 | 713.8241
1 | 4800 | 707 | 0.035 | 15 | 15 | 7 | 3.1623e-12 | 0 | CO2 | Porous | Wet | R245fa | MinimizeLCOE | IgnoreSilica | 42.7204 | 7.7707 | 0.88391 | 4 | 12459.4401 | 25080.5698 | 279.3999 | 562.4257 | 122.312 | 16.1797 | 8636247406.5033 | 3050456.1995 | 0 | 1835017.6668 | 0 | 0 | 0 | 1700607.299 | 2568571.6545 | 6682896.5584 | 4561214.2209 | 20398763.5991 | 3144235.0165 | 20509168.3242 | 20509168.3242 | 15798354.3283 | 8316321.2789 | 0 | 44052166.9398 | 88676010.8711 | 3162.2777 | 3.5356 | 12459.4401 | 25080.5698 | 279.3999 | 562.4257
1 | 4800 | 707 | 0.035 | 15 | 15 | 7 | 4.217e-12 | 0 | CO2 | Porous | Wet | R245fa | MinimizeLCOE | IgnoreSilica | 53.0519 | 9.7997 | 1.1425 | 4 | 10362.7299 | 20127.0261 | 232.3817 | 451.3437 | 122.6901 | 16.1004 | 9619454320.6261 | 3566303.344 | 0 | 2182192.7308 | 0 | 0 | 0 | 1905169.931 | 2984929.7423 | 7766174.8961 | 5300573.9455 | 23705344.5897 | 3144235.0165 | 20509168.3242 | 20509168.3242 | 15798354.3283 | 8316321.2789 | 0 | 47358747.9303 | 91982591.8617 | 4216.965 | 4.5701 | 10362.7299 | 20127.0261 | 232.3817 | 451.3437
1 | 4800 | 707 | 0.035 | 15 | 15 | 7 | 5.6234e-12 | 0 | CO2 | Porous | Wet | R245fa | MinimizeLCOE | IgnoreSilica | 64.7887 | 12.1231 | 1.4477 | 4 | 8774.5655 | 16480.7963 | 196.7675 | 369.5778 | 122.8192 | 15.9731 | 10541353135.4397 | 4111675.7494 | 0 | 2560540.9022 | 0 | 0 | 0 | 2095796.0756 | 3419524.9636 | 8896902.5143 | 6072318.7791 | 27156758.9841 | 3144235.0165 | 20509168.3242 | 20509168.3242 | 15798354.3283 | 8316321.2789 | 0 | 50810162.3248 | 95434006.2561 | 5623.4133 | 5.7906 | 8774.5655 | 16480.7963 | 196.7675 | 369.5778
1 | 4800 | 707 | 0.035 | 15 | 15 | 7 | 7.4989e-12 | 0 | CO2 | Porous | Wet | R245fa | MinimizeLCOE | IgnoreSilica | 77.4681 | 14.6569 | 1.7909 | 4 | 7569.1844 | 13798.4908 | 169.7371 | 309.4278 | 122.7198 | 15.7958 | 11368837294.6226 | 4660654.3995 | 0 | 2954138.0849 | 0 | 0 | 0 | 2254822.6379 | 3849149.8977 | 10014698.4646 | 6835237.4836 | 30568700.9683 | 3144235.0165 | 20509168.3242 | 20509168.3242 | 15798354.3283 | 8316321.2789 | 0 | 54222104.3089 | 98845948.2403 | 7498.9421 | 7.1635 | 7569.1844 | 13798.4908 | 169.7371 | 309.4278
1 | 4800 | 707 | 0.035 | 15 | 15 | 7 | 1e-11 | 0 | CO2 | Porous | Wet | R245fa | MinimizeLCOE | IgnoreSilica | 90.3575 | 17.2611 | 2.1552 | 4 | 6655.7718 | 11831.9925 | 149.2541 | 265.3296 | 122.4279 | 15.5757 | 12079984659.6474 | 5181640.1658 | 0 | 3341210.011 | 0 | 0 | 0 | 2366005.9457 | 4246653.8878 | 11048922.3075 | 7541116.5075 | 33725548.8253 | 3144235.0165 | 20509168.3242 | 20509168.3242 | 15798354.3283 | 8316321.2789 | 0 | 57378952.1659 | 102002796.0973 | 10000 | 8.6209 | 6655.7718 | 11831.9925 | 149.2541 | 265.3296
1 | 4800 | 707 | 0.035 | 15 | 15 | 7 | 1.3335e-11 | 0 | CO2 | Porous | Wet | R245fa | MinimizeLCOE | IgnoreSilica | 102.7204 | 19.7892 | 2.5197 | 4 | 5965.0495 | 10392.4963 | 133.7648 | 233.0492 | 121.9907 | 15.3244 | 12646741925.5262 | 5649134.872 | 0 | 3702180.1731 | 0 | 0 | 0 | 2422922.8563 | 4591952.7816 | 11947319.1986 | 8154290.8459 | 36467800.7275 | 3144235.0165 | 20509168.3242 | 20509168.3242 | 15798354.3283 | 8316321.2789 | 0 | 60121204.0681 | 104745047.9995 | 13335.2143 | 10.0789 | 5965.0495 | 10392.4963 | 133.7648 | 233.0492
1 | 4800 | 707 | 0.035 | 15 | 15 | 7 | 1.7783e-11 | 0 | CO2 | Porous | Wet | R245fa | MinimizeLCOE | IgnoreSilica | 113.8218 | 22.0869 | 2.8615 | 4 | 5446.8425 | 9345.5314 | 122.1441 | 209.5713 | 121.487 | 15.0713 | 13085263056.7822 | 6044197.0223 | 0 | 4018952.0366 | 0 | 0 | 0 | 2428688.3708 | 4871816.5976 | 12675467.4399 | 8651266.9825 | 38690388.4497 | 3144235.0165 | 20509168.3242 | 20509168.3242 | 15798354.3283 | 8316321.2789 | 0 | 62343791.7903 | 106967635.7217 | 17782.7941 | 11.4459 | 5446.8425 | 9345.5314 | 122.1441 | 209.5713
1 | 4800 | 707 | 0.035 | 15 | 15 | 7 | 2.3714e-11 | 0 | CO2 | Porous | Wet | R245fa | MinimizeLCOE | IgnoreSilica | 123.3466 | 24.0815 | 3.1661 | 4 | 5058.5009 | 8582.102 | 113.4357 | 192.4515 | 120.9698 | 14.8309 | 13402766751.4949 | 6364782.6602 | 0 | 4285820.8575 | 0 | 0 | 0 | 2396061.7992 | 5088199.4736 | 13238451.297 | 9035515.0331 | 40408831.1205 | 3144235.0165 | 20509168.3242 | 20509168.3242 | 15798354.3283 | 8316321.2789 | 0 | 64062234.4611 | 108686078.3925 | 23713.7371 | 12.6643 | 5058.5009 | 8582.102 | 113.4357 | 192.4515
1 | 4800 | 707 | 0.035 | 15 | 15 | 7 | 3.1623e-11 | 0 | CO2 | Porous | Wet | R245fa | MinimizeLCOE | IgnoreSilica | 131.1929 | 25.7426 | 3.4258 | 4 | 4768.0301 | 8024.4606 | 106.9219 | 179.9466 | 120.4846 | 14.6165 | 13627835676.2109 | 6616245.8496 | 0 | 4502570.2789 | 0 | 0 | 0 | 2339669.6303 | 5248809.4459 | 13656325.4995 | 9320722.7628 | 41684343.467 | 3144235.0165 | 20509168.3242 | 20509168.3242 | 15798354.3283 | 8316321.2789 | 0 | 65337746.8076 | 109961590.739 | 31622.7766 | 13.7033 | 4768.0301 | 8024.4606 | 106.9219 | 179.9466
1 | 4800 | 707 | 0.035 | 15 | 15 | 7 | 4.217e-11 | 0 | CO2 | Porous | Wet | R245fa | MinimizeLCOE | IgnoreSilica | 137.4681 | 27.084 | 3.6399 | 4 | 4550.9137 | 7615.8187 | 102.0531 | 170.7829 | 120.0576 | 14.4344 | 13785743777.6555 | 6809127.8043 | 0 | 4674056.402 | 0 | 0 | 0 | 2272924.5972 | 5364882.4334 | 13958323.6029 | 9526842.6738 | 42606157.5135 | 3144235.0165 | 20509168.3242 | 20509168.3242 | 15798354.3283 | 8316321.2789 | 0 | 66259560.8542 | 110883404.7856 | 42169.6503 | 14.5596 | 4550.9137 | 7615.8187 | 102.0531 | 170.7829
1 | 4800 | 707 | 0.035 | 15 | 15 | 7 | 5.6234e-11 | 0 | CO2 | Porous | Wet | R245fa | MinimizeLCOE | IgnoreSilica | 142.4038 | 28.1473 | 3.8122 | 4 | 4388.6128 | 7315.0173 | 98.4136 | 164.0375 | 119.6969 | 14.2844 | 13891083028.4727 | 6955652.5075 | 0 | 4807835.5731 | 0 | 0 | 0 | 2206051.2078 | 5448120.3225 | 14174891.5159 | 9674654.7245 | 43267205.8512 | 3144235.0165 | 20509168.3242 | 20509168.3242 | 15798354.3283 | 8316321.2789 | 0 | 66920609.1918 | 111544453.1232 | 56234.1325 | 15.2487 | 4388.6128 | 7315.0173 | 98.4136 | 164.0375
1 | 4800 | 707 | 0.035 | 15 | 15 | 7 | 7.4989e-11 | 0 | CO2 | Porous | Wet | R245fa | MinimizeLCOE | IgnoreSilica | 146.2501 | 28.9826 | 3.9489 | 4 | 4266.3543 | 7091.4522 | 95.672 | 159.0241 | 119.3936 | 14.1598 | 13959214563.9898 | 7066076.2772 | 0 | 4911445.5883 | 0 | 0 | 0 | 2143313.9652 | 5507125.974 | 14328412.1174 | 9779435.6895 | 43735809.6115 | 3144235.0165 | 20509168.3242 | 20509168.3242 | 15798354.3283 | 8316321.2789 | 0 | 67389212.9522 | 112013056.8836 | 74989.4209 | 15.7955 | 4266.3543 | 7091.4522 | 95.672 | 159.0241
1 | 4800 | 707 | 0.035 | 15 | 15 | 7 | 1e-10 | 0 | CO2 | Porous | Wet | R245fa | MinimizeLCOE | IgnoreSilica | 149.166 | 29.6184 | 4.0545 | 4 | 4175.6069 | 6927.0966 | 93.637 | 155.3385 | 119.1599 | 14.0658 | 14011524193.9626 | 7148362.3178 | 0 | 4989629.1068 | 0 | 0 | 0 | 2089732.1344 | 5548812.188 | 14436871.0952 | 9853461.1705 | 44066868.0127 | 3144235.0165 | 20509168.3242 | 20509168.3242 | 15798354.3283 | 8316321.2789 | 0 | 67720271.3533 | 112344115.2847 | 100000 | 16.2181 | 4175.6069 | 6927.0966 | 93.637 | 155.3385
1 | 4800 | 707 | 0.035 | 15 | 15 | 7 | 1.3335e-10 | 0 | CO2 | Porous | Wet | R245fa | MinimizeLCOE | IgnoreSilica | 151.3929 | 30.1058 | 4.136 | 4 | 4107.665 | 6804.9227 | 92.1134 | 152.5987 | 118.976 | 13.9926 | 14046261731.1576 | 7210101.1769 | 0 | 5049132.1682 | 0 | 0 | 0 | 2045192.562 | 5578726.1038 | 14514700.9679 | 9906581.6579 | 44304434.6366 | 3144235.0165 | 20509168.3242 | 20509168.3242 | 15798354.3283 | 8316321.2789 | 0 | 67957837.9773 | 112581681.9086 | 133352.1432 | 16.5442 | 4107.665 | 6804.9227 | 92.1134 | 152.5987
1 | 4800 | 707 | 0.035 | 15 | 15 | 7 | 1.7783e-10 | 0 | CO2 | Porous | Wet | R245fa | MinimizeLCOE | IgnoreSilica | 153.0862 | 30.4775 | 4.1985 | 4 | 4056.776 | 6713.908 | 90.9722 | 150.5578 | 118.8329 | 13.9361 | 14067945138.3688 | 7256401.7906 | 0 | 5094259.7921 | 0 | 0 | 0 | 2009171.9339 | 5600335.0715 | 14570923.0694 | 9944954.3974 | 44476046.0549 | 3144235.0165 | 20509168.3242 | 20509168.3242 | 15798354.3283 | 8316321.2789 | 0 | 68129449.3956 | 112753293.3269 | 177827.941 | 16.794 | 4056.776 | 6713.908 | 90.9722 | 150.5578
1 | 4800 | 707 | 0.035 | 15 | 15 | 7 | 2.3714e-10 | 0 | CO2 | Porous | Wet | R245fa | MinimizeLCOE | IgnoreSilica | 154.3601 | 30.758 | 4.246 | 4 | 4018.6475 | 6646.0753 | 90.1172 | 149.0366 | 118.7234 | 13.8931 | 14087137690.0938 | 7290866.9389 | 0 | 5128145.4402 | 0 | 0 | 0 | 1980425.1826 | 5615780.6491 | 14611109.2939 | 9972382.3214 | 44598709.8261 | 3144235.0165 | 20509168.3242 | 20509168.3242 | 15798354.3283 | 8316321.2789 | 0 | 68252113.1668 | 112875957.0981 | 237137.3706 | 16.9839 | 4018.6475 | 6646.0753 | 90.1172 | 149.0366
1 | 4800 | 707 | 0.035 | 15 | 15 | 7 | 3.1623e-10 | 0 | CO2 | Porous | Wet | R245fa | MinimizeLCOE | IgnoreSilica | 155.3144 | 30.9686 | 4.2819 | 4 | 3990.073 | 6595.4692 | 89.4764 | 147.9018 | 118.6404 | 13.8607 | 14101797093.9669 | 7316477.5137 | 0 | 5153493.6226 | 0 | 0 | 0 | 1957794.8525 | 5626828.7357 | 14639854.1489 | 9992001.2755 | 44686450.1489 | 3144235.0165 | 20509168.3242 | 20509168.3242 | 15798354.3283 | 8316321.2789 | 0 | 68339853.4896 | 112963697.421 | 316227.766 | 17.1275 | 3990.073 | 6595.4692 | 89.4764 | 147.9018
1 | 4800 | 707 | 0.035 | 15 | 15 | 7 | 4.217e-10 | 0 | CO2 | Porous | Wet | R245fa | MinimizeLCOE | IgnoreSilica | 156.0527 | 31.1313 | 4.3093 | 4 | 3968.6547 | 6557.4683 | 88.9961 | 147.0496 | 118.5755 | 13.8354 | 14106900454.8291 | 7336166.3693 | 0 | 5173081.7917 | 0 | 0 | 0 | 1940653.1781 | 5635461.5223 | 14662314.8888 | 10007331.1921 | 44755008.9422 | 3144235.0165 | 20509168.3242 | 20509168.3242 | 15798354.3283 | 8316321.2789 | 0 | 68408412.2829 | 113032256.2143 | 421696.5034 | 17.2372 | 3968.6547 | 6557.4683 | 88.9961 | 147.0496
1 | 4800 | 707 | 0.035 | 15 | 15 | 7 | 5.6234e-10 | 0 | CO2 | Porous | Wet | R245fa | MinimizeLCOE | IgnoreSilica | 156.601 | 31.2525 | 4.3299 | 4 | 3952.5985 | 6529.0981 | 88.6361 | 146.4134 | 118.527 | 13.8165 | 14116728300.3115 | 7350718.1006 | 0 | 5187616.1853 | 0 | 0 | 0 | 1927343.3375 | 5641614.2731 | 14678323.0844 | 10018257.1145 | 44803872.0953 | 3144235.0165 | 20509168.3242 | 20509168.3242 | 15798354.3283 | 8316321.2789 | 0 | 68457275.4359 | 113081119.3673 | 562341.3252 | 17.3196 | 3952.5985 | 6529.0981 | 88.6361 | 146.4134
1 | 4800 | 707 | 0.035 | 15 | 15 | 7 | 7.4989e-10 | 0 | CO2 | Porous | Wet | R245fa | MinimizeLCOE | IgnoreSilica | 157.0077 | 31.3425 | 4.3453 | 4 | 3940.561 | 6507.9049 | 88.3661 | 145.9382 | 118.4908 | 13.8025 | 14118137459.4966 | 7361475.3651 | 0 | 5198392.2833 | 0 | 0 | 0 | 1917078.6743 | 5646009.0659 | 14689757.4337 | 10026061.2928 | 44838774.115 | 3144235.0165 | 20509168.3242 | 20509168.3242 | 15798354.3283 | 8316321.2789 | 0 | 68492177.4557 | 113116021.3871 | 749894.2093 | 17.3813 | 3940.561 | 6507.9049 | 88.3661 | 145.9382
1 | 4800 | 707 | 0.035 | 15 | 15 | 7 | 1e-09 | 0 | CO2 | Porous | Wet | R245fa | MinimizeLCOE | IgnoreSilica | 157.3218 | 31.4119 | 4.3571 | 4 | 3931.5356 | 6491.9613 | 88.1637 | 145.5807 | 118.4627 | 13.7916 | 14119839399.4119 | 7369760.5642 | 0 | 5206710.933 | 0 | 0 | 0 | 1909440.6998 | 5649505.7568 | 14698855.1062 | 10032270.6413 | 44866543.7012 | 3144235.0165 | 20509168.3242 | 20509168.3242 | 15798354.3283 | 8316321.2789 | 0 | 68519947.0418 | 113143790.9732 | 1000000 | 17.4283 | 3931.5356 | 6491.9613 | 88.1637 | 145.5807
1 | 4800 | 707 | 0.035 | 15 | 15 | 7 | 1.3335e-09 | 0 | CO2 | Porous | Wet | R245fa | MinimizeLCOE | IgnoreSilica | 157.5413 | 31.4608 | 4.3657 | 4 | 3924.7684 | 6480.1525 | 88.012 | 145.3158 | 118.4431 | 13.784 | 14125734843.8961 | 7375538.5066 | 0 | 5212521.3887 | 0 | 0 | 0 | 1903344.6318 | 5651647.7656 | 14704428.1736 | 10036074.3743 | 44883554.8406 | 3144235.0165 | 20509168.3242 | 20509168.3242 | 15798354.3283 | 8316321.2789 | 0 | 68536958.1812 | 113160802.1126 | 1333521.4322 | 17.4627 | 3924.7684 | 6480.1525 | 88.012 | 145.3158
1 | 4800 | 707 | 0.035 | 15 | 15 | 7 | 1.7783e-09 | 0 | CO2 | Porous | Wet | R245fa | MinimizeLCOE | IgnoreSilica | 157.7265 | 31.5016 | 4.3724 | 4 | 3919.6942 | 6471.1345 | 87.8982 | 145.1136 | 118.4264 | 13.7776 | 14124308947.8559 | 7380406.2691 | 0 | 5217423.4672 | 0 | 0 | 0 | 1899126.0651 | 5653812.7626 | 14710061.0518 | 10039918.9294 | 44900748.5453 | 3144235.0165 | 20509168.3242 | 20509168.3242 | 15798354.3283 | 8316321.2789 | 0 | 68554151.8859 | 113177995.8173 | 1778279.41 | 17.4897 | 3919.6942 | 6471.1345 | 87.8982 | 145.1136
1 | 4800 | 707 | 0.035 | 15 | 15 | 7 | 2.3714e-09 | 0 | CO2 | Porous | Wet | R245fa | MinimizeLCOE | IgnoreSilica | 157.8554 | 31.5302 | 4.3773 | 4 | 3915.8894 | 6464.4589 | 87.8129 | 144.9639 | 118.4148 | 13.7731 | 14126098089.8694 | 7383790.2761 | 0 | 5220834.401 | 0 | 0 | 0 | 1895753.5148 | 5655147.4949 | 14713533.7514 | 10042289.1182 | 44911348.5565 | 3144235.0165 | 20509168.3242 | 20509168.3242 | 15798354.3283 | 8316321.2789 | 0 | 68564751.8972 | 113188595.8285 | 2371373.7057 | 17.5094 | 3915.8894 | 6464.4589 | 87.8129 | 144.9639
1 | 4800 | 707 | 0.035 | 15 | 15 | 7 | 3.1623e-09 | 0 | CO2 | Porous | Wet | R245fa | MinimizeLCOE | IgnoreSilica | 157.946 | 31.5505 | 4.381 | 4 | 3913.0363 | 6459.5053 | 87.7489 | 144.8528 | 118.4067 | 13.7699 | 14128603168.1603 | 7386166.447 | 0 | 5223230.9402 | 0 | 0 | 0 | 1893098.6804 | 5655973.4664 | 14715682.7598 | 10043755.8606 | 44917908.1545 | 3144235.0165 | 20509168.3242 | 20509168.3242 | 15798354.3283 | 8316321.2789 | 0 | 68571311.4952 | 113195155.4265 | 3162277.6602 | 17.5238 | 3913.0363 | 6459.5053 | 87.7489 | 144.8528
1 | 4800 | 707 | 0.035 | 15 | 15 | 7 | 4.217e-09 | 0 | CO2 | Porous | Wet | R245fa | MinimizeLCOE | IgnoreSilica | 158.0166 | 31.5662 | 4.3837 | 4 | 3910.8968 | 6455.7703 | 87.7009 | 144.7691 | 118.4003 | 13.7675 | 14129427941.525 | 7388016.1862 | 0 | 5225097.5767 | 0 | 0 | 0 | 1891150.8945 | 5656663.2164 | 14717477.3479 | 10044980.7038 | 44923385.9255 | 3144235.0165 | 20509168.3242 | 20509168.3242 | 15798354.3283 | 8316321.2789 | 0 | 68576789.2661 | 113200633.1975 | 4216965.0343 | 17.5348 | 3910.8968 | 6455.7703 | 87.7009 | 144.7691
1 | 4800 | 707 | 0.035 | 15 | 15 | 7 | 5.6234e-09 | 0 | CO2 | Porous | Wet | R245fa | MinimizeLCOE | IgnoreSilica | 158.0749 | 31.579 | 4.3858 | 4 | 3909.2925 | 6452.9257 | 87.6649 | 144.7053 | 118.3951 | 13.7654 | 14130375465.5237 | 7389544.7607 | 0 | 5226640.9258 | 0 | 0 | 0 | 1889788.4265 | 5657329.9041 | 14719211.9325 | 10046164.5935 | 44928680.543 | 3144235.0165 | 20509168.3242 | 20509168.3242 | 15798354.3283 | 8316321.2789 | 0 | 68582083.8837 | 113205927.8151 | 5623413.2519 | 17.5433 | 3909.2925 | 6452.9257 | 87.6649 | 144.7053
1 | 4800 | 707 | 0.035 | 15 | 15 | 7 | 7.4989e-09 | 0 | CO2 | Porous | Wet | R245fa | MinimizeLCOE | IgnoreSilica | 158.1138 | 31.5877 | 4.3874 | 4 | 3908.0895 | 6450.8327 | 87.638 | 144.6584 | 118.3916 | 13.7641 | 14131484122.9192 | 7390563.5801 | 0 | 5227669.762 | 0 | 0 | 0 | 1888673.6225 | 5657693.7162 | 14720158.497 | 10046810.6432 | 44931569.8209 | 3144235.0165 | 20509168.3242 | 20509168.3242 | 15798354.3283 | 8316321.2789 | 0 | 68584973.1615 | 113208817.0929 | 7498942.0933 | 17.5495 | 3908.0895 | 6450.8327 | 87.638 | 144.6584
1 | 4800 | 707 | 0.035 | 15 | 15 | 7 | 1e-08 | 0 | CO2 | Porous | Wet | R245fa | MinimizeLCOE | IgnoreSilica | 158.1527 | 31.5961 | 4.3887 | 4 | 3907.1874 | 6449.1839 | 87.6177 | 144.6214 | 118.388 | 13.7627 | 14129551043.2708 | 7391581.7687 | 0 | 5228698.5475 | 0 | 0 | 0 | 1888018.6429 | 5658236.5941 | 14721570.9538 | 10047774.674 | 44935881.181 | 3144235.0165 | 20509168.3242 | 20509168.3242 | 15798354.3283 | 8316321.2789 | 0 | 68589284.5216 | 113213128.453 | 10000000 | 17.5546 | 3907.1874 | 6449.1839 | 87.6177 | 144.6214
1 | 4900 | 707 | 0.035 | 15 | 15 | 7 | 1e-13 | 0 | CO2 | Porous | Wet | R245fa | MinimizeLCOE | IgnoreSilica | 1.5216 | 0.02885 | 0.0031534 | 4 | 2029818.1829 | 5656540.4878 | 45518.1788 | 126846.5439 | 75.1424 | 13.961 | 43071727.0157 | 186113.3659 | 0 | 81034.0886 | 0 | 0 | 0 | 183152.0086 | 175616.7906 | 456918.8651 | 311856.5142 | 1394691.633 | 3144235.0165 | 21064010.0986 | 21064010.0986 | 16170054.3665 | 8511284.8276 | 0 | 25602936.748 | 71348286.0406 | 100 | 0.012613 | 2029818.1829 | 5656540.4878 | 45518.1788 | 126846.5439
1 | 4900 | 707 | 0.035 | 15 | 15 | 7 | 1.3335e-13 | 0 | CO2 | Porous | Wet | R245fa | MinimizeLCOE | IgnoreSilica | 2.2625 | 0.11766 | 0.010315 | 4 | 636729.3865 | 1745472.8047 | 14278.5015 | 39141.8029 | 86.3455 | 14.7779 | 254084413.7272 | 278746.4055 | 0 | 134552.9743 | 0 | 0 | 0 | 252581.8389 | 259693.6753 | 675669.6726 | 461158.4351 | 2062403.0016 | 3144235.0165 | 21064010.0986 | 21064010.0986 | 16170054.3665 | 8511284.8276 | 0 | 26270648.1167 | 72015997.4093 | 133.3521 | 0.041259 | 636729.3865 | 1745472.8047 | 14278.5015 | 39141.8029
1 | 4900 | 707 | 0.035 | 15 | 15 | 7 | 1.7783e-13 | 0 | CO2 | Porous | Wet | R245fa | MinimizeLCOE | IgnoreSilica | 3.1567 | 0.24899 | 0.021955 | 4 | 307615.2896 | 828517.7508 | 6898.198 | 18579.3089 | 94.8978 | 15.322 | 628403430.3262 | 384238.4347 | 0 | 196582.9979 | 0 | 0 | 0 | 325255.3553 | 353369.9473 | 919396.1167 | 627506.7413 | 2806349.5931 | 3144235.0165 | 21064010.0986 | 21064010.0986 | 16170054.3665 | 8511284.8276 | 0 | 27014594.7082 | 72759944.0008 | 177.8279 | 0.087819 | 307615.2896 | 828517.7508 | 6898.198 | 18579.3089
1 | 4900 | 707 | 0.035 | 15 | 15 | 7 | 2.3714e-13 | 0 | CO2 | Porous | Wet | R245fa | MinimizeLCOE | IgnoreSilica | 4.2823 | 0.43372 | 0.039273 | 4 | 177455.3975 | 468657.1903 | 3979.3941 | 10509.5234 | 101.7677 | 15.7145 | 1170932190.8327 | 507927.0123 | 0 | 270773.5413 | 0 | 0 | 0 | 405736.9689 | 461930.6338 | 1201848.7541 | 820286.4702 | 3668503.3807 | 3144235.0165 | 21064010.0986 | 21064010.0986 | 16170054.3665 | 8511284.8276 | 0 | 27876748.4957 | 73622097.7883 | 237.1374 | 0.15709 | 177455.3975 | 468657.1903 | 3979.3941 | 10509.5234
1 | 4900 | 707 | 0.035 | 15 | 15 | 7 | 3.1623e-13 | 0 | CO2 | Porous | Wet | R245fa | MinimizeLCOE | IgnoreSilica | 5.6971 | 0.68246 | 0.06383 | 4 | 113076.7957 | 292245.7028 | 2535.7196 | 6553.5388 | 107.2653 | 16.0021 | 1851597784.6819 | 651924.1841 | 0 | 359063.3086 | 0 | 0 | 0 | 494374.219 | 587091.0676 | 1527490.529 | 1042543.6728 | 4662486.9812 | 3144235.0165 | 21064010.0986 | 21064010.0986 | 16170054.3665 | 8511284.8276 | 0 | 28870732.0962 | 74616081.3888 | 316.2278 | 0.25532 | 113076.7957 | 292245.7028 | 2535.7196 | 6553.5388
1 | 4900 | 707 | 0.035 | 15 | 15 | 7 | 4.217e-13 | 0 | CO2 | Porous | Wet | R245fa | MinimizeLCOE | IgnoreSilica | 7.5996 | 1.0277 | 0.098201 | 4 | 76583.6228 | 193042.4823 | 1717.3691 | 4328.9307 | 111.8969 | 16.2268 | 2418795498.1462 | 830507.8445 | 0 | 461069.7976 | 0 | 0 | 0 | 604942.9591 | 739643.0345 | 1924399.454 | 1313442.1698 | 5874005.2595 | 3144235.0165 | 21064010.0986 | 21064010.0986 | 16170054.3665 | 8511284.8276 | 0 | 30082250.3745 | 75827599.6672 | 421.6965 | 0.3928 | 76583.6228 | 193042.4823 | 1717.3691 | 4328.9307
1 | 4900 | 707 | 0.035 | 15 | 15 | 7 | 5.6234e-13 | 0 | CO2 | Porous | Wet | R245fa | MinimizeLCOE | IgnoreSilica | 9.9554 | 1.4693 | 0.1449 | 4 | 54215.4259 | 133140.3849 | 1215.7677 | 2985.6407 | 115.4542 | 16.388 | 3180568099.8778 | 1034257.4011 | 0 | 572242.2812 | 0 | 0 | 0 | 723086.7871 | 908538.7231 | 2363831.3905 | 1613363.4959 | 7215320.0788 | 3144235.0165 | 21064010.0986 | 21064010.0986 | 16170054.3665 | 8511284.8276 | 0 | 31423565.1938 | 77168914.4865 | 562.3413 | 0.57961 | 54215.4259 | 133140.3849 | 1215.7677 | 2985.6407
1 | 4900 | 707 | 0.035 | 15 | 15 | 7 | 7.4989e-13 | 0 | CO2 | Porous | Wet | R245fa | MinimizeLCOE | IgnoreSilica | 12.9398 | 2.0388 | 0.20731 | 4 | 39777.5399 | 94942.3677 | 892.0017 | 2129.0595 | 118.2598 | 16.5064 | 4044952029.5996 | 1272557.1737 | 0 | 705790.1845 | 0 | 0 | 0 | 855524.2875 | 1105209.9418 | 2875529.5589 | 1962608.0102 | 8777219.1565 | 3144235.0165 | 21064010.0986 | 21064010.0986 | 16170054.3665 | 8511284.8276 | 0 | 32985464.2716 | 78730813.5642 | 749.8942 | 0.82925 | 39777.5399 | 94942.3677 | 892.0017 | 2129.0595
1 | 4900 | 707 | 0.035 | 15 | 15 | 7 | 1e-12 | 0 | CO2 | Porous | Wet | R245fa | MinimizeLCOE | IgnoreSilica | 16.7519 | 2.7739 | 0.28995 | 4 | 30028.737 | 69471.3396 | 673.3871 | 1557.8779 | 120.4784 | 16.5912 | 4924163646.3545 | 1553765.5393 | 0 | 867728.1155 | 0 | 0 | 0 | 1007010.2836 | 1337116.536 | 3478902.9463 | 2374422.7451 | 10618946.1657 | 3144235.0165 | 21064010.0986 | 21064010.0986 | 16170054.3665 | 8511284.8276 | 0 | 34827191.2808 | 80572540.5734 | 1000 | 1.1598 | 30028.737 | 69471.3396 | 673.3871 | 1557.8779
1 | 4900 | 707 | 0.035 | 15 | 15 | 7 | 1.3335e-12 | 0 | CO2 | Porous | Wet | R245fa | MinimizeLCOE | IgnoreSilica | 21.5413 | 3.7059 | 0.39808 | 4 | 23210.7448 | 51939.3844 | 520.4953 | 1164.7281 | 122.1924 | 16.6456 | 5904499946.1779 | 1880635.2628 | 0 | 1061082.4991 | 0 | 0 | 0 | 1175096.8861 | 1605557.7128 | 4177331.8234 | 2851114.8051 | 12750818.9893 | 3144235.0165 | 21064010.0986 | 21064010.0986 | 16170054.3665 | 8511284.8276 | 0 | 36959064.1044 | 82704413.397 | 1333.5214 | 1.5923 | 23210.7448 | 51939.3844 | 520.4953 | 1164.7281
1 | 4900 | 707 | 0.035 | 15 | 15 | 7 | 1.7783e-12 | 0 | CO2 | Porous | Wet | R245fa | MinimizeLCOE | IgnoreSilica | 27.5413 | 4.8813 | 0.53824 | 4 | 18312.3205 | 39559.9234 | 410.6493 | 887.1217 | 123.5001 | 16.671 | 6918965886.4953 | 2260089.1165 | 0 | 1291575.5038 | 0 | 0 | 0 | 1361573.1751 | 1916162.7402 | 4985462.391 | 3402680.5229 | 15217543.4495 | 3144235.0165 | 21064010.0986 | 21064010.0986 | 16170054.3665 | 8511284.8276 | 0 | 39425788.5645 | 85171137.8571 | 1778.2794 | 2.153 | 18312.3205 | 39559.9234 | 410.6493 | 887.1217
1 | 4900 | 707 | 0.035 | 15 | 15 | 7 | 2.3714e-12 | 0 | CO2 | Porous | Wet | R245fa | MinimizeLCOE | IgnoreSilica | 34.9419 | 6.3402 | 0.71731 | 4 | 14719.6285 | 30663.0393 | 330.0841 | 687.6112 | 124.4607 | 16.6651 | 7962585668.5688 | 2694346.9976 | 0 | 1562464.0479 | 0 | 0 | 0 | 1563115.5422 | 2269771.3692 | 5905479.5086 | 4030611.1101 | 18025788.5755 | 3144235.0165 | 21064010.0986 | 21064010.0986 | 16170054.3665 | 8511284.8276 | 0 | 42234033.6906 | 87979382.9832 | 2371.3737 | 2.8692 | 14719.6285 | 30663.0393 | 330.0841 | 687.6112
1 | 4900 | 707 | 0.035 | 15 | 15 | 7 | 3.1623e-12 | 0 | CO2 | Porous | Wet | R245fa | MinimizeLCOE | IgnoreSilica | 43.8996 | 8.1175 | 0.94178 | 4 | 12043.6242 | 24186.938 | 270.0753 | 542.3862 | 125.1189 | 16.6227 | 9015941765.282 | 3182617.8784 | 0 | 1875430.9494 | 0 | 0 | 0 | 1774314.234 | 2664621.5941 | 6932798.7988 | 4731777.635 | 21161561.0898 | 3144235.0165 | 21064010.0986 | 21064010.0986 | 16170054.3665 | 8511284.8276 | 0 | 45369806.2048 | 91115155.4974 | 3162.2777 | 3.7671 | 12043.6242 | 24186.938 | 270.0753 | 542.3862
1 | 4900 | 707 | 0.035 | 15 | 15 | 7 | 4.217e-12 | 0 | CO2 | Porous | Wet | R245fa | MinimizeLCOE | IgnoreSilica | 54.4527 | 10.226 | 1.2158 | 4 | 10028.9831 | 19435.3859 | 224.8975 | 435.8338 | 125.5024 | 16.5365 | 10029211074.0202 | 3717492.0618 | 0 | 2228167.5071 | 0 | 0 | 0 | 1985510.7137 | 3093156.4102 | 8047758.4858 | 5492760.5315 | 24564845.7101 | 3144235.0165 | 21064010.0986 | 21064010.0986 | 16170054.3665 | 8511284.8276 | 0 | 48773090.8252 | 94518440.1178 | 4216.965 | 4.8632 | 10028.9831 | 19435.3859 | 224.8975 | 435.8338
1 | 4900 | 707 | 0.035 | 15 | 15 | 7 | 5.6234e-12 | 0 | CO2 | Porous | Wet | R245fa | MinimizeLCOE | IgnoreSilica | 66.3887 | 12.6308 | 1.5379 | 4 | 8502.9744 | 15939.2648 | 190.6771 | 357.4341 | 125.6296 | 16.4001 | 10980090925.0548 | 4280561.1834 | 0 | 2611004.6007 | 0 | 0 | 0 | 2180650.6886 | 3538164.4244 | 9205578.0549 | 6282996.1782 | 28098955.1301 | 3144235.0165 | 21064010.0986 | 21064010.0986 | 16170054.3665 | 8511284.8276 | 0 | 52307200.2452 | 98052549.5378 | 5623.4133 | 6.1516 | 8502.9744 | 15939.2648 | 190.6771 | 357.4341
1 | 4900 | 707 | 0.035 | 15 | 15 | 7 | 7.4989e-12 | 0 | CO2 | Porous | Wet | R245fa | MinimizeLCOE | IgnoreSilica | 79.2197 | 15.2411 | 1.8986 | 4 | 7345.0519 | 13368.6476 | 164.711 | 299.7887 | 125.5236 | 16.2121 | 11831383938.2386 | 4844648.5666 | 0 | 3007454.4849 | 0 | 0 | 0 | 2341675.5005 | 3975573.6353 | 10343627.0967 | 7059738.0338 | 31572717.3177 | 3144235.0165 | 21064010.0986 | 21064010.0986 | 16170054.3665 | 8511284.8276 | 0 | 55780962.4327 | 101526311.7254 | 7498.9421 | 7.5944 | 7345.0519 | 13368.6476 | 164.711 | 299.7887
1 | 4900 | 707 | 0.035 | 15 | 15 | 7 | 1e-11 | 0 | CO2 | Porous | Wet | R245fa | MinimizeLCOE | IgnoreSilica | 92.2406 | 17.9192 | 2.2801 | 4 | 6467.9884 | 11483.7252 | 145.0431 | 257.5197 | 125.2218 | 15.9798 | 12544495788.5249 | 5379107.1524 | 0 | 3396801.4602 | 0 | 0 | 0 | 2454094.54 | 4379701.2295 | 11395084.199 | 7777379.1114 | 34782167.6926 | 3144235.0165 | 21064010.0986 | 21064010.0986 | 16170054.3665 | 8511284.8276 | 0 | 58990412.8077 | 104735762.1003 | 10000 | 9.1204 | 6467.9884 | 11483.7252 | 145.0431 | 257.5197
1 | 4900 | 707 | 0.035 | 15 | 15 | 7 | 1.3335e-11 | 0 | CO2 | Porous | Wet | R245fa | MinimizeLCOE | IgnoreSilica | 104.6307 | 20.4998 | 2.6593 | 4 | 5805.104 | 10105.5656 | 130.178 | 226.6148 | 124.776 | 15.7174 | 13119677207.9789 | 5854975.0402 | 0 | 3757159.007 | 0 | 0 | 0 | 2509073.8921 | 4727271.0963 | 12299389.696 | 8394586.1947 | 37542454.9263 | 3144235.0165 | 21064010.0986 | 21064010.0986 | 16170054.3665 | 8511284.8276 | 0 | 61750700.0413 | 107496049.3339 | 13335.2143 | 10.6373 | 5805.104 | 10105.5656 | 130.178 | 226.6148
1 | 4900 | 707 | 0.035 | 15 | 15 | 7 | 1.7783e-11 | 0 | CO2 | Porous | Wet | R245fa | MinimizeLCOE | IgnoreSilica | 115.7165 | 22.837 | 3.0133 | 4 | 5308.0254 | 9103.2923 | 119.0312 | 204.1391 | 124.2655 | 15.4547 | 13558514705.4876 | 6255810.4704 | 0 | 4072383.0528 | 0 | 0 | 0 | 2512466.475 | 5007857.3993 | 13029417.7001 | 8892845.3081 | 39770780.4055 | 3144235.0165 | 21064010.0986 | 21064010.0986 | 16170054.3665 | 8511284.8276 | 0 | 63979025.5205 | 109724374.8132 | 17782.7941 | 12.0533 | 5308.0254 | 9103.2923 | 119.0312 | 204.1391
1 | 4900 | 707 | 0.035 | 15 | 15 | 7 | 2.3714e-11 | 0 | CO2 | Porous | Wet | R245fa | MinimizeLCOE | IgnoreSilica | 125.1661 | 24.8536 | 3.3272 | 4 | 4935.6647 | 8372.9247 | 110.6811 | 187.7608 | 123.7459 | 15.2073 | 13880956537.9701 | 6579121.0609 | 0 | 4336322.8121 | 0 | 0 | 0 | 2476702.8822 | 5222937.2345 | 13589011.3125 | 9274779.4471 | 41478874.7494 | 3144235.0165 | 21064010.0986 | 21064010.0986 | 16170054.3665 | 8511284.8276 | 0 | 65687119.8644 | 111432469.1571 | 23713.7371 | 13.3087 | 4935.6647 | 8372.9247 | 110.6811 | 187.7608
1 | 4900 | 707 | 0.035 | 15 | 15 | 7 | 3.1623e-11 | 0 | CO2 | Porous | Wet | R245fa | MinimizeLCOE | IgnoreSilica | 132.9445 | 26.5315 | 3.5941 | 4 | 4657.226 | 7839.1637 | 104.4372 | 175.7913 | 123.2596 | 14.9872 | 14103570737.8813 | 6832664.7393 | 0 | 4550598.9453 | 0 | 0 | 0 | 2418218.6883 | 5382578.1254 | 14004364.1637 | 9558266.3026 | 42746690.9644 | 3144235.0165 | 21064010.0986 | 21064010.0986 | 16170054.3665 | 8511284.8276 | 0 | 66954936.0795 | 112700285.3721 | 31622.7766 | 14.3766 | 4657.226 | 7839.1637 | 104.4372 | 175.7913
1 | 4900 | 707 | 0.035 | 15 | 15 | 7 | 4.217e-11 | 0 | CO2 | Porous | Wet | R245fa | MinimizeLCOE | IgnoreSilica | 139.164 | 27.8858 | 3.8138 | 4 | 4449.1434 | 7447.844 | 99.771 | 167.0161 | 122.8321 | 14.8005 | 14260115145.6932 | 7027185.0247 | 0 | 4720128.7535 | 0 | 0 | 0 | 2350237.1585 | 5498044.8653 | 14304784.9356 | 9763309.6525 | 43663690.3902 | 3144235.0165 | 21064010.0986 | 21064010.0986 | 16170054.3665 | 8511284.8276 | 0 | 67871935.5052 | 113617284.7978 | 42169.6503 | 15.2551 | 4449.1434 | 7447.844 | 99.771 | 167.0161
1 | 4900 | 707 | 0.035 | 15 | 15 | 7 | 5.6234e-11 | 0 | CO2 | Porous | Wet | R245fa | MinimizeLCOE | IgnoreSilica | 144.0265 | 28.9534 | 3.9898 | 4 | 4293.616 | 7159.9896 | 96.2833 | 160.561 | 122.4734 | 14.6478 | 14361114958.0648 | 7174136.9863 | 0 | 4851614.4715 | 0 | 0 | 0 | 2282057.1604 | 5580045.3611 | 14518133.4048 | 9908924.3666 | 44314911.7507 | 3144235.0165 | 21064010.0986 | 21064010.0986 | 16170054.3665 | 8511284.8276 | 0 | 68523156.8657 | 114268506.1584 | 56234.1325 | 15.9593 | 4293.616 | 7159.9896 | 96.2833 | 160.561
1 | 4900 | 707 | 0.035 | 15 | 15 | 7 | 7.4989e-11 | 0 | CO2 | Porous | Wet | R245fa | MinimizeLCOE | IgnoreSilica | 147.4948 | 29.7288 | 4.1247 | 4 | 4176.4758 | 6949.092 | 93.6565 | 155.8317 | 122.1975 | 14.5316 | 5573717780.373 | 7275598.318 | 0 | 4944856.8153 | 0 | 0 | 0 | 2211478.9116 | 5628454.2775 | 14644083.4754 | 9994887.8778 | 44699359.6756 | 3144235.0165 | 21064010.0986 | 21064010.0986 | 16170054.3665 | 8511284.8276 | 0 | 68907604.7907 | 114652954.0833 | 74989.4209 | 16.499 | 4176.4758 | 6949.092 | 93.6565 | 155.8317
1 | 4900 | 707 | 0.035 | 15 | 15 | 7 | 1e-10 | 0 | CO2 | Porous | Wet | R245fa | MinimizeLCOE | IgnoreSilica | 150.6935 | 30.4314 | 4.2372 | 4 | 4089.5172 | 6788.5274 | 91.7064 | 152.2311 | 121.9394 | 14.4252 | 14477308296.5047 | 7367656.9507 | 0 | 5030463.362 | 0 | 0 | 0 | 2164689.3218 | 5679495.7574 | 14776882.9361 | 10085526.2385 | 45104714.5665 | 3144235.0165 | 21064010.0986 | 21064010.0986 | 16170054.3665 | 8511284.8276 | 0 | 69312959.6816 | 115058308.9742 | 100000 | 16.9489 | 4089.5172 | 6788.5274 | 91.7064 | 152.2311
1 | 4900 | 707 | 0.035 | 15 | 15 | 7 | 1.3335e-10 | 0 | CO2 | Porous | Wet | R245fa | MinimizeLCOE | IgnoreSilica | 152.8861 | 30.9204 | 4.3203 | 4 | 4024.4254 | 6671.5249 | 90.2468 | 149.6073 | 121.757 | 14.3509 | 14510713680.5315 | 7429610.255 | 0 | 5088933.7631 | 0 | 0 | 0 | 2119941.8631 | 5709009.4936 | 14853671.6236 | 10137936.0955 | 45339103.0939 | 3144235.0165 | 21064010.0986 | 21064010.0986 | 16170054.3665 | 8511284.8276 | 0 | 69547348.2089 | 115292697.5016 | 133352.1432 | 17.2813 | 4024.4254 | 6671.5249 | 90.2468 | 149.6073
1 | 4900 | 707 | 0.035 | 15 | 15 | 7 | 1.7783e-10 | 0 | CO2 | Porous | Wet | R245fa | MinimizeLCOE | IgnoreSilica | 154.5381 | 31.2902 | 4.3837 | 4 | 3975.6737 | 6584.4819 | 89.1535 | 147.6554 | 121.6164 | 14.294 | 14536837507.317 | 7475660.419 | 0 | 5132875.3733 | 0 | 0 | 0 | 2083524.5465 | 5729903.5321 | 14908033.6258 | 10175039.279 | 45505036.7757 | 3144235.0165 | 21064010.0986 | 21064010.0986 | 16170054.3665 | 8511284.8276 | 0 | 69713281.8908 | 115458631.1834 | 177827.941 | 17.535 | 3975.6737 | 6584.4819 | 89.1535 | 147.6554
1 | 4900 | 707 | 0.035 | 15 | 15 | 7 | 2.3714e-10 | 0 | CO2 | Porous | Wet | R245fa | MinimizeLCOE | IgnoreSilica | 155.7897 | 31.571 | 4.432 | 4 | 3939.1481 | 6519.5241 | 88.3344 | 146.1987 | 121.5081 | 14.2505 | 14554439395.1766 | 7510189.9144 | 0 | 5166105.6143 | 0 | 0 | 0 | 2054706.9187 | 5745090.9545 | 14947548.1834 | 10202008.7765 | 45625650.3618 | 3144235.0165 | 21064010.0986 | 21064010.0986 | 16170054.3665 | 8511284.8276 | 0 | 69833895.4768 | 115579244.7694 | 237137.3706 | 17.7282 | 3939.1481 | 6519.5241 | 88.3344 | 146.1987
1 | 4900 | 707 | 0.035 | 15 | 15 | 7 | 3.1623e-10 | 0 | CO2 | Porous | Wet | R245fa | MinimizeLCOE | IgnoreSilica | 156.7325 | 31.783 | 4.4686 | 4 | 3911.7757 | 6471.0153 | 87.7206 | 145.1109 | 121.4255 | 14.2174 | 14567328134.2699 | 7535992.8402 | 0 | 5191100.9479 | 0 | 0 | 0 | 2032152.2222 | 5756105.944 | 14976206.9267 | 10221568.9578 | 45713127.8389 | 3144235.0165 | 21064010.0986 | 21064010.0986 | 16170054.3665 | 8511284.8276 | 0 | 69921372.9539 | 115666722.2466 | 316227.766 | 17.8746 | 3911.7757 | 6471.0153 | 87.7206 | 145.1109
1 | 4900 | 707 | 0.035 | 15 | 15 | 7 | 4.217e-10 | 0 | CO2 | Porous | Wet | R245fa | MinimizeLCOE | IgnoreSilica | 157.4487 | 31.944 | 4.4964 | 4 | 3891.2592 | 6434.6956 | 87.2605 | 144.2965 | 121.3622 | 14.1922 | 14574783003.9185 | 7555476.258 | 0 | 5210069.9172 | 0 | 0 | 0 | 2014828.1009 | 5764345.9677 | 14997645.778 | 10236201.4143 | 45778567.436 | 3144235.0165 | 21064010.0986 | 21064010.0986 | 16170054.3665 | 8511284.8276 | 0 | 69986812.5511 | 115732161.8437 | 421696.5034 | 17.9856 | 3891.2592 | 6434.6956 | 87.2605 | 144.2965
1 | 4900 | 707 | 0.035 | 15 | 15 | 7 | 5.6234e-10 | 0 | CO2 | Porous | Wet | R245fa | MinimizeLCOE | IgnoreSilica | 157.9823 | 32.0643 | 4.5173 | 4 | 3875.8793 | 6407.5634 | 86.9156 | 143.688 | 121.3146 | 14.1733 | 14581647908.364 | 7569925.1466 | 0 | 5224191.1121 | 0 | 0 | 0 | 2001427.5366 | 5770262.0802 | 15013038.2891 | 10246707.1194 | 45825551.284 | 3144235.0165 | 21064010.0986 | 21064010.0986 | 16170054.3665 | 8511284.8276 | 0 | 70033796.399 | 115779145.6917 | 562341.3252 | 18.0691 | 3875.8793 | 6407.5634 | 86.9156 | 143.688
1 | 4900 | 707 | 0.035 | 15 | 15 | 7 | 7.4989e-10 | 0 | CO2 | Porous | Wet | R245fa | MinimizeLCOE | IgnoreSilica | 158.389 | 32.1559 | 4.5331 | 4 | 3864.3489 | 6387.2054 | 86.6571 | 143.2315 | 121.2782 | 14.1588 | 14585013474.486 | 7580899.8617 | 0 | 5234948.3238 | 0 | 0 | 0 | 1991312.74 | 5774792.7609 | 15024826.1911 | 10254752.6047 | 45861532.4822 | 3144235.0165 | 21064010.0986 | 21064010.0986 | 16170054.3665 | 8511284.8276 | 0 | 70069777.5973 | 115815126.8899 | 749894.2093 | 18.1324 | 3864.3489 | 6387.2054 | 86.6571 | 143.2315
1 | 4900 | 707 | 0.035 | 15 | 15 | 7 | 1e-09 | 0 | CO2 | Porous | Wet | R245fa | MinimizeLCOE | IgnoreSilica | 158.701 | 32.226 | 4.5451 | 4 | 3855.704 | 6371.9069 | 86.4632 | 142.8885 | 121.2502 | 14.1477 | 14584235071.7729 | 7589293.4781 | 0 | 5243194.2035 | 0 | 0 | 0 | 1983750.6775 | 5778332.96 | 15034037.0629 | 10261039.214 | 45889647.5961 | 3144235.0165 | 21064010.0986 | 21064010.0986 | 16170054.3665 | 8511284.8276 | 0 | 70097892.7111 | 115843242.0038 | 1000000 | 18.1803 | 3855.704 | 6371.9069 | 86.4632 | 142.8885
1 | 4900 | 707 | 0.035 | 15 | 15 | 7 | 1.3335e-09 | 0 | CO2 | Porous | Wet | R245fa | MinimizeLCOE | IgnoreSilica | 158.9297 | 32.2776 | 4.554 | 4 | 3849.2221 | 6360.49 | 86.3179 | 142.6324 | 121.2296 | 14.1395 | 14587572519.7885 | 7595436.6028 | 0 | 5249239.2365 | 0 | 0 | 0 | 1977916.6775 | 5780811.0815 | 15040484.6268 | 10265439.8088 | 45909328.0339 | 3144235.0165 | 21064010.0986 | 21064010.0986 | 16170054.3665 | 8511284.8276 | 0 | 70117573.149 | 115862922.4416 | 1333521.4322 | 18.216 | 3849.2221 | 6360.49 | 86.3179 | 142.6324
1 | 4900 | 707 | 0.035 | 15 | 15 | 7 | 1.7783e-09 | 0 | CO2 | Porous | Wet | R245fa | MinimizeLCOE | IgnoreSilica | 159.0929 | 32.3147 | 4.5606 | 4 | 3844.3619 | 6352.003 | 86.2089 | 142.4421 | 121.2148 | 14.1337 | 14591532717.9504 | 7599812.4436 | 0 | 5253550.2267 | 0 | 0 | 0 | 1973344.9992 | 5782415.9911 | 15044660.2723 | 10268289.7727 | 45922073.7056 | 3144235.0165 | 21064010.0986 | 21064010.0986 | 16170054.3665 | 8511284.8276 | 0 | 70130318.8206 | 115875668.1133 | 1778279.41 | 18.2424 | 3844.3619 | 6352.003 | 86.2089 | 142.4421
1 | 4900 | 707 | 0.035 | 15 | 15 | 7 | 2.3714e-09 | 0 | CO2 | Porous | Wet | R245fa | MinimizeLCOE | IgnoreSilica | 159.2197 | 32.3433 | 4.5656 | 4 | 3840.7175 | 6345.6065 | 86.1272 | 142.2987 | 121.2033 | 14.1291 | 14593193740.6526 | 7603211.0819 | 0 | 5256901.7018 | 0 | 0 | 0 | 1969983.9831 | 5783737.7391 | 15048099.1893 | 10270636.9042 | 45932570.5995 | 3144235.0165 | 21064010.0986 | 21064010.0986 | 16170054.3665 | 8511284.8276 | 0 | 70140815.7145 | 115886165.0072 | 2371373.7057 | 18.2624 | 3840.7175 | 6345.6065 | 86.1272 | 142.2987
1 | 4900 | 707 | 0.035 | 15 | 15 | 7 | 3.1623e-09 | 0 | CO2 | Porous | Wet | R245fa | MinimizeLCOE | IgnoreSilica | 159.3124 | 32.3643 | 4.5693 | 4 | 3837.9847 | 6340.8324 | 86.0659 | 142.1916 | 121.1949 | 14.1258 | 14595189231.5223 | 7605689.8687 | 0 | 5259347.6967 | 0 | 0 | 0 | 1967403.6375 | 5784652.0692 | 15050478.0887 | 10272260.5519 | 45939831.9128 | 3144235.0165 | 21064010.0986 | 21064010.0986 | 16170054.3665 | 8511284.8276 | 0 | 70148077.0278 | 115893426.3205 | 3162277.6602 | 18.2773 | 3837.9847 | 6340.8324 | 86.0659 | 142.1916
1 | 4900 | 707 | 0.035 | 15 | 15 | 7 | 4.217e-09 | 0 | CO2 | Porous | Wet | R245fa | MinimizeLCOE | IgnoreSilica | 159.3977 | 32.3833 | 4.5724 | 4 | 3835.9355 | 6337.1264 | 86.0199 | 142.1085 | 121.1872 | 14.1227 | 14596364106.9627 | 7607972.9946 | 0 | 5261602.4192 | 0 | 0 | 0 | 1965768.2053 | 5785784.0114 | 15053423.1703 | 10274270.6306 | 45948821.4314 | 3144235.0165 | 21064010.0986 | 21064010.0986 | 16170054.3665 | 8511284.8276 | 0 | 70157066.5465 | 115902415.8391 | 4216965.0343 | 18.2894 | 3835.9355 | 6337.1264 | 86.0199 | 142.1085
1 | 4900 | 707 | 0.035 | 15 | 15 | 7 | 5.6234e-09 | 0 | CO2 | Porous | Wet | R245fa | MinimizeLCOE | IgnoreSilica | 159.4366 | 32.3925 | 4.5743 | 4 | 3834.3989 | 6334.5486 | 85.9855 | 142.0507 | 121.1837 | 14.1213 | 14597012435.5931 | 7609013.3447 | 0 | 5262629.5422 | 0 | 0 | 0 | 1964055.8288 | 5785922.4992 | 15053783.4869 | 10274516.5541 | 45949921.256 | 3144235.0165 | 21064010.0986 | 21064010.0986 | 16170054.3665 | 8511284.8276 | 0 | 70158166.3711 | 115903515.6637 | 5623413.2519 | 18.297 | 3834.3989 | 6334.5486 | 85.9855 | 142.0507
1 | 4900 | 707 | 0.035 | 15 | 15 | 7 | 7.4989e-09 | 0 | CO2 | Porous | Wet | R245fa | MinimizeLCOE | IgnoreSilica | 159.4903 | 32.4043 | 4.576 | 4 | 3833.2466 | 6332.4201 | 85.9596 | 142.003 | 121.1788 | 14.1194 | 14592202181.5757 | 7610448.396 | 0 | 5264047.8678 | 0 | 0 | 0 | 1963240.6195 | 5786717.3845 | 15055851.6155 | 10275928.0944 | 45956233.9777 | 3144235.0165 | 21064010.0986 | 21064010.0986 | 16170054.3665 | 8511284.8276 | 0 | 70164479.0928 | 115909828.3854 | 7498942.0933 | 18.3042 | 3833.2466 | 6332.4201 | 85.9596 | 142.003
1 | 4900 | 707 | 0.035 | 15 | 15 | 7 | 1e-08 | 0 | CO2 | Porous | Wet | R245fa | MinimizeLCOE | IgnoreSilica | 159.5144 | 32.4099 | 4.5772 | 4 | 3832.3826 | 6330.9534 | 85.9402 | 141.9701 | 121.1766 | 14.1185 | 14595723193.8209 | 7611091.9064 | 0 | 5264683.6379 | 0 | 0 | 0 | 1962317.4624 | 5786856.2726 | 15056212.974 | 10276174.729 | 45957336.9823 | 3144235.0165 | 21064010.0986 | 21064010.0986 | 16170054.3665 | 8511284.8276 | 0 | 70165582.0974 | 115910931.39 | 10000000 | 18.3086 | 3832.3826 | 6330.9534 | 85.9402 | 141.9701
1 | 5000 | 707 | 0.035 | 15 | 15 | 7 | 1e-13 | 0 | CO2 | Porous | Wet | R245fa | MinimizeLCOE | IgnoreSilica | 1.58 | 0.03178 | 0.0033832 | 4 | 1938767.9926 | 5402947.4366 | 43476.4004 | 121159.7815 | 76.8153 | 14.3837 | 26490802.4766 | 195912.78 | 0 | 85068.0677 | 0 | 0 | 0 | 193095.9782 | 184889.9621 | 481045.7553 | 328323.6125 | 1468336.1558 | 3144235.0165 | 21624711.9638 | 21624711.9638 | 16547321.491 | 8708592.4126 | 0 | 26237283.1361 | 73117909.0035 | 100 | 0.013533 | 1938767.9926 | 5402947.4366 | 43476.4004 | 121159.7815
1 | 5000 | 707 | 0.035 | 15 | 15 | 7 | 1.3335e-13 | 0 | CO2 | Porous | Wet | R245fa | MinimizeLCOE | IgnoreSilica | 2.3331 | 0.12391 | 0.011039 | 4 | 609740.3858 | 1671491.6216 | 13673.2798 | 37482.7929 | 88.1194 | 15.2005 | 307017573.6561 | 291351.4976 | 0 | 139743.3062 | 0 | 0 | 0 | 264219.7516 | 271172.6766 | 705535.6794 | 481542.5985 | 2153565.5099 | 3144235.0165 | 21624711.9638 | 21624711.9638 | 16547321.491 | 8708592.4126 | 0 | 26922512.4902 | 73803138.3576 | 133.3521 | 0.044154 | 609740.3858 | 1671491.6216 | 13673.2798 | 37482.7929
1 | 5000 | 707 | 0.035 | 15 | 15 | 7 | 1.7783e-13 | 0 | CO2 | Porous | Wet | R245fa | MinimizeLCOE | IgnoreSilica | 3.254 | 0.26124 | 0.02347 | 4 | 295027.7563 | 794386.7186 | 6615.9256 | 17813.9289 | 96.9014 | 15.7541 | 743820264.4382 | 401510.8923 | 0 | 203950.0269 | 0 | 0 | 0 | 340130.1242 | 368780.5069 | 959491.2318 | 654872.4813 | 2928735.2634 | 3144235.0165 | 21624711.9638 | 21624711.9638 | 16547321.491 | 8708592.4126 | 0 | 27697682.2437 | 74578308.1111 | 177.8279 | 0.093882 | 295027.7563 | 794386.7186 | 6615.9256 | 17813.9289
1 | 5000 | 707 | 0.035 | 15 | 15 | 7 | 2.3714e-13 | 0 | CO2 | Porous | Wet | R245fa | MinimizeLCOE | IgnoreSilica | 4.4138 | 0.45455 | 0.041957 | 4 | 170394.6054 | 449735.0637 | 3821.0576 | 10085.1994 | 103.9621 | 16.1535 | 1263035865.8238 | 530763.0614 | 0 | 280786.5784 | 0 | 0 | 0 | 424293.2633 | 481978.7322 | 1254009.7938 | 855887.4516 | 3827718.8806 | 3144235.0165 | 21624711.9638 | 21624711.9638 | 16547321.491 | 8708592.4126 | 0 | 28596665.8609 | 75477291.7283 | 237.1374 | 0.16783 | 170394.6054 | 449735.0637 | 3821.0576 | 10085.1994
1 | 5000 | 707 | 0.035 | 15 | 15 | 7 | 3.1623e-13 | 0 | CO2 | Porous | Wet | R245fa | MinimizeLCOE | IgnoreSilica | 5.8823 | 0.71644 | 0.068181 | 4 | 108689.7928 | 280588.335 | 2437.3422 | 6292.1251 | 109.645 | 16.4477 | 1906595904.9497 | 682306.6507 | 0 | 372873.6254 | 0 | 0 | 0 | 518220.5266 | 613626.313 | 1596529.7944 | 1089664.3901 | 4873221.3002 | 3144235.0165 | 21624711.9638 | 21624711.9638 | 16547321.491 | 8708592.4126 | 0 | 29642168.2805 | 76522794.148 | 316.2278 | 0.27272 | 108689.7928 | 280588.335 | 2437.3422 | 6292.1251
1 | 5000 | 707 | 0.035 | 15 | 15 | 7 | 4.217e-13 | 0 | CO2 | Porous | Wet | R245fa | MinimizeLCOE | IgnoreSilica | 7.836 | 1.0769 | 0.10498 | 4 | 73541.833 | 185181.3166 | 1649.1577 | 4152.646 | 114.3789 | 16.6748 | 2553687763.0602 | 868243.5218 | 0 | 472505.1611 | 0 | 0 | 0 | 633058.3867 | 769784.7571 | 2002822.0335 | 1366967.1917 | 6113381.0519 | 3144235.0165 | 21624711.9638 | 21624711.9638 | 16547321.491 | 8708592.4126 | 0 | 30882328.0322 | 77762953.8997 | 421.6965 | 0.41993 | 73541.833 | 185181.3166 | 1649.1577 | 4152.646
1 | 5000 | 707 | 0.035 | 15 | 15 | 7 | 5.6234e-13 | 0 | CO2 | Porous | Wet | R245fa | MinimizeLCOE | IgnoreSilica | 10.2675 | 1.5399 | 0.15485 | 4 | 52115.1109 | 127802.428 | 1168.6687 | 2865.9383 | 118.0355 | 16.8386 | 3323044637.3217 | 1081512.5343 | 0 | 586549.3743 | 0 | 0 | 0 | 757017.2118 | 945780.8569 | 2460727.7834 | 1679497.2751 | 7511085.0358 | 3144235.0165 | 21624711.9638 | 21624711.9638 | 16547321.491 | 8708592.4126 | 0 | 32280032.0161 | 79160657.8835 | 562.3413 | 0.6194 | 52115.1109 | 127802.428 | 1168.6687 | 2865.9383
1 | 5000 | 707 | 0.035 | 15 | 15 | 7 | 7.4989e-13 | 0 | CO2 | Porous | Wet | R245fa | MinimizeLCOE | IgnoreSilica | 13.342 | 2.1361 | 0.22141 | 4 | 38280.7908 | 91214.7192 | 858.4374 | 2045.4679 | 120.9131 | 16.9583 | 4199068071.5296 | 1330397.7023 | 0 | 723282.1875 | 0 | 0 | 0 | 895453.0989 | 1150161.8656 | 2992485.2436 | 2042432.6682 | 9134212.766 | 3144235.0165 | 21624711.9638 | 21624711.9638 | 16547321.491 | 8708592.4126 | 0 | 33903159.7463 | 80783785.6138 | 749.8942 | 0.88564 | 38280.7908 | 91214.7192 | 858.4374 | 2045.4679
1 | 5000 | 707 | 0.035 | 15 | 15 | 7 | 1e-12 | 0 | CO2 | Porous | Wet | R245fa | MinimizeLCOE | IgnoreSilica | 17.2512 | 2.9026 | 0.30941 | 4 | 28930.7296 | 66809.2187 | 648.7646 | 1498.1805 | 123.1806 | 17.0434 | 5152933411.8468 | 1622834.0895 | 0 | 888359.4972 | 0 | 0 | 0 | 1052418.4877 | 1389808.709 | 3615997.1719 | 2467992.3711 | 11037410.3265 | 3144235.0165 | 21624711.9638 | 21624711.9638 | 16547321.491 | 8708592.4126 | 0 | 35806357.3068 | 82686983.1742 | 1000 | 1.2377 | 28930.7296 | 66809.2187 | 648.7646 | 1498.1805
1 | 5000 | 707 | 0.035 | 15 | 15 | 7 | 1.3335e-12 | 0 | CO2 | Porous | Wet | R245fa | MinimizeLCOE | IgnoreSilica | 22.1675 | 3.8752 | 0.42452 | 4 | 22385.8294 | 49994.0601 | 501.9968 | 1121.1046 | 124.9366 | 17.0974 | 6179898104.6044 | 1963174.8313 | 0 | 1085688.734 | 0 | 0 | 0 | 1227083.2408 | 1667619.2544 | 4338803.2241 | 2961322.354 | 13243691.6386 | 3144235.0165 | 21624711.9638 | 21624711.9638 | 16547321.491 | 8708592.4126 | 0 | 38012638.6189 | 84893264.4863 | 1333.5214 | 1.6981 | 22385.8294 | 49994.0601 | 501.9968 | 1121.1046
1 | 5000 | 707 | 0.035 | 15 | 15 | 7 | 1.7783e-12 | 0 | CO2 | Porous | Wet | R245fa | MinimizeLCOE | IgnoreSilica | 28.3307 | 5.1025 | 0.57364 | 4 | 17680.0964 | 38111.3269 | 396.4719 | 854.6372 | 126.2775 | 17.1213 | 7227812331.7817 | 2358585.8977 | 0 | 1321106.9413 | 0 | 0 | 0 | 1421292.278 | 1989384.1956 | 5175969.5982 | 3532705.6063 | 15799044.517 | 3144235.0165 | 21624711.9638 | 21624711.9638 | 16547321.491 | 8708592.4126 | 0 | 40567991.4974 | 87448617.3648 | 1778.2794 | 2.2946 | 17680.0964 | 38111.3269 | 396.4719 | 854.6372
1 | 5000 | 707 | 0.035 | 15 | 15 | 7 | 2.3714e-12 | 0 | CO2 | Porous | Wet | R245fa | MinimizeLCOE | IgnoreSilica | 35.9166 | 6.6231 | 0.76388 | 4 | 14226.6323 | 29569.6061 | 319.0288 | 663.0912 | 127.2603 | 17.1124 | 8327065763.2904 | 2810189.3947 | 0 | 1597232.3958 | 0 | 0 | 0 | 1630406.3879 | 2354752.9896 | 6126584.2527 | 4181519.6412 | 18700685.0618 | 3144235.0165 | 21624711.9638 | 21624711.9638 | 16547321.491 | 8708592.4126 | 0 | 43469632.0422 | 90350257.9096 | 2371.3737 | 3.0555 | 14226.6323 | 29569.6061 | 319.0288 | 663.0912
1 | 5000 | 707 | 0.035 | 15 | 15 | 7 | 3.1623e-12 | 0 | CO2 | Porous | Wet | R245fa | MinimizeLCOE | IgnoreSilica | 45.0781 | 8.4717 | 1.0019 | 4 | 11653.1997 | 23351.1389 | 261.3202 | 523.6436 | 127.9315 | 17.0651 | 9402547649.149 | 3316894.0623 | 0 | 1915599.4441 | 0 | 0 | 0 | 1848741.7405 | 2761681.7463 | 7185329.405 | 4904134.9627 | 21932381.3609 | 3144235.0165 | 21624711.9638 | 21624711.9638 | 16547321.491 | 8708592.4126 | 0 | 46701328.3412 | 93581954.2086 | 3162.2777 | 4.0076 | 11653.1997 | 23351.1389 | 261.3202 | 523.6436
1 | 5000 | 707 | 0.035 | 15 | 15 | 7 | 4.217e-12 | 0 | CO2 | Porous | Wet | R245fa | MinimizeLCOE | IgnoreSilica | 55.846 | 10.6601 | 1.2918 | 4 | 9715.3327 | 18788.3525 | 217.864 | 421.3242 | 128.3201 | 16.9718 | 10446440219.083 | 3870713.8346 | 0 | 2273662.4025 | 0 | 0 | 0 | 2066295.6802 | 3202162.0477 | 8331368.7945 | 5686330.3947 | 25430533.1542 | 3144235.0165 | 21624711.9638 | 21624711.9638 | 16547321.491 | 8708592.4126 | 0 | 50199480.1345 | 97080106.0019 | 4216.965 | 5.167 | 9715.3327 | 18788.3525 | 217.864 | 421.3242
1 | 5000 | 707 | 0.035 | 15 | 15 | 7 | 5.6234e-12 | 0 | CO2 | Porous | Wet | R245fa | MinimizeLCOE | IgnoreSilica | 67.9823 | 13.1478 | 1.6313 | 4 | 8247.4975 | 15431.9291 | 184.9481 | 346.0573 | 128.4455 | 16.8259 | 11424063678.857 | 4451729.8436 | 0 | 2661025.1337 | 0 | 0 | 0 | 2266041.4203 | 3657730.5951 | 9516664.7047 | 6495319.2089 | 29048510.9063 | 3144235.0165 | 21624711.9638 | 21624711.9638 | 16547321.491 | 8708592.4126 | 0 | 53817457.8867 | 100698083.7541 | 5623.4133 | 6.5253 | 8247.4975 | 15431.9291 | 184.9481 | 346.0573
1 | 5000 | 707 | 0.035 | 15 | 15 | 7 | 7.4989e-12 | 0 | CO2 | Porous | Wet | R245fa | MinimizeLCOE | IgnoreSilica | 80.9862 | 15.8398 | 2.0101 | 4 | 7134.0064 | 12964.5832 | 159.9784 | 290.7276 | 128.3325 | 16.6265 | 12294084555.6741 | 5031937.9544 | 0 | 3060983.6605 | 0 | 0 | 0 | 2429909.2463 | 4103904.0359 | 10677516.4749 | 7287624.3952 | 32591875.7673 | 3144235.0165 | 21624711.9638 | 21624711.9638 | 16547321.491 | 8708592.4126 | 0 | 57360822.7476 | 104241448.615 | 7498.9421 | 8.0405 | 7134.0064 | 12964.5832 | 159.9784 | 290.7276
1 | 5000 | 707 | 0.035 | 15 | 15 | 7 | 1e-11 | 0 | CO2 | Porous | Wet | R245fa | MinimizeLCOE | IgnoreSilica | 94.0823 | 18.5822 | 2.4084 | 4 | 6290.9735 | 11157.3871 | 141.0736 | 250.2017 | 128.0222 | 16.3826 | 13020386663.4488 | 5577589.6956 | 0 | 3450948.7016 | 0 | 0 | 0 | 2541449.3884 | 4512295.2364 | 11740066.6061 | 8012836.6929 | 35835186.3211 | 3144235.0165 | 21624711.9638 | 21624711.9638 | 16547321.491 | 8708592.4126 | 0 | 60604133.3015 | 107484759.1689 | 10000 | 9.6335 | 6290.9735 | 11157.3871 | 141.0736 | 250.2017
1 | 5000 | 707 | 0.035 | 15 | 15 | 7 | 1.3335e-11 | 0 | CO2 | Porous | Wet | R245fa | MinimizeLCOE | IgnoreSilica | 106.4935 | 21.2145 | 2.8024 | 4 | 5654.145 | 9836.3149 | 126.7928 | 220.577 | 127.5685 | 16.1093 | 13603101514.7233 | 6061605.8632 | 0 | 3810578.1808 | 0 | 0 | 0 | 2594342.4993 | 4861945.3519 | 12649784.4835 | 8633737.8371 | 38611994.2157 | 3144235.0165 | 21624711.9638 | 21624711.9638 | 16547321.491 | 8708592.4126 | 0 | 63380941.196 | 110261567.0635 | 13335.2143 | 11.2096 | 5654.145 | 9836.3149 | 126.7928 | 220.577
1 | 5000 | 707 | 0.035 | 15 | 15 | 7 | 1.7783e-11 | 0 | CO2 | Porous | Wet | R245fa | MinimizeLCOE | IgnoreSilica | 117.5607 | 23.5906 | 3.1687 | 4 | 5176.8331 | 8875.6184 | 116.0892 | 199.0336 | 127.052 | 15.8369 | 14041251168.2017 | 6468069.202 | 0 | 4124223.3686 | 0 | 0 | 0 | 2595307.8997 | 5143164.1834 | 13381458.1973 | 9133120.1811 | 40845343.0321 | 3144235.0165 | 21624711.9638 | 21624711.9638 | 16547321.491 | 8708592.4126 | 0 | 65614290.0125 | 112494915.8799 | 17782.7941 | 12.6746 | 5176.8331 | 8875.6184 | 116.0892 | 199.0336
1 | 5000 | 707 | 0.035 | 15 | 15 | 7 | 2.3714e-11 | 0 | CO2 | Porous | Wet | R245fa | MinimizeLCOE | IgnoreSilica | 126.9734 | 25.6362 | 3.4923 | 4 | 4819.4163 | 8175.4622 | 108.0742 | 183.3328 | 126.5282 | 15.5815 | 14356790054.8187 | 6795304.2302 | 0 | 4386342.8331 | 0 | 0 | 0 | 2557463.2688 | 5358253.0295 | 13941075.2539 | 9515070.3212 | 42553508.9367 | 3144235.0165 | 21624711.9638 | 21624711.9638 | 16547321.491 | 8708592.4126 | 0 | 67322455.917 | 114203081.7844 | 23713.7371 | 13.969 | 4819.4163 | 8175.4622 | 108.0742 | 183.3328
1 | 5000 | 707 | 0.035 | 15 | 15 | 7 | 3.1623e-11 | 0 | CO2 | Porous | Wet | R245fa | MinimizeLCOE | IgnoreSilica | 134.6696 | 27.3276 | 3.7662 | 4 | 4552.2248 | 7664.167 | 102.0825 | 171.8671 | 126.0419 | 15.3561 | 14580884952.8455 | 7050321.6962 | 0 | 4597777.2659 | 0 | 0 | 0 | 2496424.2678 | 5516364.0596 | 14352447.7213 | 9795840.4831 | 43809175.494 | 3144235.0165 | 21624711.9638 | 21624711.9638 | 16547321.491 | 8708592.4126 | 0 | 68578122.4743 | 115458748.3417 | 31622.7766 | 15.0647 | 4552.2248 | 7664.167 | 102.0825 | 171.8671
1 | 5000 | 707 | 0.035 | 15 | 15 | 7 | 4.217e-11 | 0 | CO2 | Porous | Wet | R245fa | MinimizeLCOE | IgnoreSilica | 140.8056 | 28.6891 | 3.9909 | 4 | 4352.584 | 7289.3099 | 97.6056 | 163.461 | 125.6162 | 15.1657 | 14734140984.68 | 7245517.9046 | 0 | 4764619.421 | 0 | 0 | 0 | 2426467.4618 | 5630275.8671 | 14648822.8778 | 9998122.6173 | 44713826.1495 | 3144235.0165 | 21624711.9638 | 21624711.9638 | 16547321.491 | 8708592.4126 | 0 | 69482773.1298 | 116363398.9972 | 42169.6503 | 15.9636 | 4352.584 | 7289.3099 | 97.6056 | 163.461
1 | 5000 | 707 | 0.035 | 15 | 15 | 7 | 5.6234e-11 | 0 | CO2 | Porous | Wet | R245fa | MinimizeLCOE | IgnoreSilica | 145.6117 | 29.764 | 4.1709 | 4 | 4203.385 | 7013.3497 | 94.2599 | 157.2727 | 125.2586 | 15.0098 | 14836177667.2913 | 7393325.9694 | 0 | 4894285.8723 | 0 | 0 | 0 | 2357328.4589 | 5711526.7172 | 14860220.923 | 10142406.1269 | 45359094.0677 | 3144235.0165 | 21624711.9638 | 21624711.9638 | 16547321.491 | 8708592.4126 | 0 | 70128041.048 | 117008666.9154 | 56234.1325 | 16.6837 | 4203.385 | 7013.3497 | 94.2599 | 157.2727
1 | 5000 | 707 | 0.035 | 15 | 15 | 7 | 7.4989e-11 | 0 | CO2 | Porous | Wet | R245fa | MinimizeLCOE | IgnoreSilica | 149.3124 | 30.5973 | 4.3124 | 4 | 4091.824 | 6809.5873 | 91.7582 | 152.7033 | 124.9686 | 14.8858 | 14908093807.6055 | 7504061.0963 | 0 | 4993544.3677 | 0 | 0 | 0 | 2294152.2693 | 5768785.516 | 15009196.572 | 10244085.0685 | 45813824.8898 | 3144235.0165 | 21624711.9638 | 21624711.9638 | 16547321.491 | 8708592.4126 | 0 | 70582771.8702 | 117463397.7376 | 74989.4209 | 17.2497 | 4091.824 | 6809.5873 | 91.7582 | 152.7033
1 | 5000 | 707 | 0.035 | 15 | 15 | 7 | 1e-10 | 0 | CO2 | Porous | Wet | R245fa | MinimizeLCOE | IgnoreSilica | 152.1823 | 31.2478 | 4.4233 | 4 | 4007.6066 | 6657.2584 | 89.8696 | 149.2874 | 124.7283 | 14.7835 | 14949024584.851 | 7587501.3266 | 0 | 5070182.8802 | 0 | 0 | 0 | 2238785.9501 | 5809623.3612 | 15115448.2683 | 10316604.0345 | 46138145.8209 | 3144235.0165 | 21624711.9638 | 21624711.9638 | 16547321.491 | 8708592.4126 | 0 | 70907092.8012 | 117787718.6686 | 100000 | 17.6931 | 4007.6066 | 6657.2584 | 89.8696 | 149.2874
1 | 5000 | 707 | 0.035 | 15 | 15 | 7 | 1.3335e-10 | 0 | CO2 | Porous | Wet | R245fa | MinimizeLCOE | IgnoreSilica | 154.3406 | 31.7382 | 4.5079 | 4 | 3945.1763 | 6545.083 | 88.4696 | 146.7719 | 124.5474 | 14.7081 | 14981354019.4702 | 7649627.7288 | 0 | 5127628.5504 | 0 | 0 | 0 | 2193788.4151 | 5838707.4308 | 15191119.0513 | 10368250.8988 | 46369122.0752 | 3144235.0165 | 21624711.9638 | 21624711.9638 | 16547321.491 | 8708592.4126 | 0 | 71138069.0555 | 118018694.9229 | 133352.1432 | 18.0317 | 3945.1763 | 6545.083 | 88.4696 | 146.7719
1 | 5000 | 707 | 0.035 | 15 | 15 | 7 | 1.7783e-10 | 0 | CO2 | Porous | Wet | R245fa | MinimizeLCOE | IgnoreSilica | 155.9749 | 32.1107 | 4.5726 | 4 | 3898.4201 | 6461.5503 | 87.4211 | 144.8987 | 124.4074 | 14.6501 | 15004033505.4366 | 7696047.2036 | 0 | 5171018.6603 | 0 | 0 | 0 | 2157418.7324 | 5859548.9926 | 15245344.52 | 10405260.8954 | 46534639.0043 | 3144235.0165 | 21624711.9638 | 21624711.9638 | 16547321.491 | 8708592.4126 | 0 | 71303585.9847 | 118184211.8521 | 177827.941 | 18.2904 | 3898.4201 | 6461.5503 | 87.4211 | 144.8987
1 | 5000 | 707 | 0.035 | 15 | 15 | 7 | 2.3714e-10 | 0 | CO2 | Porous | Wet | R245fa | MinimizeLCOE | IgnoreSilica | 157.2124 | 32.3934 | 4.6218 | 4 | 3863.3909 | 6399.2136 | 86.6356 | 143.5008 | 124.2997 | 14.6058 | 15019098277.9225 | 7730836.7623 | 0 | 5203812.6878 | 0 | 0 | 0 | 2128659.2456 | 5874690.3913 | 15284739.3336 | 10432148.6651 | 46654887.0858 | 3144235.0165 | 21624711.9638 | 21624711.9638 | 16547321.491 | 8708592.4126 | 0 | 71423834.0661 | 118304459.9335 | 237137.3706 | 18.4873 | 3863.3909 | 6399.2136 | 86.6356 | 143.5008
1 | 5000 | 707 | 0.035 | 15 | 15 | 7 | 3.1623e-10 | 0 | CO2 | Porous | Wet | R245fa | MinimizeLCOE | IgnoreSilica | 158.1332 | 32.6045 | 4.659 | 4 | 3837.1407 | 6352.7506 | 86.0469 | 142.4589 | 124.2185 | 14.5725 | 15033349694.0191 | 7756525.6181 | 0 | 5228184.1611 | 0 | 0 | 0 | 2105943.4172 | 5885354.7466 | 15312485.7983 | 10451086.1975 | 46739579.9386 | 3144235.0165 | 21624711.9638 | 21624711.9638 | 16547321.491 | 8708592.4126 | 0 | 71508526.9189 | 118389152.7863 | 316227.766 | 18.6359 | 3837.1407 | 6352.7506 | 86.0469 | 142.4589
1 | 5000 | 707 | 0.035 | 15 | 15 | 7 | 4.217e-10 | 0 | CO2 | Porous | Wet | R245fa | MinimizeLCOE | IgnoreSilica | 158.8371 | 32.7657 | 4.6872 | 4 | 3817.4657 | 6317.9261 | 85.6057 | 141.678 | 124.1558 | 14.5469 | 15040520400.8354 | 7776042.7472 | 0 | 5246792.0645 | 0 | 0 | 0 | 2088599.8 | 5893459.4985 | 15333572.7005 | 10465478.4415 | 46803945.2521 | 3144235.0165 | 21624711.9638 | 21624711.9638 | 16547321.491 | 8708592.4126 | 0 | 71572892.2324 | 118453518.0999 | 421696.5034 | 18.7488 | 3817.4657 | 6317.9261 | 85.6057 | 141.678
1 | 5000 | 707 | 0.035 | 15 | 15 | 7 | 5.6234e-10 | 0 | CO2 | Porous | Wet | R245fa | MinimizeLCOE | IgnoreSilica | 159.3707 | 32.888 | 4.7086 | 4 | 3802.717 | 6291.8363 | 85.275 | 141.0929 | 124.108 | 14.5275 | 15044393421.657 | 7790771.9583 | 0 | 5260888.5275 | 0 | 0 | 0 | 2075377.4839 | 5899544.8082 | 15349405.4279 | 10476284.6033 | 46852272.8092 | 3144235.0165 | 21624711.9638 | 21624711.9638 | 16547321.491 | 8708592.4126 | 0 | 71621219.7896 | 118501845.657 | 562341.3252 | 18.8342 | 3802.717 | 6291.8363 | 85.275 | 141.0929
1 | 5000 | 707 | 0.035 | 15 | 15 | 7 | 7.4989e-10 | 0 | CO2 | Porous | Wet | R245fa | MinimizeLCOE | IgnoreSilica | 159.7534 | 32.9762 | 4.7244 | 4 | 3791.6601 | 6272.4501 | 85.0271 | 140.6582 | 124.0736 | 14.5134 | 15052681989.1925 | 7801299.1189 | 0 | 5270991.394 | 0 | 0 | 0 | 2064923.8401 | 5903513.5977 | 15359731.4041 | 10483332.2942 | 46883791.6491 | 3144235.0165 | 21624711.9638 | 21624711.9638 | 16547321.491 | 8708592.4126 | 0 | 71652738.6295 | 118533364.4969 | 749894.2093 | 18.8975 | 3791.6601 | 6272.4501 | 85.0271 | 140.6582
1 | 5000 | 707 | 0.035 | 15 | 15 | 7 | 1e-09 | 0 | CO2 | Porous | Wet | R245fa | MinimizeLCOE | IgnoreSilica | 160.048 | 33.044 | 4.7364 | 4 | 3783.3702 | 6257.873 | 84.8412 | 140.3313 | 124.0469 | 14.5026 | 15056651356.8217 | 7809385.1793 | 0 | 5278768.1293 | 0 | 0 | 0 | 2057131.9445 | 5906661.2487 | 15367920.9463 | 10488921.825 | 46908789.2731 | 3144235.0165 | 21624711.9638 | 21624711.9638 | 16547321.491 | 8708592.4126 | 0 | 71677736.2534 | 118558362.1208 | 1000000 | 18.9455 | 3783.3702 | 6257.873 | 84.8412 | 140.3313
1 | 5000 | 707 | 0.035 | 15 | 15 | 7 | 1.3335e-09 | 0 | CO2 | Porous | Wet | R245fa | MinimizeLCOE | IgnoreSilica | 160.2797 | 33.0971 | 4.7455 | 4 | 3777.1545 | 6246.87 | 84.7018 | 140.0845 | 124.0259 | 14.4941 | 15055045911.1597 | 7815730.3052 | 0 | 5284880.8994 | 0 | 0 | 0 | 2051440.0035 | 5909299.9712 | 15374786.3609 | 10493607.6116 | 46929745.1518 | 3144235.0165 | 21624711.9638 | 21624711.9638 | 16547321.491 | 8708592.4126 | 0 | 71698692.1321 | 118579317.9995 | 1333521.4322 | 18.9822 | 3777.1545 | 6246.87 | 84.7018 | 140.0845
1 | 5000 | 707 | 0.035 | 15 | 15 | 7 | 1.7783e-09 | 0 | CO2 | Porous | Wet | R245fa | MinimizeLCOE | IgnoreSilica | 160.4501 | 33.1362 | 4.7524 | 4 | 3772.494 | 6238.6524 | 84.5973 | 139.9003 | 124.0104 | 14.4878 | 15057309097.422 | 7820389.8369 | 0 | 5289375.3452 | 0 | 0 | 0 | 2047070.5084 | 5911165.9193 | 15379641.1752 | 10496921.1221 | 46944563.907 | 3144235.0165 | 21624711.9638 | 21624711.9638 | 16547321.491 | 8708592.4126 | 0 | 71713510.8874 | 118594136.7548 | 1778279.41 | 19.0096 | 3772.494 | 6238.6524 | 84.5973 | 139.9003
1 | 5000 | 707 | 0.035 | 15 | 15 | 7 | 2.3714e-09 | 0 | CO2 | Porous | Wet | R245fa | MinimizeLCOE | IgnoreSilica | 160.5692 | 33.1638 | 4.7574 | 4 | 3768.9993 | 6232.5616 | 84.5189 | 139.7637 | 123.9996 | 14.4834 | 15060583617.1741 | 7823643.7288 | 0 | 5292516.5256 | 0 | 0 | 0 | 2043603.623 | 5912307.9122 | 15382612.4064 | 10498949.0485 | 46953633.2445 | 3144235.0165 | 21624711.9638 | 21624711.9638 | 16547321.491 | 8708592.4126 | 0 | 71722580.2248 | 118603206.0922 | 2371373.7057 | 19.0296 | 3768.9993 | 6232.5616 | 84.5189 | 139.7637
1 | 5000 | 707 | 0.035 | 15 | 15 | 7 | 3.1623e-09 | 0 | CO2 | Porous | Wet | R245fa | MinimizeLCOE | IgnoreSilica | 160.6741 | 33.1876 | 4.7614 | 4 | 3766.3789 | 6227.8756 | 84.4601 | 139.6586 | 123.99 | 14.4796 | 15058375463.3263 | 7826504.2823 | 0 | 5295280.4698 | 0 | 0 | 0 | 2041297.7945 | 5913602.1932 | 15385979.86 | 10501247.4047 | 46963912.0045 | 3144235.0165 | 21624711.9638 | 21624711.9638 | 16547321.491 | 8708592.4126 | 0 | 71732858.9848 | 118613484.8522 | 3162277.6602 | 19.0456 | 3766.3789 | 6227.8756 | 84.4601 | 139.6586
1 | 5000 | 707 | 0.035 | 15 | 15 | 7 | 4.217e-09 | 0 | CO2 | Porous | Wet | R245fa | MinimizeLCOE | IgnoreSilica | 160.7324 | 33.2014 | 4.7641 | 4 | 3764.4139 | 6224.5206 | 84.4161 | 139.5834 | 123.9847 | 14.4774 | 15062833412.439 | 7828096.0565 | 0 | 5296818.6804 | 0 | 0 | 0 | 2039164.1921 | 5913990.7823 | 15386990.8893 | 10501937.453 | 46966998.0537 | 3144235.0165 | 21624711.9638 | 21624711.9638 | 16547321.491 | 8708592.4126 | 0 | 71735945.034 | 118616570.9014 | 4216965.0343 | 19.0563 | 3764.4139 | 6224.5206 | 84.4161 | 139.5834
1 | 5000 | 707 | 0.035 | 15 | 15 | 7 | 5.6234e-09 | 0 | CO2 | Porous | Wet | R245fa | MinimizeLCOE | IgnoreSilica | 160.7861 | 33.2137 | 4.7663 | 4 | 3762.9404 | 6221.9278 | 84.383 | 139.5252 | 123.9798 | 14.4754 | 15063170603.9257 | 7829560.4728 | 0 | 5298234.7121 | 0 | 0 | 0 | 2037756.509 | 5914565.1606 | 15388485.3038 | 10502957.4216 | 46971559.58 | 3144235.0165 | 21624711.9638 | 21624711.9638 | 16547321.491 | 8708592.4126 | 0 | 71740506.5603 | 118621132.4277 | 5623413.2519 | 19.065 | 3762.9404 | 6221.9278 | 84.383 | 139.5252
1 | 5000 | 707 | 0.035 | 15 | 15 | 7 | 7.4989e-09 | 0 | CO2 | Porous | Wet | R245fa | MinimizeLCOE | IgnoreSilica | 160.825 | 33.2227 | 4.7679 | 4 | 3761.8355 | 6219.9946 | 84.3582 | 139.4819 | 123.9762 | 14.474 | 15063844280.3176 | 7830620.5876 | 0 | 5299260.0554 | 0 | 0 | 0 | 2036671.7815 | 5914955.4456 | 15389500.7451 | 10503650.4812 | 46974659.0964 | 3144235.0165 | 21624711.9638 | 21624711.9638 | 16547321.491 | 8708592.4126 | 0 | 71743606.0767 | 118624231.9441 | 7498942.0933 | 19.0714 | 3761.8355 | 6219.9946 | 84.3582 | 139.4819
1 | 5000 | 707 | 0.035 | 15 | 15 | 7 | 1e-08 | 0 | CO2 | Porous | Wet | R245fa | MinimizeLCOE | IgnoreSilica | 160.8593 | 33.2305 | 4.7691 | 4 | 3761.0069 | 6218.5056 | 84.3397 | 139.4485 | 123.9731 | 14.4727 | 15062812943.4647 | 7831554.0644 | 0 | 5300163.2928 | 0 | 0 | 0 | 2035957.2017 | 5915393.078 | 15390639.3749 | 10504427.6194 | 46978134.6311 | 3144235.0165 | 21624711.9638 | 21624711.9638 | 16547321.491 | 8708592.4126 | 0 | 71747081.6114 | 118627707.4788 | 10000000 | 19.0766 | 3761.0069 | 6218.5056 | 84.3397 | 139.4485
1 | 5100 | 707 | 0.035 | 15 | 15 | 7 | 1e-13 | 0 | CO2 | Porous | Wet | R245fa | MinimizeLCOE | IgnoreSilica | 1.6337 | 0.03447 | 0.0036289 | 4 | 1851380.747 | 5160252.1823 | 41516.7627 | 115717.3995 | 78.398 | 14.7994 | 38368211.8909 | 205271.6209 | 0 | 88800.5003 | 0 | 0 | 0 | 202518.9893 | 193670.5331 | 503890.9999 | 343915.9613 | 1538068.6048 | 3144235.0165 | 22191273.92 | 22191273.92 | 16930155.7018 | 8908244.0339 | 0 | 26873577.5413 | 74903251.197 | 100 | 0.014515 | 1851380.747 | 5160252.1823 | 41516.7627 | 115717.3995
1 | 5100 | 707 | 0.035 | 15 | 15 | 7 | 1.3335e-13 | 0 | CO2 | Porous | Wet | R245fa | MinimizeLCOE | IgnoreSilica | 2.4109 | 0.13104 | 0.011806 | 4 | 584208.1791 | 1601255.9542 | 13100.7263 | 35907.7751 | 89.9804 | 15.6289 | 296039036.9043 | 305065.7189 | 0 | 145503.4186 | 0 | 0 | 0 | 277007.1366 | 283754.7469 | 738271.6453 | 503885.5679 | 2253488.2342 | 3144235.0165 | 22191273.92 | 22191273.92 | 16930155.7018 | 8908244.0339 | 0 | 27588997.1707 | 75618670.8264 | 133.3521 | 0.047225 | 584208.1791 | 1601255.9542 | 13100.7263 | 35907.7751
1 | 5100 | 707 | 0.035 | 15 | 15 | 7 | 1.7783e-13 | 0 | CO2 | Porous | Wet | R245fa | MinimizeLCOE | IgnoreSilica | 3.364 | 0.27531 | 0.025075 | 4 | 283163.5772 | 762030.3045 | 6349.8743 | 17088.3441 | 99.0044 | 16.1919 | 870912971.5458 | 420569.3324 | 0 | 212263.3084 | 0 | 0 | 0 | 356885.5156 | 385990.081 | 1004267.0133 | 685432.8722 | 3065408.1229 | 3144235.0165 | 22191273.92 | 22191273.92 | 16930155.7018 | 8908244.0339 | 0 | 28400917.0593 | 76430590.715 | 177.8279 | 0.1003 | 283163.5772 | 762030.3045 | 6349.8743 | 17088.3441
1 | 5100 | 707 | 0.035 | 15 | 15 | 7 | 2.3714e-13 | 0 | CO2 | Porous | Wet | R245fa | MinimizeLCOE | IgnoreSilica | 4.5575 | 0.47751 | 0.044788 | 4 | 163749.1527 | 431844.4329 | 3672.0349 | 9684.0063 | 106.2188 | 16.5957 | 1279987049.807 | 555315.2346 | 0 | 291687.7796 | 0 | 0 | 0 | 444592.436 | 503722.2256 | 1310581.9033 | 894499.0788 | 4000398.6579 | 3144235.0165 | 22191273.92 | 22191273.92 | 16930155.7018 | 8908244.0339 | 0 | 29335907.5943 | 77365581.25 | 237.1374 | 0.17915 | 163749.1527 | 431844.4329 | 3672.0349 | 9684.0063
1 | 5100 | 707 | 0.035 | 15 | 15 | 7 | 3.1623e-13 | 0 | CO2 | Porous | Wet | R245fa | MinimizeLCOE | IgnoreSilica | 6.1233 | 0.75936 | 0.072898 | 4 | 104472.6364 | 269188.6894 | 2342.7734 | 6036.4909 | 112.1978 | 16.9015 | 1920329214.4248 | 718825.5532 | 0 | 387898.6747 | 0 | 0 | 0 | 548853.1672 | 645675.1841 | 1679914.3829 | 1146576.0851 | 5127743.0474 | 3144235.0165 | 22191273.92 | 22191273.92 | 16930155.7018 | 8908244.0339 | 0 | 30463251.9838 | 78492925.6395 | 316.2278 | 0.29159 | 104472.6364 | 269188.6894 | 2342.7734 | 6036.4909
1 | 5100 | 707 | 0.035 | 15 | 15 | 7 | 4.217e-13 | 0 | CO2 | Porous | Wet | R245fa | MinimizeLCOE | IgnoreSilica | 8.0212 | 1.1192 | 0.11194 | 4 | 70692.147 | 177963.0266 | 1585.2542 | 3990.7776 | 116.7676 | 17.1185 | 1421962773.5382 | 901896.8023 | 0 | 481419.1784 | 0 | 0 | 0 | 656016.9995 | 795339.8623 | 2069311.175 | 1412347.397 | 6316331.4144 | 3144235.0165 | 22191273.92 | 22191273.92 | 16930155.7018 | 8908244.0339 | 0 | 31651840.3508 | 79681514.0065 | 421.6965 | 0.44774 | 70692.147 | 177963.0266 | 1585.2542 | 3990.7776
1 | 5100 | 707 | 0.035 | 15 | 15 | 7 | 5.6234e-13 | 0 | CO2 | Porous | Wet | R245fa | MinimizeLCOE | IgnoreSilica | 10.5692 | 1.6101 | 0.16516 | 4 | 50160.8802 | 122860.429 | 1124.8455 | 2755.1152 | 120.6135 | 17.292 | 3491290560.7132 | 1128754.1666 | 0 | 600298.9907 | 0 | 0 | 0 | 790524.5516 | 982635.3065 | 2556615.5012 | 1744942.6128 | 7803771.1293 | 3144235.0165 | 22191273.92 | 22191273.92 | 16930155.7018 | 8908244.0339 | 0 | 33139280.0658 | 81168953.7215 | 562.3413 | 0.66066 | 50160.8802 | 122860.429 | 1124.8455 | 2755.1152
1 | 5100 | 707 | 0.035 | 15 | 15 | 7 | 7.4989e-13 | 0 | CO2 | Porous | Wet | R245fa | MinimizeLCOE | IgnoreSilica | 13.6024 | 2.2116 | 0.23547 | 4 | 36882.1073 | 87876.4402 | 827.0723 | 1970.6078 | 123.4665 | 17.4063 | 2289800793.5187 | 1378015.291 | 0 | 734554.0325 | 0 | 0 | 0 | 923146.5854 | 1183929.2045 | 3080340.9327 | 2102395.9813 | 9402382.0273 | 3144235.0165 | 22191273.92 | 22191273.92 | 16930155.7018 | 8908244.0339 | 0 | 34737890.9638 | 82767564.6195 | 749.8942 | 0.94186 | 36882.1073 | 87876.4402 | 827.0723 | 1970.6078
1 | 5100 | 707 | 0.035 | 15 | 15 | 7 | 1e-12 | 0 | CO2 | Porous | Wet | R245fa | MinimizeLCOE | IgnoreSilica | 17.746 | 3.0333 | 0.32967 | 4 | 27901.6901 | 64324.2785 | 625.6886 | 1442.4563 | 125.8861 | 17.4955 | 5399337969.2565 | 1692718.9835 | 0 | 908682.0901 | 0 | 0 | 0 | 1097954.3618 | 1442748.6198 | 3753735.9604 | 2562001.9245 | 11457841.9401 | 3144235.0165 | 22191273.92 | 22191273.92 | 16930155.7018 | 8908244.0339 | 0 | 36793350.8766 | 84823024.5323 | 1000 | 1.3187 | 27901.6901 | 64324.2785 | 625.6886 | 1442.4563
1 | 5100 | 707 | 0.035 | 15 | 15 | 7 | 1.3335e-12 | 0 | CO2 | Porous | Wet | R245fa | MinimizeLCOE | IgnoreSilica | 22.7935 | 4.0481 | 0.45203 | 4 | 21612.1693 | 48175.4052 | 484.6476 | 1080.3217 | 127.6861 | 17.5491 | 6464111829.1211 | 2047068.9272 | 0 | 1110149.5265 | 0 | 0 | 0 | 1279619.752 | 1730366.9002 | 4502059.7273 | 3072748.2719 | 13742013.105 | 3144235.0165 | 22191273.92 | 22191273.92 | 16930155.7018 | 8908244.0339 | 0 | 39077522.0414 | 87107195.6972 | 1333.5214 | 1.8081 | 21612.1693 | 48175.4052 | 484.6476 | 1080.3217
1 | 5100 | 707 | 0.035 | 15 | 15 | 7 | 1.7783e-12 | 0 | CO2 | Porous | Wet | R245fa | MinimizeLCOE | IgnoreSilica | 29.1077 | 5.3263 | 0.61036 | 4 | 17086.6812 | 36759.353 | 383.1647 | 824.3195 | 129.0584 | 17.5715 | 7558291472.199 | 2457924.6001 | 0 | 1350014.5446 | 0 | 0 | 0 | 1480817.4607 | 2062615.0761 | 5366501.3276 | 3662747.4267 | 16380620.4359 | 3144235.0165 | 22191273.92 | 22191273.92 | 16930155.7018 | 8908244.0339 | 0 | 41716129.3724 | 89745803.0281 | 1778.2794 | 2.4414 | 17086.6812 | 36759.353 | 383.1647 | 824.3195
1 | 5100 | 707 | 0.035 | 15 | 15 | 7 | 2.3714e-12 | 0 | CO2 | Porous | Wet | R245fa | MinimizeLCOE | IgnoreSilica | 36.8808 | 6.9101 | 0.81218 | 4 | 13763.5123 | 28547.7799 | 308.6434 | 640.177 | 130.0644 | 17.5594 | 8678619143.2245 | 2927306.7076 | 0 | 1631445.8748 | 0 | 0 | 0 | 1697769.568 | 2440043.6387 | 6348493.026 | 4332976.9387 | 19378035.7538 | 3144235.0165 | 22191273.92 | 22191273.92 | 16930155.7018 | 8908244.0339 | 0 | 44713544.6902 | 92743218.3459 | 2371.3737 | 3.2487 | 13763.5123 | 28547.7799 | 308.6434 | 640.177
1 | 5100 | 707 | 0.035 | 15 | 15 | 7 | 3.1623e-12 | 0 | CO2 | Porous | Wet | R245fa | MinimizeLCOE | IgnoreSilica | 46.2501 | 8.8322 | 1.0642 | 4 | 11286.12 | 22568.8357 | 253.0885 | 506.1006 | 130.7493 | 17.507 | 9799328708.3319 | 3452956.2501 | 0 | 1955341.9015 | 0 | 0 | 0 | 1923570.5496 | 2859428.7935 | 7439647.1711 | 5077712.0638 | 22708656.7296 | 3144235.0165 | 22191273.92 | 22191273.92 | 16930155.7018 | 8908244.0339 | 0 | 48044165.6661 | 96073839.3218 | 3162.2777 | 4.2569 | 11286.12 | 22568.8357 | 253.0885 | 506.1006
1 | 5100 | 707 | 0.035 | 15 | 15 | 7 | 4.217e-12 | 0 | CO2 | Porous | Wet | R245fa | MinimizeLCOE | IgnoreSilica | 57.2318 | 11.1018 | 1.3704 | 4 | 9420.1766 | 18182.1423 | 211.2452 | 407.7301 | 131.1431 | 17.4062 | 10873967790.9579 | 4025922.6559 | 0 | 2318687.6554 | 0 | 0 | 0 | 2147500.0744 | 3311923.0504 | 8616944.4083 | 5881241.6192 | 26302219.4636 | 3144235.0165 | 22191273.92 | 22191273.92 | 16930155.7018 | 8908244.0339 | 0 | 51637728.4001 | 99667402.0558 | 4216.965 | 5.4816 | 9420.1766 | 18182.1423 | 211.2452 | 407.7301
1 | 5100 | 707 | 0.035 | 15 | 15 | 7 | 5.6234e-12 | 0 | CO2 | Porous | Wet | R245fa | MinimizeLCOE | IgnoreSilica | 69.5681 | 13.6739 | 1.7279 | 4 | 8006.866 | 14956.006 | 179.552 | 335.3848 | 131.2668 | 17.2505 | 11873426314.7098 | 4625072.0967 | 0 | 2710569.8194 | 0 | 0 | 0 | 2351889.7391 | 3778137.3455 | 9829938.3705 | 6709134.9229 | 30004742.2941 | 3144235.0165 | 22191273.92 | 22191273.92 | 16930155.7018 | 8908244.0339 | 0 | 55340251.2305 | 103369924.8862 | 5623.4133 | 6.9116 | 8006.866 | 14956.006 | 179.552 | 335.3848
1 | 5100 | 707 | 0.035 | 15 | 15 | 7 | 7.4989e-12 | 0 | CO2 | Porous | Wet | R245fa | MinimizeLCOE | IgnoreSilica | 82.7157 | 16.4433 | 2.1248 | 4 | 6935.0309 | 12585.9963 | 155.5164 | 282.2379 | 131.1472 | 17.0397 | 12757338785.4688 | 5220254.9733 | 0 | 3113169.7959 | 0 | 0 | 0 | 2517452.7774 | 4231842.2432 | 11010385.4465 | 7514814.308 | 33607919.5442 | 3144235.0165 | 22191273.92 | 22191273.92 | 16930155.7018 | 8908244.0339 | 0 | 58943428.4806 | 106973102.1363 | 7498.9421 | 8.4994 | 6935.0309 | 12585.9963 | 155.5164 | 282.2379
1 | 5100 | 707 | 0.035 | 15 | 15 | 7 | 1e-11 | 0 | CO2 | Porous | Wet | R245fa | MinimizeLCOE | IgnoreSilica | 95.9017 | 19.2535 | 2.5403 | 4 | 6123.903 | 10850.6866 | 137.327 | 243.324 | 130.8284 | 16.7839 | 13501150968.2805 | 5777766.3814 | 0 | 3504237.4039 | 0 | 0 | 0 | 2628722.4049 | 4645183.2142 | 12085813.8652 | 8248816.3016 | 36890539.5711 | 3144235.0165 | 22191273.92 | 22191273.92 | 16930155.7018 | 8908244.0339 | 0 | 62226048.5075 | 110255722.1633 | 10000 | 10.1612 | 6123.903 | 10850.6866 | 137.327 | 243.324
1 | 5100 | 707 | 0.035 | 15 | 15 | 7 | 1.3335e-11 | 0 | CO2 | Porous | Wet | R245fa | MinimizeLCOE | IgnoreSilica | 108.3501 | 21.9409 | 2.9495 | 4 | 5511.4963 | 9582.522 | 123.594 | 214.8857 | 130.3664 | 16.4989 | 14084157528.3217 | 6270489.5839 | 0 | 3863633.1156 | 0 | 0 | 0 | 2680047.9745 | 4997526.5629 | 13002538.983 | 8874500.0313 | 39688736.2512 | 3144235.0165 | 22191273.92 | 22191273.92 | 16930155.7018 | 8908244.0339 | 0 | 65024245.1877 | 113053918.8434 | 13335.2143 | 11.7979 | 5511.4963 | 9582.522 | 123.594 | 214.8857
1 | 5100 | 707 | 0.035 | 15 | 15 | 7 | 1.7783e-11 | 0 | CO2 | Porous | Wet | R245fa | MinimizeLCOE | IgnoreSilica | 119.3855 | 24.3534 | 3.3278 | 4 | 5052.7028 | 8660.8828 | 113.3056 | 194.2182 | 129.8447 | 16.2172 | 14524339220.8829 | 6681974.3408 | 0 | 4175357.1551 | 0 | 0 | 0 | 2678106.8277 | 5278820.9462 | 13734409.267 | 9374016.5386 | 41922685.0755 | 3144235.0165 | 22191273.92 | 22191273.92 | 16930155.7018 | 8908244.0339 | 0 | 67258194.012 | 115287867.6677 | 17782.7941 | 13.3113 | 5052.7028 | 8660.8828 | 113.3056 | 194.2182
1 | 5100 | 707 | 0.035 | 15 | 15 | 7 | 2.3714e-11 | 0 | CO2 | Porous | Wet | R245fa | MinimizeLCOE | IgnoreSilica | 128.725 | 26.4206 | 3.6606 | 4 | 4709.2802 | 7989.4231 | 105.6045 | 179.1609 | 129.3192 | 15.9547 | 14842864713.0257 | 7011777.0557 | 0 | 4434684.4221 | 0 | 0 | 0 | 2637108.1088 | 5492592.1388 | 14290598.0596 | 9753626.8181 | 43620386.6031 | 3144235.0165 | 22191273.92 | 22191273.92 | 16930155.7018 | 8908244.0339 | 0 | 68955895.5395 | 116985569.1952 | 23713.7371 | 14.6426 | 4709.2802 | 7989.4231 | 105.6045 | 179.1609
1 | 5100 | 707 | 0.035 | 15 | 15 | 7 | 3.1623e-11 | 0 | CO2 | Porous | Wet | R245fa | MinimizeLCOE | IgnoreSilica | 136.3498 | 28.1272 | 3.9416 | 4 | 4452.6172 | 7498.9319 | 99.8489 | 168.1617 | 128.8327 | 15.7238 | 15065132395.9653 | 7268536.0333 | 0 | 4643612.036 | 0 | 0 | 0 | 2573786.3087 | 5649514.4074 | 14698877.6134 | 10032286.0028 | 44866612.4016 | 3144235.0165 | 22191273.92 | 22191273.92 | 16930155.7018 | 8908244.0339 | 0 | 70202121.3381 | 118231794.9938 | 31622.7766 | 15.7665 | 4452.6172 | 7498.9319 | 99.8489 | 168.1617
1 | 5100 | 707 | 0.035 | 15 | 15 | 7 | 4.217e-11 | 0 | CO2 | Porous | Wet | R245fa | MinimizeLCOE | IgnoreSilica | 142.4233 | 29.4995 | 4.1716 | 4 | 4260.8765 | 7139.2167 | 95.5491 | 160.0952 | 128.4077 | 15.5292 | 15214092230.4324 | 7464973.0595 | 0 | 4808360.8511 | 0 | 0 | 0 | 2502329.6663 | 5762508.795 | 14992865.8315 | 10232939.0026 | 45763977.206 | 3144235.0165 | 22191273.92 | 22191273.92 | 16930155.7018 | 8908244.0339 | 0 | 71099486.1424 | 119129159.7982 | 42169.6503 | 16.6866 | 4260.8765 | 7139.2167 | 95.5491 | 160.0952
1 | 5100 | 707 | 0.035 | 15 | 15 | 7 | 5.6234e-11 | 0 | CO2 | Porous | Wet | R245fa | MinimizeLCOE | IgnoreSilica | 147.1586 | 30.5783 | 4.3554 | 4 | 4117.5985 | 6874.517 | 92.3361 | 154.1594 | 128.0526 | 15.3707 | 15316680960.1373 | 7613108.615 | 0 | 4935838.3937 | 0 | 0 | 0 | 2431828.5935 | 5842502.4848 | 15200993.0035 | 10374990.0741 | 46399261.1646 | 3144235.0165 | 22191273.92 | 22191273.92 | 16930155.7018 | 8908244.0339 | 0 | 71734770.101 | 119764443.7568 | 56234.1325 | 17.4215 | 4117.5985 | 6874.517 | 92.3361 | 154.1594
1 | 5100 | 707 | 0.035 | 15 | 15 | 7 | 7.4989e-11 | 0 | CO2 | Porous | Wet | R245fa | MinimizeLCOE | IgnoreSilica | 150.823 | 31.4183 | 4.4999 | 4 | 4010.4738 | 6678.8351 | 89.9339 | 149.7713 | 127.7633 | 15.244 | 15381581573.4796 | 7724684.351 | 0 | 5033920.8504 | 0 | 0 | 0 | 2368270.8403 | 5899481.6562 | 15349241.1194 | 10476172.4594 | 46851771.2767 | 3144235.0165 | 22191273.92 | 22191273.92 | 16930155.7018 | 8908244.0339 | 0 | 72187280.2132 | 120216953.8689 | 74989.4209 | 17.9997 | 4010.4738 | 6678.8351 | 89.9339 | 149.7713
1 | 5100 | 707 | 0.035 | 15 | 15 | 7 | 1e-10 | 0 | CO2 | Porous | Wet | R245fa | MinimizeLCOE | IgnoreSilica | 153.6413 | 32.0692 | 4.6127 | 4 | 3929.6042 | 6532.7186 | 88.1204 | 146.4946 | 127.5256 | 15.1405 | 15424242883.5523 | 7808070.4904 | 0 | 5109031.7705 | 0 | 0 | 0 | 2312206.2798 | 5939430.3309 | 15453179.3763 | 10547112.4554 | 47169030.7032 | 3144235.0165 | 22191273.92 | 22191273.92 | 16930155.7018 | 8908244.0339 | 0 | 72504539.6396 | 120534213.2954 | 100000 | 18.4509 | 3929.6042 | 6532.7186 | 88.1204 | 146.4946
1 | 5100 | 707 | 0.035 | 15 | 15 | 7 | 1.3335e-10 | 0 | CO2 | Porous | Wet | R245fa | MinimizeLCOE | IgnoreSilica | 155.7554 | 32.5587 | 4.6987 | 4 | 3869.663 | 6425.1419 | 86.7763 | 144.0822 | 127.3473 | 15.0643 | 15458773708.6638 | 7870037.5635 | 0 | 5165196.5727 | 0 | 0 | 0 | 2266699.9264 | 5967754.2844 | 15526872.4933 | 10597409.522 | 47393970.3623 | 3144235.0165 | 22191273.92 | 22191273.92 | 16930155.7018 | 8908244.0339 | 0 | 72729479.2987 | 120759152.9544 | 133352.1432 | 18.7948 | 3869.663 | 6425.1419 | 86.7763 | 144.0822
1 | 5100 | 707 | 0.035 | 15 | 15 | 7 | 1.7783e-10 | 0 | CO2 | Porous | Wet | R245fa | MinimizeLCOE | IgnoreSilica | 157.3755 | 32.9345 | 4.7647 | 4 | 3824.7727 | 6344.8615 | 85.7696 | 142.282 | 127.2077 | 15.0052 | 15477016727.5538 | 7916906.0459 | 0 | 5208133.0508 | 0 | 0 | 0 | 2230427.925 | 5988632.1385 | 15581192.3869 | 10634483.9656 | 47559775.5127 | 3144235.0165 | 22191273.92 | 22191273.92 | 16930155.7018 | 8908244.0339 | 0 | 72895284.4491 | 120924958.1048 | 177827.941 | 19.0587 | 3824.7727 | 6344.8615 | 85.7696 | 142.282
1 | 5100 | 707 | 0.035 | 15 | 15 | 7 | 2.3714e-10 | 0 | CO2 | Porous | Wet | R245fa | MinimizeLCOE | IgnoreSilica | 158.5741 | 33.2139 | 4.8145 | 4 | 3791.1426 | 6285.174 | 85.0154 | 140.9435 | 127.1027 | 14.961 | 15497203000.9113 | 7951233.6068 | 0 | 5239840.5392 | 0 | 0 | 0 | 2201185.8644 | 6002981.404 | 15618526.2325 | 10659965.0823 | 47673732.7292 | 3144235.0165 | 22191273.92 | 22191273.92 | 16930155.7018 | 8908244.0339 | 0 | 73009241.6657 | 121038915.3214 | 237137.3706 | 19.2578 | 3791.1426 | 6285.174 | 85.0154 | 140.9435
1 | 5100 | 707 | 0.035 | 15 | 15 | 7 | 3.1623e-10 | 0 | CO2 | Porous | Wet | R245fa | MinimizeLCOE | IgnoreSilica | 159.5 | 33.4294 | 4.8525 | 4 | 3765.9416 | 6240.4091 | 84.4503 | 139.9397 | 127.0206 | 14.9265 | 15506356250.56 | 7977549.3181 | 0 | 5264302.9323 | 0 | 0 | 0 | 2178844.7622 | 6014071.8349 | 15647381.2587 | 10679659.2306 | 47761809.3368 | 3144235.0165 | 22191273.92 | 22191273.92 | 16930155.7018 | 8908244.0339 | 0 | 73097318.2732 | 121126991.9289 | 316227.766 | 19.4101 | 3765.9416 | 6240.4091 | 84.4503 | 139.9397
1 | 5100 | 707 | 0.035 | 15 | 15 | 7 | 4.217e-10 | 0 | CO2 | Porous | Wet | R245fa | MinimizeLCOE | IgnoreSilica | 160.1944 | 33.5914 | 4.8812 | 4 | 3747.0534 | 6206.9608 | 84.0268 | 139.1896 | 126.9585 | 14.9005 | 15510919153.8908 | 7997167.1515 | 0 | 5282628.6646 | 0 | 0 | 0 | 2161522.9504 | 6022114.3189 | 15668306.1523 | 10693940.9004 | 47825680.1381 | 3144235.0165 | 22191273.92 | 22191273.92 | 16930155.7018 | 8908244.0339 | 0 | 73161189.0745 | 121190862.7302 | 421696.5034 | 19.525 | 3747.0534 | 6206.9608 | 84.0268 | 139.1896
1 | 5100 | 707 | 0.035 | 15 | 15 | 7 | 5.6234e-10 | 0 | CO2 | Porous | Wet | R245fa | MinimizeLCOE | IgnoreSilica | 160.7083 | 33.7117 | 4.9028 | 4 | 3732.8947 | 6181.9973 | 83.7093 | 138.6298 | 126.9122 | 14.8812 | 15516358330.3814 | 8011624.8785 | 0 | 5296183.8769 | 0 | 0 | 0 | 2148071.6401 | 6027793.3542 | 15683081.8373 | 10704025.609 | 47870781.196 | 3144235.0165 | 22191273.92 | 22191273.92 | 16930155.7018 | 8908244.0339 | 0 | 73206290.1325 | 121235963.7882 | 562341.3252 | 19.6111 | 3732.8947 | 6181.9973 | 83.7093 | 138.6298
1 | 5100 | 707 | 0.035 | 15 | 15 | 7 | 7.4989e-10 | 0 | CO2 | Porous | Wet | R245fa | MinimizeLCOE | IgnoreSilica | 161.1003 | 33.8033 | 4.9191 | 4 | 3722.2803 | 6163.2645 | 83.4712 | 138.2097 | 126.8767 | 14.8664 | 15521059081.0995 | 8022611.7939 | 0 | 5306513.9305 | 0 | 0 | 0 | 2137932.4662 | 6032152.6943 | 15694423.946 | 10711766.8313 | 47905401.6623 | 3144235.0165 | 22191273.92 | 22191273.92 | 16930155.7018 | 8908244.0339 | 0 | 73240910.5988 | 121270584.2545 | 749894.2093 | 19.6764 | 3722.2803 | 6163.2645 | 83.4712 | 138.2097
1 | 5100 | 707 | 0.035 | 15 | 15 | 7 | 1e-09 | 0 | CO2 | Porous | Wet | R245fa | MinimizeLCOE | IgnoreSilica | 161.3929 | 33.8717 | 4.9313 | 4 | 3714.3222 | 6149.2475 | 83.2928 | 137.8954 | 126.8501 | 14.8554 | 15523961907.5079 | 8030795.001 | 0 | 5314224.1934 | 0 | 0 | 0 | 2130198.6888 | 6035334.9745 | 15702703.5861 | 10717417.8558 | 47930674.2996 | 3144235.0165 | 22191273.92 | 22191273.92 | 16930155.7018 | 8908244.0339 | 0 | 73266183.2361 | 121295856.8918 | 1000000 | 19.7253 | 3714.3222 | 6149.2475 | 83.2928 | 137.8954
1 | 5100 | 707 | 0.035 | 15 | 15 | 7 | 1.3335e-09 | 0 | CO2 | Porous | Wet | R245fa | MinimizeLCOE | IgnoreSilica | 161.6144 | 33.9236 | 4.9406 | 4 | 3708.3554 | 6138.7323 | 83.159 | 137.6596 | 126.8299 | 14.847 | 15525538187.9057 | 8036977.1846 | 0 | 5320058.478 | 0 | 0 | 0 | 2124381.3033 | 6037752.6167 | 15708993.7954 | 10721711.0529 | 47949874.431 | 3144235.0165 | 22191273.92 | 22191273.92 | 16930155.7018 | 8908244.0339 | 0 | 73285383.3675 | 121315057.0232 | 1333521.4322 | 19.7622 | 3708.3554 | 6138.7323 | 83.159 | 137.6596
1 | 5100 | 707 | 0.035 | 15 | 15 | 7 | 1.7783e-09 | 0 | CO2 | Porous | Wet | R245fa | MinimizeLCOE | IgnoreSilica | 161.7756 | 33.9614 | 4.9474 | 4 | 3703.8815 | 6130.8915 | 83.0586 | 137.4838 | 126.8152 | 14.8409 | 15526844808.131 | 8041468.1723 | 0 | 5324301.6451 | 0 | 0 | 0 | 2119884.9575 | 6039405.3622 | 15713293.9001 | 10724645.9627 | 47963000 | 3144235.0165 | 22191273.92 | 22191273.92 | 16930155.7018 | 8908244.0339 | 0 | 73298508.9364 | 121328182.5922 | 1778279.41 | 19.7896 | 3703.8815 | 6130.8915 | 83.0586 | 137.4838
1 | 5100 | 707 | 0.035 | 15 | 15 | 7 | 2.3714e-09 | 0 | CO2 | Porous | Wet | R245fa | MinimizeLCOE | IgnoreSilica | 161.8922 | 33.9889 | 4.9525 | 4 | 3700.5268 | 6125.047 | 82.9834 | 137.3527 | 126.8045 | 14.8365 | 15531629034.6226 | 8044717.0278 | 0 | 5327373.7557 | 0 | 0 | 0 | 2116410.8964 | 6040515.6551 | 15716182.6545 | 10726617.597 | 47971817.5865 | 3144235.0165 | 22191273.92 | 22191273.92 | 16930155.7018 | 8908244.0339 | 0 | 73307326.523 | 121337000.1787 | 2371373.7057 | 19.81 | 3700.5268 | 6125.047 | 82.9834 | 137.3527
1 | 5100 | 707 | 0.035 | 15 | 15 | 7 | 3.1623e-09 | 0 | CO2 | Porous | Wet | R245fa | MinimizeLCOE | IgnoreSilica | 161.9971 | 34.0132 | 4.9566 | 4 | 3698.0113 | 6120.5346 | 82.927 | 137.2515 | 126.7949 | 14.8325 | 15528785027.9622 | 8047632.5331 | 0 | 5330133.169 | 0 | 0 | 0 | 2114143.3227 | 6041844.5197 | 15719640.0875 | 10728977.366 | 47982370.998 | 3144235.0165 | 22191273.92 | 22191273.92 | 16930155.7018 | 8908244.0339 | 0 | 73317879.9344 | 121347553.5901 | 3162277.6602 | 19.8263 | 3698.0113 | 6120.5346 | 82.927 | 137.2515
1 | 5100 | 707 | 0.035 | 15 | 15 | 7 | 4.217e-09 | 0 | CO2 | Porous | Wet | R245fa | MinimizeLCOE | IgnoreSilica | 162.0554 | 34.0272 | 4.9593 | 4 | 3696.125 | 6117.3059 | 82.8847 | 137.1791 | 126.7896 | 14.8303 | 15532931120.3723 | 8049254.8819 | 0 | 5331668.8594 | 0 | 0 | 0 | 2112029.6755 | 6042251.8325 | 15720699.832 | 10729700.6634 | 47985605.7447 | 3144235.0165 | 22191273.92 | 22191273.92 | 16930155.7018 | 8908244.0339 | 0 | 73321114.6812 | 121350788.3369 | 4216965.0343 | 19.8373 | 3696.125 | 6117.3059 | 82.8847 | 137.1791
1 | 5100 | 707 | 0.035 | 15 | 15 | 7 | 5.6234e-09 | 0 | CO2 | Porous | Wet | R245fa | MinimizeLCOE | IgnoreSilica | 162.1091 | 34.0397 | 4.9615 | 4 | 3694.7106 | 6114.8097 | 82.853 | 137.1231 | 126.7846 | 14.8282 | 15532956934.4153 | 8050747.4322 | 0 | 5333082.5718 | 0 | 0 | 0 | 2110641.367 | 6042843.8347 | 15722240.1002 | 10730751.9281 | 47990307.2342 | 3144235.0165 | 22191273.92 | 22191273.92 | 16930155.7018 | 8908244.0339 | 0 | 73325816.1706 | 121355489.8263 | 5623413.2519 | 19.8462 | 3694.7106 | 6114.8097 | 82.853 | 137.1231
1 | 5100 | 707 | 0.035 | 15 | 15 | 7 | 7.4989e-09 | 0 | CO2 | Porous | Wet | R245fa | MinimizeLCOE | IgnoreSilica | 162.148 | 34.0488 | 4.9632 | 4 | 3693.6499 | 6112.9487 | 82.8292 | 137.0814 | 126.7811 | 14.8267 | 15533405903.9575 | 8051827.9142 | 0 | 5334106.2362 | 0 | 0 | 0 | 2109570.5998 | 6043246.8526 | 15723288.67 | 10731467.5985 | 47993507.8713 | 3144235.0165 | 22191273.92 | 22191273.92 | 16930155.7018 | 8908244.0339 | 0 | 73329016.8077 | 121358690.4634 | 7498942.0933 | 19.8527 | 3693.6499 | 6112.9487 | 82.8292 | 137.0814
1 | 5100 | 707 | 0.035 | 15 | 15 | 7 | 1e-08 | 0 | CO2 | Porous | Wet | R245fa | MinimizeLCOE | IgnoreSilica | 162.1823 | 34.0567 | 4.9645 | 4 | 3692.8545 | 6111.5147 | 82.8114 | 137.0492 | 126.7779 | 14.8254 | 15532163658.2967 | 8052779.3277 | 0 | 5335007.995 | 0 | 0 | 0 | 2108868.736 | 6043695.8629 | 15724456.9027 | 10732264.9414 | 47997073.7656 | 3144235.0165 | 22191273.92 | 22191273.92 | 16930155.7018 | 8908244.0339 | 0 | 73332582.702 | 121362256.3577 | 10000000 | 19.858 | 3692.8545 | 6111.5147 | 82.8114 | 137.0492
1 | 5200 | 707 | 0.035 | 15 | 15 | 7 | 1e-13 | 0 | CO2 | Porous | Wet | R245fa | MinimizeLCOE | IgnoreSilica | 1.6726 | 0.036159 | 0.0038895 | 4 | 1767617.2932 | 4929504.5442 | 39638.3877 | 110542.9398 | 79.7021 | 15.1938 | 117008326.4643 | 212811.1089 | 0 | 91468.0947 | 0 | 0 | 0 | 209910.3545 | 200533.9277 | 521748.1446 | 356103.8296 | 1592575.46 | 3144235.0165 | 22763695.9669 | 22763695.9669 | 17318556.9989 | 9110239.6917 | 0 | 27500506.4435 | 76692999.101 | 100 | 0.015558 | 1767617.2932 | 4929504.5442 | 39638.3877 | 110542.9398
1 | 5200 | 707 | 0.035 | 15 | 15 | 7 | 1.3335e-13 | 0 | CO2 | Porous | Wet | R245fa | MinimizeLCOE | IgnoreSilica | 2.482 | 0.13769 | 0.012613 | 4 | 560030.7811 | 1535032.1746 | 12558.554 | 34422.723 | 91.7632 | 16.052 | 343379412.7816 | 318160.9467 | 0 | 150839.131 | 0 | 0 | 0 | 289004.1386 | 295621.6444 | 769146.8784 | 524958.5489 | 2347731.2882 | 3144235.0165 | 22763695.9669 | 22763695.9669 | 17318556.9989 | 9110239.6917 | 0 | 28255662.2716 | 77448154.9292 | 133.3521 | 0.050454 | 560030.7811 | 1535032.1746 | 12558.554 | 34422.723
1 | 5200 | 707 | 0.035 | 15 | 15 | 7 | 1.7783e-13 | 0 | CO2 | Porous | Wet | R245fa | MinimizeLCOE | IgnoreSilica | 3.4586 | 0.28787 | 0.026747 | 4 | 271963.9343 | 731764.3033 | 6098.725 | 16409.6364 | 100.9927 | 16.623 | 837884183.8126 | 438123.0623 | 0 | 219597.6882 | 0 | 0 | 0 | 371763.642 | 401498.9131 | 1044617.8131 | 712973.1222 | 3188574.2408 | 3144235.0165 | 22763695.9669 | 22763695.9669 | 17318556.9989 | 9110239.6917 | 0 | 29096505.2242 | 78288997.8818 | 177.8279 | 0.10699 | 271963.9343 | 731764.3033 | 6098.725 | 16409.6364
1 | 5200 | 707 | 0.035 | 15 | 15 | 7 | 2.3714e-13 | 0 | CO2 | Porous | Wet | R245fa | MinimizeLCOE | IgnoreSilica | 4.687 | 0.49906 | 0.047735 | 4 | 157485.5259 | 415120.8526 | 3531.5746 | 9308.9841 | 108.4097 | 17.0343 | 1395499995.6883 | 578715.649 | 0 | 301763.6565 | 0 | 0 | 0 | 463328.2784 | 524084.9577 | 1363561.5553 | 930658.7799 | 4162112.8768 | 3144235.0165 | 22763695.9669 | 22763695.9669 | 17318556.9989 | 9110239.6917 | 0 | 30070043.8602 | 79262536.5177 | 237.1374 | 0.19094 | 157485.5259 | 415120.8526 | 3531.5746 | 9308.9841
1 | 5200 | 707 | 0.035 | 15 | 15 | 7 | 3.1623e-13 | 0 | CO2 | Porous | Wet | R245fa | MinimizeLCOE | IgnoreSilica | 6.2696 | 0.78924 | 0.077702 | 4 | 100401.7388 | 258674.8557 | 2251.4846 | 5800.7207 | 114.4664 | 17.3414 | 1057606821.4867 | 746383.988 | 0 | 395296.6275 | 0 | 0 | 0 | 568768.8265 | 667075.2824 | 1735593.0487 | 1184577.9186 | 5297695.6917 | 3144235.0165 | 22763695.9669 | 22763695.9669 | 17318556.9989 | 9110239.6917 | 0 | 31205626.6751 | 80398119.3327 | 316.2278 | 0.31081 | 100401.7388 | 258674.8557 | 2251.4846 | 5800.7207
1 | 5200 | 707 | 0.035 | 15 | 15 | 7 | 4.217e-13 | 0 | CO2 | Porous | Wet | R245fa | MinimizeLCOE | IgnoreSilica | 8.3159 | 1.1795 | 0.11949 | 4 | 68025.9638 | 170944.0094 | 1525.4657 | 3833.3778 | 119.3734 | 17.5751 | 2817988946.1192 | 946422.5101 | 0 | 495516.7483 | 0 | 0 | 0 | 691220.7549 | 831932.4052 | 2164517.4654 | 1477327.6465 | 6606937.5303 | 3144235.0165 | 22763695.9669 | 22763695.9669 | 17318556.9989 | 9110239.6917 | 0 | 32514868.5137 | 81707361.1713 | 421.6965 | 0.47798 | 68025.9638 | 170944.0094 | 1525.4657 | 3833.3778
1 | 5200 | 707 | 0.035 | 15 | 15 | 7 | 5.6234e-13 | 0 | CO2 | Porous | Wet | R245fa | MinimizeLCOE | IgnoreSilica | 10.8787 | 1.6834 | 0.17599 | 4 | 48316.6284 | 118197.3313 | 1083.4886 | 2650.5464 | 123.2013 | 17.7428 | 3652012446.6061 | 1177381.305 | 0 | 614320.8807 | 0 | 0 | 0 | 824983.7967 | 1020507.5331 | 2655151.2663 | 1812195.2972 | 8104540.079 | 3144235.0165 | 22763695.9669 | 22763695.9669 | 17318556.9989 | 9110239.6917 | 0 | 34012471.0625 | 83204963.72 | 562.3413 | 0.70395 | 48316.6284 | 118197.3313 | 1083.4886 | 2650.5464
1 | 5200 | 707 | 0.035 | 15 | 15 | 7 | 7.4989e-13 | 0 | CO2 | Porous | Wet | R245fa | MinimizeLCOE | IgnoreSilica | 14.1165 | 2.3317 | 0.25125 | 4 | 35572.6233 | 84521.1261 | 797.7074 | 1895.3657 | 126.2173 | 17.865 | 4633535355.9898 | 1446720.1407 | 0 | 756683.9112 | 0 | 0 | 0 | 974252.5709 | 1239286.0829 | 3224368.1751 | 2200697.5337 | 9842008.4144 | 3144235.0165 | 22763695.9669 | 22763695.9669 | 17318556.9989 | 9110239.6917 | 0 | 35749939.3978 | 84942432.0554 | 749.8942 | 1.005 | 35572.6233 | 84521.1261 | 797.7074 | 1895.3657
1 | 5200 | 707 | 0.035 | 15 | 15 | 7 | 1e-12 | 0 | CO2 | Porous | Wet | R245fa | MinimizeLCOE | IgnoreSilica | 18.2259 | 3.1639 | 0.3506 | 4 | 26941.754 | 62019.2236 | 604.1623 | 1390.766 | 128.5943 | 17.9508 | 5673673982.9438 | 1762735.4905 | 0 | 928287.965 | 0 | 0 | 0 | 1143040.7613 | 1495285.0446 | 3890424.9609 | 2655294.9761 | 11875069.1984 | 3144235.0165 | 22763695.9669 | 22763695.9669 | 17318556.9989 | 9110239.6917 | 0 | 37783000.1819 | 86975492.8394 | 1000 | 1.4024 | 26941.754 | 62019.2236 | 604.1623 | 1390.766
1 | 5200 | 707 | 0.035 | 15 | 15 | 7 | 1.3335e-12 | 0 | CO2 | Porous | Wet | R245fa | MinimizeLCOE | IgnoreSilica | 23.4197 | 4.2248 | 0.48064 | 4 | 20885.6054 | 46472.5679 | 468.3546 | 1042.136 | 130.4411 | 18.0008 | 6756277078.7157 | 2132326.7432 | 0 | 1134483.0557 | 0 | 0 | 0 | 1332722.0118 | 1793817.4062 | 4667144.9284 | 3185422.3138 | 14245916.4591 | 3144235.0165 | 22763695.9669 | 22763695.9669 | 17318556.9989 | 9110239.6917 | 0 | 40153847.4426 | 89346340.1001 | 1333.5214 | 1.9226 | 20885.6054 | 46472.5679 | 468.3546 | 1042.136
1 | 5200 | 707 | 0.035 | 15 | 15 | 7 | 1.7783e-12 | 0 | CO2 | Porous | Wet | R245fa | MinimizeLCOE | IgnoreSilica | 29.8971 | 5.5571 | 0.6486 | 4 | 16528.9494 | 35489.8959 | 370.6577 | 795.8523 | 131.8468 | 18.0215 | 7882823041.7996 | 2559631.3522 | 0 | 1379225.4913 | 0 | 0 | 0 | 1541792.4844 | 2137453.2379 | 5561214.8731 | 3795643.4224 | 16974960.8613 | 3144235.0165 | 22763695.9669 | 22763695.9669 | 17318556.9989 | 9110239.6917 | 0 | 42882891.8448 | 92075384.5023 | 1778.2794 | 2.5944 | 16528.9494 | 35489.8959 | 370.6577 | 795.8523
1 | 5200 | 707 | 0.035 | 15 | 15 | 7 | 2.3714e-12 | 0 | CO2 | Porous | Wet | R245fa | MinimizeLCOE | IgnoreSilica | 37.8554 | 7.2051 | 0.86239 | 4 | 13327.8811 | 27588.3214 | 298.8745 | 618.6614 | 132.8749 | 18.0061 | 9040708103.6124 | 3046876.5658 | 0 | 1665845.6728 | 0 | 0 | 0 | 1766445.8032 | 2526875.5363 | 6574411.8121 | 4487171.1524 | 20067626.5426 | 3144235.0165 | 22763695.9669 | 22763695.9669 | 17318556.9989 | 9110239.6917 | 0 | 45975557.5261 | 95168050.1836 | 2371.3737 | 3.4496 | 13327.8811 | 27588.3214 | 298.8745 | 618.6614
1 | 5200 | 707 | 0.035 | 15 | 15 | 7 | 3.1623e-12 | 0 | CO2 | Porous | Wet | R245fa | MinimizeLCOE | IgnoreSilica | 47.4339 | 9.2024 | 1.129 | 4 | 10940.5368 | 21833.7434 | 245.3389 | 489.6164 | 133.5731 | 17.9483 | 10193882430.0435 | 3591758.2581 | 0 | 1995276.7674 | 0 | 0 | 0 | 1999783.0412 | 2958859.046 | 7698344.2922 | 5254278.1646 | 23498299.5694 | 3144235.0165 | 22763695.9669 | 22763695.9669 | 17318556.9989 | 9110239.6917 | 0 | 49406230.5528 | 98598723.2104 | 3162.2777 | 4.5159 | 10940.5368 | 21833.7434 | 245.3389 | 489.6164
1 | 5200 | 707 | 0.035 | 15 | 15 | 7 | 4.217e-12 | 0 | CO2 | Porous | Wet | R245fa | MinimizeLCOE | IgnoreSilica | 58.613 | 11.5517 | 1.4518 | 4 | 9142.067 | 17613.1697 | 205.0086 | 394.971 | 133.9714 | 17.8398 | 11306683460.684 | 4183220.6572 | 0 | 2363346.0008 | 0 | 0 | 0 | 2229245.064 | 3422566.5716 | 8904816.1542 | 6077720.0009 | 27180914.4487 | 3144235.0165 | 22763695.9669 | 22763695.9669 | 17318556.9989 | 9110239.6917 | 0 | 53088845.4321 | 102281338.0897 | 4216.965 | 5.8071 | 9142.067 | 17613.1697 | 205.0086 | 394.971
1 | 5200 | 707 | 0.035 | 15 | 15 | 7 | 5.6234e-12 | 0 | CO2 | Porous | Wet | R245fa | MinimizeLCOE | IgnoreSilica | 71.1493 | 14.2096 | 1.8277 | 4 | 7779.9316 | 14508.7833 | 174.4631 | 325.3559 | 134.0932 | 17.6738 | 12332960215.2882 | 4800688.7989 | 0 | 2759745.4333 | 0 | 0 | 0 | 2438318.2403 | 3899513.4643 | 10145734.1338 | 6924672.0203 | 30968672.0909 | 3144235.0165 | 22763695.9669 | 22763695.9669 | 17318556.9989 | 9110239.6917 | 0 | 56876603.0743 | 106069095.7319 | 5623.4133 | 7.3107 | 7779.9316 | 14508.7833 | 174.4631 | 325.3559
1 | 5200 | 707 | 0.035 | 15 | 15 | 7 | 7.4989e-12 | 0 | CO2 | Porous | Wet | R245fa | MinimizeLCOE | IgnoreSilica | 84.4332 | 17.0562 | 2.243 | 4 | 6747.2045 | 12229.979 | 151.3044 | 274.2543 | 133.9673 | 17.4514 | 13233463879.5848 | 5410595.5561 | 0 | 3164777.0613 | 0 | 0 | 0 | 2605264.2912 | 4360448.3943 | 11344992.2711 | 7743190.3413 | 34629267.9154 | 3144235.0165 | 22763695.9669 | 22763695.9669 | 17318556.9989 | 9110239.6917 | 0 | 60537198.8988 | 109729691.5564 | 7498.9421 | 8.9722 | 6747.2045 | 12229.979 | 151.3044 | 274.2543
1 | 5200 | 707 | 0.035 | 15 | 15 | 7 | 1e-11 | 0 | CO2 | Porous | Wet | R245fa | MinimizeLCOE | IgnoreSilica | 97.7071 | 19.9345 | 2.6759 | 4 | 5966.0292 | 10561.8733 | 133.7868 | 236.8474 | 133.6402 | 17.1833 | 13983799078.3014 | 5979891.2376 | 0 | 3556911.8411 | 0 | 0 | 0 | 2716180.5728 | 4778663.6241 | 12433102.5112 | 8485847.9386 | 37950597.7255 | 3144235.0165 | 22763695.9669 | 22763695.9669 | 17318556.9989 | 9110239.6917 | 0 | 63858528.709 | 113051021.3665 | 10000 | 10.7037 | 5966.0292 | 10561.8733 | 133.7868 | 236.8474
1 | 5200 | 707 | 0.035 | 15 | 15 | 7 | 1.3335e-11 | 0 | CO2 | Porous | Wet | R245fa | MinimizeLCOE | IgnoreSilica | 110.1749 | 22.6739 | 3.1002 | 4 | 5376.5436 | 9343.4831 | 120.5677 | 209.5253 | 133.1707 | 16.8869 | 14570577710.0484 | 6480581.6916 | 0 | 3915601.3383 | 0 | 0 | 0 | 2765322.4184 | 5132987.1248 | 13354979.5784 | 9115047.9796 | 40764520.1311 | 3144235.0165 | 22763695.9669 | 22763695.9669 | 17318556.9989 | 9110239.6917 | 0 | 66672451.1145 | 115864943.7721 | 13335.2143 | 12.4006 | 5376.5436 | 9343.4831 | 120.5677 | 209.5253
1 | 5200 | 707 | 0.035 | 15 | 15 | 7 | 1.7783e-11 | 0 | CO2 | Porous | Wet | R245fa | MinimizeLCOE | IgnoreSilica | 121.1734 | 25.1216 | 3.4906 | 4 | 4935.1227 | 8458.3761 | 110.6689 | 189.677 | 132.6445 | 16.5958 | 15012919305.6433 | 6896817.6087 | 0 | 4225306.4359 | 0 | 0 | 0 | 2760308.1762 | 5414148.5661 | 14086503.9744 | 9614328.4113 | 42997413.1726 | 3144235.0165 | 22763695.9669 | 22763695.9669 | 17318556.9989 | 9110239.6917 | 0 | 68905344.1561 | 118097836.8136 | 17782.7941 | 13.9622 | 4935.1227 | 8458.3761 | 110.6689 | 189.677
1 | 5200 | 707 | 0.035 | 15 | 15 | 7 | 2.3714e-11 | 0 | CO2 | Porous | Wet | R245fa | MinimizeLCOE | IgnoreSilica | 130.4501 | 27.2121 | 3.8327 | 4 | 4604.8227 | 7813.5786 | 103.262 | 175.2176 | 132.1171 | 16.3261 | 15330734263.5399 | 7229436.5577 | 0 | 4482166.0538 | 0 | 0 | 0 | 2716421.6948 | 5626929.4795 | 14640116.2637 | 9992180.1743 | 44687250.2238 | 3144235.0165 | 22763695.9669 | 22763695.9669 | 17318556.9989 | 9110239.6917 | 0 | 70595181.2072 | 119787673.8647 | 23713.7371 | 15.3307 | 4604.8227 | 7813.5786 | 103.262 | 175.2176
1 | 5200 | 707 | 0.035 | 15 | 15 | 7 | 3.1623e-11 | 0 | CO2 | Porous | Wet | R245fa | MinimizeLCOE | IgnoreSilica | 138.0166 | 28.9362 | 4.1208 | 4 | 4358.029 | 7342.3983 | 97.7277 | 164.6515 | 131.6299 | 16.0893 | 15545637591.0739 | 7488255.2839 | 0 | 4688968.1373 | 0 | 0 | 0 | 2651112.0335 | 5783050.8273 | 15046311.9858 | 10269417.1011 | 45927115.3688 | 3144235.0165 | 22763695.9669 | 22763695.9669 | 17318556.9989 | 9110239.6917 | 0 | 71835046.3523 | 121027539.0098 | 31622.7766 | 16.4834 | 4358.029 | 7342.3983 | 97.7277 | 164.6515
1 | 5200 | 707 | 0.035 | 15 | 15 | 7 | 4.217e-11 | 0 | CO2 | Porous | Wet | R245fa | MinimizeLCOE | IgnoreSilica | 144.0117 | 30.3157 | 4.3559 | 4 | 4173.6919 | 6997.028 | 93.594 | 156.9066 | 131.2069 | 15.891 | 15696554419.8431 | 7685310.7625 | 0 | 4851215.156 | 0 | 0 | 0 | 2577681.0383 | 5894540.7131 | 15336385.799 | 10467398.439 | 46812531.9079 | 3144235.0165 | 22763695.9669 | 22763695.9669 | 17318556.9989 | 9110239.6917 | 0 | 72720462.8914 | 121912955.5489 | 42169.6503 | 17.4235 | 4173.6919 | 6997.028 | 93.594 | 156.9066
1 | 5200 | 707 | 0.035 | 15 | 15 | 7 | 5.6234e-11 | 0 | CO2 | Porous | Wet | R245fa | MinimizeLCOE | IgnoreSilica | 148.6861 | 31.4001 | 4.5434 | 4 | 4035.9616 | 6742.777 | 90.5055 | 151.2051 | 130.8538 | 15.7297 | 15797091945.2783 | 7833985.1377 | 0 | 4976782.8821 | 0 | 0 | 0 | 2505991.3988 | 5973536.1733 | 15541915.7821 | 10607676.8757 | 47439888.2497 | 3144235.0165 | 22763695.9669 | 22763695.9669 | 17318556.9989 | 9110239.6917 | 0 | 73347819.2332 | 122540311.8907 | 56234.1325 | 18.1736 | 4035.9616 | 6742.777 | 90.5055 | 151.2051
1 | 5200 | 707 | 0.035 | 15 | 15 | 7 | 7.4989e-11 | 0 | CO2 | Porous | Wet | R245fa | MinimizeLCOE | IgnoreSilica | 152.2944 | 32.2424 | 4.6906 | 4 | 3932.9928 | 6554.842 | 88.1964 | 146.9907 | 130.5671 | 15.6011 | 15862374087.8829 | 7945734.0468 | 0 | 5073169.3682 | 0 | 0 | 0 | 2441540.4005 | 6029573.088 | 15687712.3396 | 10707186.022 | 47884915.2651 | 3144235.0165 | 22763695.9669 | 22763695.9669 | 17318556.9989 | 9110239.6917 | 0 | 73792846.2485 | 122985338.9061 | 74989.4209 | 18.7625 | 3932.9928 | 6554.842 | 88.1964 | 146.9907
1 | 5200 | 707 | 0.035 | 15 | 15 | 7 | 1e-10 | 0 | CO2 | Porous | Wet | R245fa | MinimizeLCOE | IgnoreSilica | 155.0717 | 32.8956 | 4.8055 | 4 | 3855.26 | 6414.451 | 86.4533 | 143.8425 | 130.3312 | 15.496 | 15902651408.791 | 8029330.2566 | 0 | 5147049.2742 | 0 | 0 | 0 | 2384974.5527 | 6068928.0926 | 15790105.9885 | 10777071.7914 | 48197459.9561 | 3144235.0165 | 22763695.9669 | 22763695.9669 | 17318556.9989 | 9110239.6917 | 0 | 74105390.9395 | 123297883.597 | 100000 | 19.2219 | 3855.26 | 6414.451 | 86.4533 | 143.8425
1 | 5200 | 707 | 0.035 | 15 | 15 | 7 | 1.3335e-10 | 0 | CO2 | Porous | Wet | R245fa | MinimizeLCOE | IgnoreSilica | 157.1586 | 33.3874 | 4.893 | 4 | 3797.6498 | 6311.0445 | 85.1614 | 141.5236 | 130.1542 | 15.4186 | 15934511509.6718 | 8091585.8731 | 0 | 5202390.2749 | 0 | 0 | 0 | 2339284.4307 | 6096971.6257 | 15863069.5092 | 10826870.8935 | 48420172.6071 | 3144235.0165 | 22763695.9669 | 22763695.9669 | 17318556.9989 | 9110239.6917 | 0 | 74328103.5905 | 123520596.2481 | 133352.1432 | 19.5721 | 3797.6498 | 6311.0445 | 85.1614 | 141.5236
1 | 5200 | 707 | 0.035 | 15 | 15 | 7 | 1.7783e-10 | 0 | CO2 | Porous | Wet | R245fa | MinimizeLCOE | IgnoreSilica | 158.7445 | 33.7622 | 4.96 | 4 | 3754.507 | 6233.9742 | 84.1939 | 139.7954 | 130.0168 | 15.359 | 15954625437.2408 | 8138289.0256 | 0 | 5244344.6071 | 0 | 0 | 0 | 2302643.0871 | 6117257.9207 | 15915850.2876 | 10862894.8593 | 48581279.7876 | 3144235.0165 | 22763695.9669 | 22763695.9669 | 17318556.9989 | 9110239.6917 | 0 | 74489210.771 | 123681703.4286 | 177827.941 | 19.8399 | 3754.507 | 6233.9742 | 84.1939 | 139.7954
1 | 5200 | 707 | 0.035 | 15 | 15 | 7 | 2.3714e-10 | 0 | CO2 | Porous | Wet | R245fa | MinimizeLCOE | IgnoreSilica | 159.936 | 34.0446 | 5.0108 | 4 | 3722.1869 | 6176.5215 | 83.4691 | 138.507 | 129.9119 | 15.3138 | 15970396865.294 | 8173033.8533 | 0 | 5275811.1662 | 0 | 0 | 0 | 2273556.5654 | 6131736.6181 | 15953520.8882 | 10888605.8183 | 48696264.9095 | 3144235.0165 | 22763695.9669 | 22763695.9669 | 17318556.9989 | 9110239.6917 | 0 | 74604195.893 | 123796688.5505 | 237137.3706 | 20.0431 | 3722.1869 | 6176.5215 | 83.4691 | 138.507
1 | 5200 | 707 | 0.035 | 15 | 15 | 7 | 3.1623e-10 | 0 | CO2 | Porous | Wet | R245fa | MinimizeLCOE | IgnoreSilica | 160.8445 | 34.2601 | 5.0494 | 4 | 3697.9683 | 6133.5224 | 82.926 | 137.5427 | 129.8309 | 15.279 | 15978223332.4153 | 8199326.2642 | 0 | 5299772.7084 | 0 | 0 | 0 | 2251103.9535 | 6142579.1412 | 15981730.9091 | 10907859.7372 | 48782372.7136 | 3144235.0165 | 22763695.9669 | 22763695.9669 | 17318556.9989 | 9110239.6917 | 0 | 74690303.6971 | 123882796.3546 | 316227.766 | 20.1977 | 3697.9683 | 6133.5224 | 82.926 | 137.5427
1 | 5200 | 707 | 0.035 | 15 | 15 | 7 | 4.217e-10 | 0 | CO2 | Porous | Wet | R245fa | MinimizeLCOE | IgnoreSilica | 161.5218 | 34.4211 | 5.0785 | 4 | 3679.8167 | 6101.4214 | 82.519 | 136.8229 | 129.77 | 15.253 | 15985719687.7986 | 8218815.6746 | 0 | 5317619.4934 | 0 | 0 | 0 | 2233629.2107 | 6150325.1077 | 16001884.3251 | 10921614.8577 | 48843888.6692 | 3144235.0165 | 22763695.9669 | 22763695.9669 | 17318556.9989 | 9110239.6917 | 0 | 74751819.6527 | 123944312.3102 | 421696.5034 | 20.314 | 3679.8167 | 6101.4214 | 82.519 | 136.8229
1 | 5200 | 707 | 0.035 | 15 | 15 | 7 | 5.6234e-10 | 0 | CO2 | Porous | Wet | R245fa | MinimizeLCOE | IgnoreSilica | 162.0313 | 34.5423 | 5.1004 | 4 | 3666.2105 | 6077.4 | 82.2139 | 136.2842 | 129.7239 | 15.2333 | 15989571763.8349 | 8233413.0203 | 0 | 5331035.0958 | 0 | 0 | 0 | 2220242.4849 | 6156029.3344 | 16016725.5529 | 10931744.3006 | 48889189.7889 | 3144235.0165 | 22763695.9669 | 22763695.9669 | 17318556.9989 | 9110239.6917 | 0 | 74797120.7724 | 123989613.4299 | 562341.3252 | 20.4018 | 3666.2105 | 6077.4 | 82.2139 | 136.2842
1 | 5200 | 707 | 0.035 | 15 | 15 | 7 | 7.4989e-10 | 0 | CO2 | Porous | Wet | R245fa | MinimizeLCOE | IgnoreSilica | 162.4038 | 34.6314 | 5.1168 | 4 | 3656.0103 | 6059.4941 | 81.9851 | 135.8827 | 129.69 | 15.2188 | 15998191777.3523 | 8244049.3477 | 0 | 5340836.593 | 0 | 0 | 0 | 2209823.9772 | 6159936.8679 | 16026892.1536 | 10938683.2145 | 48920222.1538 | 3144235.0165 | 22763695.9669 | 22763695.9669 | 17318556.9989 | 9110239.6917 | 0 | 74828153.1372 | 124020645.7948 | 749894.2093 | 20.4672 | 3656.0103 | 6059.4941 | 81.9851 | 135.8827
1 | 5200 | 707 | 0.035 | 15 | 15 | 7 | 1e-09 | 0 | CO2 | Porous | Wet | R245fa | MinimizeLCOE | IgnoreSilica | 162.7035 | 34.7024 | 5.1294 | 4 | 3648.3628 | 6045.9332 | 81.8136 | 135.5786 | 129.6626 | 15.2072 | 15997146571.3444 | 8252585.7672 | 0 | 5348720.0731 | 0 | 0 | 0 | 2202331.9612 | 6163418.7426 | 16035951.2771 | 10944866.2525 | 48947874.0736 | 3144235.0165 | 22763695.9669 | 22763695.9669 | 17318556.9989 | 9110239.6917 | 0 | 74855805.057 | 124048297.7146 | 1000000 | 20.5176 | 3648.3628 | 6045.9332 | 81.8136 | 135.5786
1 | 5200 | 707 | 0.035 | 15 | 15 | 7 | 1.3335e-09 | 0 | CO2 | Porous | Wet | R245fa | MinimizeLCOE | IgnoreSilica | 162.923 | 34.7546 | 5.1388 | 4 | 3642.629 | 6035.8149 | 81.6851 | 135.3517 | 129.6425 | 15.1986 | 16003596901.6026 | 8258825.4099 | 0 | 5354491.5982 | 0 | 0 | 0 | 2196546.0632 | 6165846.5978 | 16042268.0585 | 10949177.5856 | 48967155.3132 | 3144235.0165 | 22763695.9669 | 22763695.9669 | 17318556.9989 | 9110239.6917 | 0 | 74875086.2967 | 124067578.9542 | 1333521.4322 | 20.5552 | 3642.629 | 6035.8149 | 81.6851 | 135.3517
1 | 5200 | 707 | 0.035 | 15 | 15 | 7 | 1.7783e-09 | 0 | CO2 | Porous | Wet | R245fa | MinimizeLCOE | IgnoreSilica | 163.0714 | 34.7904 | 5.1456 | 4 | 3638.3298 | 6028.3544 | 81.5887 | 135.1844 | 129.6289 | 15.1929 | 16003928644.3439 | 8263037.6209 | 0 | 5358391.7443 | 0 | 0 | 0 | 2191839.9869 | 6167175.0473 | 16045724.4115 | 10951536.6175 | 48977705.4283 | 3144235.0165 | 22763695.9669 | 22763695.9669 | 17318556.9989 | 9110239.6917 | 0 | 74885636.4118 | 124078129.0693 | 1778279.41 | 20.5824 | 3638.3298 | 6028.3544 | 81.5887 | 135.1844
1 | 5200 | 707 | 0.035 | 15 | 15 | 7 | 2.3714e-09 | 0 | CO2 | Porous | Wet | R245fa | MinimizeLCOE | IgnoreSilica | 163.2003 | 34.821 | 5.151 | 4 | 3635.1061 | 6022.6319 | 81.5164 | 135.0561 | 129.617 | 15.1878 | 16002726132.3067 | 8266693.1574 | 0 | 5361780.0287 | 0 | 0 | 0 | 2188655.972 | 6168680.3717 | 16049640.9567 | 10954209.7401 | 48989660.2266 | 3144235.0165 | 22763695.9669 | 22763695.9669 | 17318556.9989 | 9110239.6917 | 0 | 74897591.21 | 124090083.8676 | 2371373.7057 | 20.604 | 3635.1061 | 6022.6319 | 81.5164 | 135.0561
1 | 5200 | 707 | 0.035 | 15 | 15 | 7 | 3.1623e-09 | 0 | CO2 | Porous | Wet | R245fa | MinimizeLCOE | IgnoreSilica | 163.2929 | 34.843 | 5.155 | 4 | 3632.6889 | 6018.3728 | 81.4622 | 134.9605 | 129.6085 | 15.1842 | 16003118383.7434 | 8269317.3976 | 0 | 5364213.9773 | 0 | 0 | 0 | 2186174.3243 | 6169685.2227 | 16052255.373 | 10955994.1329 | 48997640.4278 | 3144235.0165 | 22763695.9669 | 22763695.9669 | 17318556.9989 | 9110239.6917 | 0 | 74905571.4112 | 124098064.0688 | 3162277.6602 | 20.6199 | 3632.6889 | 6018.3728 | 81.4622 | 134.9605
1 | 5200 | 707 | 0.035 | 15 | 15 | 7 | 4.217e-09 | 0 | CO2 | Porous | Wet | R245fa | MinimizeLCOE | IgnoreSilica | 163.364 | 34.8599 | 5.158 | 4 | 3630.8763 | 6015.1676 | 81.4215 | 134.8887 | 129.6019 | 15.1814 | 16002233647.4103 | 8271331.7674 | 0 | 5366083.294 | 0 | 0 | 0 | 2184341.9859 | 6170485.2485 | 16054336.8759 | 10957414.8015 | 49003993.9732 | 3144235.0165 | 22763695.9669 | 22763695.9669 | 17318556.9989 | 9110239.6917 | 0 | 74911924.9566 | 124104417.6142 | 4216965.0343 | 20.6319 | 3630.8763 | 6015.1676 | 81.4215 | 134.8887
1 | 5200 | 707 | 0.035 | 15 | 15 | 7 | 5.6234e-09 | 0 | CO2 | Porous | Wet | R245fa | MinimizeLCOE | IgnoreSilica | 163.4003 | 34.869 | 5.16 | 4 | 3629.5171 | 6012.8908 | 81.391 | 134.8376 | 129.5986 | 15.18 | 16008126050.2665 | 8272359.7256 | 0 | 5367037.0117 | 0 | 0 | 0 | 2182615.1575 | 6170584.639 | 16054595.4696 | 10957591.297 | 49004783.3003 | 3144235.0165 | 22763695.9669 | 22763695.9669 | 17318556.9989 | 9110239.6917 | 0 | 74912714.2837 | 124105206.9413 | 5623413.2519 | 20.6399 | 3629.5171 | 6012.8908 | 81.391 | 134.8376
1 | 5200 | 707 | 0.035 | 15 | 15 | 7 | 7.4989e-09 | 0 | CO2 | Porous | Wet | R245fa | MinimizeLCOE | IgnoreSilica | 163.4392 | 34.8783 | 5.1616 | 4 | 3628.4978 | 6011.0973 | 81.3682 | 134.7974 | 129.595 | 15.1785 | 16008345844.4245 | 8273460.4801 | 0 | 5368059.0533 | 0 | 0 | 0 | 2181557.8524 | 6171000.1805 | 16055676.6234 | 10958329.2066 | 49008083.3962 | 3144235.0165 | 22763695.9669 | 22763695.9669 | 17318556.9989 | 9110239.6917 | 0 | 74916014.3797 | 124108507.0372 | 7498942.0933 | 20.6466 | 3628.4978 | 6011.0973 | 81.3682 | 134.7974
1 | 5200 | 707 | 0.035 | 15 | 15 | 7 | 1e-08 | 0 | CO2 | Porous | Wet | R245fa | MinimizeLCOE | IgnoreSilica | 163.4781 | 34.8873 | 5.1631 | 4 | 3627.7335 | 6009.6807 | 81.351 | 134.7656 | 129.5914 | 15.177 | 16005415006.9385 | 8274560.5714 | 0 | 5369081.0463 | 0 | 0 | 0 | 2180963.1243 | 6171595.8494 | 16057226.4317 | 10959386.9826 | 49012814.0056 | 3144235.0165 | 22763695.9669 | 22763695.9669 | 17318556.9989 | 9110239.6917 | 0 | 74920744.9891 | 124113237.6466 | 10000000 | 20.6522 | 3627.7335 | 6009.6807 | 81.351 | 134.7656
1 | 5300 | 707 | 0.035 | 15 | 15 | 7 | 1e-13 | 0 | CO2 | Porous | Wet | R245fa | MinimizeLCOE | IgnoreSilica | 1.7069 | 0.037567 | 0.0041636 | 4 | 1688949.9347 | 4713286.5332 | 37874.2913 | 105694.3035 | 80.9189 | 15.5817 | 14386816.9839 | 219823.3626 | 0 | 93814.7152 | 0 | 0 | 0 | 216687.8166 | 206827.0988 | 538121.685 | 367279.1073 | 1642553.7856 | 3144235.0165 | 23341978.1048 | 23341978.1048 | 17712525.3824 | 9314579.3857 | 0 | 28128766.9069 | 78497849.7798 | 100 | 0.016655 | 1688949.9347 | 4713286.5332 | 37874.2913 | 105694.3035
1 | 5300 | 707 | 0.035 | 15 | 15 | 7 | 1.3335e-13 | 0 | CO2 | Porous | Wet | R245fa | MinimizeLCOE | IgnoreSilica | 2.5572 | 0.14493 | 0.013466 | 4 | 537149.7131 | 1472243.602 | 12045.4516 | 33014.7045 | 93.5951 | 16.4782 | 401213493.6318 | 331980.3186 | 0 | 156519.4509 | 0 | 0 | 0 | 301716.4714 | 308184.3339 | 801832.4196 | 547267.1024 | 2447500.0967 | 3144235.0165 | 23341978.1048 | 23341978.1048 | 17712525.3824 | 9314579.3857 | 0 | 28933713.218 | 79302796.0909 | 133.3521 | 0.053865 | 537149.7131 | 1472243.602 | 12045.4516 | 33014.7045
1 | 5300 | 707 | 0.035 | 15 | 15 | 7 | 1.7783e-13 | 0 | CO2 | Porous | Wet | R245fa | MinimizeLCOE | IgnoreSilica | 3.5707 | 0.30284 | 0.028517 | 4 | 261395.8296 | 702963.0854 | 5861.7379 | 15763.7761 | 103.1146 | 17.0616 | 815313681.0938 | 458048.306 | 0 | 228203.8729 | 0 | 0 | 0 | 389189.8588 | 419422.3947 | 1091251.0357 | 744801.2548 | 3330916.7229 | 3144235.0165 | 23341978.1048 | 23341978.1048 | 17712525.3824 | 9314579.3857 | 0 | 29817129.8442 | 80186212.7171 | 177.8279 | 0.11407 | 261395.8296 | 702963.0854 | 5861.7379 | 15763.7761
1 | 5300 | 707 | 0.035 | 15 | 15 | 7 | 2.3714e-13 | 0 | CO2 | Porous | Wet | R245fa | MinimizeLCOE | IgnoreSilica | 4.8204 | 0.52162 | 0.050824 | 4 | 151579.6216 | 399339.9226 | 3399.1361 | 8955.1006 | 110.6224 | 17.474 | 1523825353.0036 | 602925.9436 | 0 | 312186.9216 | 0 | 0 | 0 | 482759.5046 | 545170.2242 | 1418421.0937 | 968101.5421 | 4329565.2299 | 3144235.0165 | 23341978.1048 | 23341978.1048 | 17712525.3824 | 9314579.3857 | 0 | 30815778.3512 | 81184861.2241 | 237.1374 | 0.2033 | 151579.6216 | 399339.9226 | 3399.1361 | 8955.1006
1 | 5300 | 707 | 0.035 | 15 | 15 | 7 | 3.1623e-13 | 0 | CO2 | Porous | Wet | R245fa | MinimizeLCOE | IgnoreSilica | 6.4935 | 0.83126 | 0.082877 | 4 | 96593.9824 | 248532.8605 | 2166.0965 | 5573.2889 | 116.977 | 17.7961 | 2132611698.8062 | 782416.54 | 0 | 406552.4636 | 0 | 0 | 0 | 598274.6902 | 697025.0406 | 1813516.1762 | 1237762.0543 | 5535546.9649 | 3144235.0165 | 23341978.1048 | 23341978.1048 | 17712525.3824 | 9314579.3857 | 0 | 32021760.0862 | 82390842.9591 | 316.2278 | 0.33151 | 96593.9824 | 248532.8605 | 2166.0965 | 5573.2889
1 | 5300 | 707 | 0.035 | 15 | 15 | 7 | 4.217e-13 | 0 | CO2 | Porous | Wet | R245fa | MinimizeLCOE | IgnoreSilica | 8.5593 | 1.2331 | 0.12727 | 4 | 65504.8617 | 164448.0956 | 1468.9306 | 3687.7085 | 121.8816 | 18.0241 | 2947024233.965 | 986805.9005 | 0 | 507085.467 | 0 | 0 | 0 | 721096.9072 | 863845.4271 | 2247548.6024 | 1533998.1036 | 6860380.4078 | 3144235.0165 | 23341978.1048 | 23341978.1048 | 17712525.3824 | 9314579.3857 | 0 | 33346593.5291 | 83715676.402 | 421.6965 | 0.50907 | 65504.8617 | 164448.0956 | 1468.9306 | 3687.7085
1 | 5300 | 707 | 0.035 | 15 | 15 | 7 | 5.6234e-13 | 0 | CO2 | Porous | Wet | R245fa | MinimizeLCOE | IgnoreSilica | 11.1734 | 1.7557 | 0.1872 | 4 | 46585.8451 | 113850.9717 | 1044.6762 | 2553.0803 | 125.7763 | 18.1928 | 3870421580.7597 | 1225490.0699 | 0 | 627597.4615 | 0 | 0 | 0 | 858324.2292 | 1057450.5866 | 2751269.5135 | 1877797.9759 | 8397929.8366 | 3144235.0165 | 23341978.1048 | 23341978.1048 | 17712525.3824 | 9314579.3857 | 0 | 34884142.9579 | 85253225.8308 | 562.3413 | 0.74881 | 46585.8451 | 113850.9717 | 1044.6762 | 2553.0803
1 | 5300 | 707 | 0.035 | 15 | 15 | 7 | 7.4989e-13 | 0 | CO2 | Porous | Wet | R245fa | MinimizeLCOE | IgnoreSilica | 14.5038 | 2.4328 | 0.26711 | 4 | 34337.8562 | 81481.0494 | 770.0181 | 1827.1927 | 128.8748 | 18.3168 | 4862174303.3161 | 1506245.4672 | 0 | 773246.5138 | 0 | 0 | 0 | 1014166.5871 | 1284526.8416 | 3342075.349 | 2281035.0985 | 10201295.8572 | 3144235.0165 | 23341978.1048 | 23341978.1048 | 17712525.3824 | 9314579.3857 | 0 | 36687508.9785 | 87056591.8514 | 749.8942 | 1.0684 | 34337.8562 | 81481.0494 | 770.0181 | 1827.1927
1 | 5300 | 707 | 0.035 | 15 | 15 | 7 | 1e-12 | 0 | CO2 | Porous | Wet | R245fa | MinimizeLCOE | IgnoreSilica | 18.725 | 3.3009 | 0.37253 | 4 | 26034.1294 | 59836.3842 | 583.809 | 1341.8164 | 131.3122 | 18.4032 | 5928108455.9412 | 1835200.3849 | 0 | 948572.0295 | 0 | 0 | 0 | 1189911.6873 | 1549736.7996 | 4032097.2579 | 2751989.2298 | 12307507.389 | 3144235.0165 | 23341978.1048 | 23341978.1048 | 17712525.3824 | 9314579.3857 | 0 | 38793720.5103 | 89162803.3832 | 1000 | 1.4901 | 26034.1294 | 59836.3842 | 583.809 | 1341.8164
1 | 5300 | 707 | 0.035 | 15 | 15 | 7 | 1.3335e-12 | 0 | CO2 | Porous | Wet | R245fa | MinimizeLCOE | IgnoreSilica | 23.7 | 4.3422 | 0.50782 | 4 | 20206.0459 | 45002.7176 | 453.1157 | 1009.175 | 133.1039 | 18.4505 | 7051605488.4396 | 2194825.1449 | 0 | 1145330.9574 | 0 | 0 | 0 | 1360138.6014 | 1833114.9344 | 4769389.0358 | 3255206.0181 | 14558004.692 | 3144235.0165 | 23341978.1048 | 23341978.1048 | 17712525.3824 | 9314579.3857 | 0 | 41044217.8133 | 91413300.6862 | 1333.5214 | 2.0313 | 20206.0459 | 45002.7176 | 453.1157 | 1009.175
1 | 5300 | 707 | 0.035 | 15 | 15 | 7 | 1.7783e-12 | 0 | CO2 | Porous | Wet | R245fa | MinimizeLCOE | IgnoreSilica | 30.6935 | 5.7939 | 0.68835 | 4 | 16004.0742 | 34297.504 | 358.8875 | 769.1132 | 134.6417 | 18.4713 | 8206807723.769 | 2663377.8434 | 0 | 1408541.6959 | 0 | 0 | 0 | 1603871.3169 | 2213558.4339 | 5759224.9819 | 3930789.3904 | 17579363.6624 | 3144235.0165 | 23341978.1048 | 23341978.1048 | 17712525.3824 | 9314579.3857 | 0 | 44065576.7837 | 94434659.6566 | 1778.2794 | 2.7534 | 16004.0742 | 34297.504 | 358.8875 | 769.1132
1 | 5300 | 707 | 0.035 | 15 | 15 | 7 | 2.3714e-12 | 0 | CO2 | Porous | Wet | R245fa | MinimizeLCOE | IgnoreSilica | 38.8176 | 7.5038 | 0.91435 | 4 | 12917.5794 | 26689.4381 | 289.6736 | 598.5042 | 135.6896 | 18.4524 | 9419780421.6215 | 3167542.1496 | 0 | 1699634.7918 | 0 | 0 | 0 | 1835030.3657 | 2613860.8498 | 6800729.7545 | 4641637.7985 | 20758435.7098 | 3144235.0165 | 23341978.1048 | 23341978.1048 | 17712525.3824 | 9314579.3857 | 0 | 47244648.8311 | 97613731.704 | 2371.3737 | 3.6574 | 12917.5794 | 26689.4381 | 289.6736 | 598.5042
1 | 5300 | 707 | 0.035 | 15 | 15 | 7 | 3.1623e-12 | 0 | CO2 | Porous | Wet | R245fa | MinimizeLCOE | IgnoreSilica | 48.6083 | 9.5784 | 1.1959 | 4 | 10614.7788 | 21144.0478 | 238.0338 | 474.1501 | 136.4017 | 18.3889 | 10596600542.6959 | 3732137.0284 | 0 | 2034702.6686 | 0 | 0 | 0 | 2076213.544 | 3058790.764 | 7958346.1236 | 5431734.757 | 24291924.8857 | 3144235.0165 | 23341978.1048 | 23341978.1048 | 17712525.3824 | 9314579.3857 | 0 | 50778138.007 | 101147220.8799 | 3162.2777 | 4.7837 | 10614.7788 | 21144.0478 | 238.0338 | 474.1501
1 | 5300 | 707 | 0.035 | 15 | 15 | 7 | 4.217e-12 | 0 | CO2 | Porous | Wet | R245fa | MinimizeLCOE | IgnoreSilica | 60 | 12.0117 | 1.536 | 4 | 8879.6933 | 17077.7518 | 199.125 | 382.9644 | 136.805 | 18.2723 | 11745170903.9086 | 4343113.116 | 0 | 2407982.4815 | 0 | 0 | 0 | 2312047.0586 | 3534625.6359 | 9196370.8532 | 6276712.0738 | 28070851.219 | 3144235.0165 | 23341978.1048 | 23341978.1048 | 17712525.3824 | 9314579.3857 | 0 | 54557064.3403 | 104926147.2132 | 4216.965 | 6.144 | 8879.6933 | 17077.7518 | 199.125 | 382.9644
1 | 5300 | 707 | 0.035 | 15 | 15 | 7 | 5.6234e-12 | 0 | CO2 | Porous | Wet | R245fa | MinimizeLCOE | IgnoreSilica | 72.7157 | 14.753 | 1.9305 | 4 | 7565.654 | 14088.407 | 169.6579 | 315.9291 | 136.9248 | 18.096 | 12784991551.4986 | 4978048.113 | 0 | 2808245.1496 | 0 | 0 | 0 | 2524845.9245 | 4021344.283 | 10462712.9332 | 7141016.5641 | 31936212.9674 | 3144235.0165 | 23341978.1048 | 23341978.1048 | 17712525.3824 | 9314579.3857 | 0 | 58422426.0887 | 108791508.9616 | 5623.4133 | 7.7221 | 7565.654 | 14088.407 | 169.6579 | 315.9291
1 | 5300 | 707 | 0.035 | 15 | 15 | 7 | 7.4989e-12 | 0 | CO2 | Porous | Wet | R245fa | MinimizeLCOE | IgnoreSilica | 86.1575 | 17.6821 | 2.365 | 4 | 6569.6913 | 11894.1685 | 147.3237 | 266.7238 | 136.7923 | 17.8612 | 13704012721.5074 | 5603747.8368 | 0 | 3216376.5272 | 0 | 0 | 0 | 2694104.0294 | 4490549.0734 | 11683487.5508 | 7974220.3251 | 35662485.3428 | 3144235.0165 | 23341978.1048 | 23341978.1048 | 17712525.3824 | 9314579.3857 | 0 | 62148698.4641 | 112517781.337 | 7498.9421 | 9.4599 | 6569.6913 | 11894.1685 | 147.3237 | 266.7238
1 | 5300 | 707 | 0.035 | 15 | 15 | 7 | 1e-11 | 0 | CO2 | Porous | Wet | R245fa | MinimizeLCOE | IgnoreSilica | 99.5 | 20.6255 | 2.8153 | 4 | 5816.6725 | 10289.5231 | 130.4375 | 230.7401 | 136.4573 | 17.5809 | 14469118654.5472 | 6183977.7054 | 0 | 3609032.4529 | 0 | 0 | 0 | 2803873.3242 | 4912784.5582 | 12782057.6697 | 8724017.0046 | 39015742.715 | 3144235.0165 | 23341978.1048 | 23341978.1048 | 17712525.3824 | 9314579.3857 | 0 | 65501955.8363 | 115871038.7092 | 10000 | 11.2611 | 5816.6725 | 10289.5231 | 130.4375 | 230.7401
1 | 5300 | 707 | 0.035 | 15 | 15 | 7 | 1.3335e-11 | 0 | CO2 | Porous | Wet | R245fa | MinimizeLCOE | IgnoreSilica | 111.264 | 23.2708 | 3.2437 | 4 | 5248.8548 | 9130.943 | 117.7043 | 204.7592 | 136.012 | 17.2916 | 15065116766.774 | 6663957.4892 | 0 | 3946535.9015 | 0 | 0 | 0 | 2826026.3607 | 5240242.703 | 13634036.5917 | 9305510.1253 | 41616309.1714 | 3144235.0165 | 23341978.1048 | 23341978.1048 | 17712525.3824 | 9314579.3857 | 0 | 68102522.2927 | 118471605.1656 | 13335.2143 | 12.9747 | 5248.8548 | 9130.943 | 117.7043 | 204.7592
1 | 5300 | 707 | 0.035 | 15 | 15 | 7 | 1.7783e-11 | 0 | CO2 | Porous | Wet | R245fa | MinimizeLCOE | IgnoreSilica | 122.925 | 25.8951 | 3.6568 | 4 | 4823.6259 | 8267.1771 | 108.1686 | 185.3894 | 135.4514 | 16.973 | 15506906542.7173 | 7112525.1148 | 0 | 4274098.9972 | 0 | 0 | 0 | 2841892.957 | 5549121.6569 | 14437676.2699 | 9854010.7188 | 44069325.7146 | 3144235.0165 | 23341978.1048 | 23341978.1048 | 17712525.3824 | 9314579.3857 | 0 | 70555538.8359 | 120924621.7088 | 17782.7941 | 14.6271 | 4823.6259 | 8267.1771 | 108.1686 | 185.3894
1 | 5300 | 707 | 0.035 | 15 | 15 | 7 | 2.3714e-11 | 0 | CO2 | Porous | Wet | R245fa | MinimizeLCOE | IgnoreSilica | 132.148 | 28.0104 | 4.0083 | 4 | 4505.6475 | 7647.201 | 101.038 | 171.4866 | 134.9219 | 16.6957 | 15820531074.5464 | 7448182.4647 | 0 | 4528776.3471 | 0 | 0 | 0 | 2795364.5658 | 5761206.1173 | 14989476.5312 | 10230625.7355 | 45753631.7616 | 3144235.0165 | 23341978.1048 | 23341978.1048 | 17712525.3824 | 9314579.3857 | 0 | 72239844.8829 | 122608927.7558 | 23713.7371 | 16.0332 | 4505.6475 | 7647.201 | 101.038 | 171.4866
1 | 5300 | 707 | 0.035 | 15 | 15 | 7 | 3.1623e-11 | 0 | CO2 | Porous | Wet | R245fa | MinimizeLCOE | IgnoreSilica | 139.6413 | 29.7485 | 4.3034 | 4 | 4268.1176 | 7194.2683 | 95.7115 | 161.3297 | 134.4354 | 16.4537 | 16035215770.25 | 7708456.8196 | 0 | 4733075.314 | 0 | 0 | 0 | 2727622.3665 | 5915970.2551 | 15392141.0713 | 10505452.558 | 46982718.3845 | 3144235.0165 | 23341978.1048 | 23341978.1048 | 17712525.3824 | 9314579.3857 | 0 | 73468931.5058 | 123838014.3787 | 31622.7766 | 17.2134 | 4268.1176 | 7194.2683 | 95.7115 | 161.3297
1 | 5300 | 707 | 0.035 | 15 | 15 | 7 | 4.217e-11 | 0 | CO2 | Porous | Wet | R245fa | MinimizeLCOE | IgnoreSilica | 145.5682 | 31.1368 | 4.5435 | 4 | 4090.7281 | 6862.2258 | 91.7336 | 153.8837 | 134.014 | 16.2514 | 16180963172.155 | 7906366.6749 | 0 | 4893115.4252 | 0 | 0 | 0 | 2652435.819 | 6026247.9884 | 15679061.1125 | 10701281.3817 | 47858508.4017 | 3144235.0165 | 23341978.1048 | 23341978.1048 | 17712525.3824 | 9314579.3857 | 0 | 74344721.5229 | 124713804.3959 | 42169.6503 | 18.174 | 4090.7281 | 6862.2258 | 91.7336 | 153.8837
1 | 5300 | 707 | 0.035 | 15 | 15 | 7 | 5.6234e-11 | 0 | CO2 | Porous | Wet | R245fa | MinimizeLCOE | IgnoreSilica | 150.1944 | 32.229 | 4.7349 | 4 | 3958.2028 | 6617.6511 | 88.7617 | 148.3992 | 133.6622 | 16.0869 | 16277181289.7081 | 8055903.4212 | 0 | 5017128.2737 | 0 | 0 | 0 | 2579821.7314 | 6104612.8362 | 15882950.3716 | 10840439.9906 | 48480856.6247 | 3144235.0165 | 23341978.1048 | 23341978.1048 | 17712525.3824 | 9314579.3857 | 0 | 74967069.746 | 125336152.6189 | 56234.1325 | 18.9397 | 3958.2028 | 6617.6511 | 88.7617 | 148.3992
1 | 5300 | 707 | 0.035 | 15 | 15 | 7 | 7.4989e-11 | 0 | CO2 | Porous | Wet | R245fa | MinimizeLCOE | IgnoreSilica | 153.7487 | 33.0738 | 4.8848 | 4 | 3859.1327 | 6436.9664 | 86.5401 | 144.3474 | 133.3779 | 15.9565 | 16341892362.2583 | 8167815.8578 | 0 | 5111889.4022 | 0 | 0 | 0 | 2514468.7452 | 6159727.8621 | 16026348.3631 | 10938312.0664 | 48918562.2968 | 3144235.0165 | 23341978.1048 | 23341978.1048 | 17712525.3824 | 9314579.3857 | 0 | 75404775.4181 | 125773858.291 | 74989.4209 | 19.5393 | 3859.1327 | 6436.9664 | 86.5401 | 144.3474
1 | 5300 | 707 | 0.035 | 15 | 15 | 7 | 1e-10 | 0 | CO2 | Porous | Wet | R245fa | MinimizeLCOE | IgnoreSilica | 156.4593 | 33.7215 | 5.0009 | 4 | 3785.0233 | 6303.039 | 84.8782 | 141.3441 | 133.1529 | 15.8546 | 16386249845.9584 | 8251402.9963 | 0 | 5183860.8212 | 0 | 0 | 0 | 2458635.4067 | 6198620.6974 | 16127539.5427 | 11007377.1257 | 49227436.59 | 3144235.0165 | 23341978.1048 | 23341978.1048 | 17712525.3824 | 9314579.3857 | 0 | 75713649.7113 | 126082732.5842 | 100000 | 20.0035 | 3785.0233 | 6303.039 | 84.8782 | 141.3441
1 | 5300 | 707 | 0.035 | 15 | 15 | 7 | 1.3335e-10 | 0 | CO2 | Porous | Wet | R245fa | MinimizeLCOE | IgnoreSilica | 158.5398 | 34.2219 | 5.0907 | 4 | 3728.9191 | 6202.5 | 83.6201 | 139.0896 | 132.9688 | 15.7714 | 16411607900.6212 | 8313914.9684 | 0 | 5238934.713 | 0 | 0 | 0 | 2411324.6478 | 6226027.9884 | 16198847.6918 | 11056046.4027 | 49445096.4121 | 3144235.0165 | 23341978.1048 | 23341978.1048 | 17712525.3824 | 9314579.3857 | 0 | 75931309.5334 | 126300392.4063 | 133352.1432 | 20.3628 | 3728.9191 | 6202.5 | 83.6201 | 139.0896
1 | 5300 | 707 | 0.035 | 15 | 15 | 7 | 1.7783e-10 | 0 | CO2 | Porous | Wet | R245fa | MinimizeLCOE | IgnoreSilica | 160.1017 | 34.5977 | 5.1588 | 4 | 3687.415 | 6128.3632 | 82.6894 | 137.4271 | 132.8328 | 15.711 | 16430606446.8987 | 8360718.1006 | 0 | 5280185.3698 | 0 | 0 | 0 | 2374501.5998 | 6246007.9774 | 16250831.5248 | 11091526.4368 | 49603771.0092 | 3144235.0165 | 23341978.1048 | 23341978.1048 | 17712525.3824 | 9314579.3857 | 0 | 76089984.1305 | 126459067.0034 | 177827.941 | 20.635 | 3687.415 | 6128.3632 | 82.6894 | 137.4271
1 | 5300 | 707 | 0.035 | 15 | 15 | 7 | 2.3714e-10 | 0 | CO2 | Porous | Wet | R245fa | MinimizeLCOE | IgnoreSilica | 161.266 | 34.8789 | 5.2102 | 4 | 3656.3234 | 6073.1624 | 81.9922 | 136.1892 | 132.7298 | 15.6656 | 16448423383.8791 | 8395270.0079 | 0 | 5310881.7965 | 0 | 0 | 0 | 2345111.0347 | 6259992.5072 | 16287216.4028 | 11116359.8638 | 49714831.6129 | 3144235.0165 | 23341978.1048 | 23341978.1048 | 17712525.3824 | 9314579.3857 | 0 | 76201044.7342 | 126570127.6071 | 237137.3706 | 20.8409 | 3656.3234 | 6073.1624 | 81.9922 | 136.1892
1 | 5300 | 707 | 0.035 | 15 | 15 | 7 | 3.1623e-10 | 0 | CO2 | Porous | Wet | R245fa | MinimizeLCOE | IgnoreSilica | 162.148 | 35.0921 | 5.2493 | 4 | 3633.0259 | 6031.8886 | 81.4697 | 135.2636 | 132.6508 | 15.6309 | 16459593062.718 | 8421252.3054 | 0 | 5334106.2362 | 0 | 0 | 0 | 2322329.0545 | 6270298.1625 | 16314029.6038 | 11134660.4244 | 49796675.7867 | 3144235.0165 | 23341978.1048 | 23341978.1048 | 17712525.3824 | 9314579.3857 | 0 | 76282888.908 | 126651971.7809 | 316227.766 | 20.9971 | 3633.0259 | 6031.8886 | 81.4697 | 135.2636
1 | 5300 | 707 | 0.035 | 15 | 15 | 7 | 4.217e-10 | 0 | CO2 | Porous | Wet | R245fa | MinimizeLCOE | IgnoreSilica | 162.8324 | 35.2572 | 5.2791 | 4 | 3615.565 | 6000.8725 | 81.0782 | 134.5681 | 132.589 | 15.6038 | 16460866055.8489 | 8441297.9849 | 0 | 5352109.8875 | 0 | 0 | 0 | 2305198.3205 | 6278456.4152 | 16335255.704 | 11149147.6739 | 49861465.9861 | 3144235.0165 | 23341978.1048 | 23341978.1048 | 17712525.3824 | 9314579.3857 | 0 | 76347679.1074 | 126716761.9803 | 421696.5034 | 21.1164 | 3615.565 | 6000.8725 | 81.0782 | 134.5681
1 | 5300 | 707 | 0.035 | 15 | 15 | 7 | 5.6234e-10 | 0 | CO2 | Porous | Wet | R245fa | MinimizeLCOE | IgnoreSilica | 163.3271 | 35.3772 | 5.3013 | 4 | 3602.4766 | 5977.8118 | 80.7847 | 134.051 | 132.544 | 15.5841 | 16468013344.486 | 8455726.251 | 0 | 5365114.4682 | 0 | 0 | 0 | 2291645.2959 | 6283869.5459 | 16349339.5596 | 11158760.1948 | 49904455.3154 | 3144235.0165 | 23341978.1048 | 23341978.1048 | 17712525.3824 | 9314579.3857 | 0 | 76390668.4367 | 126759751.3096 | 562341.3252 | 21.205 | 3602.4766 | 5977.8118 | 80.7847 | 134.051
1 | 5300 | 707 | 0.035 | 15 | 15 | 7 | 7.4989e-10 | 0 | CO2 | Porous | Wet | R245fa | MinimizeLCOE | IgnoreSilica | 163.7 | 35.4678 | 5.318 | 4 | 3592.6648 | 5960.5379 | 80.5646 | 133.6636 | 132.5099 | 15.5693 | 16474502797.8011 | 8466566.0853 | 0 | 5374910.8617 | 0 | 0 | 0 | 2281347.063 | 6287901.3639 | 16359829.5231 | 11165919.8104 | 49936474.7075 | 3144235.0165 | 23341978.1048 | 23341978.1048 | 17712525.3824 | 9314579.3857 | 0 | 76422687.8288 | 126791770.7017 | 749894.2093 | 21.2719 | 3592.6648 | 5960.5379 | 80.5646 | 133.6636
1 | 5300 | 707 | 0.035 | 15 | 15 | 7 | 1e-09 | 0 | CO2 | Porous | Wet | R245fa | MinimizeLCOE | IgnoreSilica | 163.9922 | 35.5384 | 5.3307 | 4 | 3585.3086 | 5947.5106 | 80.3997 | 133.3715 | 132.4831 | 15.5576 | 16472440716.5605 | 8475040.829 | 0 | 5382586.0233 | 0 | 0 | 0 | 2273791.801 | 6291253.2748 | 16368550.5075 | 11171872.0614 | 49963094.497 | 3144235.0165 | 23341978.1048 | 23341978.1048 | 17712525.3824 | 9314579.3857 | 0 | 76449307.6183 | 126818390.4912 | 1000000 | 21.3229 | 3585.3086 | 5947.5106 | 80.3997 | 133.3715
1 | 5300 | 707 | 0.035 | 15 | 15 | 7 | 1.3335e-09 | 0 | CO2 | Porous | Wet | R245fa | MinimizeLCOE | IgnoreSilica | 164.1897 | 35.5867 | 5.34 | 4 | 3579.7932 | 5937.9105 | 80.276 | 133.1562 | 132.4649 | 15.5497 | 16479233081.177 | 8480756.5047 | 0 | 5387769.6184 | 0 | 0 | 0 | 2267611.3719 | 6293093.6231 | 16373338.7162 | 11175140.1123 | 49977709.9465 | 3144235.0165 | 23341978.1048 | 23341978.1048 | 17712525.3824 | 9314579.3857 | 0 | 76463923.0678 | 126833005.9407 | 1333521.4322 | 21.3599 | 3579.7932 | 5937.9105 | 80.276 | 133.1562
1 | 5300 | 707 | 0.035 | 15 | 15 | 7 | 1.7783e-09 | 0 | CO2 | Porous | Wet | R245fa | MinimizeLCOE | IgnoreSilica | 164.3601 | 35.6278 | 5.3473 | 4 | 3575.6577 | 5930.5546 | 80.1833 | 132.9912 | 132.4492 | 15.5428 | 16477055616.6159 | 8485681.9457 | 0 | 5392242.4627 | 0 | 0 | 0 | 2263415.2908 | 6295122.4827 | 16378617.3928 | 11178742.9175 | 49993822.4921 | 3144235.0165 | 23341978.1048 | 23341978.1048 | 17712525.3824 | 9314579.3857 | 0 | 76480035.6134 | 126849118.4863 | 1778279.41 | 21.3891 | 3575.6577 | 5930.5546 | 80.1833 | 132.9912
1 | 5300 | 707 | 0.035 | 15 | 15 | 7 | 2.3714e-09 | 0 | CO2 | Porous | Wet | R245fa | MinimizeLCOE | IgnoreSilica | 164.4797 | 35.6568 | 5.3526 | 4 | 3572.5569 | 5925.1011 | 80.1137 | 132.869 | 132.4382 | 15.538 | 16476574819.2118 | 8489136.7404 | 0 | 5395382.3916 | 0 | 0 | 0 | 2260079.2123 | 6296393.3543 | 16381923.94 | 11180999.7039 | 50003915.3426 | 3144235.0165 | 23341978.1048 | 23341978.1048 | 17712525.3824 | 9314579.3857 | 0 | 76490128.4639 | 126859211.3368 | 2371373.7057 | 21.4105 | 3572.5569 | 5925.1011 | 80.1137 | 132.869
1 | 5300 | 707 | 0.035 | 15 | 15 | 7 | 3.1623e-09 | 0 | CO2 | Porous | Wet | R245fa | MinimizeLCOE | IgnoreSilica | 164.5723 | 35.6792 | 5.3567 | 4 | 3570.2317 | 5920.9925 | 80.0616 | 132.7768 | 132.4296 | 15.5343 | 16482759907.8372 | 8491808.7004 | 0 | 5397812.5427 | 0 | 0 | 0 | 2257627.8714 | 6297427.1546 | 16384613.6764 | 11182835.5043 | 50012125.4499 | 3144235.0165 | 23341978.1048 | 23341978.1048 | 17712525.3824 | 9314579.3857 | 0 | 76498338.5712 | 126867421.4441 | 3162277.6602 | 21.4267 | 3570.2317 | 5920.9925 | 80.0616 | 132.7768
1 | 5300 | 707 | 0.035 | 15 | 15 | 7 | 4.217e-09 | 0 | CO2 | Porous | Wet | R245fa | MinimizeLCOE | IgnoreSilica | 164.6307 | 35.6937 | 5.3595 | 4 | 3568.4882 | 5917.9928 | 80.0225 | 132.7095 | 132.4242 | 15.532 | 16481426081.8599 | 8493491.4754 | 0 | 5399343.3974 | 0 | 0 | 0 | 2255551.3063 | 6297870.6098 | 16385767.4559 | 11183622.9825 | 50015647.2273 | 3144235.0165 | 23341978.1048 | 23341978.1048 | 17712525.3824 | 9314579.3857 | 0 | 76501860.3486 | 126870943.2215 | 4216965.0343 | 21.4382 | 3568.4882 | 5917.9928 | 80.0225 | 132.7095
1 | 5300 | 707 | 0.035 | 15 | 15 | 7 | 5.6234e-09 | 0 | CO2 | Porous | Wet | R245fa | MinimizeLCOE | IgnoreSilica | 164.687 | 35.7072 | 5.3619 | 4 | 3567.1808 | 5915.6532 | 79.9932 | 132.6571 | 132.419 | 15.5297 | 16479289682.1495 | 8495114.5166 | 0 | 5400820.9222 | 0 | 0 | 0 | 2254253.9574 | 6298573.8645 | 16387597.1804 | 11184871.807 | 50021232.2482 | 3144235.0165 | 23341978.1048 | 23341978.1048 | 17712525.3824 | 9314579.3857 | 0 | 76507445.3695 | 126876528.2424 | 5623413.2519 | 21.4476 | 3567.1808 | 5915.6532 | 79.9932 | 132.6571
1 | 5300 | 707 | 0.035 | 15 | 15 | 7 | 7.4989e-09 | 0 | CO2 | Porous | Wet | R245fa | MinimizeLCOE | IgnoreSilica | 164.7233 | 35.716 | 5.3636 | 4 | 3566.2004 | 5913.9419 | 79.9712 | 132.6187 | 132.4156 | 15.5283 | 16480787434.0403 | 8496160.3634 | 0 | 5401773.1028 | 0 | 0 | 0 | 2253154.9995 | 6298924.5016 | 16388509.4661 | 11185494.4608 | 50024016.8942 | 3144235.0165 | 23341978.1048 | 23341978.1048 | 17712525.3824 | 9314579.3857 | 0 | 76510230.0155 | 126879312.8884 | 7498942.0933 | 21.4543 | 3566.2004 | 5913.9419 | 79.9712 | 132.6187
1 | 5300 | 707 | 0.035 | 15 | 15 | 7 | 1e-08 | 0 | CO2 | Porous | Wet | R245fa | MinimizeLCOE | IgnoreSilica | 164.7427 | 35.721 | 5.3647 | 4 | 3565.4652 | 5912.7148 | 79.9547 | 132.5912 | 132.4138 | 15.5275 | 16483952836.419 | 8496720.9521 | 0 | 5402283.3062 | 0 | 0 | 0 | 2252167.4757 | 6298956.9763 | 16388593.9585 | 11185552.1286 | 50024274.7974 | 3144235.0165 | 23341978.1048 | 23341978.1048 | 17712525.3824 | 9314579.3857 | 0 | 76510487.9187 | 126879570.7916 | 10000000 | 21.4588 | 3565.4652 | 5912.7148 | 79.9547 | 132.5912
1 | 5400 | 707 | 0.035 | 15 | 15 | 7 | 1e-13 | 0 | CO2 | Porous | Wet | R245fa | MinimizeLCOE | IgnoreSilica | 1.7846 | 0.042229 | 0.004463 | 4 | 1613924.5592 | 4502056.1373 | 36191.8655 | 100957.5133 | 82.9528 | 16.0347 | 75495276.0853 | 232870.4513 | 0 | 99445.1901 | 0 | 0 | 0 | 230026.4639 | 219313.4211 | 570608.5342 | 389452.0494 | 1741716.11 | 3144235.0165 | 23926120.3335 | 23926120.3335 | 18112060.8521 | 9521263.1161 | 0 | 28812071.46 | 80371515.7618 | 100 | 0.017852 | 1613924.5592 | 4502056.1373 | 36191.8655 | 100957.5133
1 | 5400 | 707 | 0.035 | 15 | 15 | 7 | 1.3335e-13 | 0 | CO2 | Porous | Wet | R245fa | MinimizeLCOE | IgnoreSilica | 2.6304 | 0.15214 | 0.014363 | 4 | 515489.741 | 1412901.1642 | 11559.732 | 31683.9648 | 95.4042 | 16.9029 | 469444779.5139 | 345750.3516 | 0 | 162105.2672 | 0 | 0 | 0 | 314274.1261 | 320630.6005 | 834215.0522 | 569368.9145 | 2546344.3121 | 3144235.0165 | 23926120.3335 | 23926120.3335 | 18112060.8521 | 9521263.1161 | 0 | 29616699.6621 | 81176143.9639 | 133.3521 | 0.057454 | 515489.741 | 1412901.1642 | 11559.732 | 31683.9648
1 | 5400 | 707 | 0.035 | 15 | 15 | 7 | 1.7783e-13 | 0 | CO2 | Porous | Wet | R245fa | MinimizeLCOE | IgnoreSilica | 3.6755 | 0.31727 | 0.030367 | 4 | 251409.3029 | 675879.5846 | 5637.7924 | 15156.4352 | 105.1839 | 17.4971 | 867551487.1137 | 477418.6371 | 0 | 236387.5792 | 0 | 0 | 0 | 405819.1132 | 436653.8785 | 1136083.8219 | 775400.5526 | 3467763.5826 | 3144235.0165 | 23926120.3335 | 23926120.3335 | 18112060.8521 | 9521263.1161 | 0 | 30538118.9326 | 82097563.2344 | 177.8279 | 0.12147 | 251409.3029 | 675879.5846 | 5637.7924 | 15156.4352
1 | 5400 | 707 | 0.035 | 15 | 15 | 7 | 2.3714e-13 | 0 | CO2 | Porous | Wet | R245fa | MinimizeLCOE | IgnoreSilica | 4.9667 | 0.5465 | 0.054077 | 4 | 146004.6485 | 384366.309 | 3274.1187 | 8619.3209 | 112.9003 | 17.917 | 1555964113.9736 | 628989.4414 | 0 | 323558.1154 | 0 | 0 | 0 | 504085.8908 | 568087.0446 | 1478045.9593 | 1008796.738 | 4511563.1895 | 3144235.0165 | 23926120.3335 | 23926120.3335 | 18112060.8521 | 9521263.1161 | 0 | 31581918.5395 | 83141362.8413 | 237.1374 | 0.21631 | 146004.6485 | 384366.309 | 3274.1187 | 8619.3209
1 | 5400 | 707 | 0.035 | 15 | 15 | 7 | 3.1623e-13 | 0 | CO2 | Porous | Wet | R245fa | MinimizeLCOE | IgnoreSilica | 6.6787 | 0.86848 | 0.088222 | 4 | 92984.4969 | 239091.723 | 2085.1547 | 5361.5737 | 119.3705 | 18.2419 | 2260562322.7632 | 814988.4405 | 0 | 415803.4392 | 0 | 0 | 0 | 623344.5588 | 723113.211 | 1881392.244 | 1284088.8653 | 5742730.7587 | 3144235.0165 | 23926120.3335 | 23926120.3335 | 18112060.8521 | 9521263.1161 | 0 | 32813086.1087 | 84372530.4105 | 316.2278 | 0.35289 | 92984.4969 | 239091.723 | 2085.1547 | 5361.5737
1 | 5400 | 707 | 0.035 | 15 | 15 | 7 | 4.217e-13 | 0 | CO2 | Porous | Wet | R245fa | MinimizeLCOE | IgnoreSilica | 8.7982 | 1.2872 | 0.13535 | 4 | 63136.6996 | 158366.7628 | 1415.8251 | 3551.3361 | 124.3855 | 18.4727 | 3096725074.5944 | 1027402.6497 | 0 | 518378.537 | 0 | 0 | 0 | 750803.6375 | 895668.0815 | 2330344.6212 | 1590508.0877 | 7113105.6146 | 3144235.0165 | 23926120.3335 | 23926120.3335 | 18112060.8521 | 9521263.1161 | 0 | 34183460.9646 | 85742905.2664 | 421.6965 | 0.54142 | 63136.6996 | 158366.7628 | 1415.8251 | 3551.3361
1 | 5400 | 707 | 0.035 | 15 | 15 | 7 | 5.6234e-13 | 0 | CO2 | Porous | Wet | R245fa | MinimizeLCOE | IgnoreSilica | 11.4829 | 1.8321 | 0.19893 | 4 | 44959.638 | 109754.9893 | 1008.2089 | 2461.2289 | 128.3733 | 18.6437 | 4047783649.3066 | 1275658.6587 | 0 | 641466.4755 | 0 | 0 | 0 | 893515.2165 | 1096149.7368 | 2851956.7638 | 1946519.0932 | 8705265.9445 | 3144235.0165 | 23926120.3335 | 23926120.3335 | 18112060.8521 | 9521263.1161 | 0 | 35775621.2945 | 87335065.5963 | 562.3413 | 0.79573 | 44959.638 | 109754.9893 | 1008.2089 | 2461.2289
1 | 5400 | 707 | 0.035 | 15 | 15 | 7 | 7.4989e-13 | 0 | CO2 | Porous | Wet | R245fa | MinimizeLCOE | IgnoreSilica | 14.9077 | 2.5388 | 0.28368 | 4 | 33176.9415 | 78615.6495 | 743.9848 | 1762.9368 | 131.5493 | 18.769 | 5056910656.9114 | 1568055.4525 | 0 | 790424.6442 | 0 | 0 | 0 | 1056036.5836 | 1331661.5053 | 3464710.0755 | 2364735.8192 | 10575624.0802 | 3144235.0165 | 23926120.3335 | 23926120.3335 | 18112060.8521 | 9521263.1161 | 0 | 37645979.4303 | 89205423.732 | 749.8942 | 1.1347 | 33176.9415 | 78615.6495 | 743.9848 | 1762.9368
1 | 5400 | 707 | 0.035 | 15 | 15 | 7 | 1e-12 | 0 | CO2 | Porous | Wet | R245fa | MinimizeLCOE | IgnoreSilica | 19.2346 | 3.4427 | 0.39536 | 4 | 25180.1991 | 57782.7152 | 564.6598 | 1295.7633 | 134.0398 | 18.8557 | 6161607609.4732 | 1909572.8442 | 0 | 969165.9054 | 0 | 0 | 0 | 1238141.2168 | 1605583.1869 | 4177398.1019 | 2851160.0415 | 12751021.2966 | 3144235.0165 | 23926120.3335 | 23926120.3335 | 18112060.8521 | 9521263.1161 | 0 | 39821376.6466 | 91380820.9484 | 1000 | 1.5815 | 25180.1991 | 57782.7152 | 564.6598 | 1295.7633
1 | 5400 | 707 | 0.035 | 15 | 15 | 7 | 1.3335e-12 | 0 | CO2 | Porous | Wet | R245fa | MinimizeLCOE | IgnoreSilica | 24.687 | 4.5915 | 0.54121 | 4 | 19562.8899 | 43379.7484 | 438.693 | 972.7803 | 135.975 | 18.9076 | 7330632910.0457 | 2308008.8528 | 0 | 1183333.001 | 0 | 0 | 0 | 1442051.8064 | 1924023.5275 | 5005914.5469 | 3416639.5395 | 15279971.2741 | 3144235.0165 | 23926120.3335 | 23926120.3335 | 18112060.8521 | 9521263.1161 | 0 | 42350326.6241 | 93909770.9259 | 1333.5214 | 2.1648 | 19562.8899 | 43379.7484 | 438.693 | 972.7803
1 | 5400 | 707 | 0.035 | 15 | 15 | 7 | 1.7783e-12 | 0 | CO2 | Porous | Wet | R245fa | MinimizeLCOE | IgnoreSilica | 31.4661 | 6.0312 | 0.72936 | 4 | 15509.4961 | 33182.4364 | 347.7967 | 744.1081 | 137.4378 | 18.9209 | 8564231681.1691 | 2767143.4676 | 0 | 1436832.9682 | 0 | 0 | 0 | 1664902.6605 | 2288862.8475 | 5955151.619 | 4064513.3461 | 18177406.9089 | 3144235.0165 | 23926120.3335 | 23926120.3335 | 18112060.8521 | 9521263.1161 | 0 | 45247762.2589 | 96807206.5607 | 1778.2794 | 2.9174 | 15509.4961 | 33182.4364 | 347.7967 | 744.1081
1 | 5400 | 707 | 0.035 | 15 | 15 | 7 | 2.3714e-12 | 0 | CO2 | Porous | Wet | R245fa | MinimizeLCOE | IgnoreSilica | 39.7922 | 7.811 | 0.96828 | 4 | 12530.653 | 25842.7658 | 280.9968 | 579.5177 | 138.5107 | 18.8983 | 9794346015.8497 | 3290756.8314 | 0 | 1733688.6567 | 0 | 0 | 0 | 1905048.2183 | 2702502.5455 | 7031357.2639 | 4799045.8125 | 21462399.3283 | 3144235.0165 | 23926120.3335 | 23926120.3335 | 18112060.8521 | 9521263.1161 | 0 | 48532754.6783 | 100092198.9801 | 2371.3737 | 3.8731 | 12530.653 | 25842.7658 | 280.9968 | 579.5177
1 | 5400 | 707 | 0.035 | 15 | 15 | 7 | 3.1623e-12 | 0 | CO2 | Porous | Wet | R245fa | MinimizeLCOE | IgnoreSilica | 49.7728 | 9.96 | 1.2651 | 4 | 10307.3321 | 20496.1149 | 231.1394 | 459.6204 | 139.2349 | 18.829 | 11017013056.0274 | 3874005.7979 | 0 | 2073604.7764 | 0 | 0 | 0 | 2152790.9093 | 3159156.5786 | 8219477.3854 | 5609962.2089 | 25088997.6564 | 3144235.0165 | 23926120.3335 | 23926120.3335 | 18112060.8521 | 9521263.1161 | 0 | 52159353.0064 | 103718797.3082 | 3162.2777 | 5.0604 | 10307.3321 | 20496.1149 | 231.1394 | 459.6204
1 | 5400 | 707 | 0.035 | 15 | 15 | 7 | 4.217e-12 | 0 | CO2 | Porous | Wet | R245fa | MinimizeLCOE | IgnoreSilica | 61.3781 | 12.4791 | 1.6229 | 4 | 8631.8671 | 16574.1408 | 193.5675 | 371.6711 | 139.6434 | 18.7039 | 12180280132.0919 | 4504808.5569 | 0 | 2452127.2285 | 0 | 0 | 0 | 2395147.4564 | 3647312.4643 | 9489558.8654 | 6476818.9166 | 28965773.4881 | 3144235.0165 | 23926120.3335 | 23926120.3335 | 18112060.8521 | 9521263.1161 | 0 | 56036128.8381 | 107595573.1399 | 4216.965 | 6.4918 | 8631.8671 | 16574.1408 | 193.5675 | 371.6711
1 | 5400 | 707 | 0.035 | 15 | 15 | 7 | 5.6234e-12 | 0 | CO2 | Porous | Wet | R245fa | MinimizeLCOE | IgnoreSilica | 74.2628 | 15.303 | 2.0364 | 4 | 7363.0889 | 13692.928 | 165.1155 | 307.0606 | 139.7614 | 18.5171 | 13257230236.8723 | 5156872.3466 | 0 | 2855943.3902 | 0 | 0 | 0 | 2611236.2203 | 4143380.2633 | 10780225.5209 | 7357725.4295 | 32905383.1707 | 3144235.0165 | 23926120.3335 | 23926120.3335 | 18112060.8521 | 9521263.1161 | 0 | 59975738.5208 | 111535182.8225 | 5623.4133 | 8.1455 | 7363.0889 | 13692.928 | 165.1155 | 307.0606
1 | 5400 | 707 | 0.035 | 15 | 15 | 7 | 7.4989e-12 | 0 | CO2 | Porous | Wet | R245fa | MinimizeLCOE | IgnoreSilica | 87.836 | 18.3104 | 2.4899 | 4 | 6401.7319 | 11578.5826 | 143.5573 | 259.6469 | 139.623 | 18.2701 | 14190802204.0899 | 5797294.5825 | 0 | 3266406.6122 | 0 | 0 | 0 | 2781772.103 | 4619734.5861 | 12019601.7551 | 8203625.176 | 36688434.8149 | 3144235.0165 | 23926120.3335 | 23926120.3335 | 18112060.8521 | 9521263.1161 | 0 | 63758790.1649 | 115318234.4667 | 7498.9421 | 9.9596 | 6401.7319 | 11578.5826 | 143.5573 | 259.6469
1 | 5400 | 707 | 0.035 | 15 | 15 | 7 | 1e-11 | 0 | CO2 | Porous | Wet | R245fa | MinimizeLCOE | IgnoreSilica | 101.264 | 21.323 | 2.9581 | 4 | 5675.215 | 10032.7532 | 127.2653 | 224.982 | 139.2802 | 17.9769 | 14956623943.56 | 6389263.7561 | 0 | 3660128.9423 | 0 | 0 | 0 | 2891155.6652 | 5046813.8618 | 13130774.4245 | 8962023.3552 | 40080160.0051 | 3144235.0165 | 23926120.3335 | 23926120.3335 | 18112060.8521 | 9521263.1161 | 0 | 67150515.3551 | 118709959.6569 | 10000 | 11.8322 | 5675.215 | 10032.7532 | 127.2653 | 224.982
1 | 5400 | 707 | 0.035 | 15 | 15 | 7 | 1.3335e-11 | 0 | CO2 | Porous | Wet | R245fa | MinimizeLCOE | IgnoreSilica | 113.7182 | 24.1549 | 3.4116 | 4 | 5128.4166 | 8906.6899 | 115.0035 | 199.7304 | 138.8043 | 17.6621 | 15557663086.214 | 6904029.484 | 0 | 4016023.1134 | 0 | 0 | 0 | 2935301.5405 | 5403588.1138 | 14059027.8438 | 9595575.3875 | 42913545.4832 | 3144235.0165 | 23926120.3335 | 23926120.3335 | 18112060.8521 | 9521263.1161 | 0 | 69983900.8332 | 121543345.135 | 13335.2143 | 13.6463 | 5128.4166 | 8906.6899 | 115.0035 | 199.7304
1 | 5400 | 707 | 0.035 | 15 | 15 | 7 | 1.7783e-11 | 0 | CO2 | Porous | Wet | R245fa | MinimizeLCOE | IgnoreSilica | 124.665 | 26.6786 | 3.8268 | 4 | 4717.7863 | 8086.1114 | 105.7952 | 181.3291 | 138.2639 | 17.348 | 15996905037.8981 | 7329935.0261 | 0 | 4322428.484 | 0 | 0 | 0 | 2923610.7071 | 5684629.9447 | 14790241.0381 | 10094643.4176 | 45145488.6175 | 3144235.0165 | 23926120.3335 | 23926120.3335 | 18112060.8521 | 9521263.1161 | 0 | 72215843.9675 | 123775288.2693 | 17782.7941 | 15.3071 | 4717.7863 | 8086.1114 | 105.7952 | 181.3291
1 | 5400 | 707 | 0.035 | 15 | 15 | 7 | 2.3714e-11 | 0 | CO2 | Porous | Wet | R245fa | MinimizeLCOE | IgnoreSilica | 133.8265 | 28.8168 | 4.1876 | 4 | 4411.3923 | 7489.5253 | 98.9244 | 167.9508 | 137.7331 | 17.0634 | 16309716680.9602 | 7668218.8981 | 0 | 4574735.1719 | 0 | 0 | 0 | 2874146.2055 | 5895669.1075 | 15339321.6496 | 10469402.2174 | 46821493.2501 | 3144235.0165 | 23926120.3335 | 23926120.3335 | 18112060.8521 | 9521263.1161 | 0 | 73891848.6001 | 125451292.9019 | 23713.7371 | 16.7502 | 4411.3923 | 7489.5253 | 98.9244 | 167.9508
1 | 5400 | 707 | 0.035 | 15 | 15 | 7 | 3.1623e-11 | 0 | CO2 | Porous | Wet | R245fa | MinimizeLCOE | IgnoreSilica | 141.242 | 30.5675 | 4.4894 | 4 | 4182.569 | 7053.7665 | 93.7931 | 158.179 | 137.2477 | 16.8162 | 16528945471.2828 | 7929663.8232 | 0 | 4776428.5612 | 0 | 0 | 0 | 2803779.5926 | 6048850.071 | 15737867.095 | 10741417.6732 | 48038006.8162 | 3144235.0165 | 23926120.3335 | 23926120.3335 | 18112060.8521 | 9521263.1161 | 0 | 75108362.1662 | 126667806.468 | 31622.7766 | 17.9575 | 4182.569 | 7053.7665 | 93.7931 | 158.179
1 | 5400 | 707 | 0.035 | 15 | 15 | 7 | 4.217e-11 | 0 | CO2 | Porous | Wet | R245fa | MinimizeLCOE | IgnoreSilica | 147.1003 | 31.9642 | 4.7345 | 4 | 4011.7078 | 6734.2363 | 89.9616 | 151.0136 | 136.8283 | 16.6102 | 16669348587.3868 | 8128316.688 | 0 | 4934272.7937 | 0 | 0 | 0 | 2726774.3836 | 6157851.9075 | 16021467.5141 | 10934980.7866 | 48903664.0735 | 3144235.0165 | 23926120.3335 | 23926120.3335 | 18112060.8521 | 9521263.1161 | 0 | 75974019.4235 | 127533463.7253 | 42169.6503 | 18.9381 | 4011.7078 | 6734.2363 | 89.9616 | 151.0136
1 | 5400 | 707 | 0.035 | 15 | 15 | 7 | 5.6234e-11 | 0 | CO2 | Porous | Wet | R245fa | MinimizeLCOE | IgnoreSilica | 151.6487 | 33.0576 | 4.9293 | 4 | 3884.0726 | 6499.0097 | 87.0994 | 145.7387 | 136.4803 | 16.4436 | 16767986994.5234 | 8277687.3349 | 0 | 5055955.4681 | 0 | 0 | 0 | 2652450.3199 | 6234576.3179 | 16221088.6918 | 11071226.3422 | 49512984.4747 | 3144235.0165 | 23926120.3335 | 23926120.3335 | 18112060.8521 | 9521263.1161 | 0 | 76583339.8247 | 128142784.1265 | 56234.1325 | 19.7173 | 3884.0726 | 6499.0097 | 87.0994 | 145.7387
1 | 5400 | 707 | 0.035 | 15 | 15 | 7 | 7.4989e-11 | 0 | CO2 | Porous | Wet | R245fa | MinimizeLCOE | IgnoreSilica | 155.1707 | 33.9091 | 5.0822 | 4 | 3788.6646 | 6324.9396 | 84.9599 | 141.8352 | 136.1971 | 16.3105 | 16825533272.8898 | 8390394.6439 | 0 | 5149678.196 | 0 | 0 | 0 | 2586690.733 | 6289437.7934 | 16363826.9974 | 11168648.1688 | 49948676.5325 | 3144235.0165 | 23926120.3335 | 23926120.3335 | 18112060.8521 | 9521263.1161 | 0 | 77019031.8825 | 128578476.1843 | 74989.4209 | 20.3288 | 3788.6646 | 6324.9396 | 84.9599 | 141.8352
1 | 5400 | 707 | 0.035 | 15 | 15 | 7 | 1e-10 | 0 | CO2 | Porous | Wet | R245fa | MinimizeLCOE | IgnoreSilica | 157.836 | 34.5574 | 5.2001 | 4 | 3717.2984 | 6196.0602 | 83.3595 | 138.9451 | 135.9746 | 16.2075 | 16870441153.7646 | 8473951.3543 | 0 | 5220319.821 | 0 | 0 | 0 | 2530182.9991 | 6327537.128 | 16462953.6507 | 11236304.1465 | 50251249.0996 | 3144235.0165 | 23926120.3335 | 23926120.3335 | 18112060.8521 | 9521263.1161 | 0 | 77321604.4496 | 128881048.7514 | 100000 | 20.8005 | 3717.2984 | 6196.0602 | 83.3595 | 138.9451
1 | 5400 | 707 | 0.035 | 15 | 15 | 7 | 1.3335e-10 | 0 | CO2 | Porous | Wet | R245fa | MinimizeLCOE | IgnoreSilica | 159.8823 | 35.0585 | 5.2914 | 4 | 3663.2692 | 6099.2862 | 82.1479 | 136.775 | 135.7926 | 16.1233 | 16895507294.2229 | 8536457.2735 | 0 | 5274393.632 | 0 | 0 | 0 | 2482441.1955 | 6354383.9194 | 16532803.4948 | 11283978.1004 | 50464457.6155 | 3144235.0165 | 23926120.3335 | 23926120.3335 | 18112060.8521 | 9521263.1161 | 0 | 77534812.9655 | 129094257.2673 | 133352.1432 | 21.1655 | 3663.2692 | 6099.2862 | 82.1479 | 136.775
1 | 5400 | 707 | 0.035 | 15 | 15 | 7 | 1.7783e-10 | 0 | CO2 | Porous | Wet | R245fa | MinimizeLCOE | IgnoreSilica | 161.4124 | 35.4333 | 5.3604 | 4 | 3623.3039 | 6027.9637 | 81.2517 | 135.1756 | 135.6587 | 16.0625 | 16916225569.2176 | 8583093.9189 | 0 | 5314736.4852 | 0 | 0 | 0 | 2445233.4071 | 6373794.8863 | 16583306.8491 | 11318447.6774 | 50618613.224 | 3144235.0165 | 23926120.3335 | 23926120.3335 | 18112060.8521 | 9521263.1161 | 0 | 77688968.574 | 129248412.8758 | 177827.941 | 21.4415 | 3623.3039 | 6027.9637 | 81.2517 | 135.1756
1 | 5400 | 707 | 0.035 | 15 | 15 | 7 | 2.3714e-10 | 0 | CO2 | Porous | Wet | R245fa | MinimizeLCOE | IgnoreSilica | 162.5696 | 35.7174 | 5.4128 | 4 | 3593.366 | 5974.7271 | 80.5804 | 133.9818 | 135.5559 | 16.0161 | 16929733224.8644 | 8618030.8678 | 0 | 5345197.4281 | 0 | 0 | 0 | 2415962.1353 | 6387884.2682 | 16619964.5305 | 11343467.2982 | 50730506.5281 | 3144235.0165 | 23926120.3335 | 23926120.3335 | 18112060.8521 | 9521263.1161 | 0 | 77800861.8781 | 129360306.1799 | 237137.3706 | 21.6512 | 3593.366 | 5974.7271 | 80.5804 | 133.9818
1 | 5400 | 707 | 0.035 | 15 | 15 | 7 | 3.1623e-10 | 0 | CO2 | Porous | Wet | R245fa | MinimizeLCOE | IgnoreSilica | 163.4392 | 35.9313 | 5.4525 | 4 | 3570.9333 | 5934.9722 | 80.0773 | 133.0903 | 135.4777 | 15.9809 | 16939887475.8729 | 8644093.9784 | 0 | 5368059.0533 | 0 | 0 | 0 | 2393132.1667 | 6398061.2274 | 16646442.8908 | 11361539.3232 | 50811328.6399 | 3144235.0165 | 23926120.3335 | 23926120.3335 | 18112060.8521 | 9521263.1161 | 0 | 77881683.9899 | 129441128.2917 | 316227.766 | 21.8099 | 3570.9333 | 5934.9722 | 80.0773 | 133.0903
1 | 5400 | 707 | 0.035 | 15 | 15 | 7 | 4.217e-10 | 0 | CO2 | Porous | Wet | R245fa | MinimizeLCOE | IgnoreSilica | 164.0971 | 36.0933 | 5.4825 | 4 | 3554.1208 | 5905.2189 | 79.7003 | 132.4231 | 135.418 | 15.9541 | 16945909230.2839 | 8663702.1718 | 0 | 5385338.3353 | 0 | 0 | 0 | 2375610.3617 | 6405613.8388 | 16666093.2366 | 11374951.0879 | 50871309.0322 | 3144235.0165 | 23926120.3335 | 23926120.3335 | 18112060.8521 | 9521263.1161 | 0 | 77941664.3822 | 129501108.684 | 421696.5034 | 21.9299 | 3554.1208 | 5905.2189 | 79.7003 | 132.4231
1 | 5400 | 707 | 0.035 | 15 | 15 | 7 | 5.6234e-10 | 0 | CO2 | Porous | Wet | R245fa | MinimizeLCOE | IgnoreSilica | 164.5964 | 36.2162 | 5.5052 | 4 | 3541.5187 | 5882.9206 | 79.4177 | 131.9231 | 135.3724 | 15.9338 | 16948592730.0608 | 8678521.9854 | 0 | 5398444.3372 | 0 | 0 | 0 | 2362298.6138 | 6411313.3252 | 16680922.131 | 11385072.1131 | 50916572.5056 | 3144235.0165 | 23926120.3335 | 23926120.3335 | 18112060.8521 | 9521263.1161 | 0 | 77986927.8556 | 129546372.1574 | 562341.3252 | 22.0208 | 3541.5187 | 5882.9206 | 79.4177 | 131.9231
1 | 5400 | 707 | 0.035 | 15 | 15 | 7 | 7.4989e-10 | 0 | CO2 | Porous | Wet | R245fa | MinimizeLCOE | IgnoreSilica | 164.9667 | 36.3076 | 5.5222 | 4 | 3532.0715 | 5866.2614 | 79.2058 | 131.5495 | 135.3385 | 15.9186 | 16952092996.0626 | 8689475.9647 | 0 | 5408157.353 | 0 | 0 | 0 | 2352052.6002 | 6415377.508 | 16691496.3008 | 11392289.2013 | 50948848.9279 | 3144235.0165 | 23926120.3335 | 23926120.3335 | 18112060.8521 | 9521263.1161 | 0 | 78019204.2779 | 129578648.5797 | 749894.2093 | 22.0888 | 3532.0715 | 5866.2614 | 79.2058 | 131.5495
1 | 5400 | 707 | 0.035 | 15 | 15 | 7 | 1e-09 | 0 | CO2 | Porous | Wet | R245fa | MinimizeLCOE | IgnoreSilica | 165.2366 | 36.3745 | 5.5349 | 4 | 3524.9887 | 5853.8417 | 79.047 | 131.271 | 135.3136 | 15.9075 | 16957349192.217 | 8697443.3584 | 0 | 5415235.8709 | 0 | 0 | 0 | 2344105.3511 | 6418145.9864 | 16698699.3138 | 11397205.4056 | 50970835.2863 | 3144235.0165 | 23926120.3335 | 23926120.3335 | 18112060.8521 | 9521263.1161 | 0 | 78041190.6363 | 129600634.9381 | 1000000 | 22.1394 | 3524.9887 | 5853.8417 | 79.047 | 131.271
1 | 5400 | 707 | 0.035 | 15 | 15 | 7 | 1.3335e-09 | 0 | CO2 | Porous | Wet | R245fa | MinimizeLCOE | IgnoreSilica | 165.4607 | 36.4294 | 5.5447 | 4 | 3519.6783 | 5844.3837 | 78.9279 | 131.0589 | 135.2929 | 15.8983 | 16954060428.3023 | 8704045.2455 | 0 | 5421110.973 | 0 | 0 | 0 | 2338557.0712 | 6420848.183 | 16705729.8751 | 11402003.9082 | 50992295.2559 | 3144235.0165 | 23926120.3335 | 23926120.3335 | 18112060.8521 | 9521263.1161 | 0 | 78062650.606 | 129622094.9077 | 1333521.4322 | 22.1789 | 3519.6783 | 5844.3837 | 78.9279 | 131.0589
1 | 5400 | 707 | 0.035 | 15 | 15 | 7 | 1.7783e-09 | 0 | CO2 | Porous | Wet | R245fa | MinimizeLCOE | IgnoreSilica | 165.6117 | 36.4668 | 5.5519 | 4 | 3515.6966 | 5837.4186 | 78.8386 | 130.9027 | 135.2789 | 15.8921 | 16957336847.4197 | 8708486.3655 | 0 | 5425067.2728 | 0 | 0 | 0 | 2333997.3002 | 6422344.866 | 16709623.9373 | 11404661.6856 | 51004181.4275 | 3144235.0165 | 23926120.3335 | 23926120.3335 | 18112060.8521 | 9521263.1161 | 0 | 78074536.7775 | 129633981.0793 | 1778279.41 | 22.2074 | 3515.6966 | 5837.4186 | 78.8386 | 130.9027
1 | 5400 | 707 | 0.035 | 15 | 15 | 7 | 2.3714e-09 | 0 | CO2 | Porous | Wet | R245fa | MinimizeLCOE | IgnoreSilica | 165.7313 | 36.4963 | 5.5573 | 4 | 3512.7111 | 5832.1529 | 78.7717 | 130.7846 | 135.2678 | 15.8872 | 16956091936.8625 | 8712002.5081 | 0 | 5428202.4431 | 0 | 0 | 0 | 2330698.5399 | 6423652.3615 | 16713025.7724 | 11406983.508 | 51014565.1331 | 3144235.0165 | 23926120.3335 | 23926120.3335 | 18112060.8521 | 9521263.1161 | 0 | 78084920.4831 | 129644364.7849 | 2371373.7057 | 22.2292 | 3512.7111 | 5832.1529 | 78.7717 | 130.7846
1 | 5400 | 707 | 0.035 | 15 | 15 | 7 | 3.1623e-09 | 0 | CO2 | Porous | Wet | R245fa | MinimizeLCOE | IgnoreSilica | 165.824 | 36.5191 | 5.5615 | 4 | 3510.4724 | 5828.1856 | 78.7215 | 130.6956 | 135.2592 | 15.8833 | 16961874614.3167 | 8714721.9196 | 0 | 5430628.9135 | 0 | 0 | 0 | 2328276.5728 | 6424714.6883 | 16715789.7288 | 11408869.965 | 51023001.7881 | 3144235.0165 | 23926120.3335 | 23926120.3335 | 18112060.8521 | 9521263.1161 | 0 | 78093357.1381 | 129652801.4399 | 3162277.6602 | 22.2458 | 3510.4724 | 5828.1856 | 78.7215 | 130.6956
1 | 5400 | 707 | 0.035 | 15 | 15 | 7 | 4.217e-09 | 0 | CO2 | Porous | Wet | R245fa | MinimizeLCOE | IgnoreSilica | 165.8823 | 36.5338 | 5.5644 | 4 | 3508.7937 | 5825.29 | 78.6838 | 130.6307 | 135.2538 | 15.8809 | 16960081954.5289 | 8716434.5769 | 0 | 5432157.4507 | 0 | 0 | 0 | 2326217.3886 | 6425175.6723 | 16716989.1146 | 11409688.5705 | 51026662.7737 | 3144235.0165 | 23926120.3335 | 23926120.3335 | 18112060.8521 | 9521263.1161 | 0 | 78097018.1237 | 129656462.4255 | 4216965.0343 | 22.2575 | 3508.7937 | 5825.29 | 78.6838 | 130.6307
1 | 5400 | 707 | 0.035 | 15 | 15 | 7 | 5.6234e-09 | 0 | CO2 | Porous | Wet | R245fa | MinimizeLCOE | IgnoreSilica | 165.9406 | 36.5479 | 5.5668 | 4 | 3507.5349 | 5823.0161 | 78.6556 | 130.5797 | 135.2484 | 15.8785 | 16957571154.1503 | 8718145.8701 | 0 | 5433685.8804 | 0 | 0 | 0 | 2324981.7955 | 6425957.2829 | 16719022.7051 | 11411076.5378 | 51032870.0718 | 3144235.0165 | 23926120.3335 | 23926120.3335 | 18112060.8521 | 9521263.1161 | 0 | 78103225.4218 | 129662669.7236 | 5623413.2519 | 22.2673 | 3507.5349 | 5823.0161 | 78.6556 | 130.5797
1 | 5400 | 707 | 0.035 | 15 | 15 | 7 | 7.4989e-09 | 0 | CO2 | Porous | Wet | R245fa | MinimizeLCOE | IgnoreSilica | 165.9749 | 36.5565 | 5.5685 | 4 | 3506.591 | 5821.3782 | 78.6344 | 130.543 | 135.2452 | 15.8771 | 16958869540.0571 | 8719150.8677 | 0 | 5434583.4794 | 0 | 0 | 0 | 2323850.85 | 6426258.2269 | 16719805.6995 | 11411610.9476 | 51035260.071 | 3144235.0165 | 23926120.3335 | 23926120.3335 | 18112060.8521 | 9521263.1161 | 0 | 78105615.421 | 129665059.7228 | 7498942.0933 | 22.2739 | 3506.591 | 5821.3782 | 78.6344 | 130.543
1 | 5400 | 707 | 0.035 | 15 | 15 | 7 | 1e-08 | 0 | CO2 | Porous | Wet | R245fa | MinimizeLCOE | IgnoreSilica | 165.9944 | 36.5616 | 5.5696 | 4 | 3505.8831 | 5820.1941 | 78.6186 | 130.5164 | 135.2434 | 15.8763 | 16961938784.9758 | 8719721.4099 | 0 | 5435092.9111 | 0 | 0 | 0 | 2322868.5183 | 6426296.3073 | 16719904.777 | 11411678.57 | 51035562.4937 | 3144235.0165 | 23926120.3335 | 23926120.3335 | 18112060.8521 | 9521263.1161 | 0 | 78105917.8437 | 129665362.1455 | 10000000 | 22.2785 | 3505.8831 | 5820.1941 | 78.6186 | 130.5164
1 | 5500 | 707 | 0.035 | 15 | 15 | 7 | 1e-13 | 0 | CO2 | Porous | Wet | R245fa | MinimizeLCOE | IgnoreSilica | 1.8384 | 0.045268 | 0.0047813 | 4 | 1541180.771 | 4300030.7822 | 34560.6037 | 96427.1439 | 84.5325 | 16.4499 | 98927455.309 | 242804.5482 | 0 | 103321.3453 | 0 | 0 | 0 | 239891.1063 | 228546.6299 | 594631.4498 | 405848.1829 | 1815043.2625 | 3144235.0165 | 24516122.6531 | 24516122.6531 | 18517163.4082 | 9730290.8829 | 0 | 29475400.9321 | 82238977.8763 | 100 | 0.019125 | 1541180.771 | 4300030.7822 | 34560.6037 | 96427.1439
1 | 5500 | 707 | 0.035 | 15 | 15 | 7 | 1.3335e-13 | 0 | CO2 | Porous | Wet | R245fa | MinimizeLCOE | IgnoreSilica | 2.7157 | 0.16079 | 0.015314 | 4 | 494971.8036 | 1356330.0421 | 11099.6222 | 30415.3711 | 97.3569 | 17.3366 | 371623856.6063 | 361337.1619 | 0 | 168636.1729 | 0 | 0 | 0 | 328774.4432 | 334911.6334 | 871371.3704 | 594728.8652 | 2659759.6471 | 3144235.0165 | 24516122.6531 | 24516122.6531 | 18517163.4082 | 9730290.8829 | 0 | 30320117.3167 | 83083694.2609 | 133.3521 | 0.061256 | 494971.8036 | 1356330.0421 | 11099.6222 | 30415.3711
1 | 5500 | 707 | 0.035 | 15 | 15 | 7 | 1.7783e-13 | 0 | CO2 | Porous | Wet | R245fa | MinimizeLCOE | IgnoreSilica | 3.7681 | 0.3305 | 0.032291 | 4 | 241968.1799 | 650462.6958 | 5426.0776 | 14586.4677 | 107.1644 | 17.9274 | 1039490012.3008 | 495584.0247 | 0 | 243793.6457 | 0 | 0 | 0 | 420904.7961 | 452510.162 | 1177338.6189 | 803557.7993 | 3593689.0467 | 3144235.0165 | 24516122.6531 | 24516122.6531 | 18517163.4082 | 9730290.8829 | 0 | 31254046.7163 | 84017623.6605 | 177.8279 | 0.12917 | 241968.1799 | 650462.6958 | 5426.0776 | 14586.4677
1 | 5500 | 707 | 0.035 | 15 | 15 | 7 | 2.3714e-13 | 0 | CO2 | Porous | Wet | R245fa | MinimizeLCOE | IgnoreSilica | 5.0593 | 0.56431 | 0.057376 | 4 | 140756.8489 | 370659.6064 | 3156.4381 | 8311.9515 | 114.9237 | 18.3468 | 1036396610.5586 | 649309.1608 | 0 | 331478.2557 | 0 | 0 | 0 | 518568.8351 | 584748.9381 | 1521396.7885 | 1038384.5697 | 4643886.5478 | 3144235.0165 | 24516122.6531 | 24516122.6531 | 18517163.4082 | 9730290.8829 | 0 | 32304244.2174 | 85067821.1616 | 237.1374 | 0.2295 | 140756.8489 | 370659.6064 | 3156.4381 | 8311.9515
1 | 5500 | 707 | 0.035 | 15 | 15 | 7 | 3.1623e-13 | 0 | CO2 | Porous | Wet | R245fa | MinimizeLCOE | IgnoreSilica | 6.8808 | 0.90909 | 0.093843 | 4 | 89583.3278 | 230146.7192 | 2008.8843 | 5160.9842 | 121.8176 | 18.69 | 2304539627.4618 | 849862.7738 | 0 | 425837.5011 | 0 | 0 | 0 | 650756.4953 | 751318.1404 | 1954775.6848 | 1334174.5715 | 5966725.1669 | 3144235.0165 | 24516122.6531 | 24516122.6531 | 18517163.4082 | 9730290.8829 | 0 | 33627082.8365 | 86390659.7807 | 316.2278 | 0.37537 | 89583.3278 | 230146.7192 | 2008.8843 | 5160.9842
1 | 5500 | 707 | 0.035 | 15 | 15 | 7 | 4.217e-13 | 0 | CO2 | Porous | Wet | R245fa | MinimizeLCOE | IgnoreSilica | 9.0493 | 1.3443 | 0.14381 | 4 | 60910.27 | 152633.1065 | 1365.898 | 3422.7603 | 126.9164 | 18.9224 | 3265789810.6839 | 1069815.2544 | 0 | 530183.0599 | 0 | 0 | 0 | 782204.1681 | 929058.9682 | 2417220.8589 | 1649802.9051 | 7378285.2147 | 3144235.0165 | 24516122.6531 | 24516122.6531 | 18517163.4082 | 9730290.8829 | 0 | 35038642.8843 | 87802219.8285 | 421.6965 | 0.57525 | 60910.27 | 152633.1065 | 1365.898 | 3422.7603
1 | 5500 | 707 | 0.035 | 15 | 15 | 7 | 5.6234e-13 | 0 | CO2 | Porous | Wet | R245fa | MinimizeLCOE | IgnoreSilica | 11.7996 | 1.9113 | 0.21115 | 4 | 43429.8588 | 105900.3163 | 973.904 | 2374.7888 | 130.9833 | 19.0949 | 4208738556.2831 | 1327246.7729 | 0 | 655582.4024 | 0 | 0 | 0 | 929820.9426 | 1135933.546 | 2955466.0746 | 2017166.3247 | 9021216.0632 | 3144235.0165 | 24516122.6531 | 24516122.6531 | 18517163.4082 | 9730290.8829 | 0 | 36681573.7328 | 89445150.677 | 562.3413 | 0.84462 | 43429.8588 | 105900.3163 | 973.904 | 2374.7888
1 | 5500 | 707 | 0.035 | 15 | 15 | 7 | 7.4989e-13 | 0 | CO2 | Porous | Wet | R245fa | MinimizeLCOE | IgnoreSilica | 15.3 | 2.6451 | 0.30082 | 4 | 32084.1632 | 75933.7139 | 719.4796 | 1702.7951 | 134.2201 | 19.221 | 5301281759.4357 | 1629850.6864 | 0 | 807022.1734 | 0 | 0 | 0 | 1097253.6525 | 1378309.3398 | 3586078.172 | 2447572.0389 | 10946086.063 | 3144235.0165 | 24516122.6531 | 24516122.6531 | 18517163.4082 | 9730290.8829 | 0 | 38606443.7326 | 91370020.6768 | 749.8942 | 1.2033 | 32084.1632 | 75933.7139 | 719.4796 | 1702.7951
1 | 5500 | 707 | 0.035 | 15 | 15 | 7 | 1e-12 | 0 | CO2 | Porous | Wet | R245fa | MinimizeLCOE | IgnoreSilica | 19.7339 | 3.5855 | 0.41899 | 4 | 24375.8156 | 55858.197 | 546.6217 | 1252.6065 | 136.7677 | 19.308 | 6439842853.6545 | 1984289.9773 | 0 | 989242.433 | 0 | 0 | 0 | 1285988.619 | 1661213.2015 | 4322135.9885 | 2949946.6232 | 13192816.8425 | 3144235.0165 | 24516122.6531 | 24516122.6531 | 18517163.4082 | 9730290.8829 | 0 | 40853174.5121 | 93616751.4563 | 1000 | 1.676 | 24375.8156 | 55858.197 | 546.6217 | 1252.6065
1 | 5500 | 707 | 0.035 | 15 | 15 | 7 | 1.3335e-12 | 0 | CO2 | Porous | Wet | R245fa | MinimizeLCOE | IgnoreSilica | 25.3144 | 4.7795 | 0.57317 | 4 | 18956.3308 | 41970.0664 | 425.0911 | 941.1685 | 138.7457 | 19.3591 | 7646302909.6426 | 2397345.1547 | 0 | 1207331.9359 | 0 | 0 | 0 | 1496878.0012 | 1989606.4858 | 5176547.9516 | 3533100.3444 | 15800809.8737 | 3144235.0165 | 24516122.6531 | 24516122.6531 | 18517163.4082 | 9730290.8829 | 0 | 43461167.5433 | 96224744.4875 | 1333.5214 | 2.2927 | 18956.3308 | 41970.0664 | 425.0911 | 941.1685
1 | 5500 | 707 | 0.035 | 15 | 15 | 7 | 1.7783e-12 | 0 | CO2 | Porous | Wet | R245fa | MinimizeLCOE | IgnoreSilica | 32.2601 | 6.2768 | 0.77191 | 4 | 15045.5635 | 32134.2524 | 337.3931 | 720.6028 | 140.2467 | 19.3736 | 8896239383.3987 | 2873999.4894 | 0 | 1465766.3488 | 0 | 0 | 0 | 1728449.0514 | 2366603.807 | 6157417.6485 | 4202564.0674 | 18794800.4125 | 3144235.0165 | 24516122.6531 | 24516122.6531 | 18517163.4082 | 9730290.8829 | 0 | 46455158.0821 | 99218735.0263 | 1778.2794 | 3.0876 | 15045.5635 | 32134.2524 | 337.3931 | 720.6028
1 | 5500 | 707 | 0.035 | 15 | 15 | 7 | 2.3714e-12 | 0 | CO2 | Porous | Wet | R245fa | MinimizeLCOE | IgnoreSilica | 40.7667 | 8.1242 | 1.0241 | 4 | 12165.3305 | 25045.8893 | 272.8046 | 561.648 | 141.3369 | 19.3437 | 10174738054.0327 | 3415758.7224 | 0 | 1767570.0527 | 0 | 0 | 0 | 1975715.9357 | 2792027.4372 | 7264282.668 | 4958022.187 | 22173377.0029 | 3144235.0165 | 24516122.6531 | 24516122.6531 | 18517163.4082 | 9730290.8829 | 0 | 49833734.6725 | 102597311.6167 | 2371.3737 | 4.0964 | 12165.3305 | 25045.8893 | 272.8046 | 561.648
1 | 5500 | 707 | 0.035 | 15 | 15 | 7 | 3.1623e-12 | 0 | CO2 | Porous | Wet | R245fa | MinimizeLCOE | IgnoreSilica | 50.9519 | 10.352 | 1.3368 | 4 | 10016.8228 | 19884.5185 | 224.6248 | 445.9055 | 142.074 | 19.2682 | 11428824694.1156 | 4018727.5857 | 0 | 2112811.0465 | 0 | 0 | 0 | 2230907.5462 | 3261354.0096 | 8485374.1373 | 5791442.2057 | 25900616.5311 | 3144235.0165 | 24516122.6531 | 24516122.6531 | 18517163.4082 | 9730290.8829 | 0 | 53560974.2007 | 106324551.1448 | 3162.2777 | 5.3471 | 10016.8228 | 19884.5185 | 224.6248 | 445.9055
1 | 5500 | 707 | 0.035 | 15 | 15 | 7 | 4.217e-12 | 0 | CO2 | Porous | Wet | R245fa | MinimizeLCOE | IgnoreSilica | 62.7398 | 12.9523 | 1.7125 | 4 | 8397.5093 | 16100.2526 | 188.3121 | 361.0442 | 142.4866 | 19.1346 | 12632448427.3509 | 4667867.1835 | 0 | 2495553.4398 | 0 | 0 | 0 | 2478136.5442 | 3760207.2953 | 9783288.0579 | 6677295.126 | 29862347.6467 | 3144235.0165 | 24516122.6531 | 24516122.6531 | 18517163.4082 | 9730290.8829 | 0 | 57522705.3163 | 110286282.2605 | 4216.965 | 6.85 | 8397.5093 | 16100.2526 | 188.3121 | 361.0442
1 | 5500 | 707 | 0.035 | 15 | 15 | 7 | 5.6234e-12 | 0 | CO2 | Porous | Wet | R245fa | MinimizeLCOE | IgnoreSilica | 75.824 | 15.8661 | 2.1457 | 4 | 7171.3777 | 13319.0868 | 160.8164 | 298.6773 | 142.6028 | 18.9365 | 13719308416.987 | 5338740.0559 | 0 | 2903871.8499 | 0 | 0 | 0 | 2699016.5139 | 4267235.0837 | 11102470.3575 | 7577664.1519 | 33888998.0128 | 3144235.0165 | 24516122.6531 | 24516122.6531 | 18517163.4082 | 9730290.8829 | 0 | 61549355.6824 | 114312932.6266 | 5623.4133 | 8.5826 | 7171.3777 | 13319.0868 | 160.8164 | 298.6773
1 | 5500 | 707 | 0.035 | 15 | 15 | 7 | 7.4989e-12 | 0 | CO2 | Porous | Wet | R245fa | MinimizeLCOE | IgnoreSilica | 89.5339 | 18.9542 | 2.6187 | 4 | 6242.6349 | 11279.786 | 139.9896 | 252.9465 | 142.4581 | 18.6767 | 14667975802.0883 | 5994132.9387 | 0 | 3316822.2289 | 0 | 0 | 0 | 2870973.656 | 4750952.2412 | 12361003.1772 | 8436638.6617 | 37730522.9036 | 3144235.0165 | 24516122.6531 | 24516122.6531 | 18517163.4082 | 9730290.8829 | 0 | 65390880.5732 | 118154457.5174 | 7498.9421 | 10.4749 | 6242.6349 | 11279.786 | 139.9896 | 252.9465
1 | 5500 | 707 | 0.035 | 15 | 15 | 7 | 1e-11 | 0 | CO2 | Porous | Wet | R245fa | MinimizeLCOE | IgnoreSilica | 102.9982 | 22.0265 | 3.1042 | 4 | 5541.0934 | 9790.4065 | 124.2577 | 219.5475 | 142.1089 | 18.3714 | 15454048976.417 | 6595627.2685 | 0 | 3710188.7028 | 0 | 0 | 0 | 2977956.4682 | 5180671.2514 | 13479043.8944 | 9199724.4246 | 41143212.0098 | 3144235.0165 | 24516122.6531 | 24516122.6531 | 18517163.4082 | 9730290.8829 | 0 | 68803569.6794 | 121567146.6236 | 10000 | 12.417 | 5541.0934 | 9790.4065 | 124.2577 | 219.5475
1 | 5500 | 707 | 0.035 | 15 | 15 | 7 | 1.3335e-11 | 0 | CO2 | Porous | Wet | R245fa | MinimizeLCOE | IgnoreSilica | 115.4607 | 24.9087 | 3.5729 | 4 | 5013.3553 | 8705.2735 | 112.4233 | 195.2136 | 141.6271 | 18.0451 | 16055631853.2149 | 7117760.0601 | 0 | 4065180.1776 | 0 | 0 | 0 | 3019554.2308 | 5538972.8427 | 14411271.1372 | 9835988.6731 | 43988727.1216 | 3144235.0165 | 24516122.6531 | 24516122.6531 | 18517163.4082 | 9730290.8829 | 0 | 71649084.7911 | 124412661.7353 | 13335.2143 | 14.2916 | 5013.3553 | 8705.2735 | 112.4233 | 195.2136
1 | 5500 | 707 | 0.035 | 15 | 15 | 7 | 1.7783e-11 | 0 | CO2 | Porous | Wet | R245fa | MinimizeLCOE | IgnoreSilica | 126.3692 | 27.4669 | 4.0002 | 4 | 4617.2145 | 7914.7873 | 103.5399 | 177.4872 | 141.0832 | 17.7215 | 16495009953.091 | 7548077.6938 | 0 | 4369637.8555 | 0 | 0 | 0 | 3004682.5462 | 5819735.2573 | 15141757.3476 | 10334560.5218 | 46218451.2223 | 3144235.0165 | 24516122.6531 | 24516122.6531 | 18517163.4082 | 9730290.8829 | 0 | 73878808.8919 | 126642385.8361 | 17782.7941 | 16.0007 | 4617.2145 | 7914.7873 | 103.5399 | 177.4872
1 | 5500 | 707 | 0.035 | 15 | 15 | 7 | 2.3714e-11 | 0 | CO2 | Porous | Wet | R245fa | MinimizeLCOE | IgnoreSilica | 135.4607 | 29.6259 | 4.37 | 4 | 4321.7253 | 7340.235 | 96.9136 | 164.603 | 140.5521 | 17.4299 | 16806218505.5787 | 7888581.2294 | 0 | 4619373.5562 | 0 | 0 | 0 | 2952012.866 | 6029387.3841 | 15687229.1761 | 10706856.253 | 47883440.4649 | 3144235.0165 | 24516122.6531 | 24516122.6531 | 18517163.4082 | 9730290.8829 | 0 | 75543798.1345 | 128307375.0787 | 23713.7371 | 17.48 | 4321.7253 | 7340.235 | 96.9136 | 164.603
1 | 5500 | 707 | 0.035 | 15 | 15 | 7 | 3.1623e-11 | 0 | CO2 | Porous | Wet | R245fa | MinimizeLCOE | IgnoreSilica | 142.8083 | 31.3908 | 4.6786 | 4 | 4101.0953 | 6920.4792 | 91.9661 | 155.1901 | 140.0677 | 17.1774 | 17022139857.2405 | 8151453.3521 | 0 | 4818758.6999 | 0 | 0 | 0 | 2879283.3345 | 6181303.2008 | 16082482.9688 | 10976625.0882 | 49089906.6443 | 3144235.0165 | 24516122.6531 | 24516122.6531 | 18517163.4082 | 9730290.8829 | 0 | 76750264.3139 | 129513841.2581 | 31622.7766 | 18.7146 | 4101.0953 | 6920.4792 | 91.9661 | 155.1901
1 | 5500 | 707 | 0.035 | 15 | 15 | 7 | 4.217e-11 | 0 | CO2 | Porous | Wet | R245fa | MinimizeLCOE | IgnoreSilica | 148.5935 | 32.7944 | 4.9287 | 4 | 3936.3761 | 6612.7423 | 88.2723 | 148.2891 | 139.6509 | 16.9678 | 17162113892.5706 | 8350604.3867 | 0 | 4974302.8737 | 0 | 0 | 0 | 2800297.7741 | 6288829.9634 | 16362245.5485 | 11167568.7973 | 49943849.3437 | 3144235.0165 | 24516122.6531 | 24516122.6531 | 18517163.4082 | 9730290.8829 | 0 | 77604207.0133 | 130367783.9575 | 42169.6503 | 19.7146 | 3936.3761 | 6612.7423 | 88.2723 | 148.2891
1 | 5500 | 707 | 0.035 | 15 | 15 | 7 | 5.6234e-11 | 0 | CO2 | Porous | Wet | R245fa | MinimizeLCOE | IgnoreSilica | 153.0908 | 33.8943 | 5.1272 | 4 | 3813.3407 | 6386.0656 | 85.5132 | 143.206 | 139.3048 | 16.7982 | 17256402759.8062 | 8500598.0099 | 0 | 5094383.0633 | 0 | 0 | 0 | 2724894.9122 | 6364751.6343 | 16559778.1624 | 11302388.8653 | 50546794.6475 | 3144235.0165 | 24516122.6531 | 24516122.6531 | 18517163.4082 | 9730290.8829 | 0 | 78207152.3171 | 130970729.2613 | 56234.1325 | 20.5088 | 3813.3407 | 6386.0656 | 85.5132 | 143.206
1 | 5500 | 707 | 0.035 | 15 | 15 | 7 | 7.4989e-11 | 0 | CO2 | Porous | Wet | R245fa | MinimizeLCOE | IgnoreSilica | 156.5472 | 34.7451 | 5.2825 | 4 | 3721.3772 | 6218.4936 | 83.451 | 139.4482 | 139.0254 | 16.664 | 17317892886.3153 | 8612974.016 | 0 | 5186192.6632 | 0 | 0 | 0 | 2657866.9002 | 6418243.096 | 16698951.973 | 11397377.8507 | 50971606.4991 | 3144235.0165 | 24516122.6531 | 24516122.6531 | 18517163.4082 | 9730290.8829 | 0 | 78631964.1686 | 131395541.1128 | 74989.4209 | 21.1298 | 3721.3772 | 6218.4936 | 83.451 | 139.4482
1 | 5500 | 707 | 0.035 | 15 | 15 | 7 | 1e-10 | 0 | CO2 | Porous | Wet | R245fa | MinimizeLCOE | IgnoreSilica | 159.2003 | 35.401 | 5.4028 | 4 | 3652.5908 | 6094.097 | 81.9085 | 136.6586 | 138.8029 | 16.5585 | 17352670718.3285 | 8697498.695 | 0 | 5256388.0067 | 0 | 0 | 0 | 2601444.9123 | 6456579.3295 | 16798694.9888 | 11465454.5085 | 51276060.4408 | 3144235.0165 | 24516122.6531 | 24516122.6531 | 18517163.4082 | 9730290.8829 | 0 | 78936418.1104 | 131699995.0546 | 100000 | 21.6111 | 3652.5908 | 6094.097 | 81.9085 | 136.6586
1 | 5500 | 707 | 0.035 | 15 | 15 | 7 | 1.3335e-10 | 0 | CO2 | Porous | Wet | R245fa | MinimizeLCOE | IgnoreSilica | 161.2053 | 35.9008 | 5.4953 | 4 | 3600.5135 | 6000.9233 | 80.7406 | 134.5692 | 138.6237 | 16.4737 | 17380102312.5342 | 8759730.7292 | 0 | 5309280.6432 | 0 | 0 | 0 | 2553064.786 | 6482609.7018 | 16866420.678 | 11511678.683 | 51482785.2212 | 3144235.0165 | 24516122.6531 | 24516122.6531 | 18517163.4082 | 9730290.8829 | 0 | 79143142.8907 | 131906719.8349 | 133352.1432 | 21.9811 | 3600.5135 | 6000.9233 | 80.7406 | 134.5692
1 | 5500 | 707 | 0.035 | 15 | 15 | 7 | 1.7783e-10 | 0 | CO2 | Porous | Wet | R245fa | MinimizeLCOE | IgnoreSilica | 162.7157 | 36.2772 | 5.5654 | 4 | 3561.9953 | 5932.1602 | 79.8769 | 133.0272 | 138.491 | 16.412 | 17397158628.1329 | 8806536.8516 | 0 | 5349041.3341 | 0 | 0 | 0 | 2515715.9098 | 6501804.6972 | 16916362.1187 | 11545764.7425 | 51635225.6538 | 3144235.0165 | 24516122.6531 | 24516122.6531 | 18517163.4082 | 9730290.8829 | 0 | 79295583.3234 | 132059160.2676 | 177827.941 | 22.2616 | 3561.9953 | 5932.1602 | 79.8769 | 133.0272
1 | 5500 | 707 | 0.035 | 15 | 15 | 7 | 2.3714e-10 | 0 | CO2 | Porous | Wet | R245fa | MinimizeLCOE | IgnoreSilica | 163.8607 | 36.5631 | 5.6187 | 4 | 3533.1419 | 5880.8109 | 79.2298 | 131.8758 | 138.3888 | 16.3648 | 17409634148.0182 | 8841685.4823 | 0 | 5379132.6883 | 0 | 0 | 0 | 2486428.5631 | 6515826.2261 | 16952843.2607 | 11570663.8715 | 51746580.0921 | 3144235.0165 | 24516122.6531 | 24516122.6531 | 18517163.4082 | 9730290.8829 | 0 | 79406937.7617 | 132170514.7059 | 237137.3706 | 22.4749 | 3533.1419 | 5880.8109 | 79.2298 | 131.8758
1 | 5500 | 707 | 0.035 | 15 | 15 | 7 | 3.1623e-10 | 0 | CO2 | Porous | Wet | R245fa | MinimizeLCOE | IgnoreSilica | 164.7233 | 36.7788 | 5.6591 | 4 | 3511.5223 | 5842.4482 | 78.745 | 131.0155 | 138.311 | 16.3289 | 17417043474.9916 | 8867973.0741 | 0 | 5401773.1028 | 0 | 0 | 0 | 2463650.7712 | 6526024.8097 | 16979377.8832 | 11588774.2966 | 51827573.9375 | 3144235.0165 | 24516122.6531 | 24516122.6531 | 18517163.4082 | 9730290.8829 | 0 | 79487931.6071 | 132251508.5513 | 316227.766 | 22.6363 | 3511.5223 | 5842.4482 | 78.745 | 131.0155
1 | 5500 | 707 | 0.035 | 15 | 15 | 7 | 4.217e-10 | 0 | CO2 | Porous | Wet | R245fa | MinimizeLCOE | IgnoreSilica | 165.3681 | 36.9404 | 5.6895 | 4 | 3495.3196 | 5813.7907 | 78.3817 | 130.3728 | 138.2523 | 16.302 | 17423570677.9476 | 8887518.4241 | 0 | 5418683.438 | 0 | 0 | 0 | 2446006.9412 | 6533361.4333 | 16998466.2727 | 11601802.5147 | 51885839.024 | 3144235.0165 | 24516122.6531 | 24516122.6531 | 18517163.4082 | 9730290.8829 | 0 | 79546196.6935 | 132309773.6377 | 421696.5034 | 22.7579 | 3495.3196 | 5813.7907 | 78.3817 | 130.3728
1 | 5500 | 707 | 0.035 | 15 | 15 | 7 | 5.6234e-10 | 0 | CO2 | Porous | Wet | R245fa | MinimizeLCOE | IgnoreSilica | 165.848 | 37.061 | 5.7123 | 4 | 3483.1746 | 5792.3801 | 78.1093 | 129.8927 | 138.2083 | 16.2819 | 17429877027.5201 | 8902004.7675 | 0 | 5431259.7514 | 0 | 0 | 0 | 2432399.3769 | 6538608.9194 | 17012119.1551 | 11611120.8874 | 51927512.8577 | 3144235.0165 | 24516122.6531 | 24516122.6531 | 18517163.4082 | 9730290.8829 | 0 | 79587870.5273 | 132351447.4715 | 562341.3252 | 22.8492 | 3483.1746 | 5792.3801 | 78.1093 | 129.8927
1 | 5500 | 707 | 0.035 | 15 | 15 | 7 | 7.4989e-10 | 0 | CO2 | Porous | Wet | R245fa | MinimizeLCOE | IgnoreSilica | 166.2159 | 37.1532 | 5.7296 | 4 | 3474.0701 | 5776.2983 | 77.9052 | 129.5321 | 138.1744 | 16.2664 | 17431962225.2002 | 8913073.6127 | 0 | 5440894.5071 | 0 | 0 | 0 | 2422203.2945 | 6542706.8516 | 17022781.1341 | 11618397.9072 | 51960057.3072 | 3144235.0165 | 24516122.6531 | 24516122.6531 | 18517163.4082 | 9730290.8829 | 0 | 79620414.9768 | 132383991.921 | 749894.2093 | 22.9185 | 3474.0701 | 5776.2983 | 77.9052 | 129.5321
1 | 5500 | 707 | 0.035 | 15 | 15 | 7 | 1e-09 | 0 | CO2 | Porous | Wet | R245fa | MinimizeLCOE | IgnoreSilica | 166.4935 | 37.2228 | 5.7427 | 4 | 3467.2444 | 5764.2431 | 77.7521 | 129.2617 | 138.1487 | 16.2547 | 17432945716.0808 | 8921408.7579 | 0 | 5448164.2978 | 0 | 0 | 0 | 2414501.2511 | 6545788.9796 | 17030800.1991 | 11623871.0838 | 51984534.5692 | 3144235.0165 | 24516122.6531 | 24516122.6531 | 18517163.4082 | 9730290.8829 | 0 | 79644892.2388 | 132408469.183 | 1000000 | 22.9707 | 3467.2444 | 5764.2431 | 77.7521 | 129.2617
1 | 5500 | 707 | 0.035 | 15 | 15 | 7 | 1.3335e-09 | 0 | CO2 | Porous | Wet | R245fa | MinimizeLCOE | IgnoreSilica | 166.6936 | 37.2733 | 5.7523 | 4 | 3462.1267 | 5755.2694 | 77.6373 | 129.0605 | 138.1302 | 16.2463 | 17434922729.573 | 8927403.5165 | 0 | 5453400.3301 | 0 | 0 | 0 | 2408492.0226 | 6547825.389 | 17036098.5184 | 11627487.2956 | 52000707.0722 | 3144235.0165 | 24516122.6531 | 24516122.6531 | 18517163.4082 | 9730290.8829 | 0 | 79661064.7418 | 132424641.686 | 1333521.4322 | 23.0093 | 3462.1267 | 5755.2694 | 77.6373 | 129.0605
1 | 5500 | 707 | 0.035 | 15 | 15 | 7 | 1.7783e-09 | 0 | CO2 | Porous | Wet | R245fa | MinimizeLCOE | IgnoreSilica | 166.8419 | 37.3107 | 5.7595 | 4 | 3458.2896 | 5748.5568 | 77.5513 | 128.91 | 138.1164 | 16.24 | 17439771129.4533 | 8931843.6791 | 0 | 5457282.6783 | 0 | 0 | 0 | 2403919.3916 | 6549287.8421 | 17039903.5215 | 11630084.2884 | 52012321.401 | 3144235.0165 | 24516122.6531 | 24516122.6531 | 18517163.4082 | 9730290.8829 | 0 | 79672679.0706 | 132436256.0148 | 1778279.41 | 23.0382 | 3458.2896 | 5748.5568 | 77.5513 | 128.91
1 | 5500 | 707 | 0.035 | 15 | 15 | 7 | 2.3714e-09 | 0 | CO2 | Porous | Wet | R245fa | MinimizeLCOE | IgnoreSilica | 166.954 | 37.339 | 5.765 | 4 | 3455.4124 | 5743.5203 | 77.4868 | 128.797 | 138.106 | 16.2352 | 17441945013.4595 | 8935194.2778 | 0 | 5460214.7553 | 0 | 0 | 0 | 2400491.132 | 6550401.0644 | 17042799.8976 | 11632061.1246 | 52021162.2517 | 3144235.0165 | 24516122.6531 | 24516122.6531 | 18517163.4082 | 9730290.8829 | 0 | 79681519.9213 | 132445096.8655 | 2371373.7057 | 23.0599 | 3455.4124 | 5743.5203 | 77.4868 | 128.797
1 | 5500 | 707 | 0.035 | 15 | 15 | 7 | 3.1623e-09 | 0 | CO2 | Porous | Wet | R245fa | MinimizeLCOE | IgnoreSilica | 167.0466 | 37.3621 | 5.7692 | 4 | 3453.2549 | 5739.6858 | 77.4384 | 128.7111 | 138.0974 | 16.2313 | 17440631010.2613 | 8937960.918 | 0 | 5462637.6623 | 0 | 0 | 0 | 2398097.7569 | 6551491.5715 | 17045637.1734 | 11633997.6237 | 52029822.7059 | 3144235.0165 | 24516122.6531 | 24516122.6531 | 18517163.4082 | 9730290.8829 | 0 | 79690180.3755 | 132453757.3196 | 3162277.6602 | 23.0768 | 3453.2549 | 5739.6858 | 77.4384 | 128.7111
1 | 5500 | 707 | 0.035 | 15 | 15 | 7 | 4.217e-09 | 0 | CO2 | Porous | Wet | R245fa | MinimizeLCOE | IgnoreSilica | 167.1197 | 37.3803 | 5.7724 | 4 | 3451.6372 | 5736.7856 | 77.4021 | 128.646 | 138.0906 | 16.2282 | 17438369911.9456 | 8940145.0785 | 0 | 5464551.569 | 0 | 0 | 0 | 2396378.2388 | 6552419.2057 | 17048050.6871 | 11635644.8964 | 52037189.6755 | 3144235.0165 | 24516122.6531 | 24516122.6531 | 18517163.4082 | 9730290.8829 | 0 | 79697547.3451 | 132461124.2893 | 4216965.0343 | 23.0898 | 3451.6372 | 5736.7856 | 77.4021 | 128.646
1 | 5500 | 707 | 0.035 | 15 | 15 | 7 | 5.6234e-09 | 0 | CO2 | Porous | Wet | R245fa | MinimizeLCOE | IgnoreSilica | 167.1586 | 37.3904 | 5.7746 | 4 | 3450.4241 | 5734.7216 | 77.3749 | 128.5997 | 138.0869 | 16.2266 | 17442166120.0726 | 8941306.3343 | 0 | 5465569.0207 | 0 | 0 | 0 | 2394737.8252 | 6552629.1403 | 17048596.894 | 11636017.6938 | 52038856.9085 | 3144235.0165 | 24516122.6531 | 24516122.6531 | 18517163.4082 | 9730290.8829 | 0 | 79699214.578 | 132462791.5222 | 5623413.2519 | 23.0984 | 3450.4241 | 5734.7216 | 77.3749 | 128.5997
1 | 5500 | 707 | 0.035 | 15 | 15 | 7 | 7.4989e-09 | 0 | CO2 | Porous | Wet | R245fa | MinimizeLCOE | IgnoreSilica | 167.1929 | 37.3991 | 5.7763 | 4 | 3449.5145 | 5733.1389 | 77.3545 | 128.5642 | 138.0837 | 16.2251 | 17443260935.4654 | 8942328.8216 | 0 | 5466465.3081 | 0 | 0 | 0 | 2393617.0694 | 6552940.3676 | 17049406.6437 | 11636570.3646 | 52041328.575 | 3144235.0165 | 24516122.6531 | 24516122.6531 | 18517163.4082 | 9730290.8829 | 0 | 79701686.2446 | 132465263.1888 | 7498942.0933 | 23.1052 | 3449.5145 | 5733.1389 | 77.3545 | 128.5642
1 | 5500 | 707 | 0.035 | 15 | 15 | 7 | 1e-08 | 0 | CO2 | Porous | Wet | R245fa | MinimizeLCOE | IgnoreSilica | 167.2272 | 37.4075 | 5.7777 | 4 | 3448.8323 | 5731.8931 | 77.3392 | 128.5363 | 138.0805 | 16.2237 | 17439541464.5622 | 8943350.6975 | 0 | 5467361.5586 | 0 | 0 | 0 | 2392962.1246 | 6553433.0085 | 17050688.3942 | 11637445.1856 | 52045240.969 | 3144235.0165 | 24516122.6531 | 24516122.6531 | 18517163.4082 | 9730290.8829 | 0 | 79705598.6386 | 132469175.5828 | 10000000 | 23.1109 | 3448.8323 | 5731.8931 | 77.3392 | 128.5363
1 | 5600 | 707 | 0.035 | 15 | 15 | 7 | 1e-13 | 0 | CO2 | Porous | Wet | R245fa | MinimizeLCOE | IgnoreSilica | 1.8921 | 0.048401 | 0.0051198 | 4 | 1472001.0929 | 4107910.9204 | 33009.2663 | 92118.9027 | 86.1116 | 16.8649 | 131110272.8643 | 252884.1851 | 0 | 107233.9971 | 0 | 0 | 0 | 249864.7925 | 237893.3601 | 618949.7244 | 422445.905 | 1889271.9642 | 3144235.0165 | 25111985.0635 | 25111985.0635 | 18927833.0506 | 9941662.686 | 0 | 30145492.0442 | 84126972.8444 | 100 | 0.020479 | 1472001.0929 | 4107910.9204 | 33009.2663 | 92118.9027
1 | 5600 | 707 | 0.035 | 15 | 15 | 7 | 1.3335e-13 | 0 | CO2 | Porous | Wet | R245fa | MinimizeLCOE | IgnoreSilica | 2.7935 | 0.16886 | 0.016309 | 4 | 475536.7634 | 1303006.6651 | 10663.7962 | 29219.6074 | 99.2219 | 17.7646 | 460023451.4126 | 376157.415 | 0 | 174669.2325 | 0 | 0 | 0 | 342310.495 | 348323.4856 | 906266.2584 | 618545.3433 | 2766272.2297 | 3144235.0165 | 25111985.0635 | 25111985.0635 | 18927833.0506 | 9941662.686 | 0 | 31022492.3098 | 85003973.1099 | 133.3521 | 0.065237 | 475536.7634 | 1303006.6651 | 10663.7962 | 29219.6074
1 | 5600 | 707 | 0.035 | 15 | 15 | 7 | 1.7783e-13 | 0 | CO2 | Porous | Wet | R245fa | MinimizeLCOE | IgnoreSilica | 3.8802 | 0.34649 | 0.034327 | 4 | 233036.1323 | 626178.8487 | 5225.7786 | 14041.9083 | 109.2921 | 18.3659 | 1048652204.8126 | 516443.9233 | 0 | 252628.1145 | 0 | 0 | 0 | 438904.8412 | 471110.9828 | 1225734.1391 | 836588.7363 | 3741410.7372 | 3144235.0165 | 25111985.0635 | 25111985.0635 | 18927833.0506 | 9941662.686 | 0 | 31997630.8172 | 85979111.6174 | 177.8279 | 0.13731 | 233036.1323 | 626178.8487 | 5225.7786 | 14041.9083
1 | 5600 | 707 | 0.035 | 15 | 15 | 7 | 2.3714e-13 | 0 | CO2 | Porous | Wet | R245fa | MinimizeLCOE | IgnoreSilica | 5.2956 | 0.60296 | 0.061149 | 4 | 135586.1911 | 356284.3206 | 3040.4873 | 7989.5892 | 117.6385 | 18.815 | 1719398194.9232 | 686618.6558 | 0 | 345355.3439 | 0 | 0 | 0 | 552453.8579 | 617926.8645 | 1607718.9471 | 1097301.2167 | 4907374.8859 | 3144235.0165 | 25111985.0635 | 25111985.0635 | 18927833.0506 | 9941662.686 | 0 | 33163594.966 | 87145075.7661 | 237.1374 | 0.24459 | 135586.1911 | 356284.3206 | 3040.4873 | 7989.5892
1 | 5600 | 707 | 0.035 | 15 | 15 | 7 | 3.1623e-13 | 0 | CO2 | Porous | Wet | R245fa | MinimizeLCOE | IgnoreSilica | 7.064 | 0.94762 | 0.099662 | 4 | 86374.8745 | 221786.7401 | 1936.9355 | 4973.5137 | 124.2123 | 19.1356 | 2454218942.7107 | 883280.0325 | 0 | 434883.4448 | 0 | 0 | 0 | 676129.3446 | 777774.2005 | 2023608.9263 | 1381154.6732 | 6176830.6219 | 3144235.0165 | 25111985.0635 | 25111985.0635 | 18927833.0506 | 9941662.686 | 0 | 34433050.7019 | 88414531.5021 | 316.2278 | 0.39865 | 86374.8745 | 221786.7401 | 1936.9355 | 4973.5137
1 | 5600 | 707 | 0.035 | 15 | 15 | 7 | 4.217e-13 | 0 | CO2 | Porous | Wet | R245fa | MinimizeLCOE | IgnoreSilica | 9.2929 | 1.4015 | 0.15258 | 4 | 58814.6953 | 147260.9401 | 1318.9052 | 3302.2907 | 129.4372 | 19.3715 | 3345603933.359 | 1112126.2851 | 0 | 541568.6229 | 0 | 0 | 0 | 813074.0209 | 962039.8823 | 2503030.4322 | 1708369.7021 | 7640208.9456 | 3144235.0165 | 25111985.0635 | 25111985.0635 | 18927833.0506 | 9941662.686 | 0 | 35896429.0257 | 89877909.8258 | 421.6965 | 0.61033 | 58814.6953 | 147260.9401 | 1318.9052 | 3302.2907
1 | 5600 | 707 | 0.035 | 15 | 15 | 7 | 5.6234e-13 | 0 | CO2 | Porous | Wet | R245fa | MinimizeLCOE | IgnoreSilica | 12.1091 | 1.9909 | 0.22382 | 4 | 41989.1482 | 102285.9075 | 941.5964 | 2293.7366 | 133.5893 | 19.5458 | 4401295535.3494 | 1378952.6463 | 0 | 669302.9588 | 0 | 0 | 0 | 965745.8584 | 1175460.5708 | 3058307.285 | 2087357.5639 | 9335126.8831 | 3144235.0165 | 25111985.0635 | 25111985.0635 | 18927833.0506 | 9941662.686 | 0 | 37591346.9632 | 91572827.7633 | 562.3413 | 0.89526 | 41989.1482 | 102285.9075 | 941.5964 | 2293.7366
1 | 5600 | 707 | 0.035 | 15 | 15 | 7 | 7.4989e-13 | 0 | CO2 | Porous | Wet | R245fa | MinimizeLCOE | IgnoreSilica | 15.6971 | 2.7543 | 0.31863 | 4 | 31054.3036 | 73408.0973 | 696.3852 | 1646.1587 | 136.899 | 19.6731 | 5515421121.1789 | 1692961.0144 | 0 | 823734.5725 | 0 | 0 | 0 | 1139331.025 | 1425850.3786 | 3709770.2031 | 2531994.3918 | 11323641.5855 | 3144235.0165 | 25111985.0635 | 25111985.0635 | 18927833.0506 | 9941662.686 | 0 | 39579861.6655 | 93561342.4656 | 749.8942 | 1.2745 | 31054.3036 | 73408.0973 | 696.3852 | 1646.1587
1 | 5600 | 707 | 0.035 | 15 | 15 | 7 | 1e-12 | 0 | CO2 | Porous | Wet | R245fa | MinimizeLCOE | IgnoreSilica | 20.2527 | 3.7347 | 0.44361 | 4 | 23617.1969 | 54038.6129 | 529.6099 | 1211.8027 | 139.5092 | 19.7605 | 6678886298.582 | 2061621.3006 | 0 | 1009993.5721 | 0 | 0 | 0 | 1335989.7771 | 1718965.8134 | 4472396.4381 | 3052502.4676 | 13651469.3689 | 3144235.0165 | 25111985.0635 | 25111985.0635 | 18927833.0506 | 9941662.686 | 0 | 41907689.449 | 95889170.2491 | 1000 | 1.7745 | 23617.1969 | 54038.6129 | 529.6099 | 1211.8027
1 | 5600 | 707 | 0.035 | 15 | 15 | 7 | 1.3335e-12 | 0 | CO2 | Porous | Wet | R245fa | MinimizeLCOE | IgnoreSilica | 25.9601 | 4.9747 | 0.60643 | 4 | 18383.8523 | 40637.7777 | 412.2534 | 911.2923 | 141.5264 | 19.8106 | 7939161344.3168 | 2489299.7661 | 0 | 1231905.0444 | 0 | 0 | 0 | 1553662.3115 | 2057198.1776 | 5352407.6687 | 3653128.2149 | 16337601.1832 | 3144235.0165 | 25111985.0635 | 25111985.0635 | 18927833.0506 | 9941662.686 | 0 | 44593821.2632 | 98575302.0634 | 1333.5214 | 2.4257 | 18383.8523 | 40637.7777 | 412.2534 | 911.2923
1 | 5600 | 707 | 0.035 | 15 | 15 | 7 | 1.7783e-12 | 0 | CO2 | Porous | Wet | R245fa | MinimizeLCOE | IgnoreSilica | 33.0519 | 6.5273 | 0.81603 | 4 | 14604.7487 | 31142.5687 | 327.5079 | 698.3645 | 143.0561 | 19.8228 | 9244943995.06 | 2982111.9381 | 0 | 1494477.951 | 0 | 0 | 0 | 1792021.116 | 2444758.292 | 6360759.5869 | 4341349.1186 | 19415478.0026 | 3144235.0165 | 25111985.0635 | 25111985.0635 | 18927833.0506 | 9941662.686 | 0 | 47671698.0827 | 101653178.8828 | 1778.2794 | 3.2641 | 14604.7487 | 31142.5687 | 327.5079 | 698.3645
1 | 5600 | 707 | 0.035 | 15 | 15 | 7 | 2.3714e-12 | 0 | CO2 | Porous | Wet | R245fa | MinimizeLCOE | IgnoreSilica | 41.7413 | 8.4436 | 1.0818 | 4 | 11820.003 | 24294.8829 | 265.0607 | 544.8068 | 144.168 | 19.7887 | 10560313082.9935 | 3542549.9303 | 0 | 1801295.864 | 0 | 0 | 0 | 2047046.6021 | 2882448.0346 | 7499538.5146 | 5118589.1363 | 22891468.0818 | 3144235.0165 | 25111985.0635 | 25111985.0635 | 18927833.0506 | 9941662.686 | 0 | 51147688.1618 | 105129168.962 | 2371.3737 | 4.3272 | 11820.003 | 24294.8829 | 265.0607 | 544.8068
1 | 5600 | 707 | 0.035 | 15 | 15 | 7 | 3.1623e-12 | 0 | CO2 | Porous | Wet | R245fa | MinimizeLCOE | IgnoreSilica | 52.124 | 10.7502 | 1.4107 | 4 | 9742.0027 | 19308.2827 | 218.462 | 432.9835 | 144.9176 | 19.7068 | 11846235675.3965 | 4165056.6994 | 0 | 2151603.1842 | 0 | 0 | 0 | 2309318.9926 | 3364131.7617 | 8752780.7656 | 5973952.7242 | 26716844.1276 | 3144235.0165 | 25111985.0635 | 25111985.0635 | 18927833.0506 | 9941662.686 | 0 | 54973064.2077 | 108954545.0078 | 3162.2777 | 5.6429 | 9742.0027 | 19308.2827 | 218.462 | 432.9835
1 | 5600 | 707 | 0.035 | 15 | 15 | 7 | 4.217e-12 | 0 | CO2 | Porous | Wet | R245fa | MinimizeLCOE | IgnoreSilica | 64.1165 | 13.4374 | 1.8051 | 4 | 8175.6381 | 15652.0639 | 183.3367 | 350.9937 | 145.3348 | 19.5641 | 13078611382.8904 | 4833916.8341 | 0 | 2539266.5383 | 0 | 0 | 0 | 2562628.9633 | 3874966.8109 | 10081868.7771 | 6881082.602 | 30773730.5258 | 3144235.0165 | 25111985.0635 | 25111985.0635 | 18927833.0506 | 9941662.686 | 0 | 59029950.6058 | 113011431.4059 | 4216.965 | 7.2202 | 8175.6381 | 15652.0639 | 183.3367 | 350.9937
1 | 5600 | 707 | 0.035 | 15 | 15 | 7 | 5.6234e-12 | 0 | CO2 | Porous | Wet | R245fa | MinimizeLCOE | IgnoreSilica | 77.3561 | 16.4338 | 2.2578 | 4 | 6989.7388 | 12966.9091 | 156.7432 | 290.7798 | 145.4491 | 19.3548 | 14198903448.2441 | 5521494.735 | 0 | 2950719.0479 | 0 | 0 | 0 | 2786163.0345 | 4390766.9588 | 11423874.9566 | 7797029.3951 | 34870048.1279 | 3144235.0165 | 25111985.0635 | 25111985.0635 | 18927833.0506 | 9941662.686 | 0 | 63126268.2079 | 117107749.0081 | 5623.4133 | 9.0313 | 6989.7388 | 12966.9091 | 156.7432 | 290.7798
1 | 5600 | 707 | 0.035 | 15 | 15 | 7 | 7.4989e-12 | 0 | CO2 | Porous | Wet | R245fa | MinimizeLCOE | IgnoreSilica | 91.1929 | 19.6015 | 2.7506 | 4 | 6091.7705 | 10998.1507 | 136.6065 | 246.6309 | 145.2987 | 19.0822 | 15158325299.2244 | 6191537.2643 | 0 | 3365898.5138 | 0 | 0 | 0 | 2959228.1749 | 4881498.9417 | 12700658.9131 | 8668460.6806 | 38767282.4884 | 3144235.0165 | 25111985.0635 | 25111985.0635 | 18927833.0506 | 9941662.686 | 0 | 67023502.5684 | 121004983.3686 | 7498.9421 | 11.0023 | 6091.7705 | 10998.1507 | 136.6065 | 246.6309
1 | 5600 | 707 | 0.035 | 15 | 15 | 7 | 1e-11 | 0 | CO2 | Porous | Wet | R245fa | MinimizeLCOE | IgnoreSilica | 104.7233 | 22.7401 | 3.2541 | 4 | 5413.7935 | 9560.993 | 121.403 | 214.4029 | 144.9426 | 18.764 | 15949786443.1291 | 6803890.9278 | 0 | 3759819.1804 | 0 | 0 | 0 | 3065046.9009 | 5315215.2336 | 13829099.7372 | 9438644.7302 | 42211716.71 | 3144235.0165 | 25111985.0635 | 25111985.0635 | 18927833.0506 | 9941662.686 | 0 | 70467936.79 | 124449417.5902 | 10000 | 13.0164 | 5413.7935 | 9560.993 | 121.403 | 214.4029
1 | 5600 | 707 | 0.035 | 15 | 15 | 7 | 1.3335e-11 | 0 | CO2 | Porous | Wet | R245fa | MinimizeLCOE | IgnoreSilica | 117.1929 | 25.6725 | 3.738 | 4 | 4904.0336 | 8514.3662 | 109.9718 | 190.9326 | 144.455 | 18.4259 | 16551335784.2739 | 7333244.6391 | 0 | 4113896.6441 | 0 | 0 | 0 | 3104008.9611 | 5674948.5953 | 14765052.1528 | 10077451.4858 | 45068602.4782 | 3144235.0165 | 25111985.0635 | 25111985.0635 | 18927833.0506 | 9941662.686 | 0 | 73324822.5582 | 127306303.3583 | 13335.2143 | 14.9519 | 4904.0336 | 8514.3662 | 109.9718 | 190.9326
1 | 5600 | 707 | 0.035 | 15 | 15 | 7 | 1.7783e-11 | 0 | CO2 | Porous | Wet | R245fa | MinimizeLCOE | IgnoreSilica | 128.0406 | 28.2604 | 4.1769 | 4 | 4521.554 | 7752.4819 | 101.3947 | 173.8475 | 143.9092 | 18.0935 | 16995930793.3522 | 7766970.1782 | 0 | 4415812.128 | 0 | 0 | 0 | 3085162.2036 | 5954498.3588 | 15492383.294 | 10573869.9348 | 47288696.0973 | 3144235.0165 | 25111985.0635 | 25111985.0635 | 18927833.0506 | 9941662.686 | 0 | 75544916.1773 | 129526396.9775 | 17782.7941 | 16.7077 | 4521.554 | 7752.4819 | 101.3947 | 173.8475
1 | 5600 | 707 | 0.035 | 15 | 15 | 7 | 2.3714e-11 | 0 | CO2 | Porous | Wet | R245fa | MinimizeLCOE | IgnoreSilica | 137.066 | 30.4405 | 4.5558 | 4 | 4236.3421 | 7198.58 | 94.9989 | 161.4264 | 143.3779 | 17.7948 | 17305309745.7832 | 8109733.5393 | 0 | 4663115.6482 | 0 | 0 | 0 | 3029385.2116 | 6162871.4156 | 16034527.2447 | 10943894.3211 | 48943527.3803 | 3144235.0165 | 25111985.0635 | 25111985.0635 | 18927833.0506 | 9941662.686 | 0 | 77199747.4603 | 131181228.2605 | 23713.7371 | 18.2232 | 4236.3421 | 7198.58 | 94.9989 | 161.4264
1 | 5600 | 707 | 0.035 | 15 | 15 | 7 | 3.1623e-11 | 0 | CO2 | Porous | Wet | R245fa | MinimizeLCOE | IgnoreSilica | 144.3406 | 32.2181 | 4.8711 | 4 | 4023.4317 | 6793.9212 | 90.2245 | 152.352 | 142.8951 | 17.5372 | 17514585388.898 | 8373750.8511 | 0 | 4860077.7904 | 0 | 0 | 0 | 2954111.8062 | 6313296.7746 | 16425903.1723 | 11211016.4337 | 50138156.8283 | 3144235.0165 | 25111985.0635 | 25111985.0635 | 18927833.0506 | 9941662.686 | 0 | 78394376.9083 | 132375857.7084 | 31622.7766 | 19.4845 | 4023.4317 | 6793.9212 | 90.2245 | 152.352
1 | 5600 | 707 | 0.035 | 15 | 15 | 7 | 4.217e-11 | 0 | CO2 | Porous | Wet | R245fa | MinimizeLCOE | IgnoreSilica | 150.0675 | 33.6314 | 5.1262 | 4 | 3864.498 | 6497.1396 | 86.6604 | 145.6968 | 142.4801 | 17.3236 | 17654429565.1127 | 8573817.4533 | 0 | 5013737.4381 | 0 | 0 | 0 | 2873507.6227 | 6419814.3805 | 16703040.133 | 11400168.1039 | 50984085.1314 | 3144235.0165 | 25111985.0635 | 25111985.0635 | 18927833.0506 | 9941662.686 | 0 | 79240305.2115 | 133221786.0116 | 42169.6503 | 20.5047 | 3864.498 | 6497.1396 | 86.6604 | 145.6968
1 | 5600 | 707 | 0.035 | 15 | 15 | 7 | 5.6234e-11 | 0 | CO2 | Porous | Wet | R245fa | MinimizeLCOE | IgnoreSilica | 154.5038 | 34.7353 | 5.3282 | 4 | 3745.7949 | 6278.5979 | 83.9985 | 140.796 | 142.137 | 17.1516 | 17747880888.37 | 8724028.6365 | 0 | 5131964.8638 | 0 | 0 | 0 | 2796723.4767 | 6494559.621 | 16897511.9166 | 11532899.0922 | 51577687.6068 | 3144235.0165 | 25111985.0635 | 25111985.0635 | 18927833.0506 | 9941662.686 | 0 | 79833907.6868 | 133815388.4869 | 56234.1325 | 21.3129 | 3745.7949 | 6278.5979 | 83.9985 | 140.796
1 | 5600 | 707 | 0.035 | 15 | 15 | 7 | 7.4989e-11 | 0 | CO2 | Porous | Wet | R245fa | MinimizeLCOE | IgnoreSilica | 157.924 | 35.5914 | 5.4863 | 4 | 3657.0752 | 6116.9106 | 82.009 | 137.1702 | 141.8592 | 17.015 | 17802331734.2514 | 8836950.9886 | 0 | 5222647.5821 | 0 | 0 | 0 | 2729106.0034 | 6547594.7839 | 17035498.5312 | 11627077.7921 | 51998875.6812 | 3144235.0165 | 25111985.0635 | 25111985.0635 | 18927833.0506 | 9941662.686 | 0 | 80255095.7612 | 134236576.5613 | 74989.4209 | 21.9452 | 3657.0752 | 6116.9106 | 82.009 | 137.1702
1 | 5600 | 707 | 0.035 | 15 | 15 | 7 | 1e-10 | 0 | CO2 | Porous | Wet | R245fa | MinimizeLCOE | IgnoreSilica | 160.5233 | 36.2456 | 5.6083 | 4 | 3590.718 | 5997.0603 | 80.521 | 134.4826 | 141.6403 | 16.9088 | 17842645138.4561 | 8921076.0075 | 0 | 5291304.7327 | 0 | 0 | 0 | 2671727.0917 | 6584802.0544 | 17132304.217 | 11693149.6617 | 52294363.765 | 3144235.0165 | 25111985.0635 | 25111985.0635 | 18927833.0506 | 9941662.686 | 0 | 80550583.8451 | 134532064.6452 | 100000 | 22.433 | 3590.718 | 5997.0603 | 80.521 | 134.4826
1 | 5600 | 707 | 0.035 | 15 | 15 | 7 | 1.3335e-10 | 0 | CO2 | Porous | Wet | R245fa | MinimizeLCOE | IgnoreSilica | 162.487 | 36.7421 | 5.7016 | 4 | 3541.0563 | 5908.007 | 79.4073 | 132.4856 | 141.4704 | 16.8273 | 17870877084.6981 | 8983648.5697 | 0 | 5343025.8225 | 0 | 0 | 0 | 2624572.3363 | 6610986.2241 | 17200430.0554 | 11739646.9463 | 52502309.9544 | 3144235.0165 | 25111985.0635 | 25111985.0635 | 18927833.0506 | 9941662.686 | 0 | 80758530.0345 | 134740010.8346 | 133352.1432 | 22.8063 | 3541.0563 | 5908.007 | 79.4073 | 132.4856
1 | 5600 | 707 | 0.035 | 15 | 15 | 7 | 1.7783e-10 | 0 | CO2 | Porous | Wet | R245fa | MinimizeLCOE | IgnoreSilica | 163.9922 | 37.125 | 5.7734 | 4 | 3503.3232 | 5840.8162 | 78.5612 | 130.9789 | 141.3312 | 16.7603 | 17884572498.1384 | 9030400.759 | 0 | 5382586.0233 | 0 | 0 | 0 | 2585509.8716 | 6629413.695 | 17248374.5547 | 11772370.0522 | 52648654.9559 | 3144235.0165 | 25111985.0635 | 25111985.0635 | 18927833.0506 | 9941662.686 | 0 | 80904875.0359 | 134886355.836 | 177827.941 | 23.0938 | 3503.3232 | 5840.8162 | 78.5612 | 130.9789
1 | 5600 | 707 | 0.035 | 15 | 15 | 7 | 2.3714e-10 | 0 | CO2 | Porous | Wet | R245fa | MinimizeLCOE | IgnoreSilica | 165.1124 | 37.4097 | 5.8274 | 4 | 3475.491 | 5791.3346 | 77.937 | 129.8693 | 141.2309 | 16.7128 | 17897369603.8078 | 9065351.2378 | 0 | 5411977.4041 | 0 | 0 | 0 | 2555897.851 | 6642958.3323 | 17283614.9224 | 11796422.3273 | 52756222.0749 | 3144235.0165 | 25111985.0635 | 25111985.0635 | 18927833.0506 | 9941662.686 | 0 | 81012442.155 | 134993922.9551 | 237137.3706 | 23.3096 | 3475.491 | 5791.3346 | 77.937 | 129.8693
1 | 5600 | 707 | 0.035 | 15 | 15 | 7 | 3.1623e-10 | 0 | CO2 | Porous | Wet | R245fa | MinimizeLCOE | IgnoreSilica | 165.9601 | 37.6254 | 5.8683 | 4 | 3454.6369 | 5754.3363 | 77.4694 | 129.0396 | 141.1542 | 16.6767 | 17904775455.1959 | 9091616.6352 | 0 | 5434195.333 | 0 | 0 | 0 | 2532987.1815 | 6652931.6684 | 17309563.4972 | 11814132.7628 | 52835427.078 | 3144235.0165 | 25111985.0635 | 25111985.0635 | 18927833.0506 | 9941662.686 | 0 | 81091647.1581 | 135073127.9582 | 316227.766 | 23.4733 | 3454.6369 | 5754.3363 | 77.4694 | 129.0396
1 | 5600 | 707 | 0.035 | 15 | 15 | 7 | 4.217e-10 | 0 | CO2 | Porous | Wet | R245fa | MinimizeLCOE | IgnoreSilica | 166.601 | 37.7886 | 5.8993 | 4 | 3439.008 | 5726.6471 | 77.1189 | 128.4187 | 141.0956 | 16.6492 | 17907166392.993 | 9111365.5183 | 0 | 5450976.3974 | 0 | 0 | 0 | 2515415.6729 | 6660325.4595 | 17328800.6251 | 11827262.4979 | 52894146.1709 | 3144235.0165 | 25111985.0635 | 25111985.0635 | 18927833.0506 | 9941662.686 | 0 | 81150366.251 | 135131847.0511 | 421696.5034 | 23.597 | 3439.008 | 5726.6471 | 77.1189 | 128.4187
1 | 5600 | 707 | 0.035 | 15 | 15 | 7 | 5.6234e-10 | 0 | CO2 | Porous | Wet | R245fa | MinimizeLCOE | IgnoreSilica | 167.0855 | 37.912 | 5.9226 | 4 | 3427.2933 | 5705.9074 | 76.8562 | 127.9536 | 141.0511 | 16.6284 | 17910549477.7351 | 9126235.3313 | 0 | 5463655.2032 | 0 | 0 | 0 | 2502037.1528 | 6665851.798 | 17343179.0243 | 11837076.0507 | 52938034.5603 | 3144235.0165 | 25111985.0635 | 25111985.0635 | 18927833.0506 | 9941662.686 | 0 | 81194254.6403 | 135175735.4405 | 562341.3252 | 23.6905 | 3427.2933 | 5705.9074 | 76.8562 | 127.9536
1 | 5600 | 707 | 0.035 | 15 | 15 | 7 | 7.4989e-10 | 0 | CO2 | Porous | Wet | R245fa | MinimizeLCOE | IgnoreSilica | 167.4339 | 38.0014 | 5.9399 | 4 | 3418.5115 | 5690.4864 | 76.6593 | 127.6078 | 141.0189 | 16.6133 | 17917195093.4281 | 9136895.1129 | 0 | 5472767.1203 | 0 | 0 | 0 | 2491503.0219 | 6669454.4495 | 17352552.3844 | 11843473.5616 | 52966645.6506 | 3144235.0165 | 25111985.0635 | 25111985.0635 | 18927833.0506 | 9941662.686 | 0 | 81222865.7306 | 135204346.5307 | 749894.2093 | 23.7597 | 3418.5115 | 5690.4864 | 76.6593 | 127.6078
1 | 5600 | 707 | 0.035 | 15 | 15 | 7 | 1e-09 | 0 | CO2 | Porous | Wet | R245fa | MinimizeLCOE | IgnoreSilica | 167.7117 | 38.0721 | 5.9532 | 4 | 3411.9277 | 5678.8248 | 76.5116 | 127.3463 | 140.9931 | 16.6013 | 17916393054.2163 | 9145375.6639 | 0 | 5480030.8683 | 0 | 0 | 0 | 2483882.2789 | 6672622.6363 | 17360795.3566 | 11849099.5595 | 52991806.3634 | 3144235.0165 | 25111985.0635 | 25111985.0635 | 18927833.0506 | 9941662.686 | 0 | 81248026.4435 | 135229507.2436 | 1000000 | 23.8129 | 3411.9277 | 5678.8248 | 76.5116 | 127.3463
1 | 5600 | 707 | 0.035 | 15 | 15 | 7 | 1.3335e-09 | 0 | CO2 | Porous | Wet | R245fa | MinimizeLCOE | IgnoreSilica | 167.9091 | 38.1227 | 5.963 | 4 | 3406.9915 | 5670.1633 | 76.401 | 127.152 | 140.9748 | 16.5927 | 17919649754.9016 | 9151392.0597 | 0 | 5485191.2784 | 0 | 0 | 0 | 2477870.3143 | 6674636.9244 | 17366036.121 | 11852676.489 | 53007803.1868 | 3144235.0165 | 25111985.0635 | 25111985.0635 | 18927833.0506 | 9941662.686 | 0 | 81264023.2668 | 135245504.0669 | 1333521.4322 | 23.8521 | 3406.9915 | 5670.1633 | 76.401 | 127.152
1 | 5600 | 707 | 0.035 | 15 | 15 | 7 | 1.7783e-09 | 0 | CO2 | Porous | Wet | R245fa | MinimizeLCOE | IgnoreSilica | 168.0601 | 38.1613 | 5.9704 | 4 | 3403.2904 | 5663.6534 | 76.318 | 127.006 | 140.9607 | 16.5862 | 17921084235.2706 | 9155985.9827 | 0 | 5489135.9777 | 0 | 0 | 0 | 2473396.9862 | 6676222.3892 | 17370161.1751 | 11855491.9231 | 53020394.434 | 3144235.0165 | 25111985.0635 | 25111985.0635 | 18927833.0506 | 9941662.686 | 0 | 81276614.514 | 135258095.3141 | 1778279.41 | 23.8818 | 3403.2904 | 5663.6534 | 76.318 | 127.006
1 | 5600 | 707 | 0.035 | 15 | 15 | 7 | 2.3714e-09 | 0 | CO2 | Porous | Wet | R245fa | MinimizeLCOE | IgnoreSilica | 168.1649 | 38.1884 | 5.9759 | 4 | 3400.5152 | 5658.8312 | 76.2557 | 126.8979 | 140.951 | 16.5816 | 17925117436.0951 | 9159173.392 | 0 | 5491874.8392 | 0 | 0 | 0 | 2469839.3125 | 6677146.142 | 17372564.5905 | 11857132.3035 | 53027730.5798 | 3144235.0165 | 25111985.0635 | 25111985.0635 | 18927833.0506 | 9941662.686 | 0 | 81283950.6598 | 135265431.4599 | 2371373.7057 | 23.9034 | 3400.5152 | 5658.8312 | 76.2557 | 126.8979
1 | 5600 | 707 | 0.035 | 15 | 15 | 7 | 3.1623e-09 | 0 | CO2 | Porous | Wet | R245fa | MinimizeLCOE | IgnoreSilica | 168.2575 | 38.2119 | 5.9802 | 4 | 3398.4343 | 5655.1218 | 76.2091 | 126.8147 | 140.9423 | 16.5776 | 17923211760.5013 | 9161986.6979 | 0 | 5494294.2477 | 0 | 0 | 0 | 2467473.4649 | 6678264.2201 | 17375473.6004 | 11859117.7626 | 53036609.9937 | 3144235.0165 | 25111985.0635 | 25111985.0635 | 18927833.0506 | 9941662.686 | 0 | 81292830.0738 | 135274310.8739 | 3162277.6602 | 23.9207 | 3398.4343 | 5655.1218 | 76.2091 | 126.8147
1 | 5600 | 707 | 0.035 | 15 | 15 | 7 | 4.217e-09 | 0 | CO2 | Porous | Wet | R245fa | MinimizeLCOE | IgnoreSilica | 168.3307 | 38.2303 | 5.9835 | 4 | 3396.8739 | 5652.316 | 76.1741 | 126.7518 | 140.9355 | 16.5744 | 17920473806.6003 | 9164207.7028 | 0 | 5496205.3922 | 0 | 0 | 0 | 2465776.2319 | 6679213.8375 | 17377944.3099 | 11860804.0726 | 53044151.5468 | 3144235.0165 | 25111985.0635 | 25111985.0635 | 18927833.0506 | 9941662.686 | 0 | 81300371.6268 | 135281852.427 | 4216965.0343 | 23.9339 | 3396.8739 | 5652.316 | 76.1741 | 126.7518
1 | 5600 | 707 | 0.035 | 15 | 15 | 7 | 5.6234e-09 | 0 | CO2 | Porous | Wet | R245fa | MinimizeLCOE | IgnoreSilica | 168.3696 | 38.2406 | 5.9857 | 4 | 3395.7038 | 5650.3204 | 76.1478 | 126.7071 | 140.9318 | 16.5727 | 17924051945.7675 | 9165388.5427 | 0 | 5497221.376 | 0 | 0 | 0 | 2464145.8568 | 6679434.7524 | 17378519.0854 | 11861196.3686 | 53045905.9819 | 3144235.0165 | 25111985.0635 | 25111985.0635 | 18927833.0506 | 9941662.686 | 0 | 81302126.0619 | 135283606.862 | 5623413.2519 | 23.9426 | 3395.7038 | 5650.3204 | 76.1478 | 126.7071
1 | 5600 | 707 | 0.035 | 15 | 15 | 7 | 7.4989e-09 | 0 | CO2 | Porous | Wet | R245fa | MinimizeLCOE | IgnoreSilica | 168.4085 | 38.2504 | 5.9875 | 4 | 3394.8264 | 5648.7584 | 76.1282 | 126.672 | 140.9282 | 16.571 | 17923305608.0557 | 9166568.5706 | 0 | 5498237.3129 | 0 | 0 | 0 | 2463137.5226 | 6679897.9284 | 17379724.1741 | 11862018.8665 | 53049584.3751 | 3144235.0165 | 25111985.0635 | 25111985.0635 | 18927833.0506 | 9941662.686 | 0 | 81305804.4551 | 135287285.2552 | 7498942.0933 | 23.9499 | 3394.8264 | 5648.7584 | 76.1282 | 126.672
1 | 5600 | 707 | 0.035 | 15 | 15 | 7 | 1e-08 | 0 | CO2 | Porous | Wet | R245fa | MinimizeLCOE | IgnoreSilica | 168.4233 | 38.2546 | 5.9886 | 4 | 3394.1685 | 5647.6841 | 76.1134 | 126.6479 | 140.9268 | 16.5704 | 17927807092.5875 | 9167018.534 | 0 | 5498624.3241 | 0 | 0 | 0 | 2462062.1377 | 6679804.9484 | 17379482.2592 | 11861853.7546 | 53048845.958 | 3144235.0165 | 25111985.0635 | 25111985.0635 | 18927833.0506 | 9941662.686 | 0 | 81305066.038 | 135286546.8382 | 10000000 | 23.9543 | 3394.1685 | 5647.6841 | 76.1134 | 126.6479
1 | 5700 | 707 | 0.035 | 15 | 15 | 7 | 1e-13 | 0 | CO2 | Porous | Wet | R245fa | MinimizeLCOE | IgnoreSilica | 1.9504 | 0.051991 | 0.0054805 | 4 | 1406232.1062 | 3924829.2272 | 31534.4128 | 88013.3403 | 87.7744 | 17.286 | 121398003.056 | 263763.1948 | 0 | 111536.1855 | 0 | 0 | 0 | 260664.0258 | 248025.7284 | 645312.0681 | 440438.7463 | 1969739.9489 | 3144235.0165 | 25713707.5648 | 25713707.5648 | 19344069.7794 | 10155378.5254 | 0 | 30827682.5303 | 86040838.3999 | 100 | 0.021922 | 1406232.1062 | 3924829.2272 | 31534.4128 | 88013.3403
1 | 5700 | 707 | 0.035 | 15 | 15 | 7 | 1.3335e-13 | 0 | CO2 | Porous | Wet | R245fa | MinimizeLCOE | IgnoreSilica | 2.8667 | 0.17664 | 0.017351 | 4 | 457124.0144 | 1252641.5691 | 10250.8948 | 28090.1824 | 101.0346 | 18.1891 | 558550735.2916 | 390572.284 | 0 | 180414.4268 | 0 | 0 | 0 | 355285.2071 | 361246.048 | 939888.1151 | 641492.9513 | 2868899.0322 | 3144235.0165 | 25713707.5648 | 25713707.5648 | 19344069.7794 | 10155378.5254 | 0 | 31726841.6135 | 86939997.4831 | 133.3521 | 0.069405 | 457124.0144 | 1252641.5691 | 10250.8948 | 28090.1824
1 | 5700 | 707 | 0.035 | 15 | 15 | 7 | 1.7783e-13 | 0 | CO2 | Porous | Wet | R245fa | MinimizeLCOE | IgnoreSilica | 3.9922 | 0.36284 | 0.036455 | 4 | 224581.9256 | 603216.4502 | 5036.195 | 13526.9821 | 111.4217 | 18.8044 | 1067860301.8225 | 537625.3173 | 0 | 261540.4358 | 0 | 0 | 0 | 457105.581 | 489945.8203 | 1274738.5227 | 870035.235 | 3890990.912 | 3144235.0165 | 25713707.5648 | 25713707.5648 | 19344069.7794 | 10155378.5254 | 0 | 32748933.4934 | 87962089.363 | 177.8279 | 0.14582 | 224581.9256 | 603216.4502 | 5036.195 | 13526.9821
1 | 5700 | 707 | 0.035 | 15 | 15 | 7 | 2.3714e-13 | 0 | CO2 | Porous | Wet | R245fa | MinimizeLCOE | IgnoreSilica | 5.4466 | 0.63022 | 0.064961 | 4 | 130641.5569 | 343126.7114 | 2929.6051 | 7694.533 | 119.9455 | 19.259 | 1777850078.9095 | 714531.4618 | 0 | 353208.7585 | 0 | 0 | 0 | 575193.5587 | 640744.1738 | 1667084.9055 | 1137819.7032 | 5088582.5615 | 3144235.0165 | 25713707.5648 | 25713707.5648 | 19344069.7794 | 10155378.5254 | 0 | 33946525.1428 | 89159681.0124 | 237.1374 | 0.25984 | 130641.5569 | 343126.7114 | 2929.6051 | 7694.533
1 | 5700 | 707 | 0.035 | 15 | 15 | 7 | 3.1623e-13 | 0 | CO2 | Porous | Wet | R245fa | MinimizeLCOE | IgnoreSilica | 7.2512 | 0.98757 | 0.10573 | 4 | 83348.1586 | 213896.5635 | 1869.0622 | 4796.5784 | 126.6226 | 19.5818 | 2596835294.0891 | 917641.6936 | 0 | 444081.3744 | 0 | 0 | 0 | 702266.0687 | 804955.7633 | 2094329.777 | 1429423.107 | 6392697.784 | 3144235.0165 | 25713707.5648 | 25713707.5648 | 19344069.7794 | 10155378.5254 | 0 | 35250640.3654 | 90463796.235 | 316.2278 | 0.42293 | 83348.1586 | 213896.5635 | 1869.0622 | 4796.5784
1 | 5700 | 707 | 0.035 | 15 | 15 | 7 | 4.217e-13 | 0 | CO2 | Porous | Wet | R245fa | MinimizeLCOE | IgnoreSilica | 9.5339 | 1.4593 | 0.16168 | 4 | 56840.1577 | 142211.9405 | 1274.6267 | 3189.0682 | 131.9572 | 19.8205 | 3509116925.4111 | 1154801.1704 | 0 | 552773.9688 | 0 | 0 | 0 | 843954.3285 | 995096.4924 | 2589036.9509 | 1767070.9184 | 7902733.8295 | 3144235.0165 | 25713707.5648 | 25713707.5648 | 19344069.7794 | 10155378.5254 | 0 | 36760676.4108 | 91973832.2804 | 421.6965 | 0.64674 | 56840.1577 | 142211.9405 | 1274.6267 | 3189.0682
1 | 5700 | 707 | 0.035 | 15 | 15 | 7 | 5.6234e-13 | 0 | CO2 | Porous | Wet | R245fa | MinimizeLCOE | IgnoreSilica | 12.4233 | 2.0728 | 0.23697 | 4 | 40630.7881 | 98879.0445 | 911.1355 | 2217.3385 | 136.2049 | 19.9969 | 4585480118.8201 | 1431839.7438 | 0 | 683157.2631 | 0 | 0 | 0 | 1002515.2181 | 1215829.7678 | 3163339.6547 | 2159044.3145 | 9655725.962 | 3144235.0165 | 25713707.5648 | 25713707.5648 | 19344069.7794 | 10155378.5254 | 0 | 38513668.5434 | 93726824.413 | 562.3413 | 0.94789 | 40630.7881 | 98879.0445 | 911.1355 | 2217.3385
1 | 5700 | 707 | 0.035 | 15 | 15 | 7 | 7.4989e-13 | 0 | CO2 | Porous | Wet | R245fa | MinimizeLCOE | IgnoreSilica | 16.1038 | 2.8674 | 0.33715 | 4 | 30082.627 | 71023.4719 | 674.5956 | 1592.6841 | 139.5894 | 20.1255 | 5724722525.6513 | 1757810.2983 | 0 | 840766.1201 | 0 | 0 | 0 | 1182751.8101 | 1474718.0091 | 3836913.7535 | 2618772.4774 | 11711732.4686 | 3144235.0165 | 25713707.5648 | 25713707.5648 | 19344069.7794 | 10155378.5254 | 0 | 40569675.0499 | 95782830.9195 | 749.8942 | 1.3486 | 30082.627 | 71023.4719 | 674.5956 | 1592.6841
1 | 5700 | 707 | 0.035 | 15 | 15 | 7 | 1e-12 | 0 | CO2 | Porous | Wet | R245fa | MinimizeLCOE | IgnoreSilica | 20.7519 | 3.8832 | 0.46898 | 4 | 22900.9109 | 52333.5341 | 513.5474 | 1173.5668 | 142.2466 | 20.2127 | 6962569876.3362 | 2138529.3291 | 0 | 1029859.686 | 0 | 0 | 0 | 1384762.0661 | 1775728.9216 | 4620082.402 | 3153301.1726 | 14102263.5774 | 3144235.0165 | 25713707.5648 | 25713707.5648 | 19344069.7794 | 10155378.5254 | 0 | 42960206.1587 | 98173362.0283 | 1000 | 1.8759 | 22900.9109 | 52333.5341 | 513.5474 | 1173.5668
1 | 5700 | 707 | 0.035 | 15 | 15 | 7 | 1.3335e-12 | 0 | CO2 | Porous | Wet | R245fa | MinimizeLCOE | IgnoreSilica | 26.5861 | 5.17 | 0.64068 | 4 | 17842.9172 | 39387.7841 | 400.1231 | 883.2615 | 144.3065 | 20.2619 | 8267270870.3575 | 2581139.6319 | 0 | 1255614.8786 | 0 | 0 | 0 | 1609426.9177 | 2124010.757 | 5526240.2952 | 3771772.5544 | 16868205.0348 | 3144235.0165 | 25713707.5648 | 25713707.5648 | 19344069.7794 | 10155378.5254 | 0 | 45726147.6161 | 100939303.4857 | 1333.5214 | 2.5627 | 17842.9172 | 39387.7841 | 400.1231 | 883.2615
1 | 5700 | 707 | 0.035 | 15 | 15 | 7 | 1.7783e-12 | 0 | CO2 | Porous | Wet | R245fa | MinimizeLCOE | IgnoreSilica | 33.8413 | 6.7822 | 0.86163 | 4 | 14187.9067 | 30207.886 | 318.1604 | 677.4045 | 145.8699 | 20.2717 | 9602312107.4351 | 3091584.1758 | 0 | 1522964.9012 | 0 | 0 | 0 | 1856003.0328 | 2523515.3228 | 6565669.2258 | 4481204.1576 | 20040940.816 | 3144235.0165 | 25713707.5648 | 25713707.5648 | 19344069.7794 | 10155378.5254 | 0 | 48898883.3973 | 104112039.2669 | 1778.2794 | 3.4465 | 14187.9067 | 30207.886 | 318.1604 | 677.4045
1 | 5700 | 707 | 0.035 | 15 | 15 | 7 | 2.3714e-12 | 0 | CO2 | Porous | Wet | R245fa | MinimizeLCOE | IgnoreSilica | 42.146 | 8.6557 | 1.135 | 4 | 11494.6566 | 23655.7557 | 257.7649 | 530.4746 | 146.9479 | 20.2368 | 10949780056.1424 | 3635119.808 | 0 | 1815254.0441 | 0 | 0 | 0 | 2081933.8306 | 2937599.9963 | 7643032.6056 | 5216526.802 | 23329467.0866 | 3144235.0165 | 25713707.5648 | 25713707.5648 | 19344069.7794 | 10155378.5254 | 0 | 52187409.6679 | 107400565.5375 | 2371.3737 | 4.5401 | 11494.6566 | 23655.7557 | 257.7649 | 530.4746
1 | 5700 | 707 | 0.035 | 15 | 15 | 7 | 3.1623e-12 | 0 | CO2 | Porous | Wet | R245fa | MinimizeLCOE | IgnoreSilica | 53.2929 | 11.1553 | 1.487 | 4 | 9481.7356 | 18764.3891 | 212.6256 | 420.7869 | 147.7659 | 20.1446 | 12275751668.6523 | 4313185.6117 | 0 | 2190118.3728 | 0 | 0 | 0 | 2388235.1129 | 3467700.248 | 9022244.7221 | 6157867.4114 | 27539351.4787 | 3144235.0165 | 25713707.5648 | 25713707.5648 | 19344069.7794 | 10155378.5254 | 0 | 56397294.06 | 111610449.9296 | 3162.2777 | 5.948 | 9481.7356 | 18764.3891 | 212.6256 | 420.7869
1 | 5700 | 707 | 0.035 | 15 | 15 | 7 | 4.217e-12 | 0 | CO2 | Porous | Wet | R245fa | MinimizeLCOE | IgnoreSilica | 65.4802 | 13.9289 | 1.9003 | 4 | 7965.3595 | 15229.155 | 178.6212 | 341.5101 | 148.1876 | 19.9926 | 13533768046.4173 | 5001434.4318 | 0 | 2582380.7169 | 0 | 0 | 0 | 2647152.8865 | 3990077.5337 | 10381363.2653 | 7085493.7442 | 31687902.5783 | 3144235.0165 | 25713707.5648 | 25713707.5648 | 19344069.7794 | 10155378.5254 | 0 | 60545845.1597 | 115759001.0293 | 4216.965 | 7.6011 | 7965.3595 | 15229.155 | 178.6212 | 341.5101
1 | 5700 | 707 | 0.035 | 15 | 15 | 7 | 5.6234e-12 | 0 | CO2 | Porous | Wet | R245fa | MinimizeLCOE | IgnoreSilica | 78.8908 | 17.0124 | 2.3733 | 4 | 6817.4596 | 12633.6021 | 152.8799 | 283.3055 | 148.3001 | 19.7717 | 14674845566.3816 | 5706655.2804 | 0 | 2997460.1151 | 0 | 0 | 0 | 2874143.8977 | 4515521.1244 | 11748459.7048 | 8018565.1553 | 35860805.2777 | 3144235.0165 | 25713707.5648 | 25713707.5648 | 19344069.7794 | 10155378.5254 | 0 | 64718747.859 | 119931903.7286 | 5623.4133 | 9.4931 | 6817.4596 | 12633.6021 | 152.8799 | 283.3055
1 | 5700 | 707 | 0.035 | 15 | 15 | 7 | 7.4989e-12 | 0 | CO2 | Porous | Wet | R245fa | MinimizeLCOE | IgnoreSilica | 92.8324 | 20.256 | 2.8857 | 4 | 5948.5634 | 10731.8783 | 133.3951 | 240.6598 | 148.1443 | 19.4862 | 15654010624.1124 | 6390327.6342 | 0 | 3414224.3477 | 0 | 0 | 0 | 3047324.1185 | 5012231.6792 | 13040798.6791 | 8900613.0601 | 39805519.5187 | 3144235.0165 | 25713707.5648 | 25713707.5648 | 19344069.7794 | 10155378.5254 | 0 | 68663462.1 | 123876617.9696 | 7498.9421 | 11.5429 | 5948.5634 | 10731.8783 | 133.3951 | 240.6598
1 | 5700 | 707 | 0.035 | 15 | 15 | 7 | 1e-11 | 0 | CO2 | Porous | Wet | R245fa | MinimizeLCOE | IgnoreSilica | 106.4398 | 23.4639 | 3.4076 | 4 | 5292.8456 | 9343.5802 | 118.6908 | 209.5275 | 147.7812 | 19.1545 | 16443995520.6456 | 7014029.0236 | 0 | 3809040.5026 | 0 | 0 | 0 | 3152437.8252 | 5450447.867 | 14180947.3094 | 9678787.928 | 43285690.4558 | 3144235.0165 | 25713707.5648 | 25713707.5648 | 19344069.7794 | 10155378.5254 | 0 | 72143633.0371 | 127356788.9067 | 10000 | 13.6304 | 5292.8456 | 9343.5802 | 118.6908 | 209.5275
1 | 5700 | 707 | 0.035 | 15 | 15 | 7 | 1.3335e-11 | 0 | CO2 | Porous | Wet | R245fa | MinimizeLCOE | IgnoreSilica | 118.8862 | 26.4401 | 3.9063 | 4 | 4800.0624 | 8333.6737 | 107.6402 | 186.8806 | 147.2895 | 18.8055 | 17059818595.8489 | 7549247.1289 | 0 | 4161380.1541 | 0 | 0 | 0 | 3187631.4965 | 5810320.924 | 15117263.1835 | 10317842.7515 | 46143685.6384 | 3144235.0165 | 25713707.5648 | 25713707.5648 | 19344069.7794 | 10155378.5254 | 0 | 75001628.2198 | 130214784.0894 | 13335.2143 | 15.6251 | 4800.0624 | 8333.6737 | 107.6402 | 186.8806
1 | 5700 | 707 | 0.035 | 15 | 15 | 7 | 1.7783e-11 | 0 | CO2 | Porous | Wet | R245fa | MinimizeLCOE | IgnoreSilica | 129.6996 | 29.063 | 4.3573 | 4 | 4430.478 | 7598.3105 | 99.3524 | 170.3903 | 146.7407 | 18.4633 | 17494177850.9941 | 7987338.5261 | 0 | 4461525.0472 | 0 | 0 | 0 | 3165699.351 | 6089679.5405 | 15844096.9993 | 10813921.7656 | 48362261.2297 | 3144235.0165 | 25713707.5648 | 25713707.5648 | 19344069.7794 | 10155378.5254 | 0 | 77220203.811 | 132433359.6806 | 17782.7941 | 17.4293 | 4430.478 | 7598.3105 | 99.3524 | 170.3903
1 | 5700 | 707 | 0.035 | 15 | 15 | 7 | 2.3714e-11 | 0 | CO2 | Porous | Wet | R245fa | MinimizeLCOE | IgnoreSilica | 138.6519 | 31.2625 | 4.7451 | 4 | 4154.9634 | 7063.943 | 93.174 | 158.4072 | 146.2099 | 18.1579 | 17803781325.1175 | 8331960.0122 | 0 | 4706227.3076 | 0 | 0 | 0 | 3106534.0663 | 6296441.3406 | 16382048.7905 | 11181084.9169 | 50004296.4341 | 3144235.0165 | 25713707.5648 | 25713707.5648 | 19344069.7794 | 10155378.5254 | 0 | 78862239.0155 | 134075394.8851 | 23713.7371 | 18.9802 | 4154.9634 | 7063.943 | 93.174 | 158.4072
1 | 5700 | 707 | 0.035 | 15 | 15 | 7 | 3.1623e-11 | 0 | CO2 | Porous | Wet | R245fa | MinimizeLCOE | IgnoreSilica | 145.848 | 33.0511 | 5.0669 | 4 | 3949.3348 | 6673.5607 | 88.5629 | 149.653 | 145.7294 | 17.8954 | 18013187384.9027 | 8596808.1023 | 0 | 4900639.693 | 0 | 0 | 0 | 3028504.2308 | 6445121.2902 | 16768883.5209 | 11445107.5691 | 51185064.4064 | 3144235.0165 | 25713707.5648 | 25713707.5648 | 19344069.7794 | 10155378.5254 | 0 | 80043006.9877 | 135256162.8573 | 31622.7766 | 20.2675 | 3949.3348 | 6673.5607 | 88.5629 | 149.653
1 | 5700 | 707 | 0.035 | 15 | 15 | 7 | 4.217e-11 | 0 | CO2 | Porous | Wet | R245fa | MinimizeLCOE | IgnoreSilica | 151.5218 | 34.4749 | 5.327 | 4 | 3795.8574 | 6387.0539 | 85.1212 | 143.2281 | 145.316 | 17.6777 | 18146307563.4535 | 8797889.2924 | 0 | 5052571.164 | 0 | 0 | 0 | 2946388.1313 | 6550770.9492 | 17043762.2619 | 11632717.958 | 52024099.7567 | 3144235.0165 | 25713707.5648 | 25713707.5648 | 19344069.7794 | 10155378.5254 | 0 | 80882042.338 | 136095198.2076 | 42169.6503 | 21.308 | 3795.8574 | 6387.0539 | 85.1212 | 143.2281
1 | 5700 | 707 | 0.035 | 15 | 15 | 7 | 5.6234e-11 | 0 | CO2 | Porous | Wet | R245fa | MinimizeLCOE | IgnoreSilica | 155.9017 | 35.5834 | 5.5326 | 4 | 3681.2394 | 6176.1456 | 82.5509 | 138.4986 | 144.9756 | 17.5031 | 18237697245.4134 | 8948386.76 | 0 | 5169078.1466 | 0 | 0 | 0 | 2868289.3743 | 6624444.1696 | 17235444.8689 | 11763545.276 | 52609188.5955 | 3144235.0165 | 25713707.5648 | 25713707.5648 | 19344069.7794 | 10155378.5254 | 0 | 81467131.1768 | 136680287.0464 | 56234.1325 | 22.1304 | 3681.2394 | 6176.1456 | 82.5509 | 138.4986
1 | 5700 | 707 | 0.035 | 15 | 15 | 7 | 7.4989e-11 | 0 | CO2 | Porous | Wet | R245fa | MinimizeLCOE | IgnoreSilica | 159.2586 | 36.4385 | 5.6929 | 4 | 3595.578 | 6020.2203 | 80.63 | 135.002 | 144.7019 | 17.3653 | 18297834241.98 | 9060905.1418 | 0 | 5257929.0543 | 0 | 0 | 0 | 2799357.0446 | 6676094.5839 | 17369828.652 | 11855264.9693 | 53019379.4458 | 3144235.0165 | 25713707.5648 | 25713707.5648 | 19344069.7794 | 10155378.5254 | 0 | 81877322.0272 | 137090477.8968 | 74989.4209 | 22.7717 | 3595.578 | 6020.2203 | 80.63 | 135.002
1 | 5700 | 707 | 0.035 | 15 | 15 | 7 | 1e-10 | 0 | CO2 | Porous | Wet | R245fa | MinimizeLCOE | IgnoreSilica | 161.8339 | 37.0974 | 5.817 | 4 | 3531.5111 | 5904.4314 | 79.1933 | 132.4054 | 144.4842 | 17.2573 | 18330659694.6418 | 9145541.4931 | 0 | 5325837.7558 | 0 | 0 | 0 | 2741717.9093 | 6713107.8917 | 17466129.6864 | 11920992.404 | 53313327.1402 | 3144235.0165 | 25713707.5648 | 25713707.5648 | 19344069.7794 | 10155378.5254 | 0 | 82171269.7216 | 137384425.5912 | 100000 | 23.268 | 3531.5111 | 5904.4314 | 79.1933 | 132.4054
1 | 5700 | 707 | 0.035 | 15 | 15 | 7 | 1.3335e-10 | 0 | CO2 | Porous | Wet | R245fa | MinimizeLCOE | IgnoreSilica | 163.7681 | 37.5948 | 5.9117 | 4 | 3483.5649 | 5818.4688 | 78.1181 | 130.4777 | 144.3162 | 17.1748 | 18358074400.8112 | 9208140.144 | 0 | 5376700.4297 | 0 | 0 | 0 | 2694159.0119 | 6738809.8384 | 17533000.8795 | 11966633.3674 | 53517443.6708 | 3144235.0165 | 25713707.5648 | 25713707.5648 | 19344069.7794 | 10155378.5254 | 0 | 82375386.2521 | 137588542.1217 | 133352.1432 | 23.6469 | 3483.5649 | 5818.4688 | 78.1181 | 130.4777
1 | 5700 | 707 | 0.035 | 15 | 15 | 7 | 1.7783e-10 | 0 | CO2 | Porous | Wet | R245fa | MinimizeLCOE | IgnoreSilica | 165.2419 | 37.9765 | 5.9844 | 4 | 3447.1341 | 5753.6644 | 77.3011 | 129.0245 | 144.1793 | 17.1074 | 18373911731.1387 | 9254624.9021 | 0 | 5415374.4645 | 0 | 0 | 0 | 2654608.7609 | 6756597.1697 | 17579279.8669 | 11998219.7273 | 53658704.8914 | 3144235.0165 | 25713707.5648 | 25713707.5648 | 19344069.7794 | 10155378.5254 | 0 | 82516647.4727 | 137729803.3423 | 177827.941 | 23.9378 | 3447.1341 | 5753.6644 | 77.3011 | 129.0245
1 | 5700 | 707 | 0.035 | 15 | 15 | 7 | 2.3714e-10 | 0 | CO2 | Porous | Wet | R245fa | MinimizeLCOE | IgnoreSilica | 166.3498 | 38.2627 | 6.0393 | 4 | 3420.2643 | 5705.857 | 76.6986 | 127.9525 | 144.0798 | 17.0593 | 18384355949.9127 | 9289749.3147 | 0 | 5444401.5657 | 0 | 0 | 0 | 2624945.1789 | 6770047.4632 | 17614274.7714 | 12022104.4687 | 53765522.7626 | 3144235.0165 | 25713707.5648 | 25713707.5648 | 19344069.7794 | 10155378.5254 | 0 | 82623465.344 | 137836621.2135 | 237137.3706 | 24.157 | 3420.2643 | 5705.857 | 76.6986 | 127.9525
1 | 5700 | 707 | 0.035 | 15 | 15 | 7 | 3.1623e-10 | 0 | CO2 | Porous | Wet | R245fa | MinimizeLCOE | IgnoreSilica | 167.1929 | 38.4806 | 6.0809 | 4 | 3400.1317 | 5670.077 | 76.2471 | 127.1501 | 144.0033 | 17.0224 | 18388248602.2506 | 9316292.2184 | 0 | 5466465.3081 | 0 | 0 | 0 | 2602119.4804 | 6780102.0327 | 17640434.6989 | 12039959.1567 | 53845372.8951 | 3144235.0165 | 25713707.5648 | 25713707.5648 | 19344069.7794 | 10155378.5254 | 0 | 82703315.4764 | 137916471.346 | 316227.766 | 24.3236 | 3400.1317 | 5670.077 | 76.2471 | 127.1501
1 | 5700 | 707 | 0.035 | 15 | 15 | 7 | 4.217e-10 | 0 | CO2 | Porous | Wet | R245fa | MinimizeLCOE | IgnoreSilica | 167.8165 | 38.6423 | 6.1121 | 4 | 3385.0438 | 5643.3923 | 75.9088 | 126.5517 | 143.9461 | 16.9949 | 18394492877.9219 | 9335821.5298 | 0 | 5482770.8664 | 0 | 0 | 0 | 2584303.2328 | 6787129.2953 | 17658718.1948 | 12052438.0183 | 53901181.1374 | 3144235.0165 | 25713707.5648 | 25713707.5648 | 19344069.7794 | 10155378.5254 | 0 | 82759123.7188 | 137972279.5884 | 421696.5034 | 24.4485 | 3385.0438 | 5643.3923 | 75.9088 | 126.5517
1 | 5700 | 707 | 0.035 | 15 | 15 | 7 | 5.6234e-10 | 0 | CO2 | Porous | Wet | R245fa | MinimizeLCOE | IgnoreSilica | 168.277 | 38.7622 | 6.1355 | 4 | 3373.7346 | 5623.4786 | 75.6552 | 126.1051 | 143.9037 | 16.9746 | 18401893755.6574 | 9350184.3492 | 0 | 5494802.2897 | 0 | 0 | 0 | 2570494.3567 | 6792037.5883 | 17671488.5662 | 12061154.0592 | 53940161.2093 | 3144235.0165 | 25713707.5648 | 25713707.5648 | 19344069.7794 | 10155378.5254 | 0 | 82798103.7906 | 138011259.6602 | 562341.3252 | 24.542 | 3373.7346 | 5623.4786 | 75.6552 | 126.1051
1 | 5700 | 707 | 0.035 | 15 | 15 | 7 | 7.4989e-10 | 0 | CO2 | Porous | Wet | R245fa | MinimizeLCOE | IgnoreSilica | 168.6324 | 38.8544 | 6.1533 | 4 | 3365.2569 | 5608.5038 | 75.4651 | 125.7693 | 143.8708 | 16.9589 | 18403862646.3135 | 9361238.3222 | 0 | 5504085.5794 | 0 | 0 | 0 | 2560211.7783 | 6795958.9152 | 17681691.0544 | 12068117.467 | 53971303.1164 | 3144235.0165 | 25713707.5648 | 25713707.5648 | 19344069.7794 | 10155378.5254 | 0 | 82829245.6978 | 138042401.5674 | 749894.2093 | 24.6131 | 3365.2569 | 5608.5038 | 75.4651 | 125.7693
1 | 5700 | 707 | 0.035 | 15 | 15 | 7 | 1e-09 | 0 | CO2 | Porous | Wet | R245fa | MinimizeLCOE | IgnoreSilica | 168.9102 | 38.9262 | 6.1668 | 4 | 3358.9011 | 5597.2144 | 75.3225 | 125.5162 | 143.8449 | 16.9465 | 18401294212.7933 | 9369857.876 | 0 | 5511338.981 | 0 | 0 | 0 | 2552666.2386 | 6799206.6073 | 17690140.8831 | 12073884.6488 | 53997095.2347 | 3144235.0165 | 25713707.5648 | 25713707.5648 | 19344069.7794 | 10155378.5254 | 0 | 82855037.816 | 138068193.6856 | 1000000 | 24.6673 | 3358.9011 | 5597.2144 | 75.3225 | 125.5162
1 | 5700 | 707 | 0.035 | 15 | 15 | 7 | 1.3335e-09 | 0 | CO2 | Porous | Wet | R245fa | MinimizeLCOE | IgnoreSilica | 169.1077 | 38.9776 | 6.1768 | 4 | 3354.1358 | 5588.8302 | 75.2157 | 125.3282 | 143.8265 | 16.9377 | 18403322080.9392 | 9375972.8905 | 0 | 5516492.0511 | 0 | 0 | 0 | 2546706.8204 | 6801276.9872 | 17695527.5868 | 12077561.1847 | 54013537.5207 | 3144235.0165 | 25713707.5648 | 25713707.5648 | 19344069.7794 | 10155378.5254 | 0 | 82871480.102 | 138084635.9716 | 1333521.4322 | 24.7073 | 3354.1358 | 5588.8302 | 75.2157 | 125.3282
1 | 5700 | 707 | 0.035 | 15 | 15 | 7 | 1.7783e-09 | 0 | CO2 | Porous | Wet | R245fa | MinimizeLCOE | IgnoreSilica | 169.2586 | 39.0168 | 6.1844 | 4 | 3350.5629 | 5582.5284 | 75.1356 | 125.1868 | 143.8124 | 16.931 | 18403806398.5119 | 9380642.1214 | 0 | 5520431.1453 | 0 | 0 | 0 | 2542274.5019 | 6802905.6298 | 17699764.9808 | 12080453.2932 | 54026471.6725 | 3144235.0165 | 25713707.5648 | 25713707.5648 | 19344069.7794 | 10155378.5254 | 0 | 82884414.2538 | 138097570.1234 | 1778279.41 | 24.7375 | 3350.5629 | 5582.5284 | 75.1356 | 125.1868
1 | 5700 | 707 | 0.035 | 15 | 15 | 7 | 2.3714e-09 | 0 | CO2 | Porous | Wet | R245fa | MinimizeLCOE | IgnoreSilica | 169.3707 | 39.0459 | 6.19 | 4 | 3347.8839 | 5577.8131 | 75.0755 | 125.0811 | 143.802 | 16.926 | 18404588220.2071 | 9384104.8977 | 0 | 5523354.8039 | 0 | 0 | 0 | 2538908.236 | 6804083.4957 | 17702829.5463 | 12082544.9221 | 54035825.9016 | 3144235.0165 | 25713707.5648 | 25713707.5648 | 19344069.7794 | 10155378.5254 | 0 | 82893768.483 | 138106924.3526 | 2371373.7057 | 24.76 | 3347.8839 | 5577.8131 | 75.0755 | 125.0811
1 | 5700 | 707 | 0.035 | 15 | 15 | 7 | 3.1623e-09 | 0 | CO2 | Porous | Wet | R245fa | MinimizeLCOE | IgnoreSilica | 169.4366 | 39.0637 | 6.1939 | 4 | 3345.8751 | 5574.3985 | 75.0304 | 125.0045 | 143.7958 | 16.9231 | 18411723149.6806 | 9386141.6011 | 0 | 5525074.7607 | 0 | 0 | 0 | 2535964.6954 | 6804400.6123 | 17703654.6187 | 12083108.051 | 54038344.339 | 3144235.0165 | 25713707.5648 | 25713707.5648 | 19344069.7794 | 10155378.5254 | 0 | 82896286.9203 | 138109442.7899 | 3162277.6602 | 24.7757 | 3345.8751 | 5574.3985 | 75.0304 | 125.0045
1 | 5700 | 707 | 0.035 | 15 | 15 | 7 | 4.217e-09 | 0 | CO2 | Porous | Wet | R245fa | MinimizeLCOE | IgnoreSilica | 169.5144 | 39.0834 | 6.1974 | 4 | 3344.3687 | 5571.651 | 74.9967 | 124.9429 | 143.7885 | 16.9196 | 18406815973.3906 | 9388542.0445 | 0 | 5527104.0225 | 0 | 0 | 0 | 2534394.1117 | 6805515.6697 | 17706555.7693 | 12085088.1459 | 54047199.7635 | 3144235.0165 | 25713707.5648 | 25713707.5648 | 19344069.7794 | 10155378.5254 | 0 | 82905142.3449 | 138118298.2145 | 4216965.0343 | 24.7895 | 3344.3687 | 5571.651 | 74.9967 | 124.9429
1 | 5700 | 707 | 0.035 | 15 | 15 | 7 | 5.6234e-09 | 0 | CO2 | Porous | Wet | R245fa | MinimizeLCOE | IgnoreSilica | 169.5487 | 39.0928 | 6.1995 | 4 | 3343.2392 | 5569.7504 | 74.9713 | 124.9003 | 143.7853 | 16.9181 | 18411850482.0074 | 9389599.7202 | 0 | 5527997.8049 | 0 | 0 | 0 | 2532668.7762 | 6805603.8575 | 17706785.2159 | 12085244.7479 | 54047900.1225 | 3144235.0165 | 25713707.5648 | 25713707.5648 | 19344069.7794 | 10155378.5254 | 0 | 82905842.7039 | 138118998.5735 | 5623413.2519 | 24.7981 | 3343.2392 | 5569.7504 | 74.9713 | 124.9003
1 | 5700 | 707 | 0.035 | 15 | 15 | 7 | 7.4989e-09 | 0 | CO2 | Porous | Wet | R245fa | MinimizeLCOE | IgnoreSilica | 169.5876 | 39.1028 | 6.2014 | 4 | 3342.3922 | 5568.2381 | 74.9523 | 124.8664 | 143.7816 | 16.9164 | 18410851068.4564 | 9390799.2703 | 0 | 5529012.325 | 0 | 0 | 0 | 2531671.8683 | 6806078.5508 | 17708020.2705 | 12086087.698 | 54051669.9829 | 3144235.0165 | 25713707.5648 | 25713707.5648 | 19344069.7794 | 10155378.5254 | 0 | 82909612.5642 | 138122768.4338 | 7498942.0933 | 24.8055 | 3342.3922 | 5568.2381 | 74.9523 | 124.8664
1 | 5700 | 707 | 0.035 | 15 | 15 | 7 | 1e-08 | 0 | CO2 | Porous | Wet | R245fa | MinimizeLCOE | IgnoreSilica | 169.6265 | 39.1125 | 6.2029 | 4 | 3341.7571 | 5567.04 | 74.9381 | 124.8395 | 143.778 | 16.9146 | 18406584500.0248 | 9391998.1179 | 0 | 5530026.7985 | 0 | 0 | 0 | 2531143.1186 | 6806735.5337 | 17709729.6051 | 12087254.3541 | 54056887.5278 | 3144235.0165 | 25713707.5648 | 25713707.5648 | 19344069.7794 | 10155378.5254 | 0 | 82914830.1092 | 138127985.9788 | 10000000 | 24.8117 | 3341.7571 | 5567.04 | 74.9381 | 124.8395
1 | 5800 | 707 | 0.035 | 15 | 15 | 7 | 1e-13 | 0 | CO2 | Porous | Wet | R245fa | MinimizeLCOE | IgnoreSilica | 2.0041 | 0.055317 | 0.0058622 | 4 | 1343841.6694 | 3751592.7393 | 30135.3224 | 84128.5542 | 89.3525 | 17.7007 | 170824935.1618 | 274139.0612 | 0 | 115522.9875 | 0 | 0 | 0 | 270857.9788 | 257602.8107 | 670229.6719 | 457445.5229 | 2045798.0331 | 3144235.0165 | 26321290.157 | 26321290.157 | 19765873.5944 | 10371438.4012 | 0 | 31511323.2066 | 87969925.3592 | 100 | 0.023449 | 1343841.6694 | 3751592.7393 | 30135.3224 | 84128.5542
1 | 5800 | 707 | 0.035 | 15 | 15 | 7 | 1.3335e-13 | 0 | CO2 | Porous | Wet | R245fa | MinimizeLCOE | IgnoreSilica | 2.9593 | 0.18669 | 0.018457 | 4 | 439671.8461 | 1204401.0547 | 9859.5342 | 27008.4006 | 103.0718 | 18.6275 | 461268576.8821 | 407846.1458 | 0 | 187652.7321 | 0 | 0 | 0 | 371379.6484 | 377082.6253 | 981091.6407 | 669615.2042 | 2994667.9965 | 3144235.0165 | 26321290.157 | 26321290.157 | 19765873.5944 | 10371438.4012 | 0 | 32460193.17 | 88918795.3226 | 133.3521 | 0.073828 | 439671.8461 | 1204401.0547 | 9859.5342 | 27008.4006
1 | 5800 | 707 | 0.035 | 15 | 15 | 7 | 1.7783e-13 | 0 | CO2 | Porous | Wet | R245fa | MinimizeLCOE | IgnoreSilica | 4.1017 | 0.3792 | 0.038676 | 4 | 216573.2258 | 581514.7297 | 4856.6019 | 13040.3263 | 113.5339 | 19.2417 | 350229355.2565 | 558793.9561 | 0 | 270346.2221 | 0 | 0 | 0 | 475121.6593 | 508662.1166 | 1323434.4865 | 903271.2309 | 4039629.6717 | 3144235.0165 | 26321290.157 | 26321290.157 | 19765873.5944 | 10371438.4012 | 0 | 33505154.8452 | 89963756.9977 | 177.8279 | 0.15471 | 216573.2258 | 581514.7297 | 4856.6019 | 13040.3263
1 | 5800 | 707 | 0.035 | 15 | 15 | 7 | 2.3714e-13 | 0 | CO2 | Porous | Wet | R245fa | MinimizeLCOE | IgnoreSilica | 5.5922 | 0.65728 | 0.068929 | 4 | 125970.3443 | 330740.1484 | 2824.8543 | 7416.7673 | 122.2307 | 19.7017 | 1884867723.258 | 742244.5823 | 0 | 360745.9784 | 0 | 0 | 0 | 597449.2133 | 663171.5119 | 1725436.2387 | 1177645.6871 | 5266693.2117 | 3144235.0165 | 26321290.157 | 26321290.157 | 19765873.5944 | 10371438.4012 | 0 | 34732218.3852 | 91190820.5378 | 237.1374 | 0.27572 | 125970.3443 | 330740.1484 | 2824.8543 | 7416.7673
1 | 5800 | 707 | 0.035 | 15 | 15 | 7 | 3.1623e-13 | 0 | CO2 | Porous | Wet | R245fa | MinimizeLCOE | IgnoreSilica | 7.4487 | 1.03 | 0.11207 | 4 | 80494.8852 | 206436.1084 | 1805.0782 | 4629.2795 | 129.0664 | 20.0293 | 2672389606.555 | 953617.9027 | 0 | 453728.4139 | 0 | 0 | 0 | 729963.2366 | 833550.7257 | 2168728.0036 | 1480201.4254 | 6619789.7079 | 3144235.0165 | 26321290.157 | 26321290.157 | 19765873.5944 | 10371438.4012 | 0 | 36085314.8814 | 92543917.034 | 316.2278 | 0.44829 | 80494.8852 | 206436.1084 | 1805.0782 | 4629.2795
1 | 5800 | 707 | 0.035 | 15 | 15 | 7 | 4.217e-13 | 0 | CO2 | Porous | Wet | R245fa | MinimizeLCOE | IgnoreSilica | 9.7728 | 1.5179 | 0.17112 | 4 | 54977.75 | 137460.3623 | 1232.8627 | 3082.5152 | 134.4774 | 20.2693 | 3688654247.4263 | 1197883.1982 | 0 | 563829.1814 | 0 | 0 | 0 | 874896.8549 | 1028277.6015 | 2675367.3903 | 1825993.2172 | 8166247.4435 | 3144235.0165 | 26321290.157 | 26321290.157 | 19765873.5944 | 10371438.4012 | 0 | 37631772.617 | 94090374.7696 | 421.6965 | 0.68449 | 54977.75 | 137460.3623 | 1232.8627 | 3082.5152
1 | 5800 | 707 | 0.035 | 15 | 15 | 7 | 5.6234e-13 | 0 | CO2 | Porous | Wet | R245fa | MinimizeLCOE | IgnoreSilica | 12.7398 | 2.1568 | 0.25062 | 4 | 39348.6715 | 95666.6428 | 882.3844 | 2145.3012 | 138.8276 | 20.4482 | 4768317665.8314 | 1485710.6901 | 0 | 697047.9357 | 0 | 0 | 0 | 1039903.9697 | 1256838.4122 | 3270035.7356 | 2231866.5821 | 9981403.3254 | 3144235.0165 | 26321290.157 | 26321290.157 | 19765873.5944 | 10371438.4012 | 0 | 39446928.4989 | 95905530.6515 | 562.3413 | 1.0025 | 39348.6715 | 95666.6428 | 882.3844 | 2145.3012
1 | 5800 | 707 | 0.035 | 15 | 15 | 7 | 7.4989e-13 | 0 | CO2 | Porous | Wet | R245fa | MinimizeLCOE | IgnoreSilica | 16.5083 | 2.9824 | 0.35632 | 4 | 29164.8318 | 68777.4289 | 654.0143 | 1542.3171 | 142.2827 | 20.5777 | 5984212803.6267 | 1823395.9069 | 0 | 857620.2888 | 0 | 0 | 0 | 1226381.6686 | 1523885.1671 | 3964836.6129 | 2706082.4575 | 12102202.1018 | 3144235.0165 | 26321290.157 | 26321290.157 | 19765873.5944 | 10371438.4012 | 0 | 41567727.2752 | 98026329.4278 | 749.8942 | 1.4253 | 29164.8318 | 68777.4289 | 654.0143 | 1542.3171
1 | 5800 | 707 | 0.035 | 15 | 15 | 7 | 1e-12 | 0 | CO2 | Porous | Wet | R245fa | MinimizeLCOE | IgnoreSilica | 21.264 | 4.0371 | 0.49532 | 4 | 22223.8451 | 50720.0533 | 498.3643 | 1137.3849 | 144.9943 | 20.665 | 7223797726.0633 | 2217549.197 | 0 | 1050142.6416 | 0 | 0 | 0 | 1435135.7681 | 1834102.7666 | 4771959.1725 | 3256960.1892 | 14565849.7351 | 3144235.0165 | 26321290.157 | 26321290.157 | 19765873.5944 | 10371438.4012 | 0 | 44031374.9086 | 100489977.0612 | 1000 | 1.9813 | 22223.8451 | 50720.0533 | 498.3643 | 1137.3849
1 | 5800 | 707 | 0.035 | 15 | 15 | 7 | 1.3335e-12 | 0 | CO2 | Porous | Wet | R245fa | MinimizeLCOE | IgnoreSilica | 27.2318 | 5.3728 | 0.67625 | 4 | 17331.215 | 38203.0551 | 388.6483 | 856.6942 | 147.0966 | 20.7131 | 8572754011.522 | 2675703.7675 | 0 | 1279951.189 | 0 | 0 | 0 | 1667274.8839 | 2192942.6378 | 5705586.9091 | 3894180.3035 | 17415639.6909 | 3144235.0165 | 26321290.157 | 26321290.157 | 19765873.5944 | 10371438.4012 | 0 | 46881164.8644 | 103339767.0169 | 1333.5214 | 2.705 | 17331.215 | 38203.0551 | 388.6483 | 856.6942
1 | 5800 | 707 | 0.035 | 15 | 15 | 7 | 1.7783e-12 | 0 | CO2 | Porous | Wet | R245fa | MinimizeLCOE | IgnoreSilica | 34.6501 | 7.0458 | 0.90893 | 4 | 13793.2966 | 29322.1358 | 309.3113 | 657.5418 | 148.6917 | 20.7202 | 9943387463.6043 | 3203896.8428 | 0 | 1552016.169 | 0 | 0 | 0 | 1921977.4136 | 2604377.2659 | 6776055.4146 | 4624797.0545 | 20683120.1604 | 3144235.0165 | 26321290.157 | 26321290.157 | 19765873.5944 | 10371438.4012 | 0 | 50148645.3339 | 106607247.4865 | 1778.2794 | 3.6357 | 13793.2966 | 29322.1358 | 309.3113 | 657.5418
1 | 5800 | 707 | 0.035 | 15 | 15 | 7 | 2.3714e-12 | 0 | CO2 | Porous | Wet | R245fa | MinimizeLCOE | IgnoreSilica | 43.6903 | 9.1002 | 1.2028 | 4 | 11185.3805 | 22919.9899 | 250.8294 | 513.9752 | 149.8487 | 20.6806 | 11334395354.9656 | 3801568.0671 | 0 | 1868274.3971 | 0 | 0 | 0 | 2192147.9285 | 3066176.2531 | 7977561.6514 | 5444849.7496 | 24350578.0468 | 3144235.0165 | 26321290.157 | 26321290.157 | 19765873.5944 | 10371438.4012 | 0 | 53816103.2203 | 110274705.3729 | 2371.3737 | 4.8113 | 11185.3805 | 22919.9899 | 250.8294 | 513.9752
1 | 5800 | 707 | 0.035 | 15 | 15 | 7 | 3.1623e-12 | 0 | CO2 | Porous | Wet | R245fa | MinimizeLCOE | IgnoreSilica | 54.4675 | 11.5691 | 1.5657 | 4 | 9234.9859 | 18249.7683 | 207.0923 | 409.2466 | 150.6191 | 20.5816 | 12701463324.3844 | 4463611.0405 | 0 | 2228652.5549 | 0 | 0 | 0 | 2468170.4108 | 3572569.2624 | 9295092.3861 | 6344091.5485 | 28372187.2032 | 3144235.0165 | 26321290.157 | 26321290.157 | 19765873.5944 | 10371438.4012 | 0 | 57837712.3767 | 114296314.5293 | 3162.2777 | 6.2629 | 9234.9859 | 18249.7683 | 207.0923 | 409.2466
1 | 5800 | 707 | 0.035 | 15 | 15 | 7 | 4.217e-12 | 0 | CO2 | Porous | Wet | R245fa | MinimizeLCOE | IgnoreSilica | 66.8445 | 14.4296 | 1.9984 | 4 | 7765.8578 | 14828.9509 | 174.1475 | 332.5356 | 151.045 | 20.42 | 13990013163.8303 | 5171124.2206 | 0 | 2625336.2807 | 0 | 0 | 0 | 2732416.8526 | 4106262.1681 | 10683651.8511 | 7291811.9155 | 32610603.2886 | 3144235.0165 | 26321290.157 | 26321290.157 | 19765873.5944 | 10371438.4012 | 0 | 62076128.4621 | 118534730.6147 | 4216.965 | 7.9935 | 7765.8578 | 14828.9509 | 174.1475 | 332.5356
1 | 5800 | 707 | 0.035 | 15 | 15 | 7 | 5.6234e-12 | 0 | CO2 | Porous | Wet | R245fa | MinimizeLCOE | IgnoreSilica | 80.4112 | 17.5982 | 2.4918 | 4 | 6653.8892 | 12318.3905 | 149.2118 | 276.2369 | 151.1557 | 20.1872 | 15156772062.8601 | 5893330.3815 | 0 | 3043586.9531 | 0 | 0 | 0 | 2962139.3665 | 4640632.1134 | 12073972.8345 | 8240734.5549 | 36854396.2037 | 3144235.0165 | 26321290.157 | 26321290.157 | 19765873.5944 | 10371438.4012 | 0 | 66319921.3772 | 122778523.5298 | 5623.4133 | 9.9671 | 6653.8892 | 12318.3905 | 149.2118 | 276.2369
1 | 5800 | 707 | 0.035 | 15 | 15 | 7 | 7.4989e-12 | 0 | CO2 | Porous | Wet | R245fa | MinimizeLCOE | IgnoreSilica | 94.4649 | 20.9203 | 3.0243 | 4 | 5812.4881 | 10479.5469 | 130.3436 | 235.0013 | 150.9947 | 19.8885 | 16149714489.6133 | 6591033.2682 | 0 | 3462172.8284 | 0 | 0 | 0 | 3135778.4062 | 5143703.9561 | 13382862.5751 | 9134078.6978 | 40849629.7318 | 3144235.0165 | 26321290.157 | 26321290.157 | 19765873.5944 | 10371438.4012 | 0 | 70315154.9053 | 126773757.0579 | 7498.9421 | 12.0973 | 5812.4881 | 10479.5469 | 130.3436 | 235.0013
1 | 5800 | 707 | 0.035 | 15 | 15 | 7 | 1e-11 | 0 | CO2 | Porous | Wet | R245fa | MinimizeLCOE | IgnoreSilica | 108.1092 | 24.1895 | 3.5641 | 4 | 5177.8197 | 9138.0537 | 116.1113 | 204.9186 | 150.626 | 19.5441 | 16949252502.3399 | 7224264.6981 | 0 | 3856757.6461 | 0 | 0 | 0 | 3238580.6015 | 5584645.1488 | 14530101.109 | 9917092.5706 | 44351441.774 | 3144235.0165 | 26321290.157 | 26321290.157 | 19765873.5944 | 10371438.4012 | 0 | 73816966.9475 | 130275569.1001 | 10000 | 14.2564 | 5177.8197 | 9138.0537 | 116.1113 | 204.9186
1 | 5800 | 707 | 0.035 | 15 | 15 | 7 | 1.3335e-11 | 0 | CO2 | Porous | Wet | R245fa | MinimizeLCOE | IgnoreSilica | 120.5498 | 27.2133 | 4.0779 | 4 | 4701.0855 | 8162.3427 | 105.4207 | 183.0385 | 150.1299 | 19.1835 | 17562125296.1405 | 7766064.6145 | 0 | 4207901.0578 | 0 | 0 | 0 | 3270716.4133 | 5945426.0134 | 15468778.9122 | 10557759.4592 | 47216646.4703 | 3144235.0165 | 26321290.157 | 26321290.157 | 19765873.5944 | 10371438.4012 | 0 | 76682171.6438 | 133140773.7964 | 13335.2143 | 16.3116 | 4701.0855 | 8162.3427 | 105.4207 | 183.0385
1 | 5800 | 707 | 0.035 | 15 | 15 | 7 | 1.7783e-11 | 0 | CO2 | Porous | Wet | R245fa | MinimizeLCOE | IgnoreSilica | 131.3197 | 29.869 | 4.5409 | 4 | 4343.6868 | 7452.0546 | 97.4061 | 167.1105 | 149.5791 | 18.8319 | 17998826897.1655 | 8208075.2271 | 0 | 4506053.4654 | 0 | 0 | 0 | 3245396.9208 | 6224214.9892 | 16194130.6398 | 11052826.9178 | 49430698.1601 | 3144235.0165 | 26321290.157 | 26321290.157 | 19765873.5944 | 10371438.4012 | 0 | 78896223.3336 | 135354825.4862 | 17782.7941 | 18.1634 | 4343.6868 | 7452.0546 | 97.4061 | 167.1105
1 | 5800 | 707 | 0.035 | 15 | 15 | 7 | 2.3714e-11 | 0 | CO2 | Porous | Wet | R245fa | MinimizeLCOE | IgnoreSilica | 140.1944 | 32.0863 | 4.9373 | 4 | 4077.3324 | 6936.1159 | 91.4332 | 155.5407 | 149.0495 | 18.5199 | 18309898317.5148 | 8554293.3262 | 0 | 4748065.8971 | 0 | 0 | 0 | 3182700.0342 | 6429173.1104 | 16727389.6286 | 11416787.135 | 51058409.1315 | 3144235.0165 | 26321290.157 | 26321290.157 | 19765873.5944 | 10371438.4012 | 0 | 80523934.305 | 136982536.4576 | 23713.7371 | 19.7492 | 4077.3324 | 6936.1159 | 91.4332 | 155.5407
1 | 5800 | 707 | 0.035 | 15 | 15 | 7 | 3.1623e-11 | 0 | CO2 | Porous | Wet | R245fa | MinimizeLCOE | IgnoreSilica | 147.3413 | 33.892 | 5.266 | 4 | 3878.5803 | 6558.897 | 86.9762 | 147.0817 | 148.5696 | 18.2516 | 18509326321.0049 | 8820953.947 | 0 | 4940737.9315 | 0 | 0 | 0 | 3102760.4241 | 6577136.398 | 17112359.7515 | 11679537.1542 | 52233485.6063 | 3144235.0165 | 26321290.157 | 26321290.157 | 19765873.5944 | 10371438.4012 | 0 | 81699010.7798 | 138157612.9324 | 31622.7766 | 21.0642 | 3878.5803 | 6558.897 | 86.9762 | 147.0817
1 | 5800 | 707 | 0.035 | 15 | 15 | 7 | 4.217e-11 | 0 | CO2 | Porous | Wet | R245fa | MinimizeLCOE | IgnoreSilica | 152.925 | 35.3176 | 5.5305 | 4 | 3730.2546 | 6282.4085 | 83.6501 | 140.8815 | 148.1608 | 18.0313 | 18648809418.8779 | 9021653.8589 | 0 | 5089969.4889 | 0 | 0 | 0 | 3018053.3692 | 6680573.9196 | 17381482.9648 | 11863219.2772 | 53054952.8786 | 3144235.0165 | 26321290.157 | 26321290.157 | 19765873.5944 | 10371438.4012 | 0 | 82520478.0521 | 138979080.2047 | 42169.6503 | 22.1219 | 3730.2546 | 6282.4085 | 83.6501 | 140.8815
1 | 5800 | 707 | 0.035 | 15 | 15 | 7 | 5.6234e-11 | 0 | CO2 | Porous | Wet | R245fa | MinimizeLCOE | IgnoreSilica | 157.2707 | 36.4353 | 5.74 | 4 | 3619.4932 | 6078.5107 | 81.1663 | 136.3091 | 147.8217 | 17.8533 | 18730632300.8384 | 9173148.9146 | 0 | 5205357.6125 | 0 | 0 | 0 | 2939221.0646 | 6753913.7608 | 17572298.1873 | 11993454.5875 | 53637394.1273 | 3144235.0165 | 26321290.157 | 26321290.157 | 19765873.5944 | 10371438.4012 | 0 | 83102919.3008 | 139561521.4534 | 56234.1325 | 22.9598 | 3619.4932 | 6078.5107 | 81.1663 | 136.3091
1 | 5800 | 707 | 0.035 | 15 | 15 | 7 | 7.4989e-11 | 0 | CO2 | Porous | Wet | R245fa | MinimizeLCOE | IgnoreSilica | 160.5887 | 37.2946 | 5.9029 | 4 | 3536.7187 | 5927.8382 | 79.3101 | 132.9303 | 147.5501 | 17.7134 | 18786748640.9733 | 9286009.2947 | 0 | 5293029.3419 | 0 | 0 | 0 | 2869555.2424 | 6804951.6128 | 17705088.2089 | 12084086.5058 | 54042720.2064 | 3144235.0165 | 26321290.157 | 26321290.157 | 19765873.5944 | 10371438.4012 | 0 | 83508245.3799 | 139966847.5325 | 74989.4209 | 23.6118 | 3536.7187 | 5927.8382 | 79.3101 | 132.9303
1 | 5800 | 707 | 0.035 | 15 | 15 | 7 | 1e-10 | 0 | CO2 | Porous | Wet | R245fa | MinimizeLCOE | IgnoreSilica | 163.1102 | 37.9512 | 6.0286 | 4 | 3474.8134 | 5816.1058 | 77.9218 | 130.4248 | 147.3362 | 17.6049 | 18824405052.6169 | 9370132.5423 | 0 | 5359414.1979 | 0 | 0 | 0 | 2810874.344 | 6840764.2229 | 17798265.2742 | 12147681.7674 | 54327132.3487 | 3144235.0165 | 26321290.157 | 26321290.157 | 19765873.5944 | 10371438.4012 | 0 | 83792657.5222 | 140251259.6748 | 100000 | 24.1143 | 3474.8134 | 5816.1058 | 77.9218 | 130.4248
1 | 5800 | 707 | 0.035 | 15 | 15 | 7 | 1.3335e-10 | 0 | CO2 | Porous | Wet | R245fa | MinimizeLCOE | IgnoreSilica | 165.0197 | 38.4504 | 6.1247 | 4 | 3428.4863 | 5733.0259 | 76.883 | 128.5617 | 147.1699 | 17.5213 | 18849546992.3728 | 9432880.9703 | 0 | 5409548.8452 | 0 | 0 | 0 | 2763005.5612 | 6866119.7969 | 17864235.2767 | 12192707.6497 | 54528498.1 | 3144235.0165 | 26321290.157 | 26321290.157 | 19765873.5944 | 10371438.4012 | 0 | 83994023.2735 | 140452625.4261 | 133352.1432 | 24.4989 | 3428.4863 | 5733.0259 | 76.883 | 128.5617
1 | 5800 | 707 | 0.035 | 15 | 15 | 7 | 1.7783e-10 | 0 | CO2 | Porous | Wet | R245fa | MinimizeLCOE | IgnoreSilica | 165.405 | 38.5891 | 6.1781 | 4 | 3393.391 | 5678.0096 | 76.096 | 127.328 | 147.1298 | 17.5006 | 18862391214.5429 | 9444805.7853 | 0 | 5419649.8607 | 0 | 0 | 0 | 2697424.425 | 6849133.2277 | 17820039.7081 | 12162543.266 | 54393596.2727 | 3144235.0165 | 26321290.157 | 26321290.157 | 19765873.5944 | 10371438.4012 | 0 | 83859121.4462 | 140317723.5988 | 177827.941 | 24.7125 | 3393.391 | 5678.0096 | 76.096 | 127.328
1 | 5800 | 707 | 0.035 | 15 | 15 | 7 | 2.3714e-10 | 0 | CO2 | Porous | Wet | R245fa | MinimizeLCOE | IgnoreSilica | 167.5756 | 39.1223 | 6.2543 | 4 | 3367.3235 | 5624.1272 | 75.5114 | 126.1197 | 146.9352 | 17.4039 | 18874968617.5675 | 9514918.5227 | 0 | 5476471.9327 | 0 | 0 | 0 | 2693638.3461 | 6897161.2326 | 17944998.7249 | 12247830.3626 | 54775019.1217 | 3144235.0165 | 26321290.157 | 26321290.157 | 19765873.5944 | 10371438.4012 | 0 | 84240544.2952 | 140699146.4478 | 237137.3706 | 25.0171 | 3367.3235 | 5624.1272 | 75.5114 | 126.1197
1 | 5800 | 707 | 0.035 | 15 | 15 | 7 | 3.1623e-10 | 0 | CO2 | Porous | Wet | R245fa | MinimizeLCOE | IgnoreSilica | 168.389 | 39.3367 | 6.2961 | 4 | 3347.8717 | 5589.6665 | 75.0752 | 125.3469 | 146.8611 | 17.3674 | 18879070485.9349 | 9540933.0119 | 0 | 5497729.3503 | 0 | 0 | 0 | 2670295.0422 | 6906493.3877 | 17969279.0782 | 12264402.2026 | 54849132.0729 | 3144235.0165 | 26321290.157 | 26321290.157 | 19765873.5944 | 10371438.4012 | 0 | 84314657.2464 | 140773259.399 | 316227.766 | 25.1846 | 3347.8717 | 5589.6665 | 75.0752 | 125.3469
1 | 5800 | 707 | 0.035 | 15 | 15 | 7 | 4.217e-10 | 0 | CO2 | Porous | Wet | R245fa | MinimizeLCOE | IgnoreSilica | 168.9956 | 39.4969 | 6.3276 | 4 | 3333.2942 | 5563.9291 | 74.7483 | 124.7698 | 146.8054 | 17.34 | 18887698699.4832 | 9560232.5135 | 0 | 5513567.4834 | 0 | 0 | 0 | 2652224.045 | 6913149.3763 | 17986596.5953 | 12276221.7639 | 54901991.7773 | 3144235.0165 | 26321290.157 | 26321290.157 | 19765873.5944 | 10371438.4012 | 0 | 84367516.9508 | 140826119.1034 | 421696.5034 | 25.3106 | 3333.2942 | 5563.9291 | 74.7483 | 124.7698
1 | 5800 | 707 | 0.035 | 15 | 15 | 7 | 5.6234e-10 | 0 | CO2 | Porous | Wet | R245fa | MinimizeLCOE | IgnoreSilica | 169.4755 | 39.623 | 6.3518 | 4 | 3322.3677 | 5544.5089 | 74.5033 | 124.3343 | 146.7611 | 17.3183 | 18885068688.1293 | 9575439.4576 | 0 | 5526089.4149 | 0 | 0 | 0 | 2638981.4124 | 6918799.0111 | 18001295.786 | 12286254.2636 | 54946859.3456 | 3144235.0165 | 26321290.157 | 26321290.157 | 19765873.5944 | 10371438.4012 | 0 | 84412384.5191 | 140870986.6717 | 562341.3252 | 25.4073 | 3322.3677 | 5544.5089 | 74.5033 | 124.3343
1 | 5800 | 707 | 0.035 | 15 | 15 | 7 | 7.4989e-10 | 0 | CO2 | Porous | Wet | R245fa | MinimizeLCOE | IgnoreSilica | 169.8071 | 39.7111 | 6.3695 | 4 | 3314.1769 | 5530.1591 | 74.3196 | 124.0125 | 146.7303 | 17.3033 | 18893597122.2879 | 9585915.3115 | 0 | 5534736.2449 | 0 | 0 | 0 | 2628230.3149 | 6922063.9298 | 18009790.4347 | 12292052.0359 | 54972788.2717 | 3144235.0165 | 26321290.157 | 26321290.157 | 19765873.5944 | 10371438.4012 | 0 | 84438313.4452 | 140896915.5978 | 749894.2093 | 25.4779 | 3314.1769 | 5530.1591 | 74.3196 | 124.0125
1 | 5800 | 707 | 0.035 | 15 | 15 | 7 | 1e-09 | 0 | CO2 | Porous | Wet | R245fa | MinimizeLCOE | IgnoreSilica | 170.0823 | 39.7834 | 6.3832 | 4 | 3308.0363 | 5519.2378 | 74.1819 | 123.7676 | 146.7047 | 17.2907 | 18890203363.1155 | 9594591.1848 | 0 | 5541911.7682 | 0 | 0 | 0 | 2620697.9083 | 6925308.3359 | 18018231.7139 | 12297813.3824 | 54998554.2935 | 3144235.0165 | 26321290.157 | 26321290.157 | 19765873.5944 | 10371438.4012 | 0 | 84464079.467 | 140922681.6196 | 1000000 | 25.533 | 3308.0363 | 5519.2378 | 74.1819 | 123.7676
1 | 5800 | 707 | 0.035 | 15 | 15 | 7 | 1.3335e-09 | 0 | CO2 | Porous | Wet | R245fa | MinimizeLCOE | IgnoreSilica | 170.2797 | 39.8355 | 6.3934 | 4 | 3303.4324 | 5511.1152 | 74.0787 | 123.5854 | 146.6862 | 17.2817 | 18896457821.3638 | 9600804.332 | 0 | 5547057.7207 | 0 | 0 | 0 | 2614789.9153 | 6927434.2675 | 18023762.952 | 12301588.566 | 55015437.7535 | 3144235.0165 | 26321290.157 | 26321290.157 | 19765873.5944 | 10371438.4012 | 0 | 84480962.927 | 140939565.0796 | 1333521.4322 | 25.5737 | 3303.4324 | 5511.1152 | 74.0787 | 123.5854
1 | 5800 | 707 | 0.035 | 15 | 15 | 7 | 1.7783e-09 | 0 | CO2 | Porous | Wet | R245fa | MinimizeLCOE | IgnoreSilica | 170.4112 | 39.8708 | 6.4007 | 4 | 3299.9804 | 5505.1365 | 74.0013 | 123.4513 | 146.6739 | 17.2757 | 18897691805.1709 | 9604938.3606 | 0 | 5550484.6285 | 0 | 0 | 0 | 2609948.2743 | 6928494.7927 | 18026522.221 | 12303471.8238 | 55023860.101 | 3144235.0165 | 26321290.157 | 26321290.157 | 19765873.5944 | 10371438.4012 | 0 | 84489385.2745 | 140947987.4271 | 1778279.41 | 25.603 | 3299.9804 | 5505.1365 | 74.0013 | 123.4513
1 | 5800 | 707 | 0.035 | 15 | 15 | 7 | 2.3714e-09 | 0 | CO2 | Porous | Wet | R245fa | MinimizeLCOE | IgnoreSilica | 170.5233 | 39.9004 | 6.4065 | 4 | 3297.3921 | 5500.568 | 73.9432 | 123.3489 | 146.6634 | 17.2706 | 18897759646.4135 | 9608457.2209 | 0 | 5553404.3227 | 0 | 0 | 0 | 2606612.4459 | 6929704.8559 | 18029670.5572 | 12305620.6279 | 55033470.0305 | 3144235.0165 | 26321290.157 | 26321290.157 | 19765873.5944 | 10371438.4012 | 0 | 84498995.204 | 140957597.3566 | 2371373.7057 | 25.626 | 3297.3921 | 5500.568 | 73.9432 | 123.3489
1 | 5800 | 707 | 0.035 | 15 | 15 | 7 | 3.1623e-09 | 0 | CO2 | Porous | Wet | R245fa | MinimizeLCOE | IgnoreSilica | 170.6157 | 39.9245 | 6.411 | 4 | 3295.4513 | 5497.089 | 73.8997 | 123.2709 | 146.6548 | 17.2664 | 18892987903.8327 | 9611357.3526 | 0 | 5555812.4629 | 0 | 0 | 0 | 2604295.4903 | 6930871.4693 | 18032705.8458 | 12307692.2748 | 55042734.8956 | 3144235.0165 | 26321290.157 | 26321290.157 | 19765873.5944 | 10371438.4012 | 0 | 84508260.0691 | 140966862.2217 | 3162277.6602 | 25.6439 | 3295.4513 | 5497.089 | 73.8997 | 123.2709
1 | 5800 | 707 | 0.035 | 15 | 15 | 7 | 4.217e-09 | 0 | CO2 | Porous | Wet | R245fa | MinimizeLCOE | IgnoreSilica | 170.6741 | 39.9401 | 6.4141 | 4 | 3293.996 | 5494.5522 | 73.8671 | 123.214 | 146.6493 | 17.2637 | 18896471835.9055 | 9613187.2553 | 0 | 5557332.3176 | 0 | 0 | 0 | 2602299.7797 | 6931399.5475 | 18034079.7971 | 12308630.0248 | 55046928.7221 | 3144235.0165 | 26321290.157 | 26321290.157 | 19765873.5944 | 10371438.4012 | 0 | 84512453.8955 | 140971056.0481 | 4216965.0343 | 25.6565 | 3293.996 | 5494.5522 | 73.8671 | 123.214
1 | 5800 | 707 | 0.035 | 15 | 15 | 7 | 5.6234e-09 | 0 | CO2 | Porous | Wet | R245fa | MinimizeLCOE | IgnoreSilica | 170.713 | 39.9506 | 6.4164 | 4 | 3292.9047 | 5492.6818 | 73.8426 | 123.1721 | 146.6456 | 17.2619 | 18899598019.8352 | 9614406.9597 | 0 | 5558345.4964 | 0 | 0 | 0 | 2600688.5898 | 6931642.0079 | 18034710.6293 | 12309060.5807 | 55048854.2638 | 3144235.0165 | 26321290.157 | 26321290.157 | 19765873.5944 | 10371438.4012 | 0 | 84514379.4373 | 140972981.5899 | 5623413.2519 | 25.6656 | 3292.9047 | 5492.6818 | 73.8426 | 123.1721
1 | 5800 | 707 | 0.035 | 15 | 15 | 7 | 7.4989e-09 | 0 | CO2 | Porous | Wet | R245fa | MinimizeLCOE | IgnoreSilica | 170.7472 | 39.9597 | 6.4182 | 4 | 3292.0864 | 5491.2464 | 73.8242 | 123.1399 | 146.6424 | 17.2604 | 18900055941.4829 | 9615480.9192 | 0 | 5559238.0204 | 0 | 0 | 0 | 2599596.1937 | 6931982.902 | 18035597.5657 | 12309665.9331 | 55051561.5341 | 3144235.0165 | 26321290.157 | 26321290.157 | 19765873.5944 | 10371438.4012 | 0 | 84517086.7076 | 140975688.8601 | 7498942.0933 | 25.6728 | 3292.0864 | 5491.2464 | 73.8242 | 123.1399
1 | 5800 | 707 | 0.035 | 15 | 15 | 7 | 1e-08 | 0 | CO2 | Porous | Wet | R245fa | MinimizeLCOE | IgnoreSilica | 170.7861 | 39.9696 | 6.4198 | 4 | 3291.4727 | 5490.0846 | 73.8105 | 123.1138 | 146.6387 | 17.2586 | 18895510062.3328 | 9616699.1267 | 0 | 5560251.1123 | 0 | 0 | 0 | 2599079.8251 | 6932651.725 | 18037337.706 | 12310853.6146 | 55056873.1097 | 3144235.0165 | 26321290.157 | 26321290.157 | 19765873.5944 | 10371438.4012 | 0 | 84522398.2832 | 140981000.4358 | 10000000 | 25.6792 | 3291.4727 | 5490.0846 | 73.8105 | 123.1138
1 | 5900 | 707 | 0.035 | 15 | 15 | 7 | 1e-13 | 0 | CO2 | Porous | Wet | R245fa | MinimizeLCOE | IgnoreSilica | 2.0578 | 0.058739 | 0.0062664 | 4 | 1284687.0031 | 3587340.0668 | 28808.7934 | 80445.228 | 90.9305 | 18.1153 | 228911971.7657 | 284657.8852 | 0 | 119545.6673 | 0 | 0 | 0 | 281154.4764 | 267289.6312 | 695432.7919 | 474647.1702 | 2122727.6221 | 3144235.0165 | 26934732.84 | 26934732.84 | 20193244.4958 | 10589842.3133 | 0 | 32201695.4786 | 89919515.1277 | 100 | 0.025066 | 1284687.0031 | 3587340.0668 | 28808.7934 | 80445.228
1 | 5900 | 707 | 0.035 | 15 | 15 | 7 | 1.3335e-13 | 0 | CO2 | Porous | Wet | R245fa | MinimizeLCOE | IgnoreSilica | 3.0371 | 0.19536 | 0.019607 | 4 | 423113.8037 | 1159044.7344 | 9488.2241 | 25991.2961 | 104.94 | 19.0552 | 530186622.0541 | 423338.071 | 0 | 193850.5349 | 0 | 0 | 0 | 385355.3857 | 390992.1567 | 1017281.3882 | 694315.4505 | 3105132.9871 | 3144235.0165 | 26934732.84 | 26934732.84 | 20193244.4958 | 10589842.3133 | 0 | 33184100.8436 | 90901920.4927 | 133.3521 | 0.078428 | 423113.8037 | 1159044.7344 | 9488.2241 | 25991.2961
1 | 5900 | 707 | 0.035 | 15 | 15 | 7 | 1.7783e-13 | 0 | CO2 | Porous | Wet | R245fa | MinimizeLCOE | IgnoreSilica | 4.1508 | 0.38799 | 0.040902 | 4 | 209058.8922 | 561838.7894 | 4688.0948 | 12599.0981 | 115.2024 | 19.6546 | 948317778.3529 | 572449.9322 | 0 | 274935.2062 | 0 | 0 | 0 | 484395.25 | 519394.3515 | 1351357.5601 | 922329.3024 | 4124861.6025 | 3144235.0165 | 26934732.84 | 26934732.84 | 20193244.4958 | 10589842.3133 | 0 | 34203829.459 | 91921649.1081 | 177.8279 | 0.16361 | 209058.8922 | 561838.7894 | 4688.0948 | 12599.0981
1 | 5900 | 707 | 0.035 | 15 | 15 | 7 | 2.3714e-13 | 0 | CO2 | Porous | Wet | R245fa | MinimizeLCOE | IgnoreSilica | 5.7554 | 0.6875 | 0.073101 | 4 | 121552.4968 | 318943.0383 | 2725.7852 | 7152.22 | 124.5993 | 20.1484 | 1874714778.9192 | 772466.4582 | 0 | 369142.3354 | 0 | 0 | 0 | 622370.2425 | 687951.8241 | 1789909.528 | 1221650.0318 | 5463490.42 | 3144235.0165 | 26934732.84 | 26934732.84 | 20193244.4958 | 10589842.3133 | 0 | 35542458.2766 | 93260277.9257 | 237.1374 | 0.2924 | 121552.4968 | 318943.0383 | 2725.7852 | 7152.22
1 | 5900 | 707 | 0.035 | 15 | 15 | 7 | 3.1623e-13 | 0 | CO2 | Porous | Wet | R245fa | MinimizeLCOE | IgnoreSilica | 7.6339 | 1.0713 | 0.11862 | 4 | 77802.6552 | 199442.1924 | 1744.7056 | 4472.4426 | 131.4778 | 20.4752 | 2824928373.8452 | 988760.0172 | 0 | 462732.1681 | 0 | 0 | 0 | 756367.7056 | 861065.3574 | 2240315.4313 | 1529061.3157 | 6838301.9953 | 3144235.0165 | 26934732.84 | 26934732.84 | 20193244.4958 | 10589842.3133 | 0 | 36917269.8519 | 94635089.501 | 316.2278 | 0.4745 | 77802.6552 | 199442.1924 | 1744.7056 | 4472.4426
1 | 5900 | 707 | 0.035 | 15 | 15 | 7 | 4.217e-13 | 0 | CO2 | Porous | Wet | R245fa | MinimizeLCOE | IgnoreSilica | 10.024 | 1.5798 | 0.18096 | 4 | 53219.2987 | 132959.3966 | 1193.4298 | 2981.5821 | 137.0242 | 20.719 | 3800247817.0955 | 1242816.4487 | 0 | 575391.4922 | 0 | 0 | 0 | 907578.9249 | 1063056.8777 | 2765855.9327 | 1887753.5068 | 8442453.183 | 3144235.0165 | 26934732.84 | 26934732.84 | 20193244.4958 | 10589842.3133 | 0 | 38521421.0395 | 96239240.6886 | 421.6965 | 0.72382 | 53219.2987 | 132959.3966 | 1193.4298 | 2981.5821
1 | 5900 | 707 | 0.035 | 15 | 15 | 7 | 5.6234e-13 | 0 | CO2 | Porous | Wet | R245fa | MinimizeLCOE | IgnoreSilica | 13.0519 | 2.2417 | 0.26474 | 4 | 38137.2223 | 92641.3447 | 855.2179 | 2077.4596 | 141.4494 | 20.8992 | 4972762703.6591 | 1539916.6208 | 0 | 710675.6368 | 0 | 0 | 0 | 1077168.4993 | 1297826.6952 | 3376678.84 | 2304652.6921 | 10306918.9842 | 3144235.0165 | 26934732.84 | 26934732.84 | 20193244.4958 | 10589842.3133 | 0 | 40385886.8408 | 98103706.4899 | 562.3413 | 1.059 | 38137.2223 | 92641.3447 | 855.2179 | 2077.4596
1 | 5900 | 707 | 0.035 | 15 | 15 | 7 | 7.4989e-13 | 0 | CO2 | Porous | Wet | R245fa | MinimizeLCOE | IgnoreSilica | 16.9003 | 3.0972 | 0.37607 | 4 | 28296.978 | 66666.0204 | 634.5528 | 1494.9693 | 144.9713 | 21.0296 | 6206641803.3546 | 1888794.067 | 0 | 873870.2685 | 0 | 0 | 0 | 1269177.6478 | 1572418.3735 | 4091110.0604 | 2792266.6801 | 12487637.0973 | 3144235.0165 | 26934732.84 | 26934732.84 | 20193244.4958 | 10589842.3133 | 0 | 42566604.9538 | 100284424.6029 | 749.8942 | 1.5043 | 28296.978 | 66666.0204 | 634.5528 | 1494.9693
1 | 5900 | 707 | 0.035 | 15 | 15 | 7 | 1e-12 | 0 | CO2 | Porous | Wet | R245fa | MinimizeLCOE | IgnoreSilica | 21.7756 | 4.1937 | 0.52254 | 4 | 21583.1536 | 49197.0292 | 483.997 | 1103.2314 | 147.7463 | 21.1172 | 7529042205.8306 | 2297613.7539 | 0 | 1070305.5779 | 0 | 0 | 0 | 1485926.0763 | 1892999.7092 | 4925196.9356 | 3361548.1112 | 15033590.164 | 3144235.0165 | 26934732.84 | 26934732.84 | 20193244.4958 | 10589842.3133 | 0 | 45112558.0206 | 102830377.6697 | 1000 | 2.0902 | 21583.1536 | 49197.0292 | 483.997 | 1103.2314
1 | 5900 | 707 | 0.035 | 15 | 15 | 7 | 1.3335e-12 | 0 | CO2 | Porous | Wet | R245fa | MinimizeLCOE | IgnoreSilica | 27.8749 | 5.5789 | 0.71299 | 4 | 16846.6442 | 37084.67 | 377.7819 | 831.6147 | 149.8907 | 21.1641 | 8887925916.6347 | 2771367.3806 | 0 | 1304074.9785 | 0 | 0 | 0 | 1725440.0345 | 2262344.1335 | 5886155.3647 | 4017421.9848 | 17966803.8764 | 3144235.0165 | 26934732.84 | 26934732.84 | 20193244.4958 | 10589842.3133 | 0 | 48045771.7329 | 105763591.382 | 1333.5214 | 2.8519 | 16846.6442 | 37084.67 | 377.7819 | 831.6147
1 | 5900 | 707 | 0.035 | 15 | 15 | 7 | 1.7783e-12 | 0 | CO2 | Porous | Wet | R245fa | MinimizeLCOE | IgnoreSilica | 35.4413 | 7.3108 | 0.95759 | 4 | 13419.3316 | 28487.9178 | 300.9252 | 638.8346 | 151.5151 | 21.1685 | 10309678352.6819 | 3316503.2138 | 0 | 1580301.6069 | 0 | 0 | 0 | 1987243.9977 | 2684779.0392 | 6985244.3361 | 4767572.7918 | 21321644.9856 | 3144235.0165 | 26934732.84 | 26934732.84 | 20193244.4958 | 10589842.3133 | 0 | 51400612.8421 | 109118432.4912 | 1778.2794 | 3.8303 | 13419.3316 | 28487.9178 | 300.9252 | 638.8346
1 | 5900 | 707 | 0.035 | 15 | 15 | 7 | 2.3714e-12 | 0 | CO2 | Porous | Wet | R245fa | MinimizeLCOE | IgnoreSilica | 44.665 | 9.4381 | 1.2663 | 4 | 10891.7069 | 22286.7419 | 244.2439 | 499.7748 | 152.6941 | 21.1241 | 11733856122.0546 | 3933591.2761 | 0 | 1901541.4841 | 0 | 0 | 0 | 2265401.2938 | 3159208.2811 | 8219611.9046 | 5610054.0211 | 25089408.2608 | 3144235.0165 | 26934732.84 | 26934732.84 | 20193244.4958 | 10589842.3133 | 0 | 55168376.1173 | 112886195.7664 | 2371.3737 | 5.0652 | 10891.7069 | 22286.7419 | 244.2439 | 499.7748
1 | 5900 | 707 | 0.035 | 15 | 15 | 7 | 3.1623e-12 | 0 | CO2 | Porous | Wet | R245fa | MinimizeLCOE | IgnoreSilica | 55.6239 | 11.9867 | 1.6466 | 4 | 9000.8082 | 17763.9845 | 201.8409 | 398.353 | 153.476 | 21.0179 | 13142777934.5157 | 4614885.1958 | 0 | 2266426.026 | 0 | 0 | 0 | 2547684.7634 | 3677308.4342 | 9567602.2262 | 6530085.1139 | 29203991.7596 | 3144235.0165 | 26934732.84 | 26934732.84 | 20193244.4958 | 10589842.3133 | 0 | 59282959.6161 | 117000779.2652 | 3162.2777 | 6.5864 | 9000.8082 | 17763.9845 | 201.8409 | 398.353
1 | 5900 | 707 | 0.035 | 15 | 15 | 7 | 4.217e-12 | 0 | CO2 | Porous | Wet | R245fa | MinimizeLCOE | IgnoreSilica | 68.2038 | 14.9383 | 2.0992 | 4 | 7576.3877 | 14450.0862 | 169.8987 | 324.0397 | 153.9069 | 20.8463 | 14450180889.7088 | 5342645.415 | 0 | 2667959.4487 | 0 | 0 | 0 | 2818107.5774 | 4223197.852 | 10987894.514 | 7499463.7845 | 33539268.5917 | 3144235.0165 | 26934732.84 | 26934732.84 | 20193244.4958 | 10589842.3133 | 0 | 63618236.4482 | 121336056.0973 | 4216.965 | 8.3969 | 7576.3877 | 14450.0862 | 169.8987 | 324.0397
1 | 5900 | 707 | 0.035 | 15 | 15 | 7 | 5.6234e-12 | 0 | CO2 | Porous | Wet | R245fa | MinimizeLCOE | IgnoreSilica | 81.9239 | 18.1927 | 2.6134 | 4 | 6498.4324 | 12019.7494 | 145.7258 | 269.54 | 154.0158 | 20.6013 | 15641348027.8979 | 6081805.3186 | 0 | 3089305.5905 | 0 | 0 | 0 | 3050445.1107 | 4766406.8477 | 12401212.8933 | 8464082.6191 | 37853258.38 | 3144235.0165 | 26934732.84 | 26934732.84 | 20193244.4958 | 10589842.3133 | 0 | 67932226.2365 | 125650045.8856 | 5623.4133 | 10.4536 | 6498.4324 | 12019.7494 | 145.7258 | 269.54
1 | 5900 | 707 | 0.035 | 15 | 15 | 7 | 7.4989e-12 | 0 | CO2 | Porous | Wet | R245fa | MinimizeLCOE | IgnoreSilica | 96.0844 | 21.5929 | 3.1663 | 4 | 5683.0633 | 10240.3218 | 127.4413 | 229.6367 | 153.8497 | 20.2891 | 16647605935.2815 | 6793321.5276 | 0 | 3509574.6618 | 0 | 0 | 0 | 3224315.3139 | 5275612.4863 | 13726061.5123 | 9368319.0245 | 41897204.5263 | 3144235.0165 | 26934732.84 | 26934732.84 | 20193244.4958 | 10589842.3133 | 0 | 71976172.3828 | 129693992.032 | 7498.9421 | 12.665 | 5683.0633 | 10240.3218 | 127.4413 | 229.6367
1 | 5900 | 707 | 0.035 | 15 | 15 | 7 | 1e-11 | 0 | CO2 | Porous | Wet | R245fa | MinimizeLCOE | IgnoreSilica | 109.7682 | 24.9245 | 3.7241 | 4 | 5068.3219 | 8942.8994 | 113.6559 | 200.5423 | 153.4756 | 19.9317 | 17455156728.322 | 7436160.4776 | 0 | 3904032.8368 | 0 | 0 | 0 | 3324901.7579 | 5719387.0782 | 14880671.9698 | 10156364.3866 | 45421518.5069 | 3144235.0165 | 26934732.84 | 26934732.84 | 20193244.4958 | 10589842.3133 | 0 | 75500486.3634 | 133218306.0125 | 10000 | 14.8965 | 5068.3219 | 8942.8994 | 113.6559 | 200.5423
1 | 5900 | 707 | 0.035 | 15 | 15 | 7 | 1.3335e-11 | 0 | CO2 | Porous | Wet | R245fa | MinimizeLCOE | IgnoreSilica | 122.2017 | 27.9957 | 4.2531 | 4 | 4606.7759 | 7999.4754 | 103.3058 | 179.3863 | 152.9754 | 19.5594 | 18067506032.935 | 7984386.7712 | 0 | 4253968.2224 | 0 | 0 | 0 | 3353895.4351 | 6080977.6672 | 15821456.51 | 10798469.1665 | 48293153.7723 | 3144235.0165 | 26934732.84 | 26934732.84 | 20193244.4958 | 10589842.3133 | 0 | 78372121.6288 | 136089941.2779 | 13335.2143 | 17.0124 | 4606.7759 | 7999.4754 | 103.3058 | 179.3863
1 | 5900 | 707 | 0.035 | 15 | 15 | 7 | 1.7783e-11 | 0 | CO2 | Porous | Wet | R245fa | MinimizeLCOE | IgnoreSilica | 132.9056 | 30.679 | 4.7275 | 4 | 4260.9047 | 7313.129 | 95.5498 | 163.9951 | 152.4241 | 19.1991 | 18508498665.8131 | 8429278.4257 | 0 | 4549533.8017 | 0 | 0 | 0 | 3324373.4528 | 6358242.4153 | 16542842.5098 | 11290829.9344 | 50495100.5397 | 3144235.0165 | 26934732.84 | 26934732.84 | 20193244.4958 | 10589842.3133 | 0 | 80574068.3963 | 138291888.0454 | 17782.7941 | 18.9101 | 4260.9047 | 7313.129 | 95.5498 | 163.9951
1 | 5900 | 707 | 0.035 | 15 | 15 | 7 | 2.3714e-11 | 0 | CO2 | Porous | Wet | R245fa | MinimizeLCOE | IgnoreSilica | 141.7265 | 32.919 | 5.133 | 4 | 4003.2127 | 6814.3136 | 89.7711 | 152.8093 | 151.8945 | 18.8798 | 18812261248.1291 | 8777912.6666 | 0 | 4789532.3981 | 0 | 0 | 0 | 3258886.9261 | 6562269.4764 | 17073679.071 | 11653136.795 | 52115417.333 | 3144235.0165 | 26934732.84 | 26934732.84 | 20193244.4958 | 10589842.3133 | 0 | 82194385.1896 | 139912204.8387 | 23713.7371 | 20.5321 | 4003.2127 | 6814.3136 | 89.7711 | 152.8093
1 | 5900 | 707 | 0.035 | 15 | 15 | 7 | 3.1623e-11 | 0 | CO2 | Porous | Wet | R245fa | MinimizeLCOE | IgnoreSilica | 148.7936 | 34.7345 | 5.4681 | 4 | 3810.9617 | 6449.8166 | 85.4599 | 144.6356 | 151.4176 | 18.6069 | 19010751503.7755 | 9045150.9698 | 0 | 4979659.3049 | 0 | 0 | 0 | 3176079.6309 | 6708347.0632 | 17453742.9873 | 11912538.2274 | 53275518.1835 | 3144235.0165 | 26934732.84 | 26934732.84 | 20193244.4958 | 10589842.3133 | 0 | 83354486.04 | 141072305.6891 | 31622.7766 | 21.8723 | 3810.9617 | 6449.8166 | 85.4599 | 144.6356
1 | 5900 | 707 | 0.035 | 15 | 15 | 7 | 4.217e-11 | 0 | CO2 | Porous | Wet | R245fa | MinimizeLCOE | IgnoreSilica | 154.3212 | 36.1691 | 5.7374 | 4 | 3667.5054 | 6182.4935 | 82.2429 | 138.6409 | 151.0112 | 18.3828 | 19146702716.7183 | 9246589.0555 | 0 | 5127111.6476 | 0 | 0 | 0 | 3089703.9457 | 6810727.813 | 17720116.6972 | 12094343.7578 | 54088592.9169 | 3144235.0165 | 26934732.84 | 26934732.84 | 20193244.4958 | 10589842.3133 | 0 | 84167560.7734 | 141885380.4225 | 42169.6503 | 22.9495 | 3667.5054 | 6182.4935 | 82.2429 | 138.6409
1 | 5900 | 707 | 0.035 | 15 | 15 | 7 | 5.6234e-11 | 0 | CO2 | Porous | Wet | R245fa | MinimizeLCOE | IgnoreSilica | 158.6083 | 37.2903 | 5.9502 | 4 | 3560.3888 | 5985.4175 | 79.8409 | 134.2215 | 150.6754 | 18.2024 | 19226042703.4024 | 9398168.5233 | 0 | 5240746.3262 | 0 | 0 | 0 | 3009437.7068 | 6882857.4969 | 17907783.3389 | 12222430.0969 | 54661423.489 | 3144235.0165 | 26934732.84 | 26934732.84 | 20193244.4958 | 10589842.3133 | 0 | 84740391.3455 | 142458210.9946 | 56234.1325 | 23.8009 | 3560.3888 | 5985.4175 | 79.8409 | 134.2215
1 | 5900 | 707 | 0.035 | 15 | 15 | 7 | 7.4989e-11 | 0 | CO2 | Porous | Wet | R245fa | MinimizeLCOE | IgnoreSilica | 161.8728 | 38.1502 | 6.1155 | 4 | 3480.3424 | 5839.8149 | 78.0458 | 130.9564 | 150.4073 | 18.0612 | 19285442628.9363 | 9510825.518 | 0 | 5326861.768 | 0 | 0 | 0 | 2938630.0159 | 6932763.7477 | 18037629.1662 | 12311052.5422 | 55057762.758 | 3144235.0165 | 26934732.84 | 26934732.84 | 20193244.4958 | 10589842.3133 | 0 | 85136730.6145 | 142854550.2636 | 74989.4209 | 24.4622 | 3480.3424 | 5839.8149 | 78.0458 | 130.9564
1 | 5900 | 707 | 0.035 | 15 | 15 | 7 | 1e-10 | 0 | CO2 | Porous | Wet | R245fa | MinimizeLCOE | IgnoreSilica | 164.3749 | 38.812 | 6.2433 | 4 | 3420.4797 | 5731.6668 | 76.7034 | 128.5312 | 150.1945 | 17.9506 | 19315897100.0429 | 9595535.6689 | 0 | 5392631.3619 | 0 | 0 | 0 | 2879752.5567 | 6968488.6391 | 18130578.0054 | 12374492.0348 | 55341478.2668 | 3144235.0165 | 26934732.84 | 26934732.84 | 20193244.4958 | 10589842.3133 | 0 | 85420446.1233 | 143138265.7724 | 100000 | 24.9732 | 3420.4797 | 5731.6668 | 76.7034 | 128.5312
1 | 5900 | 707 | 0.035 | 15 | 15 | 7 | 1.3335e-10 | 0 | CO2 | Porous | Wet | R245fa | MinimizeLCOE | IgnoreSilica | 166.2501 | 39.3106 | 6.3407 | 4 | 3375.6825 | 5651.3807 | 75.6989 | 126.7308 | 150.0307 | 17.8665 | 19342474289.5778 | 9658081.927 | 0 | 5441791.8088 | 0 | 0 | 0 | 2831305.4629 | 6993159.8875 | 18194767.5329 | 12418302.7063 | 55537409.3252 | 3144235.0165 | 26934732.84 | 26934732.84 | 20193244.4958 | 10589842.3133 | 0 | 85616377.1817 | 143334196.8309 | 133352.1432 | 25.3627 | 3375.6825 | 5651.3807 | 75.6989 | 126.7308
1 | 5900 | 707 | 0.035 | 15 | 15 | 7 | 1.7783e-10 | 0 | CO2 | Porous | Wet | R245fa | MinimizeLCOE | IgnoreSilica | 167.6728 | 39.6899 | 6.4149 | 4 | 3342.142 | 5591.5089 | 74.9467 | 125.3882 | 149.904 | 17.8018 | 19357894065.0988 | 9704991.1248 | 0 | 5479014.0885 | 0 | 0 | 0 | 2792891.7512 | 7010989.8162 | 18241157.3499 | 12449964.7096 | 55679008.8402 | 3144235.0165 | 26934732.84 | 26934732.84 | 20193244.4958 | 10589842.3133 | 0 | 85757976.6968 | 143475796.3459 | 177827.941 | 25.6596 | 3342.142 | 5591.5089 | 74.9467 | 125.3882
1 | 5900 | 707 | 0.035 | 15 | 15 | 7 | 2.3714e-10 | 0 | CO2 | Porous | Wet | R245fa | MinimizeLCOE | IgnoreSilica | 168.7593 | 39.9816 | 6.4718 | 4 | 3316.5397 | 5546.1319 | 74.3726 | 124.3707 | 149.7997 | 17.7482 | 19364110353.0137 | 9739836.1634 | 0 | 5507398.2624 | 0 | 0 | 0 | 2761249.8246 | 7023308.8576 | 18273208.9688 | 12471840.5981 | 55776842.675 | 3144235.0165 | 26934732.84 | 26934732.84 | 20193244.4958 | 10589842.3133 | 0 | 85855810.5315 | 143573630.1806 | 237137.3706 | 25.8872 | 3316.5397 | 5546.1319 | 74.3726 | 124.3707
1 | 5900 | 707 | 0.035 | 15 | 15 | 7 | 3.1623e-10 | 0 | CO2 | Porous | Wet | R245fa | MinimizeLCOE | IgnoreSilica | 169.5681 | 40.198 | 6.5144 | 4 | 3297.7312 | 5512.754 | 73.9508 | 123.6222 | 149.7259 | 17.711 | 19370313335.3148 | 9766102.4245 | 0 | 5528505.0708 | 0 | 0 | 0 | 2737967.8433 | 7032704.382 | 18297654.196 | 12488524.9679 | 55851458.8844 | 3144235.0165 | 26934732.84 | 26934732.84 | 20193244.4958 | 10589842.3133 | 0 | 85930426.7409 | 143648246.3901 | 316227.766 | 26.0574 | 3297.7312 | 5512.754 | 73.9508 | 123.6222
1 | 5900 | 707 | 0.035 | 15 | 15 | 7 | 4.217e-10 | 0 | CO2 | Porous | Wet | R245fa | MinimizeLCOE | IgnoreSilica | 170.1749 | 40.3606 | 6.5464 | 4 | 3283.6359 | 5487.8014 | 73.6347 | 123.0626 | 149.67 | 17.683 | 19375066869.9337 | 9785706.0831 | 0 | 5544325.6985 | 0 | 0 | 0 | 2720035.4584 | 7039526.2236 | 18315403.2284 | 12500639.0473 | 55905635.7393 | 3144235.0165 | 26934732.84 | 26934732.84 | 20193244.4958 | 10589842.3133 | 0 | 85984603.5959 | 143702423.245 | 421696.5034 | 26.1858 | 3283.6359 | 5487.8014 | 73.6347 | 123.0626
1 | 5900 | 707 | 0.035 | 15 | 15 | 7 | 5.6234e-10 | 0 | CO2 | Porous | Wet | R245fa | MinimizeLCOE | IgnoreSilica | 170.6398 | 40.485 | 6.5708 | 4 | 3273.0709 | 5469.0697 | 73.3978 | 122.6426 | 149.627 | 17.6614 | 19374994015.2439 | 9800667.2741 | 0 | 5556439.7171 | 0 | 0 | 0 | 2706550.464 | 7044826.4075 | 18329193.2198 | 12510050.9998 | 55947728.0824 | 3144235.0165 | 26934732.84 | 26934732.84 | 20193244.4958 | 10589842.3133 | 0 | 86026695.9389 | 143744515.588 | 562341.3252 | 26.2832 | 3273.0709 | 5469.0697 | 73.3978 | 122.6426
1 | 5900 | 707 | 0.035 | 15 | 15 | 7 | 7.4989e-10 | 0 | CO2 | Porous | Wet | R245fa | MinimizeLCOE | IgnoreSilica | 170.9714 | 40.5744 | 6.5888 | 4 | 3265.1512 | 5455.1583 | 73.2202 | 122.3306 | 149.5962 | 17.6459 | 19381440950.2722 | 9811306.3488 | 0 | 5565074.7267 | 0 | 0 | 0 | 2695876.7372 | 7048180.547 | 18337920.0026 | 12516007.2083 | 55974365.5707 | 3144235.0165 | 26934732.84 | 26934732.84 | 20193244.4958 | 10589842.3133 | 0 | 86053333.4272 | 143771153.0763 | 749894.2093 | 26.3551 | 3265.1512 | 5455.1583 | 73.2202 | 122.3306
1 | 5900 | 707 | 0.035 | 15 | 15 | 7 | 1e-09 | 0 | CO2 | Porous | Wet | R245fa | MinimizeLCOE | IgnoreSilica | 171.2271 | 40.6432 | 6.6024 | 4 | 3259.2138 | 5444.6936 | 73.0871 | 122.0959 | 149.5723 | 17.634 | 19383599994.873 | 9819496.1581 | 0 | 5571734.1909 | 0 | 0 | 0 | 2687955.0384 | 7050882.3011 | 18344949.4126 | 12520804.9251 | 55995822.0262 | 3144235.0165 | 26934732.84 | 26934732.84 | 20193244.4958 | 10589842.3133 | 0 | 86074789.8827 | 143792609.5318 | 1000000 | 26.4097 | 3259.2138 | 5444.6936 | 73.0871 | 122.0959
1 | 5900 | 707 | 0.035 | 15 | 15 | 7 | 1.3335e-09 | 0 | CO2 | Porous | Wet | R245fa | MinimizeLCOE | IgnoreSilica | 171.4272 | 40.6967 | 6.6128 | 4 | 3254.7623 | 5436.8013 | 72.9873 | 121.9189 | 149.5536 | 17.6247 | 19380363694.7786 | 9825890.0303 | 0 | 5576940.9647 | 0 | 0 | 0 | 2682158.8652 | 7053146.0455 | 18350839.2111 | 12524824.8336 | 56013799.9503 | 3144235.0165 | 26934732.84 | 26934732.84 | 20193244.4958 | 10589842.3133 | 0 | 86092767.8068 | 143810587.4559 | 1333521.4322 | 26.4513 | 3254.7623 | 5436.8013 | 72.9873 | 121.9189
1 | 5900 | 707 | 0.035 | 15 | 15 | 7 | 1.7783e-09 | 0 | CO2 | Porous | Wet | R245fa | MinimizeLCOE | IgnoreSilica | 171.5755 | 40.7364 | 6.6206 | 4 | 3251.4246 | 5430.8981 | 72.9124 | 121.7866 | 149.5397 | 17.6177 | 19381636957.1814 | 9830625.8221 | 0 | 5580801.641 | 0 | 0 | 0 | 2677744.7991 | 7054777.1822 | 18355083.0944 | 12527721.3712 | 56026753.9099 | 3144235.0165 | 26934732.84 | 26934732.84 | 20193244.4958 | 10589842.3133 | 0 | 86105721.7665 | 143823541.4156 | 1778279.41 | 26.4825 | 3251.4246 | 5430.8981 | 72.9124 | 121.7866
1 | 5900 | 707 | 0.035 | 15 | 15 | 7 | 2.3714e-09 | 0 | CO2 | Porous | Wet | R245fa | MinimizeLCOE | IgnoreSilica | 171.683 | 40.7654 | 6.6264 | 4 | 3248.922 | 5426.4982 | 72.8563 | 121.6879 | 149.5296 | 17.6127 | 19380973111.7279 | 9834052.091 | 0 | 5583596.8863 | 0 | 0 | 0 | 2674328.8924 | 7055871.3692 | 18357929.9444 | 12529664.4048 | 56035443.588 | 3144235.0165 | 26934732.84 | 26934732.84 | 20193244.4958 | 10589842.3133 | 0 | 86114411.4445 | 143832231.0936 | 2371373.7057 | 26.5055 | 3248.922 | 5426.4982 | 72.8563 | 121.6879
1 | 5900 | 707 | 0.035 | 15 | 15 | 7 | 3.1623e-09 | 0 | CO2 | Porous | Wet | R245fa | MinimizeLCOE | IgnoreSilica | 171.7607 | 40.7864 | 6.6307 | 4 | 3247.0454 | 5423.2176 | 72.8142 | 121.6143 | 149.5223 | 17.609 | 19384598076.6224 | 9836531.5922 | 0 | 5585620.8111 | 0 | 0 | 0 | 2671693.4893 | 7056599.8981 | 18359825.4272 | 12530958.1107 | 56041229.3286 | 3144235.0165 | 26934732.84 | 26934732.84 | 20193244.4958 | 10589842.3133 | 0 | 86120197.1851 | 143838016.8342 | 3162277.6602 | 26.5226 | 3247.0454 | 5423.2176 | 72.8142 | 121.6143
1 | 5900 | 707 | 0.035 | 15 | 15 | 7 | 4.217e-09 | 0 | CO2 | Porous | Wet | R245fa | MinimizeLCOE | IgnoreSilica | 171.8191 | 40.8022 | 6.6339 | 4 | 3245.6383 | 5420.7583 | 72.7826 | 121.5592 | 149.5168 | 17.6063 | 19385998820.3782 | 9838390.2763 | 0 | 5587138.6344 | 0 | 0 | 0 | 2669712.4798 | 7057144.1423 | 18361241.4389 | 12531924.5678 | 56045551.5395 | 3144235.0165 | 26934732.84 | 26934732.84 | 20193244.4958 | 10589842.3133 | 0 | 86124519.3961 | 143842339.0452 | 4216965.0343 | 26.5355 | 3245.6383 | 5420.7583 | 72.7826 | 121.5592
1 | 5900 | 707 | 0.035 | 15 | 15 | 7 | 5.6234e-09 | 0 | CO2 | Porous | Wet | R245fa | MinimizeLCOE | IgnoreSilica | 171.8682 | 40.8153 | 6.6364 | 4 | 3244.5831 | 5418.8806 | 72.759 | 121.5171 | 149.5122 | 17.604 | 19383272022.8003 | 9839953.0729 | 0 | 5588415.4535 | 0 | 0 | 0 | 2668349.1052 | 7057719.8763 | 18362739.3808 | 12532946.944 | 56050123.8327 | 3144235.0165 | 26934732.84 | 26934732.84 | 20193244.4958 | 10589842.3133 | 0 | 86129091.6892 | 143846911.3383 | 5623413.2519 | 26.5455 | 3244.5831 | 5418.8806 | 72.759 | 121.5171
1 | 5900 | 707 | 0.035 | 15 | 15 | 7 | 7.4989e-09 | 0 | CO2 | Porous | Wet | R245fa | MinimizeLCOE | IgnoreSilica | 171.8922 | 40.8222 | 6.638 | 4 | 3243.7919 | 5417.5536 | 72.7412 | 121.4873 | 149.5099 | 17.6029 | 19389128760.1792 | 9840720.0151 | 0 | 5589041.7909 | 0 | 0 | 0 | 2667026.8689 | 7057747.5832 | 18362811.4684 | 12532996.1453 | 56050343.8718 | 3144235.0165 | 26934732.84 | 26934732.84 | 20193244.4958 | 10589842.3133 | 0 | 86129311.7284 | 143847131.3775 | 7498942.0933 | 26.552 | 3243.7919 | 5417.5536 | 72.7412 | 121.4873
1 | 5900 | 707 | 0.035 | 15 | 15 | 7 | 1e-08 | 0 | CO2 | Porous | Wet | R245fa | MinimizeLCOE | IgnoreSilica | 171.9239 | 40.8305 | 6.6395 | 4 | 3243.1986 | 5416.4722 | 72.7279 | 121.4631 | 149.5069 | 17.6014 | 19387042498.2932 | 9841727.538 | 0 | 5589865.4094 | 0 | 0 | 0 | 2666353.2424 | 7058199.014 | 18363985.9989 | 12533797.7864 | 56053928.9892 | 3144235.0165 | 26934732.84 | 26934732.84 | 20193244.4958 | 10589842.3133 | 0 | 86132896.8457 | 143850716.4948 | 10000000 | 26.558 | 3243.1986 | 5416.4722 | 72.7279 | 121.4631
1 | 6000 | 707 | 0.035 | 15 | 15 | 7 | 1e-13 | 0 | CO2 | Porous | Wet | R245fa | MinimizeLCOE | IgnoreSilica | 2.1356 | 0.064216 | 0.0067006 | 4 | 1228520.0526 | 3429457.692 | 27549.2632 | 76904.7542 | 92.9373 | 18.5606 | 27530579.8243 | 298842.691 | 0 | 125467.9599 | 0 | 0 | 0 | 295435.7178 | 280701.0838 | 730326.6403 | 498462.9387 | 2229237.0314 | 3144235.0165 | 27554035.6139 | 27554035.6139 | 20626182.4834 | 10810590.2618 | 0 | 32927507.6618 | 91918316.021 | 100 | 0.026803 | 1228520.0526 | 3429457.692 | 27549.2632 | 76904.7542
1 | 6000 | 707 | 0.035 | 15 | 15 | 7 | 1.3335e-13 | 0 | CO2 | Porous | Wet | R245fa | MinimizeLCOE | IgnoreSilica | 3.1102 | 0.20373 | 0.020808 | 4 | 407411.9876 | 1116162.1376 | 9136.1147 | 25029.6643 | 106.757 | 19.4796 | 658153532.6602 | 438399.564 | 0 | 199754.7831 | 0 | 0 | 0 | 398735.4074 | 404387.0042 | 1052132.0338 | 718101.7322 | 3211510.5247 | 3144235.0165 | 27554035.6139 | 27554035.6139 | 20626182.4834 | 10810590.2618 | 0 | 33909781.1551 | 92900589.5143 | 133.3521 | 0.083232 | 407411.9876 | 1116162.1376 | 9136.1147 | 25029.6643
1 | 6000 | 707 | 0.035 | 15 | 15 | 7 | 1.7783e-13 | 0 | CO2 | Porous | Wet | R245fa | MinimizeLCOE | IgnoreSilica | 4.3166 | 0.41233 | 0.043392 | 4 | 201858.6141 | 541728.1705 | 4526.6303 | 12148.1224 | 117.7384 | 20.1181 | 1238066182.1438 | 601563.0908 | 0 | 287879.6385 | 0 | 0 | 0 | 511191.9575 | 546247.5279 | 1421224.0167 | 970014.5947 | 4338120.8261 | 3144235.0165 | 27554035.6139 | 27554035.6139 | 20626182.4834 | 10810590.2618 | 0 | 35036391.4565 | 94027199.8157 | 177.8279 | 0.17357 | 201858.6141 | 541728.1705 | 4526.6303 | 12148.1224
1 | 6000 | 707 | 0.035 | 15 | 15 | 7 | 2.3714e-13 | 0 | CO2 | Porous | Wet | R245fa | MinimizeLCOE | IgnoreSilica | 5.9017 | 0.7158 | 0.077413 | 4 | 117371.6236 | 307878.5901 | 2632.0301 | 6904.1025 | 126.8931 | 20.5912 | 1996758378.8848 | 801102.5176 | 0 | 376631.398 | 0 | 0 | 0 | 645188.6793 | 710939.812 | 1849719.557 | 1262471.6056 | 5646053.5695 | 3144235.0165 | 27554035.6139 | 27554035.6139 | 20626182.4834 | 10810590.2618 | 0 | 36344324.2 | 95335132.5591 | 237.1374 | 0.30965 | 117371.6236 | 307878.5901 | 2632.0301 | 6904.1025
1 | 6000 | 707 | 0.035 | 15 | 15 | 7 | 3.1623e-13 | 0 | CO2 | Porous | Wet | R245fa | MinimizeLCOE | IgnoreSilica | 7.8313 | 1.1154 | 0.12546 | 4 | 75260.0307 | 192809.9271 | 1687.6879 | 4323.7157 | 133.9285 | 20.9227 | 2886694588.066 | 1025755.2474 | 0 | 472281.7744 | 0 | 0 | 0 | 784613.2606 | 890233.6101 | 2316205.2415 | 1580857.6706 | 7069946.8046 | 3144235.0165 | 27554035.6139 | 27554035.6139 | 20626182.4834 | 10810590.2618 | 0 | 37768217.4351 | 96759025.7942 | 316.2278 | 0.50184 | 75260.0307 | 192809.9271 | 1687.6879 | 4323.7157
1 | 6000 | 707 | 0.035 | 15 | 15 | 7 | 4.217e-13 | 0 | CO2 | Porous | Wet | R245fa | MinimizeLCOE | IgnoreSilica | 10.2649 | 1.6412 | 0.1911 | 4 | 51557.2788 | 128728.4132 | 1156.1594 | 2886.7033 | 139.556 | 21.168 | 4004584353.2152 | 1287321.5821 | 0 | 586430.4609 | 0 | 0 | 0 | 939356.4548 | 1097112.3141 | 2854461.1927 | 1948228.4173 | 8712910.4218 | 3144235.0165 | 27554035.6139 | 27554035.6139 | 20626182.4834 | 10810590.2618 | 0 | 39411181.0522 | 98401989.4114 | 421.6965 | 0.76442 | 51557.2788 | 128728.4132 | 1156.1594 | 2886.7033
1 | 6000 | 707 | 0.035 | 15 | 15 | 7 | 5.6234e-13 | 0 | CO2 | Porous | Wet | R245fa | MinimizeLCOE | IgnoreSilica | 13.366 | 2.3285 | 0.27936 | 4 | 36991.3602 | 89782.6545 | 829.5223 | 2013.3542 | 144.0777 | 21.3504 | 5176693323.0252 | 1595055.6425 | 0 | 724326.2617 | 0 | 0 | 0 | 1114998.7551 | 1339408.4571 | 3484866.055 | 2378492.6894 | 10637147.8607 | 3144235.0165 | 27554035.6139 | 27554035.6139 | 20626182.4834 | 10810590.2618 | 0 | 41335418.4911 | 100326226.8503 | 562.3413 | 1.1174 | 36991.3602 | 89782.6545 | 829.5223 | 2013.3542
1 | 6000 | 707 | 0.035 | 15 | 15 | 7 | 7.4989e-13 | 0 | CO2 | Porous | Wet | R245fa | MinimizeLCOE | IgnoreSilica | 17.3024 | 3.2161 | 0.39656 | 4 | 27475.4974 | 64664.9916 | 616.1313 | 1450.0967 | 147.6715 | 21.4817 | 6447098178.9378 | 1955971.2167 | 0 | 890464.4952 | 0 | 0 | 0 | 1313371.7162 | 1622324.897 | 4220956.5973 | 2880889.6096 | 12883978.532 | 3144235.0165 | 27554035.6139 | 27554035.6139 | 20626182.4834 | 10810590.2618 | 0 | 43582249.1624 | 102573057.5216 | 749.8942 | 1.5862 | 27475.4974 | 64664.9916 | 616.1313 | 1450.0967
1 | 6000 | 707 | 0.035 | 15 | 15 | 7 | 1e-12 | 0 | CO2 | Porous | Wet | R245fa | MinimizeLCOE | IgnoreSilica | 22.2749 | 4.351 | 0.55058 | 4 | 20976.2407 | 47762.1856 | 470.3871 | 1071.0554 | 150.4973 | 21.5691 | 7802486053.1414 | 2377759.9094 | 0 | 1089895.8532 | 0 | 0 | 0 | 1536067.4928 | 1951452.0696 | 5077277.9872 | 3465346.5539 | 15497799.8662 | 3144235.0165 | 27554035.6139 | 27554035.6139 | 20626182.4834 | 10810590.2618 | 0 | 46196070.4966 | 105186878.8557 | 1000 | 2.2023 | 20976.2407 | 47762.1856 | 470.3871 | 1071.0554
1 | 6000 | 707 | 0.035 | 15 | 15 | 7 | 1.3335e-12 | 0 | CO2 | Porous | Wet | R245fa | MinimizeLCOE | IgnoreSilica | 28.5157 | 5.7885 | 0.75089 | 4 | 16387.2834 | 36027.607 | 367.4808 | 807.9103 | 152.6886 | 21.6148 | 9205088927.5627 | 2868141.4484 | 0 | 1328005.6352 | 0 | 0 | 0 | 1783941.2023 | 2332234.4315 | 6067995.5836 | 4141531.6707 | 18521849.9716 | 3144235.0165 | 27554035.6139 | 27554035.6139 | 20626182.4834 | 10810590.2618 | 0 | 49220120.602 | 108210928.9611 | 1333.5214 | 3.0036 | 16387.2834 | 36027.607 | 367.4808 | 807.9103
1 | 6000 | 707 | 0.035 | 15 | 15 | 7 | 1.7783e-12 | 0 | CO2 | Porous | Wet | R245fa | MinimizeLCOE | IgnoreSilica | 36.2307 | 7.5804 | 1.0078 | 4 | 13064.5645 | 27698.8185 | 292.9697 | 621.1393 | 154.3428 | 21.6164 | 10683043663.7826 | 3430463.0276 | 0 | 1608398.1027 | 0 | 0 | 0 | 2052939.4723 | 2765802.235 | 7196050.0714 | 4911452.0378 | 21965104.9468 | 3144235.0165 | 27554035.6139 | 27554035.6139 | 20626182.4834 | 10810590.2618 | 0 | 52663375.5772 | 111654183.9364 | 1778.2794 | 4.031 | 13064.5645 | 27698.8185 | 292.9697 | 621.1393
1 | 6000 | 707 | 0.035 | 15 | 15 | 7 | 2.3714e-12 | 0 | CO2 | Porous | Wet | R245fa | MinimizeLCOE | IgnoreSilica | 45.6387 | 9.782 | 1.3317 | 4 | 10612.9097 | 21687.2545 | 237.9919 | 486.3314 | 155.5439 | 21.5671 | 12138111709.4707 | 4067266.0029 | 0 | 1934635.5472 | 0 | 0 | 0 | 2339219.1756 | 3253037.083 | 8463735.2003 | 5776673.1866 | 25834566.1955 | 3144235.0165 | 27554035.6139 | 27554035.6139 | 20626182.4834 | 10810590.2618 | 0 | 56532836.8259 | 115523645.1851 | 2371.3737 | 5.3268 | 10612.9097 | 21687.2545 | 237.9919 | 486.3314
1 | 6000 | 707 | 0.035 | 15 | 15 | 7 | 3.1623e-12 | 0 | CO2 | Porous | Wet | R245fa | MinimizeLCOE | IgnoreSilica | 56.7908 | 12.4141 | 1.73 | 4 | 8778.3405 | 17302.9737 | 196.8521 | 388.015 | 156.338 | 21.4533 | 13579508743.5805 | 4768693.2612 | 0 | 2304383.2777 | 0 | 0 | 0 | 2628486.9512 | 3783609.7611 | 9844176.4734 | 6718852.7207 | 30048202.4454 | 3144235.0165 | 27554035.6139 | 27554035.6139 | 20626182.4834 | 10810590.2618 | 0 | 60746473.0758 | 119737281.435 | 3162.2777 | 6.92 | 8778.3405 | 17302.9737 | 196.8521 | 388.015
1 | 6000 | 707 | 0.035 | 15 | 15 | 7 | 4.217e-12 | 0 | CO2 | Porous | Wet | R245fa | MinimizeLCOE | IgnoreSilica | 69.5487 | 15.4529 | 2.2027 | 4 | 7396.2679 | 14091.4637 | 165.8595 | 315.9976 | 156.7729 | 21.2716 | 14919332703.1143 | 5515433.7237 | 0 | 2709963.6004 | 0 | 0 | 0 | 2903696.2251 | 4340346.4842 | 11292691.2243 | 7707493.8022 | 34469625.0598 | 3144235.0165 | 27554035.6139 | 27554035.6139 | 20626182.4834 | 10810590.2618 | 0 | 65167895.6902 | 124158704.0494 | 4216.965 | 8.8109 | 7396.2679 | 14091.4637 | 165.8595 | 315.9976
1 | 6000 | 707 | 0.035 | 15 | 15 | 7 | 5.6234e-12 | 0 | CO2 | Porous | Wet | R245fa | MinimizeLCOE | IgnoreSilica | 83.4346 | 18.797 | 2.7383 | 4 | 6350.5443 | 11736.3303 | 142.4094 | 263.1844 | 156.8803 | 21.0138 | 16123263854.7109 | 6272340.241 | 0 | 3134794.7208 | 0 | 0 | 0 | 3139331.2066 | 4893121.8057 | 12730899.2211 | 8689100.3122 | 38859587.5074 | 3144235.0165 | 27554035.6139 | 27554035.6139 | 20626182.4834 | 10810590.2618 | 0 | 69557858.1378 | 128548666.4969 | 5623.4133 | 10.9531 | 6350.5443 | 11736.3303 | 142.4094 | 263.1844
1 | 6000 | 707 | 0.035 | 15 | 15 | 7 | 7.4989e-12 | 0 | CO2 | Porous | Wet | R245fa | MinimizeLCOE | IgnoreSilica | 97.6922 | 22.2742 | 3.3116 | 4 | 5559.8478 | 10013.2596 | 124.6782 | 224.5449 | 156.7094 | 20.6881 | 17146806752.5324 | 6997213.6743 | 0 | 3556480.3006 | 0 | 0 | 0 | 3312983.7783 | 5408004.3238 | 14070517.9162 | 9603417.598 | 42948617.5912 | 3144235.0165 | 27554035.6139 | 27554035.6139 | 20626182.4834 | 10810590.2618 | 0 | 73646888.2217 | 132637696.5808 | 7498.9421 | 13.2462 | 5559.8478 | 10013.2596 | 124.6782 | 224.5449
1 | 6000 | 707 | 0.035 | 15 | 15 | 7 | 1e-11 | 0 | CO2 | Porous | Wet | R245fa | MinimizeLCOE | IgnoreSilica | 111.4124 | 25.6678 | 3.8876 | 4 | 4963.9905 | 8757.4941 | 111.3163 | 196.3847 | 156.3302 | 20.3174 | 17963243754.1887 | 7649464.7531 | 0 | 3950744.9901 | 0 | 0 | 0 | 3411209.5065 | 5854453.5074 | 15232087.1128 | 10396212.4425 | 46494172.3125 | 3144235.0165 | 27554035.6139 | 27554035.6139 | 20626182.4834 | 10810590.2618 | 0 | 77192442.9429 | 136183251.3021 | 10000 | 15.5505 | 4963.9905 | 8757.4941 | 111.3163 | 196.3847
1 | 6000 | 707 | 0.035 | 15 | 15 | 7 | 1.3335e-11 | 0 | CO2 | Porous | Wet | R245fa | MinimizeLCOE | IgnoreSilica | 123.8265 | 28.7837 | 4.4315 | 4 | 4516.833 | 7844.7283 | 101.2889 | 175.9161 | 155.8266 | 19.9337 | 18576239490.0062 | 8203494.4593 | 0 | 4299155.3183 | 0 | 0 | 0 | 3436580.7049 | 6216299.8882 | 16173537.1706 | 11038771.4519 | 49367838.993 | 3144235.0165 | 27554035.6139 | 27554035.6139 | 20626182.4834 | 10810590.2618 | 0 | 80066109.6235 | 139056917.9826 | 13335.2143 | 17.7262 | 4516.833 | 7844.7283 | 101.2889 | 175.9161
1 | 6000 | 707 | 0.035 | 15 | 15 | 7 | 1.7783e-11 | 0 | CO2 | Porous | Wet | R245fa | MinimizeLCOE | IgnoreSilica | 134.4797 | 31.4978 | 4.9177 | 4 | 4181.8783 | 7180.7915 | 93.7776 | 161.0275 | 155.2743 | 19.5642 | 19020547473.0773 | 8651792.3718 | 0 | 4592591.1597 | 0 | 0 | 0 | 3403373.5594 | 6492625.2655 | 16892479.1202 | 11529464.1052 | 51562325.5818 | 3144235.0165 | 27554035.6139 | 27554035.6139 | 20626182.4834 | 10810590.2618 | 0 | 82260596.2122 | 141251404.5714 | 17782.7941 | 19.6707 | 4181.8783 | 7180.7915 | 93.7776 | 161.0275
1 | 6000 | 707 | 0.035 | 15 | 15 | 7 | 2.3714e-11 | 0 | CO2 | Porous | Wet | R245fa | MinimizeLCOE | IgnoreSilica | 143.2345 | 33.7573 | 5.332 | 4 | 3932.3865 | 6698.2932 | 88.1828 | 150.2076 | 154.7458 | 19.238 | 19315598859.3136 | 9002240.6497 | 0 | 4830259.7537 | 0 | 0 | 0 | 3334653.3876 | 6695189.9785 | 17419510.9517 | 11889174.1597 | 53171028.8808 | 3144235.0165 | 27554035.6139 | 27554035.6139 | 20626182.4834 | 10810590.2618 | 0 | 83869299.5112 | 142860107.8703 | 23713.7371 | 21.3278 | 3932.3865 | 6698.2932 | 88.1828 | 150.2076
1 | 6000 | 707 | 0.035 | 15 | 15 | 7 | 3.1623e-11 | 0 | CO2 | Porous | Wet | R245fa | MinimizeLCOE | IgnoreSilica | 150.2138 | 35.5804 | 5.6731 | 4 | 3746.2881 | 6345.8906 | 84.0096 | 142.3051 | 154.2727 | 18.961 | 19519654521.8362 | 9269646.3585 | 0 | 5017647.9862 | 0 | 0 | 0 | 3248693.2511 | 6839035.1624 | 17793766.6135 | 12144611.3391 | 54313400.7108 | 3144235.0165 | 27554035.6139 | 27554035.6139 | 20626182.4834 | 10810590.2618 | 0 | 85011671.3412 | 144002479.7004 | 31622.7766 | 22.6922 | 3746.2881 | 6345.8906 | 84.0096 | 142.3051
1 | 6000 | 707 | 0.035 | 15 | 15 | 7 | 4.217e-11 | 0 | CO2 | Porous | Wet | R245fa | MinimizeLCOE | IgnoreSilica | 155.6971 | 37.0263 | 5.9474 | 4 | 3607.4394 | 6087.1305 | 80.896 | 136.5024 | 153.868 | 18.7326 | 19644533487.6409 | 9472181.9081 | 0 | 5163648.6532 | 0 | 0 | 0 | 3160967.0688 | 6940751.0758 | 18058410.5553 | 12325236.2672 | 55121195.5284 | 3144235.0165 | 27554035.6139 | 27554035.6139 | 20626182.4834 | 10810590.2618 | 0 | 85819466.1588 | 144810274.518 | 42169.6503 | 23.7896 | 3607.4394 | 6087.1305 | 80.896 | 136.5024
1 | 6000 | 707 | 0.035 | 15 | 15 | 7 | 5.6234e-11 | 0 | CO2 | Porous | Wet | R245fa | MinimizeLCOE | IgnoreSilica | 159.9165 | 38.1484 | 6.1633 | 4 | 3503.7711 | 5896.5793 | 78.5712 | 132.2294 | 153.5364 | 18.5504 | 19728584277.7011 | 9623443.41 | 0 | 5275297.932 | 0 | 0 | 0 | 3078969.2914 | 7011307.147 | 18241982.9797 | 12450528.2189 | 55681528.9792 | 3144235.0165 | 27554035.6139 | 27554035.6139 | 20626182.4834 | 10810590.2618 | 0 | 86379799.6096 | 145370607.9687 | 56234.1325 | 24.6534 | 3503.7711 | 5896.5793 | 78.5712 | 132.2294
1 | 6000 | 707 | 0.035 | 15 | 15 | 7 | 7.4989e-11 | 0 | CO2 | Porous | Wet | R245fa | MinimizeLCOE | IgnoreSilica | 163.1567 | 39.0153 | 6.3315 | 4 | 3426.3056 | 5755.5589 | 76.8341 | 129.067 | 153.2696 | 18.4065 | 19782943777.1969 | 9736850.2939 | 0 | 5360635.9775 | 0 | 0 | 0 | 3007763.981 | 7061047.5984 | 18371397.4311 | 12538856.2412 | 56076551.523 | 3144235.0165 | 27554035.6139 | 27554035.6139 | 20626182.4834 | 10810590.2618 | 0 | 86774822.1534 | 145765630.5126 | 74989.4209 | 25.3261 | 3426.3056 | 5755.5589 | 76.8341 | 129.067
1 | 6000 | 707 | 0.035 | 15 | 15 | 7 | 1e-10 | 0 | CO2 | Porous | Wet | R245fa | MinimizeLCOE | IgnoreSilica | 165.6117 | 39.6758 | 6.4608 | 4 | 3368.3751 | 5651.0017 | 75.535 | 126.7223 | 153.0603 | 18.2953 | 19811065214.9312 | 9821163.6473 | 0 | 5425067.2728 | 0 | 0 | 0 | 2947938.4255 | 7095726.0448 | 18461623.6351 | 12600437.4794 | 56351956.5049 | 3144235.0165 | 27554035.6139 | 27554035.6139 | 20626182.4834 | 10810590.2618 | 0 | 87050227.1353 | 146041035.4945 | 100000 | 25.8434 | 3368.3751 | 5651.0017 | 75.535 | 126.7223
1 | 6000 | 707 | 0.035 | 15 | 15 | 7 | 1.3335e-10 | 0 | CO2 | Porous | Wet | R245fa | MinimizeLCOE | IgnoreSilica | 167.4681 | 40.1773 | 6.5597 | 4 | 3325.025 | 5573.2543 | 74.5629 | 124.9789 | 152.8978 | 18.2099 | 19833555885.5546 | 9883989.7778 | 0 | 5473663.1128 | 0 | 0 | 0 | 2899278.6646 | 7120203.3066 | 18525308.4491 | 12643903.6736 | 56546346.9845 | 3144235.0165 | 27554035.6139 | 27554035.6139 | 20626182.4834 | 10810590.2618 | 0 | 87244617.615 | 146235425.9741 | 133352.1432 | 26.2388 | 3325.025 | 5573.2543 | 74.5629 | 124.9789
1 | 6000 | 707 | 0.035 | 15 | 15 | 7 | 1.7783e-10 | 0 | CO2 | Porous | Wet | R245fa | MinimizeLCOE | IgnoreSilica | 168.8714 | 40.5575 | 6.6349 | 4 | 3292.5687 | 5515.3058 | 73.8351 | 123.6794 | 152.7726 | 18.1445 | 19847644584.8035 | 9930941.3813 | 0 | 5510323.6485 | 0 | 0 | 0 | 2860613.6003 | 7137732.6657 | 18570916.2459 | 12675031.932 | 56685559.4738 | 3144235.0165 | 27554035.6139 | 27554035.6139 | 20626182.4834 | 10810590.2618 | 0 | 87383830.1042 | 146374638.4634 | 177827.941 | 26.5397 | 3292.5687 | 5515.3058 | 73.8351 | 123.6794
1 | 6000 | 707 | 0.035 | 15 | 15 | 7 | 2.3714e-10 | 0 | CO2 | Porous | Wet | R245fa | MinimizeLCOE | IgnoreSilica | 169.605 | 40.7703 | 6.6858 | 4 | 3267.8028 | 5473.6126 | 73.2797 | 122.7444 | 152.7001 | 18.1063 | 19860627425.5426 | 9954637.0919 | 0 | 5529466.6584 | 0 | 0 | 0 | 2820440.9732 | 7138772.4422 | 18573621.531 | 12676878.3447 | 56693817.0414 | 3144235.0165 | 27554035.6139 | 27554035.6139 | 20626182.4834 | 10810590.2618 | 0 | 87392087.6718 | 146382896.0309 | 237137.3706 | 26.7434 | 3267.8028 | 5473.6126 | 73.2797 | 122.7444
1 | 6000 | 707 | 0.035 | 15 | 15 | 7 | 3.1623e-10 | 0 | CO2 | Porous | Wet | R245fa | MinimizeLCOE | IgnoreSilica | 170.7324 | 41.0648 | 6.7355 | 4 | 3249.5931 | 5439.1278 | 72.8713 | 121.9711 | 152.5972 | 18.0531 | 19861099174.7788 | 9991830.1376 | 0 | 5558852.0685 | 0 | 0 | 0 | 2805194.8234 | 7158792.0415 | 18625708.4217 | 12712428.7179 | 56852806.2104 | 3144235.0165 | 27554035.6139 | 27554035.6139 | 20626182.4834 | 10810590.2618 | 0 | 87551076.8409 | 146541885.2 | 316227.766 | 26.9422 | 3249.5931 | 5439.1278 | 72.8713 | 121.9711
1 | 6000 | 707 | 0.035 | 15 | 15 | 7 | 4.217e-10 | 0 | CO2 | Porous | Wet | R245fa | MinimizeLCOE | IgnoreSilica | 171.3346 | 41.2287 | 6.7681 | 4 | 3235.9538 | 5414.9487 | 72.5655 | 121.4289 | 152.5417 | 18.0246 | 19861962917.6249 | 10011578.062 | 0 | 5574530.5724 | 0 | 0 | 0 | 2787280.5351 | 7165621.7761 | 18643477.9903 | 12724556.8135 | 56907045.7495 | 3144235.0165 | 27554035.6139 | 27554035.6139 | 20626182.4834 | 10810590.2618 | 0 | 87605316.3799 | 146596124.739 | 421696.5034 | 27.0725 | 3235.9538 | 5414.9487 | 72.5655 | 121.4289
1 | 6000 | 707 | 0.035 | 15 | 15 | 7 | 5.6234e-10 | 0 | CO2 | Porous | Wet | R245fa | MinimizeLCOE | IgnoreSilica | 171.7802 | 41.3503 | 6.7925 | 4 | 3225.7308 | 5396.8968 | 72.3362 | 121.0241 | 152.5004 | 18.0034 | 19868101283.5771 | 10026137.5587 | 0 | 5586126.7636 | 0 | 0 | 0 | 2773434.8915 | 7170422.6934 | 18655968.9922 | 12733082.179 | 56945173.0784 | 3144235.0165 | 27554035.6139 | 27554035.6139 | 20626182.4834 | 10810590.2618 | 0 | 87643443.7088 | 146634252.068 | 562341.3252 | 27.1701 | 3225.7308 | 5396.8968 | 72.3362 | 121.0241
1 | 6000 | 707 | 0.035 | 15 | 15 | 7 | 7.4989e-10 | 0 | CO2 | Porous | Wet | R245fa | MinimizeLCOE | IgnoreSilica | 172.124 | 41.4439 | 6.8111 | 4 | 3218.0674 | 5383.3227 | 72.1644 | 120.7197 | 152.4683 | 17.987 | 19873434721.451 | 10037335.8843 | 0 | 5595067.9584 | 0 | 0 | 0 | 2763131.4636 | 7174258.7694 | 18665949.6752 | 12739894.2003 | 56975637.9511 | 3144235.0165 | 27554035.6139 | 27554035.6139 | 20626182.4834 | 10810590.2618 | 0 | 87673908.5815 | 146664716.9407 | 749894.2093 | 27.2443 | 3218.0674 | 5383.3227 | 72.1644 | 120.7197
1 | 6000 | 707 | 0.035 | 15 | 15 | 7 | 1e-09 | 0 | CO2 | Porous | Wet | R245fa | MinimizeLCOE | IgnoreSilica | 172.3649 | 41.5102 | 6.8247 | 4 | 3212.3222 | 5373.263 | 72.0355 | 120.4941 | 152.4458 | 17.9755 | 19873932508.8442 | 10045169.3111 | 0 | 5601333.2683 | 0 | 0 | 0 | 2754913.7355 | 7176552.3628 | 18671917.1348 | 12743967.114 | 56993852.9265 | 3144235.0165 | 27554035.6139 | 27554035.6139 | 20626182.4834 | 10810590.2618 | 0 | 87692123.5569 | 146682931.9161 | 1000000 | 27.2987 | 3212.3222 | 5373.263 | 72.0355 | 120.4941
1 | 6000 | 707 | 0.035 | 15 | 15 | 7 | 1.3335e-09 | 0 | CO2 | Porous | Wet | R245fa | MinimizeLCOE | IgnoreSilica | 172.565 | 41.5644 | 6.8353 | 4 | 3208.0148 | 5365.6049 | 71.939 | 120.3224 | 152.4271 | 17.9659 | 19876869917.3691 | 10051660.863 | 0 | 5606533.1539 | 0 | 0 | 0 | 2749167.2921 | 7178870.9105 | 18677949.5203 | 12748084.3411 | 57012266.081 | 3144235.0165 | 27554035.6139 | 27554035.6139 | 20626182.4834 | 10810590.2618 | 0 | 87710536.7114 | 146701345.0706 | 1333521.4322 | 27.3411 | 3208.0148 | 5365.6049 | 71.939 | 120.3224
1 | 6000 | 707 | 0.035 | 15 | 15 | 7 | 1.7783e-09 | 0 | CO2 | Porous | Wet | R245fa | MinimizeLCOE | IgnoreSilica | 172.7035 | 41.6024 | 6.843 | 4 | 3204.7852 | 5359.9383 | 71.8665 | 120.1953 | 152.4141 | 17.9592 | 19873461307.011 | 10056152.3336 | 0 | 5610134.3626 | 0 | 0 | 0 | 2744555.9417 | 7180228.6288 | 18681482.0247 | 12750495.3479 | 57023048.6393 | 3144235.0165 | 27554035.6139 | 27554035.6139 | 20626182.4834 | 10810590.2618 | 0 | 87721319.2697 | 146712127.6288 | 1778279.41 | 27.372 | 3204.7852 | 5359.9383 | 71.8665 | 120.1953
1 | 6000 | 707 | 0.035 | 15 | 15 | 7 | 2.3714e-09 | 0 | CO2 | Porous | Wet | R245fa | MinimizeLCOE | IgnoreSilica | 172.8083 | 41.6312 | 6.8488 | 4 | 3202.3636 | 5355.6854 | 71.8122 | 120.0999 | 152.4042 | 17.9542 | 19873064567.2624 | 10059547.0832 | 0 | 5612858.3399 | 0 | 0 | 0 | 2741104.4902 | 7181268.8662 | 18684188.509 | 12752342.5791 | 57031309.8676 | 3144235.0165 | 27554035.6139 | 27554035.6139 | 20626182.4834 | 10810590.2618 | 0 | 87729580.4981 | 146720388.8572 | 2371373.7057 | 27.3953 | 3202.3636 | 5355.6854 | 71.8122 | 120.0999
1 | 6000 | 707 | 0.035 | 15 | 15 | 7 | 3.1623e-09 | 0 | CO2 | Porous | Wet | R245fa | MinimizeLCOE | IgnoreSilica | 172.8861 | 41.6525 | 6.8532 | 4 | 3200.5478 | 5352.5026 | 71.7715 | 120.0286 | 152.3969 | 17.9505 | 19876230325.9726 | 10062064.6943 | 0 | 5614879.6223 | 0 | 0 | 0 | 2738488.1017 | 7182018.6432 | 18686139.2749 | 12753674.0169 | 57037264.3533 | 3144235.0165 | 27554035.6139 | 27554035.6139 | 20626182.4834 | 10810590.2618 | 0 | 87735534.9837 | 146726343.3428 | 3162277.6602 | 27.4127 | 3200.5478 | 5352.5026 | 71.7715 | 120.0286
1 | 6000 | 707 | 0.035 | 15 | 15 | 7 | 4.217e-09 | 0 | CO2 | Porous | Wet | R245fa | MinimizeLCOE | IgnoreSilica | 172.9398 | 41.6675 | 6.8563 | 4 | 3199.1863 | 5350.1454 | 71.741 | 119.9757 | 152.3918 | 17.9479 | 19879052693.9565 | 10063802.3985 | 0 | 5616275.1635 | 0 | 0 | 0 | 2736410.94 | 7182430.5158 | 18687210.8829 | 12754405.4114 | 57040535.312 | 3144235.0165 | 27554035.6139 | 27554035.6139 | 20626182.4834 | 10810590.2618 | 0 | 87738805.9424 | 146729614.3015 | 4216965.0343 | 27.4254 | 3199.1863 | 5350.1454 | 71.741 | 119.9757
1 | 6000 | 707 | 0.035 | 15 | 15 | 7 | 5.6234e-09 | 0 | CO2 | Porous | Wet | R245fa | MinimizeLCOE | IgnoreSilica | 172.9936 | 41.6818 | 6.859 | 4 | 3198.1653 | 5348.2944 | 71.7181 | 119.9342 | 152.3868 | 17.9453 | 19874155595.8484 | 10065538.7663 | 0 | 5617670.618 | 0 | 0 | 0 | 2735170.991 | 7183168.3463 | 18689130.5668 | 12755715.635 | 57046394.9234 | 3144235.0165 | 27554035.6139 | 27554035.6139 | 20626182.4834 | 10810590.2618 | 0 | 87744665.5538 | 146735473.913 | 5623413.2519 | 27.4359 | 3198.1653 | 5348.2944 | 71.7181 | 119.9342
1 | 6000 | 707 | 0.035 | 15 | 15 | 7 | 7.4989e-09 | 0 | CO2 | Porous | Wet | R245fa | MinimizeLCOE | IgnoreSilica | 173.0371 | 41.6934 | 6.861 | 4 | 3197.3997 | 5346.8864 | 71.7009 | 119.9026 | 152.3827 | 17.9432 | 19872368426.995 | 10066945.1971 | 0 | 5618801.3538 | 0 | 0 | 0 | 2734316.8531 | 7183824.7276 | 18690838.336 | 12756881.2227 | 57051607.6902 | 3144235.0165 | 27554035.6139 | 27554035.6139 | 20626182.4834 | 10810590.2618 | 0 | 87749878.3206 | 146740686.6798 | 7498942.0933 | 27.4441 | 3197.3997 | 5346.8864 | 71.7009 | 119.9026
1 | 6000 | 707 | 0.035 | 15 | 15 | 7 | 1e-08 | 0 | CO2 | Porous | Wet | R245fa | MinimizeLCOE | IgnoreSilica | 173.0519 | 41.6978 | 6.8622 | 4 | 3196.8256 | 5345.9416 | 71.688 | 119.8814 | 152.3813 | 17.9425 | 19876602025.1584 | 10067424.4689 | 0 | 5619186.2722 | 0 | 0 | 0 | 2733250.6279 | 7183745.9339 | 18690633.3311 | 12756741.3026 | 57050981.9366 | 3144235.0165 | 27554035.6139 | 27554035.6139 | 20626182.4834 | 10810590.2618 | 0 | 87749252.567 | 146740060.9262 | 10000000 | 27.4489 | 3196.8256 | 5345.9416 | 71.688 | 119.8814
1 | 6100 | 707 | 0.035 | 15 | 15 | 7 | 1e-13 | 0 | CO2 | Porous | Wet | R245fa | MinimizeLCOE | IgnoreSilica | 2.1894 | 0.067858 | 0.0071543 | 4 | 1175216.9895 | 3281546.0856 | 26353.955 | 73587.8724 | 94.514 | 18.9747 | 102205018.7563 | 309685.1879 | 0 | 129570.9493 | 0 | 0 | 0 | 305974.6499 | 290640.007 | 756185.6797 | 516112.2644 | 2308168.7382 | 3144235.0165 | 28179198.4787 | 28179198.4787 | 21064687.5574 | 11033682.2466 | 0 | 33631602.2334 | 93909170.5161 | 100 | 0.028617 | 1175216.9895 | 3281546.0856 | 26353.955 | 73587.8724
1 | 6100 | 707 | 0.035 | 15 | 15 | 7 | 1.3335e-13 | 0 | CO2 | Porous | Wet | R245fa | MinimizeLCOE | IgnoreSilica | 3.2003 | 0.21416 | 0.022077 | 4 | 392507.0276 | 1075079.1547 | 8801.8746 | 24108.3884 | 108.7661 | 19.9156 | 615632062.5025 | 456040.9946 | 0 | 206975.3704 | 0 | 0 | 0 | 414921.1175 | 420395.6182 | 1093783.1635 | 746529.4841 | 3338645.7484 | 3144235.0165 | 28179198.4787 | 28179198.4787 | 21064687.5574 | 11033682.2466 | 0 | 34662079.2436 | 94939647.5263 | 133.3521 | 0.088309 | 392507.0276 | 1075079.1547 | 8801.8746 | 24108.3884
1 | 6100 | 707 | 0.035 | 15 | 15 | 7 | 1.7783e-13 | 0 | CO2 | Porous | Wet | R245fa | MinimizeLCOE | IgnoreSilica | 4.4332 | 0.43072 | 0.045923 | 4 | 195020.3349 | 523167.7339 | 4373.2836 | 11731.9091 | 119.9098 | 20.5582 | 1296283515.8305 | 624613.0516 | 0 | 297426.2257 | 0 | 0 | 0 | 530846.0748 | 566625.2873 | 1474242.7668 | 1006200.981 | 4499954.3873 | 3144235.0165 | 28179198.4787 | 28179198.4787 | 21064687.5574 | 11033682.2466 | 0 | 35823387.8825 | 96100956.1652 | 177.8279 | 0.18369 | 195020.3349 | 523167.7339 | 4373.2836 | 11731.9091
1 | 6100 | 707 | 0.035 | 15 | 15 | 7 | 2.3714e-13 | 0 | CO2 | Porous | Wet | R245fa | MinimizeLCOE | IgnoreSilica | 6.0527 | 0.74538 | 0.08191 | 4 | 113411.7834 | 297385.9218 | 2543.2316 | 6668.8069 | 129.211 | 21.0351 | 2094623754.9008 | 830714.9551 | 0 | 384318.6431 | 0 | 0 | 0 | 668886.0141 | 734728.6488 | 1911613.2306 | 1304715.3096 | 5834976.8012 | 3144235.0165 | 28179198.4787 | 28179198.4787 | 21064687.5574 | 11033682.2466 | 0 | 37158410.2964 | 97435978.5791 | 237.1374 | 0.32764 | 113411.7834 | 297385.9218 | 2543.2316 | 6668.8069
1 | 6100 | 707 | 0.035 | 15 | 15 | 7 | 3.1623e-13 | 0 | CO2 | Porous | Wet | R245fa | MinimizeLCOE | IgnoreSilica | 8.0212 | 1.159 | 0.13252 | 4 | 72856.3539 | 186568.3092 | 1633.786 | 4183.7489 | 136.3604 | 21.3693 | 3052171393.5302 | 1062402.2855 | 0 | 481419.1784 | 0 | 0 | 0 | 812133.4297 | 918822.4085 | 2390587.4306 | 1631625.043 | 7296989.7757 | 3144235.0165 | 28179198.4787 | 28179198.4787 | 21064687.5574 | 11033682.2466 | 0 | 38620423.2709 | 98897991.5536 | 316.2278 | 0.53009 | 72856.3539 | 186568.3092 | 1633.786 | 4183.7489
1 | 6100 | 707 | 0.035 | 15 | 15 | 7 | 4.217e-13 | 0 | CO2 | Porous | Wet | R245fa | MinimizeLCOE | IgnoreSilica | 10.5233 | 1.7067 | 0.20168 | 4 | 49984.9248 | 124703.9191 | 1120.8998 | 2796.455 | 142.1237 | 21.6183 | 4116852950.3423 | 1334243.9519 | 0 | 598210.0373 | 0 | 0 | 0 | 973533.3538 | 1133335.0638 | 2948705.357 | 2012551.996 | 9000579.7597 | 3144235.0165 | 28179198.4787 | 28179198.4787 | 21064687.5574 | 11033682.2466 | 0 | 40324013.2549 | 100601581.5376 | 421.6965 | 0.80672 | 49984.9248 | 124703.9191 | 1120.8998 | 2796.455
1 | 6100 | 707 | 0.035 | 15 | 15 | 7 | 5.6234e-13 | 0 | CO2 | Porous | Wet | R245fa | MinimizeLCOE | IgnoreSilica | 13.6903 | 2.4189 | 0.29453 | 4 | 35906.4373 | 87070.9152 | 805.1931 | 1952.5441 | 146.7217 | 21.8019 | 5402462104.4983 | 1651915.2621 | 0 | 738352.4323 | 0 | 0 | 0 | 1154301.3585 | 1382381.9307 | 3596674.218 | 2454804.0581 | 10978429.2598 | 3144235.0165 | 28179198.4787 | 28179198.4787 | 21064687.5574 | 11033682.2466 | 0 | 42301862.7549 | 102579431.0376 | 562.3413 | 1.1781 | 35906.4373 | 87070.9152 | 805.1931 | 1952.5441
1 | 6100 | 707 | 0.035 | 15 | 15 | 7 | 7.4989e-13 | 0 | CO2 | Porous | Wet | R245fa | MinimizeLCOE | IgnoreSilica | 17.7117 | 3.3386 | 0.41777 | 4 | 26697.1115 | 62768.3984 | 598.6762 | 1407.5661 | 150.3812 | 21.934 | 6674821382.7217 | 2024685.9366 | 0 | 907278.1586 | 0 | 0 | 0 | 1358692.5251 | 1673356.0819 | 4353729.2726 | 2971509.6888 | 13289251.6636 | 3144235.0165 | 28179198.4787 | 28179198.4787 | 21064687.5574 | 11033682.2466 | 0 | 44612685.1587 | 104890253.4415 | 749.8942 | 1.6711 | 26697.1115 | 62768.3984 | 598.6762 | 1407.5661
1 | 6100 | 707 | 0.035 | 15 | 15 | 7 | 1e-12 | 0 | CO2 | Porous | Wet | R245fa | MinimizeLCOE | IgnoreSilica | 22.7935 | 4.5149 | 0.57967 | 4 | 20400.7396 | 46397.4071 | 457.4816 | 1040.4506 | 153.2612 | 22.0212 | 8072877315.8942 | 2460545.7276 | 0 | 1110149.5265 | 0 | 0 | 0 | 1588408.1455 | 2012050.3258 | 5234942.2196 | 3572955.6322 | 15979051.5771 | 3144235.0165 | 28179198.4787 | 28179198.4787 | 21064687.5574 | 11033682.2466 | 0 | 47302485.0723 | 107580053.355 | 1000 | 2.3187 | 20400.7396 | 46397.4071 | 457.4816 | 1040.4506
1 | 6100 | 707 | 0.035 | 15 | 15 | 7 | 1.3335e-12 | 0 | CO2 | Porous | Wet | R245fa | MinimizeLCOE | IgnoreSilica | 29.164 | 6.0034 | 0.79006 | 4 | 15951.3794 | 35025.1852 | 357.7058 | 785.4313 | 155.4929 | 22.0654 | 9556248762.1196 | 2966744.1257 | 0 | 1352103.6786 | 0 | 0 | 0 | 1843565.4568 | 2403341.1718 | 6253000.7361 | 4267801.4887 | 19086556.6578 | 3144235.0165 | 28179198.4787 | 28179198.4787 | 21064687.5574 | 11033682.2466 | 0 | 50409990.1529 | 110687558.4357 | 1333.5214 | 3.1602 | 15951.3794 | 35025.1852 | 357.7058 | 785.4313
1 | 6100 | 707 | 0.035 | 15 | 15 | 7 | 1.7783e-12 | 0 | CO2 | Porous | Wet | R245fa | MinimizeLCOE | IgnoreSilica | 37.0271 | 7.8563 | 1.0595 | 4 | 12727.6703 | 26950.2706 | 285.4149 | 604.3533 | 157.176 | 22.064 | 11053152757.8149 | 3546385.2557 | 0 | 1636622.0042 | 0 | 0 | 0 | 2119717.8017 | 2848062.774 | 7410075.12 | 5057528.5312 | 22618391.4869 | 3144235.0165 | 28179198.4787 | 28179198.4787 | 21064687.5574 | 11033682.2466 | 0 | 53941824.9821 | 114219393.2648 | 1778.2794 | 4.2382 | 12727.6703 | 26950.2706 | 285.4149 | 604.3533
1 | 6100 | 707 | 0.035 | 15 | 15 | 7 | 2.3714e-12 | 0 | CO2 | Porous | Wet | R245fa | MinimizeLCOE | IgnoreSilica | 46.6056 | 10.1306 | 1.399 | 4 | 10347.9729 | 21119.7075 | 232.0508 | 473.6043 | 158.3974 | 22.0096 | 12556391715.8379 | 4202170.0972 | 0 | 1967354.668 | 0 | 0 | 0 | 2413177.7124 | 3347253.9663 | 8708868.2041 | 5943981.4986 | 26582806.1466 | 3144235.0165 | 28179198.4787 | 28179198.4787 | 21064687.5574 | 11033682.2466 | 0 | 57906239.6418 | 118183807.9245 | 2371.3737 | 5.5959 | 10347.9729 | 21119.7075 | 232.0508 | 473.6043
1 | 6100 | 707 | 0.035 | 15 | 15 | 7 | 3.1623e-12 | 0 | CO2 | Porous | Wet | R245fa | MinimizeLCOE | IgnoreSilica | 57.4365 | 12.7381 | 1.8084 | 4 | 8567.2318 | 16900.1254 | 192.1181 | 378.9812 | 159.1776 | 21.8945 | 5570304980.1264 | 4892342.3073 | 0 | 2325318.821 | 0 | 0 | 0 | 2677965.194 | 3859294.2657 | 10041092.0291 | 6853251.6337 | 30649264.2507 | 3144235.0165 | 28179198.4787 | 28179198.4787 | 21064687.5574 | 11033682.2466 | 0 | 61972697.7459 | 122250266.0286 | 3162.2777 | 7.2337 | 8567.2318 | 16900.1254 | 192.1181 | 378.9812
1 | 6100 | 707 | 0.035 | 15 | 15 | 7 | 4.217e-12 | 0 | CO2 | Porous | Wet | R245fa | MinimizeLCOE | IgnoreSilica | 70.8936 | 15.9764 | 2.3091 | 4 | 7224.8716 | 13751.0105 | 162.016 | 308.3631 | 159.6433 | 21.6956 | 15397494833.9335 | 5690260.3732 | 0 | 2751805.6063 | 0 | 0 | 0 | 2989952.6503 | 4458487.2656 | 11600069.3036 | 7917285.6573 | 35407860.8561 | 3144235.0165 | 28179198.4787 | 28179198.4787 | 21064687.5574 | 11033682.2466 | 0 | 66731294.3513 | 127008862.634 | 4216.965 | 9.2363 | 7224.8716 | 13751.0105 | 162.016 | 308.3631
1 | 6100 | 707 | 0.035 | 15 | 15 | 7 | 5.6234e-12 | 0 | CO2 | Porous | Wet | R245fa | MinimizeLCOE | IgnoreSilica | 84.9324 | 19.4087 | 2.8662 | 4 | 6209.7249 | 11467.4175 | 139.2516 | 257.154 | 159.7492 | 21.425 | 16614117716.4326 | 6464332.2463 | 0 | 3179736.3816 | 0 | 0 | 0 | 3228253.0381 | 5020205.4497 | 13061544.7944 | 8914772.7101 | 39868844.6202 | 3144235.0165 | 28179198.4787 | 28179198.4787 | 21064687.5574 | 11033682.2466 | 0 | 71192278.1154 | 131469846.3981 | 5623.4133 | 11.4646 | 6209.7249 | 11467.4175 | 139.2516 | 257.154
1 | 6100 | 707 | 0.035 | 15 | 15 | 7 | 7.4989e-12 | 0 | CO2 | Porous | Wet | R245fa | MinimizeLCOE | IgnoreSilica | 99.2781 | 22.9617 | 3.46 | 4 | 5442.4377 | 9797.7671 | 122.0453 | 219.7125 | 159.5739 | 21.0855 | 17651636122.5242 | 7202140.8509 | 0 | 3602591.6804 | 0 | 0 | 0 | 3401293.5975 | 5540350.1902 | 14414854.7128 | 9838434.5372 | 43999665.569 | 3144235.0165 | 28179198.4787 | 28179198.4787 | 21064687.5574 | 11033682.2466 | 0 | 75323099.0642 | 135600667.3469 | 7498.9421 | 13.84 | 5442.4377 | 9797.7671 | 122.0453 | 219.7125
1 | 6100 | 707 | 0.035 | 15 | 15 | 7 | 1e-11 | 0 | CO2 | Porous | Wet | R245fa | MinimizeLCOE | IgnoreSilica | 113.0371 | 26.4182 | 4.0544 | 4 | 4864.4932 | 8581.2657 | 109.0851 | 192.4328 | 159.1897 | 20.7014 | 18471537000.8123 | 7863908.9635 | 0 | 3996769.3613 | 0 | 0 | 0 | 3497297.1242 | 5989610.4251 | 15583737.6881 | 10636221.1859 | 47567544.748 | 3144235.0165 | 28179198.4787 | 28179198.4787 | 21064687.5574 | 11033682.2466 | 0 | 78890978.2432 | 139168546.5259 | 10000 | 16.2177 | 4864.4932 | 8581.2657 | 109.0851 | 192.4328
1 | 6100 | 707 | 0.035 | 15 | 15 | 7 | 1.3335e-11 | 0 | CO2 | Porous | Wet | R245fa | MinimizeLCOE | IgnoreSilica | 125.407 | 29.5732 | 4.6129 | 4 | 4430.9804 | 7697.7967 | 99.3637 | 172.6212 | 158.6844 | 20.3071 | 19094886630.1012 | 8422573.3151 | 0 | 4342999.9558 | 0 | 0 | 0 | 3518103.2246 | 6350633.8332 | 16523046.5399 | 11277318.7781 | 50434675.6466 | 3144235.0165 | 28179198.4787 | 28179198.4787 | 21064687.5574 | 11033682.2466 | 0 | 81758109.1417 | 142035677.4244 | 13335.2143 | 18.4515 | 4430.9804 | 7697.7967 | 99.3637 | 172.6212
1 | 6100 | 707 | 0.035 | 15 | 15 | 7 | 1.7783e-11 | 0 | CO2 | Porous | Wet | R245fa | MinimizeLCOE | IgnoreSilica | 136.0138 | 32.3186 | 5.1107 | 4 | 4106.374 | 7054.9433 | 92.0844 | 158.2054 | 158.1313 | 19.9283 | 19528994691.8203 | 8874395.2488 | 0 | 4634455.361 | 0 | 0 | 0 | 3481402.3355 | 6626198.6487 | 17240009.6636 | 11766660.8422 | 52623122.0996 | 3144235.0165 | 28179198.4787 | 28179198.4787 | 21064687.5574 | 11033682.2466 | 0 | 83946555.5948 | 144224123.8775 | 17782.7941 | 20.443 | 4106.374 | 7054.9433 | 92.0844 | 158.2054
1 | 6100 | 707 | 0.035 | 15 | 15 | 7 | 2.3714e-11 | 0 | CO2 | Porous | Wet | R245fa | MinimizeLCOE | IgnoreSilica | 144.7085 | 34.5988 | 5.5338 | 4 | 3864.6528 | 6587.7908 | 86.6639 | 147.7296 | 157.6039 | 19.595 | 19823698589.7811 | 9226819.9815 | 0 | 4869983.6169 | 0 | 0 | 0 | 3409655.9234 | 6827519.2135 | 17763804.4768 | 12124161.5651 | 54221944.7773 | 3144235.0165 | 28179198.4787 | 28179198.4787 | 21064687.5574 | 11033682.2466 | 0 | 85545378.2725 | 145822946.5552 | 23713.7371 | 22.1353 | 3864.6528 | 6587.7908 | 86.6639 | 147.7296
1 | 6100 | 707 | 0.035 | 15 | 15 | 7 | 3.1623e-11 | 0 | CO2 | Porous | Wet | R245fa | MinimizeLCOE | IgnoreSilica | 151.6339 | 36.4367 | 5.8816 | 4 | 3684.3831 | 6246.5247 | 82.6214 | 140.0768 | 157.1325 | 19.3126 | 20019306189.079 | 9495581.679 | 0 | 5055560.2501 | 0 | 0 | 0 | 3321551.1467 | 6970350.2996 | 18135421.664 | 12377797.9314 | 55356262.9708 | 3144235.0165 | 28179198.4787 | 28179198.4787 | 21064687.5574 | 11033682.2466 | 0 | 86679696.4659 | 146957264.7486 | 31622.7766 | 23.5262 | 3684.3831 | 6246.5247 | 82.6214 | 140.0768
1 | 6100 | 707 | 0.035 | 15 | 15 | 7 | 4.217e-11 | 0 | CO2 | Porous | Wet | R245fa | MinimizeLCOE | IgnoreSilica | 157.042 | 37.8864 | 6.1602 | 4 | 3549.8988 | 5996.1325 | 79.6056 | 134.4618 | 156.732 | 19.0813 | 20144607525.649 | 9697985.917 | 0 | 5199299.8703 | 0 | 0 | 0 | 3231520.5951 | 7070234.4891 | 18395299.8362 | 12555170.1239 | 56149510.8317 | 3144235.0165 | 28179198.4787 | 28179198.4787 | 21064687.5574 | 11033682.2466 | 0 | 87472944.3268 | 147750512.6095 | 42169.6503 | 24.641 | 3549.8988 | 5996.1325 | 79.6056 | 134.4618
1 | 6100 | 707 | 0.035 | 15 | 15 | 7 | 5.6234e-11 | 0 | CO2 | Porous | Wet | R245fa | MinimizeLCOE | IgnoreSilica | 161.2077 | 39.0123 | 6.3795 | 4 | 3449.4965 | 5811.652 | 77.3541 | 130.3249 | 156.4038 | 18.8967 | 20228688578.4611 | 9849355.7408 | 0 | 5309344.6053 | 0 | 0 | 0 | 3148144.1407 | 7139669.3499 | 18575955.1008 | 12678471.054 | 56700939.9914 | 3144235.0165 | 28179198.4787 | 28179198.4787 | 21064687.5574 | 11033682.2466 | 0 | 88024373.4866 | 148301941.7693 | 56234.1325 | 25.518 | 3449.4965 | 5811.652 | 77.3541 | 130.3249
1 | 6100 | 707 | 0.035 | 15 | 15 | 7 | 7.4989e-11 | 0 | CO2 | Porous | Wet | R245fa | MinimizeLCOE | IgnoreSilica | 164.3944 | 39.8791 | 6.5499 | 4 | 3374.4751 | 5675.181 | 75.6718 | 127.2646 | 156.1407 | 18.7517 | 20279795142.0501 | 9962444.7664 | 0 | 5393141.7814 | 0 | 0 | 0 | 3075726.8518 | 7188212.2258 | 18702253.7066 | 12764672.4476 | 57086451.7796 | 3144235.0165 | 28179198.4787 | 28179198.4787 | 21064687.5574 | 11033682.2466 | 0 | 88409885.2748 | 148687453.5575 | 74989.4209 | 26.1996 | 3374.4751 | 5675.181 | 75.6718 | 127.2646
1 | 6100 | 707 | 0.035 | 15 | 15 | 7 | 1e-10 | 0 | CO2 | Porous | Wet | R245fa | MinimizeLCOE | IgnoreSilica | 166.8297 | 40.5445 | 6.6813 | 4 | 3318.3742 | 5573.832 | 74.4137 | 124.9918 | 155.9327 | 18.6385 | 20306638562.7189 | 10047270.209 | 0 | 5456963.0223 | 0 | 0 | 0 | 3015656.2929 | 7222756.9144 | 18792131.9002 | 12826016.1616 | 57360794.5004 | 3144235.0165 | 28179198.4787 | 28179198.4787 | 21064687.5574 | 11033682.2466 | 0 | 88684227.9955 | 148961796.2782 | 100000 | 26.7252 | 3318.3742 | 5573.832 | 74.4137 | 124.9918
1 | 6100 | 707 | 0.035 | 15 | 15 | 7 | 1.3335e-10 | 0 | CO2 | Porous | Wet | R245fa | MinimizeLCOE | IgnoreSilica | 168.6472 | 41.0439 | 6.7812 | 4 | 3276.3944 | 5498.6241 | 73.4723 | 123.3053 | 155.7733 | 18.5528 | 20332968917.9867 | 10109664.6339 | 0 | 5504472.4878 | 0 | 0 | 0 | 2966245.3901 | 7246349.1796 | 18853514.1347 | 12867910.7979 | 57548156.6241 | 3144235.0165 | 28179198.4787 | 28179198.4787 | 21064687.5574 | 11033682.2466 | 0 | 88871590.1193 | 149149158.402 | 133352.1432 | 27.1248 | 3276.3944 | 5498.6241 | 73.4723 | 123.3053
1 | 6100 | 707 | 0.035 | 15 | 15 | 7 | 1.7783e-10 | 0 | CO2 | Porous | Wet | R245fa | MinimizeLCOE | IgnoreSilica | 170.046 | 41.4285 | 6.8577 | 4 | 3244.9646 | 5442.3979 | 72.7675 | 122.0444 | 155.6483 | 18.4861 | 20339263317.3077 | 10157146.7219 | 0 | 5540965.6657 | 0 | 0 | 0 | 2927698.5831 | 7264066.2786 | 18899610.3919 | 12899372.4407 | 57688860.0818 | 3144235.0165 | 28179198.4787 | 28179198.4787 | 21064687.5574 | 11033682.2466 | 0 | 89012293.577 | 149289861.8597 | 177827.941 | 27.4309 | 3244.9646 | 5442.3979 | 72.7675 | 122.0444
1 | 6100 | 707 | 0.035 | 15 | 15 | 7 | 2.3714e-10 | 0 | CO2 | Porous | Wet | R245fa | MinimizeLCOE | IgnoreSilica | 171.0808 | 41.7143 | 6.9153 | 4 | 3221.424 | 5400.5567 | 72.2396 | 121.1062 | 155.5545 | 18.4363 | 20351495764.4959 | 10191972.6392 | 0 | 5567924.7619 | 0 | 0 | 0 | 2897029.1104 | 7276201.3395 | 18931183.3312 | 12920921.6205 | 57785232.8026 | 3144235.0165 | 28179198.4787 | 28179198.4787 | 21064687.5574 | 11033682.2466 | 0 | 89108666.2978 | 149386234.5805 | 237137.3706 | 27.6613 | 3221.424 | 5400.5567 | 72.2396 | 121.1062
1 | 6100 | 707 | 0.035 | 15 | 15 | 7 | 3.1623e-10 | 0 | CO2 | Porous | Wet | R245fa | MinimizeLCOE | IgnoreSilica | 171.8728 | 41.9349 | 6.9594 | 4 | 3203.3483 | 5368.6628 | 71.8343 | 120.391 | 155.4758 | 18.3941 | 20354937100.0336 | 10217774.8388 | 0 | 5588535.9044 | 0 | 0 | 0 | 2871754.102 | 7284445.2896 | 18952632.3984 | 12935561.0496 | 57850703.5827 | 3144235.0165 | 28179198.4787 | 28179198.4787 | 21064687.5574 | 11033682.2466 | 0 | 89174137.0779 | 149451705.3606 | 316227.766 | 27.8378 | 3203.3483 | 5368.6628 | 71.8343 | 120.391
1 | 6100 | 707 | 0.035 | 15 | 15 | 7 | 4.217e-10 | 0 | CO2 | Porous | Wet | R245fa | MinimizeLCOE | IgnoreSilica | 172.4575 | 42.0969 | 6.9923 | 4 | 3190.1408 | 5345.2964 | 71.5381 | 119.867 | 155.4218 | 18.3657 | 20360550684.4558 | 10237236.7358 | 0 | 5603740.7727 | 0 | 0 | 0 | 2853536.0812 | 7290860.3 | 18969322.9395 | 12946952.6868 | 57901649.5161 | 3144235.0165 | 28179198.4787 | 28179198.4787 | 21064687.5574 | 11033682.2466 | 0 | 89225083.0113 | 149502651.294 | 421696.5034 | 27.969 | 3190.1408 | 5345.2964 | 71.5381 | 119.867
1 | 6100 | 707 | 0.035 | 15 | 15 | 7 | 5.6234e-10 | 0 | CO2 | Porous | Wet | R245fa | MinimizeLCOE | IgnoreSilica | 172.9056 | 42.2208 | 7.0171 | 4 | 3180.2415 | 5327.7542 | 71.3161 | 119.4736 | 155.3802 | 18.3439 | 20361044253.6709 | 10252093.4372 | 0 | 5615384.9145 | 0 | 0 | 0 | 2839848.1231 | 7295857.3252 | 18982324.174 | 12955826.2965 | 57941334.2705 | 3144235.0165 | 28179198.4787 | 28179198.4787 | 21064687.5574 | 11033682.2466 | 0 | 89264767.7657 | 149542336.0484 | 562341.3252 | 28.0685 | 3180.2415 | 5327.7542 | 71.3161 | 119.4736
1 | 6100 | 707 | 0.035 | 15 | 15 | 7 | 7.4989e-10 | 0 | CO2 | Porous | Wet | R245fa | MinimizeLCOE | IgnoreSilica | 173.2345 | 42.3122 | 7.0357 | 4 | 3172.8208 | 5314.6661 | 71.1497 | 119.1801 | 155.3496 | 18.3278 | 20364238248.3388 | 10262969.7623 | 0 | 5623929.6207 | 0 | 0 | 0 | 2829260.3979 | 7299302.3146 | 18991287.3297 | 12961943.8344 | 57968693.2596 | 3144235.0165 | 28179198.4787 | 28179198.4787 | 21064687.5574 | 11033682.2466 | 0 | 89292126.7548 | 149569695.0375 | 749894.2093 | 28.1428 | 3172.8208 | 5314.6661 | 71.1497 | 119.1801
1 | 6100 | 707 | 0.035 | 15 | 15 | 7 | 1e-09 | 0 | CO2 | Porous | Wet | R245fa | MinimizeLCOE | IgnoreSilica | 173.4929 | 42.3835 | 7.0499 | 4 | 3167.2576 | 5304.7916 | 71.025 | 118.9587 | 155.3254 | 18.3152 | 20362009794.4164 | 10271494.0775 | 0 | 5630639.161 | 0 | 0 | 0 | 2821522.5543 | 7302225.7592 | 18998893.533 | 12967135.2245 | 57991910.3095 | 3144235.0165 | 28179198.4787 | 28179198.4787 | 21064687.5574 | 11033682.2466 | 0 | 89315343.8047 | 149592912.0874 | 1000000 | 28.1996 | 3167.2576 | 5304.7916 | 71.025 | 118.9587
1 | 6100 | 707 | 0.035 | 15 | 15 | 7 | 1.3335e-09 | 0 | CO2 | Porous | Wet | R245fa | MinimizeLCOE | IgnoreSilica | 173.6755 | 42.4344 | 7.0603 | 4 | 3163.0866 | 5297.4628 | 70.9314 | 118.7943 | 155.3082 | 18.3062 | 20364763906.8342 | 10277509.5208 | 0 | 5635380.097 | 0 | 0 | 0 | 2815399.6493 | 7304032.8142 | 19003595.1194 | 12970344.1538 | 58006261.3546 | 3144235.0165 | 28179198.4787 | 28179198.4787 | 21064687.5574 | 11033682.2466 | 0 | 89329694.8497 | 149607263.1325 | 1333521.4322 | 28.2413 | 3163.0866 | 5297.4628 | 70.9314 | 118.7943
1 | 6100 | 707 | 0.035 | 15 | 15 | 7 | 1.7783e-09 | 0 | CO2 | Porous | Wet | R245fa | MinimizeLCOE | IgnoreSilica | 173.807 | 42.4713 | 7.068 | 4 | 3159.9593 | 5292.0043 | 70.8613 | 118.6719 | 155.2959 | 18.2998 | 20368994576.0492 | 10281836.545 | 0 | 5638793.5029 | 0 | 0 | 0 | 2810649.0504 | 7305198.8484 | 19006628.9011 | 12972414.7722 | 58015521.62 | 3144235.0165 | 28179198.4787 | 28179198.4787 | 21064687.5574 | 11033682.2466 | 0 | 89338955.1151 | 149616523.3979 | 1778279.41 | 28.2722 | 3159.9593 | 5292.0043 | 70.8613 | 118.6719
1 | 6100 | 707 | 0.035 | 15 | 15 | 7 | 2.3714e-09 | 0 | CO2 | Porous | Wet | R245fa | MinimizeLCOE | IgnoreSilica | 173.9191 | 42.5021 | 7.0741 | 4 | 3157.6145 | 5287.8305 | 70.8087 | 118.5783 | 155.2853 | 18.2943 | 20366833215.7962 | 10285519.7017 | 0 | 5641701.7018 | 0 | 0 | 0 | 2807398.5248 | 7306501.7721 | 19010018.8413 | 12974728.476 | 58025869.0178 | 3144235.0165 | 28179198.4787 | 28179198.4787 | 21064687.5574 | 11033682.2466 | 0 | 89349302.513 | 149626870.7957 | 2371373.7057 | 28.2965 | 3157.6145 | 5287.8305 | 70.8087 | 118.5783
1 | 6100 | 707 | 0.035 | 15 | 15 | 7 | 3.1623e-09 | 0 | CO2 | Porous | Wet | R245fa | MinimizeLCOE | IgnoreSilica | 173.9922 | 42.5227 | 7.0784 | 4 | 3155.8562 | 5284.7687 | 70.7693 | 118.5097 | 155.2784 | 18.2907 | 20369530658.7144 | 10287923.1989 | 0 | 5643600.241 | 0 | 0 | 0 | 2804688.1622 | 7307122.5248 | 19011633.9126 | 12975830.7954 | 58030798.8348 | 3144235.0165 | 28179198.4787 | 28179198.4787 | 21064687.5574 | 11033682.2466 | 0 | 89354232.33 | 149631800.6127 | 3162277.6602 | 28.3138 | 3155.8562 | 5284.7687 | 70.7693 | 118.5097
1 | 6100 | 707 | 0.035 | 15 | 15 | 7 | 4.217e-09 | 0 | CO2 | Porous | Wet | R245fa | MinimizeLCOE | IgnoreSilica | 174.0628 | 42.5418 | 7.082 | 4 | 3154.5378 | 5282.3772 | 70.7397 | 118.456 | 155.2718 | 18.2872 | 20365317904.8682 | 10290239.2421 | 0 | 5645431.1101 | 0 | 0 | 0 | 2803031.8673 | 7308093.8656 | 19014161.1422 | 12977555.6815 | 58038512.909 | 3144235.0165 | 28179198.4787 | 28179198.4787 | 21064687.5574 | 11033682.2466 | 0 | 89361946.4042 | 149639514.6869 | 4216965.0343 | 28.3281 | 3154.5378 | 5282.3772 | 70.7397 | 118.456
1 | 6100 | 707 | 0.035 | 15 | 15 | 7 | 5.6234e-09 | 0 | CO2 | Porous | Wet | R245fa | MinimizeLCOE | IgnoreSilica | 174.0971 | 42.5518 | 7.0843 | 4 | 3153.5492 | 5280.6983 | 70.7176 | 118.4184 | 155.2686 | 18.2855 | 20369569103.0126 | 10291364.2141 | 0 | 5646320.1724 | 0 | 0 | 0 | 2801334.6177 | 7308217.4116 | 19014482.5836 | 12977775.0718 | 58039494.0712 | 3144235.0165 | 28179198.4787 | 28179198.4787 | 21064687.5574 | 11033682.2466 | 0 | 89362927.5664 | 149640495.8491 | 5623413.2519 | 28.3373 | 3153.5492 | 5280.6983 | 70.7176 | 118.4184
1 | 6100 | 707 | 0.035 | 15 | 15 | 7 | 7.4989e-09 | 0 | CO2 | Porous | Wet | R245fa | MinimizeLCOE | IgnoreSilica | 174.136 | 42.5624 | 7.0863 | 4 | 3152.8078 | 5279.3588 | 70.7009 | 118.3883 | 155.2649 | 18.2836 | 20367510823.5196 | 10292640.1159 | 0 | 5647329.3358 | 0 | 0 | 0 | 2800380.5019 | 7308736.4819 | 19015833.0979 | 12978696.8256 | 58043616.3591 | 3144235.0165 | 28179198.4787 | 28179198.4787 | 21064687.5574 | 11033682.2466 | 0 | 89367049.8542 | 149644618.137 | 7498942.0933 | 28.3452 | 3152.8078 | 5279.3588 | 70.7009 | 118.3883
1 | 6100 | 707 | 0.035 | 15 | 15 | 7 | 1e-08 | 0 | CO2 | Porous | Wet | R245fa | MinimizeLCOE | IgnoreSilica | 174.1554 | 42.568 | 7.0876 | 4 | 3152.2519 | 5278.4139 | 70.6885 | 118.3671 | 155.2631 | 18.2827 | 20369831031.6864 | 10293278.2909 | 0 | 5647833.9006 | 0 | 0 | 0 | 2799428.5231 | 7308810.8787 | 19016026.663 | 12978828.9378 | 58044207.194 | 3144235.0165 | 28179198.4787 | 28179198.4787 | 21064687.5574 | 11033682.2466 | 0 | 89367640.6891 | 149645208.9719 | 10000000 | 28.3504 | 3152.2519 | 5278.4139 | 70.6885 | 118.3671
1 | 6200 | 707 | 0.035 | 15 | 15 | 7 | 1e-13 | 0 | CO2 | Porous | Wet | R245fa | MinimizeLCOE | IgnoreSilica | 2.2477 | 0.071983 | 0.0076344 | 4 | 1124774.7333 | 3141236.0616 | 25222.7997 | 70441.4543 | 96.1724 | 19.3945 | 133206442.1073 | 321360.9844 | 0 | 134071.0504 | 0 | 0 | 0 | 317375.7064 | 301395.0191 | 784168.015 | 535210.7833 | 2393581.5584 | 3144235.0165 | 28810221.4343 | 28810221.4343 | 21508759.7178 | 11259118.2678 | 0 | 34348038.0092 | 95926137.429 | 100 | 0.030538 | 1124774.7333 | 3141236.0616 | 25222.7997 | 70441.4543
1 | 6200 | 707 | 0.035 | 15 | 15 | 7 | 1.3335e-13 | 0 | CO2 | Porous | Wet | R245fa | MinimizeLCOE | IgnoreSilica | 3.2734 | 0.22292 | 0.023392 | 4 | 378363.1259 | 1036487.748 | 8484.701 | 23242.9855 | 110.5865 | 20.34 | 762816244.3212 | 471529.7603 | 0 | 212984.308 | 0 | 0 | 0 | 428560.4724 | 434099.0709 | 1129436.7365 | 770863.7803 | 3447474.1285 | 3144235.0165 | 28810221.4343 | 28810221.4343 | 21508759.7178 | 11259118.2678 | 0 | 35401930.5793 | 96980029.9991 | 133.3521 | 0.093566 | 378363.1259 | 1036487.748 | 8484.701 | 23242.9855
1 | 6200 | 707 | 0.035 | 15 | 15 | 7 | 1.7783e-13 | 0 | CO2 | Porous | Wet | R245fa | MinimizeLCOE | IgnoreSilica | 4.5964 | 0.45581 | 0.04866 | 4 | 188364.5457 | 504730.8014 | 4224.0291 | 11318.4654 | 122.4153 | 21.0159 | 1315986469.6569 | 654200.5581 | 0 | 308367.0609 | 0 | 0 | 0 | 557862.9172 | 592967.9091 | 1542780.865 | 1052979.6414 | 4709158.9517 | 3144235.0165 | 28810221.4343 | 28810221.4343 | 21508759.7178 | 11259118.2678 | 0 | 36663615.4025 | 98241714.8223 | 177.8279 | 0.19464 | 188364.5457 | 504730.8014 | 4224.0291 | 11318.4654
1 | 6200 | 707 | 0.035 | 15 | 15 | 7 | 2.3714e-13 | 0 | CO2 | Porous | Wet | R245fa | MinimizeLCOE | IgnoreSilica | 6.1964 | 0.77443 | 0.08657 | 4 | 109660.1659 | 287487.7776 | 2459.1025 | 6446.8435 | 131.4989 | 21.4773 | 2239212899.5281 | 859848.1018 | 0 | 391602.0186 | 0 | 0 | 0 | 691767.3919 | 757854.8298 | 1971782.8097 | 1345782.2837 | 6018637.4356 | 3144235.0165 | 28810221.4343 | 28810221.4343 | 21508759.7178 | 11259118.2678 | 0 | 37973093.8864 | 99551193.3062 | 237.1374 | 0.34628 | 109660.1659 | 287487.7776 | 2459.1025 | 6446.8435
1 | 6200 | 707 | 0.035 | 15 | 15 | 7 | 3.1623e-13 | 0 | CO2 | Porous | Wet | R245fa | MinimizeLCOE | IgnoreSilica | 8.2038 | 1.2024 | 0.13982 | 4 | 70582.1117 | 180687.7562 | 1582.7867 | 4051.879 | 138.775 | 21.8149 | 3239089934.8669 | 1098709.5106 | 0 | 490167.7549 | 0 | 0 | 0 | 838938.9447 | 946848.322 | 2463505.1085 | 1681392.8565 | 7519562.4973 | 3144235.0165 | 28810221.4343 | 28810221.4343 | 21508759.7178 | 11259118.2678 | 0 | 39474018.948 | 101052118.3679 | 316.2278 | 0.55926 | 70582.1117 | 180687.7562 | 1582.7867 | 4051.879
1 | 6200 | 707 | 0.035 | 15 | 15 | 7 | 4.217e-13 | 0 | CO2 | Porous | Wet | R245fa | MinimizeLCOE | IgnoreSilica | 10.7667 | 1.7709 | 0.21256 | 4 | 48495.8232 | 120920.714 | 1087.507 | 2711.6176 | 144.6676 | 22.0675 | 4301892862.4211 | 1380213.4109 | 0 | 609253.3219 | 0 | 0 | 0 | 1006199.4422 | 1168309.8083 | 3039702.4678 | 2074659.3939 | 9278337.845 | 3144235.0165 | 28810221.4343 | 28810221.4343 | 21508759.7178 | 11259118.2678 | 0 | 41232794.2957 | 102810893.7156 | 421.6965 | 0.85023 | 48495.8232 | 120920.714 | 1087.507 | 2711.6176
1 | 6200 | 707 | 0.035 | 15 | 15 | 7 | 5.6234e-13 | 0 | CO2 | Porous | Wet | R245fa | MinimizeLCOE | IgnoreSilica | 14.0117 | 2.5103 | 0.31019 | 4 | 34878.2016 | 84507.9725 | 782.1352 | 1895.0707 | 149.3663 | 22.2533 | 5543136925.0001 | 1709238.6714 | 0 | 752185.4097 | 0 | 0 | 0 | 1193634.9961 | 1425473.0401 | 3708788.4455 | 2531324.3221 | 11320644.8848 | 3144235.0165 | 28810221.4343 | 28810221.4343 | 21508759.7178 | 11259118.2678 | 0 | 43275101.3356 | 104853200.7554 | 562.3413 | 1.2407 | 34878.2016 | 84507.9725 | 782.1352 | 1895.0707
1 | 6200 | 707 | 0.035 | 15 | 15 | 7 | 7.4989e-13 | 0 | CO2 | Porous | Wet | R245fa | MinimizeLCOE | IgnoreSilica | 18.1138 | 3.462 | 0.43962 | 4 | 25958.8272 | 60977.0238 | 582.1204 | 1367.3949 | 153.0898 | 22.386 | 6926846025.2336 | 2093646.2785 | 0 | 923719.2344 | 0 | 0 | 0 | 1403681.5329 | 1724208.3479 | 4486036.4374 | 3061812.0473 | 13693103.8784 | 3144235.0165 | 28810221.4343 | 28810221.4343 | 21508759.7178 | 11259118.2678 | 0 | 45647560.3292 | 107225659.749 | 749.8942 | 1.7585 | 25958.8272 | 60977.0238 | 582.1204 | 1367.3949
1 | 6200 | 707 | 0.035 | 15 | 15 | 7 | 1e-12 | 0 | CO2 | Porous | Wet | R245fa | MinimizeLCOE | IgnoreSilica | 23.3077 | 4.681 | 0.60964 | 4 | 19854.4831 | 45106.3585 | 445.232 | 1011.4991 | 156.0273 | 22.473 | 8357382422.3269 | 2544032.0166 | 0 | 1130138.3808 | 0 | 0 | 0 | 1640797.205 | 2072837.3649 | 5393097.6261 | 3680899.9469 | 16461802.5403 | 3144235.0165 | 28810221.4343 | 28810221.4343 | 21508759.7178 | 11259118.2678 | 0 | 48416258.9911 | 109994358.4109 | 1000 | 2.4386 | 19854.4831 | 45106.3585 | 445.232 | 1011.4991
1 | 6200 | 707 | 0.035 | 15 | 15 | 7 | 1.3335e-12 | 0 | CO2 | Porous | Wet | R245fa | MinimizeLCOE | IgnoreSilica | 29.7922 | 6.2181 | 0.83024 | 4 | 15537.324 | 34079.6725 | 348.4207 | 764.2284 | 158.296 | 22.5157 | 9883603583.224 | 3065058.2049 | 0 | 1375355.4392 | 0 | 0 | 0 | 1902019.8855 | 2473549.0766 | 6435667.3025 | 4392475.1737 | 19644125.0825 | 3144235.0165 | 28810221.4343 | 28810221.4343 | 21508759.7178 | 11259118.2678 | 0 | 51598581.5332 | 113176680.953 | 1333.5214 | 3.3209 | 15537.324 | 34079.6725 | 348.4207 | 764.2284
1 | 6200 | 707 | 0.035 | 15 | 15 | 7 | 1.7783e-12 | 0 | CO2 | Porous | Wet | R245fa | MinimizeLCOE | IgnoreSilica | 37.8313 | 8.1388 | 1.113 | 4 | 12407.4366 | 26239.3737 | 278.2337 | 588.4116 | 160.0149 | 22.5112 | 11413546471.8826 | 3664322.9863 | 0 | 1664997.9467 | 0 | 0 | 0 | 2187641.9073 | 2931615.5077 | 7627462.194 | 5205899.6761 | 23281940.218 | 3144235.0165 | 28810221.4343 | 28810221.4343 | 21508759.7178 | 11259118.2678 | 0 | 55236396.6688 | 116814496.0886 | 1778.2794 | 4.4519 | 12407.4366 | 26239.3737 | 278.2337 | 588.4116
1 | 6200 | 707 | 0.035 | 15 | 15 | 7 | 2.3714e-12 | 0 | CO2 | Porous | Wet | R245fa | MinimizeLCOE | IgnoreSilica | 47.5802 | 10.487 | 1.4683 | 4 | 10095.9657 | 20580.4663 | 226.3996 | 461.5119 | 161.256 | 22.4514 | 12967217485.367 | 4339252.054 | 0 | 2000199.2677 | 0 | 0 | 0 | 2488266.1762 | 3442809.8241 | 8957484.945 | 6113667.5329 | 27341679.7999 | 3144235.0165 | 28810221.4343 | 28810221.4343 | 21508759.7178 | 11259118.2678 | 0 | 59296136.2507 | 120874235.6705 | 2371.3737 | 5.8733 | 10095.9657 | 20580.4663 | 226.3996 | 461.5119
1 | 6200 | 707 | 0.035 | 15 | 15 | 7 | 3.1623e-12 | 0 | CO2 | Porous | Wet | R245fa | MinimizeLCOE | IgnoreSilica | 59.1077 | 13.2874 | 1.9036 | 4 | 8366.5728 | 16453.4641 | 187.6184 | 368.9649 | 162.0781 | 22.3252 | 14464279579.3139 | 5081146.1528 | 0 | 2379290.5449 | 0 | 0 | 0 | 2791644.0435 | 3998311.489 | 10402786.328 | 7100115.4248 | 31753293.983 | 3144235.0165 | 28810221.4343 | 28810221.4343 | 21508759.7178 | 11259118.2678 | 0 | 63707750.4338 | 125285849.8536 | 3162.2777 | 7.6146 | 8366.5728 | 16453.4641 | 187.6184 | 368.9649
1 | 6200 | 707 | 0.035 | 15 | 15 | 7 | 4.217e-12 | 0 | CO2 | Porous | Wet | R245fa | MinimizeLCOE | IgnoreSilica | 72.2212 | 16.5052 | 2.418 | 4 | 7061.6277 | 13428.2101 | 158.3553 | 301.1243 | 162.5177 | 22.1187 | 15868788865.3672 | 5866106.4467 | 0 | 2792955.6352 | 0 | 0 | 0 | 3075907.7346 | 4576638.2285 | 11907473.8729 | 8127095.5924 | 36346177.5103 | 3144235.0165 | 28810221.4343 | 28810221.4343 | 21508759.7178 | 11259118.2678 | 0 | 68300633.9611 | 129878733.3809 | 4216.965 | 9.6721 | 7061.6277 | 13428.2101 | 158.3553 | 301.1243
1 | 6200 | 707 | 0.035 | 15 | 15 | 7 | 5.6234e-12 | 0 | CO2 | Porous | Wet | R245fa | MinimizeLCOE | IgnoreSilica | 86.4009 | 20.0241 | 2.9968 | 4 | 6075.5152 | 11212.5042 | 136.2419 | 251.4377 | 162.6224 | 21.8352 | 17115183818.8993 | 6656840.0635 | 0 | 3223643.3377 | 0 | 0 | 0 | 3316350.026 | 5146765.0366 | 13390826.8786 | 9139514.4986 | 40873939.841 | 3144235.0165 | 28810221.4343 | 28810221.4343 | 21508759.7178 | 11259118.2678 | 0 | 72828396.2918 | 134406495.7116 | 5623.4133 | 11.9872 | 6075.5152 | 11212.5042 | 136.2419 | 251.4377
1 | 6200 | 707 | 0.035 | 15 | 15 | 7 | 7.4989e-12 | 0 | CO2 | Porous | Wet | R245fa | MinimizeLCOE | IgnoreSilica | 100.8445 | 23.6558 | 3.6116 | 4 | 5330.4576 | 9593.0015 | 119.5342 | 215.1207 | 162.4429 | 21.4815 | 18160812203.2662 | 7408167.0911 | 0 | 3647993.166 | 0 | 0 | 0 | 3489330.4051 | 5672741.3582 | 14759309.3749 | 10073531.9218 | 45051073.3171 | 3144235.0165 | 28810221.4343 | 28810221.4343 | 21508759.7178 | 11259118.2678 | 0 | 77005529.7679 | 138583629.1877 | 7498.9421 | 14.4463 | 5330.4576 | 9593.0015 | 119.5342 | 215.1207
1 | 6200 | 707 | 0.035 | 15 | 15 | 7 | 1e-11 | 0 | CO2 | Porous | Wet | R245fa | MinimizeLCOE | IgnoreSilica | 114.6307 | 27.173 | 4.2243 | 4 | 4769.5243 | 8413.8016 | 106.9554 | 188.6775 | 162.0547 | 21.084 | 18986488822.3001 | 8078883.3895 | 0 | 4041783.3519 | 0 | 0 | 0 | 3582655.5501 | 6124295.6937 | 15934161.1292 | 10875392.385 | 48637171.4995 | 3144235.0165 | 28810221.4343 | 28810221.4343 | 21508759.7178 | 11259118.2678 | 0 | 80591627.9502 | 142169727.3701 | 10000 | 16.8972 | 4769.5243 | 8413.8016 | 106.9554 | 188.6775
1 | 6200 | 707 | 0.035 | 15 | 15 | 7 | 1.3335e-11 | 0 | CO2 | Porous | Wet | R245fa | MinimizeLCOE | IgnoreSilica | 126.9929 | 30.3752 | 4.798 | 4 | 4348.9641 | 7557.5219 | 97.5245 | 169.4756 | 161.5462 | 20.6778 | 19604585993.4439 | 8643719.5728 | 0 | 4386880.2982 | 0 | 0 | 0 | 3600305.1727 | 6486052.967 | 16875379.3478 | 11517793.1593 | 51510130.5178 | 3144235.0165 | 28810221.4343 | 28810221.4343 | 21508759.7178 | 11259118.2678 | 0 | 83464586.9686 | 145042686.3884 | 13335.2143 | 19.1918 | 4348.9641 | 7557.5219 | 97.5245 | 169.4756
1 | 6200 | 707 | 0.035 | 15 | 15 | 7 | 1.7783e-11 | 0 | CO2 | Porous | Wet | R245fa | MinimizeLCOE | IgnoreSilica | 137.5413 | 33.1491 | 5.3073 | 4 | 4034.1763 | 6934.8056 | 90.4654 | 155.5113 | 160.9931 | 20.29 | 20037762677.6613 | 9098406.4448 | 0 | 4676046.3593 | 0 | 0 | 0 | 3559600.9818 | 6760280.9765 | 17588864.3766 | 12004761.352 | 53687960.491 | 3144235.0165 | 28810221.4343 | 28810221.4343 | 21508759.7178 | 11259118.2678 | 0 | 85642416.9418 | 147220516.3616 | 17782.7941 | 21.2292 | 4034.1763 | 6934.8056 | 90.4654 | 155.5113
1 | 6200 | 707 | 0.035 | 15 | 15 | 7 | 2.3714e-11 | 0 | CO2 | Porous | Wet | R245fa | MinimizeLCOE | IgnoreSilica | 146.1575 | 35.4451 | 5.7388 | 4 | 3799.8259 | 6482.3783 | 85.2102 | 145.3658 | 160.4682 | 19.9505 | 20333340935.4814 | 9451943.5064 | 0 | 4908957.3702 | 0 | 0 | 0 | 3484166.1511 | 6959576.1408 | 18107389.5129 | 12358665.4122 | 55270698.0935 | 3144235.0165 | 28810221.4343 | 28810221.4343 | 21508759.7178 | 11259118.2678 | 0 | 87225154.5443 | 148803253.9641 | 23713.7371 | 22.955 | 3799.8259 | 6482.3783 | 85.2102 | 145.3658
1 | 6200 | 707 | 0.035 | 15 | 15 | 7 | 3.1623e-11 | 0 | CO2 | Porous | Wet | R245fa | MinimizeLCOE | IgnoreSilica | 153.0176 | 37.2948 | 6.0928 | 4 | 3625.0837 | 6151.7547 | 81.2916 | 137.9516 | 159.9996 | 19.6632 | 20524751449.3204 | 9721543.3517 | 0 | 5092435.2908 | 0 | 0 | 0 | 3393546.0494 | 7100934.6298 | 18475175.3049 | 12609686.7725 | 56393321.399 | 3144235.0165 | 28810221.4343 | 28810221.4343 | 21508759.7178 | 11259118.2678 | 0 | 88347777.8498 | 149925877.2696 | 31622.7766 | 24.3712 | 3625.0837 | 6151.7547 | 81.2916 | 137.9516
1 | 6200 | 707 | 0.035 | 15 | 15 | 7 | 4.217e-11 | 0 | CO2 | Porous | Wet | R245fa | MinimizeLCOE | IgnoreSilica | 158.365 | 38.7513 | 6.376 | 4 | 3494.7375 | 5909.1704 | 78.3686 | 132.5117 | 159.6025 | 19.4286 | 20647143504.7141 | 9924275.1954 | 0 | 5234311.6527 | 0 | 0 | 0 | 3301610.7743 | 7199477.0728 | 18731562.5275 | 12784676.3201 | 57175913.5429 | 3144235.0165 | 28810221.4343 | 28810221.4343 | 21508759.7178 | 11259118.2678 | 0 | 89130369.9936 | 150708469.4135 | 42169.6503 | 25.5042 | 3494.7375 | 5909.1704 | 78.3686 | 132.5117
1 | 6200 | 707 | 0.035 | 15 | 15 | 7 | 5.6234e-11 | 0 | CO2 | Porous | Wet | R245fa | MinimizeLCOE | IgnoreSilica | 162.477 | 39.8807 | 6.5986 | 4 | 3397.4315 | 5730.4448 | 76.1866 | 128.5038 | 159.2777 | 19.2417 | 20729893382.2705 | 10075684.6839 | 0 | 5342761.317 | 0 | 0 | 0 | 3216819.7309 | 7267753.6354 | 18909204.1381 | 12905920.3695 | 57718143.8749 | 3144235.0165 | 28810221.4343 | 28810221.4343 | 21508759.7178 | 11259118.2678 | 0 | 89672600.3257 | 151250699.7455 | 56234.1325 | 26.3942 | 3397.4315 | 5730.4448 | 76.1866 | 128.5038
1 | 6200 | 707 | 0.035 | 15 | 15 | 7 | 7.4989e-11 | 0 | CO2 | Porous | Wet | R245fa | MinimizeLCOE | IgnoreSilica | 165.6239 | 40.7504 | 6.7714 | 4 | 3324.727 | 5598.1923 | 74.5562 | 125.5381 | 159.0174 | 19.0949 | 20778397597.1531 | 10188883.6026 | 0 | 5425387.3976 | 0 | 0 | 0 | 3143529.441 | 7315542.1721 | 19033540.1077 | 12990782.2237 | 58097664.9447 | 3144235.0165 | 28810221.4343 | 28810221.4343 | 21508759.7178 | 11259118.2678 | 0 | 90052121.3954 | 151630220.8153 | 74989.4209 | 27.0856 | 3324.727 | 5598.1923 | 74.5562 | 125.5381
1 | 6200 | 707 | 0.035 | 15 | 15 | 7 | 1e-10 | 0 | CO2 | Porous | Wet | R245fa | MinimizeLCOE | IgnoreSilica | 168.0166 | 41.4149 | 6.9044 | 4 | 3270.3606 | 5500.0434 | 73.337 | 123.3371 | 158.8127 | 18.981 | 20805700167.3552 | 10273377.931 | 0 | 5487998.6218 | 0 | 0 | 0 | 3082571.2464 | 7349139.6417 | 19120953.8318 | 13050443.8865 | 58364485.159 | 3144235.0165 | 28810221.4343 | 28810221.4343 | 21508759.7178 | 11259118.2678 | 0 | 90318941.6098 | 151897041.0296 | 100000 | 27.6174 | 3270.3606 | 5500.0434 | 73.337 | 123.3371
1 | 6200 | 707 | 0.035 | 15 | 15 | 7 | 1.3335e-10 | 0 | CO2 | Porous | Wet | R245fa | MinimizeLCOE | IgnoreSilica | 169.8265 | 41.9196 | 7.0059 | 4 | 3229.6796 | 5427.0391 | 72.4248 | 121.7 | 158.6538 | 18.8935 | 20825707070.9567 | 10336383.5346 | 0 | 5535243.3563 | 0 | 0 | 0 | 3033202.8603 | 7372883.6029 | 19182730.7485 | 13092607.9015 | 58553052.0041 | 3144235.0165 | 28810221.4343 | 28810221.4343 | 21508759.7178 | 11259118.2678 | 0 | 90507508.4549 | 152085607.8747 | 133352.1432 | 28.0237 | 3229.6796 | 5427.0391 | 72.4248 | 121.7
1 | 6200 | 707 | 0.035 | 15 | 15 | 7 | 1.7783e-10 | 0 | CO2 | Porous | Wet | R245fa | MinimizeLCOE | IgnoreSilica | 171.1929 | 42.3018 | 7.0831 | 4 | 3199.2228 | 5372.6272 | 71.7418 | 120.4799 | 158.5315 | 18.8268 | 20836864437.8013 | 10383422.7272 | 0 | 5570842.1678 | 0 | 0 | 0 | 2994037.5286 | 7389837.9452 | 19226842.4692 | 13122715.0574 | 58687697.8954 | 3144235.0165 | 28810221.4343 | 28810221.4343 | 21508759.7178 | 11259118.2678 | 0 | 90642154.3462 | 152220253.766 | 177827.941 | 28.3326 | 3199.2228 | 5372.6272 | 71.7418 | 120.4799
1 | 6200 | 707 | 0.035 | 15 | 15 | 7 | 2.3714e-10 | 0 | CO2 | Porous | Wet | R245fa | MinimizeLCOE | IgnoreSilica | 172.2166 | 42.5889 | 7.1415 | 4 | 3176.4113 | 5332.0494 | 71.2303 | 119.5699 | 158.4386 | 18.7764 | 20844270065.0755 | 10418367.8126 | 0 | 5597476.1363 | 0 | 0 | 0 | 2963265.2085 | 7401852.5714 | 19258102.062 | 13144050.3718 | 58783114.1626 | 3144235.0165 | 28810221.4343 | 28810221.4343 | 21508759.7178 | 11259118.2678 | 0 | 90737570.6134 | 152315670.0332 | 237137.3706 | 28.5661 | 3176.4113 | 5332.0494 | 71.2303 | 119.5699
1 | 6200 | 707 | 0.035 | 15 | 15 | 7 | 3.1623e-10 | 0 | CO2 | Porous | Wet | R245fa | MinimizeLCOE | IgnoreSilica | 172.146 | 42.6036 | 7.1683 | 4 | 3158.9539 | 5306.5432 | 70.8388 | 118.9979 | 158.4391 | 18.776 | 20854796294.5023 | 10415301.1425 | 0 | 5595641.3576 | 0 | 0 | 0 | 2916351.5857 | 7381644.6935 | 19205525.3088 | 13108165.6574 | 58622629.7455 | 3144235.0165 | 28810221.4343 | 28810221.4343 | 21508759.7178 | 11259118.2678 | 0 | 90577086.1962 | 152155185.6161 | 316227.766 | 28.6731 | 3158.9539 | 5306.5432 | 70.8388 | 118.9979
1 | 6200 | 707 | 0.035 | 15 | 15 | 7 | 4.217e-10 | 0 | CO2 | Porous | Wet | R245fa | MinimizeLCOE | IgnoreSilica | 173.5855 | 42.975 | 7.2196 | 4 | 3146.0968 | 5278.4127 | 70.5505 | 118.3671 | 158.3065 | 18.7045 | 20849150589.5771 | 10464016.6968 | 0 | 5633043.5276 | 0 | 0 | 0 | 2919827.7935 | 7416586.327 | 19296436.2717 | 13170214.2575 | 58900124.874 | 3144235.0165 | 28810221.4343 | 28810221.4343 | 21508759.7178 | 11259118.2678 | 0 | 90854581.3248 | 152432680.7446 | 421696.5034 | 28.8785 | 3146.0968 | 5278.4127 | 70.5505 | 118.3671
1 | 6200 | 707 | 0.035 | 15 | 15 | 7 | 5.6234e-10 | 0 | CO2 | Porous | Wet | R245fa | MinimizeLCOE | IgnoreSilica | 174.0117 | 43.0953 | 7.2445 | 4 | 3136.5043 | 5261.5031 | 70.3353 | 117.9879 | 158.2669 | 18.6832 | 20855510911.8119 | 10478353.577 | 0 | 5644104.8892 | 0 | 0 | 0 | 2905686.9083 | 7420976.696 | 19307859.1115 | 13178010.5804 | 58934991.7624 | 3144235.0165 | 28810221.4343 | 28810221.4343 | 21508759.7178 | 11259118.2678 | 0 | 90889448.2131 | 152467547.6329 | 562341.3252 | 28.9779 | 3136.5043 | 5261.5031 | 70.3353 | 117.9879
1 | 6200 | 707 | 0.035 | 15 | 15 | 7 | 7.4989e-10 | 0 | CO2 | Porous | Wet | R245fa | MinimizeLCOE | IgnoreSilica | 174.3406 | 43.188 | 7.2634 | 4 | 3129.3136 | 5248.7869 | 70.1741 | 117.7028 | 158.2362 | 18.6668 | 20856526038.19 | 10489388.2315 | 0 | 5652638.715 | 0 | 0 | 0 | 2895170.5319 | 7424507.0166 | 19317044.2813 | 13184279.6476 | 58963028.4239 | 3144235.0165 | 28810221.4343 | 28810221.4343 | 21508759.7178 | 11259118.2678 | 0 | 90917484.8747 | 152495584.2945 | 749894.2093 | 29.0535 | 3129.3136 | 5248.7869 | 70.1741 | 117.7028
1 | 6200 | 707 | 0.035 | 15 | 15 | 7 | 1e-09 | 0 | CO2 | Porous | Wet | R245fa | MinimizeLCOE | IgnoreSilica | 174.577 | 43.2549 | 7.2773 | 4 | 3123.9228 | 5239.326 | 70.0532 | 117.4906 | 158.2141 | 18.6549 | 20861494050.8223 | 10497300.1715 | 0 | 5658767.9474 | 0 | 0 | 0 | 2886944.2476 | 7426774.8229 | 19322944.6483 | 13188306.7693 | 58981038.6071 | 3144235.0165 | 28810221.4343 | 28810221.4343 | 21508759.7178 | 11259118.2678 | 0 | 90935495.0579 | 152513594.4777 | 1000000 | 29.1094 | 3123.9228 | 5239.326 | 70.0532 | 117.4906
1 | 6200 | 707 | 0.035 | 15 | 15 | 7 | 1.3335e-09 | 0 | CO2 | Porous | Wet | R245fa | MinimizeLCOE | IgnoreSilica | 174.7692 | 43.3089 | 7.2882 | 4 | 3119.8812 | 5232.1468 | 69.9626 | 117.3296 | 158.196 | 18.6453 | 20859119386.6638 | 10503726.3924 | 0 | 5663753.4268 | 0 | 0 | 0 | 2881102.2881 | 7428947.0218 | 19328596.2642 | 13192164.1133 | 58998289.5065 | 3144235.0165 | 28810221.4343 | 28810221.4343 | 21508759.7178 | 11259118.2678 | 0 | 90952745.9573 | 152530845.3771 | 1333521.4322 | 29.1526 | 3119.8812 | 5232.1468 | 69.9626 | 117.3296
1 | 6200 | 707 | 0.035 | 15 | 15 | 7 | 1.7783e-09 | 0 | CO2 | Porous | Wet | R245fa | MinimizeLCOE | IgnoreSilica | 174.9083 | 43.3481 | 7.2962 | 4 | 3116.8509 | 5226.7979 | 69.8946 | 117.2097 | 158.1829 | 18.6383 | 20857528335.8667 | 10508369.5508 | 0 | 5667359.1719 | 0 | 0 | 0 | 2876568.2285 | 7430395.811 | 19332365.7164 | 13194736.8419 | 59009795.3205 | 3144235.0165 | 28810221.4343 | 28810221.4343 | 21508759.7178 | 11259118.2678 | 0 | 90964251.7713 | 152542351.1911 | 1778279.41 | 29.1847 | 3116.8509 | 5226.7979 | 69.8946 | 117.2097
1 | 6200 | 707 | 0.035 | 15 | 15 | 7 | 2.3714e-09 | 0 | CO2 | Porous | Wet | R245fa | MinimizeLCOE | IgnoreSilica | 175.0197 | 43.3792 | 7.3023 | 4 | 3114.5787 | 5222.7462 | 69.8437 | 117.1188 | 158.1725 | 18.6327 | 20856743609.9809 | 10512084.6244 | 0 | 5670246.7059 | 0 | 0 | 0 | 2873328.5323 | 7431707.3464 | 19335778.0626 | 13197065.8382 | 59020211.1097 | 3144235.0165 | 28810221.4343 | 28810221.4343 | 21508759.7178 | 11259118.2678 | 0 | 90974667.5605 | 152552766.9803 | 2371373.7057 | 29.2093 | 3114.5787 | 5222.7462 | 69.8437 | 117.1188
1 | 6200 | 707 | 0.035 | 15 | 15 | 7 | 3.1623e-09 | 0 | CO2 | Porous | Wet | R245fa | MinimizeLCOE | IgnoreSilica | 175.0929 | 43.4001 | 7.3067 | 4 | 3112.875 | 5219.7716 | 69.8055 | 117.0521 | 158.1656 | 18.629 | 20858962568.9443 | 10514523.2024 | 0 | 5672142.8517 | 0 | 0 | 0 | 2870634.1592 | 7432347.0832 | 19337442.5263 | 13198201.8689 | 59025291.6917 | 3144235.0165 | 28810221.4343 | 28810221.4343 | 21508759.7178 | 11259118.2678 | 0 | 90979748.1424 | 152557847.5623 | 3162277.6602 | 29.2269 | 3112.875 | 5219.7716 | 69.8055 | 117.0521
1 | 6200 | 707 | 0.035 | 15 | 15 | 7 | 4.217e-09 | 0 | CO2 | Porous | Wet | R245fa | MinimizeLCOE | IgnoreSilica | 175.1512 | 43.4165 | 7.3101 | 4 | 3111.5974 | 5217.5206 | 69.7768 | 117.0016 | 158.1601 | 18.6261 | 20859212691.4603 | 10516466.7756 | 0 | 5673654.8544 | 0 | 0 | 0 | 2868694.9075 | 7432938.4496 | 19338981.1406 | 13199252.0048 | 59029988.1324 | 3144235.0165 | 28810221.4343 | 28810221.4343 | 21508759.7178 | 11259118.2678 | 0 | 90984444.5832 | 152562544.003 | 4216965.0343 | 29.2404 | 3111.5974 | 5217.5206 | 69.7768 | 117.0016
1 | 6200 | 707 | 0.035 | 15 | 15 | 7 | 5.6234e-09 | 0 | CO2 | Porous | Wet | R245fa | MinimizeLCOE | IgnoreSilica | 175.1977 | 43.4295 | 7.3127 | 4 | 3110.6394 | 5215.8167 | 69.7553 | 116.9634 | 158.1557 | 18.6237 | 20864316072.5311 | 10518014.4449 | 0 | 5674859.3558 | 0 | 0 | 0 | 2867305.288 | 7433469.8446 | 19340363.7214 | 13200195.6446 | 59034208.2993 | 3144235.0165 | 28810221.4343 | 28810221.4343 | 21508759.7178 | 11259118.2678 | 0 | 90988664.7501 | 152566764.1699 | 5623413.2519 | 29.2508 | 3110.6394 | 5215.8167 | 69.7553 | 116.9634
1 | 6200 | 707 | 0.035 | 15 | 15 | 7 | 7.4989e-09 | 0 | CO2 | Porous | Wet | R245fa | MinimizeLCOE | IgnoreSilica | 175.2218 | 43.4367 | 7.3144 | 4 | 3109.9211 | 5214.6038 | 69.7392 | 116.9362 | 158.1534 | 18.6225 | 20861982347.4225 | 10518816.4193 | 0 | 5675483.2945 | 0 | 0 | 0 | 2865996.0492 | 7433515.3476 | 19340482.1107 | 13200276.4477 | 59034569.6689 | 3144235.0165 | 28810221.4343 | 28810221.4343 | 21508759.7178 | 11259118.2678 | 0 | 90989026.1196 | 152567125.5395 | 7498942.0933 | 29.2577 | 3109.9211 | 5214.6038 | 69.7392 | 116.9362
1 | 6200 | 707 | 0.035 | 15 | 15 | 7 | 1e-08 | 0 | CO2 | Porous | Wet | R245fa | MinimizeLCOE | IgnoreSilica | 175.2561 | 43.446 | 7.316 | 4 | 3109.3824 | 5213.5971 | 69.7271 | 116.9136 | 158.1502 | 18.6208 | 20858158266.1342 | 10519956.4603 | 0 | 5676371.1776 | 0 | 0 | 0 | 2865412.8875 | 7434078.8049 | 19341948.1112 | 13201277.0232 | 59039044.4647 | 3144235.0165 | 28810221.4343 | 28810221.4343 | 21508759.7178 | 11259118.2678 | 0 | 90993500.9155 | 152571600.3353 | 10000000 | 29.2642 | 3109.3824 | 5213.5971 | 69.7271 | 116.9136
1 | 6300 | 707 | 0.035 | 15 | 15 | 7 | 1e-13 | 0 | CO2 | Porous | Wet | R245fa | MinimizeLCOE | IgnoreSilica | 2.2988 | 0.075607 | 0.0081387 | 4 | 1077028.7574 | 3008925.9138 | 24152.1078 | 67474.4314 | 97.7043 | 19.8053 | 254314306.6907 | 332098.088 | 0 | 138041.7711 | 0 | 0 | 0 | 327678.9863 | 311149.3497 | 809546.7823 | 552532.3135 | 2471047.2908 | 3144235.0165 | 29447104.4808 | 29447104.4808 | 21958398.9644 | 11486898.3253 | 0 | 35062386.788 | 97954788.5585 | 100 | 0.032555 | 1077028.7574 | 3008925.9138 | 24152.1078 | 67474.4314
1 | 6300 | 707 | 0.035 | 15 | 15 | 7 | 1.3335e-13 | 0 | CO2 | Porous | Wet | R245fa | MinimizeLCOE | IgnoreSilica | 3.366 | 0.23409 | 0.024781 | 4 | 364916.357 | 999400.4217 | 8183.1605 | 22411.3113 | 112.6264 | 20.7774 | 709957185.5788 | 490024.3764 | 0 | 220517.7281 | 0 | 0 | 0 | 445487.3443 | 450851.485 | 1173023.0817 | 800612.3565 | 3580516.3719 | 3144235.0165 | 29447104.4808 | 29447104.4808 | 21958398.9644 | 11486898.3253 | 0 | 36171855.8692 | 99064257.6396 | 133.3521 | 0.099124 | 364916.357 | 999400.4217 | 8183.1605 | 22411.3113
1 | 6300 | 707 | 0.035 | 15 | 15 | 7 | 1.7783e-13 | 0 | CO2 | Porous | Wet | R245fa | MinimizeLCOE | IgnoreSilica | 4.7038 | 0.47377 | 0.051474 | 4 | 181869.4909 | 487328.693 | 4078.3791 | 10928.2274 | 124.5231 | 21.4522 | 1464407296.7581 | 676721.7992 | 0 | 314119.4392 | 0 | 0 | 0 | 576549.7865 | 611282.4997 | 1590431.673 | 1085502.2969 | 4854607.4946 | 3144235.0165 | 29447104.4808 | 29447104.4808 | 21958398.9644 | 11486898.3253 | 0 | 37445946.9918 | 100338348.7622 | 177.8279 | 0.20589 | 181869.4909 | 487328.693 | 4078.3791 | 10928.2274
1 | 6300 | 707 | 0.035 | 15 | 15 | 7 | 2.3714e-13 | 0 | CO2 | Porous | Wet | R245fa | MinimizeLCOE | IgnoreSilica | 6.3498 | 0.80555 | 0.091427 | 4 | 106109.1382 | 278083.4716 | 2379.4716 | 6235.9542 | 133.8337 | 21.9215 | 2308046508.6564 | 890574.433 | 0 | 399337.769 | 0 | 0 | 0 | 716261.5288 | 782407.755 | 2035664.4846 | 1389382.8395 | 6213628.8098 | 3144235.0165 | 29447104.4808 | 29447104.4808 | 21958398.9644 | 11486898.3253 | 0 | 38804968.3071 | 101697370.0775 | 237.1374 | 0.36571 | 106109.1382 | 278083.4716 | 2379.4716 | 6235.9542
1 | 6300 | 707 | 0.035 | 15 | 15 | 7 | 3.1623e-13 | 0 | CO2 | Porous | Wet | R245fa | MinimizeLCOE | IgnoreSilica | 8.4085 | 1.2502 | 0.14744 | 4 | 68428.0512 | 175069.4157 | 1534.4824 | 3925.889 | 141.2567 | 22.2632 | 3303214592.8631 | 1138033.98 | 0 | 499926.5281 | 0 | 0 | 0 | 868946.033 | 977693.551 | 2543758.0672 | 1736167.1499 | 7764525.3091 | 3144235.0165 | 29447104.4808 | 29447104.4808 | 21958398.9644 | 11486898.3253 | 0 | 40355864.8064 | 103248266.5768 | 316.2278 | 0.58976 | 68428.0512 | 175069.4157 | 1534.4824 | 3925.889
1 | 6300 | 707 | 0.035 | 15 | 15 | 7 | 4.217e-13 | 0 | CO2 | Porous | Wet | R245fa | MinimizeLCOE | IgnoreSilica | 11.0102 | 1.8362 | 0.2238 | 4 | 47084.3395 | 117339.075 | 1055.8549 | 2631.3002 | 147.2156 | 22.5166 | 4491932170.0437 | 1426793.3268 | 0 | 620254.6413 | 0 | 0 | 0 | 1039171.4659 | 1203625.5792 | 3131586.8596 | 2137372.3794 | 9558804.2522 | 3144235.0165 | 29447104.4808 | 29447104.4808 | 21958398.9644 | 11486898.3253 | 0 | 42150143.7495 | 105042545.5199 | 421.6965 | 0.89521 | 47084.3395 | 117339.075 | 1055.8549 | 2631.3002
1 | 6300 | 707 | 0.035 | 15 | 15 | 7 | 5.6234e-13 | 0 | CO2 | Porous | Wet | R245fa | MinimizeLCOE | IgnoreSilica | 14.3212 | 2.6013 | 0.32629 | 4 | 33902.7249 | 82090.7238 | 760.2604 | 1840.8645 | 152.0013 | 22.7041 | 5780301369.0186 | 1766131.6486 | 0 | 765447.8722 | 0 | 0 | 0 | 1231975.9386 | 1467786.6292 | 3818879.7246 | 2606463.8822 | 11656685.6954 | 3144235.0165 | 29447104.4808 | 29447104.4808 | 21958398.9644 | 11486898.3253 | 0 | 44248025.1926 | 107140426.9631 | 562.3413 | 1.3051 | 33902.7249 | 82090.7238 | 760.2604 | 1840.8645
1 | 6300 | 707 | 0.035 | 15 | 15 | 7 | 7.4989e-13 | 0 | CO2 | Porous | Wet | R245fa | MinimizeLCOE | IgnoreSilica | 18.5204 | 3.5884 | 0.46218 | 4 | 25257.9029 | 59277.0202 | 566.4023 | 1329.2728 | 155.8056 | 22.838 | 7172763337.1904 | 2163889.1663 | 0 | 940268.4664 | 0 | 0 | 0 | 1449515.5872 | 1775932.5558 | 4620612.2162 | 3153662.7816 | 14103880.7735 | 3144235.0165 | 29447104.4808 | 29447104.4808 | 21958398.9644 | 11486898.3253 | 0 | 46695220.2707 | 109587622.0412 | 749.8942 | 1.8487 | 25257.9029 | 59277.0202 | 566.4023 | 1329.2728
1 | 6300 | 707 | 0.035 | 15 | 15 | 7 | 1e-12 | 0 | CO2 | Porous | Wet | R245fa | MinimizeLCOE | IgnoreSilica | 23.807 | 4.8471 | 0.64041 | 4 | 19335.4857 | 43887.2141 | 433.5936 | 984.1601 | 158.791 | 22.9246 | 8676233386.4453 | 2627321.814 | 0 | 1149466.9206 | 0 | 0 | 0 | 1692246.0221 | 2132923.5551 | 5549429.5677 | 3787599.7093 | 16938987.5889 | 3144235.0165 | 29447104.4808 | 29447104.4808 | 21958398.9644 | 11486898.3253 | 0 | 49530327.0861 | 112422728.8566 | 1000 | 2.5616 | 19335.4857 | 43887.2141 | 433.5936 | 984.1601
1 | 6300 | 707 | 0.035 | 15 | 15 | 7 | 1.3335e-12 | 0 | CO2 | Porous | Wet | R245fa | MinimizeLCOE | IgnoreSilica | 30.4501 | 6.4428 | 0.87192 | 4 | 15143.6482 | 33176.3413 | 339.5926 | 743.9714 | 161.1114 | 22.9659 | 10197460318.7226 | 3166908.9108 | 0 | 1399599.153 | 0 | 0 | 0 | 1963462.95 | 2546688.6954 | 6625961.5877 | 4522354.9335 | 20224976.2302 | 3144235.0165 | 29447104.4808 | 29447104.4808 | 21958398.9644 | 11486898.3253 | 0 | 52816315.7275 | 115708717.4979 | 1333.5214 | 3.4877 | 15143.6482 | 33176.3413 | 339.5926 | 743.9714
1 | 6300 | 707 | 0.035 | 15 | 15 | 7 | 1.7783e-12 | 0 | CO2 | Porous | Wet | R245fa | MinimizeLCOE | IgnoreSilica | 38.6324 | 8.4256 | 1.1679 | 4 | 12102.7525 | 25565.0603 | 271.4013 | 573.2903 | 162.8575 | 22.9579 | 11792289671.6835 | 3783489.1619 | 0 | 1693143.7869 | 0 | 0 | 0 | 2255886.4908 | 3015682.5814 | 7846187.4753 | 5355184.175 | 23949573.6713 | 3144235.0165 | 29447104.4808 | 29447104.4808 | 21958398.9644 | 11486898.3253 | 0 | 56540913.1686 | 119433314.939 | 1778.2794 | 4.6717 | 12102.7525 | 25565.0603 | 271.4013 | 573.2903
1 | 6300 | 707 | 0.035 | 15 | 15 | 7 | 2.3714e-12 | 0 | CO2 | Porous | Wet | R245fa | MinimizeLCOE | IgnoreSilica | 48.5593 | 10.8507 | 1.5397 | 4 | 9856.0343 | 20067.9181 | 221.0192 | 450.0182 | 164.1193 | 22.8925 | 13377254953.9026 | 4478289.286 | 0 | 2033058.8353 | 0 | 0 | 0 | 2564264.8634 | 3539489.064 | 9209024.4955 | 6285348.4447 | 28109474.9889 | 3144235.0165 | 29447104.4808 | 29447104.4808 | 21958398.9644 | 11486898.3253 | 0 | 60700814.4862 | 123593216.2566 | 2371.3737 | 6.1587 | 9856.0343 | 20067.9181 | 221.0192 | 450.0182
1 | 6300 | 707 | 0.035 | 15 | 15 | 7 | 3.1623e-12 | 0 | CO2 | Porous | Wet | R245fa | MinimizeLCOE | IgnoreSilica | 60.2675 | 13.736 | 1.9942 | 4 | 8174.6986 | 16059.1758 | 183.3156 | 360.1231 | 164.9527 | 22.7581 | 14912071289.1398 | 5240120.1869 | 0 | 2416567.5888 | 0 | 0 | 0 | 2873958.812 | 4106952.1692 | 10685447.0926 | 7293037.2047 | 32616083.0543 | 3144235.0165 | 29447104.4808 | 29447104.4808 | 21958398.9644 | 11486898.3253 | 0 | 65207422.5515 | 128099824.322 | 3162.2777 | 7.9767 | 8174.6986 | 16059.1758 | 183.3156 | 360.1231
1 | 6300 | 707 | 0.035 | 15 | 15 | 7 | 4.217e-12 | 0 | CO2 | Porous | Wet | R245fa | MinimizeLCOE | IgnoreSilica | 73.5512 | 17.0434 | 2.5298 | 4 | 6906.0088 | 13121.0513 | 154.8656 | 294.2364 | 165.3962 | 22.5405 | 16347168832.8436 | 6044065.0693 | 0 | 2834029.473 | 0 | 0 | 0 | 3162642.1661 | 4695887.3162 | 12217735.5379 | 8338855.554 | 37293215.1165 | 3144235.0165 | 29447104.4808 | 29447104.4808 | 21958398.9644 | 11486898.3253 | 0 | 69884554.6138 | 132776956.3842 | 4216.965 | 10.1194 | 6906.0088 | 13121.0513 | 154.8656 | 294.2364
1 | 6300 | 707 | 0.035 | 15 | 15 | 7 | 5.6234e-12 | 0 | CO2 | Porous | Wet | R245fa | MinimizeLCOE | IgnoreSilica | 87.8749 | 20.6507 | 3.1308 | 4 | 5947.4931 | 10969.644 | 133.3711 | 245.9916 | 165.4998 | 22.2435 | 17611385141.7522 | 6851680.8742 | 0 | 3267563.7252 | 0 | 0 | 0 | 3405357.6107 | 5274594.8619 | 13723413.8626 | 9366511.9492 | 41889122.8839 | 3144235.0165 | 29447104.4808 | 29447104.4808 | 21958398.9644 | 11486898.3253 | 0 | 74480462.3811 | 137372864.1516 | 5623.4133 | 12.523 | 5947.4931 | 10969.644 | 133.3711 | 245.9916
1 | 6300 | 707 | 0.035 | 15 | 15 | 7 | 7.4989e-12 | 0 | CO2 | Porous | Wet | R245fa | MinimizeLCOE | IgnoreSilica | 102.4038 | 24.3591 | 3.7665 | 4 | 5223.5681 | 9397.9998 | 117.1372 | 210.7479 | 165.3164 | 21.8756 | 18668806490.1284 | 7615863.6673 | 0 | 3693050.1914 | 0 | 0 | 0 | 3577646.6861 | 5805758.6125 | 15105392.9848 | 10309741.0969 | 46107453.239 | 3144235.0165 | 29447104.4808 | 29447104.4808 | 21958398.9644 | 11486898.3253 | 0 | 78698792.7363 | 141591194.5067 | 7498.9421 | 15.0661 | 5223.5681 | 9397.9998 | 117.1372 | 210.7479
1 | 6300 | 707 | 0.035 | 15 | 15 | 7 | 1e-11 | 0 | CO2 | Porous | Wet | R245fa | MinimizeLCOE | IgnoreSilica | 116.1964 | 27.9326 | 4.3972 | 4 | 4678.8021 | 8254.4768 | 104.921 | 185.1046 | 164.9248 | 21.4652 | 19506884193.325 | 8294466.5432 | 0 | 4085888.5537 | 0 | 0 | 0 | 3667386.4488 | 6258619.2028 | 16283643.3464 | 11113921.1793 | 49703925.2742 | 3144235.0165 | 29447104.4808 | 29447104.4808 | 21958398.9644 | 11486898.3253 | 0 | 82295264.7715 | 145187666.5419 | 10000 | 17.589 | 4678.8021 | 8254.4768 | 104.921 | 185.1046
1 | 6300 | 707 | 0.035 | 15 | 15 | 7 | 1.3335e-11 | 0 | CO2 | Porous | Wet | R245fa | MinimizeLCOE | IgnoreSilica | 128.5398 | 31.1795 | 4.9859 | 4 | 4270.5473 | 7424.0517 | 95.766 | 166.4826 | 164.4141 | 21.0474 | 20122194337.7154 | 8864933.0962 | 0 | 4429578.9006 | 0 | 0 | 0 | 3681489.6654 | 6620640.6482 | 17225548.8866 | 11756791.0647 | 52578982.2617 | 3144235.0165 | 29447104.4808 | 29447104.4808 | 21958398.9644 | 11486898.3253 | 0 | 85170321.7589 | 148062723.5294 | 13335.2143 | 19.9437 | 4270.5473 | 7424.0517 | 95.766 | 166.4826
1 | 6300 | 707 | 0.035 | 15 | 15 | 7 | 1.7783e-11 | 0 | CO2 | Porous | Wet | R245fa | MinimizeLCOE | IgnoreSilica | 139.0345 | 33.9825 | 5.5068 | 4 | 3965.0861 | 6820.3242 | 88.9161 | 152.9441 | 163.8613 | 20.6506 | 20551874159.1581 | 9322615.1883 | 0 | 4716615.1562 | 0 | 0 | 0 | 3636982.6409 | 6893723.0643 | 17936053.3163 | 12241724.9374 | 54747714.3035 | 3144235.0165 | 29447104.4808 | 29447104.4808 | 21958398.9644 | 11486898.3253 | 0 | 87339053.8007 | 150231455.5712 | 17782.7941 | 22.027 | 3965.0861 | 6820.3242 | 88.9161 | 152.9441
1 | 6300 | 707 | 0.035 | 15 | 15 | 7 | 2.3714e-11 | 0 | CO2 | Porous | Wet | R245fa | MinimizeLCOE | IgnoreSilica | 147.5802 | 36.2958 | 5.9466 | 4 | 3737.7353 | 6381.7636 | 83.8178 | 143.1095 | 163.3387 | 20.3046 | 20845298496.4928 | 9677493.0879 | 0 | 4947146.5532 | 0 | 0 | 0 | 3558119.7292 | 7091276.1544 | 18450045.933 | 12592535.4598 | 56316616.9175 | 3144235.0165 | 29447104.4808 | 29447104.4808 | 21958398.9644 | 11486898.3253 | 0 | 88907956.4148 | 151800358.1852 | 23713.7371 | 23.7866 | 3737.7353 | 6381.7636 | 83.8178 | 143.1095
1 | 6300 | 707 | 0.035 | 15 | 15 | 7 | 3.1623e-11 | 0 | CO2 | Porous | Wet | R245fa | MinimizeLCOE | IgnoreSilica | 154.3749 | 38.1569 | 6.3069 | 4 | 3568.2391 | 6061.2267 | 80.0169 | 135.9215 | 162.8732 | 20.0125 | 21032658164.5119 | 9947838.6086 | 0 | 5128539.2522 | 0 | 0 | 0 | 3464954.7277 | 7231119.7095 | 18813890.1775 | 12840866.633 | 57427209.1085 | 3144235.0165 | 29447104.4808 | 29447104.4808 | 21958398.9644 | 11486898.3253 | 0 | 90018548.6058 | 152910950.3762 | 31622.7766 | 25.2277 | 3568.2391 | 6061.2267 | 80.0169 | 135.9215
1 | 6300 | 707 | 0.035 | 15 | 15 | 7 | 4.217e-11 | 0 | CO2 | Porous | Wet | R245fa | MinimizeLCOE | IgnoreSilica | 159.6607 | 39.6196 | 6.5946 | 4 | 3441.8201 | 5826.051 | 77.182 | 130.6478 | 162.4797 | 19.7746 | 21154444611.9829 | 10150796.45 | 0 | 5268546.7514 | 0 | 0 | 0 | 3371065.5996 | 7328259.4324 | 19066627.8104 | 13013365.2606 | 58198661.3043 | 3144235.0165 | 29447104.4808 | 29447104.4808 | 21958398.9644 | 11486898.3253 | 0 | 90790000.8016 | 153682402.572 | 42169.6503 | 26.3785 | 3441.8201 | 5826.051 | 77.182 | 130.6478
1 | 6300 | 707 | 0.035 | 15 | 15 | 7 | 5.6234e-11 | 0 | CO2 | Porous | Wet | R245fa | MinimizeLCOE | IgnoreSilica | 163.7339 | 40.7556 | 6.8206 | 4 | 3347.4523 | 5652.6778 | 75.0658 | 126.7599 | 162.1573 | 19.5849 | 21228504098.078 | 10302728.686 | 0 | 5375800.4242 | 0 | 0 | 0 | 3285257.2889 | 7395876.6957 | 19242554.0592 | 13133438.5404 | 58735655.6944 | 3144235.0165 | 29447104.4808 | 29447104.4808 | 21958398.9644 | 11486898.3253 | 0 | 91326995.1917 | 154219396.9621 | 56234.1325 | 27.2825 | 3347.4523 | 5652.6778 | 75.0658 | 126.7599
1 | 6300 | 707 | 0.035 | 15 | 15 | 7 | 7.4989e-11 | 0 | CO2 | Porous | Wet | R245fa | MinimizeLCOE | IgnoreSilica | 166.8445 | 41.6288 | 6.9959 | 4 | 3276.9464 | 5524.4089 | 73.4847 | 123.8835 | 161.8996 | 19.4361 | 21273281780.6976 | 10416104.8427 | 0 | 5457350.7632 | 0 | 0 | 0 | 3211153.1698 | 7442997.4225 | 19365152.5248 | 13217114.5122 | 59109873.2353 | 3144235.0165 | 29447104.4808 | 29447104.4808 | 21958398.9644 | 11486898.3253 | 0 | 91701212.7325 | 154593614.503 | 74989.4209 | 27.9837 | 3276.9464 | 5524.4089 | 73.4847 | 123.8835
1 | 6300 | 707 | 0.035 | 15 | 15 | 7 | 1e-10 | 0 | CO2 | Porous | Wet | R245fa | MinimizeLCOE | IgnoreSilica | 169.2003 | 42.2937 | 7.1305 | 4 | 3224.2257 | 5429.2636 | 72.3025 | 121.7499 | 161.6977 | 19.3213 | 21302774430.5356 | 10500418.5552 | 0 | 5518908.7567 | 0 | 0 | 0 | 3149423.7119 | 7475812.8993 | 19450531.6639 | 13275387.529 | 59370483.116 | 3144235.0165 | 29447104.4808 | 29447104.4808 | 21958398.9644 | 11486898.3253 | 0 | 91961822.6133 | 154854224.3837 | 100000 | 28.5221 | 3224.2257 | 5429.2636 | 72.3025 | 121.7499
1 | 6300 | 707 | 0.035 | 15 | 15 | 7 | 1.3335e-10 | 0 | CO2 | Porous | Wet | R245fa | MinimizeLCOE | IgnoreSilica | 170.9714 | 42.7959 | 7.2331 | 4 | 3184.777 | 5358.554 | 71.4178 | 120.1643 | 161.5421 | 19.2337 | 21325425476.3995 | 10562916.6587 | 0 | 5565074.7267 | 0 | 0 | 0 | 3099247.4648 | 7498623.1516 | 19509879.2613 | 13315893.4838 | 59551634.747 | 3144235.0165 | 29447104.4808 | 29447104.4808 | 21958398.9644 | 11486898.3253 | 0 | 92142974.2442 | 155035376.0146 | 133352.1432 | 28.9323 | 3184.777 | 5358.554 | 71.4178 | 120.1643
1 | 6300 | 707 | 0.035 | 15 | 15 | 7 | 1.7783e-10 | 0 | CO2 | Porous | Wet | R245fa | MinimizeLCOE | IgnoreSilica | 172.3138 | 43.1775 | 7.3111 | 4 | 3155.2434 | 5305.811 | 70.7556 | 118.9815 | 161.4219 | 19.1665 | 21337610849.4196 | 10609777.2342 | 0 | 5600004.4444 | 0 | 0 | 0 | 3059664.4814 | 7515084.0024 | 19552707.0186 | 13345124.3082 | 59682361.4893 | 3144235.0165 | 29447104.4808 | 29447104.4808 | 21958398.9644 | 11486898.3253 | 0 | 92273700.9866 | 155166102.757 | 177827.941 | 29.2446 | 3155.2434 | 5305.811 | 70.7556 | 118.9815
1 | 6300 | 707 | 0.035 | 15 | 15 | 7 | 2.3714e-10 | 0 | CO2 | Porous | Wet | R245fa | MinimizeLCOE | IgnoreSilica | 173.3271 | 43.4661 | 7.3703 | 4 | 3133.1236 | 5266.4276 | 70.2595 | 118.0984 | 161.3298 | 19.1154 | 21344483941.4452 | 10644854.8215 | 0 | 5626334.7039 | 0 | 0 | 0 | 3028799.534 | 7526995.7332 | 19583698.8986 | 13366276.9031 | 59776960.5943 | 3144235.0165 | 29447104.4808 | 29447104.4808 | 21958398.9644 | 11486898.3253 | 0 | 92368300.0915 | 155260701.862 | 237137.3706 | 29.4812 | 3133.1236 | 5266.4276 | 70.2595 | 118.0984
1 | 6300 | 707 | 0.035 | 15 | 15 | 7 | 3.1623e-10 | 0 | CO2 | Porous | Wet | R245fa | MinimizeLCOE | IgnoreSilica | 174.0971 | 43.6855 | 7.4152 | 4 | 3116.5513 | 5236.9504 | 69.8879 | 117.4373 | 161.2592 | 19.0764 | 21345695716.091 | 10671336.7748 | 0 | 5646320.1724 | 0 | 0 | 0 | 3005132.804 | 7535888.003 | 19606834.7605 | 13382067.6042 | 59847580.119 | 3144235.0165 | 29447104.4808 | 29447104.4808 | 21958398.9644 | 11486898.3253 | 0 | 92438919.6162 | 155331321.3867 | 316227.766 | 29.6606 | 3116.5513 | 5236.9504 | 69.8879 | 117.4373
1 | 6300 | 707 | 0.035 | 15 | 15 | 7 | 4.217e-10 | 0 | CO2 | Porous | Wet | R245fa | MinimizeLCOE | IgnoreSilica | 174.6696 | 43.8509 | 7.4492 | 4 | 3103.7284 | 5214.4449 | 69.6004 | 116.9327 | 161.2001 | 19.0433 | 21349202648.5716 | 10690238.9397 | 0 | 5661169.3212 | 0 | 0 | 0 | 2984932.2921 | 7541172.8157 | 19620584.7591 | 13391452.2608 | 59889550.3885 | 3144235.0165 | 29447104.4808 | 29447104.4808 | 21958398.9644 | 11486898.3253 | 0 | 92480889.8857 | 155373291.6562 | 421696.5034 | 29.7967 | 3103.7284 | 5214.4449 | 69.6004 | 116.9327
1 | 6300 | 707 | 0.035 | 15 | 15 | 7 | 5.6234e-10 | 0 | CO2 | Porous | Wet | R245fa | MinimizeLCOE | IgnoreSilica | 175.0982 | 43.9736 | 7.4745 | 4 | 3094.4269 | 5197.9906 | 69.3918 | 116.5637 | 161.1603 | 19.0214 | 21351734061.9704 | 10704862.9864 | 0 | 5672279.8486 | 0 | 0 | 0 | 2970939.9281 | 7545752.2776 | 19632499.5797 | 13399584.3707 | 59925918.9912 | 3144235.0165 | 29447104.4808 | 29447104.4808 | 21958398.9644 | 11486898.3253 | 0 | 92517258.4884 | 155409660.2588 | 562341.3252 | 29.898 | 3094.4269 | 5197.9906 | 69.3918 | 116.5637
1 | 6300 | 707 | 0.035 | 15 | 15 | 7 | 7.4989e-10 | 0 | CO2 | Porous | Wet | R245fa | MinimizeLCOE | IgnoreSilica | 175.4265 | 44.0673 | 7.4937 | 4 | 3087.4544 | 5185.6311 | 69.2354 | 116.2865 | 161.1297 | 19.0046 | 21350803181.8292 | 10716032.6377 | 0 | 5680786.0808 | 0 | 0 | 0 | 2960477.1026 | 7549345.3702 | 19641848.0697 | 13405964.9072 | 59954454.1682 | 3144235.0165 | 29447104.4808 | 29447104.4808 | 21958398.9644 | 11486898.3253 | 0 | 92545793.6654 | 155438195.4359 | 749894.2093 | 29.9748 | 3087.4544 | 5185.6311 | 69.2354 | 116.2865
1 | 6300 | 707 | 0.035 | 15 | 15 | 7 | 1e-09 | 0 | CO2 | Porous | Wet | R245fa | MinimizeLCOE | IgnoreSilica | 175.6628 | 44.1352 | 7.5079 | 4 | 3082.2273 | 5176.4333 | 69.1182 | 116.0803 | 161.1075 | 18.9925 | 21354196790.5868 | 10724057.3553 | 0 | 5686907.7118 | 0 | 0 | 0 | 2952300.1997 | 7551673.454 | 19647905.2662 | 13410099.0682 | 59972943.0552 | 3144235.0165 | 29447104.4808 | 29447104.4808 | 21958398.9644 | 11486898.3253 | 0 | 92564282.5525 | 155456684.3229 | 1000000 | 30.0316 | 3082.2273 | 5176.4333 | 69.1182 | 116.0803
1 | 6300 | 707 | 0.035 | 15 | 15 | 7 | 1.3335e-09 | 0 | CO2 | Porous | Wet | R245fa | MinimizeLCOE | IgnoreSilica | 175.848 | 44.1881 | 7.5187 | 4 | 3078.3083 | 5169.4947 | 69.0303 | 115.9247 | 161.0901 | 18.983 | 21353428657.3667 | 10730336.3895 | 0 | 5691704.256 | 0 | 0 | 0 | 2946324.0794 | 7553662.2427 | 19653079.6864 | 13413630.7164 | 59988737.3705 | 3144235.0165 | 29447104.4808 | 29447104.4808 | 21958398.9644 | 11486898.3253 | 0 | 92580076.8677 | 155472478.6382 | 1333521.4322 | 30.075 | 3078.3083 | 5169.4947 | 69.0303 | 115.9247
1 | 6300 | 707 | 0.035 | 15 | 15 | 7 | 1.7783e-09 | 0 | CO2 | Porous | Wet | R245fa | MinimizeLCOE | IgnoreSilica | 175.9944 | 44.2296 | 7.527 | 4 | 3075.3699 | 5164.2513 | 68.9644 | 115.8071 | 161.0764 | 18.9754 | 21349767102.3334 | 10735290.4067 | 0 | 5695492.8115 | 0 | 0 | 0 | 2942003.033 | 7555386.638 | 19657566.2092 | 13416692.8603 | 60002431.9588 | 3144235.0165 | 29447104.4808 | 29447104.4808 | 21958398.9644 | 11486898.3253 | 0 | 92593771.456 | 155486173.2264 | 1778279.41 | 30.1082 | 3075.3699 | 5164.2513 | 68.9644 | 115.8071
1 | 6300 | 707 | 0.035 | 15 | 15 | 7 | 2.3714e-09 | 0 | CO2 | Porous | Wet | R245fa | MinimizeLCOE | IgnoreSilica | 176.0844 | 44.2559 | 7.5328 | 4 | 3073.1667 | 5160.4382 | 68.915 | 115.7216 | 161.0679 | 18.9708 | 21355215693.6194 | 10738335.9315 | 0 | 5697822.9511 | 0 | 0 | 0 | 2938252.3282 | 7556020.3722 | 19659215.0557 | 13417818.232 | 60007464.8707 | 3144235.0165 | 29447104.4808 | 29447104.4808 | 21958398.9644 | 11486898.3253 | 0 | 92598804.368 | 155491206.1384 | 2371373.7057 | 30.1314 | 3073.1667 | 5160.4382 | 68.915 | 115.7216
1 | 6300 | 707 | 0.035 | 15 | 15 | 7 | 3.1623e-09 | 0 | CO2 | Porous | Wet | R245fa | MinimizeLCOE | IgnoreSilica | 176.1575 | 44.2771 | 7.5373 | 4 | 3071.5147 | 5157.5462 | 68.878 | 115.6567 | 161.061 | 18.9671 | 21356949310.2635 | 10740809.6537 | 0 | 5699716.799 | 0 | 0 | 0 | 2935574.0151 | 7556679.1824 | 19660929.1446 | 13418988.1329 | 60012696.9276 | 3144235.0165 | 29447104.4808 | 29447104.4808 | 21958398.9644 | 11486898.3253 | 0 | 92604036.4249 | 155496438.1953 | 3162277.6602 | 30.1493 | 3071.5147 | 5157.5462 | 68.878 | 115.6567
1 | 6300 | 707 | 0.035 | 15 | 15 | 7 | 4.217e-09 | 0 | CO2 | Porous | Wet | R245fa | MinimizeLCOE | IgnoreSilica | 176.2307 | 44.2974 | 7.5411 | 4 | 3070.276 | 5155.2702 | 68.8502 | 115.6057 | 161.0541 | 18.9633 | 21350640577.0385 | 10743281.1597 | 0 | 5701610.4896 | 0 | 0 | 0 | 2934019.7032 | 7557775.4274 | 19663781.3493 | 13420934.8212 | 60021402.9504 | 3144235.0165 | 29447104.4808 | 29447104.4808 | 21958398.9644 | 11486898.3253 | 0 | 92612742.4476 | 155505144.218 | 4216965.0343 | 30.1643 | 3070.276 | 5155.2702 | 68.8502 | 115.6057
1 | 6300 | 707 | 0.035 | 15 | 15 | 7 | 5.6234e-09 | 0 | CO2 | Porous | Wet | R245fa | MinimizeLCOE | IgnoreSilica | 176.265 | 44.3076 | 7.5434 | 4 | 3069.3471 | 5153.6854 | 68.8294 | 115.5701 | 161.0509 | 18.9615 | 21352549416.5172 | 10744438.972 | 0 | 5702497.3538 | 0 | 0 | 0 | 2932335.0507 | 7557915.8369 | 19664146.6658 | 13421184.1572 | 60022518.0365 | 3144235.0165 | 29447104.4808 | 29447104.4808 | 21958398.9644 | 11486898.3253 | 0 | 92613857.5338 | 155506259.3042 | 5623413.2519 | 30.1738 | 3069.3471 | 5153.6854 | 68.8294 | 115.5701
1 | 6300 | 707 | 0.035 | 15 | 15 | 7 | 7.4989e-09 | 0 | CO2 | Porous | Wet | R245fa | MinimizeLCOE | IgnoreSilica | 176.289 | 44.3148 | 7.5452 | 4 | 3068.6505 | 5152.5067 | 68.8137 | 115.5437 | 161.0486 | 18.9603 | 21358024479.2949 | 10745252.4853 | 0 | 5703120.5351 | 0 | 0 | 0 | 2931029.9165 | 7557967.1454 | 19664280.1602 | 13421275.2699 | 60022925.5125 | 3144235.0165 | 29447104.4808 | 29447104.4808 | 21958398.9644 | 11486898.3253 | 0 | 92614265.0098 | 155506666.7802 | 7498942.0933 | 30.1808 | 3068.6505 | 5152.5067 | 68.8137 | 115.5437
1 | 6300 | 707 | 0.035 | 15 | 15 | 7 | 1e-08 | 0 | CO2 | Porous | Wet | R245fa | MinimizeLCOE | IgnoreSilica | 176.3233 | 44.3243 | 7.5469 | 4 | 3068.1282 | 5151.5272 | 68.802 | 115.5217 | 161.0453 | 18.9585 | 21353941964.4083 | 10746408.9387 | 0 | 5704007.3407 | 0 | 0 | 0 | 2930456.326 | 7558540.3161 | 19665771.4327 | 13422293.094 | 60027477.4483 | 3144235.0165 | 29447104.4808 | 29447104.4808 | 21958398.9644 | 11486898.3253 | 0 | 92618816.9455 | 155511218.716 | 10000000 | 30.1874 | 3068.1282 | 5151.5272 | 68.802 | 115.5217
1 | 6400 | 707 | 0.035 | 15 | 15 | 7 | 1e-13 | 0 | CO2 | Porous | Wet | R245fa | MinimizeLCOE | IgnoreSilica | 2.3673 | 0.080814 | 0.0086759 | 4 | 1031735.2328 | 2882274.3779 | 23136.4115 | 64634.3015 | 99.5403 | 20.2372 | 133121626.2966 | 345628.7832 | 0 | 143419.6791 | 0 | 0 | 0 | 341010.3896 | 323722.9522 | 842260.717 | 574860.2461 | 2570902.7672 | 3144235.0165 | 30089847.6181 | 30089847.6181 | 22413605.2974 | 11717022.4191 | 0 | 35804985.4018 | 100025460.7364 | 100 | 0.034704 | 1031735.2328 | 2882274.3779 | 23136.4115 | 64634.3015
1 | 6400 | 707 | 0.035 | 15 | 15 | 7 | 1.3335e-13 | 0 | CO2 | Porous | Wet | R245fa | MinimizeLCOE | IgnoreSilica | 3.4586 | 0.24551 | 0.026231 | 4 | 352147.13 | 964205.3606 | 7896.8137 | 21622.0706 | 114.6663 | 21.2145 | 665070594.3301 | 508776.6615 | 0 | 228112.6855 | 0 | 0 | 0 | 462595.1655 | 467798.9599 | 1217116.9348 | 830707.3173 | 3715107.7244 | 3144235.0165 | 30089847.6181 | 30089847.6181 | 22413605.2974 | 11717022.4191 | 0 | 36949190.359 | 101169665.6936 | 133.3521 | 0.10493 | 352147.13 | 964205.3606 | 7896.8137 | 21622.0706
1 | 6400 | 707 | 0.035 | 15 | 15 | 7 | 1.7783e-13 | 0 | CO2 | Porous | Wet | R245fa | MinimizeLCOE | IgnoreSilica | 4.8398 | 0.49606 | 0.054446 | 4 | 175705.9561 | 470585.6439 | 3940.1633 | 10552.7685 | 126.8342 | 21.8989 | 1360813151.2922 | 703431.0942 | 0 | 321362.2595 | 0 | 0 | 0 | 599904.1267 | 633632.0173 | 1648580.5333 | 1125190.0889 | 5032100.1199 | 3144235.0165 | 30089847.6181 | 30089847.6181 | 22413605.2974 | 11717022.4191 | 0 | 38266182.7545 | 102486658.0891 | 177.8279 | 0.21779 | 175705.9561 | 470585.6439 | 3940.1633 | 10552.7685
1 | 6400 | 707 | 0.035 | 15 | 15 | 7 | 2.3714e-13 | 0 | CO2 | Porous | Wet | R245fa | MinimizeLCOE | IgnoreSilica | 6.5083 | 0.83808 | 0.096475 | 4 | 102746.6286 | 269164.8519 | 2304.0681 | 6035.9563 | 136.1943 | 22.3669 | 2308788432.8656 | 922357.1149 | 0 | 407294.4656 | 0 | 0 | 0 | 741746.6489 | 807845.3095 | 2101847.7835 | 1434554.3009 | 6415645.6233 | 3144235.0165 | 30089847.6181 | 30089847.6181 | 22413605.2974 | 11717022.4191 | 0 | 39649728.2579 | 103870203.5925 | 237.1374 | 0.3859 | 102746.6286 | 269164.8519 | 2304.0681 | 6035.9563
1 | 6400 | 707 | 0.035 | 15 | 15 | 7 | 3.1623e-13 | 0 | CO2 | Porous | Wet | R245fa | MinimizeLCOE | IgnoreSilica | 8.5935 | 1.2956 | 0.15526 | 4 | 66386.3563 | 169796.6743 | 1488.6979 | 3807.6491 | 143.6852 | 22.7091 | 3487583116.3405 | 1175581.2206 | 0 | 508708.8503 | 0 | 0 | 0 | 896563.283 | 1006532.808 | 2618791.8982 | 1787379.2813 | 7993557.3416 | 3144235.0165 | 30089847.6181 | 30089847.6181 | 22413605.2974 | 11717022.4191 | 0 | 41227639.9762 | 105448115.3107 | 316.2278 | 0.62103 | 66386.3563 | 169796.6743 | 1488.6979 | 3807.6491
1 | 6400 | 707 | 0.035 | 15 | 15 | 7 | 4.217e-13 | 0 | CO2 | Porous | Wet | R245fa | MinimizeLCOE | IgnoreSilica | 11.264 | 1.9046 | 0.23546 | 4 | 45745.1907 | 113931.3595 | 1025.8248 | 2554.883 | 149.7859 | 22.9665 | 4632462525.9437 | 1475059.6006 | 0 | 631664.4509 | 0 | 0 | 0 | 1073699.1413 | 1240365.0452 | 3227175.4137 | 2202613.5317 | 9850577.1834 | 3144235.0165 | 30089847.6181 | 30089847.6181 | 22413605.2974 | 11717022.4191 | 0 | 43084659.818 | 107305135.1526 | 421.6965 | 0.94184 | 45745.1907 | 113931.3595 | 1025.8248 | 2554.883
1 | 6400 | 707 | 0.035 | 15 | 15 | 7 | 5.6234e-13 | 0 | CO2 | Porous | Wet | R245fa | MinimizeLCOE | IgnoreSilica | 14.6307 | 2.6938 | 0.34289 | 4 | 32976.4877 | 79798.8286 | 739.4897 | 1789.4693 | 154.6402 | 23.1549 | 6022957471.7068 | 1823732.9718 | 0 | 778653.1307 | 0 | 0 | 0 | 1270635.5264 | 1510478.4353 | 3929955.0469 | 2682275.072 | 11995730.1832 | 3144235.0165 | 30089847.6181 | 30089847.6181 | 22413605.2974 | 11717022.4191 | 0 | 45229812.8177 | 109450288.1523 | 562.3413 | 1.3716 | 32976.4877 | 79798.8286 | 739.4897 | 1789.4693
1 | 6400 | 707 | 0.035 | 15 | 15 | 7 | 7.4989e-13 | 0 | CO2 | Porous | Wet | R245fa | MinimizeLCOE | IgnoreSilica | 18.9297 | 3.7177 | 0.48547 | 4 | 24591.8242 | 57663.0418 | 551.4657 | 1293.0797 | 158.5275 | 23.29 | 7416621589.9306 | 2235264.9356 | 0 | 956857.4601 | 0 | 0 | 0 | 1496028.6295 | 1828378.8998 | 4757066.8452 | 3246795.8698 | 14520392.6399 | 3144235.0165 | 30089847.6181 | 30089847.6181 | 22413605.2974 | 11717022.4191 | 0 | 47754475.2745 | 111974950.6091 | 749.8942 | 1.9419 | 24591.8242 | 57663.0418 | 551.4657 | 1293.0797
1 | 6400 | 707 | 0.035 | 15 | 15 | 7 | 1e-12 | 0 | CO2 | Porous | Wet | R245fa | MinimizeLCOE | IgnoreSilica | 24.3212 | 5.0191 | 0.67223 | 4 | 18841.9236 | 42725.2765 | 422.5256 | 958.1039 | 161.5654 | 23.3762 | 8970956816.4777 | 2712894.9773 | 0 | 1169284.4826 | 0 | 0 | 0 | 1745510.162 | 2194798.9525 | 5710416.6593 | 3897476.7073 | 17430381.9411 | 3144235.0165 | 30089847.6181 | 30089847.6181 | 22413605.2974 | 11717022.4191 | 0 | 50664464.5757 | 114884939.9103 | 1000 | 2.6889 | 18841.9236 | 42725.2765 | 422.5256 | 958.1039
1 | 6400 | 707 | 0.035 | 15 | 15 | 7 | 1.3335e-12 | 0 | CO2 | Porous | Wet | R245fa | MinimizeLCOE | IgnoreSilica | 31.0808 | 6.6657 | 0.91455 | 4 | 14769.0008 | 32324.1679 | 331.1912 | 724.8616 | 163.9235 | 23.4157 | 10556658495.9273 | 3267861.372 | 0 | 1422742.0576 | 0 | 0 | 0 | 2023090.5715 | 2618340.6604 | 6812385.3028 | 4649592.9497 | 20794012.914 | 3144235.0165 | 30089847.6181 | 30089847.6181 | 22413605.2974 | 11717022.4191 | 0 | 54028095.5486 | 118248570.8832 | 1333.5214 | 3.6582 | 14769.0008 | 32324.1679 | 331.1912 | 724.8616
1 | 6400 | 707 | 0.035 | 15 | 15 | 7 | 1.7783e-12 | 0 | CO2 | Porous | Wet | R245fa | MinimizeLCOE | IgnoreSilica | 39.4218 | 8.715 | 1.2243 | 4 | 11812.5974 | 24925.9253 | 264.8946 | 558.9578 | 165.7023 | 23.4043 | 12183141108.8679 | 3903233.6902 | 0 | 1720764.9791 | 0 | 0 | 0 | 2323774.3343 | 3099631.4714 | 8064605.2668 | 5504258.8057 | 24616268.5475 | 3144235.0165 | 30089847.6181 | 30089847.6181 | 22413605.2974 | 11717022.4191 | 0 | 57850351.1821 | 122070826.5167 | 1778.2794 | 4.8973 | 11812.5974 | 24925.9253 | 264.8946 | 558.9578
1 | 6400 | 707 | 0.035 | 15 | 15 | 7 | 2.3714e-12 | 0 | CO2 | Porous | Wet | R245fa | MinimizeLCOE | IgnoreSilica | 49.5339 | 11.2196 | 1.613 | 4 | 9627.3943 | 19581.0381 | 215.892 | 439.1 | 166.9863 | 23.3331 | 13794191346.1416 | 4618666.7431 | 0 | 2065637.492 | 0 | 0 | 0 | 2640552.001 | 3636693.9321 | 9461931.6228 | 6457962.7558 | 28881444.5469 | 3144235.0165 | 30089847.6181 | 30089847.6181 | 22413605.2974 | 11717022.4191 | 0 | 62115527.1815 | 126336002.5161 | 2371.3737 | 6.452 | 9627.3943 | 19581.0381 | 215.892 | 439.1
1 | 6400 | 707 | 0.035 | 15 | 15 | 7 | 3.1623e-12 | 0 | CO2 | Porous | Wet | R245fa | MinimizeLCOE | IgnoreSilica | 61.4124 | 14.189 | 2.0869 | 4 | 7991.7395 | 15684.9226 | 179.2128 | 351.7306 | 167.8306 | 23.1903 | 15372083226.5706 | 5399964.9325 | 0 | 2453222.3316 | 0 | 0 | 0 | 2955955.2651 | 4215565.5864 | 10968036.9243 | 7485910.5715 | 33478655.6113 | 3144235.0165 | 30089847.6181 | 30089847.6181 | 22413605.2974 | 11717022.4191 | 0 | 66712738.2459 | 130933213.5805 | 3162.2777 | 8.3477 | 7991.7395 | 15684.9226 | 179.2128 | 351.7306
1 | 6400 | 707 | 0.035 | 15 | 15 | 7 | 4.217e-12 | 0 | CO2 | Porous | Wet | R245fa | MinimizeLCOE | IgnoreSilica | 74.8741 | 17.5888 | 2.6444 | 4 | 6757.5303 | 12828.8819 | 151.536 | 287.6846 | 168.2788 | 22.9611 | 16829434529.4058 | 6223548.3746 | 0 | 2874732.8753 | 0 | 0 | 0 | 3249604.6462 | 4815675.4994 | 12529399.8187 | 8551572.8297 | 38244534.0438 | 3144235.0165 | 30089847.6181 | 30089847.6181 | 22413605.2974 | 11717022.4191 | 0 | 71478616.6784 | 135699092.013 | 4216.965 | 10.5776 | 6757.5303 | 12828.8819 | 151.536 | 287.6846
1 | 6400 | 707 | 0.035 | 15 | 15 | 7 | 5.6234e-12 | 0 | CO2 | Porous | Wet | R245fa | MinimizeLCOE | IgnoreSilica | 89.3318 | 21.2835 | 3.2676 | 4 | 5825.2699 | 10738.6753 | 130.6303 | 240.8122 | 168.3814 | 22.6506 | 18113602314.4287 | 7047603.1481 | 0 | 3310832.3698 | 0 | 0 | 0 | 3494122.2005 | 5402497.5101 | 14056190.3168 | 9593638.717 | 42904884.2622 | 3144235.0165 | 30089847.6181 | 30089847.6181 | 22413605.2974 | 11717022.4191 | 0 | 76138966.8968 | 140359442.2314 | 5623.4133 | 13.0705 | 5825.2699 | 10738.6753 | 130.6303 | 240.8122
1 | 6400 | 707 | 0.035 | 15 | 15 | 7 | 7.4989e-12 | 0 | CO2 | Porous | Wet | R245fa | MinimizeLCOE | IgnoreSilica | 103.9339 | 25.0666 | 3.9244 | 4 | 5121.4522 | 9212.5778 | 114.8473 | 206.5898 | 168.1945 | 22.2685 | 19185307106.8617 | 7824053.0054 | 0 | 3737129.2323 | 0 | 0 | 0 | 3665195.6302 | 5938287.3685 | 15450205.6225 | 10545082.8073 | 47159953.6661 | 3144235.0165 | 30089847.6181 | 30089847.6181 | 22413605.2974 | 11717022.4191 | 0 | 80394036.3007 | 144614511.6353 | 7498.9421 | 15.6975 | 5121.4522 | 9212.5778 | 114.8473 | 206.5898
1 | 6400 | 707 | 0.035 | 15 | 15 | 7 | 1e-11 | 0 | CO2 | Porous | Wet | R245fa | MinimizeLCOE | IgnoreSilica | 117.7628 | 28.7034 | 4.5738 | 4 | 4592.0666 | 8102.3317 | 102.976 | 181.6928 | 167.799 | 21.8441 | 20020818149.2647 | 8511960.2522 | 0 | 4129893.4451 | 0 | 0 | 0 | 3752672.3544 | 6393865.1602 | 16635525.5846 | 11354088.0374 | 50778004.8338 | 3144235.0165 | 30089847.6181 | 30089847.6181 | 22413605.2974 | 11717022.4191 | 0 | 84012087.4684 | 148232562.803 | 10000 | 18.295 | 4592.0666 | 8102.3317 | 102.976 | 181.6928
1 | 6400 | 707 | 0.035 | 15 | 15 | 7 | 1.3335e-11 | 0 | CO2 | Porous | Wet | R245fa | MinimizeLCOE | IgnoreSilica | 130.0628 | 31.9891 | 5.177 | 4 | 4195.515 | 7296.7751 | 94.0834 | 163.6284 | 167.2874 | 21.4154 | 20642109415.9756 | 9086809.7294 | 0 | 4471517.4052 | 0 | 0 | 0 | 3762204.3422 | 6755007.2759 | 17575143.2895 | 11995396.4282 | 53646078.4704 | 3144235.0165 | 30089847.6181 | 30089847.6181 | 22413605.2974 | 11717022.4191 | 0 | 86880161.105 | 151100636.4396 | 13335.2143 | 20.7079 | 4195.515 | 7296.7751 | 94.0834 | 163.6284
1 | 6400 | 707 | 0.035 | 15 | 15 | 7 | 1.7783e-11 | 0 | CO2 | Porous | Wet | R245fa | MinimizeLCOE | IgnoreSilica | 140.5085 | 34.8222 | 5.7093 | 4 | 3898.9196 | 6710.9976 | 87.4323 | 150.4925 | 166.7349 | 21.0094 | 21065641380.4816 | 9547590.2009 | 0 | 4756574.936 | 0 | 0 | 0 | 3714055.0364 | 7027105.8676 | 18283088.0099 | 12478583.2466 | 55806997.2974 | 3144235.0165 | 30089847.6181 | 30089847.6181 | 22413605.2974 | 11717022.4191 | 0 | 89041079.932 | 153261555.2666 | 17782.7941 | 22.8374 | 3898.9196 | 6710.9976 | 87.4323 | 150.4925
1 | 6400 | 707 | 0.035 | 15 | 15 | 7 | 2.3714e-11 | 0 | CO2 | Porous | Wet | R245fa | MinimizeLCOE | IgnoreSilica | 148.9808 | 37.1517 | 6.1575 | 4 | 3678.2183 | 6285.6172 | 82.4831 | 140.9534 | 166.215 | 20.6572 | 21357686387.9526 | 9903580.618 | 0 | 4984671.9786 | 0 | 0 | 0 | 3631629.0652 | 7222753.8481 | 18792123.9223 | 12826010.7165 | 57360770.1487 | 3144235.0165 | 30089847.6181 | 30089847.6181 | 22413605.2974 | 11717022.4191 | 0 | 90594852.7833 | 154815328.1179 | 23713.7371 | 24.6301 | 3678.2183 | 6285.6172 | 82.4831 | 140.9534
1 | 6400 | 707 | 0.035 | 15 | 15 | 7 | 3.1623e-11 | 0 | CO2 | Porous | Wet | R245fa | MinimizeLCOE | IgnoreSilica | 155.7165 | 39.0253 | 6.5241 | 4 | 3513.7084 | 5974.6047 | 78.7941 | 133.9791 | 165.7523 | 20.36 | 21538539012.7798 | 10174835.7377 | 0 | 5164164.6392 | 0 | 0 | 0 | 3536099.7398 | 7361289.0455 | 19152564.0884 | 13072018.5362 | 58460971.7868 | 3144235.0165 | 30089847.6181 | 30089847.6181 | 22413605.2974 | 11717022.4191 | 0 | 91695054.4214 | 155915529.756 | 31622.7766 | 26.0964 | 3513.7084 | 5974.6047 | 78.7941 | 133.9791
1 | 6400 | 707 | 0.035 | 15 | 15 | 7 | 4.217e-11 | 0 | CO2 | Porous | Wet | R245fa | MinimizeLCOE | IgnoreSilica | 160.9371 | 40.4928 | 6.8161 | 4 | 3391.0205 | 5746.4969 | 76.0428 | 128.8638 | 165.3629 | 20.1192 | 21659973266.3973 | 10377787.7427 | 0 | 5302213.7431 | 0 | 0 | 0 | 3440100.7541 | 7456839.8735 | 19401167.7428 | 13241695.6386 | 59219805.4948 | 3144235.0165 | 30089847.6181 | 30089847.6181 | 22413605.2974 | 11717022.4191 | 0 | 92453888.1294 | 156674363.464 | 42169.6503 | 27.2643 | 3391.0205 | 5746.4969 | 76.0428 | 128.8638
1 | 6400 | 707 | 0.035 | 15 | 15 | 7 | 5.6234e-11 | 0 | CO2 | Porous | Wet | R245fa | MinimizeLCOE | IgnoreSilica | 164.9667 | 41.6341 | 7.0454 | 4 | 3299.4438 | 5578.2404 | 73.9892 | 125.0907 | 165.0435 | 19.9268 | 21729154007.7809 | 10530015.8844 | 0 | 5408157.353 | 0 | 0 | 0 | 3353115.8166 | 7523602.731 | 19574871.003 | 13360251.6829 | 59750014.471 | 3144235.0165 | 30089847.6181 | 30089847.6181 | 22413605.2974 | 11717022.4191 | 0 | 92984097.1056 | 157204572.4401 | 56234.1325 | 28.1817 | 3299.4438 | 5578.2404 | 73.9892 | 125.0907
1 | 6400 | 707 | 0.035 | 15 | 15 | 7 | 7.4989e-11 | 0 | CO2 | Porous | Wet | R245fa | MinimizeLCOE | IgnoreSilica | 168.0212 | 42.5057 | 7.2227 | 4 | 3231.0268 | 5453.889 | 72.455 | 122.3021 | 164.7902 | 19.7773 | 21778726512.5474 | 10642801.9004 | 0 | 5488119.6199 | 0 | 0 | 0 | 3277618.5219 | 7569330.6165 | 19693845.5809 | 13441454.277 | 60113170.5166 | 3144235.0165 | 30089847.6181 | 30089847.6181 | 22413605.2974 | 11717022.4191 | 0 | 93347253.1512 | 157567728.4858 | 74989.4209 | 28.8909 | 3231.0268 | 5453.889 | 72.455 | 122.3021
1 | 6400 | 707 | 0.035 | 15 | 15 | 7 | 1e-10 | 0 | CO2 | Porous | Wet | R245fa | MinimizeLCOE | IgnoreSilica | 170.3575 | 43.1749 | 7.3593 | 4 | 3179.8688 | 5361.4799 | 71.3078 | 120.2299 | 164.5898 | 19.6606 | 21801778586.9243 | 10727530.9208 | 0 | 5549084.9695 | 0 | 0 | 0 | 3215584.0267 | 7601957.9676 | 19778735.2557 | 13499393.2244 | 60372286.3647 | 3144235.0165 | 30089847.6181 | 30089847.6181 | 22413605.2974 | 11717022.4191 | 0 | 93606368.9993 | 157826844.3339 | 100000 | 29.4372 | 3179.8688 | 5361.4799 | 71.3078 | 120.2299
1 | 6400 | 707 | 0.035 | 15 | 15 | 7 | 1.3335e-10 | 0 | CO2 | Porous | Wet | R245fa | MinimizeLCOE | IgnoreSilica | 172.1091 | 43.6792 | 7.4632 | 4 | 3141.5903 | 5292.8289 | 70.4494 | 118.6904 | 164.4358 | 19.572 | 21821298184.2409 | 10790171.736 | 0 | 5594682.6259 | 0 | 0 | 0 | 3165096.2533 | 7624480.7399 | 19837334.8892 | 13539388.6783 | 60551154.9226 | 3144235.0165 | 30089847.6181 | 30089847.6181 | 22413605.2974 | 11717022.4191 | 0 | 93785237.5572 | 158005712.8917 | 133352.1432 | 29.8528 | 3141.5903 | 5292.8289 | 70.4494 | 118.6904
1 | 6400 | 707 | 0.035 | 15 | 15 | 7 | 1.7783e-10 | 0 | CO2 | Porous | Wet | R245fa | MinimizeLCOE | IgnoreSilica | 173.4346 | 44.0618 | 7.5422 | 4 | 3112.9331 | 5241.6317 | 69.8068 | 117.5423 | 164.317 | 19.5041 | 21829934936.2896 | 10837064.1877 | 0 | 5629124.2783 | 0 | 0 | 0 | 3125252.6002 | 7640662.0158 | 19879435.2499 | 13568123.0396 | 60679661.3715 | 3144235.0165 | 30089847.6181 | 30089847.6181 | 22413605.2974 | 11717022.4191 | 0 | 93913744.0061 | 158134219.3407 | 177827.941 | 30.1689 | 3112.9331 | 5241.6317 | 69.8068 | 117.5423
1 | 6400 | 707 | 0.035 | 15 | 15 | 7 | 2.3714e-10 | 0 | CO2 | Porous | Wet | R245fa | MinimizeLCOE | IgnoreSilica | 174.4332 | 44.3507 | 7.6021 | 4 | 3091.4702 | 5203.4112 | 69.3255 | 116.6852 | 164.2263 | 19.4526 | 21838097249.4479 | 10872106.4873 | 0 | 5655040.7393 | 0 | 0 | 0 | 3094166.26 | 7652312.2598 | 19909746.7949 | 13588811.2919 | 60772183.8332 | 3144235.0165 | 30089847.6181 | 30089847.6181 | 22413605.2974 | 11717022.4191 | 0 | 94006266.4678 | 158226741.8024 | 237137.3706 | 30.4083 | 3091.4702 | 5203.4112 | 69.3255 | 116.6852
1 | 6400 | 707 | 0.035 | 15 | 15 | 7 | 3.1623e-10 | 0 | CO2 | Porous | Wet | R245fa | MinimizeLCOE | IgnoreSilica | 175.1714 | 44.5652 | 7.647 | 4 | 3075.3903 | 5174.9273 | 68.9649 | 116.0465 | 164.1585 | 19.4143 | 21847553303.4171 | 10897844.3057 | 0 | 5674175.8245 | 0 | 0 | 0 | 3069805.8818 | 7660312.1447 | 19930560.8543 | 13603017.3151 | 60835716.3261 | 3144235.0165 | 30089847.6181 | 30089847.6181 | 22413605.2974 | 11717022.4191 | 0 | 94069798.9607 | 158290274.2953 | 316227.766 | 30.5879 | 3075.3903 | 5174.9273 | 68.9649 | 116.0465
1 | 6400 | 707 | 0.035 | 15 | 15 | 7 | 4.217e-10 | 0 | CO2 | Porous | Wet | R245fa | MinimizeLCOE | IgnoreSilica | 174.082 | 44.3187 | 7.6447 | 4 | 3063.1626 | 5163.3369 | 68.6907 | 115.7866 | 164.2527 | 19.467 | 21851115279.997 | 10859153.2849 | 0 | 5645929.057 | 0 | 0 | 0 | 3006806.5111 | 7609636.6526 | 19798713.619 | 13513028.8679 | 60433267.9925 | 3144235.0165 | 30089847.6181 | 30089847.6181 | 22413605.2974 | 11717022.4191 | 0 | 93667350.6271 | 157887825.9617 | 421696.5034 | 30.5786 | 3063.1626 | 5163.3369 | 68.6907 | 115.7866
1 | 6400 | 707 | 0.035 | 15 | 15 | 7 | 5.6234e-10 | 0 | CO2 | Porous | Wet | R245fa | MinimizeLCOE | IgnoreSilica | 176.177 | 44.8583 | 7.7074 | 4 | 3053.9232 | 5137.0014 | 68.4835 | 115.196 | 164.0592 | 19.3578 | 21844786742.1901 | 10931989.6103 | 0 | 5700220.2004 | 0 | 0 | 0 | 3035910.5582 | 7670566.9439 | 19957241.7384 | 13621227.5667 | 60917156.6179 | 3144235.0165 | 30089847.6181 | 30089847.6181 | 22413605.2974 | 11717022.4191 | 0 | 94151239.2525 | 158371714.5871 | 562341.3252 | 30.8296 | 3053.9232 | 5137.0014 | 68.4835 | 115.196
1 | 6400 | 707 | 0.035 | 15 | 15 | 7 | 7.4989e-10 | 0 | CO2 | Porous | Wet | R245fa | MinimizeLCOE | IgnoreSilica | 176.4935 | 44.9503 | 7.7267 | 4 | 3047.1579 | 5125.0462 | 68.3318 | 114.9279 | 164.0297 | 19.3412 | 21846573784.7161 | 10942910.3974 | 0 | 5708412.3792 | 0 | 0 | 0 | 3025213.8491 | 7673849.284 | 19965781.7142 | 13627056.2757 | 60943223.8996 | 3144235.0165 | 30089847.6181 | 30089847.6181 | 22413605.2974 | 11717022.4191 | 0 | 94177306.5342 | 158397781.8688 | 749894.2093 | 30.9066 | 3047.1579 | 5125.0462 | 68.3318 | 114.9279
1 | 6400 | 707 | 0.035 | 15 | 15 | 7 | 1e-09 | 0 | CO2 | Porous | Wet | R245fa | MinimizeLCOE | IgnoreSilica | 176.7371 | 45.021 | 7.7412 | 4 | 3042.0861 | 5116.056 | 68.218 | 114.7263 | 164.0069 | 19.3285 | 21845296359.9242 | 10951295.5491 | 0 | 5714713.6811 | 0 | 0 | 0 | 3017270.8621 | 7676479.236 | 19972624.3096 | 13631726.4877 | 60964110.1256 | 3144235.0165 | 30089847.6181 | 30089847.6181 | 22413605.2974 | 11717022.4191 | 0 | 94198192.7602 | 158418668.0948 | 1000000 | 30.965 | 3042.0861 | 5116.056 | 68.218 | 114.7263
1 | 6400 | 707 | 0.035 | 15 | 15 | 7 | 1.3335e-09 | 0 | CO2 | Porous | Wet | R245fa | MinimizeLCOE | IgnoreSilica | 176.9151 | 45.0728 | 7.7521 | 4 | 3038.2836 | 5109.3478 | 68.1328 | 114.5759 | 163.9902 | 19.3191 | 21846316531.8342 | 10957413.7679 | 0 | 5719317.3364 | 0 | 0 | 0 | 3011149.4237 | 7678273.4059 | 19977292.3717 | 13634912.536 | 60978358.8416 | 3144235.0165 | 30089847.6181 | 30089847.6181 | 22413605.2974 | 11717022.4191 | 0 | 94212441.4762 | 158432916.8108 | 1333521.4322 | 31.0084 | 3038.2836 | 5109.3478 | 68.1328 | 114.5759
1 | 6400 | 707 | 0.035 | 15 | 15 | 7 | 1.7783e-09 | 0 | CO2 | Porous | Wet | R245fa | MinimizeLCOE | IgnoreSilica | 177.042 | 45.11 | 7.7601 | 4 | 3035.4326 | 5104.3593 | 68.0688 | 114.464 | 163.9782 | 19.3124 | 21847917781.2507 | 10961770.427 | 0 | 5722598.4151 | 0 | 0 | 0 | 3006364.9959 | 7679386.1968 | 19980187.6255 | 13636888.6062 | 60987196.2666 | 3144235.0165 | 30089847.6181 | 30089847.6181 | 22413605.2974 | 11717022.4191 | 0 | 94221278.9012 | 158441754.2358 | 1778279.41 | 31.0405 | 3035.4326 | 5104.3593 | 68.0688 | 114.464
1 | 6400 | 707 | 0.035 | 15 | 15 | 7 | 2.3714e-09 | 0 | CO2 | Porous | Wet | R245fa | MinimizeLCOE | IgnoreSilica | 177.1392 | 45.1385 | 7.7662 | 4 | 3033.2949 | 5100.6081 | 68.0209 | 114.3799 | 163.9691 | 19.3073 | 21851672215.8865 | 10965106.5921 | 0 | 5725112.7922 | 0 | 0 | 0 | 3002816.6139 | 7680284.0393 | 19982523.6274 | 13638482.9755 | 60994326.6405 | 3144235.0165 | 30089847.6181 | 30089847.6181 | 22413605.2974 | 11717022.4191 | 0 | 94228409.2751 | 158448884.6097 | 2371373.7057 | 31.0647 | 3033.2949 | 5100.6081 | 68.0209 | 114.3799
1 | 6400 | 707 | 0.035 | 15 | 15 | 7 | 3.1623e-09 | 0 | CO2 | Porous | Wet | R245fa | MinimizeLCOE | IgnoreSilica | 177.2272 | 45.1636 | 7.771 | 4 | 3031.692 | 5097.7087 | 67.985 | 114.3149 | 163.9608 | 19.3027 | 21852910675.5068 | 10968122.2272 | 0 | 5727387.4669 | 0 | 0 | 0 | 3000531.4589 | 7681456.0496 | 19985572.9579 | 13640564.2062 | 61003634.3667 | 3144235.0165 | 30089847.6181 | 30089847.6181 | 22413605.2974 | 11717022.4191 | 0 | 94237717.0013 | 158458192.3359 | 3162277.6602 | 31.0842 | 3031.692 | 5097.7087 | 67.985 | 114.3149
1 | 6400 | 707 | 0.035 | 15 | 15 | 7 | 4.217e-09 | 0 | CO2 | Porous | Wet | R245fa | MinimizeLCOE | IgnoreSilica | 177.2855 | 45.1805 | 7.7745 | 4 | 3030.4901 | 5095.5795 | 67.958 | 114.2671 | 163.9553 | 19.2996 | 21846058973.3338 | 10970121.2837 | 0 | 5728895.8109 | 0 | 0 | 0 | 2998618.5406 | 7682077.8977 | 19987190.879 | 13641668.4707 | 61008572.8826 | 3144235.0165 | 30089847.6181 | 30089847.6181 | 22413605.2974 | 11717022.4191 | 0 | 94242655.5172 | 158463130.8518 | 4216965.0343 | 31.0982 | 3030.4901 | 5095.5795 | 67.958 | 114.2671
1 | 6400 | 707 | 0.035 | 15 | 15 | 7 | 5.6234e-09 | 0 | CO2 | Porous | Wet | R245fa | MinimizeLCOE | IgnoreSilica | 177.3218 | 45.1914 | 7.777 | 4 | 3029.5888 | 5094.0264 | 67.9378 | 114.2323 | 163.9518 | 19.2977 | 21848816584.6102 | 10971364.7357 | 0 | 5729834.0579 | 0 | 0 | 0 | 2996991.6013 | 7682294.254 | 19987753.7936 | 13642052.6714 | 61010291.1139 | 3144235.0165 | 30089847.6181 | 30089847.6181 | 22413605.2974 | 11717022.4191 | 0 | 94244373.7485 | 158464849.0831 | 5623413.2519 | 31.108 | 3029.5888 | 5094.0264 | 67.9378 | 114.2323
1 | 6400 | 707 | 0.035 | 15 | 15 | 7 | 7.4989e-09 | 0 | CO2 | Porous | Wet | R245fa | MinimizeLCOE | IgnoreSilica | 177.3561 | 45.2012 | 7.779 | 4 | 3028.9129 | 5092.8211 | 67.9226 | 114.2053 | 163.9486 | 19.2959 | 21847886674.1927 | 10972537.9969 | 0 | 5730719.8282 | 0 | 0 | 0 | 2995949.5718 | 7682690.8848 | 19988785.7456 | 13642756.9998 | 61013441.027 | 3144235.0165 | 30089847.6181 | 30089847.6181 | 22413605.2974 | 11717022.4191 | 0 | 94247523.6616 | 158467998.9962 | 7498942.0933 | 31.116 | 3028.9129 | 5092.8211 | 67.9226 | 114.2053
1 | 6400 | 707 | 0.035 | 15 | 15 | 7 | 1e-08 | 0 | CO2 | Porous | Wet | R245fa | MinimizeLCOE | IgnoreSilica | 177.3755 | 45.2071 | 7.7803 | 4 | 3028.4061 | 5091.9535 | 67.9113 | 114.1858 | 163.9468 | 19.2949 | 21849846962.8016 | 10973204.0373 | 0 | 5731222.5474 | 0 | 0 | 0 | 2995008.3925 | 7682779.6411 | 19989016.6713 | 13642914.6114 | 61014145.901 | 3144235.0165 | 30089847.6181 | 30089847.6181 | 22413605.2974 | 11717022.4191 | 0 | 94248228.5356 | 158468703.8702 | 10000000 | 31.1214 | 3028.4061 | 5091.9535 | 67.9113 | 114.1858
1 | 6500 | 707 | 0.035 | 15 | 15 | 7 | 1e-13 | 0 | CO2 | Porous | Wet | R245fa | MinimizeLCOE | IgnoreSilica | 2.4257 | 0.085272 | 0.0092383 | 4 | 988871.7474 | 2763076.7937 | 22175.2083 | 61961.3247 | 101.1985 | 20.6565 | 241448568.797 | 357772.5609 | 0 | 148035.7963 | 0 | 0 | 0 | 352745.5819 | 334836.0363 | 871174.6821 | 594594.6214 | 2659159.2789 | 3144235.0165 | 30738450.8463 | 30738450.8463 | 22874378.7166 | 11949490.5493 | 0 | 36541845.1417 | 102104165.2539 | 100 | 0.036953 | 988871.7474 | 2763076.7937 | 22175.2083 | 61961.3247
1 | 6500 | 707 | 0.035 | 15 | 15 | 7 | 1.3335e-13 | 0 | CO2 | Porous | Wet | R245fa | MinimizeLCOE | IgnoreSilica | 3.5318 | 0.2549 | 0.027728 | 4 | 339999.9625 | 931115.5675 | 7624.4164 | 20880.04 | 116.4921 | 21.6388 | 178123432.5012 | 524921.2748 | 0 | 234281.1814 | 0 | 0 | 0 | 476628.25 | 481973.9754 | 1253997.4176 | 855879.0046 | 3827681.1037 | 3144235.0165 | 30738450.8463 | 30738450.8463 | 22874378.7166 | 11949490.5493 | 0 | 37710366.9665 | 103272687.0787 | 133.3521 | 0.11091 | 339999.9625 | 931115.5675 | 7624.4164 | 20880.04
1 | 6500 | 707 | 0.035 | 15 | 15 | 7 | 1.7783e-13 | 0 | CO2 | Porous | Wet | R245fa | MinimizeLCOE | IgnoreSilica | 4.9519 | 0.51543 | 0.057503 | 4 | 169853.8526 | 454894.2915 | 3808.9313 | 10200.8938 | 128.9791 | 22.3367 | 1485094662.5805 | 727227.5477 | 0 | 327301.1106 | 0 | 0 | 0 | 619696.3152 | 652947.7397 | 1698836.0807 | 1159490.5326 | 5185499.3265 | 3144235.0165 | 30738450.8463 | 30738450.8463 | 22874378.7166 | 11949490.5493 | 0 | 39068185.1893 | 104630505.3016 | 177.8279 | 0.23001 | 169853.8526 | 454894.2915 | 3808.9313 | 10200.8938
1 | 6500 | 707 | 0.035 | 15 | 15 | 7 | 2.3714e-13 | 0 | CO2 | Porous | Wet | R245fa | MinimizeLCOE | IgnoreSilica | 6.6593 | 0.87002 | 0.10168 | 4 | 99559.9385 | 260751.3793 | 2232.6074 | 5847.2862 | 138.5237 | 22.8105 | 2441268513.5637 | 953585.0658 | 0 | 414834.5209 | 0 | 0 | 0 | 766342.4813 | 832557.2065 | 2166143.0704 | 1478437.1554 | 6611899.5004 | 3144235.0165 | 30738450.8463 | 30738450.8463 | 22874378.7166 | 11949490.5493 | 0 | 40494585.3632 | 106056905.4754 | 237.1374 | 0.40674 | 99559.9385 | 260751.3793 | 2232.6074 | 5847.2862
1 | 6500 | 707 | 0.035 | 15 | 15 | 7 | 3.1623e-13 | 0 | CO2 | Porous | Wet | R245fa | MinimizeLCOE | IgnoreSilica | 8.7936 | 1.3445 | 0.16339 | 4 | 64449.2388 | 164765.1107 | 1445.2585 | 3694.8175 | 146.1602 | 23.1569 | 3562046849.0812 | 1215363.2265 | 0 | 518160.2668 | 0 | 0 | 0 | 926472.0522 | 1037398.2628 | 2699097.48 | 1842189.491 | 8238680.7793 | 3144235.0165 | 30738450.8463 | 30738450.8463 | 22874378.7166 | 11949490.5493 | 0 | 42121366.6421 | 107683686.7544 | 316.2278 | 0.65356 | 64449.2388 | 164765.1107 | 1445.2585 | 3694.8175
1 | 6500 | 707 | 0.035 | 15 | 15 | 7 | 4.217e-13 | 0 | CO2 | Porous | Wet | R245fa | MinimizeLCOE | IgnoreSilica | 11.5024 | 1.9714 | 0.24742 | 4 | 44473.5192 | 110719.8191 | 997.3078 | 2482.865 | 152.3319 | 23.4152 | 4865959068.9317 | 1522253.5028 | 0 | 642335.4671 | 0 | 0 | 0 | 1106584.2859 | 1275757.5698 | 3319259.5027 | 2265462.8146 | 10131653.1429 | 3144235.0165 | 30738450.8463 | 30738450.8463 | 22874378.7166 | 11949490.5493 | 0 | 44014339.0057 | 109576659.118 | 421.6965 | 0.98968 | 44473.5192 | 110719.8191 | 997.3078 | 2482.865
1 | 6500 | 707 | 0.035 | 15 | 15 | 7 | 5.6234e-13 | 0 | CO2 | Porous | Wet | R245fa | MinimizeLCOE | IgnoreSilica | 14.964 | 2.7926 | 0.36016 | 4 | 32096.1509 | 77604.808 | 719.7484 | 1740.2689 | 157.31 | 23.6067 | 6181922280.4887 | 1884435.5761 | 0 | 792812.488 | 0 | 0 | 0 | 1312359.6152 | 1555946.9949 | 4048254.9121 | 2763017.1608 | 12356826.7471 | 3144235.0165 | 30738450.8463 | 30738450.8463 | 22874378.7166 | 11949490.5493 | 0 | 46239512.6099 | 111801832.7221 | 562.3413 | 1.4407 | 32096.1509 | 77604.808 | 719.7484 | 1740.2689
1 | 6500 | 707 | 0.035 | 15 | 15 | 7 | 7.4989e-13 | 0 | CO2 | Porous | Wet | R245fa | MinimizeLCOE | IgnoreSilica | 19.3318 | 3.8478 | 0.50941 | 4 | 23958.2786 | 56134.1584 | 537.2586 | 1258.7948 | 161.248 | 23.7417 | 7684265010.5346 | 2306841.8807 | 0 | 973083.6297 | 0 | 0 | 0 | 1542172.0494 | 1880618.0483 | 4892982.394 | 3339561.0246 | 14935259.0269 | 3144235.0165 | 30738450.8463 | 30738450.8463 | 22874378.7166 | 11949490.5493 | 0 | 48817944.8897 | 114380265.0019 | 749.8942 | 2.0376 | 23958.2786 | 56134.1584 | 537.2586 | 1258.7948
1 | 6500 | 707 | 0.035 | 15 | 15 | 7 | 1e-12 | 0 | CO2 | Porous | Wet | R245fa | MinimizeLCOE | IgnoreSilica | 24.8398 | 5.195 | 0.70503 | 4 | 18372.1249 | 41620.0939 | 411.9904 | 933.3205 | 164.3457 | 23.8276 | 9261583837.3754 | 2799888.5635 | 0 | 1189189.0972 | 0 | 0 | 0 | 1799636.1921 | 2257598.4026 | 5873807.9464 | 4008994.6181 | 17929114.8199 | 3144235.0165 | 30738450.8463 | 30738450.8463 | 22874378.7166 | 11949490.5493 | 0 | 51811800.6827 | 117374120.7949 | 1000 | 2.8201 | 18372.1249 | 41620.0939 | 411.9904 | 933.3205
1 | 6500 | 707 | 0.035 | 15 | 15 | 7 | 1.3335e-12 | 0 | CO2 | Porous | Wet | R245fa | MinimizeLCOE | IgnoreSilica | 31.7218 | 6.8947 | 0.95852 | 4 | 14412.1432 | 31512.0874 | 323.1888 | 706.6509 | 166.7425 | 23.8653 | 10904710375.0721 | 3370840.3435 | 0 | 1446169.1301 | 0 | 0 | 0 | 2084080.8532 | 2691425.2274 | 7002536.3546 | 4779374.9497 | 21374426.8585 | 3144235.0165 | 30738450.8463 | 30738450.8463 | 22874378.7166 | 11949490.5493 | 0 | 55257112.7213 | 120819432.8336 | 1333.5214 | 3.8341 | 14412.1432 | 31512.0874 | 323.1888 | 706.6509
1 | 6500 | 707 | 0.035 | 15 | 15 | 7 | 1.7783e-12 | 0 | CO2 | Porous | Wet | R245fa | MinimizeLCOE | IgnoreSilica | 40.2332 | 9.014 | 1.2826 | 4 | 11536.0337 | 24315.2993 | 258.6927 | 545.2647 | 168.5547 | 23.8502 | 12552219845.8871 | 4026020.3463 | 0 | 1749042.6642 | 0 | 0 | 0 | 2393915.6401 | 3185901.6737 | 8289062.6368 | 5657455.5728 | 25301398.5339 | 3144235.0165 | 30738450.8463 | 30738450.8463 | 22874378.7166 | 11949490.5493 | 0 | 59184084.3967 | 124746404.509 | 1778.2794 | 5.1304 | 11536.0337 | 24315.2993 | 258.6927 | 545.2647
1 | 6500 | 707 | 0.035 | 15 | 15 | 7 | 2.3714e-12 | 0 | CO2 | Porous | Wet | R245fa | MinimizeLCOE | IgnoreSilica | 50.489 | 11.5905 | 1.688 | 4 | 9409.324 | 19119.3257 | 211.0018 | 428.7462 | 169.8554 | 23.7732 | 14231371109.6161 | 4759324.3486 | 0 | 2097441.8768 | 0 | 0 | 0 | 2716052.0992 | 3733399.1466 | 9713538.754 | 6629689.7928 | 29649446.018 | 3144235.0165 | 30738450.8463 | 30738450.8463 | 22874378.7166 | 11949490.5493 | 0 | 63532131.8808 | 129094451.993 | 2371.3737 | 6.752 | 9409.324 | 19119.3257 | 211.0018 | 428.7462
1 | 6500 | 707 | 0.035 | 15 | 15 | 7 | 3.1623e-12 | 0 | CO2 | Porous | Wet | R245fa | MinimizeLCOE | IgnoreSilica | 62.565 | 14.6512 | 2.1822 | 4 | 7817.1321 | 15328.1055 | 175.2973 | 343.729 | 170.7129 | 23.6214 | 15824468215.5537 | 5562090.2422 | 0 | 2489987.7138 | 0 | 0 | 0 | 3039055.5745 | 4325542.0769 | 11254173.1933 | 7681204.4546 | 34352053.2551 | 3144235.0165 | 30738450.8463 | 30738450.8463 | 22874378.7166 | 11949490.5493 | 0 | 68234739.1179 | 133797059.2302 | 3162.2777 | 8.7289 | 7817.1321 | 15328.1055 | 175.2973 | 343.729
1 | 6500 | 707 | 0.035 | 15 | 15 | 7 | 4.217e-12 | 0 | CO2 | Porous | Wet | R245fa | MinimizeLCOE | IgnoreSilica | 76.1964 | 18.1431 | 2.7618 | 4 | 6615.746 | 12550.4666 | 148.3565 | 281.4412 | 171.1653 | 23.3804 | 17311346467.196 | 6404923.828 | 0 | 2915277.9643 | 0 | 0 | 0 | 3337169.7026 | 4936374.883 | 12843434.8559 | 8765908.1953 | 39203089.4292 | 3144235.0165 | 30738450.8463 | 30738450.8463 | 22874378.7166 | 11949490.5493 | 0 | 73085775.292 | 138648095.4042 | 4216.965 | 11.0472 | 6615.746 | 12550.4666 | 148.3565 | 281.4412
1 | 6500 | 707 | 0.035 | 15 | 15 | 7 | 5.6234e-12 | 0 | CO2 | Porous | Wet | R245fa | MinimizeLCOE | IgnoreSilica | 90.7861 | 21.9256 | 3.4076 | 4 | 5708.4874 | 10518.442 | 128.0114 | 235.8735 | 171.2669 | 23.056 | 18614378892.2097 | 7245354.3941 | 0 | 3353883.2049 | 0 | 0 | 0 | 3583369.3524 | 5531216.7111 | 14391091.2736 | 9822215.5016 | 43927130.4377 | 3144235.0165 | 30738450.8463 | 30738450.8463 | 22874378.7166 | 11949490.5493 | 0 | 77809816.3005 | 143372136.4128 | 5623.4133 | 13.6305 | 5708.4874 | 10518.442 | 128.0114 | 235.8735
1 | 6500 | 707 | 0.035 | 15 | 15 | 7 | 7.4989e-12 | 0 | CO2 | Porous | Wet | R245fa | MinimizeLCOE | IgnoreSilica | 105.4607 | 25.7839 | 4.0856 | 4 | 5023.8187 | 9035.6127 | 112.6579 | 202.6214 | 171.0767 | 22.6594 | 19698539367.7655 | 8034009.7468 | 0 | 3780985.2412 | 0 | 0 | 0 | 3753166.1349 | 6071582.8379 | 15797013.0914 | 10781786.0311 | 48218543.0833 | 3144235.0165 | 30738450.8463 | 30738450.8463 | 22874378.7166 | 11949490.5493 | 0 | 82101228.9461 | 147663549.0584 | 7498.9421 | 16.3424 | 5023.8187 | 9035.6127 | 112.6579 | 202.6214
1 | 6500 | 707 | 0.035 | 15 | 15 | 7 | 1e-11 | 0 | CO2 | Porous | Wet | R245fa | MinimizeLCOE | IgnoreSilica | 119.3124 | 29.4813 | 4.7535 | 4 | 4509.0779 | 7957.1877 | 101.115 | 178.438 | 170.678 | 22.2212 | 20535306283.4872 | 8730488.4015 | 0 | 4173310.0338 | 0 | 0 | 0 | 3837765.8501 | 6529210.0713 | 16987665.2804 | 11594430.6155 | 51852870.2526 | 3144235.0165 | 30738450.8463 | 30738450.8463 | 22874378.7166 | 11949490.5493 | 0 | 85735556.1154 | 151297876.2276 | 10000 | 19.014 | 4509.0779 | 7957.1877 | 101.115 | 178.438
1 | 6500 | 707 | 0.035 | 15 | 15 | 7 | 1.3335e-11 | 0 | CO2 | Porous | Wet | R245fa | MinimizeLCOE | IgnoreSilica | 131.5755 | 32.8073 | 5.3713 | 4 | 4123.6659 | 7175.1493 | 92.4722 | 160.901 | 170.1654 | 21.7814 | 21158755999.0295 | 9309908.5553 | 0 | 4513073.4855 | 0 | 0 | 0 | 3842958.8044 | 6889716.9296 | 17925630.1756 | 12234610.9297 | 54715898.8802 | 3144235.0165 | 30738450.8463 | 30738450.8463 | 22874378.7166 | 11949490.5493 | 0 | 88598584.743 | 154160904.8553 | 13335.2143 | 21.4854 | 4123.6659 | 7175.1493 | 92.4722 | 160.901
1 | 6500 | 707 | 0.035 | 15 | 15 | 7 | 1.7783e-11 | 0 | CO2 | Porous | Wet | R245fa | MinimizeLCOE | IgnoreSilica | 141.9434 | 35.6631 | 5.9146 | 4 | 3835.5063 | 6606.7191 | 86.0103 | 148.1541 | 169.6149 | 21.3673 | 21587092957.2931 | 9772419.3696 | 0 | 4795395.0323 | 0 | 0 | 0 | 3790081.559 | 7159579.4248 | 18627757.0315 | 12713826.9362 | 56859059.3534 | 3144235.0165 | 30738450.8463 | 30738450.8463 | 22874378.7166 | 11949490.5493 | 0 | 90741745.2162 | 156304065.3284 | 17782.7941 | 23.6583 | 3835.5063 | 6606.7191 | 86.0103 | 148.1541
1 | 6500 | 707 | 0.035 | 15 | 15 | 7 | 2.3714e-11 | 0 | CO2 | Porous | Wet | R245fa | MinimizeLCOE | IgnoreSilica | 150.3575 | 38.012 | 6.3713 | 4 | 3621.1312 | 6193.6998 | 81.203 | 138.8922 | 169.0973 | 21.0082 | 21871631090.9203 | 10130079.892 | 0 | 5021488.2561 | 0 | 0 | 0 | 3704626.6589 | 7353915.9747 | 19133380.8707 | 13058925.5959 | 58402417.2483 | 3144235.0165 | 30738450.8463 | 30738450.8463 | 22874378.7166 | 11949490.5493 | 0 | 92285103.1111 | 157847423.2234 | 23713.7371 | 25.4852 | 3621.1312 | 6193.6998 | 81.203 | 138.8922
1 | 6500 | 707 | 0.035 | 15 | 15 | 7 | 3.1623e-11 | 0 | CO2 | Porous | Wet | R245fa | MinimizeLCOE | IgnoreSilica | 157.0271 | 39.896 | 6.7439 | 4 | 3461.3622 | 5891.7889 | 77.6202 | 132.1219 | 168.6382 | 20.7065 | 22048930364.584 | 10401879.4655 | 0 | 5198907.4051 | 0 | 0 | 0 | 3606482.2797 | 7490834.9686 | 19489616.0068 | 13302063.3962 | 59489783.522 | 3144235.0165 | 30738450.8463 | 30738450.8463 | 22874378.7166 | 11949490.5493 | 0 | 93372469.3848 | 158934789.497 | 31622.7766 | 26.9756 | 3461.3622 | 5891.7889 | 77.6202 | 132.1219
1 | 6500 | 707 | 0.035 | 15 | 15 | 7 | 4.217e-11 | 0 | CO2 | Porous | Wet | R245fa | MinimizeLCOE | IgnoreSilica | 162.2017 | 41.3727 | 7.0405 | 4 | 3342.2219 | 5670.2514 | 74.9485 | 127.154 | 168.2516 | 20.4619 | 22162361672.5852 | 10605502.8949 | 0 | 5335519.7871 | 0 | 0 | 0 | 3508943.6957 | 7585486.8873 | 19735880.8834 | 13470144.2347 | 60241478.3832 | 3144235.0165 | 30738450.8463 | 30738450.8463 | 22874378.7166 | 11949490.5493 | 0 | 94124164.246 | 159686484.3582 | 42169.6503 | 28.1622 | 3342.2219 | 5670.2514 | 74.9485 | 127.154
1 | 6500 | 707 | 0.035 | 15 | 15 | 7 | 5.6234e-11 | 0 | CO2 | Porous | Wet | R245fa | MinimizeLCOE | IgnoreSilica | 166.1575 | 42.5115 | 7.2725 | 4 | 3253.2987 | 5507.0723 | 72.9544 | 123.4948 | 167.9377 | 20.2685 | 22239499185.1289 | 10756818.5914 | 0 | 5439366.584 | 0 | 0 | 0 | 3419852.2416 | 7650254.5927 | 19904393.1671 | 13585157.3309 | 60755842.5078 | 3144235.0165 | 30738450.8463 | 30738450.8463 | 22874378.7166 | 11949490.5493 | 0 | 94638528.3706 | 160200848.4829 | 56234.1325 | 29.09 | 3253.2987 | 5507.0723 | 72.9544 | 123.4948
1 | 6500 | 707 | 0.035 | 15 | 15 | 7 | 7.4989e-11 | 0 | CO2 | Porous | Wet | R245fa | MinimizeLCOE | IgnoreSilica | 169.2003 | 43.3921 | 7.4527 | 4 | 3186.8664 | 5386.1473 | 71.4647 | 120.783 | 167.6852 | 20.116 | 22275665582.079 | 10870607.4132 | 0 | 5518908.7567 | 0 | 0 | 0 | 3344205.9369 | 7696151.6217 | 20023807.8218 | 13666660.2865 | 61120341.8367 | 3144235.0165 | 30738450.8463 | 30738450.8463 | 22874378.7166 | 11949490.5493 | 0 | 95003027.6995 | 160565347.8118 | 74989.4209 | 29.8108 | 3186.8664 | 5386.1473 | 71.4647 | 120.783
1 | 6500 | 707 | 0.035 | 15 | 15 | 7 | 1e-10 | 0 | CO2 | Porous | Wet | R245fa | MinimizeLCOE | IgnoreSilica | 171.4829 | 44.057 | 7.5904 | 4 | 3137.1945 | 5296.5634 | 70.3508 | 118.7741 | 167.4893 | 19.9994 | 22306794478.3 | 10954465.0718 | 0 | 5578391.6657 | 0 | 0 | 0 | 3280882.1494 | 7727358.1659 | 20105000.8486 | 13722076.1956 | 61368174.097 | 3144235.0165 | 30738450.8463 | 30738450.8463 | 22874378.7166 | 11949490.5493 | 0 | 95250859.9598 | 160813180.0721 | 100000 | 30.3618 | 3137.1945 | 5296.5634 | 70.3508 | 118.7741
1 | 6500 | 707 | 0.035 | 15 | 15 | 7 | 1.3335e-10 | 0 | CO2 | Porous | Wet | R245fa | MinimizeLCOE | IgnoreSilica | 173.2151 | 44.5633 | 7.6957 | 4 | 3100.0287 | 5229.869 | 69.5174 | 117.2785 | 167.337 | 19.9096 | 22323355207.0838 | 11017230.2802 | 0 | 5623424.5206 | 0 | 0 | 0 | 3230075.2539 | 7749584.7213 | 20162829.7865 | 13761545.634 | 61544690.1967 | 3144235.0165 | 30738450.8463 | 30738450.8463 | 22874378.7166 | 11949490.5493 | 0 | 95427376.0595 | 160989696.1717 | 133352.1432 | 30.7827 | 3100.0287 | 5229.869 | 69.5174 | 117.2785
1 | 6500 | 707 | 0.035 | 15 | 15 | 7 | 1.7783e-10 | 0 | CO2 | Porous | Wet | R245fa | MinimizeLCOE | IgnoreSilica | 174.5233 | 44.9467 | 7.7756 | 4 | 3072.2051 | 5180.1427 | 68.8935 | 116.1634 | 167.2198 | 19.8411 | 22332599266.7294 | 11064130.7489 | 0 | 5657375.0338 | 0 | 0 | 0 | 3189956.4999 | 7765470.2902 | 20204160.7782 | 13789754.8851 | 61670848.2361 | 3144235.0165 | 30738450.8463 | 30738450.8463 | 22874378.7166 | 11949490.5493 | 0 | 95553534.0989 | 161115854.2111 | 177827.941 | 31.1026 | 3072.2051 | 5180.1427 | 68.8935 | 116.1634
1 | 6500 | 707 | 0.035 | 15 | 15 | 7 | 2.3714e-10 | 0 | CO2 | Porous | Wet | R245fa | MinimizeLCOE | IgnoreSilica | 175.4996 | 45.2339 | 7.836 | 4 | 3051.3665 | 5143.0735 | 68.4262 | 115.3322 | 167.1311 | 19.7896 | 22341826931.7244 | 11098852.5639 | 0 | 5682681.3467 | 0 | 0 | 0 | 3158434.9693 | 7776587.8632 | 20233086.4225 | 13809497.2317 | 61759140.3972 | 3144235.0165 | 30738450.8463 | 30738450.8463 | 22874378.7166 | 11949490.5493 | 0 | 95641826.26 | 161204146.3723 | 237137.3706 | 31.3439 | 3051.3665 | 5143.0735 | 68.4262 | 115.3322
1 | 6500 | 707 | 0.035 | 15 | 15 | 7 | 3.1623e-10 | 0 | CO2 | Porous | Wet | R245fa | MinimizeLCOE | IgnoreSilica | 176.2501 | 45.4543 | 7.8819 | 4 | 3035.7546 | 5115.2745 | 68.0761 | 114.7088 | 167.0622 | 19.7498 | 22340994972.971 | 11125375.679 | 0 | 5702113.8492 | 0 | 0 | 0 | 3134531.1152 | 7785188.051 | 20255462.3469 | 13824769.2599 | 61827440.3012 | 3144235.0165 | 30738450.8463 | 30738450.8463 | 22874378.7166 | 11949490.5493 | 0 | 95710126.164 | 161272446.2763 | 316227.766 | 31.5276 | 3035.7546 | 5115.2745 | 68.0761 | 114.7088
1 | 6500 | 707 | 0.035 | 15 | 15 | 7 | 4.217e-10 | 0 | CO2 | Porous | Wet | R245fa | MinimizeLCOE | IgnoreSilica | 176.8102 | 45.6192 | 7.9164 | 4 | 3024.0554 | 5094.5052 | 67.8137 | 114.243 | 167.0104 | 19.7199 | 22341555518.1479 | 11145076.7 | 0 | 5716606.1283 | 0 | 0 | 0 | 3116101.0244 | 7791335.7025 | 20271457.2753 | 13835686.1272 | 61876262.9575 | 3144235.0165 | 30738450.8463 | 30738450.8463 | 22874378.7166 | 11949490.5493 | 0 | 95758948.8203 | 161321268.9326 | 421696.5034 | 31.6657 | 3024.0554 | 5094.5052 | 67.8137 | 114.243
1 | 6500 | 707 | 0.035 | 15 | 15 | 7 | 5.6234e-10 | 0 | CO2 | Porous | Wet | R245fa | MinimizeLCOE | IgnoreSilica | 176.199 | 45.4844 | 7.9195 | 4 | 3014.992 | 5084.6515 | 67.6105 | 114.0221 | 167.0611 | 19.7486 | 6416958366.7148 | 11122894.0819 | 0 | 5700790.9369 | 0 | 0 | 0 | 3073204.4259 | 7759786.8834 | 20189373.7195 | 13779662.4137 | 61625712.4614 | 3144235.0165 | 30738450.8463 | 30738450.8463 | 22874378.7166 | 11949490.5493 | 0 | 95508398.3242 | 161070718.4364 | 562341.3252 | 31.6778 | 3014.992 | 5084.6515 | 67.6105 | 114.0221
1 | 6500 | 707 | 0.035 | 15 | 15 | 7 | 7.4989e-10 | 0 | CO2 | Porous | Wet | R245fa | MinimizeLCOE | IgnoreSilica | 177.5413 | 45.8368 | 7.9622 | 4 | 3008.3441 | 5066.9015 | 67.4614 | 113.624 | 166.9362 | 19.6768 | 22344155306.2092 | 11169963.907 | 0 | 5735507.1832 | 0 | 0 | 0 | 3089364.648 | 7797985.9379 | 20288759.8236 | 13847495.4719 | 61929076.9716 | 3144235.0165 | 30738450.8463 | 30738450.8463 | 22874378.7166 | 11949490.5493 | 0 | 95811762.8344 | 161374082.9467 | 749894.2093 | 31.8487 | 3008.3441 | 5066.9015 | 67.4614 | 113.624
1 | 6500 | 707 | 0.035 | 15 | 15 | 7 | 1e-09 | 0 | CO2 | Porous | Wet | R245fa | MinimizeLCOE | IgnoreSilica | 177.7823 | 45.9077 | 7.9769 | 4 | 3003.42 | 5058.1645 | 67.351 | 113.4281 | 166.9137 | 19.6639 | 22342308388.6843 | 11178373.1327 | 0 | 5741733.8095 | 0 | 0 | 0 | 3081404.6577 | 7800589.5239 | 20295533.8204 | 13852118.8639 | 61949753.8081 | 3144235.0165 | 30738450.8463 | 30738450.8463 | 22874378.7166 | 11949490.5493 | 0 | 95832439.6709 | 161394759.7832 | 1000000 | 31.9078 | 3003.42 | 5058.1645 | 67.351 | 113.4281
1 | 6500 | 707 | 0.035 | 15 | 15 | 7 | 1.3335e-09 | 0 | CO2 | Porous | Wet | R245fa | MinimizeLCOE | IgnoreSilica | 177.948 | 45.9572 | 7.9877 | 4 | 2999.7282 | 5051.7044 | 67.2682 | 113.2832 | 166.8981 | 19.655 | 22347397801.808 | 11184150.3106 | 0 | 5746016.4839 | 0 | 0 | 0 | 3075002.7373 | 7802016.1174 | 20299245.5239 | 13854652.1778 | 61961083.3509 | 3144235.0165 | 30738450.8463 | 30738450.8463 | 22874378.7166 | 11949490.5493 | 0 | 95843769.2137 | 161406089.326 | 1333521.4322 | 31.9508 | 2999.7282 | 5051.7044 | 67.2682 | 113.2832
1 | 6500 | 707 | 0.035 | 15 | 15 | 7 | 1.7783e-09 | 0 | CO2 | Porous | Wet | R245fa | MinimizeLCOE | IgnoreSilica | 178.0944 | 45.9998 | 7.9963 | 4 | 2996.9602 | 5046.7371 | 67.2061 | 113.1719 | 166.8844 | 19.6471 | 22341659427.7462 | 11189242.7124 | 0 | 5749796.0587 | 0 | 0 | 0 | 3070748.3649 | 7803816.983 | 20303931.0069 | 13857850.1162 | 61975385.2421 | 3144235.0165 | 30738450.8463 | 30738450.8463 | 22874378.7166 | 11949490.5493 | 0 | 95858071.1049 | 161420391.2171 | 1778279.41 | 31.9851 | 2996.9602 | 5046.7371 | 67.2061 | 113.1719
1 | 6500 | 707 | 0.035 | 15 | 15 | 7 | 2.3714e-09 | 0 | CO2 | Porous | Wet | R245fa | MinimizeLCOE | IgnoreSilica | 178.1844 | 46.0268 | 8.0023 | 4 | 2994.8847 | 5043.127 | 67.1596 | 113.0909 | 166.8759 | 19.6423 | 22345918340.2936 | 11192373.292 | 0 | 5752120.6785 | 0 | 0 | 0 | 3067032.3263 | 7804495.2557 | 20305695.7333 | 13859054.5783 | 61980771.8641 | 3144235.0165 | 30738450.8463 | 30738450.8463 | 22874378.7166 | 11949490.5493 | 0 | 95863457.7269 | 161425777.8391 | 2371373.7057 | 32.0091 | 2994.8847 | 5043.127 | 67.1596 | 113.0909
1 | 6500 | 707 | 0.035 | 15 | 15 | 7 | 3.1623e-09 | 0 | CO2 | Porous | Wet | R245fa | MinimizeLCOE | IgnoreSilica | 178.2575 | 46.0485 | 8.0069 | 4 | 2993.3285 | 5040.3885 | 67.1247 | 113.0295 | 166.869 | 19.6383 | 22346651891.6366 | 11194916.1031 | 0 | 5754010.042 | 0 | 0 | 0 | 3064384.6686 | 7805191.2174 | 20307506.4827 | 13860290.452 | 61986298.9659 | 3144235.0165 | 30738450.8463 | 30738450.8463 | 22874378.7166 | 11949490.5493 | 0 | 95868984.8287 | 161431304.941 | 3162277.6602 | 32.0276 | 2993.3285 | 5040.3885 | 67.1247 | 113.0295
1 | 6500 | 707 | 0.035 | 15 | 15 | 7 | 4.217e-09 | 0 | CO2 | Porous | Wet | R245fa | MinimizeLCOE | IgnoreSilica | 178.3159 | 46.0657 | 8.0104 | 4 | 2992.1616 | 5038.3155 | 67.0985 | 112.983 | 166.8635 | 19.6352 | 22345689177.456 | 11196942.7546 | 0 | 5755516.6385 | 0 | 0 | 0 | 3062484.7482 | 7805828.2152 | 20309163.8203 | 13861421.6189 | 61991357.7958 | 3144235.0165 | 30738450.8463 | 30738450.8463 | 22874378.7166 | 11949490.5493 | 0 | 95874043.6586 | 161436363.7709 | 4216965.0343 | 32.0417 | 2992.1616 | 5038.3155 | 67.0985 | 112.983
1 | 6500 | 707 | 0.035 | 15 | 15 | 7 | 5.6234e-09 | 0 | CO2 | Porous | Wet | R245fa | MinimizeLCOE | IgnoreSilica | 178.3501 | 46.0761 | 8.0129 | 4 | 2991.2865 | 5036.8155 | 67.0789 | 112.9494 | 166.8603 | 19.6333 | 22349090827.1139 | 11198133.0277 | 0 | 5756401.4191 | 0 | 0 | 0 | 3060812.2063 | 7805985.1947 | 20309572.2489 | 13861700.3799 | 61992604.4766 | 3144235.0165 | 30738450.8463 | 30738450.8463 | 22874378.7166 | 11949490.5493 | 0 | 95875290.3394 | 161437610.4517 | 5623413.2519 | 32.0515 | 2991.2865 | 5036.8155 | 67.0789 | 112.9494
1 | 6500 | 707 | 0.035 | 15 | 15 | 7 | 7.4989e-09 | 0 | CO2 | Porous | Wet | R245fa | MinimizeLCOE | IgnoreSilica | 178.389 | 46.0873 | 8.015 | 4 | 2990.6304 | 5035.6156 | 67.0642 | 112.9225 | 166.8566 | 19.6312 | 22345902599.8833 | 11199483.0193 | 0 | 5757405.7234 | 0 | 0 | 0 | 3059897.7615 | 7806546.7366 | 20311033.2658 | 13862697.5539 | 61997064.0606 | 3144235.0165 | 30738450.8463 | 30738450.8463 | 22874378.7166 | 11949490.5493 | 0 | 95879749.9234 | 161442070.0357 | 7498942.0933 | 32.06 | 2990.6304 | 5035.6156 | 67.0642 | 112.9225
1 | 6500 | 707 | 0.035 | 15 | 15 | 7 | 1e-08 | 0 | CO2 | Porous | Wet | R245fa | MinimizeLCOE | IgnoreSilica | 178.4038 | 46.0921 | 8.0163 | 4 | 2990.1384 | 5034.7977 | 67.0531 | 112.9041 | 166.8552 | 19.6304 | 22349751849.2111 | 11199997.745 | 0 | 5757788.304 | 0 | 0 | 0 | 3058840.4322 | 7806484.3277 | 20310870.8905 | 13862586.7295 | 61996568.4289 | 3144235.0165 | 30738450.8463 | 30738450.8463 | 22874378.7166 | 11949490.5493 | 0 | 95879254.2917 | 161441574.404 | 10000000 | 32.0652 | 2990.1384 | 5034.7977 | 67.0531 | 112.9041
1 | 6600 | 707 | 0.035 | 15 | 15 | 7 | 1e-13 | 0 | CO2 | Porous | Wet | R245fa | MinimizeLCOE | IgnoreSilica | 2.484 | 0.089841 | 0.0098297 | 4 | 948285.1267 | 2650215.1168 | 21265.0632 | 59430.4291 | 102.8571 | 21.0756 | 304955464.4783 | 370069.3398 | 0 | 152689.7968 | 0 | 0 | 0 | 364586.6323 | 346064.8499 | 900389.7517 | 614534.5067 | 2748334.8772 | 3144235.0165 | 31392914.1654 | 31392914.1654 | 23340719.2222 | 12184302.7159 | 0 | 37285484.059 | 104203420.1625 | 100 | 0.039319 | 948285.1267 | 2650215.1168 | 21265.0632 | 59430.4291
1 | 6600 | 707 | 0.035 | 15 | 15 | 7 | 1.3335e-13 | 0 | CO2 | Porous | Wet | R245fa | MinimizeLCOE | IgnoreSilica | 3.5977 | 0.26353 | 0.029265 | 4 | 328634.661 | 900290.035 | 7369.5523 | 20188.785 | 118.2422 | 22.0618 | 812343664.8606 | 540210.2839 | 0 | 239930.5178 | 0 | 0 | 0 | 489629.3255 | 495210.3496 | 1288435.748 | 879383.8727 | 3932800.0975 | 3144235.0165 | 31392914.1654 | 31392914.1654 | 23340719.2222 | 12184302.7159 | 0 | 38469949.2794 | 105387885.3828 | 133.3521 | 0.11706 | 328634.661 | 900290.035 | 7369.5523 | 20188.785
1 | 6600 | 707 | 0.035 | 15 | 15 | 7 | 1.7783e-13 | 0 | CO2 | Porous | Wet | R245fa | MinimizeLCOE | IgnoreSilica | 5.0593 | 0.53452 | 0.060671 | 4 | 164296.5763 | 440035.9591 | 3684.3107 | 9867.6993 | 131.0942 | 22.7728 | 1661241632.9544 | 750689.1705 | 0 | 332969.3645 | 0 | 0 | 0 | 638912.4859 | 671802.6982 | 1747892.8149 | 1192972.7618 | 5335239.2958 | 3144235.0165 | 31392914.1654 | 31392914.1654 | 23340719.2222 | 12184302.7159 | 0 | 39872388.4777 | 106790324.5812 | 177.8279 | 0.24269 | 164296.5763 | 440035.9591 | 3684.3107 | 9867.6993
1 | 6600 | 707 | 0.035 | 15 | 15 | 7 | 2.3714e-13 | 0 | CO2 | Porous | Wet | R245fa | MinimizeLCOE | IgnoreSilica | 6.8102 | 0.90255 | 0.10708 | 4 | 96537.4147 | 252777.8277 | 2164.828 | 5668.4813 | 140.856 | 23.2542 | 2544159911.0063 | 985204.9076 | 0 | 422340.4664 | 0 | 0 | 0 | 791153.7773 | 857492.669 | 2231020.0289 | 1522717.0126 | 6809928.8619 | 3144235.0165 | 31392914.1654 | 31392914.1654 | 23340719.2222 | 12184302.7159 | 0 | 41347078.0438 | 108265014.1472 | 237.1374 | 0.4283 | 96537.4147 | 252777.8277 | 2164.828 | 5668.4813
1 | 6600 | 707 | 0.035 | 15 | 15 | 7 | 3.1623e-13 | 0 | CO2 | Porous | Wet | R245fa | MinimizeLCOE | IgnoreSilica | 8.9808 | 1.392 | 0.17174 | 4 | 62610.0067 | 160020.5243 | 1404.0142 | 3588.4213 | 148.6019 | 23.603 | 3771499768.7286 | 1254117.2634 | 0 | 526968.5239 | 0 | 0 | 0 | 954867.0357 | 1067021.6009 | 2776171.3294 | 1894793.9769 | 8473939.7302 | 3144235.0165 | 31392914.1654 | 31392914.1654 | 23340719.2222 | 12184302.7159 | 0 | 43011088.9121 | 109929025.0155 | 316.2278 | 0.68697 | 62610.0067 | 160020.5243 | 1404.0142 | 3588.4213
1 | 6600 | 707 | 0.035 | 15 | 15 | 7 | 4.217e-13 | 0 | CO2 | Porous | Wet | R245fa | MinimizeLCOE | IgnoreSilica | 11.7607 | 2.0431 | 0.25985 | 4 | 43264.8183 | 107645.63 | 970.203 | 2413.9271 | 154.9177 | 23.8653 | 5004793594.4925 | 1572217.8442 | 0 | 653852.9881 | 0 | 0 | 0 | 1142285.1493 | 1313658.8328 | 3417870.8144 | 2332767.0611 | 10432652.6898 | 3144235.0165 | 31392914.1654 | 31392914.1654 | 23340719.2222 | 12184302.7159 | 0 | 44969801.8716 | 111887737.9751 | 421.6965 | 1.0394 | 43264.8183 | 107645.63 | 970.203 | 2413.9271
1 | 6600 | 707 | 0.035 | 15 | 15 | 7 | 5.6234e-13 | 0 | CO2 | Porous | Wet | R245fa | MinimizeLCOE | IgnoreSilica | 15.2755 | 2.8889 | 0.37782 | 4 | 31258.7345 | 75537.6864 | 700.9695 | 1693.9142 | 159.9588 | 24.0574 | 6434679007.8132 | 1943666.7899 | 0 | 805989.1209 | 0 | 0 | 0 | 1351907.0294 | 1599609.5467 | 4161855.9155 | 2840552.1799 | 12703580.5825 | 3144235.0165 | 31392914.1654 | 31392914.1654 | 23340719.2222 | 12184302.7159 | 0 | 47240729.7644 | 114158665.8678 | 562.3413 | 1.5113 | 31258.7345 | 75537.6864 | 700.9695 | 1693.9142
1 | 6600 | 707 | 0.035 | 15 | 15 | 7 | 7.4989e-13 | 0 | CO2 | Porous | Wet | R245fa | MinimizeLCOE | IgnoreSilica | 19.7339 | 3.9802 | 0.53405 | 4 | 23355.1487 | 54681.0943 | 523.7335 | 1226.2102 | 163.9725 | 24.1933 | 7956711301.8239 | 2379272.1353 | 0 | 989242.433 | 0 | 0 | 0 | 1588686.9178 | 1933308.5796 | 5030072.348 | 3433127.7351 | 15353710.1488 | 3144235.0165 | 31392914.1654 | 31392914.1654 | 23340719.2222 | 12184302.7159 | 0 | 49890859.3307 | 116808795.4342 | 749.8942 | 2.1362 | 23355.1487 | 54681.0943 | 523.7335 | 1226.2102
1 | 6600 | 707 | 0.035 | 15 | 15 | 7 | 1e-12 | 0 | CO2 | Porous | Wet | R245fa | MinimizeLCOE | IgnoreSilica | 25.3681 | 5.376 | 0.73887 | 4 | 17924.5561 | 40566.4125 | 401.9538 | 909.6919 | 167.1342 | 24.279 | 9537391916.6058 | 2888762.5518 | 0 | 1209380.9385 | 0 | 0 | 0 | 1855137.3094 | 2321779.5119 | 6040794.0275 | 4122966.0497 | 18438820.3888 | 3144235.0165 | 31392914.1654 | 31392914.1654 | 23340719.2222 | 12184302.7159 | 0 | 52975969.5706 | 119893905.6741 | 1000 | 2.9555 | 17924.5561 | 40566.4125 | 401.9538 | 909.6919
1 | 6600 | 707 | 0.035 | 15 | 15 | 7 | 1.3335e-12 | 0 | CO2 | Porous | Wet | R245fa | MinimizeLCOE | IgnoreSilica | 32.3797 | 7.1312 | 1.0039 | 4 | 14071.9321 | 30736.3286 | 315.5597 | 689.2547 | 169.57 | 24.3146 | 11224418904.5618 | 3476384.7521 | 0 | 1470113.62 | 0 | 0 | 0 | 2147020.4105 | 2766472.3252 | 7197793.5086 | 4912641.9695 | 21970426.5857 | 3144235.0165 | 31392914.1654 | 31392914.1654 | 23340719.2222 | 12184302.7159 | 0 | 56507575.7676 | 123425511.871 | 1333.5214 | 4.0156 | 14071.9321 | 30736.3286 | 315.5597 | 689.2547
1 | 6600 | 707 | 0.035 | 15 | 15 | 7 | 1.7783e-12 | 0 | CO2 | Porous | Wet | R245fa | MinimizeLCOE | IgnoreSilica | 41.0297 | 9.3149 | 1.3423 | 4 | 11272.1975 | 23735.9042 | 252.7763 | 532.2719 | 171.4087 | 24.2957 | 12942082011.2015 | 4149108.5191 | 0 | 1776687.1774 | 0 | 0 | 0 | 2463425.656 | 3271796.3274 | 8512542.9063 | 5809985.4488 | 25983546.035 | 3144235.0165 | 31392914.1654 | 31392914.1654 | 23340719.2222 | 12184302.7159 | 0 | 60520695.2168 | 127438631.3203 | 1778.2794 | 5.369 | 11272.1975 | 23735.9042 | 252.7763 | 532.2719
1 | 6600 | 707 | 0.035 | 15 | 15 | 7 | 2.3714e-12 | 0 | CO2 | Porous | Wet | R245fa | MinimizeLCOE | IgnoreSilica | 51.4707 | 11.9735 | 1.7654 | 4 | 9201.1593 | 18677.4382 | 206.3338 | 418.837 | 172.7311 | 24.2123 | 14647051312.5022 | 4903407.1174 | 0 | 2130003.7115 | 0 | 0 | 0 | 2794003.6401 | 3832691.6429 | 9971877.4617 | 6806011.2692 | 30437994.8429 | 3144235.0165 | 31392914.1654 | 31392914.1654 | 23340719.2222 | 12184302.7159 | 0 | 64975144.0248 | 131893080.1282 | 2371.3737 | 7.0616 | 9201.1593 | 18677.4382 | 206.3338 | 418.837
1 | 6600 | 707 | 0.035 | 15 | 15 | 7 | 3.1623e-12 | 0 | CO2 | Porous | Wet | R245fa | MinimizeLCOE | IgnoreSilica | 63.7144 | 15.1203 | 2.2799 | 4 | 7650.357 | 14988.1907 | 171.5574 | 336.1065 | 173.599 | 24.0515 | 16286764258.1849 | 5725787.5596 | 0 | 2526518.6144 | 0 | 0 | 0 | 3122567.007 | 4436200.5406 | 11542083.8168 | 7877709.3711 | 35230866.9095 | 3144235.0165 | 31392914.1654 | 31392914.1654 | 23340719.2222 | 12184302.7159 | 0 | 69768016.0913 | 136685952.1948 | 3162.2777 | 9.1196 | 7650.357 | 14988.1907 | 171.5574 | 336.1065
1 | 6600 | 707 | 0.035 | 15 | 15 | 7 | 4.217e-12 | 0 | CO2 | Porous | Wet | R245fa | MinimizeLCOE | IgnoreSilica | 77.507 | 18.7035 | 2.8819 | 4 | 6480.2441 | 12285.3325 | 145.3179 | 275.4956 | 174.0556 | 23.7986 | 17799336849.5604 | 6587490.7126 | 0 | 2955324.6268 | 0 | 0 | 0 | 3424678.7813 | 5057322.7071 | 13158116.2843 | 8980684.7363 | 40163617.8483 | 3144235.0165 | 31392914.1654 | 31392914.1654 | 23340719.2222 | 12184302.7159 | 0 | 74700767.0301 | 141618703.1336 | 4216.965 | 11.5275 | 6480.2441 | 12285.3325 | 145.3179 | 275.4956
1 | 6600 | 707 | 0.035 | 15 | 15 | 7 | 5.6234e-12 | 0 | CO2 | Porous | Wet | R245fa | MinimizeLCOE | IgnoreSilica | 92.2212 | 22.5733 | 3.5505 | 4 | 5596.8148 | 10308.6927 | 125.5072 | 231.1699 | 174.1565 | 23.4602 | 19121993410.1811 | 7443969.9172 | 0 | 3396228.5004 | 0 | 0 | 0 | 3672217.6697 | 5659842.274 | 14725748.6037 | 10050626.0059 | 44948632.9708 | 3144235.0165 | 31392914.1654 | 31392914.1654 | 23340719.2222 | 12184302.7159 | 0 | 79485782.1527 | 146403718.2562 | 5623.4133 | 14.202 | 5596.8148 | 10308.6927 | 125.5072 | 231.1699
1 | 6600 | 707 | 0.035 | 15 | 15 | 7 | 7.4989e-12 | 0 | CO2 | Porous | Wet | R245fa | MinimizeLCOE | IgnoreSilica | 106.9734 | 26.5085 | 4.25 | 4 | 4930.3984 | 8866.7871 | 110.563 | 198.8355 | 173.9632 | 23.0487 | 20213212260.7736 | 8245131.7202 | 0 | 3824309.4153 | 0 | 0 | 0 | 3841035.9123 | 6205086.0487 | 16144361.0604 | 11018858.1572 | 49278782.3141 | 3144235.0165 | 31392914.1654 | 31392914.1654 | 23340719.2222 | 12184302.7159 | 0 | 83815931.496 | 150733867.5994 | 7498.9421 | 16.9998 | 4930.3984 | 8866.7871 | 110.563 | 198.8355
1 | 6600 | 707 | 0.035 | 15 | 15 | 7 | 1e-11 | 0 | CO2 | Porous | Wet | R245fa | MinimizeLCOE | IgnoreSilica | 120.823 | 30.2608 | 4.9359 | 4 | 4429.614 | 7818.9344 | 99.333 | 175.3377 | 173.5623 | 22.5974 | 21058943735.7397 | 8948915.3846 | 0 | 4215528.3532 | 0 | 0 | 0 | 3921692.3295 | 6663593.0662 | 17337302.2674 | 11833065.0434 | 52920096.4443 | 3144235.0165 | 31392914.1654 | 31392914.1654 | 23340719.2222 | 12184302.7159 | 0 | 87457245.6262 | 154375181.7296 | 10000 | 19.7438 | 4429.614 | 7818.9344 | 99.333 | 175.3377
1 | 6600 | 707 | 0.035 | 15 | 15 | 7 | 1.3335e-11 | 0 | CO2 | Porous | Wet | R245fa | MinimizeLCOE | IgnoreSilica | 133.0714 | 33.6323 | 5.5689 | 4 | 4054.8144 | 7058.9138 | 90.9282 | 158.2944 | 173.0482 | 22.1455 | 21674623367.101 | 9533889.3909 | 0 | 4554072.9089 | 0 | 0 | 0 | 3923488.4626 | 7024465.7973 | 18276219.0886 | 12473895.0667 | 55786030.7151 | 3144235.0165 | 31392914.1654 | 31392914.1654 | 23340719.2222 | 12184302.7159 | 0 | 90323179.897 | 157241116.0004 | 13335.2143 | 22.2755 | 4054.8144 | 7058.9138 | 90.9282 | 158.2944
1 | 6600 | 707 | 0.035 | 15 | 15 | 7 | 1.7783e-11 | 0 | CO2 | Porous | Wet | R245fa | MinimizeLCOE | IgnoreSilica | 143.3855 | 36.5163 | 6.1234 | 4 | 3774.6883 | 6506.7328 | 84.6465 | 145.9119 | 172.4988 | 21.7224 | 22097464766.0773 | 9999057.2866 | 0 | 4834331.7981 | 0 | 0 | 0 | 3866730.0688 | 7293046.4699 | 18975010.905 | 12950834.8402 | 57919011.3685 | 3144235.0165 | 31392914.1654 | 31392914.1654 | 23340719.2222 | 12184302.7159 | 0 | 92456160.5504 | 159374096.6539 | 17782.7941 | 24.4937 | 3774.6883 | 6506.7328 | 84.6465 | 145.9119
1 | 6600 | 707 | 0.035 | 15 | 15 | 7 | 2.3714e-11 | 0 | CO2 | Porous | Wet | R245fa | MinimizeLCOE | IgnoreSilica | 151.7265 | 38.8806 | 6.5882 | 4 | 3566.336 | 6105.6275 | 79.9742 | 136.9172 | 171.9843 | 21.3572 | 22380449261.3718 | 10357611.8473 | 0 | 5058030.2358 | 0 | 0 | 0 | 3777646.0879 | 7485382.3867 | 19475429.5071 | 13292380.8187 | 59446480.8835 | 3144235.0165 | 31392914.1654 | 31392914.1654 | 23340719.2222 | 12184302.7159 | 0 | 93983630.0654 | 160901566.1689 | 23713.7371 | 26.353 | 3566.336 | 6105.6275 | 79.9742 | 136.9172
1 | 6600 | 707 | 0.035 | 15 | 15 | 7 | 3.1623e-11 | 0 | CO2 | Porous | Wet | R245fa | MinimizeLCOE | IgnoreSilica | 158.3159 | 40.771 | 6.9665 | 4 | 3411.0795 | 5812.4933 | 76.4926 | 130.3437 | 171.53 | 21.0517 | 22560240930.4907 | 10629274.8955 | 0 | 5233013.7632 | 0 | 0 | 0 | 3676373.2193 | 7620078.1324 | 19825880.2077 | 13531570.6228 | 60516190.841 | 3144235.0165 | 31392914.1654 | 31392914.1654 | 23340719.2222 | 12184302.7159 | 0 | 95053340.0229 | 161971276.1264 | 31622.7766 | 27.8661 | 3411.0795 | 5812.4933 | 76.4926 | 130.3437
1 | 6600 | 707 | 0.035 | 15 | 15 | 7 | 4.217e-11 | 0 | CO2 | Porous | Wet | R245fa | MinimizeLCOE | IgnoreSilica | 163.4197 | 42.2504 | 7.2672 | 4 | 3295.3154 | 5597.3833 | 73.8966 | 125.52 | 171.1483 | 20.8045 | 22676231615.2723 | 10832537.1345 | 0 | 5367548.0386 | 0 | 0 | 0 | 3576506.6915 | 7712870.8272 | 20067307.7651 | 13696349.8916 | 61253120.3485 | 3144235.0165 | 31392914.1654 | 31392914.1654 | 23340719.2222 | 12184302.7159 | 0 | 95790269.5304 | 162708205.6338 | 42169.6503 | 29.0686 | 3295.3154 | 5597.3833 | 73.8966 | 125.52
1 | 6600 | 707 | 0.035 | 15 | 15 | 7 | 5.6234e-11 | 0 | CO2 | Porous | Wet | R245fa | MinimizeLCOE | IgnoreSilica | 167.3561 | 43.3999 | 7.5029 | 4 | 3208.9174 | 5438.6595 | 71.9592 | 121.9606 | 170.8357 | 20.6075 | 22739046129.69 | 10984959.6557 | 0 | 5470732.8391 | 0 | 0 | 0 | 3486916.2009 | 7777617.3913 | 20235765.0435 | 13811325.4456 | 61767316.5761 | 3144235.0165 | 31392914.1654 | 31392914.1654 | 23340719.2222 | 12184302.7159 | 0 | 96304465.758 | 163222401.8614 | 56234.1325 | 30.0115 | 3208.9174 | 5438.6595 | 71.9592 | 121.9606
1 | 6600 | 707 | 0.035 | 15 | 15 | 7 | 7.4989e-11 | 0 | CO2 | Porous | Wet | R245fa | MinimizeLCOE | IgnoreSilica | 170.3381 | 44.277 | 7.6848 | 4 | 3144.374 | 5321.3202 | 70.5118 | 119.3293 | 170.5881 | 20.4545 | 22782711807.093 | 11097872.6849 | 0 | 5548578.1747 | 0 | 0 | 0 | 3409672.1017 | 7821887.9549 | 20350947.9688 | 13889940.1589 | 62118899.0439 | 3144235.0165 | 31392914.1654 | 31392914.1654 | 23340719.2222 | 12184302.7159 | 0 | 96656048.2258 | 163573984.3293 | 74989.4209 | 30.7394 | 3144.374 | 5321.3202 | 70.5118 | 119.3293
1 | 6600 | 707 | 0.035 | 15 | 15 | 7 | 1e-10 | 0 | CO2 | Porous | Wet | R245fa | MinimizeLCOE | IgnoreSilica | 172.6085 | 44.9478 | 7.8247 | 4 | 3096.1159 | 5234.1642 | 69.4296 | 117.3749 | 170.3933 | 20.3359 | 22804710770.8017 | 11182343.9674 | 0 | 5607664.4508 | 0 | 0 | 0 | 3346207.6743 | 7853124.2761 | 20432218.4691 | 13945408.9453 | 62366967.7831 | 3144235.0165 | 31392914.1654 | 31392914.1654 | 23340719.2222 | 12184302.7159 | 0 | 96904116.9649 | 163822053.0684 | 100000 | 31.2986 | 3096.1159 | 5234.1642 | 69.4296 | 117.3749
1 | 6600 | 707 | 0.035 | 15 | 15 | 7 | 1.3335e-10 | 0 | CO2 | Porous | Wet | R245fa | MinimizeLCOE | IgnoreSilica | 174.3166 | 45.4547 | 7.9311 | 4 | 3060.0086 | 5169.3637 | 68.6199 | 115.9217 | 170.2431 | 20.2454 | 22818409464.3023 | 11245031.92 | 0 | 5652014.1469 | 0 | 0 | 0 | 3294926.5621 | 7874869.3253 | 20488794.6266 | 13984023.3353 | 62539659.9161 | 3144235.0165 | 31392914.1654 | 31392914.1654 | 23340719.2222 | 12184302.7159 | 0 | 97076809.098 | 163994745.2014 | 133352.1432 | 31.7244 | 3060.0086 | 5169.3637 | 68.6199 | 115.9217
1 | 6600 | 707 | 0.035 | 15 | 15 | 7 | 1.7783e-10 | 0 | CO2 | Porous | Wet | R245fa | MinimizeLCOE | IgnoreSilica | 175.5922 | 45.835 | 8.0116 | 4 | 3032.9778 | 5121.1305 | 68.0138 | 114.8401 | 170.1288 | 20.1771 | 22835141754.9626 | 11291363.9044 | 0 | 5685080.1909 | 0 | 0 | 0 | 3254093.8329 | 7889909.792 | 20527926.8358 | 14010731.8721 | 62659106.4282 | 3144235.0165 | 31392914.1654 | 31392914.1654 | 23340719.2222 | 12184302.7159 | 0 | 97196255.61 | 164114191.7135 | 177827.941 | 32.0465 | 3032.9778 | 5121.1305 | 68.0138 | 114.8401
1 | 6600 | 707 | 0.035 | 15 | 15 | 7 | 2.3714e-10 | 0 | CO2 | Porous | Wet | R245fa | MinimizeLCOE | IgnoreSilica | 176.5667 | 46.1255 | 8.0729 | 4 | 3012.7334 | 5085.0389 | 67.5598 | 114.0308 | 170.0404 | 20.1245 | 22838639826.1806 | 11326471.9492 | 0 | 5710305.3484 | 0 | 0 | 0 | 3222670.6481 | 7901184.6988 | 20557261.8305 | 14030753.6088 | 62748648.0838 | 3144235.0165 | 31392914.1654 | 31392914.1654 | 23340719.2222 | 12184302.7159 | 0 | 97285797.2656 | 164203733.3691 | 237137.3706 | 32.2915 | 3012.7334 | 5085.0389 | 67.5598 | 114.0308
1 | 6600 | 707 | 0.035 | 15 | 15 | 7 | 3.1623e-10 | 0 | CO2 | Porous | Wet | R245fa | MinimizeLCOE | IgnoreSilica | 177.2977 | 46.3439 | 8.1191 | 4 | 2997.5666 | 5058.0762 | 67.2197 | 113.4261 | 169.9733 | 20.0848 | 22839157954.5445 | 11352649.5147 | 0 | 5729211.6043 | 0 | 0 | 0 | 3198371.205 | 7909290.6064 | 20578351.7392 | 14045147.9048 | 62813022.5745 | 3144235.0165 | 31392914.1654 | 31392914.1654 | 23340719.2222 | 12184302.7159 | 0 | 97350171.7563 | 164268107.8598 | 316227.766 | 32.4764 | 2997.5666 | 5058.0762 | 67.2197 | 113.4261
1 | 6600 | 707 | 0.035 | 15 | 15 | 7 | 4.217e-10 | 0 | CO2 | Porous | Wet | R245fa | MinimizeLCOE | IgnoreSilica | 177.8554 | 46.5103 | 8.1541 | 4 | 2986.2011 | 5037.8607 | 66.9648 | 112.9728 | 169.9217 | 20.0544 | 22838952335.16 | 11372525.8729 | 0 | 5743624.0268 | 0 | 0 | 0 | 3179977.8984 | 7915489.8412 | 20594480.8767 | 14056156.3726 | 62862254.8886 | 3144235.0165 | 31392914.1654 | 31392914.1654 | 23340719.2222 | 12184302.7159 | 0 | 97399404.0705 | 164317340.1739 | 421696.5034 | 32.6165 | 2986.2011 | 5037.8607 | 66.9648 | 112.9728
1 | 6600 | 707 | 0.035 | 15 | 15 | 7 | 5.6234e-10 | 0 | CO2 | Porous | Wet | R245fa | MinimizeLCOE | IgnoreSilica | 178.2544 | 46.6304 | 8.18 | 4 | 2977.6828 | 5022.844 | 66.7738 | 112.6361 | 169.8846 | 20.0326 | 22845745143.1198 | 11386697.7066 | 0 | 5753930.3252 | 0 | 0 | 0 | 3165430.7864 | 7919362.9391 | 20604557.8829 | 14063034.1364 | 62893013.7766 | 3144235.0165 | 31392914.1654 | 31392914.1654 | 23340719.2222 | 12184302.7159 | 0 | 97430162.9585 | 164348099.062 | 562341.3252 | 32.7201 | 2977.6828 | 5022.844 | 66.7738 | 112.6361
1 | 6600 | 707 | 0.035 | 15 | 15 | 7 | 7.4989e-10 | 0 | CO2 | Porous | Wet | R245fa | MinimizeLCOE | IgnoreSilica | 177.505 | 46.4538 | 8.1756 | 4 | 2971.022 | 5017.2891 | 66.6244 | 112.5115 | 169.9484 | 20.0697 | 22842300058.5108 | 11359362.094 | 0 | 5734569.1683 | 0 | 0 | 0 | 3124797.975 | 7885304.4025 | 20515944.5571 | 14002553.7207 | 62622531.9176 | 3144235.0165 | 31392914.1654 | 31392914.1654 | 23340719.2222 | 12184302.7159 | 0 | 97159681.0994 | 164077617.2029 | 749894.2093 | 32.7024 | 2971.022 | 5017.2891 | 66.6244 | 112.5115
1 | 6600 | 707 | 0.035 | 15 | 15 | 7 | 1e-09 | 0 | CO2 | Porous | Wet | R245fa | MinimizeLCOE | IgnoreSilica | 178.806 | 46.7971 | 8.2151 | 4 | 2966.1546 | 5002.5886 | 66.5153 | 112.1818 | 169.8271 | 19.9983 | 22840215925.3239 | 11405504.8613 | 0 | 5768167.9331 | 0 | 0 | 0 | 3144886.7407 | 7924238.2187 | 20617242.3603 | 14071691.5529 | 62931731.6671 | 3144235.0165 | 31392914.1654 | 31392914.1654 | 23340719.2222 | 12184302.7159 | 0 | 97468880.8489 | 164386816.9524 | 1000000 | 32.8604 | 2966.1546 | 5002.5886 | 66.5153 | 112.1818
1 | 6600 | 707 | 0.035 | 15 | 15 | 7 | 1.3335e-09 | 0 | CO2 | Porous | Wet | R245fa | MinimizeLCOE | IgnoreSilica | 178.9808 | 46.8496 | 8.2262 | 4 | 2962.5681 | 4996.2454 | 66.4349 | 112.0396 | 169.8107 | 19.9887 | 22842191416.4697 | 11411679.9641 | 0 | 5772680.1551 | 0 | 0 | 0 | 3138756.0429 | 7926015.3032 | 20621865.9697 | 14074847.2613 | 62945844.6964 | 3144235.0165 | 31392914.1654 | 31392914.1654 | 23340719.2222 | 12184302.7159 | 0 | 97482993.8783 | 164400929.9817 | 1333521.4322 | 32.9049 | 2962.5681 | 4996.2454 | 66.4349 | 112.0396
1 | 6600 | 707 | 0.035 | 15 | 15 | 7 | 1.7783e-09 | 0 | CO2 | Porous | Wet | R245fa | MinimizeLCOE | IgnoreSilica | 179.1077 | 46.8878 | 8.2345 | 4 | 2959.8791 | 4991.5158 | 66.3746 | 111.9335 | 169.7988 | 19.9818 | 22844017784.7607 | 11416155.7462 | 0 | 5775953.6276 | 0 | 0 | 0 | 3134021.9701 | 7927191.2241 | 20624925.4746 | 14076935.4362 | 62955183.4787 | 3144235.0165 | 31392914.1654 | 31392914.1654 | 23340719.2222 | 12184302.7159 | 0 | 97492332.6605 | 164410268.764 | 1778279.41 | 32.9379 | 2959.8791 | 4991.5158 | 66.3746 | 111.9335
1 | 6600 | 707 | 0.035 | 15 | 15 | 7 | 2.3714e-09 | 0 | CO2 | Porous | Wet | R245fa | MinimizeLCOE | IgnoreSilica | 179.2003 | 46.9158 | 8.2406 | 4 | 2957.8629 | 4987.9852 | 66.3294 | 111.8544 | 169.7901 | 19.9767 | 22846512116.0237 | 11419420.2004 | 0 | 5778342.7307 | 0 | 0 | 0 | 3130391.5322 | 7927980.2407 | 20626978.3339 | 14078336.5549 | 62961449.5927 | 3144235.0165 | 31392914.1654 | 31392914.1654 | 23340719.2222 | 12184302.7159 | 0 | 97498598.7746 | 164416534.8781 | 2371373.7057 | 32.9625 | 2957.8629 | 4987.9852 | 66.3294 | 111.8544
1 | 6600 | 707 | 0.035 | 15 | 15 | 7 | 3.1623e-09 | 0 | CO2 | Porous | Wet | R245fa | MinimizeLCOE | IgnoreSilica | 179.2735 | 46.9378 | 8.2453 | 4 | 2956.3511 | 4985.3177 | 66.2955 | 111.7945 | 169.7832 | 19.9726 | 22846733897.9954 | 11421997.3393 | 0 | 5780229.9476 | 0 | 0 | 0 | 3127759.0003 | 7928694.652 | 20628837.0856 | 14079605.1911 | 62967123.2158 | 3144235.0165 | 31392914.1654 | 31392914.1654 | 23340719.2222 | 12184302.7159 | 0 | 97504272.3977 | 164422208.5011 | 3162277.6602 | 32.9813 | 2956.3511 | 4985.3177 | 66.2955 | 111.7945
1 | 6600 | 707 | 0.035 | 15 | 15 | 7 | 4.217e-09 | 0 | CO2 | Porous | Wet | R245fa | MinimizeLCOE | IgnoreSilica | 179.3318 | 46.9552 | 8.2489 | 4 | 2955.2174 | 4983.2983 | 66.27 | 111.7493 | 169.7777 | 19.9694 | 22845354225.0651 | 11424051.3511 | 0 | 5781734.8329 | 0 | 0 | 0 | 3125871.8321 | 7929346.6263 | 20630533.3891 | 14080762.9531 | 62972300.9847 | 3144235.0165 | 31392914.1654 | 31392914.1654 | 23340719.2222 | 12184302.7159 | 0 | 97509450.1666 | 164427386.27 | 4216965.0343 | 32.9957 | 2955.2174 | 4983.2983 | 66.27 | 111.7493
1 | 6600 | 707 | 0.035 | 15 | 15 | 7 | 5.6234e-09 | 0 | CO2 | Porous | Wet | R245fa | MinimizeLCOE | IgnoreSilica | 179.3855 | 46.9708 | 8.2519 | 4 | 2954.3674 | 4981.7284 | 66.251 | 111.714 | 169.7726 | 19.9665 | 22839893132.3415 | 11425941.1044 | 0 | 5783120.1964 | 0 | 0 | 0 | 3124715.5039 | 7930172.9538 | 20632683.3236 | 14082230.3276 | 62978863.4097 | 3144235.0165 | 31392914.1654 | 31392914.1654 | 23340719.2222 | 12184302.7159 | 0 | 97516012.5915 | 164433948.695 | 5623413.2519 | 33.0074 | 2954.3674 | 4981.7284 | 66.251 | 111.714
1 | 6600 | 707 | 0.035 | 15 | 15 | 7 | 7.4989e-09 | 0 | CO2 | Porous | Wet | R245fa | MinimizeLCOE | IgnoreSilica | 179.4024 | 46.9764 | 8.2535 | 4 | 2953.7299 | 4980.6829 | 66.2367 | 111.6906 | 169.771 | 19.9656 | 22846208148.1306 | 11426534.4948 | 0 | 5783554.6693 | 0 | 0 | 0 | 3123232.054 | 7929995.2751 | 20632221.0401 | 14081914.8096 | 62977452.3429 | 3144235.0165 | 31392914.1654 | 31392914.1654 | 23340719.2222 | 12184302.7159 | 0 | 97514601.5248 | 164432537.6283 | 7498942.0933 | 33.0141 | 2953.7299 | 4980.6829 | 66.2367 | 111.6906
1 | 6600 | 707 | 0.035 | 15 | 15 | 7 | 1e-08 | 0 | CO2 | Porous | Wet | R245fa | MinimizeLCOE | IgnoreSilica | 179.4413 | 46.9874 | 8.2554 | 4 | 2953.252 | 4979.7516 | 66.226 | 111.6697 | 169.7674 | 19.9634 | 22839274757.0614 | 11427901.9708 | 0 | 5784557.7929 | 0 | 0 | 0 | 3122807.7689 | 7930754.3377 | 20634195.9653 | 14083262.7366 | 62983480.5722 | 3144235.0165 | 31392914.1654 | 31392914.1654 | 23340719.2222 | 12184302.7159 | 0 | 97520629.754 | 164438565.8575 | 10000000 | 33.0214 | 2953.252 | 4979.7516 | 66.226 | 111.6697
1 | 6700 | 707 | 0.035 | 15 | 15 | 7 | 1e-13 | 0 | CO2 | Porous | Wet | R245fa | MinimizeLCOE | IgnoreSilica | 2.5526 | 0.095425 | 0.010455 | 4 | 909784.3559 | 2542596.9614 | 20401.6928 | 57017.1181 | 104.69 | 21.5065 | 204764957.9365 | 384124.6059 | 0 | 158196.2246 | 0 | 0 | 0 | 378313.0289 | 359047.2052 | 934167.1771 | 637588.2936 | 2851436.5353 | 3144235.0165 | 32053237.5753 | 32053237.5753 | 23812626.8141 | 12421458.9187 | 0 | 38048909.1271 | 106336232.4353 | 100 | 0.041822 | 909784.3559 | 2542596.9614 | 20401.6928 | 57017.1181
1 | 6700 | 707 | 0.035 | 15 | 15 | 7 | 1.3335e-13 | 0 | CO2 | Porous | Wet | R245fa | MinimizeLCOE | IgnoreSilica | 3.7144 | 0.27849 | 0.030934 | 4 | 317598.6157 | 869474.5528 | 7122.0717 | 19497.7553 | 120.5507 | 22.5142 | 807830866.9291 | 563285.2046 | 0 | 249551.7778 | 0 | 0 | 0 | 511284.8978 | 516407.5333 | 1343586.4719 | 917025.375 | 4101141.2604 | 3144235.0165 | 32053237.5753 | 32053237.5753 | 23812626.8141 | 12421458.9187 | 0 | 39298613.8522 | 107585937.1604 | 133.3521 | 0.12374 | 317598.6157 | 869474.5528 | 7122.0717 | 19497.7553
1 | 6700 | 707 | 0.035 | 15 | 15 | 7 | 1.7783e-13 | 0 | CO2 | Porous | Wet | R245fa | MinimizeLCOE | IgnoreSilica | 5.1908 | 0.55744 | 0.064005 | 4 | 159011.9021 | 425737.833 | 3565.8032 | 9547.0673 | 133.3788 | 23.2174 | 1622928611.5743 | 777829.9023 | 0 | 339875.4479 | 0 | 0 | 0 | 662208.4065 | 694166.3651 | 1806078.489 | 1232685.68 | 5512844.2909 | 3144235.0165 | 32053237.5753 | 32053237.5753 | 23812626.8141 | 12421458.9187 | 0 | 40710316.8827 | 108997640.1909 | 177.8279 | 0.25602 | 159011.9021 | 425737.833 | 3565.8032 | 9547.0673
1 | 6700 | 707 | 0.035 | 15 | 15 | 7 | 2.3714e-13 | 0 | CO2 | Porous | Wet | R245fa | MinimizeLCOE | IgnoreSilica | 6.954 | 0.9345 | 0.11263 | 4 | 93668.4049 | 245241.899 | 2100.4912 | 5499.4899 | 143.159 | 23.6962 | 2707064427.5237 | 1016271.5617 | 0 | 429455.9241 | 0 | 0 | 0 | 815076.9424 | 881713.727 | 2294038.2533 | 1565728.2457 | 7002284.6543 | 3144235.0165 | 32053237.5753 | 32053237.5753 | 23812626.8141 | 12421458.9187 | 0 | 42199757.246 | 110487080.5542 | 237.1374 | 0.45052 | 93668.4049 | 245241.899 | 2100.4912 | 5499.4899
1 | 6700 | 707 | 0.035 | 15 | 15 | 7 | 3.1623e-13 | 0 | CO2 | Porous | Wet | R245fa | MinimizeLCOE | IgnoreSilica | 9.1855 | 1.4434 | 0.18043 | 4 | 60861.9492 | 155479.4163 | 1364.8144 | 3486.5881 | 151.0965 | 24.0512 | 3855579116.18 | 1295431.4172 | 0 | 536554.3036 | 0 | 0 | 0 | 985935.4636 | 1098989.2619 | 2859344.6258 | 1951561.4608 | 8727816.5329 | 3144235.0165 | 32053237.5753 | 32053237.5753 | 23812626.8141 | 12421458.9187 | 0 | 43925289.1247 | 112212612.4328 | 316.2278 | 0.72172 | 60861.9492 | 155479.4163 | 1364.8144 | 3486.5881
1 | 6700 | 707 | 0.035 | 15 | 15 | 7 | 4.217e-13 | 0 | CO2 | Porous | Wet | R245fa | MinimizeLCOE | IgnoreSilica | 12.0165 | 2.1156 | 0.27265 | 4 | 42115.0548 | 104728.3863 | 944.4199 | 2348.5086 | 157.5023 | 24.3152 | 5160009566.9877 | 1622498.1632 | 0 | 665204.7826 | 0 | 0 | 0 | 1177957.5659 | 1351607.5996 | 3516605.7213 | 2400155.6638 | 10734029.4964 | 3144235.0165 | 32053237.5753 | 32053237.5753 | 23812626.8141 | 12421458.9187 | 0 | 45931502.0882 | 114218825.3964 | 421.6965 | 1.0906 | 42115.0548 | 104728.3863 | 944.4199 | 2348.5086
1 | 6700 | 707 | 0.035 | 15 | 15 | 7 | 5.6234e-13 | 0 | CO2 | Porous | Wet | R245fa | MinimizeLCOE | IgnoreSilica | 15.5922 | 2.9878 | 0.39603 | 4 | 30461.456 | 73568.5306 | 683.0907 | 1649.7564 | 162.6172 | 24.5084 | 6667270843.2644 | 2004127.3017 | 0 | 819330.8794 | 0 | 0 | 0 | 1392377.9595 | 1644176.0948 | 4277808.9318 | 2919692.4962 | 13057513.6634 | 3144235.0165 | 32053237.5753 | 32053237.5753 | 23812626.8141 | 12421458.9187 | 0 | 48254986.2552 | 116542309.5634 | 562.3413 | 1.5841 | 30461.456 | 73568.5306 | 683.0907 | 1649.7564
1 | 6700 | 707 | 0.035 | 15 | 15 | 7 | 7.4989e-13 | 0 | CO2 | Porous | Wet | R245fa | MinimizeLCOE | IgnoreSilica | 20.1406 | 4.1158 | 0.55943 | 4 | 22780.4765 | 53296.7513 | 510.8466 | 1195.1667 | 166.704 | 24.6449 | 8221599527.3854 | 2452988.4507 | 0 | 1005520.4603 | 0 | 0 | 0 | 1636064.9551 | 1986883.8078 | 5169464.1019 | 3528265.4714 | 15779187.2472 | 3144235.0165 | 32053237.5753 | 32053237.5753 | 23812626.8141 | 12421458.9187 | 0 | 50976659.839 | 119263983.1472 | 749.8942 | 2.2377 | 22780.4765 | 53296.7513 | 510.8466 | 1195.1667
1 | 6700 | 707 | 0.035 | 15 | 15 | 7 | 1e-12 | 0 | CO2 | Porous | Wet | R245fa | MinimizeLCOE | IgnoreSilica | 25.8823 | 5.5571 | 0.77353 | 4 | 17497.7956 | 39567.706 | 392.3838 | 887.2962 | 169.9203 | 24.73 | 9845538120.502 | 2977433.0048 | 0 | 1228950.9217 | 0 | 0 | 0 | 1909712.5167 | 2385277.6128 | 6206003.0609 | 4235724.6097 | 18943101.7266 | 3144235.0165 | 32053237.5753 | 32053237.5753 | 23812626.8141 | 12421458.9187 | 0 | 54140574.3184 | 122427897.6266 | 1000 | 3.0941 | 17497.7956 | 39567.706 | 392.3838 | 887.2962
1 | 6700 | 707 | 0.035 | 15 | 15 | 7 | 1.3335e-12 | 0 | CO2 | Porous | Wet | R245fa | MinimizeLCOE | IgnoreSilica | 33.0176 | 7.3673 | 1.0503 | 4 | 13747.319 | 30001.2943 | 308.2803 | 672.7717 | 172.3959 | 24.7636 | 11592229169.6309 | 3581519.8288 | 0 | 1493238.3336 | 0 | 0 | 0 | 2208698.7833 | 2840548.2089 | 7390523.7629 | 5044184.3283 | 22558713.2458 | 3144235.0165 | 32053237.5753 | 32053237.5753 | 23812626.8141 | 12421458.9187 | 0 | 57756185.8376 | 126043509.1458 | 1333.5214 | 4.2013 | 13747.319 | 30001.2943 | 308.2803 | 672.7717
1 | 6700 | 707 | 0.035 | 15 | 15 | 7 | 1.7783e-12 | 0 | CO2 | Porous | Wet | R245fa | MinimizeLCOE | IgnoreSilica | 41.8191 | 9.6192 | 1.4034 | 4 | 11020.2937 | 23184.7009 | 247.1274 | 519.9113 | 174.2653 | 24.7408 | 13343433265.1748 | 4273051.617 | 0 | 1803980.9946 | 0 | 0 | 0 | 2532899.07 | 3357873.3558 | 8736497.6774 | 5962839.1819 | 26667141.8967 | 3144235.0165 | 32053237.5753 | 32053237.5753 | 23812626.8141 | 12421458.9187 | 0 | 61864614.4885 | 130151937.7967 | 1778.2794 | 5.6137 | 11020.2937 | 23184.7009 | 247.1274 | 519.9113
1 | 6700 | 707 | 0.035 | 15 | 15 | 7 | 2.3714e-12 | 0 | CO2 | Porous | Wet | R245fa | MinimizeLCOE | IgnoreSilica | 52.4381 | 12.3596 | 1.8446 | 4 | 9002.2874 | 18257.2956 | 201.8741 | 409.4154 | 175.6093 | 24.651 | 15077866931.4266 | 5048083.931 | 0 | 2161970.2344 | 0 | 0 | 0 | 2871513.3256 | 3931811.3215 | 10229766.5331 | 6982025.8595 | 31225171.2051 | 3144235.0165 | 32053237.5753 | 32053237.5753 | 23812626.8141 | 12421458.9187 | 0 | 66422643.7969 | 134709967.1051 | 2371.3737 | 7.3784 | 9002.2874 | 18257.2956 | 201.8741 | 409.4154
1 | 6700 | 707 | 0.035 | 15 | 15 | 7 | 3.1623e-12 | 0 | CO2 | Porous | Wet | R245fa | MinimizeLCOE | IgnoreSilica | 64.8593 | 15.5959 | 2.3799 | 4 | 7490.935 | 14664.1722 | 167.9824 | 328.8405 | 176.4888 | 24.4808 | 16749808378.0206 | 5890934.0676 | 0 | 2562771.5642 | 0 | 0 | 0 | 3206382.1838 | 4547434.2481 | 11831491.1064 | 8075235.793 | 36114248.9631 | 3144235.0165 | 32053237.5753 | 32053237.5753 | 23812626.8141 | 12421458.9187 | 0 | 71311721.5548 | 139599044.863 | 3162.2777 | 9.5197 | 7490.935 | 14664.1722 | 167.9824 | 328.8405
1 | 6700 | 707 | 0.035 | 15 | 15 | 7 | 4.217e-12 | 0 | CO2 | Porous | Wet | R245fa | MinimizeLCOE | IgnoreSilica | 78.282 | 19.1475 | 2.9949 | 4 | 6350.8235 | 12051.1549 | 142.4157 | 270.2442 | 176.9395 | 24.2268 | 18287166239.8204 | 6739251.0402 | 0 | 2978940.6648 | 0 | 0 | 0 | 3481387.3335 | 5147835.825 | 13393612.8504 | 9141415.9816 | 40882443.6957 | 3144235.0165 | 32053237.5753 | 32053237.5753 | 23812626.8141 | 12421458.9187 | 0 | 76079916.2875 | 144367239.5957 | 4216.965 | 11.9795 | 6350.8235 | 12051.1549 | 142.4157 | 270.2442
1 | 6700 | 707 | 0.035 | 15 | 15 | 7 | 5.6234e-12 | 0 | CO2 | Porous | Wet | R245fa | MinimizeLCOE | IgnoreSilica | 93.6561 | 23.2307 | 3.6965 | 4 | 5489.9464 | 10108.2941 | 123.1107 | 226.676 | 177.0499 | 23.8626 | 19626444895.5869 | 7644477.2754 | 0 | 3438437.0882 | 0 | 0 | 0 | 3761652.739 | 5789381.17 | 15062782.239 | 10280658.3873 | 45977388.8988 | 3144235.0165 | 32053237.5753 | 32053237.5753 | 23812626.8141 | 12421458.9187 | 0 | 81174861.4906 | 149462184.7988 | 5623.4133 | 14.7861 | 5489.9464 | 10108.2941 | 123.1107 | 226.676
1 | 6700 | 707 | 0.035 | 15 | 15 | 7 | 7.4989e-12 | 0 | CO2 | Porous | Wet | R245fa | MinimizeLCOE | IgnoreSilica | 108.4692 | 27.2397 | 4.4174 | 4 | 4840.9422 | 8705.6491 | 108.557 | 195.2221 | 176.854 | 23.4364 | 20730450139.0125 | 8457229.3123 | 0 | 3867030.7725 | 0 | 0 | 0 | 3928658.866 | 6338638.3908 | 16491836.8595 | 11256017.5299 | 50339411.7311 | 3144235.0165 | 32053237.5753 | 32053237.5753 | 23812626.8141 | 12421458.9187 | 0 | 85536884.3229 | 153824207.6311 | 7498.9421 | 17.6695 | 4840.9422 | 8705.6491 | 108.557 | 195.2221
1 | 6700 | 707 | 0.035 | 15 | 15 | 7 | 1e-11 | 0 | CO2 | Porous | Wet | R245fa | MinimizeLCOE | IgnoreSilica | 122.3332 | 31.051 | 5.1218 | 4 | 4353.4694 | 7686.6074 | 97.6255 | 172.3703 | 176.4506 | 22.9712 | 21577752696.3704 | 9169069.281 | 0 | 4257630.1212 | 0 | 0 | 0 | 4006094.7608 | 6798789.7236 | 17689056.2372 | 12073144.3556 | 53993784.4794 | 3144235.0165 | 32053237.5753 | 32053237.5753 | 23812626.8141 | 12421458.9187 | 0 | 89191257.0712 | 157478580.3794 | 10000 | 20.4874 | 4353.4694 | 7686.6074 | 97.6255 | 172.3703
1 | 6700 | 707 | 0.035 | 15 | 15 | 7 | 1.3335e-11 | 0 | CO2 | Porous | Wet | R245fa | MinimizeLCOE | IgnoreSilica | 134.5381 | 34.4609 | 5.7693 | 4 | 3988.7882 | 6947.8907 | 89.4476 | 155.8048 | 175.9365 | 22.5083 | 22194874787.8967 | 9758129.4249 | 0 | 4594185.0945 | 0 | 0 | 0 | 4003285.8039 | 7158684.1261 | 18625427.648 | 12712237.084 | 56851949.1814 | 3144235.0165 | 32053237.5753 | 32053237.5753 | 23812626.8141 | 12421458.9187 | 0 | 92049421.7732 | 160336745.0814 | 13335.2143 | 23.077 | 3988.7882 | 6947.8907 | 89.4476 | 155.8048
1 | 6700 | 707 | 0.035 | 15 | 15 | 7 | 1.7783e-11 | 0 | CO2 | Porous | Wet | R245fa | MinimizeLCOE | IgnoreSilica | 144.7816 | 37.3685 | 6.3347 | 4 | 3716.3191 | 6411.3074 | 83.3376 | 143.772 | 175.3894 | 22.077 | 22618624386.4475 | 10225129.9501 | 0 | 4871953.2555 | 0 | 0 | 0 | 3942036.0773 | 7425256.5203 | 19318994.3364 | 13185610.6002 | 58968980.7398 | 3144235.0165 | 32053237.5753 | 32053237.5753 | 23812626.8141 | 12421458.9187 | 0 | 94166453.3316 | 162453776.6398 | 17782.7941 | 25.3386 | 3716.3191 | 6411.3074 | 83.3376 | 143.772
1 | 6700 | 707 | 0.035 | 15 | 15 | 7 | 2.3714e-11 | 0 | CO2 | Porous | Wet | R245fa | MinimizeLCOE | IgnoreSilica | 153.0519 | 39.7484 | 6.8075 | 4 | 3513.7055 | 6021.4865 | 78.794 | 135.0304 | 174.8784 | 21.7057 | 22899033997.5723 | 10584626.3199 | 0 | 5093347.5619 | 0 | 0 | 0 | 3849441.244 | 7615691.899 | 19814468.1281 | 13523781.644 | 60481356.7969 | 3144235.0165 | 32053237.5753 | 32053237.5753 | 23812626.8141 | 12421458.9187 | 0 | 95678829.3887 | 163966152.6969 | 23713.7371 | 27.2302 | 3513.7055 | 6021.4865 | 78.794 | 135.0304
1 | 6700 | 707 | 0.035 | 15 | 15 | 7 | 3.1623e-11 | 0 | CO2 | Porous | Wet | R245fa | MinimizeLCOE | IgnoreSilica | 159.583 | 41.6502 | 7.1919 | 4 | 3362.7479 | 5736.5217 | 75.4088 | 128.6401 | 174.4276 | 21.3954 | 23070517703.1028 | 10856981.5317 | 0 | 5266493.0324 | 0 | 0 | 0 | 3745764.8854 | 7749003.3853 | 20161317.2694 | 13760513.31 | 61540073.4142 | 3144235.0165 | 32053237.5753 | 32053237.5753 | 23812626.8141 | 12421458.9187 | 0 | 96737546.006 | 165024869.3142 | 31622.7766 | 28.7674 | 3362.7479 | 5736.5217 | 75.4088 | 128.6401
1 | 6700 | 707 | 0.035 | 15 | 15 | 7 | 4.217e-11 | 0 | CO2 | Porous | Wet | R245fa | MinimizeLCOE | IgnoreSilica | 164.6307 | 43.1355 | 7.4968 | 4 | 3250.1996 | 5527.4297 | 72.8849 | 123.9513 | 174.0498 | 21.1451 | 23185313081.1093 | 11060377.4018 | 0 | 5399343.3974 | 0 | 0 | 0 | 3643992.0347 | 7840448.0052 | 20399237.4126 | 13922898.6965 | 62266296.9483 | 3144235.0165 | 32053237.5753 | 32053237.5753 | 23812626.8141 | 12421458.9187 | 0 | 97463769.5401 | 165751092.8483 | 42169.6503 | 29.987 | 3250.1996 | 5527.4297 | 72.8849 | 123.9513
1 | 6700 | 707 | 0.035 | 15 | 15 | 7 | 5.6234e-11 | 0 | CO2 | Porous | Wet | R245fa | MinimizeLCOE | IgnoreSilica | 168.5157 | 44.2874 | 7.7355 | 4 | 3166.2065 | 5373.1645 | 71.0014 | 120.4919 | 173.7412 | 20.9461 | 23245430593.1746 | 11212630.5722 | 0 | 5501038.4381 | 0 | 0 | 0 | 3552917.6343 | 7903968.7914 | 20564505.4684 | 14035697.5405 | 62770758.445 | 3144235.0165 | 32053237.5753 | 32053237.5753 | 23812626.8141 | 12421458.9187 | 0 | 97968231.0368 | 166255554.345 | 56234.1325 | 30.9418 | 3166.2065 | 5373.1645 | 71.0014 | 120.4919
1 | 6700 | 707 | 0.035 | 15 | 15 | 7 | 7.4989e-11 | 0 | CO2 | Porous | Wet | R245fa | MinimizeLCOE | IgnoreSilica | 171.4707 | 45.1694 | 7.9199 | 4 | 3103.4622 | 5259.0236 | 69.5944 | 117.9323 | 173.496 | 20.7911 | 23284597334.671 | 11325895.1657 | 0 | 5578073.7591 | 0 | 0 | 0 | 3475042.2922 | 7947814.3746 | 20678582.6819 | 14113557.5828 | 63118965.8563 | 3144235.0165 | 32053237.5753 | 32053237.5753 | 23812626.8141 | 12421458.9187 | 0 | 98316438.4481 | 166603761.7563 | 74989.4209 | 31.6796 | 3103.4622 | 5259.0236 | 69.5944 | 117.9323
1 | 6700 | 707 | 0.035 | 15 | 15 | 7 | 1e-10 | 0 | CO2 | Porous | Wet | R245fa | MinimizeLCOE | IgnoreSilica | 173.7 | 45.8385 | 8.0611 | 4 | 3056.5504 | 5174.3599 | 68.5424 | 116.0338 | 173.3047 | 20.672 | 23312365210.7387 | 11409873.9502 | 0 | 5636015.4825 | 0 | 0 | 0 | 3410590.8094 | 7978027.2944 | 20757190.5017 | 14167209.035 | 63358907.0733 | 3144235.0165 | 32053237.5753 | 32053237.5753 | 23812626.8141 | 12421458.9187 | 0 | 98556379.6651 | 166843702.9733 | 100000 | 32.2443 | 3056.5504 | 5174.3599 | 68.5424 | 116.0338
1 | 6700 | 707 | 0.035 | 15 | 15 | 7 | 1.3335e-10 | 0 | CO2 | Porous | Wet | R245fa | MinimizeLCOE | IgnoreSilica | 175.3876 | 46.3468 | 8.1688 | 4 | 3021.4511 | 5111.3409 | 67.7553 | 114.6206 | 173.1564 | 20.5805 | 23323698891.3929 | 11472595.2985 | 0 | 5679778.4067 | 0 | 0 | 0 | 3358925.6673 | 7999406.7553 | 20812815.4733 | 14205174.2211 | 63528695.8223 | 3144235.0165 | 32053237.5753 | 32053237.5753 | 23812626.8141 | 12421458.9187 | 0 | 98726168.4141 | 167013491.7223 | 133352.1432 | 32.6751 | 3021.4511 | 5111.3409 | 67.7553 | 114.6206
1 | 6700 | 707 | 0.035 | 15 | 15 | 7 | 1.7783e-10 | 0 | CO2 | Porous | Wet | R245fa | MinimizeLCOE | IgnoreSilica | 176.6593 | 46.7311 | 8.2505 | 4 | 2995.1754 | 5064.3638 | 67.1661 | 113.5671 | 173.0426 | 20.5109 | 23331618554.7494 | 11519372.0739 | 0 | 5712701.2869 | 0 | 0 | 0 | 3318150.5972 | 8014587.3436 | 20852312.2501 | 14232131.5829 | 63649255.1346 | 3144235.0165 | 32053237.5753 | 32053237.5753 | 23812626.8141 | 12421458.9187 | 0 | 98846727.7264 | 167134051.0346 | 177827.941 | 33.002 | 2995.1754 | 5064.3638 | 67.1661 | 113.5671
1 | 6700 | 707 | 0.035 | 15 | 15 | 7 | 2.3714e-10 | 0 | CO2 | Porous | Wet | R245fa | MinimizeLCOE | IgnoreSilica | 177.6191 | 47.0216 | 8.3124 | 4 | 2975.4966 | 5029.278 | 66.7248 | 112.7803 | 172.9555 | 20.458 | 23334978007.4463 | 11554395.8142 | 0 | 5737517.5744 | 0 | 0 | 0 | 3286469.1536 | 8025569.1915 | 20880884.7656 | 14251632.9118 | 63736469.4112 | 3144235.0165 | 32053237.5753 | 32053237.5753 | 23812626.8141 | 12421458.9187 | 0 | 98933942.003 | 167221265.3112 | 237137.3706 | 33.2496 | 2975.4966 | 5029.278 | 66.7248 | 112.7803
1 | 6700 | 707 | 0.035 | 15 | 15 | 7 | 3.1623e-10 | 0 | CO2 | Porous | Wet | R245fa | MinimizeLCOE | IgnoreSilica | 178.3307 | 47.2378 | 8.3589 | 4 | 2960.7537 | 5003.1136 | 66.3942 | 112.1936 | 172.8902 | 20.4185 | 23341202221.5231 | 11580206.7589 | 0 | 5755899.2505 | 0 | 0 | 0 | 3261757.1043 | 8033166.6144 | 20900651.7015 | 14265124.2517 | 63796805.6814 | 3144235.0165 | 32053237.5753 | 32053237.5753 | 23812626.8141 | 12421458.9187 | 0 | 98994278.2732 | 167281601.5814 | 316227.766 | 33.4355 | 2960.7537 | 5003.1136 | 66.3942 | 112.1936
1 | 6700 | 707 | 0.035 | 15 | 15 | 7 | 4.217e-10 | 0 | CO2 | Porous | Wet | R245fa | MinimizeLCOE | IgnoreSilica | 178.8714 | 47.402 | 8.394 | 4 | 2949.706 | 4983.5082 | 66.1464 | 111.754 | 172.8403 | 20.3884 | 23342710208.0447 | 11599728.4207 | 0 | 5769855.7438 | 0 | 0 | 0 | 3243001.4228 | 8038908.379 | 20915590.5954 | 14275320.3538 | 63842404.9155 | 3144235.0165 | 32053237.5753 | 32053237.5753 | 23812626.8141 | 12421458.9187 | 0 | 99039877.5073 | 167327200.8155 | 421696.5034 | 33.5762 | 2949.706 | 4983.5082 | 66.1464 | 111.754
1 | 6700 | 707 | 0.035 | 15 | 15 | 7 | 5.6234e-10 | 0 | CO2 | Porous | Wet | R245fa | MinimizeLCOE | IgnoreSilica | 179.2781 | 47.5256 | 8.4205 | 4 | 2941.4258 | 4968.8303 | 65.9608 | 111.4248 | 172.8025 | 20.3657 | 23343250329.6448 | 11614363.2434 | 0 | 5780349.3865 | 0 | 0 | 0 | 3228733.7842 | 8043144.1015 | 20926611.0765 | 14282842.0585 | 63876043.6507 | 3144235.0165 | 32053237.5753 | 32053237.5753 | 23812626.8141 | 12421458.9187 | 0 | 99073516.2425 | 167360839.5507 | 562341.3252 | 33.6821 | 2941.4258 | 4968.8303 | 65.9608 | 111.4248
1 | 6700 | 707 | 0.035 | 15 | 15 | 7 | 7.4989e-10 | 0 | CO2 | Porous | Wet | R245fa | MinimizeLCOE | IgnoreSilica | 179.583 | 47.6184 | 8.4404 | 4 | 2935.219 | 4957.8419 | 65.8216 | 111.1784 | 172.7741 | 20.3486 | 23341617824.8625 | 11625303.8848 | 0 | 5788211.6611 | 0 | 0 | 0 | 3217895.68 | 8046250.3781 | 20934692.9709 | 14288358.1176 | 63900712.6926 | 3144235.0165 | 32053237.5753 | 32053237.5753 | 23812626.8141 | 12421458.9187 | 0 | 99098185.2844 | 167385508.5925 | 749894.2093 | 33.7618 | 2935.219 | 4957.8419 | 65.8216 | 111.1784
1 | 6700 | 707 | 0.035 | 15 | 15 | 7 | 1e-09 | 0 | CO2 | Porous | Wet | R245fa | MinimizeLCOE | IgnoreSilica | 178.282 | 47.2928 | 8.4195 | 4 | 2930.3894 | 4958.052 | 65.7133 | 111.1831 | 172.8891 | 20.4174 | 23341715810.3353 | 11577768.6497 | 0 | 5754642.1272 | 0 | 0 | 0 | 3166960.6762 | 7994754.8667 | 20800712.2134 | 14196913.4976 | 63491752.0308 | 3144235.0165 | 32053237.5753 | 32053237.5753 | 23812626.8141 | 12421458.9187 | 0 | 98689224.6226 | 166976547.9308 | 1000000 | 33.6779 | 2930.3894 | 4958.052 | 65.7133 | 111.1831
1 | 6700 | 707 | 0.035 | 15 | 15 | 7 | 1.3335e-09 | 0 | CO2 | Porous | Wet | R245fa | MinimizeLCOE | IgnoreSilica | 179.605 | 47.644 | 8.4581 | 4 | 2926.7449 | 4945.1518 | 65.6315 | 110.8938 | 172.7662 | 20.3434 | 23346807470.3446 | 11625386.1293 | 0 | 5788780.2162 | 0 | 0 | 0 | 3191509.7219 | 8036213.6663 | 20908579.5055 | 14270535.1409 | 63821004.38 | 3144235.0165 | 32053237.5753 | 32053237.5753 | 23812626.8141 | 12421458.9187 | 0 | 99018476.9718 | 167305800.28 | 1333521.4322 | 33.8323 | 2926.7449 | 4945.1518 | 65.6315 | 110.8938
1 | 6700 | 707 | 0.035 | 15 | 15 | 7 | 1.7783e-09 | 0 | CO2 | Porous | Wet | R245fa | MinimizeLCOE | IgnoreSilica | 180.1212 | 47.7837 | 8.4756 | 4 | 2924.1204 | 4938.3573 | 65.5727 | 110.7415 | 172.7177 | 20.3144 | 23339892389.2379 | 11643842.0205 | 0 | 5802086.1065 | 0 | 0 | 0 | 3197205.6039 | 8050822.1551 | 20946587.7968 | 14296476.5806 | 63937020.2634 | 3144235.0165 | 32053237.5753 | 32053237.5753 | 23812626.8141 | 12421458.9187 | 0 | 99134492.8552 | 167421816.1634 | 1778279.41 | 33.9023 | 2924.1204 | 4938.3573 | 65.5727 | 110.7415
1 | 6700 | 707 | 0.035 | 15 | 15 | 7 | 2.3714e-09 | 0 | CO2 | Porous | Wet | R245fa | MinimizeLCOE | IgnoreSilica | 180.2138 | 47.8121 | 8.4818 | 4 | 2922.1605 | 4934.9166 | 65.5287 | 110.6643 | 172.709 | 20.3092 | 23341738825.301 | 11647149.3006 | 0 | 5804472.5157 | 0 | 0 | 0 | 3193592.5674 | 8051633.6097 | 20948699.0352 | 14297917.5442 | 63943464.5728 | 3144235.0165 | 32053237.5753 | 32053237.5753 | 23812626.8141 | 12421458.9187 | 0 | 99140937.1646 | 167428260.4728 | 2371373.7057 | 33.9273 | 2922.1605 | 4934.9166 | 65.5287 | 110.6643
1 | 6700 | 707 | 0.035 | 15 | 15 | 7 | 3.1623e-09 | 0 | CO2 | Porous | Wet | R245fa | MinimizeLCOE | IgnoreSilica | 180.2844 | 47.8337 | 8.4865 | 4 | 2920.691 | 4932.3312 | 65.4958 | 110.6063 | 172.7024 | 20.3052 | 23342618810.0841 | 11649667.5444 | 0 | 5806290.5676 | 0 | 0 | 0 | 3190905.2418 | 8052276.708 | 20950372.2451 | 14299059.5444 | 63948571.8513 | 3144235.0165 | 32053237.5753 | 32053237.5753 | 23812626.8141 | 12421458.9187 | 0 | 99146044.4431 | 167433367.7513 | 3162277.6602 | 33.9461 | 2920.691 | 4932.3312 | 65.4958 | 110.6063
1 | 6700 | 707 | 0.035 | 15 | 15 | 7 | 4.217e-09 | 0 | CO2 | Porous | Wet | R245fa | MinimizeLCOE | IgnoreSilica | 180.3381 | 47.8501 | 8.4901 | 4 | 2919.5891 | 4930.3886 | 65.4711 | 110.5628 | 172.6973 | 20.3022 | 23342914968.1823 | 11651583.6287 | 0 | 5807674.4641 | 0 | 0 | 0 | 3188907.0752 | 8052784.4155 | 20951693.196 | 14299961.1205 | 63952603.9001 | 3144235.0165 | 32053237.5753 | 32053237.5753 | 23812626.8141 | 12421458.9187 | 0 | 99150076.4919 | 167437399.8001 | 4216965.0343 | 33.9603 | 2919.5891 | 4930.3886 | 65.4711 | 110.5628
1 | 6700 | 707 | 0.035 | 15 | 15 | 7 | 5.6234e-09 | 0 | CO2 | Porous | Wet | R245fa | MinimizeLCOE | IgnoreSilica | 180.377 | 47.8621 | 8.4927 | 4 | 2918.7628 | 4928.9397 | 65.4525 | 110.5303 | 172.6936 | 20.3 | 23343764692.7993 | 11652970.7268 | 0 | 5808676.5447 | 0 | 0 | 0 | 3187369.3756 | 8053116.4924 | 20952557.1918 | 14300550.8154 | 63955241.1466 | 3144235.0165 | 32053237.5753 | 32053237.5753 | 23812626.8141 | 12421458.9187 | 0 | 99152713.7384 | 167440037.0465 | 5623413.2519 | 33.9708 | 2918.7628 | 4928.9397 | 65.4525 | 110.5303
1 | 6700 | 707 | 0.035 | 15 | 15 | 7 | 7.4989e-09 | 0 | CO2 | Porous | Wet | R245fa | MinimizeLCOE | IgnoreSilica | 180.4159 | 47.8735 | 8.4949 | 4 | 2918.1432 | 4927.7997 | 65.4387 | 110.5047 | 172.69 | 20.2978 | 23339986210.6935 | 11654356.9237 | 0 | 5809678.582 | 0 | 0 | 0 | 3186473.8991 | 8053698.6679 | 20954071.8931 | 14301584.6301 | 63959864.5959 | 3144235.0165 | 32053237.5753 | 32053237.5753 | 23812626.8141 | 12421458.9187 | 0 | 99157337.1877 | 167444660.4959 | 7498942.0933 | 33.9796 | 2918.1432 | 4927.7997 | 65.4387 | 110.5047
1 | 6700 | 707 | 0.035 | 15 | 15 | 7 | 1e-08 | 0 | CO2 | Porous | Wet | R245fa | MinimizeLCOE | IgnoreSilica | 180.4307 | 47.8784 | 8.4962 | 4 | 2917.6786 | 4927.0241 | 65.4282 | 110.4873 | 172.6886 | 20.297 | 23343666335.2399 | 11654885.4438 | 0 | 5810060.2992 | 0 | 0 | 0 | 3185419.5628 | 8053642.4693 | 20953925.6758 | 14301484.8338 | 63959418.2847 | 3144235.0165 | 32053237.5753 | 32053237.5753 | 23812626.8141 | 12421458.9187 | 0 | 99156890.8765 | 167444214.1847 | 10000000 | 33.9849 | 2917.6786 | 4927.0241 | 65.4282 | 110.4873
1 | 6800 | 707 | 0.035 | 15 | 15 | 7 | 1e-13 | 0 | CO2 | Porous | Wet | R245fa | MinimizeLCOE | IgnoreSilica | 2.6109 | 0.10023 | 0.011108 | 4 | 873349.6752 | 2441312.8334 | 19584.6539 | 54745.8462 | 106.3488 | 21.9253 | 337861964.3223 | 396741.8717 | 0 | 162929.1045 | 0 | 0 | 0 | 390378.5565 | 370519.3178 | 964015.2608 | 657960.224 | 2942544.3353 | 3144235.0165 | 32719421.0761 | 32719421.0761 | 24290101.4924 | 12660959.158 | 0 | 38806200.4279 | 108476682.1543 | 100 | 0.044434 | 873349.6752 | 2441312.8334 | 19584.6539 | 54745.8462
1 | 6800 | 707 | 0.035 | 15 | 15 | 7 | 1.3335e-13 | 0 | CO2 | Porous | Wet | R245fa | MinimizeLCOE | IgnoreSilica | 3.805 | 0.29062 | 0.032644 | 4 | 307125.3987 | 840694.9444 | 6887.2123 | 18852.3795 | 122.5721 | 22.9494 | 1010209691.9832 | 582719.8375 | 0 | 257225.4563 | 0 | 0 | 0 | 528697.767 | 533770.7937 | 1388762.1138 | 947858.6789 | 4239034.6473 | 3144235.0165 | 32719421.0761 | 32719421.0761 | 24290101.4924 | 12660959.158 | 0 | 40102690.7399 | 109773172.4663 | 133.3521 | 0.13057 | 307125.3987 | 840694.9444 | 6887.2123 | 18852.3795
1 | 6800 | 707 | 0.035 | 15 | 15 | 7 | 1.7783e-13 | 0 | CO2 | Porous | Wet | R245fa | MinimizeLCOE | IgnoreSilica | 5.3151 | 0.57974 | 0.067454 | 4 | 153986.4836 | 412202.6373 | 3453.1094 | 9243.5438 | 135.6149 | 23.6593 | 1659322815.1961 | 804305.9353 | 0 | 346369.6212 | 0 | 0 | 0 | 684544.3642 | 715735.7691 | 1862197.6536 | 1270988.1629 | 5684141.5063 | 3144235.0165 | 32719421.0761 | 32719421.0761 | 24290101.4924 | 12660959.158 | 0 | 41547797.5988 | 111218279.3253 | 177.8279 | 0.26981 | 153986.4836 | 412202.6373 | 3453.1094 | 9243.5438
1 | 6800 | 707 | 0.035 | 15 | 15 | 7 | 2.3714e-13 | 0 | CO2 | Porous | Wet | R245fa | MinimizeLCOE | IgnoreSilica | 7.1197 | 0.97067 | 0.11843 | 4 | 90943.0395 | 238009.8595 | 2039.3755 | 5337.3132 | 145.5628 | 24.1428 | 2706908621.7901 | 1050606.0146 | 0 | 437626.6359 | 0 | 0 | 0 | 842577.3767 | 909015.9106 | 2365072.9347 | 1614210.8753 | 7219109.7479 | 3144235.0165 | 32719421.0761 | 32719421.0761 | 24290101.4924 | 12660959.158 | 0 | 43082765.8405 | 112753247.5669 | 237.1374 | 0.47373 | 90943.0395 | 238009.8595 | 2039.3755 | 5337.3132
1 | 6800 | 707 | 0.035 | 15 | 15 | 7 | 3.1623e-13 | 0 | CO2 | Porous | Wet | R245fa | MinimizeLCOE | IgnoreSilica | 9.3855 | 1.4949 | 0.18937 | 4 | 59199.4505 | 151174.5512 | 1327.5333 | 3390.0525 | 153.5812 | 24.4988 | 3971506181.9795 | 1336682.4681 | 0 | 545882.0116 | 0 | 0 | 0 | 1016618.4216 | 1130681.3315 | 2941800.8899 | 2007839.5554 | 8979504.6781 | 3144235.0165 | 32719421.0761 | 32719421.0761 | 24290101.4924 | 12660959.158 | 0 | 44843160.7707 | 114513642.4971 | 316.2278 | 0.75749 | 59199.4505 | 151174.5512 | 1327.5333 | 3390.0525
1 | 6800 | 707 | 0.035 | 15 | 15 | 7 | 4.217e-13 | 0 | CO2 | Porous | Wet | R245fa | MinimizeLCOE | IgnoreSilica | 12.2555 | 2.1861 | 0.28575 | 4 | 41020.4125 | 101973.9497 | 919.8728 | 2286.741 | 160.0601 | 24.7638 | 5396541153.565 | 1671482.4473 | 0 | 675765.3328 | 0 | 0 | 0 | 1211734.8179 | 1388003.2132 | 3611299.6422 | 2464786.2106 | 11023071.6641 | 3144235.0165 | 32719421.0761 | 32719421.0761 | 24290101.4924 | 12660959.158 | 0 | 46886727.7567 | 116557209.4832 | 421.6965 | 1.143 | 41020.4125 | 101973.9497 | 919.8728 | 2286.741
1 | 6800 | 707 | 0.035 | 15 | 15 | 7 | 5.6234e-13 | 0 | CO2 | Porous | Wet | R245fa | MinimizeLCOE | IgnoreSilica | 15.9212 | 3.0909 | 0.41486 | 4 | 29701.7323 | 71686.1931 | 666.0541 | 1607.5454 | 165.2931 | 24.9597 | 6861984674.4836 | 2066554.5533 | 0 | 833129.9628 | 0 | 0 | 0 | 1434618.7733 | 1690378.2828 | 4398017.5477 | 3001737.3465 | 13424436.4664 | 3144235.0165 | 32719421.0761 | 32719421.0761 | 24290101.4924 | 12660959.158 | 0 | 49288092.559 | 118958574.2854 | 562.3413 | 1.6594 | 29701.7323 | 71686.1931 | 666.0541 | 1607.5454
1 | 6800 | 707 | 0.035 | 15 | 15 | 7 | 7.4989e-13 | 0 | CO2 | Porous | Wet | R245fa | MinimizeLCOE | IgnoreSilica | 20.5498 | 4.2541 | 0.58556 | 4 | 22232.4612 | 51977.7153 | 498.5575 | 1165.5876 | 169.441 | 25.0965 | 8484425189.0652 | 2527785.3117 | 0 | 1021829.4394 | 0 | 0 | 0 | 1684077.5978 | 2041140.0161 | 5310627.6265 | 3624612.4775 | 16210072.469 | 3144235.0165 | 32719421.0761 | 32719421.0761 | 24290101.4924 | 12660959.158 | 0 | 52073728.5616 | 121744210.288 | 749.8942 | 2.3422 | 22232.4612 | 51977.7153 | 498.5575 | 1165.5876
1 | 6800 | 707 | 0.035 | 15 | 15 | 7 | 1e-12 | 0 | CO2 | Porous | Wet | R245fa | MinimizeLCOE | IgnoreSilica | 26.3887 | 5.7395 | 0.80907 | 4 | 17090.54 | 38618.4722 | 383.2512 | 866.0098 | 172.7068 | 25.1808 | 10173279891.8933 | 3066422.7274 | 0 | 1248149.698 | 0 | 0 | 0 | 1963947.5385 | 2448622.7859 | 6370814.2073 | 4348211.6036 | 19446168.5606 | 3144235.0165 | 32719421.0761 | 32719421.0761 | 24290101.4924 | 12660959.158 | 0 | 55309824.6532 | 124980306.3796 | 1000 | 3.2363 | 17090.54 | 38618.4722 | 383.2512 | 866.0098
1 | 6800 | 707 | 0.035 | 15 | 15 | 7 | 1.3335e-12 | 0 | CO2 | Porous | Wet | R245fa | MinimizeLCOE | IgnoreSilica | 33.6755 | 7.6118 | 1.0982 | 4 | 13437.3345 | 29297.2808 | 301.329 | 656.9844 | 175.2311 | 25.2123 | 11926359197.2536 | 3689479.1169 | 0 | 1516993.7656 | 0 | 0 | 0 | 2272616.8896 | 2916845.0111 | 7589032.3917 | 5179670.5464 | 23164637.7213 | 3144235.0165 | 32719421.0761 | 32719421.0761 | 24290101.4924 | 12660959.158 | 0 | 59028293.8139 | 128698775.5403 | 1333.5214 | 4.3929 | 13437.3345 | 29297.2808 | 301.329 | 656.9844
1 | 6800 | 707 | 0.035 | 15 | 15 | 7 | 1.7783e-12 | 0 | CO2 | Porous | Wet | R245fa | MinimizeLCOE | IgnoreSilica | 42.6233 | 9.9318 | 1.4664 | 4 | 10779.5887 | 22657.4139 | 241.7297 | 508.087 | 177.1282 | 25.1853 | 13730496076.8724 | 4399494.9646 | 0 | 1831681.3897 | 0 | 0 | 0 | 2604076.2624 | 3445748.5205 | 8965130.8302 | 6118886.0066 | 27365017.974 | 3144235.0165 | 32719421.0761 | 32719421.0761 | 24290101.4924 | 12660959.158 | 0 | 63228674.0665 | 132899155.793 | 1778.2794 | 5.8656 | 10779.5887 | 22657.4139 | 241.7297 | 508.087
1 | 6800 | 707 | 0.035 | 15 | 15 | 7 | 2.3714e-12 | 0 | CO2 | Porous | Wet | R245fa | MinimizeLCOE | IgnoreSilica | 53.4003 | 12.7508 | 1.9257 | 4 | 8812.1426 | 17856.803 | 197.6102 | 400.4345 | 178.4907 | 25.0889 | 15515386621.7747 | 5193958.4891 | 0 | 2193649.5286 | 0 | 0 | 0 | 2949212.6603 | 4031360.0644 | 10488771.942 | 7158802.3731 | 32015755.0576 | 3144235.0165 | 32719421.0761 | 32719421.0761 | 24290101.4924 | 12660959.158 | 0 | 67879411.1502 | 137549892.8767 | 2371.3737 | 7.7029 | 8812.1426 | 17856.803 | 197.6102 | 400.4345
1 | 6800 | 707 | 0.035 | 15 | 15 | 7 | 3.1623e-12 | 0 | CO2 | Porous | Wet | R245fa | MinimizeLCOE | IgnoreSilica | 65.9944 | 16.0768 | 2.4822 | 4 | 7338.4231 | 14355.2949 | 164.5624 | 321.914 | 179.3819 | 24.9092 | 17220492921.4877 | 6057164.6536 | 0 | 2598589.8628 | 0 | 0 | 0 | 3290153.565 | 4658904.1517 | 12121512.9302 | 8273181.647 | 36999506.8104 | 3144235.0165 | 32719421.0761 | 32719421.0761 | 24290101.4924 | 12660959.158 | 0 | 72863162.903 | 142533644.6294 | 3162.2777 | 9.929 | 7338.4231 | 14355.2949 | 164.5624 | 321.914
1 | 6800 | 707 | 0.035 | 15 | 15 | 7 | 4.217e-12 | 0 | CO2 | Porous | Wet | R245fa | MinimizeLCOE | IgnoreSilica | 80.1021 | 19.8439 | 3.1298 | 4 | 6227.2994 | 11792.3697 | 139.6457 | 264.441 | 179.851 | 24.635 | 18781032891.2103 | 6956881.9339 | 0 | 3034223.829 | 0 | 0 | 0 | 3600752.8422 | 5300824.856 | 13791658.9267 | 9413090.6077 | 42097432.9956 | 3144235.0165 | 32719421.0761 | 32719421.0761 | 24290101.4924 | 12660959.158 | 0 | 77961089.0882 | 147631570.8146 | 4216.965 | 12.5192 | 6227.2994 | 11792.3697 | 139.6457 | 264.441
1 | 6800 | 707 | 0.035 | 15 | 15 | 7 | 5.6234e-12 | 0 | CO2 | Porous | Wet | R245fa | MinimizeLCOE | IgnoreSilica | 95.0586 | 23.8903 | 3.8451 | 4 | 5387.5992 | 9917.4433 | 120.8156 | 222.3963 | 179.9473 | 24.2641 | 20144336266.1029 | 7845010.9285 | 0 | 3479570.1366 | 0 | 0 | 0 | 3849952.4627 | 5918068.0758 | 15397599.1707 | 10509177.823 | 46999378.5973 | 3144235.0165 | 32719421.0761 | 32719421.0761 | 24290101.4924 | 12660959.158 | 0 | 82863034.6899 | 152533516.4163 | 5623.4133 | 15.3803 | 5387.5992 | 9917.4433 | 120.8156 | 222.3963
1 | 6800 | 707 | 0.035 | 15 | 15 | 7 | 7.4989e-12 | 0 | CO2 | Porous | Wet | R245fa | MinimizeLCOE | IgnoreSilica | 109.936 | 27.9743 | 4.5875 | 4 | 4755.2196 | 8551.9478 | 106.6346 | 191.7753 | 179.7492 | 23.8229 | 21256020769.5139 | 8669595.1577 | 0 | 3908806.5236 | 0 | 0 | 0 | 4015419.3808 | 6471590.2142 | 16837750.2317 | 11492110.5143 | 51395272.0222 | 3144235.0165 | 32719421.0761 | 32719421.0761 | 24290101.4924 | 12660959.158 | 0 | 87258928.1148 | 156929409.8413 | 7498.9421 | 18.3501 | 4755.2196 | 8551.9478 | 106.6346 | 191.7753
1 | 6800 | 707 | 0.035 | 15 | 15 | 7 | 1e-11 | 0 | CO2 | Porous | Wet | R245fa | MinimizeLCOE | IgnoreSilica | 123.805 | 31.8425 | 5.3104 | 4 | 4280.4535 | 7560.3815 | 95.9881 | 169.5397 | 179.3442 | 23.3441 | 22104842029.103 | 9389013.5849 | 0 | 4298558.785 | 0 | 0 | 0 | 4089291.0191 | 6932976.7217 | 18038183.2808 | 12311430.7368 | 55059454.1283 | 3144235.0165 | 32719421.0761 | 32719421.0761 | 24290101.4924 | 12660959.158 | 0 | 90923110.2209 | 160593591.9473 | 10000 | 21.2415 | 4280.4535 | 7560.3815 | 95.9881 | 169.5397
1 | 6800 | 707 | 0.035 | 15 | 15 | 7 | 1.3335e-11 | 0 | CO2 | Porous | Wet | R245fa | MinimizeLCOE | IgnoreSilica | 135.9749 | 35.2926 | 5.9724 | 4 | 3925.4278 | 6841.7842 | 88.0268 | 153.4253 | 178.8301 | 22.8699 | 22720064115.5483 | 9982525.746 | 0 | 4633395.0694 | 0 | 0 | 0 | 4082290.1156 | 7292302.2631 | 18973074.6317 | 12949513.2938 | 57913101.1195 | 3144235.0165 | 32719421.0761 | 32719421.0761 | 24290101.4924 | 12660959.158 | 0 | 93776757.2121 | 163447238.9386 | 13335.2143 | 23.8896 | 3925.4278 | 6841.7842 | 88.0268 | 153.4253
1 | 6800 | 707 | 0.035 | 15 | 15 | 7 | 1.7783e-11 | 0 | CO2 | Porous | Wet | R245fa | MinimizeLCOE | IgnoreSilica | 145.846 | 38.1472 | 6.5415 | 4 | 3660.274 | 6322.8904 | 82.0808 | 141.7893 | 178.3033 | 22.4439 | 23144502010.1882 | 10437703.2493 | 0 | 4900585.1625 | 0 | 0 | 0 | 4005205.3573 | 7543962.57 | 19627843.1275 | 13396406.2464 | 59911705.713 | 3144235.0165 | 32719421.0761 | 32719421.0761 | 24290101.4924 | 12660959.158 | 0 | 95775361.8056 | 165445843.5321 | 17782.7941 | 26.1662 | 3660.274 | 6322.8904 | 82.0808 | 141.7893
1 | 6800 | 707 | 0.035 | 15 | 15 | 7 | 2.3714e-11 | 0 | CO2 | Porous | Wet | R245fa | MinimizeLCOE | IgnoreSilica | 154.3749 | 40.6254 | 7.03 | 4 | 3463.1217 | 5940.7172 | 77.6597 | 133.2191 | 177.7768 | 22.0518 | 23410276554.0552 | 10812806.4547 | 0 | 5128539.2522 | 0 | 0 | 0 | 3921418.1729 | 7746477.9131 | 20154746.5088 | 13756028.6309 | 61520016.9326 | 3144235.0165 | 32719421.0761 | 32719421.0761 | 24290101.4924 | 12660959.158 | 0 | 97383673.0251 | 167054154.7516 | 23713.7371 | 28.1202 | 3463.1217 | 5940.7172 | 77.6597 | 133.2191
1 | 6800 | 707 | 0.035 | 15 | 15 | 7 | 3.1623e-11 | 0 | CO2 | Porous | Wet | R245fa | MinimizeLCOE | IgnoreSilica | 160.825 | 42.5324 | 7.4198 | 4 | 3316.2627 | 5663.7182 | 74.3664 | 127.0075 | 177.3312 | 21.738 | 23587283449.7231 | 11084812.2143 | 0 | 5299260.0554 | 0 | 0 | 0 | 3814530.5548 | 7877455.1015 | 20495522.2859 | 13988615.101 | 62560195.3129 | 3144235.0165 | 32719421.0761 | 32719421.0761 | 24290101.4924 | 12660959.158 | 0 | 98423851.4055 | 168094333.132 | 31622.7766 | 29.6791 | 3316.2627 | 5663.7182 | 74.3664 | 127.0075
1 | 6800 | 707 | 0.035 | 15 | 15 | 7 | 4.217e-11 | 0 | CO2 | Porous | Wet | R245fa | MinimizeLCOE | IgnoreSilica | 165.8286 | 44.0264 | 7.7292 | 4 | 3206.78 | 5460.2766 | 71.9113 | 122.4454 | 176.9566 | 21.4841 | 23692005833.5755 | 11288756.9701 | 0 | 5430750.2299 | 0 | 0 | 0 | 3711212.025 | 7967980.4977 | 20731050.7975 | 14149368.1498 | 63279118.67 | 3144235.0165 | 32719421.0761 | 32719421.0761 | 24290101.4924 | 12660959.158 | 0 | 99142774.7626 | 168813256.489 | 42169.6503 | 30.9166 | 3206.78 | 5460.2766 | 71.9113 | 122.4454
1 | 6800 | 707 | 0.035 | 15 | 15 | 7 | 5.6234e-11 | 0 | CO2 | Porous | Wet | R245fa | MinimizeLCOE | IgnoreSilica | 169.6607 | 45.18 | 7.9707 | 4 | 3125.0793 | 5310.2755 | 70.0791 | 119.0816 | 176.6523 | 21.2833 | 23754564196.9089 | 11440710.7678 | 0 | 5530920.4628 | 0 | 0 | 0 | 3618567.2775 | 8030177.4181 | 20892874.4261 | 14259816.1015 | 63773066.4538 | 3144235.0165 | 32719421.0761 | 32719421.0761 | 24290101.4924 | 12660959.158 | 0 | 99636722.5464 | 169307204.2729 | 56234.1325 | 31.8829 | 3125.0793 | 5310.2755 | 70.0791 | 119.0816
1 | 6800 | 707 | 0.035 | 15 | 15 | 7 | 7.4989e-11 | 0 | CO2 | Porous | Wet | R245fa | MinimizeLCOE | IgnoreSilica | 172.5696 | 46.0616 | 8.1572 | 4 | 3064.0497 | 5199.3043 | 68.7106 | 116.5931 | 176.411 | 21.1272 | 23793869557.9321 | 11553555.3876 | 0 | 5606653.5074 | 0 | 0 | 0 | 3539472.387 | 8072875.7 | 21003966.5969 | 14335638.7907 | 64112162.3697 | 3144235.0165 | 32719421.0761 | 32719421.0761 | 24290101.4924 | 12660959.158 | 0 | 99975818.4623 | 169646300.1887 | 74989.4209 | 32.6287 | 3064.0497 | 5199.3043 | 68.7106 | 116.5931
1 | 6800 | 707 | 0.035 | 15 | 15 | 7 | 1e-10 | 0 | CO2 | Porous | Wet | R245fa | MinimizeLCOE | IgnoreSilica | 174.7887 | 46.7369 | 8.3004 | 4 | 3018.4211 | 5116.8295 | 67.6874 | 114.7437 | 176.2207 | 21.006 | 23809534814.0338 | 11638174.0977 | 0 | 5664257.6254 | 0 | 0 | 0 | 3474913.8566 | 8103164.7761 | 21082772.5598 | 14389425.4797 | 64352708.3953 | 3144235.0165 | 32719421.0761 | 32719421.0761 | 24290101.4924 | 12660959.158 | 0 | 100216364.4879 | 169886846.2144 | 100000 | 33.2016 | 3018.4211 | 5116.8295 | 67.6874 | 114.7437
1 | 6800 | 707 | 0.035 | 15 | 15 | 7 | 1.3335e-10 | 0 | CO2 | Porous | Wet | R245fa | MinimizeLCOE | IgnoreSilica | 176.4398 | 47.2423 | 8.4089 | 4 | 2984.2826 | 5055.6058 | 66.9218 | 113.3707 | 176.0757 | 20.9146 | 23828329577.1763 | 11700300.74 | 0 | 5707022.5045 | 0 | 0 | 0 | 3422385.0221 | 8123586.224 | 21135904.9781 | 14425689.447 | 64514888.9158 | 3144235.0165 | 32719421.0761 | 32719421.0761 | 24290101.4924 | 12660959.158 | 0 | 100378545.0083 | 170049026.7348 | 133352.1432 | 33.6357 | 2984.2826 | 5055.6058 | 66.9218 | 113.3707
1 | 6800 | 707 | 0.035 | 15 | 15 | 7 | 1.7783e-10 | 0 | CO2 | Porous | Wet | R245fa | MinimizeLCOE | IgnoreSilica | 177.6922 | 47.6265 | 8.4915 | 4 | 2958.7264 | 5009.9141 | 66.3487 | 112.3461 | 175.9637 | 20.8445 | 23836362575.6054 | 11746947.8744 | 0 | 5739408.1388 | 0 | 0 | 0 | 3381233.1645 | 8138359.7793 | 21174342.7387 | 14451924.0084 | 64632215.7041 | 3144235.0165 | 32719421.0761 | 32719421.0761 | 24290101.4924 | 12660959.158 | 0 | 100495871.7967 | 170166353.5231 | 177827.941 | 33.9659 | 2958.7264 | 5009.9141 | 66.3487 | 112.3461
1 | 6800 | 707 | 0.035 | 15 | 15 | 7 | 2.3714e-10 | 0 | CO2 | Porous | Wet | R245fa | MinimizeLCOE | IgnoreSilica | 178.6519 | 47.9207 | 8.5543 | 4 | 2939.5867 | 4975.7045 | 65.9195 | 111.579 | 175.8768 | 20.7905 | 23833145858.8522 | 11782407.361 | 0 | 5764191.0858 | 0 | 0 | 0 | 3349689.6823 | 8149552.3703 | 21203463.5645 | 14471799.5704 | 64721103.6342 | 3144235.0165 | 32719421.0761 | 32719421.0761 | 24290101.4924 | 12660959.158 | 0 | 100584759.7268 | 170255241.4533 | 237137.3706 | 34.2173 | 2939.5867 | 4975.7045 | 65.9195 | 111.579
1 | 6800 | 707 | 0.035 | 15 | 15 | 7 | 3.1623e-10 | 0 | CO2 | Porous | Wet | R245fa | MinimizeLCOE | IgnoreSilica | 179.3512 | 48.1365 | 8.6012 | 4 | 2925.2478 | 4950.2618 | 65.598 | 111.0084 | 175.8127 | 20.7508 | 23840003685.3687 | 11808096.6903 | 0 | 5782236.4396 | 0 | 0 | 0 | 3324749.6244 | 8156882.2742 | 21222534.4708 | 14484815.8558 | 64779315.355 | 3144235.0165 | 32719421.0761 | 32719421.0761 | 24290101.4924 | 12660959.158 | 0 | 100642971.4476 | 170313453.174 | 316227.766 | 34.4049 | 2925.2478 | 4950.2618 | 65.598 | 111.0084
1 | 6800 | 707 | 0.035 | 15 | 15 | 7 | 4.217e-10 | 0 | CO2 | Porous | Wet | R245fa | MinimizeLCOE | IgnoreSilica | 179.8776 | 48.2991 | 8.6366 | 4 | 2914.5029 | 4931.2245 | 65.357 | 110.5815 | 175.7642 | 20.7209 | 23844265061.5888 | 11827345.0676 | 0 | 5795808.6786 | 0 | 0 | 0 | 3305691.7353 | 8162249.7378 | 21236499.5101 | 14494347.2821 | 64821942.0115 | 3144235.0165 | 32719421.0761 | 32719421.0761 | 24290101.4924 | 12660959.158 | 0 | 100685598.1041 | 170356079.8306 | 421696.5034 | 34.5464 | 2914.5029 | 4931.2245 | 65.357 | 110.5815
1 | 6800 | 707 | 0.035 | 15 | 15 | 7 | 5.6234e-10 | 0 | CO2 | Porous | Wet | R245fa | MinimizeLCOE | IgnoreSilica | 180.2844 | 48.4243 | 8.6635 | 4 | 2906.4497 | 4916.9118 | 65.1764 | 110.2606 | 175.7264 | 20.6977 | 23841912328.2689 | 11842167.2602 | 0 | 5806290.5676 | 0 | 0 | 0 | 3291496.5623 | 8166582.2121 | 21247771.7196 | 14502040.7967 | 64856349.1184 | 3144235.0165 | 32719421.0761 | 32719421.0761 | 24290101.4924 | 12660959.158 | 0 | 100720005.2109 | 170390486.9374 | 562341.3252 | 34.654 | 2906.4497 | 4916.9118 | 65.1764 | 110.2606
1 | 6800 | 707 | 0.035 | 15 | 15 | 7 | 7.4989e-10 | 0 | CO2 | Porous | Wet | R245fa | MinimizeLCOE | IgnoreSilica | 180.5887 | 48.5181 | 8.6837 | 4 | 2900.4131 | 4906.1997 | 65.0411 | 110.0203 | 175.6981 | 20.6802 | 23840436832.2297 | 11853228.814 | 0 | 5814130.4769 | 0 | 0 | 0 | 3280699.5742 | 8169742.9574 | 21255995.3306 | 14507653.5801 | 64881450.7334 | 3144235.0165 | 32719421.0761 | 32719421.0761 | 24290101.4924 | 12660959.158 | 0 | 100745106.8259 | 170415588.5524 | 749894.2093 | 34.7347 | 2900.4131 | 4906.1997 | 65.0411 | 110.0203
1 | 6800 | 707 | 0.035 | 15 | 15 | 7 | 1e-09 | 0 | CO2 | Porous | Wet | R245fa | MinimizeLCOE | IgnoreSilica | 180.8056 | 48.5856 | 8.6986 | 4 | 2895.8877 | 4898.2385 | 64.9396 | 109.8418 | 175.6778 | 20.6678 | 23844557698.6084 | 11861096.8023 | 0 | 5819715.9399 | 0 | 0 | 0 | 3272218.898 | 8171682.3397 | 21261041.2054 | 14511097.4934 | 64896852.6787 | 3144235.0165 | 32719421.0761 | 32719421.0761 | 24290101.4924 | 12660959.158 | 0 | 100760508.7713 | 170430990.4977 | 1000000 | 34.7943 | 2895.8877 | 4898.2385 | 64.9396 | 109.8418
1 | 6800 | 707 | 0.035 | 15 | 15 | 7 | 1.3335e-09 | 0 | CO2 | Porous | Wet | R245fa | MinimizeLCOE | IgnoreSilica | 180.9862 | 48.6409 | 8.7102 | 4 | 2892.4949 | 4892.1754 | 64.8635 | 109.7058 | 175.6609 | 20.6574 | 23846197574.3439 | 11867638.07 | 0 | 5824365.6843 | 0 | 0 | 0 | 3266305.0675 | 8173740.4405 | 21266395.9614 | 14514752.2244 | 64913197.4481 | 3144235.0165 | 32719421.0761 | 32719421.0761 | 24290101.4924 | 12660959.158 | 0 | 100776853.5407 | 170447335.2671 | 1333521.4322 | 34.8408 | 2892.4949 | 4892.1754 | 64.8635 | 109.7058
1 | 6800 | 707 | 0.035 | 15 | 15 | 7 | 1.7783e-09 | 0 | CO2 | Porous | Wet | R245fa | MinimizeLCOE | IgnoreSilica | 179.605 | 48.2853 | 8.6825 | 4 | 2889.7781 | 4895.8305 | 64.8026 | 109.7878 | 175.7838 | 20.7326 | 23845034752.2568 | 11816703.1042 | 0 | 5788780.2162 | 0 | 0 | 0 | 3219013.1267 | 8121553.6143 | 21130616.5448 | 14422079.9826 | 64498746.5888 | 3144235.0165 | 32719421.0761 | 32719421.0761 | 24290101.4924 | 12660959.158 | 0 | 100362402.6813 | 170032884.4078 | 1778279.41 | 34.7301 | 2889.7781 | 4895.8305 | 64.8026 | 109.7878
1 | 6800 | 707 | 0.035 | 15 | 15 | 7 | 2.3714e-09 | 0 | CO2 | Porous | Wet | R245fa | MinimizeLCOE | IgnoreSilica | 180.487 | 48.5217 | 8.7081 | 4 | 2887.7495 | 4887.9151 | 64.7571 | 109.6103 | 175.7019 | 20.6821 | 23840925721.2952 | 11848831.2289 | 0 | 5811510.9943 | 0 | 0 | 0 | 3236709.5376 | 8149850.1867 | 21204238.4217 | 14472328.4263 | 64723468.7956 | 3144235.0165 | 32719421.0761 | 32719421.0761 | 24290101.4924 | 12660959.158 | 0 | 100587124.8882 | 170257606.6146 | 2371373.7057 | 34.8324 | 2887.7495 | 4887.9151 | 64.7571 | 109.6103
1 | 6800 | 707 | 0.035 | 15 | 15 | 7 | 3.1623e-09 | 0 | CO2 | Porous | Wet | R245fa | MinimizeLCOE | IgnoreSilica | 180.928 | 48.641 | 8.7218 | 4 | 2886.2926 | 4883.3165 | 64.7244 | 109.5072 | 175.6606 | 20.6568 | 23838734146.1779 | 11864818.0158 | 0 | 5822868.0483 | 0 | 0 | 0 | 3244044.2864 | 8163374.8367 | 21239426.7867 | 14496345.2085 | 64830877.1826 | 3144235.0165 | 32719421.0761 | 32719421.0761 | 24290101.4924 | 12660959.158 | 0 | 100694533.2751 | 170365015.0016 | 3162277.6602 | 34.8872 | 2886.2926 | 4883.3165 | 64.7244 | 109.5072
1 | 6800 | 707 | 0.035 | 15 | 15 | 7 | 4.217e-09 | 0 | CO2 | Porous | Wet | R245fa | MinimizeLCOE | IgnoreSilica | 181.3321 | 48.7497 | 8.7338 | 4 | 2885.2122 | 4879.4957 | 64.7002 | 109.4215 | 175.6225 | 20.6335 | 23839451594.7452 | 11879421.6519 | 0 | 5833270.7919 | 0 | 0 | 0 | 3251526.6699 | 8176045.4543 | 21272393.1346 | 14518845.4184 | 64931503.121 | 3144235.0165 | 32719421.0761 | 32719421.0761 | 24290101.4924 | 12660959.158 | 0 | 100795159.2135 | 170465640.94 | 4216965.0343 | 34.9351 | 2885.2122 | 4879.4957 | 64.7002 | 109.4215
1 | 6800 | 707 | 0.035 | 15 | 15 | 7 | 5.6234e-09 | 0 | CO2 | Porous | Wet | R245fa | MinimizeLCOE | IgnoreSilica | 181.3781 | 48.7637 | 8.7366 | 4 | 2884.4086 | 4878.0446 | 64.6822 | 109.389 | 175.6182 | 20.6309 | 23836752893.8201 | 11881081.1489 | 0 | 5834453.4045 | 0 | 0 | 0 | 3250186.9904 | 8176631.4021 | 21273917.6505 | 14519885.9318 | 64936156.5281 | 3144235.0165 | 32719421.0761 | 32719421.0761 | 24290101.4924 | 12660959.158 | 0 | 100799812.6207 | 170470294.3472 | 5623413.2519 | 34.9464 | 2884.4086 | 4878.0446 | 64.6822 | 109.389
1 | 6800 | 707 | 0.035 | 15 | 15 | 7 | 7.4989e-09 | 0 | CO2 | Porous | Wet | R245fa | MinimizeLCOE | IgnoreSilica | 181.4124 | 48.7741 | 8.7387 | 4 | 2883.806 | 4876.9576 | 64.6686 | 109.3646 | 175.615 | 20.6289 | 23834818496.0181 | 11882318.1856 | 0 | 5835335.1774 | 0 | 0 | 0 | 3249175.648 | 8177063.3143 | 21275041.3974 | 14520652.9121 | 64939586.6348 | 3144235.0165 | 32719421.0761 | 32719421.0761 | 24290101.4924 | 12660959.158 | 0 | 100803242.7274 | 170473724.4538 | 7498942.0933 | 34.9549 | 2883.806 | 4876.9576 | 64.6686 | 109.3646
1 | 6800 | 707 | 0.035 | 15 | 15 | 7 | 1e-08 | 0 | CO2 | Porous | Wet | R245fa | MinimizeLCOE | IgnoreSilica | 181.4272 | 48.779 | 8.7401 | 4 | 2883.3541 | 4876.2018 | 64.6585 | 109.3476 | 175.6136 | 20.6281 | 23836264256.7392 | 11882853.4983 | 0 | 5835716.4743 | 0 | 0 | 0 | 3248122.6727 | 8177010.1316 | 21274903.0271 | 14520558.4716 | 64939164.2756 | 3144235.0165 | 32719421.0761 | 32719421.0761 | 24290101.4924 | 12660959.158 | 0 | 100802820.3682 | 170473302.0946 | 10000000 | 34.9603 | 2883.3541 | 4876.2018 | 64.6585 | 109.3476
1 | 6900 | 707 | 0.035 | 15 | 15 | 7 | 1e-13 | 0 | CO2 | Porous | Wet | R245fa | MinimizeLCOE | IgnoreSilica | 2.6887 | 0.10691 | 0.011801 | 4 | 838793.2694 | 2344286.8292 | 18809.7349 | 52570.0617 | 108.3361 | 22.3661 | 196780942.1403 | 412637.6649 | 0 | 169268.424 | 0 | 0 | 0 | 406022.0962 | 385291.9922 | 1002450.7295 | 684193.2212 | 3059864.128 | 3144235.0165 | 33391464.6677 | 33391464.6677 | 24773143.2569 | 12902803.4336 | 0 | 39595563.8122 | 110662975.1704 | 100 | 0.047205 | 838793.2694 | 2344286.8292 | 18809.7349 | 52570.0617
1 | 6900 | 707 | 0.035 | 15 | 15 | 7 | 1.3335e-13 | 0 | CO2 | Porous | Wet | R245fa | MinimizeLCOE | IgnoreSilica | 3.8802 | 0.30112 | 0.034407 | 4 | 297143.8993 | 813524.4763 | 6663.3796 | 18243.0884 | 124.4279 | 23.3749 | 1006719071.8829 | 600041.7707 | 0 | 263760.5646 | 0 | 0 | 0 | 543585.4859 | 548881.2503 | 1428076.4222 | 974691.5022 | 4359036.9958 | 3144235.0165 | 33391464.6677 | 33391464.6677 | 24773143.2569 | 12902803.4336 | 0 | 40894736.68 | 111962148.0382 | 133.3521 | 0.13763 | 297143.8993 | 813524.4763 | 6663.3796 | 18243.0884
1 | 6900 | 707 | 0.035 | 15 | 15 | 7 | 1.7783e-13 | 0 | CO2 | Porous | Wet | R245fa | MinimizeLCOE | IgnoreSilica | 5.4271 | 0.60067 | 0.071009 | 4 | 149203.4812 | 399409.8304 | 3345.8518 | 8956.6683 | 137.7693 | 24.0968 | 1805832745.371 | 829371.7647 | 0 | 352199.4359 | 0 | 0 | 0 | 705049.0953 | 735781.9154 | 1914353.6143 | 1306585.6778 | 5843341.5033 | 3144235.0165 | 33391464.6677 | 33391464.6677 | 24773143.2569 | 12902803.4336 | 0 | 42379041.1876 | 113446452.5458 | 177.8279 | 0.28404 | 149203.4812 | 399409.8304 | 3345.8518 | 8956.6683
1 | 6900 | 707 | 0.035 | 15 | 15 | 7 | 2.3714e-13 | 0 | CO2 | Porous | Wet | R245fa | MinimizeLCOE | IgnoreSilica | 7.2707 | 1.005 | 0.12438 | 4 | 88351.8284 | 231190.8244 | 1981.2683 | 5184.398 | 147.9038 | 24.5862 | 2824115860.6799 | 1083393.6964 | 0 | 445033.9524 | 0 | 0 | 0 | 868029.1209 | 934618.1402 | 2431684.6842 | 1659674.7631 | 7422434.3572 | 3144235.0165 | 33391464.6677 | 33391464.6677 | 24773143.2569 | 12902803.4336 | 0 | 43958134.0415 | 115025545.3997 | 237.1374 | 0.49754 | 88351.8284 | 231190.8244 | 1981.2683 | 5184.398
1 | 6900 | 707 | 0.035 | 15 | 15 | 7 | 3.1623e-13 | 0 | CO2 | Porous | Wet | R245fa | MinimizeLCOE | IgnoreSilica | 9.583 | 1.5468 | 0.19858 | 4 | 57616.9532 | 147085.9644 | 1292.0462 | 3298.367 | 156.0616 | 24.946 | 4195750338.7332 | 1378099.604 | 0 | 555049.4804 | 0 | 0 | 0 | 1047183.9953 | 1162329.9011 | 3024143.976 | 2064040.4036 | 9230847.3605 | 3144235.0165 | 33391464.6677 | 33391464.6677 | 24773143.2569 | 12902803.4336 | 0 | 45766547.0447 | 116833958.403 | 316.2278 | 0.79432 | 57616.9532 | 147085.9644 | 1292.0462 | 3298.367
1 | 6900 | 707 | 0.035 | 15 | 15 | 7 | 4.217e-13 | 0 | CO2 | Porous | Wet | R245fa | MinimizeLCOE | IgnoreSilica | 12.5159 | 2.262 | 0.29935 | 4 | 39977.3751 | 99328.2319 | 896.4829 | 2227.4114 | 162.6599 | 25.2139 | 5539465264.6265 | 1723454.3752 | 0 | 687228.3484 | 0 | 0 | 0 | 1248584.2316 | 1427114.1125 | 3713058.1793 | 2534238.5031 | 11333677.75 | 3144235.0165 | 33391464.6677 | 33391464.6677 | 24773143.2569 | 12902803.4336 | 0 | 47869377.4342 | 118936788.7925 | 421.6965 | 1.1974 | 39977.3751 | 99328.2319 | 896.4829 | 2227.4114
1 | 6900 | 707 | 0.035 | 15 | 15 | 7 | 5.6234e-13 | 0 | CO2 | Porous | Wet | R245fa | MinimizeLCOE | IgnoreSilica | 16.2501 | 3.1958 | 0.43422 | 4 | 28977.2332 | 69893.7866 | 649.8074 | 1567.3512 | 167.9725 | 25.4109 | 7060793876.3982 | 2129699.9122 | 0 | 846872.1397 | 0 | 0 | 0 | 1477201.7253 | 1736971.7731 | 4519244.2518 | 3084477.063 | 13794466.8653 | 3144235.0165 | 33391464.6677 | 33391464.6677 | 24773143.2569 | 12902803.4336 | 0 | 50330166.5495 | 121397577.9077 | 562.3413 | 1.7369 | 28977.2332 | 69893.7866 | 649.8074 | 1567.3512
1 | 6900 | 707 | 0.035 | 15 | 15 | 7 | 7.4989e-13 | 0 | CO2 | Porous | Wet | R245fa | MinimizeLCOE | IgnoreSilica | 20.9714 | 4.3974 | 0.61252 | 4 | 21709.4437 | 50715.7229 | 486.829 | 1137.2877 | 172.1904 | 25.5482 | 8718632091.7672 | 2604627.5787 | 0 | 1038564.4992 | 0 | 0 | 0 | 1733815.0935 | 2097032.7968 | 5456049.1768 | 3723865.6738 | 16653954.8188 | 3144235.0165 | 33391464.6677 | 33391464.6677 | 24773143.2569 | 12902803.4336 | 0 | 53189654.5031 | 124257065.8613 | 749.8942 | 2.4501 | 21709.4437 | 50715.7229 | 486.829 | 1137.2877
1 | 6900 | 707 | 0.035 | 15 | 15 | 7 | 1e-12 | 0 | CO2 | Porous | Wet | R245fa | MinimizeLCOE | IgnoreSilica | 26.9151 | 5.9293 | 0.84577 | 4 | 16701.5884 | 37708.2265 | 374.5291 | 845.5978 | 175.5057 | 25.6316 | 10464978888.3909 | 3158192.0121 | 0 | 1268027.8412 | 0 | 0 | 0 | 2020565.0709 | 2514246.1204 | 6541552.6626 | 4464744.1077 | 19967327.8148 | 3144235.0165 | 33391464.6677 | 33391464.6677 | 24773143.2569 | 12902803.4336 | 0 | 56503027.4991 | 127570438.8573 | 1000 | 3.3831 | 16701.5884 | 37708.2265 | 374.5291 | 845.5978
1 | 6900 | 707 | 0.035 | 15 | 15 | 7 | 1.3335e-12 | 0 | CO2 | Porous | Wet | R245fa | MinimizeLCOE | IgnoreSilica | 34.3166 | 7.8565 | 1.1472 | 4 | 13141.0825 | 28628.6108 | 294.6856 | 641.9896 | 178.0654 | 25.6607 | 12282500570.4472 | 3797235.6092 | 0 | 1540051.7684 | 0 | 0 | 0 | 2335512.5835 | 2992391.9848 | 7785590.1205 | 5313825.2351 | 23764607.3016 | 3144235.0165 | 33391464.6677 | 33391464.6677 | 24773143.2569 | 12902803.4336 | 0 | 60300306.9859 | 131367718.3441 | 1333.5214 | 4.5887 | 13141.0825 | 28628.6108 | 294.6856 | 641.9896
1 | 6900 | 707 | 0.035 | 15 | 15 | 7 | 1.7783e-12 | 0 | CO2 | Porous | Wet | R245fa | MinimizeLCOE | IgnoreSilica | 43.4197 | 10.2477 | 1.5309 | 4 | 10549.4039 | 22155.042 | 236.5678 | 496.8214 | 179.9936 | 25.6294 | 14129422019.0636 | 4526714.6704 | 0 | 1859011.6729 | 0 | 0 | 0 | 2675151.0892 | 3533742.1987 | 9194072.3308 | 6275143.285 | 28063835.247 | 3144235.0165 | 33391464.6677 | 33391464.6677 | 24773143.2569 | 12902803.4336 | 0 | 64599534.9312 | 135666946.2894 | 1778.2794 | 6.1235 | 10549.4039 | 22155.042 | 236.5678 | 496.8214
1 | 6900 | 707 | 0.035 | 15 | 15 | 7 | 2.3714e-12 | 0 | CO2 | Porous | Wet | R245fa | MinimizeLCOE | IgnoreSilica | 54.3555 | 13.1466 | 2.0088 | 4 | 8630.2022 | 17474.8547 | 193.5302 | 391.8694 | 181.3753 | 25.5263 | 15961193257.981 | 5340868.4251 | 0 | 2224983.7259 | 0 | 0 | 0 | 3026947.9104 | 4131192.0239 | 10748514.2223 | 7336081.8166 | 32808588.1241 | 3144235.0165 | 33391464.6677 | 33391464.6677 | 24773143.2569 | 12902803.4336 | 0 | 69344287.8083 | 140411699.1666 | 2371.3737 | 8.0351 | 8630.2022 | 17474.8547 | 193.5302 | 391.8694
1 | 6900 | 707 | 0.035 | 15 | 15 | 7 | 3.1623e-12 | 0 | CO2 | Porous | Wet | R245fa | MinimizeLCOE | IgnoreSilica | 67.1346 | 16.5665 | 2.5871 | 4 | 7192.412 | 14059.9097 | 161.2881 | 315.2901 | 182.2789 | 25.3364 | 17684264528.9246 | 6225434.6722 | 0 | 2634445.6315 | 0 | 0 | 0 | 3374844.4023 | 4771542.6354 | 12414575.1592 | 8473202.6402 | 37894045.1409 | 3144235.0165 | 33391464.6677 | 33391464.6677 | 24773143.2569 | 12902803.4336 | 0 | 74429744.8251 | 145497156.1833 | 3162.2777 | 10.3484 | 7192.412 | 14059.9097 | 161.2881 | 315.2901
1 | 6900 | 707 | 0.035 | 15 | 15 | 7 | 4.217e-12 | 0 | CO2 | Porous | Wet | R245fa | MinimizeLCOE | IgnoreSilica | 81.3929 | 20.426 | 3.258 | 4 | 6108.454 | 11561.7209 | 136.9806 | 259.2688 | 182.7524 | 25.0495 | 19276932044.6841 | 7143737.5809 | 0 | 3073275.962 | 0 | 0 | 0 | 3688906.5213 | 5423308.825 | 14110337.0891 | 9630595.0017 | 43070160.98 | 3144235.0165 | 33391464.6677 | 33391464.6677 | 24773143.2569 | 12902803.4336 | 0 | 79605860.6643 | 150673272.0225 | 4216.965 | 13.0321 | 6108.454 | 11561.7209 | 136.9806 | 259.2688
1 | 6900 | 707 | 0.035 | 15 | 15 | 7 | 5.6234e-12 | 0 | CO2 | Porous | Wet | R245fa | MinimizeLCOE | IgnoreSilica | 96.4741 | 24.5628 | 3.997 | 4 | 5289.5112 | 9734.5055 | 118.616 | 218.2939 | 182.8484 | 24.6635 | 20651782186.0803 | 8048110.1272 | 0 | 3520957.7907 | 0 | 0 | 0 | 3939512.6076 | 6048346.4049 | 15736556.6592 | 10740523.2738 | 48034006.8635 | 3144235.0165 | 33391464.6677 | 33391464.6677 | 24773143.2569 | 12902803.4336 | 0 | 84569706.5477 | 155637117.906 | 5623.4133 | 15.9882 | 5289.5112 | 9734.5055 | 118.616 | 218.2939
1 | 6900 | 707 | 0.035 | 15 | 15 | 7 | 7.4989e-12 | 0 | CO2 | Porous | Wet | R245fa | MinimizeLCOE | IgnoreSilica | 111.4124 | 28.7216 | 4.7612 | 4 | 4673.0166 | 8404.5712 | 104.7913 | 188.4705 | 182.648 | 24.207 | 21771370402.7617 | 8884255.9805 | 0 | 3950744.9901 | 0 | 0 | 0 | 4103180.8527 | 6605890.9111 | 17187173.0962 | 11730598.7993 | 52461844.6301 | 3144235.0165 | 33391464.6677 | 33391464.6677 | 24773143.2569 | 12902803.4336 | 0 | 88997544.3143 | 160064955.6725 | 7498.9421 | 19.045 | 4673.0166 | 8404.5712 | 104.7913 | 188.4705
1 | 6900 | 707 | 0.035 | 15 | 15 | 7 | 1e-11 | 0 | CO2 | Porous | Wet | R245fa | MinimizeLCOE | IgnoreSilica | 125.2755 | 32.6442 | 5.5023 | 4 | 4210.3896 | 7439.3989 | 94.417 | 166.8267 | 182.2416 | 23.7148 | 22627245477.292 | 9610556.2572 | 0 | 4339356.1961 | 0 | 0 | 0 | 4172902.2161 | 7067897.721 | 18389220.045 | 12551020.5414 | 56130952.9767 | 3144235.0165 | 33391464.6677 | 33391464.6677 | 24773143.2569 | 12902803.4336 | 0 | 92666652.6609 | 163734064.0192 | 10000 | 22.009 | 4210.3896 | 7439.3989 | 94.417 | 166.8267
1 | 6900 | 707 | 0.035 | 15 | 15 | 7 | 1.3335e-11 | 0 | CO2 | Porous | Wet | R245fa | MinimizeLCOE | IgnoreSilica | 137.395 | 36.1306 | 6.1785 | 4 | 3864.5847 | 6740.1695 | 86.6624 | 151.1467 | 181.7285 | 23.2298 | 23244629149.9718 | 10207640.1471 | 0 | 4672066.2328 | 0 | 0 | 0 | 4161010.3511 | 7425879.5251 | 19320615.2669 | 13186716.9186 | 58973928.4416 | 3144235.0165 | 33391464.6677 | 33391464.6677 | 24773143.2569 | 12902803.4336 | 0 | 95509628.1259 | 166577039.4841 | 13335.2143 | 24.7141 | 3864.5847 | 6740.1695 | 86.6624 | 151.1467
1 | 6900 | 707 | 0.035 | 15 | 15 | 7 | 1.7783e-11 | 0 | CO2 | Porous | Wet | R245fa | MinimizeLCOE | IgnoreSilica | 146.5304 | 38.8366 | 6.7423 | 4 | 3606.5007 | 6241.6511 | 80.8749 | 139.9675 | 181.2429 | 22.8264 | 7855825015.5125 | 10634014.6025 | 0 | 4918973.548 | 0 | 0 | 0 | 4054083.2491 | 7646757.8459 | 19895295.3492 | 13578947.8833 | 60728072.478 | 3144235.0165 | 33391464.6677 | 33391464.6677 | 24773143.2569 | 12902803.4336 | 0 | 97263772.1622 | 168331183.5205 | 17782.7941 | 26.969 | 3606.5007 | 6241.6511 | 80.8749 | 139.9675
1 | 6900 | 707 | 0.035 | 15 | 15 | 7 | 2.3714e-11 | 0 | CO2 | Porous | Wet | R245fa | MinimizeLCOE | IgnoreSilica | 155.6628 | 41.5032 | 7.255 | 4 | 3414.4743 | 5863.4009 | 76.5688 | 131.4853 | 180.6816 | 22.3972 | 23928202005.2807 | 11040712.1406 | 0 | 5162739.5035 | 0 | 0 | 0 | 3992419.4899 | 7876389.7422 | 20492750.4396 | 13986723.259 | 62551734.5748 | 3144235.0165 | 33391464.6677 | 33391464.6677 | 24773143.2569 | 12902803.4336 | 0 | 99087434.2591 | 170154845.6173 | 23713.7371 | 29.0198 | 3414.4743 | 5863.4009 | 76.5688 | 131.4853
1 | 6900 | 707 | 0.035 | 15 | 15 | 7 | 3.1623e-11 | 0 | CO2 | Porous | Wet | R245fa | MinimizeLCOE | IgnoreSilica | 162.0554 | 43.4211 | 7.6506 | 4 | 3271.5262 | 5593.8155 | 73.3632 | 125.44 | 180.2398 | 22.0788 | 24098921978.9391 | 11313271.5774 | 0 | 5331668.8594 | 0 | 0 | 0 | 3883099.8496 | 8005935.7117 | 20829802.4786 | 14216768.2013 | 63580546.6779 | 3144235.0165 | 33391464.6677 | 33391464.6677 | 24773143.2569 | 12902803.4336 | 0 | 100116246.3622 | 171183657.7204 | 31622.7766 | 30.6023 | 3271.5262 | 5593.8155 | 73.3632 | 125.44
1 | 6900 | 707 | 0.035 | 15 | 15 | 7 | 4.217e-11 | 0 | CO2 | Porous | Wet | R245fa | MinimizeLCOE | IgnoreSilica | 167.0077 | 44.9215 | 7.9642 | 4 | 3164.9683 | 5395.8157 | 70.9736 | 120.9999 | 179.8691 | 21.8217 | 24198826757.2153 | 11517408.3849 | 0 | 5461620.0741 | 0 | 0 | 0 | 3777977.2322 | 8095232.2196 | 21062133.6749 | 14375339.0167 | 64289710.6023 | 3144235.0165 | 33391464.6677 | 33391464.6677 | 24773143.2569 | 12902803.4336 | 0 | 100825410.2865 | 171892821.6447 | 42169.6503 | 31.8567 | 3164.9683 | 5395.8157 | 70.9736 | 120.9999
1 | 6900 | 707 | 0.035 | 15 | 15 | 7 | 5.6234e-11 | 0 | CO2 | Porous | Wet | R245fa | MinimizeLCOE | IgnoreSilica | 170.7861 | 46.0763 | 8.2085 | 4 | 3085.4546 | 5249.8894 | 69.1906 | 117.7275 | 179.5691 | 21.6193 | 24262655927.7072 | 11668967.7048 | 0 | 5560251.1123 | 0 | 0 | 0 | 3683705.2563 | 8156040.3886 | 21220344.0573 | 14483320.8536 | 64772629.3729 | 3144235.0165 | 33391464.6677 | 33391464.6677 | 24773143.2569 | 12902803.4336 | 0 | 101308329.0572 | 172375740.4154 | 56234.1325 | 32.8342 | 3085.4546 | 5249.8894 | 69.1906 | 117.7275
1 | 6900 | 707 | 0.035 | 15 | 15 | 7 | 7.4989e-11 | 0 | CO2 | Porous | Wet | R245fa | MinimizeLCOE | IgnoreSilica | 173.6755 | 46.9642 | 8.3975 | 4 | 3026.0608 | 5141.7806 | 67.8587 | 115.3032 | 179.3296 | 21.4608 | 24292398572.4407 | 11782377.5973 | 0 | 5635380.097 | 0 | 0 | 0 | 3604166.0733 | 8198550.2694 | 21330946.0471 | 14558808.9842 | 65110229.0684 | 3144235.0165 | 33391464.6677 | 33391464.6677 | 24773143.2569 | 12902803.4336 | 0 | 101645928.7526 | 172713340.1108 | 74989.4209 | 33.5902 | 3026.0608 | 5141.7806 | 67.8587 | 115.3032
1 | 6900 | 707 | 0.035 | 15 | 15 | 7 | 1e-10 | 0 | CO2 | Porous | Wet | R245fa | MinimizeLCOE | IgnoreSilica | 175.848 | 47.6359 | 8.5419 | 4 | 2981.6562 | 5061.6148 | 66.8629 | 113.5055 | 179.1436 | 21.3395 | 24314815724.9396 | 11866210.8697 | 0 | 5691704.256 | 0 | 0 | 0 | 3538404.2763 | 8227564.5668 | 21406435.2971 | 14610331.9486 | 65340651.2144 | 3144235.0165 | 33391464.6677 | 33391464.6677 | 24773143.2569 | 12902803.4336 | 0 | 101876350.8986 | 172943762.2568 | 100000 | 34.1677 | 2981.6562 | 5061.6148 | 66.8629 | 113.5055
1 | 6900 | 707 | 0.035 | 15 | 15 | 7 | 1.3335e-10 | 0 | CO2 | Porous | Wet | R245fa | MinimizeLCOE | IgnoreSilica | 177.4876 | 48.1448 | 8.6519 | 4 | 2948.4341 | 5001.9608 | 66.1179 | 112.1678 | 178.9997 | 21.2467 | 24327815214.4208 | 11928651.6984 | 0 | 5734118.9531 | 0 | 0 | 0 | 3485711.7288 | 8247908.1283 | 21459365.0713 | 14646457.607 | 65502213.1869 | 3144235.0165 | 33391464.6677 | 33391464.6677 | 24773143.2569 | 12902803.4336 | 0 | 102037912.8712 | 173105324.2294 | 133352.1432 | 34.6075 | 2948.4341 | 5001.9608 | 66.1179 | 112.1678
1 | 6900 | 707 | 0.035 | 15 | 15 | 7 | 1.7783e-10 | 0 | CO2 | Porous | Wet | R245fa | MinimizeLCOE | IgnoreSilica | 178.725 | 48.53 | 8.7353 | 4 | 2923.5642 | 4957.4737 | 65.5602 | 111.1701 | 178.8892 | 21.1761 | 24334156414.3282 | 11975303.8252 | 0 | 5766079.4597 | 0 | 0 | 0 | 3444285.2516 | 8262410.7292 | 21497097.864 | 14672211.0134 | 65617388.1431 | 3144235.0165 | 33391464.6677 | 33391464.6677 | 24773143.2569 | 12902803.4336 | 0 | 102153087.8273 | 173220499.1856 | 177827.941 | 34.9413 | 2923.5642 | 4957.4737 | 65.5602 | 111.1701
1 | 6900 | 707 | 0.035 | 15 | 15 | 7 | 2.3714e-10 | 0 | CO2 | Porous | Wet | R245fa | MinimizeLCOE | IgnoreSilica | 179.6607 | 48.8216 | 8.7985 | 4 | 2904.9387 | 4924.2338 | 65.1425 | 110.4247 | 178.8045 | 21.1222 | 24335327259.4057 | 12010307.3314 | 0 | 5790217.4612 | 0 | 0 | 0 | 3412202.8988 | 8272963.7997 | 21524554.7885 | 14690950.9285 | 65701197.2081 | 3144235.0165 | 33391464.6677 | 33391464.6677 | 24773143.2569 | 12902803.4336 | 0 | 102236896.8923 | 173304308.2506 | 237137.3706 | 35.1942 | 2904.9387 | 4924.2338 | 65.1425 | 110.4247
1 | 6900 | 707 | 0.035 | 15 | 15 | 7 | 3.1623e-10 | 0 | CO2 | Porous | Wet | R245fa | MinimizeLCOE | IgnoreSilica | 180.3575 | 49.0395 | 8.8461 | 4 | 2890.9851 | 4899.427 | 64.8296 | 109.8685 | 178.7408 | 21.0819 | 24338470063.7759 | 12036219.3321 | 0 | 5808175.5098 | 0 | 0 | 0 | 3387295.8998 | 8280359.3893 | 21543796.5956 | 14704083.8573 | 65759930.5839 | 3144235.0165 | 33391464.6677 | 33391464.6677 | 24773143.2569 | 12902803.4336 | 0 | 102295630.2681 | 173363041.6263 | 316227.766 | 35.3844 | 2890.9851 | 4899.427 | 64.8296 | 109.8685
1 | 6900 | 707 | 0.035 | 15 | 15 | 7 | 4.217e-10 | 0 | CO2 | Porous | Wet | R245fa | MinimizeLCOE | IgnoreSilica | 180.8787 | 49.2027 | 8.8819 | 4 | 2880.529 | 4880.8829 | 64.5952 | 109.4526 | 178.6928 | 21.0516 | 24341402421.8365 | 12055516.5953 | 0 | 5821599.7943 | 0 | 0 | 0 | 3368178.2823 | 8285664.922 | 21557600.5036 | 14713505.3081 | 65802065.4056 | 3144235.0165 | 33391464.6677 | 33391464.6677 | 24773143.2569 | 12902803.4336 | 0 | 102337765.0898 | 173405176.4481 | 421696.5034 | 35.5274 | 2880.529 | 4880.8829 | 64.5952 | 109.4526
1 | 6900 | 707 | 0.035 | 15 | 15 | 7 | 5.6234e-10 | 0 | CO2 | Porous | Wet | R245fa | MinimizeLCOE | IgnoreSilica | 181.266 | 49.3244 | 8.9087 | 4 | 2872.6923 | 4867.0249 | 64.4194 | 109.1418 | 178.6569 | 21.029 | 24345260244.6705 | 12069807.4617 | 0 | 5831569.5361 | 0 | 0 | 0 | 3353513.5564 | 8289407.3162 | 21567337.4454 | 14720150.9709 | 65831786.2867 | 3144235.0165 | 33391464.6677 | 33391464.6677 | 24773143.2569 | 12902803.4336 | 0 | 102367485.971 | 173434897.3292 | 562341.3252 | 35.6347 | 2872.6923 | 4867.0249 | 64.4194 | 109.1418
1 | 6900 | 707 | 0.035 | 15 | 15 | 7 | 7.4989e-10 | 0 | CO2 | Porous | Wet | R245fa | MinimizeLCOE | IgnoreSilica | 181.5755 | 49.4208 | 8.9293 | 4 | 2866.818 | 4856.5453 | 64.2877 | 108.9068 | 178.6281 | 21.0109 | 24339147639.5104 | 12081198.0092 | 0 | 5839533.6391 | 0 | 0 | 0 | 3342914.7302 | 8292822.0876 | 21576221.9802 | 14726214.8485 | 65858905.2949 | 3144235.0165 | 33391464.6677 | 33391464.6677 | 24773143.2569 | 12902803.4336 | 0 | 102394604.9791 | 173462016.3373 | 749894.2093 | 35.7172 | 2866.818 | 4856.5453 | 64.2877 | 108.9068
1 | 6900 | 707 | 0.035 | 15 | 15 | 7 | 1e-09 | 0 | CO2 | Porous | Wet | R245fa | MinimizeLCOE | IgnoreSilica | 181.7996 | 49.4909 | 8.9446 | 4 | 2862.4143 | 4848.7394 | 64.1889 | 108.7318 | 178.6072 | 20.9978 | 24338302497.7354 | 12089430.1839 | 0 | 5845299.0534 | 0 | 0 | 0 | 3334671.1666 | 8295066.1575 | 21582060.5898 | 14730199.8195 | 65876726.9707 | 3144235.0165 | 33391464.6677 | 33391464.6677 | 24773143.2569 | 12902803.4336 | 0 | 102412426.6549 | 173479838.0132 | 1000000 | 35.7783 | 2862.4143 | 4848.7394 | 64.1889 | 108.7318
1 | 6900 | 707 | 0.035 | 15 | 15 | 7 | 1.3335e-09 | 0 | CO2 | Porous | Wet | R245fa | MinimizeLCOE | IgnoreSilica | 181.9628 | 49.5423 | 8.9559 | 4 | 2859.1127 | 4842.9173 | 64.1149 | 108.6012 | 178.592 | 20.9882 | 24339970604.1609 | 12095415.1697 | 0 | 5849495.7256 | 0 | 0 | 0 | 3328312.624 | 8296557.1725 | 21585939.9051 | 14732847.5319 | 65888568.1288 | 3144235.0165 | 33391464.6677 | 33391464.6677 | 24773143.2569 | 12902803.4336 | 0 | 102424267.8131 | 173491679.1713 | 1333521.4322 | 35.8238 | 2859.1127 | 4842.9173 | 64.1149 | 108.6012
1 | 6900 | 707 | 0.035 | 15 | 15 | 7 | 1.7783e-09 | 0 | CO2 | Porous | Wet | R245fa | MinimizeLCOE | IgnoreSilica | 182.0897 | 49.582 | 8.9646 | 4 | 2856.6373 | 4838.5299 | 64.0594 | 108.5029 | 178.5801 | 20.9808 | 24339084113.5618 | 12100063.7719 | 0 | 5852758.4017 | 0 | 0 | 0 | 3323645.2393 | 8297822.291 | 21589231.4839 | 14735094.1021 | 65898615.2898 | 3144235.0165 | 33391464.6677 | 33391464.6677 | 24773143.2569 | 12902803.4336 | 0 | 102434314.9741 | 173501726.3323 | 1778279.41 | 35.8584 | 2856.6373 | 4838.5299 | 64.0594 | 108.5029
1 | 6900 | 707 | 0.035 | 15 | 15 | 7 | 2.3714e-09 | 0 | CO2 | Porous | Wet | R245fa | MinimizeLCOE | IgnoreSilica | 182.1759 | 49.6094 | 8.9709 | 4 | 2854.7812 | 4835.2897 | 64.0178 | 108.4302 | 178.572 | 20.9757 | 24342657774.0424 | 12103218.6819 | 0 | 5854974.0858 | 0 | 0 | 0 | 3319885.3192 | 8298450.4539 | 21590865.8348 | 14736209.5802 | 65903603.9557 | 3144235.0165 | 33391464.6677 | 33391464.6677 | 24773143.2569 | 12902803.4336 | 0 | 102439303.64 | 173506714.9982 | 2371373.7057 | 35.8834 | 2854.7812 | 4835.2897 | 64.0178 | 108.4302
1 | 6900 | 707 | 0.035 | 15 | 15 | 7 | 3.1623e-09 | 0 | CO2 | Porous | Wet | R245fa | MinimizeLCOE | IgnoreSilica | 180.382 | 49.1365 | 8.9298 | 4 | 2853.3093 | 4842.9265 | 63.9848 | 108.6014 | 178.7332 | 21.0766 | 24342090303.8416 | 12036450.1628 | 0 | 5808806.1163 | 0 | 0 | 0 | 3264428.2596 | 8232776.9701 | 21419996.9014 | 14619588.0221 | 65382046.4322 | 3144235.0165 | 33391464.6677 | 33391464.6677 | 24773143.2569 | 12902803.4336 | 0 | 101917746.1164 | 172985157.4746 | 3162277.6602 | 35.7191 | 2853.3093 | 4842.9265 | 63.9848 | 108.6014
1 | 6900 | 707 | 0.035 | 15 | 15 | 7 | 4.217e-09 | 0 | CO2 | Porous | Wet | R245fa | MinimizeLCOE | IgnoreSilica | 180.823 | 49.2566 | 8.9432 | 4 | 2852.1772 | 4838.8162 | 63.9594 | 108.5093 | 178.6925 | 21.051 | 24342405585.2729 | 12052768.2702 | 0 | 5820164.4905 | 0 | 0 | 0 | 3273008.4267 | 8246917.0631 | 21456786.5229 | 14644697.6947 | 65494342.4681 | 3144235.0165 | 33391464.6677 | 33391464.6677 | 24773143.2569 | 12902803.4336 | 0 | 102030042.1523 | 173097453.5105 | 4216965.0343 | 35.7727 | 2852.1772 | 4838.8162 | 63.9594 | 108.5093
1 | 6900 | 707 | 0.035 | 15 | 15 | 7 | 5.6234e-09 | 0 | CO2 | Porous | Wet | R245fa | MinimizeLCOE | IgnoreSilica | 180.823 | 49.2585 | 8.9449 | 4 | 2851.4033 | 4837.6574 | 63.942 | 108.4833 | 178.6925 | 21.051 | 24342701821.9066 | 12052770.2343 | 0 | 5820164.4905 | 0 | 0 | 0 | 3270446.5503 | 8245918.6973 | 21454188.9799 | 14642924.8183 | 65486413.7705 | 3144235.0165 | 33391464.6677 | 33391464.6677 | 24773143.2569 | 12902803.4336 | 0 | 102022113.4548 | 173089524.813 | 5623413.2519 | 35.7796 | 2851.4033 | 4837.6574 | 63.942 | 108.4833
1 | 6900 | 707 | 0.035 | 15 | 15 | 7 | 7.4989e-09 | 0 | CO2 | Porous | Wet | R245fa | MinimizeLCOE | IgnoreSilica | 181.264 | 49.3774 | 8.9572 | 4 | 2850.7428 | 4834.2671 | 63.9272 | 108.4073 | 178.6516 | 21.0252 | 24341304525.6261 | 12069034.3231 | 0 | 5831517.3258 | 0 | 0 | 0 | 3280522.9689 | 8260619.101 | 21492436.4148 | 14669029.4785 | 65603159.6121 | 3144235.0165 | 33391464.6677 | 33391464.6677 | 24773143.2569 | 12902803.4336 | 0 | 102138859.2963 | 173206270.6545 | 7498942.0933 | 35.8289 | 2850.7428 | 4834.2671 | 63.9272 | 108.4073
1 | 6900 | 707 | 0.035 | 15 | 15 | 7 | 1e-08 | 0 | CO2 | Porous | Wet | R245fa | MinimizeLCOE | IgnoreSilica | 181.264 | 49.3785 | 8.9582 | 4 | 2850.3064 | 4833.614 | 63.9174 | 108.3926 | 178.6516 | 21.0252 | 24342618024.6638 | 12069035.4335 | 0 | 5831517.3258 | 0 | 0 | 0 | 3279077.0841 | 8260055.6389 | 21490970.4021 | 14668028.8947 | 65598684.779 | 3144235.0165 | 33391464.6677 | 33391464.6677 | 24773143.2569 | 12902803.4336 | 0 | 102134384.4633 | 173201795.8215 | 10000000 | 35.8328 | 2850.3064 | 4833.614 | 63.9174 | 108.3926
1 | 7000 | 707 | 0.035 | 15 | 15 | 7 | 1e-13 | 0 | CO2 | Porous | Wet | R245fa | MinimizeLCOE | IgnoreSilica | 2.7398 | 0.1113 | 0.012517 | 4 | 806039.0599 | 2253621.259 | 18075.2298 | 50536.9083 | 109.8741 | 22.7763 | 376865182.8546 | 424413.2715 | 0 | 173496.5886 | 0 | 0 | 0 | 417013.7515 | 395820.2085 | 1029842.9886 | 702889.0009 | 3143475.8095 | 3144235.0165 | 34069368.3502 | 34069368.3502 | 25261752.1078 | 13146991.7455 | 0 | 40357079.1763 | 112835191.3798 | 100 | 0.050068 | 806039.0599 | 2253621.259 | 18075.2298 | 50536.9083
1 | 7000 | 707 | 0.035 | 15 | 15 | 7 | 1.3335e-13 | 0 | CO2 | Porous | Wet | R245fa | MinimizeLCOE | IgnoreSilica | 3.9728 | 0.31397 | 0.036258 | 4 | 287630.528 | 787367.1958 | 6450.0446 | 17656.5178 | 126.4742 | 23.8111 | 1010946962.3608 | 620261.3253 | 0 | 271704.9581 | 0 | 0 | 0 | 561644.8231 | 566908.3315 | 1474979.1898 | 1006703.6048 | 4502202.2326 | 3144235.0165 | 34069368.3502 | 34069368.3502 | 25261752.1078 | 13146991.7455 | 0 | 41715805.5993 | 114193917.8029 | 133.3521 | 0.14503 | 287630.528 | 787367.1958 | 6450.0446 | 17656.5178
1 | 7000 | 707 | 0.035 | 15 | 15 | 7 | 1.7783e-13 | 0 | CO2 | Porous | Wet | R245fa | MinimizeLCOE | IgnoreSilica | 5.5392 | 0.62199 | 0.074689 | 4 | 144658.6923 | 387259.3172 | 3243.936 | 8684.1959 | 139.9263 | 24.5343 | 1939789450.4416 | 854732.7971 | 0 | 358005.2239 | 0 | 0 | 0 | 725715.4221 | 755996.8428 | 1966948.7087 | 1342482.9105 | 6003881.9051 | 3144235.0165 | 34069368.3502 | 34069368.3502 | 25261752.1078 | 13146991.7455 | 0 | 43217485.2718 | 115695597.4754 | 177.8279 | 0.29875 | 144658.6923 | 387259.3172 | 3243.936 | 8684.1959
1 | 7000 | 707 | 0.035 | 15 | 15 | 7 | 2.3714e-13 | 0 | CO2 | Porous | Wet | R245fa | MinimizeLCOE | IgnoreSilica | 7.4144 | 1.0388 | 0.1305 | 4 | 85886.4726 | 224731.1497 | 1925.9832 | 5039.5413 | 150.2158 | 25.0282 | 3001490093.7004 | 1115592.896 | 0 | 452057.8384 | 0 | 0 | 0 | 892552.0521 | 959479.0867 | 2496367.7674 | 1703822.2965 | 7619871.9371 | 3144235.0165 | 34069368.3502 | 34069368.3502 | 25261752.1078 | 13146991.7455 | 0 | 44833475.3039 | 117311587.5074 | 237.1374 | 0.52201 | 85886.4726 | 224731.1497 | 1925.9832 | 5039.5413
1 | 7000 | 707 | 0.035 | 15 | 15 | 7 | 3.1623e-13 | 0 | CO2 | Porous | Wet | R245fa | MinimizeLCOE | IgnoreSilica | 9.7728 | 1.5982 | 0.20803 | 4 | 56109.4071 | 143208.5416 | 1258.2398 | 3211.4167 | 158.5239 | 25.3923 | 4292747869.7506 | 1419053.1895 | 0 | 563829.1814 | 0 | 0 | 0 | 1076898.3782 | 1193314.4921 | 3104759.5261 | 2119062.173 | 9476916.9402 | 3144235.0165 | 34069368.3502 | 34069368.3502 | 25261752.1078 | 13146991.7455 | 0 | 46690520.3069 | 119168632.5105 | 316.2278 | 0.83213 | 56109.4071 | 143208.5416 | 1258.2398 | 3211.4167
1 | 7000 | 707 | 0.035 | 15 | 15 | 7 | 4.217e-13 | 0 | CO2 | Porous | Wet | R245fa | MinimizeLCOE | IgnoreSilica | 12.7741 | 2.3388 | 0.31333 | 4 | 38982.7771 | 96810.917 | 874.1793 | 2170.9613 | 165.2591 | 25.6637 | 5696432397.467 | 1775769.5254 | 0 | 698547.3879 | 0 | 0 | 0 | 1285442.9466 | 1466306.3453 | 3815028.3298 | 2603835.2261 | 11644929.761 | 3144235.0165 | 34069368.3502 | 34069368.3502 | 25261752.1078 | 13146991.7455 | 0 | 48858533.1278 | 121336645.3313 | 421.6965 | 1.2533 | 38982.7771 | 96810.917 | 874.1793 | 2170.9613
1 | 7000 | 707 | 0.035 | 15 | 15 | 7 | 5.6234e-13 | 0 | CO2 | Porous | Wet | R245fa | MinimizeLCOE | IgnoreSilica | 16.5667 | 3.2999 | 0.45403 | 4 | 28285.7557 | 68193.5363 | 634.3012 | 1529.2235 | 170.6415 | 25.8616 | 7306788224.6279 | 2192247.9374 | 0 | 860044.2561 | 0 | 0 | 0 | 1518623.7064 | 1782657.201 | 4638108.3637 | 3165604.2619 | 14157285.7266 | 3144235.0165 | 34069368.3502 | 34069368.3502 | 25261752.1078 | 13146991.7455 | 0 | 51370889.0934 | 123849001.2969 | 562.3413 | 1.8161 | 28285.7557 | 68193.5363 | 634.3012 | 1529.2235
1 | 7000 | 707 | 0.035 | 15 | 15 | 7 | 7.4989e-13 | 0 | CO2 | Porous | Wet | R245fa | MinimizeLCOE | IgnoreSilica | 21.3781 | 4.5399 | 0.64008 | 4 | 21209.8881 | 49518.288 | 475.6266 | 1110.4356 | 174.9328 | 25.9994 | 8995798872.5051 | 2680881.3998 | 0 | 1054647.6516 | 0 | 0 | 0 | 1782314.1858 | 2151958.8625 | 5598955.5328 | 3821402.1982 | 17090159.8308 | 3144235.0165 | 34069368.3502 | 34069368.3502 | 25261752.1078 | 13146991.7455 | 0 | 54303763.1975 | 126781875.401 | 749.8942 | 2.5603 | 21209.8881 | 49518.288 | 475.6266 | 1110.4356
1 | 7000 | 707 | 0.035 | 15 | 15 | 7 | 1e-12 | 0 | CO2 | Porous | Wet | R245fa | MinimizeLCOE | IgnoreSilica | 27.4144 | 6.1162 | 0.88316 | 4 | 16329.8237 | 36846.5778 | 366.1923 | 826.2755 | 178.2963 | 26.0819 | 10814568794.551 | 3248524.6019 | 0 | 1286813.3405 | 0 | 0 | 0 | 2074915.1697 | 2577998.7137 | 6707423.8328 | 4577954.5897 | 20473630.2482 | 3144235.0165 | 34069368.3502 | 34069368.3502 | 25261752.1078 | 13146991.7455 | 0 | 57687233.615 | 130165345.8185 | 1000 | 3.5326 | 16329.8237 | 36846.5778 | 366.1923 | 826.2755
1 | 7000 | 707 | 0.035 | 15 | 15 | 7 | 1.3335e-12 | 0 | CO2 | Porous | Wet | R245fa | MinimizeLCOE | IgnoreSilica | 34.964 | 8.1065 | 1.1975 | 4 | 12857.7374 | 27989.2256 | 288.3316 | 627.6516 | 180.905 | 26.1088 | 12643179518.5327 | 3906692.0949 | 0 | 1563252.7882 | 0 | 0 | 0 | 2399446.4378 | 3069062.6152 | 7985071.3733 | 5449975.2891 | 24373500.5985 | 3144235.0165 | 34069368.3502 | 34069368.3502 | 25261752.1078 | 13146991.7455 | 0 | 61587103.9653 | 134065216.1688 | 1333.5214 | 4.7899 | 12857.7374 | 27989.2256 | 288.3316 | 627.6516
1 | 7000 | 707 | 0.035 | 15 | 15 | 7 | 1.7783e-12 | 0 | CO2 | Porous | Wet | R245fa | MinimizeLCOE | IgnoreSilica | 44.2091 | 10.567 | 1.5969 | 4 | 10329.1123 | 21675.9324 | 231.6278 | 486.0775 | 182.8614 | 26.0731 | 14539276126.8799 | 4654735.535 | 0 | 1886000.9898 | 0 | 0 | 0 | 2746159.8606 | 3621889.5903 | 9423413.7622 | 6431673.5245 | 28763873.2622 | 3144235.0165 | 34069368.3502 | 34069368.3502 | 25261752.1078 | 13146991.7455 | 0 | 65977476.629 | 138455588.8325 | 1778.2794 | 6.3875 | 10329.1123 | 21675.9324 | 231.6278 | 486.0775
1 | 7000 | 707 | 0.035 | 15 | 15 | 7 | 2.3714e-12 | 0 | CO2 | Porous | Wet | R245fa | MinimizeLCOE | IgnoreSilica | 55.3339 | 13.554 | 2.0942 | 4 | 8455.9819 | 17108.2388 | 189.6233 | 383.6481 | 184.2657 | 25.9626 | 16387073504.512 | 5490982.1279 | 0 | 2256966.6321 | 0 | 0 | 0 | 3106943.6366 | 4233408.0347 | 11014459.3148 | 7517594.8068 | 33620354.5528 | 3144235.0165 | 34069368.3502 | 34069368.3502 | 25261752.1078 | 13146991.7455 | 0 | 70833957.9196 | 143312070.1231 | 2371.3737 | 8.3768 | 8455.9819 | 17108.2388 | 189.6233 | 383.6481
1 | 7000 | 707 | 0.035 | 15 | 15 | 7 | 3.1623e-12 | 0 | CO2 | Porous | Wet | R245fa | MinimizeLCOE | IgnoreSilica | 68.2575 | 17.0596 | 2.6941 | 4 | 7052.5222 | 13778.2257 | 158.1511 | 308.9734 | 185.1788 | 25.7629 | 18167730069.1079 | 6394229.404 | 0 | 2669640.2341 | 0 | 0 | 0 | 3458966.9383 | 4883906.2648 | 12706922.274 | 8672735.5532 | 38786400.6684 | 3144235.0165 | 34069368.3502 | 34069368.3502 | 25261752.1078 | 13146991.7455 | 0 | 76000004.0351 | 148478116.2386 | 3162.2777 | 10.7763 | 7052.5222 | 13778.2257 | 158.1511 | 308.9734
1 | 7000 | 707 | 0.035 | 15 | 15 | 7 | 4.217e-12 | 0 | CO2 | Porous | Wet | R245fa | MinimizeLCOE | IgnoreSilica | 82.6692 | 21.0135 | 3.3888 | 4 | 5994.5333 | 11341.4528 | 134.426 | 254.3293 | 185.6571 | 25.4629 | 19779913857.8996 | 7331467.9491 | 0 | 3111770.1818 | 0 | 0 | 0 | 3776775.8603 | 5545805.4566 | 14429048.1969 | 9848121.8817 | 44042989.5264 | 3144235.0165 | 34069368.3502 | 34069368.3502 | 25261752.1078 | 13146991.7455 | 0 | 81256592.8932 | 153734705.0967 | 4216.965 | 13.5551 | 5994.5333 | 11341.4528 | 134.426 | 254.3293
1 | 7000 | 707 | 0.035 | 15 | 15 | 7 | 5.6234e-12 | 0 | CO2 | Porous | Wet | R245fa | MinimizeLCOE | IgnoreSilica | 97.8749 | 25.2414 | 4.1519 | 4 | 5195.4393 | 9559.6408 | 116.5065 | 214.3726 | 185.7532 | 25.0614 | 21163049581.5671 | 8252166.8779 | 0 | 3561797.8677 | 0 | 0 | 0 | 4028852.0622 | 6178698.555 | 16075706.2148 | 10971999.8144 | 49069221.392 | 3144235.0165 | 34069368.3502 | 34069368.3502 | 25261752.1078 | 13146991.7455 | 0 | 86282824.7587 | 158760936.9623 | 5623.4133 | 16.6074 | 5195.4393 | 9559.6408 | 116.5065 | 214.3726
1 | 7000 | 707 | 0.035 | 15 | 15 | 7 | 7.4989e-12 | 0 | CO2 | Porous | Wet | R245fa | MinimizeLCOE | IgnoreSilica | 112.8519 | 29.4701 | 4.9375 | 4 | 4594.1349 | 8263.932 | 103.0224 | 185.3167 | 185.5514 | 24.5902 | 22298707493.8001 | 9098664.3262 | 0 | 3991529.2899 | 0 | 0 | 0 | 4189658.5351 | 6739142.339 | 17533865.9779 | 11967223.8148 | 53520084.2829 | 3144235.0165 | 34069368.3502 | 34069368.3502 | 25261752.1078 | 13146991.7455 | 0 | 90733687.6496 | 163211799.8531 | 7498.9421 | 19.7499 | 4594.1349 | 8263.932 | 103.0224 | 185.3167
1 | 7000 | 707 | 0.035 | 15 | 15 | 7 | 1e-11 | 0 | CO2 | Porous | Wet | R245fa | MinimizeLCOE | IgnoreSilica | 126.7176 | 33.4492 | 5.6969 | 4 | 4143.1133 | 7323.715 | 92.9083 | 164.2325 | 185.1439 | 24.0842 | 23154422315.2032 | 9832281.6376 | 0 | 4379272.5976 | 0 | 0 | 0 | 4255706.2323 | 7202231.5823 | 18738729.1964 | 12789567.7189 | 57197788.9653 | 3144235.0165 | 34069368.3502 | 34069368.3502 | 25261752.1078 | 13146991.7455 | 0 | 94411392.332 | 166889504.5355 | 10000 | 22.7875 | 4143.1133 | 7323.715 | 92.9083 | 164.2325
1 | 7000 | 707 | 0.035 | 15 | 15 | 7 | 1.3335e-11 | 0 | CO2 | Porous | Wet | R245fa | MinimizeLCOE | IgnoreSilica | 138.7982 | 36.9745 | 6.3876 | 4 | 3806.121 | 6642.7957 | 85.3513 | 148.9631 | 184.6315 | 23.588 | 23768570405.0488 | 10433423.0424 | 0 | 4710200.1956 | 0 | 0 | 0 | 4239429.1822 | 7559390.4439 | 19667983.2908 | 13423802.7326 | 60034228.8875 | 3144235.0165 | 34069368.3502 | 34069368.3502 | 25261752.1078 | 13146991.7455 | 0 | 97247832.2542 | 169725944.4578 | 13335.2143 | 25.5504 | 3806.121 | 6642.7957 | 85.3513 | 148.9631
1 | 7000 | 707 | 0.035 | 15 | 15 | 7 | 1.7783e-11 | 0 | CO2 | Porous | Wet | R245fa | MinimizeLCOE | IgnoreSilica | 148.8519 | 39.9549 | 6.9852 | 4 | 3554.9644 | 6148.9459 | 79.7192 | 137.8886 | 184.0969 | 23.1352 | 24180353261.6918 | 10906856.1759 | 0 | 4981221.326 | 0 | 0 | 0 | 4166855.2639 | 7821423.7787 | 20349740.2774 | 13889115.8847 | 62115212.7065 | 3144235.0165 | 34069368.3502 | 34069368.3502 | 25261752.1078 | 13146991.7455 | 0 | 99328816.0733 | 171806928.2768 | 17782.7941 | 27.9409 | 3554.9644 | 6148.9459 | 79.7192 | 137.8886
1 | 7000 | 707 | 0.035 | 15 | 15 | 7 | 2.3714e-11 | 0 | CO2 | Porous | Wet | R245fa | MinimizeLCOE | IgnoreSilica | 156.9345 | 42.3864 | 7.4826 | 4 | 3367.6609 | 5789.2013 | 75.519 | 129.8214 | 183.5914 | 22.741 | 24444794304.0198 | 11269105.3285 | 0 | 5196454.3299 | 0 | 0 | 0 | 4063093.6099 | 8006174.7746 | 20830424.4713 | 14217192.7241 | 63582445.2382 | 3144235.0165 | 34069368.3502 | 34069368.3502 | 25261752.1078 | 13146991.7455 | 0 | 100796048.6049 | 173274160.8085 | 23713.7371 | 29.9306 | 3367.6609 | 5789.2013 | 75.519 | 129.8214
1 | 7000 | 707 | 0.035 | 15 | 15 | 7 | 3.1623e-11 | 0 | CO2 | Porous | Wet | R245fa | MinimizeLCOE | IgnoreSilica | 163.2734 | 44.3157 | 7.8842 | 4 | 3228.4474 | 5526.6662 | 72.3971 | 123.9341 | 183.1533 | 22.4179 | 24607624929.6063 | 11542297.0047 | 0 | 5363702.871 | 0 | 0 | 0 | 3951444.8188 | 8134403.4309 | 21164049.1315 | 14444898.41 | 64600795.6669 | 3144235.0165 | 34069368.3502 | 34069368.3502 | 25261752.1078 | 13146991.7455 | 0 | 101814399.0336 | 174292511.2371 | 31622.7766 | 31.5366 | 3228.4474 | 5526.6662 | 72.3971 | 123.9341
1 | 7000 | 707 | 0.035 | 15 | 15 | 7 | 4.217e-11 | 0 | CO2 | Porous | Wet | R245fa | MinimizeLCOE | IgnoreSilica | 168.1675 | 45.8205 | 8.2017 | 4 | 3124.6822 | 5333.9108 | 70.0702 | 119.6117 | 182.7871 | 22.158 | 24706102580.0299 | 11746270.4007 | 0 | 5491942.8167 | 0 | 0 | 0 | 3844260.7368 | 8222164.8422 | 21392386.3214 | 14600743.2339 | 65297768.3518 | 3144235.0165 | 34069368.3502 | 34069368.3502 | 25261752.1078 | 13146991.7455 | 0 | 102511371.7186 | 174989483.9221 | 42169.6503 | 32.807 | 3124.6822 | 5333.9108 | 70.0702 | 119.6117
1 | 7000 | 707 | 0.035 | 15 | 15 | 7 | 5.6234e-11 | 0 | CO2 | Porous | Wet | R245fa | MinimizeLCOE | IgnoreSilica | 171.9117 | 46.9812 | 8.4493 | 4 | 3047.2564 | 5191.7541 | 68.334 | 116.4238 | 182.4901 | 21.9529 | 24762703663.0751 | 11898152.8784 | 0 | 5589547.666 | 0 | 0 | 0 | 3748942.208 | 8282290.6735 | 21548821.401 | 14707513.3902 | 65775268.2171 | 3144235.0165 | 34069368.3502 | 34069368.3502 | 25261752.1078 | 13146991.7455 | 0 | 102988871.5838 | 175466983.7874 | 56234.1325 | 33.7972 | 3047.2564 | 5191.7541 | 68.334 | 116.4238
1 | 7000 | 707 | 0.035 | 15 | 15 | 7 | 7.4989e-11 | 0 | CO2 | Porous | Wet | R245fa | MinimizeLCOE | IgnoreSilica | 174.7427 | 47.865 | 8.6399 | 4 | 2989.4242 | 5086.6174 | 67.0371 | 114.0662 | 182.2557 | 21.7943 | 24800981801.7468 | 12010558.0927 | 0 | 5663066.2264 | 0 | 0 | 0 | 3667745.4172 | 8323134.1972 | 21655087.8714 | 14780042.4398 | 66099634.2446 | 3144235.0165 | 34069368.3502 | 34069368.3502 | 25261752.1078 | 13146991.7455 | 0 | 103313237.6114 | 175791349.8149 | 74989.4209 | 34.5596 | 2989.4242 | 5086.6174 | 67.0371 | 114.0662
1 | 7000 | 707 | 0.035 | 15 | 15 | 7 | 1e-10 | 0 | CO2 | Porous | Wet | R245fa | MinimizeLCOE | IgnoreSilica | 176.9003 | 48.5413 | 8.7862 | 4 | 2946.1882 | 5008.4707 | 66.0676 | 112.3137 | 182.0712 | 21.6712 | 24815958049.3358 | 12094793.109 | 0 | 5718934.114 | 0 | 0 | 0 | 3601705.5182 | 8352018.7691 | 21730239.6026 | 14831335.0405 | 66329026.1534 | 3144235.0165 | 34069368.3502 | 34069368.3502 | 25261752.1078 | 13146991.7455 | 0 | 103542629.5201 | 176020741.7237 | 100000 | 35.1446 | 2946.1882 | 5008.4707 | 66.0676 | 112.3137
1 | 7000 | 707 | 0.035 | 15 | 15 | 7 | 1.3335e-10 | 0 | CO2 | Porous | Wet | R245fa | MinimizeLCOE | IgnoreSilica | 178.5157 | 49.0502 | 8.8972 | 4 | 2913.8408 | 4950.3885 | 65.3422 | 111.0113 | 181.9297 | 21.5779 | 24826892300.7308 | 12157048.4494 | 0 | 5760676.8644 | 0 | 0 | 0 | 3548468.6878 | 8371815.6606 | 21781747.0534 | 14866489.9341 | 66486246.6496 | 3144235.0165 | 34069368.3502 | 34069368.3502 | 25261752.1078 | 13146991.7455 | 0 | 103699850.0164 | 176177962.2199 | 133352.1432 | 35.5887 | 2913.8408 | 4950.3885 | 65.3422 | 111.0113
1 | 7000 | 707 | 0.035 | 15 | 15 | 7 | 1.7783e-10 | 0 | CO2 | Porous | Wet | R245fa | MinimizeLCOE | IgnoreSilica | 179.7339 | 49.435 | 8.9814 | 4 | 2889.6261 | 4907.0762 | 64.7992 | 110.04 | 181.8211 | 21.5068 | 24835918889.9635 | 12203526.2793 | 0 | 5792103.7099 | 0 | 0 | 0 | 3506633.1073 | 8385882.6076 | 21818346.364 | 14891469.7156 | 66597961.7838 | 3144235.0165 | 34069368.3502 | 34069368.3502 | 25261752.1078 | 13146991.7455 | 0 | 103811565.1506 | 176289677.3541 | 177827.941 | 35.9256 | 2889.6261 | 4907.0762 | 64.7992 | 110.04
1 | 7000 | 707 | 0.035 | 15 | 15 | 7 | 2.3714e-10 | 0 | CO2 | Porous | Wet | R245fa | MinimizeLCOE | IgnoreSilica | 180.6593 | 49.7276 | 9.0453 | 4 | 2871.4914 | 4874.6889 | 64.3925 | 109.3137 | 181.7374 | 21.4524 | 24835374631.259 | 12238561.6574 | 0 | 5815947.7735 | 0 | 0 | 0 | 3474383.2818 | 8396268.1579 | 21845367.4355 | 14909912.1522 | 66680440.4583 | 3144235.0165 | 34069368.3502 | 34069368.3502 | 25261752.1078 | 13146991.7455 | 0 | 103894043.825 | 176372156.0285 | 237137.3706 | 36.1812 | 2871.4914 | 4874.6889 | 64.3925 | 109.3137
1 | 7000 | 707 | 0.035 | 15 | 15 | 7 | 3.1623e-10 | 0 | CO2 | Porous | Wet | R245fa | MinimizeLCOE | IgnoreSilica | 181.3392 | 49.9437 | 9.0931 | 4 | 2857.9057 | 4850.5671 | 64.0878 | 108.7728 | 181.6754 | 21.4123 | 24841585138.1845 | 12264156.0673 | 0 | 5833452.4327 | 0 | 0 | 0 | 3449100.2853 | 8403216.4263 | 21863445.4044 | 14922250.7374 | 66735621.3534 | 3144235.0165 | 34069368.3502 | 34069368.3502 | 25261752.1078 | 13146991.7455 | 0 | 103949224.7201 | 176427336.9236 | 316227.766 | 36.3725 | 2857.9057 | 4850.5671 | 64.0878 | 108.7728
1 | 7000 | 707 | 0.035 | 15 | 15 | 7 | 4.217e-10 | 0 | CO2 | Porous | Wet | R245fa | MinimizeLCOE | IgnoreSilica | 181.8682 | 50.1111 | 9.1296 | 4 | 2847.7253 | 4832.424 | 63.8595 | 108.3659 | 181.6268 | 21.3809 | 24844149150.3875 | 12283979.9311 | 0 | 5847061.7475 | 0 | 0 | 0 | 3430284.8776 | 8408917.3569 | 21878278.0565 | 14932374.3272 | 66780896.2966 | 3144235.0165 | 34069368.3502 | 34069368.3502 | 25261752.1078 | 13146991.7455 | 0 | 103994499.6634 | 176472611.8669 | 421696.5034 | 36.5184 | 2847.7253 | 4832.424 | 63.8595 | 108.3659
1 | 7000 | 707 | 0.035 | 15 | 15 | 7 | 5.6234e-10 | 0 | CO2 | Porous | Wet | R245fa | MinimizeLCOE | IgnoreSilica | 182.2601 | 50.2355 | 9.1569 | 4 | 2840.0953 | 4818.8727 | 63.6884 | 108.062 | 181.5905 | 21.3575 | 24835861172.2045 | 12298617.6586 | 0 | 5857139.6748 | 0 | 0 | 0 | 3415812.176 | 8412912.1087 | 21888671.5812 | 14939468.1214 | 66812621.3207 | 3144235.0165 | 34069368.3502 | 34069368.3502 | 25261752.1078 | 13146991.7455 | 0 | 104026224.6875 | 176504336.891 | 562341.3252 | 36.6277 | 2840.0953 | 4818.8727 | 63.6884 | 108.062
1 | 7000 | 707 | 0.035 | 15 | 15 | 7 | 7.4989e-10 | 0 | CO2 | Porous | Wet | R245fa | MinimizeLCOE | IgnoreSilica | 182.5501 | 50.3278 | 9.1774 | 4 | 2834.3759 | 4808.7469 | 63.5602 | 107.835 | 181.5636 | 21.3402 | 24836802450.4169 | 12309423.3708 | 0 | 5864595.2534 | 0 | 0 | 0 | 3404722.0941 | 8415708.8801 | 21895948.2068 | 14944434.5679 | 66834832.3731 | 3144235.0165 | 34069368.3502 | 34069368.3502 | 25261752.1078 | 13146991.7455 | 0 | 104048435.7398 | 176526547.9434 | 749894.2093 | 36.7095 | 2834.3759 | 4808.7469 | 63.5602 | 107.835
1 | 7000 | 707 | 0.035 | 15 | 15 | 7 | 1e-09 | 0 | CO2 | Porous | Wet | R245fa | MinimizeLCOE | IgnoreSilica | 182.7593 | 50.3949 | 9.1925 | 4 | 2830.0883 | 4801.207 | 63.464 | 107.6659 | 181.5441 | 21.3277 | 24841530474.4085 | 12317200.083 | 0 | 5869969.2903 | 0 | 0 | 0 | 3396098.7139 | 8417474.554 | 21900542.1281 | 14947570.0136 | 66848854.7829 | 3144235.0165 | 34069368.3502 | 34069368.3502 | 25261752.1078 | 13146991.7455 | 0 | 104062458.1497 | 176540570.3532 | 1000000 | 36.77 | 2830.0883 | 4801.207 | 63.464 | 107.6659
1 | 7000 | 707 | 0.035 | 15 | 15 | 7 | 1.3335e-09 | 0 | CO2 | Porous | Wet | R245fa | MinimizeLCOE | IgnoreSilica | 182.925 | 50.4476 | 9.2041 | 4 | 2826.8738 | 4795.51 | 63.392 | 107.5381 | 181.5286 | 21.3178 | 24840756094.3006 | 12323355.841 | 0 | 5874228.3916 | 0 | 0 | 0 | 3389841.8448 | 8419096.1702 | 21904761.2408 | 14950449.6447 | 66861733.1331 | 3144235.0165 | 34069368.3502 | 34069368.3502 | 25261752.1078 | 13146991.7455 | 0 | 104075336.4999 | 176553448.7034 | 1333521.4322 | 36.8164 | 2826.8738 | 4795.51 | 63.392 | 107.5381
1 | 7000 | 707 | 0.035 | 15 | 15 | 7 | 1.7783e-09 | 0 | CO2 | Porous | Wet | R245fa | MinimizeLCOE | IgnoreSilica | 183.0519 | 50.4878 | 9.2129 | 4 | 2824.4636 | 4791.227 | 63.3379 | 107.4421 | 181.5168 | 21.3102 | 24838931747.1531 | 12328062.0303 | 0 | 5877487.6292 | 0 | 0 | 0 | 3385198.0513 | 8420391.6072 | 21908131.7022 | 14952750.0538 | 66872021.074 | 3144235.0165 | 34069368.3502 | 34069368.3502 | 25261752.1078 | 13146991.7455 | 0 | 104085624.4407 | 176563736.6443 | 1778279.41 | 36.8515 | 2824.4636 | 4791.227 | 63.3379 | 107.4421
1 | 7000 | 707 | 0.035 | 15 | 15 | 7 | 2.3714e-09 | 0 | CO2 | Porous | Wet | R245fa | MinimizeLCOE | IgnoreSilica | 183.1445 | 50.5173 | 9.2194 | 4 | 2822.6565 | 4788.0302 | 63.2974 | 107.3704 | 181.5081 | 21.3047 | 24838781587.101 | 12331494.438 | 0 | 5879866.3495 | 0 | 0 | 0 | 3381631.8514 | 8421267.1292 | 21910409.6306 | 14954304.7868 | 66878974.1855 | 3144235.0165 | 34069368.3502 | 34069368.3502 | 25261752.1078 | 13146991.7455 | 0 | 104092577.5522 | 176570689.7557 | 2371373.7057 | 36.8775 | 2822.6565 | 4788.0302 | 63.2974 | 107.3704
1 | 7000 | 707 | 0.035 | 15 | 15 | 7 | 3.1623e-09 | 0 | CO2 | Porous | Wet | R245fa | MinimizeLCOE | IgnoreSilica | 183.2151 | 50.5397 | 9.2243 | 4 | 2821.3015 | 4785.628 | 63.267 | 107.3165 | 181.5015 | 21.3004 | 24838129896.9057 | 12334107.9841 | 0 | 5881678.5463 | 0 | 0 | 0 | 3378981.1569 | 8421959.398 | 21912210.7723 | 14955534.103 | 66884471.9606 | 3144235.0165 | 34069368.3502 | 34069368.3502 | 25261752.1078 | 13146991.7455 | 0 | 104098075.3273 | 176576187.5309 | 3162277.6602 | 36.8972 | 2821.3015 | 4785.628 | 63.267 | 107.3165
1 | 7000 | 707 | 0.035 | 15 | 15 | 7 | 4.217e-09 | 0 | CO2 | Porous | Wet | R245fa | MinimizeLCOE | IgnoreSilica | 183.254 | 50.5527 | 9.2276 | 4 | 2820.2855 | 4783.9012 | 63.2442 | 107.2778 | 181.4978 | 21.2981 | 24844407841.5251 | 12335548.404 | 0 | 5882677.4601 | 0 | 0 | 0 | 3376599.3463 | 8421981.8321 | 21912269.1411 | 14955573.9409 | 66884650.1245 | 3144235.0165 | 34069368.3502 | 34069368.3502 | 25261752.1078 | 13146991.7455 | 0 | 104098253.4912 | 176576365.6947 | 4216965.0343 | 36.9105 | 2820.2855 | 4783.9012 | 63.2442 | 107.2778
1 | 7000 | 707 | 0.035 | 15 | 15 | 7 | 5.6234e-09 | 0 | CO2 | Porous | Wet | R245fa | MinimizeLCOE | IgnoreSilica | 183.3077 | 50.5691 | 9.2307 | 4 | 2819.5236 | 4782.4768 | 63.2271 | 107.2459 | 181.4928 | 21.2949 | 24837262379.0812 | 12337536.1647 | 0 | 5884056.8428 | 0 | 0 | 0 | 3375493.6504 | 8422863.7966 | 21914563.8318 | 14957140.1145 | 66891654.4008 | 3144235.0165 | 34069368.3502 | 34069368.3502 | 25261752.1078 | 13146991.7455 | 0 | 104105257.7675 | 176583369.9711 | 5623413.2519 | 36.923 | 2819.5236 | 4782.4768 | 63.2271 | 107.2459
1 | 7000 | 707 | 0.035 | 15 | 15 | 7 | 7.4989e-09 | 0 | CO2 | Porous | Wet | R245fa | MinimizeLCOE | IgnoreSilica | 183.3271 | 50.5758 | 9.2326 | 4 | 2818.9523 | 4781.5188 | 63.2143 | 107.2244 | 181.491 | 21.2937 | 24841964286.045 | 12338255.9958 | 0 | 5884556.2546 | 0 | 0 | 0 | 3374083.9373 | 8422789.5132 | 21914370.5617 | 14957008.2036 | 66891064.4663 | 3144235.0165 | 34069368.3502 | 34069368.3502 | 25261752.1078 | 13146991.7455 | 0 | 104104667.833 | 176582780.0366 | 7498942.0933 | 36.9303 | 2818.9523 | 4781.5188 | 63.2143 | 107.2244
1 | 7000 | 707 | 0.035 | 15 | 15 | 7 | 1e-08 | 0 | CO2 | Porous | Wet | R245fa | MinimizeLCOE | IgnoreSilica | 183.3466 | 50.5821 | 9.2341 | 4 | 2818.5239 | 4780.7749 | 63.2047 | 107.2077 | 181.4891 | 21.2925 | 24843140857.5201 | 12338975.566 | 0 | 5885055.6557 | 0 | 0 | 0 | 3373161.345 | 8422905.101 | 21914671.2974 | 14957213.462 | 66891982.4271 | 3144235.0165 | 34069368.3502 | 34069368.3502 | 25261752.1078 | 13146991.7455 | 0 | 104105585.7939 | 176583697.9974 | 10000000 | 36.9362 | 2818.5239 | 4780.7749 | 63.2047 | 107.2077

## Water (R245fa)
Time [year] | Depth [m] | Res Length [m] | Temp Gradient [C/m] | Temp Surface Air [C] | Temp Surface Rock [C] | dT Approach [C] | Transmissivity [m^3] | Config Number [-] | Fluid | Reservoir | Cooling Wet/Dry | orcFluid | Method | Silica? | mass flow [kg/s] | Reservoir Heat [MWth] | Electric Power I-P Pair [MWe] | N_IP_Multiplier | SpCC (Brownfield) [$/kWe] | SpCC (Greenfield) [$/kWe] | LCOE (Brownfield) [$/MWh] | LCOE (Greenfield) [$/MWh] | Temp Production [C] | dP Surface [Mpa] | dW/dmdot [MW/(kg/s)] | C_T_G_N | C_pump_orc_N | C_coolingTowers_N | C_heatExchanger_N | C_recuperator_N | C_pump_prod_N | C_pump_inj_N | C_plant_otherEquipment_N | C_plant_installation_N | C_plant_indirectContingency_N | C_surfacePlant_N | C_gatheringSystem_N | C_wells_production_N | C_wells_injection_N | C_wellfield_N | C_exploration_N | C_stimulation_N | CapitalCost_N (Brownfield) | CapitalCost_N (Greenfield) | Trans [mD-m] | Electric Power 5-spot [MW] | Sp CC (Brownfield) [$/kWe] | Sp CC (Greenfield) [$/kWe] | LCOE (Brownfield) [$/MWh] | LCOE (Greenfield) [$/MWh]
1 | 1000 | 707 | 0.035 | 15 | 15 | 7 | 1e-13 | 0 | Water | Porous | Wet | R245fa | MinimizeLCOE | IgnoreSilica | [30 empty] | 100 | 0
1 | 1000 | 707 | 0.035 | 15 | 15 | 7 | 1.3335e-13 | 0 | Water | Porous | Wet | R245fa | MinimizeLCOE | IgnoreSilica | [30 empty] | 133.3521 | 0
1 | 1000 | 707 | 0.035 | 15 | 15 | 7 | 1.7783e-13 | 0 | Water | Porous | Wet | R245fa | MinimizeLCOE | IgnoreSilica | 0 | 0 | 0 | 4 |  |  |  |  | 0 | 0 | 19844791810.7709 | 1545.1686 | 31.7083 | 1582.2397 | 24763.9757 | 24077.0464 | 32770.8003 | 0 | 33060.6661 | 86017.0716 | 58708.4189 | 262557.0955 | 3144235.0165 | 6186358.3974 |  | 1478867.319 | 2118992.7493 | 0 |  |  | 177.8279 | 0
1 | 1000 | 707 | 0.035 | 15 | 15 | 7 | 2.3714e-13 | 0 | Water | Porous | Wet | R245fa | MinimizeLCOE | IgnoreSilica | 0 | 0 | 0 | 4 |  |  |  |  | 0 | 0 | 14850309026.3049 | 1549.5047 | 31.8033 | 1587.2142 | 24766.4721 | 24077.0464 | 28745.4976 | 0 | 31495.4399 | 81944.6741 | 55928.9239 | 250126.5761 | 3144235.0165 | 6186358.3974 |  | 1478867.319 | 2118992.7493 | 0 |  |  | 237.1374 | 0
1 | 1000 | 707 | 0.035 | 15 | 15 | 7 | 3.1623e-13 | 0 | Water | Porous | Wet | R245fa | MinimizeLCOE | IgnoreSilica | 0 | 0 | 0 | 4 |  |  |  |  | 0 | 0 | 11098506787.3954 | 1552.7822 | 31.8752 | 1590.9745 | 24768.3595 | 24077.0464 | 25338.0132 | 0 | 30170.0299 | 78496.229 | 53575.2892 | 239600.599 | 3144235.0165 | 6186358.3974 |  | 1478867.319 | 2118992.7493 | 0 |  |  | 316.2278 | 0
1 | 1000 | 707 | 0.035 | 15 | 15 | 7 | 4.217e-13 | 0 | Water | Porous | Wet | R245fa | MinimizeLCOE | IgnoreSilica | 0 | 0 | 0 | 4 |  |  |  |  | 0 | 0 | 8281340029.0857 | 1555.2546 | 31.9294 | 1593.8112 | 24769.7835 | 24077.0464 | 22442.0799 | 0 | 29043.2629 | 75564.6126 | 51574.4008 | 230652.1812 | 3144235.0165 | 6186358.3974 |  | 1478867.319 | 2118992.7493 | 0 |  |  | 421.6965 | 0
1 | 1000 | 707 | 0.035 | 15 | 15 | 7 | 5.6234e-13 | 0 | Water | Porous | Wet | R245fa | MinimizeLCOE | IgnoreSilica | 0 | 0 | 0 | 4 |  |  |  |  | 0 | 0 | 6166644209.8096 | 1557.1169 | 31.9703 | 1595.948 | 24770.8563 | 24077.0464 | 19969.9563 | 0 | 28081.1287 | 73061.3366 | 49865.8635 | 223011.2228 | 3144235.0165 | 6186358.3974 |  | 1478867.319 | 2118992.7493 | 0 |  |  | 562.3413 | 0
1 | 1000 | 707 | 0.035 | 15 | 15 | 7 | 7.4989e-13 | 0 | Water | Porous | Wet | R245fa | MinimizeLCOE | IgnoreSilica | 0 | 0 | 0 | 4 |  |  |  |  | 0 | 0 | 4579641360.0204 | 1558.5181 | 32.001 | 1597.5557 | 24771.6636 | 24077.0464 | 17849.1523 | 0 | 27255.5154 | 70913.2603 | 48399.7573 | 216454.47 | 3144235.0165 | 6186358.3974 |  | 1478867.319 | 2118992.7493 | 0 |  |  | 749.8942 | 0
1 | 1000 | 707 | 0.035 | 15 | 15 | 7 | 1e-12 | 0 | Water | Porous | Wet | R245fa | MinimizeLCOE | IgnoreSilica | 0 | 0 | 0 | 4 |  |  |  |  | 0 | 0 | 3388874089.7891 | 1559.5715 | 32.0241 | 1598.7644 | 24772.2705 | 24077.0464 | 16019.6888 | 0 | 26543.1526 | 69059.8383 | 47134.7587 | 210797.1152 | 3144235.0165 | 6186358.3974 |  | 1478867.319 | 2118992.7493 | 0 |  |  | 1000 | 0
1 | 1000 | 707 | 0.035 | 15 | 15 | 7 | 1.3335e-12 | 0 | Water | Porous | Wet | R245fa | MinimizeLCOE | IgnoreSilica | 0 | 0 | 0 | 4 |  |  |  |  | 0 | 0 | 2495538167.4269 | 1560.3629 | 32.0415 | 1599.6725 | 24772.7265 | 24077.0464 | 14431.804 | 0 | 25924.7249 | 67450.8163 | 46036.5681 | 205885.763 | 3144235.0165 | 6186358.3974 |  | 1478867.319 | 2118992.7493 | 0 |  |  | 1333.5214 | 0
1 | 1000 | 707 | 0.035 | 15 | 15 | 7 | 1.7783e-12 | 0 | Water | Porous | Wet | R245fa | MinimizeLCOE | IgnoreSilica | 0 | 0 | 0 | 4 |  |  |  |  | 0 | 0 | 1825707223.6631 | 1560.356 | 32.0413 | 1599.6646 | 24772.7225 | 24077.0464 | 13043.4793 | 0 | 25383.271 | 66042.0642 | 45075.0658 | 201585.7111 | 3144235.0165 | 6186358.3974 |  | 1478867.319 | 2118992.7493 | 0 |  |  | 1778.2794 | 0
1 | 1000 | 707 | 0.035 | 15 | 15 | 7 | 2.3714e-12 | 0 | Water | Porous | Wet | R245fa | MinimizeLCOE | IgnoreSilica | 0 | 0 | 0 | 4 |  |  |  |  | 0 | 0 | 1322851270.1741 | 1560.2379 | 32.0387 | 1599.5291 | 24772.6545 | 24077.0464 | 11820.5701 | 0 | 24906.2099 | 64800.8493 | 44227.9111 | 197797.0471 | 3144235.0165 | 6186358.3974 |  | 1478867.319 | 2118992.7493 | 0 |  |  | 2371.3737 | 0
1 | 1000 | 707 | 0.035 | 15 | 15 | 7 | 3.1623e-12 | 0 | Water | Porous | Wet | R245fa | MinimizeLCOE | IgnoreSilica | 0 | 0 | 0 | 4 |  |  |  |  | 0 | 0 | 945728399.1925 | 1560.1494 | 32.0368 | 1599.4276 | 24772.6035 | 24077.0464 | 10733.5045 | 0 | 24482.1596 | 63697.5572 | 43474.8916 | 194429.3765 | 3144235.0165 | 6186358.3974 |  | 1478867.319 | 2118992.7493 | 0 |  |  | 3162.2777 | 0
1 | 1000 | 707 | 0.035 | 15 | 15 | 7 | 4.217e-12 | 0 | Water | Porous | Wet | R245fa | MinimizeLCOE | IgnoreSilica | 0 | 0 | 0 | 4 |  |  |  |  | 0 | 0 | 662951114.5592 | 1560.0831 | 32.0353 | 1599.3514 | 24772.5653 | 24077.0464 | 9756.5003 | 0 | 24101.0569 | 62706.0063 | 42798.1378 | 191402.7827 | 3144235.0165 | 6186358.3974 |  | 1478867.319 | 2118992.7493 | 0 |  |  | 4216.965 | 0
1 | 1000 | 707 | 0.035 | 15 | 15 | 7 | 5.6234e-12 | 0 | Water | Porous | Wet | R245fa | MinimizeLCOE | IgnoreSilica | 0 | 0 | 0 | 4 |  |  |  |  | 0 | 0 | 450912110.1379 | 1560.0334 | 32.0343 | 1599.2944 | 24772.5366 | 24077.0464 | 8866.3676 | 0 | 23753.8519 | 61802.6502 | 42181.5786 | 188645.3934 | 3144235.0165 | 6186358.3974 |  | 1478867.319 | 2118992.7493 | 0 |  |  | 5623.4133 | 0
1 | 1000 | 707 | 0.035 | 15 | 15 | 7 | 7.4989e-12 | 0 | Water | Porous | Wet | R245fa | MinimizeLCOE | IgnoreSilica | 0 | 0 | 0 | 4 |  |  |  |  | 0 | 0 | 291913185.9043 | 1559.9961 | 32.0334 | 1599.2516 | 24772.5151 | 24077.0464 | 8040.8956 | 0 | 23431.8779 | 60964.9399 | 41609.8242 | 186088.3803 | 3144235.0165 | 6186358.3974 |  | 1478867.319 | 2118992.7493 | 0 |  |  | 7498.9421 | 0
1 | 1000 | 707 | 0.035 | 15 | 15 | 7 | 1e-11 | 0 | Water | Porous | Wet | R245fa | MinimizeLCOE | IgnoreSilica | 0 | 0 | 0 | 4 |  |  |  |  | 0 | 0 | 172685255.1238 | 1559.9682 | 32.0328 | 1599.2196 | 24772.499 | 24077.0464 | 7256.4117 | 0 | 23125.8993 | 60168.8462 | 41066.4739 | 183658.3971 | 3144235.0165 | 6186358.3974 |  | 1478867.319 | 2118992.7493 | 0 |  |  | 10000 | 0
1 | 1000 | 707 | 0.035 | 15 | 15 | 7 | 1.3335e-11 | 0 | Water | Porous | Wet | R245fa | MinimizeLCOE | IgnoreSilica | 0 | 0 | 0 | 4 |  |  |  |  | 0 | 0 | 83279416.8776 | 1559.9472 | 32.0324 | 1599.1955 | 24772.487 | 24077.0464 | 6482.9096 | 0 | 22824.211 | 59383.9152 | 40530.7423 | 181262.4866 | 3144235.0165 | 6186358.3974 |  | 1478867.319 | 2118992.7493 | 0 |  |  | 13335.2143 | 0
1 | 1000 | 707 | 0.035 | 15 | 15 | 7 | 1.7783e-11 | 0 | Water | Porous | Wet | R245fa | MinimizeLCOE | IgnoreSilica | 0 | 0 | 0 | 4 |  |  |  |  | 0 | 0 | 16489258.8299 | 1559.9317 | 32.032 | 1599.1777 | 24772.478 | 24077.0464 | 5667.9996 | 0 | 22506.3795 | 58556.9828 | 39966.344 | 178738.3717 | 3144235.0165 | 6186358.3974 |  | 1478867.319 | 2118992.7493 | 0 |  |  | 17782.7941 | 0
1 | 1000 | 707 | 0.035 | 15 | 15 | 7 | 2.3714e-11 | 0 | Water | Porous | Wet | R245fa | MinimizeLCOE | IgnoreSilica | 0.8806 | 0.01701 | 2.8835e-05 | 4 | 114583318.5066 |  | 2569503.0341 |  | 45.686 | -6.1927e-07 | 3446046.0441 | 11220.6821 | 261.6314 | 13862.3083 | 32292.8504 | 24077.0464 | 11072.7442 | 0 | 36187.0325 | 94151.2356 | 64260.1529 | 287385.6839 | 3144235.0165 | 6186358.3974 |  | 1478867.319 | 2118992.7493 | 0 | 13215839.1662 |  | 23713.7371 | 0.00011534 | 114583318.5066 |  | 2569503.0341
1 | 1000 | 707 | 0.035 | 15 | 15 | 7 | 3.1623e-11 | 0 | Water | Porous | Wet | R245fa | MinimizeLCOE | IgnoreSilica | 1.2633 | 0.027797 | 9.2043e-05 | 4 | 36047631.7807 |  | 808359.3706 |  | 46.8197 | -6.7865e-07 | 3748789.7882 | 16024.8447 | 380.7355 | 20515.338 | 37067.3073 | 24077.0464 | 12762.0696 | 0 | 43222.6632 | 112456.5035 | 76753.8744 | 343260.3826 | 3144235.0165 | 6186358.3974 |  | 1478867.319 | 2118992.7493 | 0 | 13271713.8648 |  | 31622.7766 | 0.00036817 | 36047631.7807 |  | 808359.3706
1 | 1000 | 707 | 0.035 | 15 | 15 | 7 | 4.217e-11 | 0 | Water | Porous | Wet | R245fa | MinimizeLCOE | IgnoreSilica | 1.7263 | 0.040992 | 0.00018431 | 4 | 18086527.2634 |  | 405585.9726 |  | 47.5482 | -6.9955e-07 | 841276.8293 | 21172.8994 | 509.5839 | 27975.4404 | 42847.0514 | 24077.0464 | 14300.4078 | 0 | 51044.1474 | 132806.401 | 90643.0976 | 405376.0754 | 3144235.0165 | 6186358.3974 |  | 1478867.319 | 2118992.7493 | 0 | 13333829.5577 |  | 42169.6503 | 0.00073722 | 18086527.2634 |  | 405585.9726
1 | 1000 | 707 | 0.035 | 15 | 15 | 7 | 5.6234e-11 | 0 | Water | Porous | Wet | R245fa | MinimizeLCOE | IgnoreSilica | 2.3525 | 0.058933 | 0.00031307 | 4 | 10710469.0097 |  | 240179.6612 |  | 48.0914 | -7.1851e-07 | 272692.5456 | 27403.0131 | 666.5043 | 37386.5831 | 50665.9167 | 24077.0464 | 16082.6833 | 0 | 60949.8813 | 158579.0886 | 108233.4864 | 484044.2032 | 3144235.0165 | 6186358.3974 |  | 1478867.319 | 2118992.7493 | 0 | 13412497.6854 |  | 56234.1325 | 0.0012523 | 10710469.0097 |  | 240179.6612
1 | 1000 | 707 | 0.035 | 15 | 15 | 7 | 7.4989e-11 | 0 | Water | Porous | Wet | R245fa | MinimizeLCOE | IgnoreSilica | 3.1567 | 0.082047 | 0.00048878 | 4 | 6908662.6582 |  | 154925.0789 |  | 48.4802 | -7.2453e-07 | 4391877.262 | 34605.0547 | 848.7515 | 48701.3218 | 60710.6637 | 24077.0464 | 17967.7188 | 0 | 72895.1172 | 189658.1421 | 129445.5791 | 578909.3953 | 3144235.0165 | 6186358.3974 |  | 1478867.319 | 2118992.7493 | 0 | 13507362.8776 |  | 74989.4209 | 0.0019551 | 6908662.6582 |  | 154925.0789
1 | 1000 | 707 | 0.035 | 15 | 15 | 7 | 1e-10 | 0 | Water | Porous | Wet | R245fa | MinimizeLCOE | IgnoreSilica | 4.2091 | 0.11234 | 0.00072564 | 4 | 4694043.8205 |  | 105262.7904 |  | 48.7685 | -7.2551e-07 | 4887733.1461 | 43138.182 | 1065.4572 | 62606.5472 | 73856.3365 | 24077.0464 | 20073.2402 | 0 | 87678.5557 | 228121.6165 | 155697.6907 | 696314.6723 | 3144235.0165 | 6186358.3974 |  | 1478867.319 | 2118992.7493 | 0 | 13624768.1546 |  | 100000 | 0.0029026 | 4694043.8205 |  | 105262.7904
1 | 1000 | 707 | 0.035 | 15 | 15 | 7 | 1.3335e-10 | 0 | Water | Porous | Wet | R245fa | MinimizeLCOE | IgnoreSilica | 5.5922 | 0.15219 | 0.0010423 | 4 | 3303000.5439 |  | 74068.9834 |  | 48.9846 | -7.2413e-07 | 7183979.9449 | 53330.1317 | 1325.0357 | 79803.337 | 91133.8003 | 24077.0464 | 22473.6709 | 0 | 106135.7786 | 276143.5244 | 188473.6296 | 842895.9546 | 3144235.0165 | 6186358.3974 |  | 1478867.319 | 2118992.7493 | 0 | 13771349.4368 |  | 133352.1432 | 0.0041693 | 3303000.5439 |  | 74068.9834
1 | 1000 | 707 | 0.035 | 15 | 15 | 7 | 1.7783e-10 | 0 | Water | Porous | Wet | R245fa | MinimizeLCOE | IgnoreSilica | 7.3903 | 0.20401 | 0.0014627 | 4 | 2384847.9117 |  | 53479.6341 |  | 49.1458 | -7.1948e-07 | 9803433.1416 | 65410.7261 | 1633.4433 | 100874.6583 | 113593.469 | 24077.0464 | 25177.4334 | 0 | 128999.0429 | 335629.0482 | 229073.7219 | 1024468.5895 | 3144235.0165 | 6186358.3974 |  | 1478867.319 | 2118992.7493 | 0 | 13952922.0718 |  | 177827.941 | 0.0058507 | 2384847.9117 |  | 53479.6341
1 | 1000 | 707 | 0.035 | 15 | 15 | 7 | 2.3714e-10 | 0 | Water | Porous | Wet | R245fa | MinimizeLCOE | IgnoreSilica | 9.6996 | 0.27059 | 0.0020157 | 4 | 1758170.3648 |  | 39426.5426 |  | 49.2659 | -7.112e-07 | 13830196.8211 | 79607.9157 | 1996.5789 | 126433.3229 | 142439.216 | 24077.0464 | 28186.8274 | 0 | 157068.9538 | 408661.1986 | 278919.6652 | 1247390.7248 | 3144235.0165 | 6186358.3974 |  | 1478867.319 | 2118992.7493 | 0 | 14175844.2071 |  | 237137.3706 | 0.0080628 | 1758170.3648 |  | 39426.5426
1 | 1000 | 707 | 0.035 | 15 | 15 | 7 | 3.1623e-10 | 0 | Water | Porous | Wet | R245fa | MinimizeLCOE | IgnoreSilica | 12.6427 | 0.35545 | 0.0027349 | 4 | 1320724.1231 |  | 29616.9171 |  | 49.3559 | -7.0083e-07 | 17492027.322 | 96221.992 | 2422.1884 | 157256.4138 | 179203.2382 | 24077.0464 | 31545.6268 | 0 | 191383.3372 | 497940.1852 | 339854.4081 | 1519904.4361 | 3144235.0165 | 6186358.3974 |  | 1478867.319 | 2118992.7493 | 0 | 14448357.9184 |  | 316227.766 | 0.01094 | 1320724.1231 |  | 29616.9171
1 | 1000 | 707 | 0.035 | 15 | 15 | 7 | 4.217e-10 | 0 | Water | Porous | Wet | R245fa | MinimizeLCOE | IgnoreSilica | 16.2501 | 0.45948 | 0.0036521 | 4 | 1011021.1712 |  | 22671.9037 |  | 49.4221 | -6.8474e-07 | 22601673.4648 | 115002.8837 | 2903.8856 | 193098.4769 | 224267.4687 | 24077.0464 | 35070.5284 | 0 | 231823.913 | 603158.268 | 411667.9116 | 1841070.3823 | 3144235.0165 | 6186358.3974 |  | 1478867.319 | 2118992.7493 | 0 | 14769523.8645 |  | 421696.5034 | 0.014609 | 1011021.1712 |  | 22671.9037
1 | 1000 | 707 | 0.035 | 15 | 15 | 7 | 5.6234e-10 | 0 | Water | Porous | Wet | R245fa | MinimizeLCOE | IgnoreSilica | 20.5498 | 0.5835 | 0.0047901 | 4 | 790113.5781 |  | 17718.1047 |  | 49.4709 | -6.6441e-07 | 27968093.6904 | 135762.4392 | 3436.8114 | 233764.6627 | 277983.5995 | 24077.0464 | 38681.0545 | 0 | 278345.1894 | 724197.0862 | 494279.3921 | 2210527.2815 | 3144235.0165 | 6186358.3974 |  | 1478867.319 | 2118992.7493 | 0 | 15138980.7637 |  | 562341.3252 | 0.019161 | 790113.5781 |  | 17718.1047
1 | 1000 | 707 | 0.035 | 15 | 15 | 7 | 7.4989e-10 | 0 | Water | Porous | Wet | R245fa | MinimizeLCOE | IgnoreSilica | 25.407 | 0.72362 | 0.0061466 | 4 | 632186.9091 |  | 14176.6376 |  | 49.5066 | -6.3874e-07 | 33831563.892 | 157657.0903 | 3999.2343 | 277679.2977 | 338671.51 | 24077.0464 | 42107.9237 | 0 | 329234.9199 | 856601.7262 | 584648.2795 | 2614677.0278 | 3144235.0165 | 6186358.3974 |  | 1478867.319 | 2118992.7493 | 0 | 15543130.5101 |  | 749894.2093 | 0.024586 | 632186.9091 |  | 14176.6376
1 | 1000 | 707 | 0.035 | 15 | 15 | 7 | 1e-09 | 0 | Water | Porous | Wet | R245fa | MinimizeLCOE | IgnoreSilica | 30.5498 | 0.87201 | 0.0076814 | 4 | 519404.5033 |  | 11647.5196 |  | 49.5325 | -6.0775e-07 | 40238905.7929 | 179479.2457 | 4560.0275 | 322361.6501 | 402935.7396 | 24077.0464 | 45051.1253 | 0 | 381601.2855 | 992848.2677 | 677639.3437 | 3030553.7316 | 3144235.0165 | 6186358.3974 |  | 1478867.319 | 2118992.7493 | 0 | 15959007.2138 |  | 1000000 | 0.030726 | 519404.5033 |  | 11647.5196
1 | 1000 | 707 | 0.035 | 15 | 15 | 7 | 1.3335e-09 | 0 | Water | Porous | Wet | R245fa | MinimizeLCOE | IgnoreSilica | 35.6628 | 1.0196 | 0.0093177 | 4 | 439015.4409 |  | 9844.8144 |  | 49.5512 | -5.7363e-07 | 46557472.73 | 200089.4701 | 5089.807 | 365305.1924 | 466838.5407 | 24077.0464 | 47339.849 | 0 | 432408.5632 | 1125038.3822 | 767861.8131 | 3434048.664 | 3144235.0165 | 6186358.3974 |  | 1478867.319 | 2118992.7493 | 0 | 16362502.1463 |  | 1333521.4322 | 0.037271 | 439015.4409 |  | 9844.8144
1 | 1000 | 707 | 0.035 | 15 | 15 | 7 | 1.7783e-09 | 0 | Water | Porous | Wet | R245fa | MinimizeLCOE | IgnoreSilica | 40.4159 | 1.1568 | 0.010956 | 4 | 381744.1754 |  | 8560.5202 |  | 49.5647 | -5.3827e-07 | 52758053.8121 | 218458.4602 | 5562.0383 | 404128.4913 | 526253.5655 | 24077.0464 | 48876.4939 | 0 | 478668.8773 | 1245398.2302 | 850009.8825 | 3801433.0856 | 3144235.0165 | 6186358.3974 |  | 1478867.319 | 2118992.7493 | 0 | 16729886.5678 |  | 1778279.41 | 0.043825 | 381744.1754 |  | 8560.5202
1 | 1000 | 707 | 0.035 | 15 | 15 | 7 | 2.3714e-09 | 0 | Water | Porous | Wet | R245fa | MinimizeLCOE | IgnoreSilica | 44.6159 | 1.2781 | 0.012505 | 4 | 340857.8258 |  | 7643.6538 |  | 49.5745 | -5.045e-07 | 58315496.5009 | 234154.3932 | 5965.5743 | 437679.9773 | 578765.0475 | 24077.0464 | 49766.0708 | 0 | 518859.1627 | 1349965.1087 | 921378.9257 | 4120611.3065 | 3144235.0165 | 6186358.3974 |  | 1478867.319 | 2118992.7493 | 0 | 17049064.7888 |  | 2371373.7057 | 0.050018 | 340857.8258 |  | 7643.6538
1 | 1000 | 707 | 0.035 | 15 | 15 | 7 | 3.1623e-09 | 0 | Water | Porous | Wet | R245fa | MinimizeLCOE | IgnoreSilica | 48.1527 | 1.3802 | 0.013894 | 4 | 311537.6322 |  | 6986.1556 |  | 49.5817 | -4.737e-07 | 63329201.0696 | 247030.9013 | 6296.6303 | 465447.9821 | 622993.0313 | 24077.0464 | 50133.0071 | 0 | 552231.6534 | 1436793.4839 | 980641.0759 | 4385644.8116 | 3144235.0165 | 6186358.3974 |  | 1478867.319 | 2118992.7493 | 0 | 17314098.2939 |  | 3162277.6602 | 0.055576 | 311537.6322 |  | 6986.1556
1 | 1000 | 707 | 0.035 | 15 | 15 | 7 | 4.217e-09 | 0 | Water | Porous | Wet | R245fa | MinimizeLCOE | IgnoreSilica | 51.0419 | 1.4637 | 0.01509 | 4 | 290386.2079 |  | 6511.84 |  | 49.587 | -4.4705e-07 | 67598547.2007 | 257341.1106 | 6561.7062 | 487831.9149 | 659128.4273 | 24077.0464 | 50164.4683 | 0 | 579190.8227 | 1506935.7123 | 1028514.5881 | 4599745.7968 | 3144235.0165 | 6186358.3974 |  | 1478867.319 | 2118992.7493 | 0 | 17528199.2791 |  | 4216965.0343 | 0.060362 | 290386.2079 |  | 6511.84
1 | 1000 | 707 | 0.035 | 15 | 15 | 7 | 5.6234e-09 | 0 | Water | Porous | Wet | R245fa | MinimizeLCOE | IgnoreSilica | 53.364 | 1.5308 | 0.016088 | 4 | 275029.7452 |  | 6167.4751 |  | 49.5909 | -4.251e-07 | 70894507.1602 | 265502.0575 | 6771.5223 | 505640.653 | 688174.7773 | 24077.0464 | 50031.951 | 0 | 600677.2229 | 1562838.9182 | 1066669.6748 | 4770383.8234 | 3144235.0165 | 6186358.3974 |  | 1478867.319 | 2118992.7493 | 0 | 17698837.3057 |  | 5623413.2519 | 0.064352 | 275029.7452 |  | 6167.4751
1 | 1000 | 707 | 0.035 | 15 | 15 | 7 | 7.4989e-09 | 0 | Water | Porous | Wet | R245fa | MinimizeLCOE | IgnoreSilica | 55.1661 | 1.5829 | 0.016897 | 4 | 263812.3812 |  | 5915.9284 |  | 49.5938 | -4.0693e-07 | 73846127.5255 | 271762.9026 | 6932.4851 | 519355.8514 | 710718.9056 | 24077.0464 | 49778.0932 | 0 | 617223.8609 | 1605889.876 | 1096052.8381 | 4901791.8594 | 3144235.0165 | 6186358.3974 |  | 1478867.319 | 2118992.7493 | 0 | 17830245.3417 |  | 7498942.0933 | 0.067587 | 263812.3812 |  | 5915.9284
1 | 1000 | 707 | 0.035 | 15 | 15 | 7 | 1e-08 | 0 | Water | Porous | Wet | R245fa | MinimizeLCOE | IgnoreSilica | 56.5861 | 1.6239 | 0.017542 | 4 | 255574.1798 |  | 5731.1888 |  | 49.596 | -3.9286e-07 | 75878903.4823 | 276653.9703 | 7058.2302 | 530101.5632 | 728485.7997 | 24077.0464 | 49541.0782 | 0 | 630207.8983 | 1639671.678 | 1119109.6121 | 5004906.8766 | 3144235.0165 | 6186358.3974 |  | 1478867.319 | 2118992.7493 | 0 | 17933360.3588 |  | 10000000 | 0.070169 | 255574.1798 |  | 5731.1888
1 | 1100 | 707 | 0.035 | 15 | 15 | 7 | 1e-13 | 0 | Water | Porous | Wet | R245fa | MinimizeLCOE | IgnoreSilica | [30 empty] | 100 | 0
1 | 1100 | 707 | 0.035 | 15 | 15 | 7 | 1.3335e-13 | 0 | Water | Porous | Wet | R245fa | MinimizeLCOE | IgnoreSilica | 0 | 0 | 0 | 4 |  |  |  |  | 0 | 0 | 0 | 2436.345 | 51.6492 | 2601.9103 | 25280.0319 | 24077.0464 | 36696.441 | 0 | 35545.9352 | 92483.232 | 63121.7062 | 282294.2971 | 3144235.0165 | 6715809.2352 |  | 1478867.319 | 2224882.9169 | 0 |  |  | 133.3521 | 0
1 | 1100 | 707 | 0.035 | 15 | 15 | 7 | 1.7783e-13 | 0 | Water | Porous | Wet | R245fa | MinimizeLCOE | IgnoreSilica | 0 | 0 | 0 | 4 |  |  |  |  | 0 | 0 | 18848777774.0455 | 2441.6214 | 51.7696 | 2607.8891 | 25283.0533 | 24077.0464 | 32049.5208 | 0 | 33739.2512 | 87782.6108 | 59913.4356 | 267946.1982 | 3144235.0165 | 6715809.2352 |  | 1478867.319 | 2224882.9169 | 0 |  |  | 177.8279 | 0
1 | 1100 | 707 | 0.035 | 15 | 15 | 7 | 2.3714e-13 | 0 | Water | Porous | Wet | R245fa | MinimizeLCOE | IgnoreSilica | 0 | 0 | 0 | 4 |  |  |  |  | 0 | 0 | 14062523806.4803 | 2445.6203 | 51.8608 | 2612.4198 | 25285.3426 | 24077.0464 | 28126.8436 | 0 | 32213.6621 | 83813.3407 | 57204.3272 | 255830.4635 | 3144235.0165 | 6715809.2352 |  | 1478867.319 | 2224882.9169 | 0 |  |  | 237.1374 | 0
1 | 1100 | 707 | 0.035 | 15 | 15 | 7 | 3.1623e-13 | 0 | Water | Porous | Wet | R245fa | MinimizeLCOE | IgnoreSilica | 0 | 0 | 0 | 4 |  |  |  |  | 0 | 0 | 10467999733.2027 | 2448.643 | 51.9297 | 2615.844 | 25287.0728 | 24077.0464 | 24803.2592 | 0 | 30920.6801 | 80449.2669 | 54908.2777 | 245562.0197 | 3144235.0165 | 6715809.2352 |  | 1478867.319 | 2224882.9169 | 0 |  |  | 316.2278 | 0
1 | 1100 | 707 | 0.035 | 15 | 15 | 7 | 4.217e-13 | 0 | Water | Porous | Wet | R245fa | MinimizeLCOE | IgnoreSilica | 0 | 0 | 0 | 4 |  |  |  |  | 0 | 0 | 7769423150.6201 | 2450.9232 | 51.9817 | 2618.427 | 25288.3778 | 24077.0464 | 21975.435 | 0 | 29820.2545 | 77586.1853 | 52954.1657 | 236822.7966 | 3144235.0165 | 6715809.2352 |  | 1478867.319 | 2224882.9169 | 0 |  |  | 421.6965 | 0
1 | 1100 | 707 | 0.035 | 15 | 15 | 7 | 5.6234e-13 | 0 | Water | Porous | Wet | R245fa | MinimizeLCOE | IgnoreSilica | 0 | 0 | 0 | 4 |  |  |  |  | 0 | 0 | 5744027667.5969 | 2452.6408 | 52.0209 | 2620.3725 | 25289.3607 | 24077.0464 | 19558.0154 | 0 | 28879.2881 | 75137.9837 | 51283.2178 | 229349.9462 | 3144235.0165 | 6715809.2352 |  | 1478867.319 | 2224882.9169 | 0 |  |  | 562.3413 | 0
1 | 1100 | 707 | 0.035 | 15 | 15 | 7 | 7.4989e-13 | 0 | Water | Porous | Wet | R245fa | MinimizeLCOE | IgnoreSilica | 0 | 0 | 0 | 4 |  |  |  |  | 0 | 0 | 4224201265.8886 | 2453.9331 | 52.0504 | 2621.8362 | 25290.1002 | 24077.0464 | 17480.4041 | 0 | 28070.3944 | 73033.4083 | 49846.8018 | 222925.9748 | 3144235.0165 | 6715809.2352 |  | 1478867.319 | 2224882.9169 | 0 |  |  | 749.8942 | 0
1 | 1100 | 707 | 0.035 | 15 | 15 | 7 | 1e-12 | 0 | Water | Porous | Wet | R245fa | MinimizeLCOE | IgnoreSilica | 0 | 0 | 0 | 4 |  |  |  |  | 0 | 0 | 3083928707.2113 | 2454.9047 | 52.0726 | 2622.9365 | 25290.6561 | 24077.0464 | 15684.0673 | 0 | 27370.8566 | 71213.3542 | 48604.5776 | 217370.4719 | 3144235.0165 | 6715809.2352 |  | 1478867.319 | 2224882.9169 | 0 |  |  | 1000 | 0
1 | 1100 | 707 | 0.035 | 15 | 15 | 7 | 1.3335e-12 | 0 | Water | Porous | Wet | R245fa | MinimizeLCOE | IgnoreSilica | 0 | 0 | 0 | 4 |  |  |  |  | 0 | 0 | 2228526005.4242 | 2455.6347 | 52.0892 | 2623.7633 | 25291.0737 | 24077.0464 | 14120.2653 | 0 | 26761.7503 | 69628.5847 | 47522.9398 | 212533.1474 | 3144235.0165 | 6715809.2352 |  | 1478867.319 | 2224882.9169 | 0 |  |  | 1333.5214 | 0
1 | 1100 | 707 | 0.035 | 15 | 15 | 7 | 1.7783e-12 | 0 | Water | Porous | Wet | R245fa | MinimizeLCOE | IgnoreSilica | 0 | 0 | 0 | 4 |  |  |  |  | 0 | 0 | 1587138570.0696 | 2455.4999 | 52.0861 | 2623.6107 | 25290.9966 | 24077.0464 | 12747.5589 | 0 | 26226.2515 | 68235.3266 | 46572.0125 | 208280.3892 | 3144235.0165 | 6715809.2352 |  | 1478867.319 | 2224882.9169 | 0 |  |  | 1778.2794 | 0
1 | 1100 | 707 | 0.035 | 15 | 15 | 7 | 2.3714e-12 | 0 | Water | Porous | Wet | R245fa | MinimizeLCOE | IgnoreSilica | 0 | 0 | 0 | 4 |  |  |  |  | 0 | 0 | 1105676518.6736 | 2455.3661 | 52.0831 | 2623.4592 | 25290.9201 | 24077.0464 | 11532.0079 | 0 | 25752.0443 | 67001.5368 | 45729.9256 | 204514.3894 | 3144235.0165 | 6715809.2352 |  | 1478867.319 | 2224882.9169 | 0 |  |  | 2371.3737 | 0
1 | 1100 | 707 | 0.035 | 15 | 15 | 7 | 3.1623e-12 | 0 | Water | Porous | Wet | R245fa | MinimizeLCOE | IgnoreSilica | 0 | 0 | 0 | 4 |  |  |  |  | 0 | 0 | 744651801.5776 | 2455.2659 | 52.0808 | 2623.3457 | 25290.8627 | 24077.0464 | 10443.4683 | 0 | 25327.4072 | 65896.7182 | 44975.8642 | 201142.0593 | 3144235.0165 | 6715809.2352 |  | 1478867.319 | 2224882.9169 | 0 |  |  | 3162.2777 | 0
1 | 1100 | 707 | 0.035 | 15 | 15 | 7 | 4.217e-12 | 0 | Water | Porous | Wet | R245fa | MinimizeLCOE | IgnoreSilica | 0 | 0 | 0 | 4 |  |  |  |  | 0 | 0 | 473942048.9069 | 2455.1908 | 52.0791 | 2623.2606 | 25290.8197 | 24077.0464 | 9454.8286 | 0 | 24941.7578 | 64893.3375 | 44291.0363 | 198079.3567 | 3144235.0165 | 6715809.2352 |  | 1478867.319 | 2224882.9169 | 0 |  |  | 4216.965 | 0
1 | 1100 | 707 | 0.035 | 15 | 15 | 7 | 5.6234e-12 | 0 | Water | Porous | Wet | R245fa | MinimizeLCOE | IgnoreSilica | 0 | 0 | 0 | 4 |  |  |  |  | 0 | 0 | 270949955.8227 | 2455.1345 | 52.0778 | 2623.1968 | 25290.7875 | 24077.0464 | 8540.1122 | 0 | 24584.9585 | 63965.0189 | 43657.4398 | 195245.7722 | 3144235.0165 | 6715809.2352 |  | 1478867.319 | 2224882.9169 | 0 |  |  | 5623.4133 | 0
1 | 1100 | 707 | 0.035 | 15 | 15 | 7 | 7.4989e-12 | 0 | Water | Porous | Wet | R245fa | MinimizeLCOE | IgnoreSilica | 0 | 0 | 0 | 4 |  |  |  |  | 0 | 0 | 118733873.6901 | 2455.0922 | 52.0768 | 2623.149 | 25290.7634 | 24077.0464 | 7671.4798 | 0 | 24246.147 | 63083.5008 | 43055.7855 | 192555.0408 | 3144235.0165 | 6715809.2352 |  | 1478867.319 | 2224882.9169 | 0 |  |  | 7498.9421 | 0
1 | 1100 | 707 | 0.035 | 15 | 15 | 7 | 1e-11 | 0 | Water | Porous | Wet | R245fa | MinimizeLCOE | IgnoreSilica | 0 | 0 | 0 | 4 |  |  |  |  | 0 | 0 | 4591578.5292 | 2455.0606 | 52.0761 | 2623.1131 | 25290.7453 | 24077.0464 | 6813.0299 | 0 | 23911.3178 | 62212.3441 | 42461.2032 | 189895.9364 | 3144235.0165 | 6715809.2352 |  | 1478867.319 | 2224882.9169 | 0 |  |  | 10000 | 0
1 | 1100 | 707 | 0.035 | 15 | 15 | 7 | 1.3335e-11 | 0 | Water | Porous | Wet | R245fa | MinimizeLCOE | IgnoreSilica | 0.83707 | 0.021012 | 4.4947e-05 | 4 | 77178300.9946 |  | 1730704.6188 |  | 48.1123 | -1.0412e-06 | 6690992.6787 | 13602.2699 | 323.9752 | 16382.8843 | 33551.5669 | 24077.0464 | 12803.065 | 0 | 39288.915 | 102221.6975 | 69768.409 | 312019.8292 | 3144235.0165 | 6715809.2352 |  | 1478867.319 | 2224882.9169 | 0 | 13875814.3168 |  | 13335.2143 | 0.00017979 | 77178300.9946 |  | 1730704.6188
1 | 1100 | 707 | 0.035 | 15 | 15 | 7 | 1.7783e-11 | 0 | Water | Porous | Wet | R245fa | MinimizeLCOE | IgnoreSilica | 1.2075 | 0.034495 | 0.00014302 | 4 | 24373175.3036 |  | 546562.5251 |  | 49.5418 | -1.141e-06 | 833591.0348 | 19565.8952 | 475.4778 | 24328.9435 | 39060.1884 | 24077.0464 | 14926.7858 | 0 | 47749.3915 | 124234.1218 | 84792.3409 | 379210.1913 | 3144235.0165 | 6715809.2352 |  | 1478867.319 | 2224882.9169 | 0 | 13943004.679 |  | 17782.7941 | 0.00057206 | 24373175.3036 |  | 546562.5251
1 | 1100 | 707 | 0.035 | 15 | 15 | 7 | 2.3714e-11 | 0 | Water | Porous | Wet | R245fa | MinimizeLCOE | IgnoreSilica | 1.6531 | 0.050913 | 0.00028649 | 4 | 12231799.2733 |  | 274295.1221 |  | 50.4541 | -1.1745e-06 | 866076.6905 | 25930.2916 | 638.7432 | 33194.3653 | 45693.1669 | 24077.0464 | 16864.099 | 0 | 57095.1078 | 148549.7587 | 101388.2627 | 453430.8417 | 3144235.0165 | 6715809.2352 |  | 1478867.319 | 2224882.9169 | 0 | 14017225.3294 |  | 23713.7371 | 0.001146 | 12231799.2733 |  | 274295.1221
1 | 1100 | 707 | 0.035 | 15 | 15 | 7 | 3.1623e-11 | 0 | Water | Porous | Wet | R245fa | MinimizeLCOE | IgnoreSilica | 2.2477 | 0.072949 | 0.00048702 | 4 | 7242918.8133 |  | 162420.6919 |  | 51.1282 | -1.1998e-06 | 2199926.0496 | 33541.4943 | 835.2026 | 44236.8435 | 54547.2413 | 24077.0464 | 19070.3415 | 0 | 68760.1862 | 178899.8998 | 122102.8576 | 546071.1133 | 3144235.0165 | 6715809.2352 |  | 1478867.319 | 2224882.9169 | 0 | 14109865.6009 |  | 31622.7766 | 0.0019481 | 7242918.8133 |  | 162420.6919
1 | 1100 | 707 | 0.035 | 15 | 15 | 7 | 4.217e-11 | 0 | Water | Porous | Wet | R245fa | MinimizeLCOE | IgnoreSilica | 3.0176 | 0.10154 | 0.00076103 | 4 | 4672062.8677 |  | 104769.8729 |  | 51.617 | -1.2082e-06 | 6026824.086 | 42416.8476 | 1065.332 | 57612.6226 | 66006.2535 | 24077.0464 | 21467.3177 | 0 | 82931.7137 | 215771.3074 | 147268.351 | 658616.7919 | 3144235.0165 | 6715809.2352 |  | 1478867.319 | 2224882.9169 | 0 | 14222411.2796 |  | 42169.6503 | 0.0030441 | 4672062.8677 |  | 104769.8729
1 | 1100 | 707 | 0.035 | 15 | 15 | 7 | 5.6234e-11 | 0 | Water | Porous | Wet | R245fa | MinimizeLCOE | IgnoreSilica | 4.0239 | 0.13898 | 0.0011309 | 4 | 3174769.5922 |  | 71193.4355 |  | 51.9795 | -1.2079e-06 | 10855782.7483 | 52925.2698 | 1338.6845 | 74034.404 | 80985.4299 | 24077.0464 | 24155.7753 | 0 | 100431.4779 | 261302.1041 | 178344.0553 | 797594.2472 | 3144235.0165 | 6715809.2352 |  | 1478867.319 | 2224882.9169 | 0 | 14361388.7349 |  | 56234.1325 | 0.0045236 | 3174769.5922 |  | 71193.4355
1 | 1100 | 707 | 0.035 | 15 | 15 | 7 | 7.4989e-11 | 0 | Water | Porous | Wet | R245fa | MinimizeLCOE | IgnoreSilica | 5.3681 | 0.18908 | 0.0016267 | 4 | 2234195.7735 |  | 50101.2965 |  | 52.2549 | -1.2092e-06 | 12764575.4463 | 65685.8366 | 1671.4143 | 94689.4908 | 101010.0842 | 24077.0464 | 27341.9257 | 0 | 122645.5612 | 319098.5923 | 217791.3461 | 974011.2977 | 3144235.0165 | 6715809.2352 |  | 1478867.319 | 2224882.9169 | 0 | 14537805.7854 |  | 74989.4209 | 0.006507 | 2234195.7735 |  | 50101.2965
1 | 1100 | 707 | 0.035 | 15 | 15 | 7 | 1e-10 | 0 | Water | Porous | Wet | R245fa | MinimizeLCOE | IgnoreSilica | 7.1003 | 0.25369 | 0.0022867 | 4 | 1613021.0371 |  | 36171.6042 |  | 52.4578 | -1.2001e-06 | 18435453.8156 | 80673.673 | 2062.9862 | 119770.6037 | 126816.5655 | 24077.0464 | 30867.5515 | 0 | 149864.6863 | 389917.1722 | 266126.482 | 1190176.7668 | 3144235.0165 | 6715809.2352 |  | 1478867.319 | 2224882.9169 | 0 | 14753971.2545 |  | 100000 | 0.0091468 | 1613021.0371 |  | 36171.6042
1 | 1100 | 707 | 0.035 | 15 | 15 | 7 | 1.3335e-10 | 0 | Water | Porous | Wet | R245fa | MinimizeLCOE | IgnoreSilica | 9.3512 | 0.33767 | 0.00316 | 4 | 1188466.2854 |  | 26651.0672 |  | 52.6102 | -1.1876e-06 | 24606101.2426 | 98488.7228 | 2529.1358 | 150540.4604 | 160353.8014 | 24077.0464 | 34891.0362 | 0 | 183643.2792 | 477802.1421 | 326109.7798 | 1458435.4042 | 3144235.0165 | 6715809.2352 |  | 1478867.319 | 2224882.9169 | 0 | 15022229.8919 |  | 133352.1432 | 0.01264 | 1188466.2854 |  | 26651.0672
1 | 1100 | 707 | 0.035 | 15 | 15 | 7 | 1.7783e-10 | 0 | Water | Porous | Wet | R245fa | MinimizeLCOE | IgnoreSilica | 12.2212 | 0.44477 | 0.0043052 | 4 | 891342.3336 |  | 19988.1349 |  | 52.7237 | -1.1684e-06 | 32768564.6826 | 119331.3745 | 3075.1486 | 187641.4998 | 203115.1558 | 24077.0464 | 39354.4673 | 0 | 224871.93 | 585070.6344 | 399322.73 | 1785859.9867 | 3144235.0165 | 6715809.2352 |  | 1478867.319 | 2224882.9169 | 0 | 15349654.4744 |  | 177827.941 | 0.017221 | 891342.3336 |  | 19988.1349
1 | 1100 | 707 | 0.035 | 15 | 15 | 7 | 2.3714e-10 | 0 | Water | Porous | Wet | R245fa | MinimizeLCOE | IgnoreSilica | 15.848 | 0.58014 | 0.0057887 | 4 | 680079.6928 |  | 15250.6216 |  | 52.8088 | -1.1453e-06 | 41238329.7759 | 143584.7725 | 3711.0636 | 232068.3312 | 257156.5685 | 24077.0464 | 44306.7163 | 0 | 274912.7544 | 715266.5946 | 488184.148 | 2183267.9954 | 3144235.0165 | 6715809.2352 |  | 1478867.319 | 2224882.9169 | 0 | 15747062.4831 |  | 237137.3706 | 0.023155 | 680079.6928 |  | 15250.6216
1 | 1100 | 707 | 0.035 | 15 | 15 | 7 | 3.1623e-10 | 0 | Water | Porous | Wet | R245fa | MinimizeLCOE | IgnoreSilica | 20.2797 | 0.74558 | 0.0076714 | 4 | 528414.4168 |  | 11849.5647 |  | 52.872 | -1.1146e-06 | 51065857.9471 | 170987.5514 | 4429.9787 | 283634.994 | 323194.9276 | 24077.0464 | 49535.4319 | 0 | 333785.3727 | 868441.0709 | 592728.8756 | 2650815.2491 | 3144235.0165 | 6715809.2352 |  | 1478867.319 | 2224882.9169 | 0 | 16214609.7368 |  | 316227.766 | 0.030685 | 528414.4168 |  | 11849.5647
1 | 1100 | 707 | 0.035 | 15 | 15 | 7 | 4.217e-10 | 0 | Water | Porous | Wet | R245fa | MinimizeLCOE | IgnoreSilica | 25.4802 | 0.93974 | 0.0099896 | 4 | 419050.7246 |  | 9397.1105 |  | 52.9185 | -1.0751e-06 | 62701871.755 | 200887.9042 | 5214.6904 | 341315.313 | 400695.7642 | 24077.0464 | 54757.6471 | 0 | 400509.8624 | 1042044.5062 | 711216.7874 | 3180719.5213 | 3144235.0165 | 6715809.2352 |  | 1478867.319 | 2224882.9169 | 0 | 16744514.009 |  | 421696.5034 | 0.039958 | 419050.7246 |  | 9397.1105
1 | 1100 | 707 | 0.035 | 15 | 15 | 7 | 5.6234e-10 | 0 | Water | Porous | Wet | R245fa | MinimizeLCOE | IgnoreSilica | 31.2855 | 1.1565 | 0.012728 | 4 | 340163.5602 |  | 7628.0851 |  | 52.9527 | -1.0274e-06 | 74975105.6301 | 232138.9194 | 6034.9709 | 402960.7872 | 487220.8943 | 24077.0464 | 59625.8921 | 0 | 472702.819 | 1229875.7704 | 839415.4847 | 3754052.5843 | 3144235.0165 | 6715809.2352 |  | 1478867.319 | 2224882.9169 | 0 | 17317847.072 |  | 562341.3252 | 0.05091 | 340163.5602 |  | 7628.0851
1 | 1100 | 707 | 0.035 | 15 | 15 | 7 | 7.4989e-10 | 0 | Water | Porous | Wet | R245fa | MinimizeLCOE | IgnoreSilica | 37.3561 | 1.3833 | 0.015792 | 4 | 283380.0158 |  | 6354.7279 |  | 52.9778 | -9.7192e-07 | 88043815.7311 | 262987.3553 | 6844.6857 | 465004.9639 | 577715.0609 | 24077.0464 | 63701.2654 | 0 | 546128.8473 | 1420915.2342 | 969803.8443 | 4337178.3035 | 3144235.0165 | 6715809.2352 |  | 1478867.319 | 2224882.9169 | 0 | 17900972.7912 |  | 749894.2093 | 0.063169 | 283380.0158 |  | 6354.7279
1 | 1100 | 707 | 0.035 | 15 | 15 | 7 | 1e-09 | 0 | Water | Porous | Wet | R245fa | MinimizeLCOE | IgnoreSilica | 43.3271 | 1.6064 | 0.019024 | 4 | 242605.3681 |  | 5440.3663 |  | 52.9962 | -9.126e-07 | 100716215.7105 | 291886.3531 | 7603.1627 | 524085.4237 | 666742.7548 | 24077.0464 | 66773.9206 | 0 | 616655.7779 | 1604411.8405 | 1095044.0485 | 4897280.3281 | 3144235.0165 | 6715809.2352 |  | 1478867.319 | 2224882.9169 | 0 | 18461074.8158 |  | 1000000 | 0.076095 | 242605.3681 |  | 5440.3663
1 | 1100 | 707 | 0.035 | 15 | 15 | 7 | 1.3335e-09 | 0 | Water | Porous | Wet | R245fa | MinimizeLCOE | IgnoreSilica | 48.8371 | 1.8123 | 0.022226 | 4 | 213350.0128 |  | 4784.3221 |  | 53.0097 | -8.5288e-07 | 112705944.5558 | 317510.2321 | 8275.595 | 577171.3317 | 748910.4574 | 24077.0464 | 68758.2344 | 0 | 680434.1298 | 1770350.0295 | 1208300.2722 | 5403787.3284 | 3144235.0165 | 6715809.2352 |  | 1478867.319 | 2224882.9169 | 0 | 18967581.8161 |  | 1333521.4322 | 0.088904 | 213350.0128 |  | 4784.3221
1 | 1100 | 707 | 0.035 | 15 | 15 | 7 | 1.7783e-09 | 0 | Water | Porous | Wet | R245fa | MinimizeLCOE | IgnoreSilica | 53.6561 | 1.9925 | 0.025222 | 4 | 192325.0088 |  | 4312.8415 |  | 53.0197 | -7.9636e-07 | 123641616.3311 | 339221.9313 | 8845.2807 | 622628.4344 | 820788.724 | 24077.0464 | 69785.7442 | 0 | 735285.3928 | 1913061.7643 | 1305703.9636 | 5839398.2818 | 3144235.0165 | 6715809.2352 |  | 1478867.319 | 2224882.9169 | 0 | 19403192.7695 |  | 1778279.41 | 0.10089 | 192325.0088 |  | 4312.8415
1 | 1100 | 707 | 0.035 | 15 | 15 | 7 | 2.3714e-09 | 0 | Water | Porous | Wet | R245fa | MinimizeLCOE | IgnoreSilica | 57.6922 | 2.1434 | 0.027889 | 4 | 177156.8005 |  | 3972.6981 |  | 53.0271 | -7.4556e-07 | 133339285.5964 | 356965.1022 | 9310.7746 | 660081.1682 | 881003.0339 | 24077.0464 | 70091.7146 | 0 | 780596.2476 | 2030951.3139 | 1386166.0036 | 6199242.4051 | 3144235.0165 | 6715809.2352 |  | 1478867.319 | 2224882.9169 | 0 | 19763036.8928 |  | 2371373.7057 | 0.11156 | 177156.8005 |  | 3972.6981
1 | 1100 | 707 | 0.035 | 15 | 15 | 7 | 3.1623e-09 | 0 | Water | Porous | Wet | R245fa | MinimizeLCOE | IgnoreSilica | 60.9908 | 2.2668 | 0.030173 | 4 | 166157.4121 |  | 3726.0395 |  | 53.0326 | -7.0237e-07 | 141291975.7536 | 371194.9892 | 9684.0536 | 690306.1294 | 930221.89 | 24077.0464 | 69980.2414 | 0 | 817231.0965 | 2126267.6759 | 1451221.3792 | 6490184.5015 | 3144235.0165 | 6715809.2352 |  | 1478867.319 | 2224882.9169 | 0 | 20053978.9892 |  | 3162277.6602 | 0.12069 | 166157.4121 |  | 3726.0395
1 | 1100 | 707 | 0.035 | 15 | 15 | 7 | 4.217e-09 | 0 | Water | Porous | Wet | R245fa | MinimizeLCOE | IgnoreSilica | 63.6218 | 2.3652 | 0.032067 | 4 | 158136.761 |  | 3546.1784 |  | 53.0368 | -6.6672e-07 | 147725502.7844 | 382383.4119 | 9977.5207 | 714184.0127 | 969486.1478 | 24077.0464 | 69639.5367 | 0 | 846201.5937 | 2201642.967 | 1502666.5642 | 6720258.8012 | 3144235.0165 | 6715809.2352 |  | 1478867.319 | 2224882.9169 | 0 | 20284053.2888 |  | 4216965.0343 | 0.12827 | 158136.761 |  | 3546.1784
1 | 1100 | 707 | 0.035 | 15 | 15 | 7 | 5.6234e-09 | 0 | Water | Porous | Wet | R245fa | MinimizeLCOE | IgnoreSilica | 65.6776 | 2.4422 | 0.033599 | 4 | 152257.2172 |  | 3414.331 |  | 53.0399 | -6.3782e-07 | 152965301.6873 | 391031.6162 | 10204.3417 | 732706.9141 | 1000170.3657 | 24077.0464 | 69192.7375 | 0 | 868679.3784 | 2260125.552 | 1542582.1302 | 6898770.0823 | 3144235.0165 | 6715809.2352 |  | 1478867.319 | 2224882.9169 | 0 | 20462564.57 |  | 5623413.2519 | 0.13439 | 152257.2172 |  | 3414.331
1 | 1100 | 707 | 0.035 | 15 | 15 | 7 | 7.4989e-09 | 0 | Water | Porous | Wet | R245fa | MinimizeLCOE | IgnoreSilica | 67.2855 | 2.5024 | 0.034817 | 4 | 147927.049 |  | 3317.2281 |  | 53.0422 | -6.1526e-07 | 156840246.0643 | 397740.4153 | 10380.2863 | 747114.855 | 1024171.4537 | 24077.0464 | 68769.8613 | 0 | 886179.028 | 2305656.0506 | 1573657.631 | 7037746.6276 | 3144235.0165 | 6715809.2352 |  | 1478867.319 | 2224882.9169 | 0 | 20601541.1153 |  | 7498942.0933 | 0.13927 | 147927.049 |  | 3317.2281
1 | 1100 | 707 | 0.035 | 15 | 15 | 7 | 1e-08 | 0 | Water | Porous | Wet | R245fa | MinimizeLCOE | IgnoreSilica | 68.5009 | 2.5479 | 0.035768 | 4 | 144725.4259 |  | 3245.4325 |  | 53.044 | -5.9723e-07 | 160157941.4882 | 402780.5354 | 10512.4622 | 757961.0877 | 1042315.2805 | 24077.0464 | 68343.7724 | 0 | 899336.172 | 2339888.2403 | 1597021.8039 | 7142236.4008 | 3144235.0165 | 6715809.2352 |  | 1478867.319 | 2224882.9169 | 0 | 20706030.8885 |  | 10000000 | 0.14307 | 144725.4259 |  | 3245.4325
1 | 1200 | 707 | 0.035 | 15 | 15 | 7 | 1e-13 | 0 | Water | Porous | Wet | R245fa | MinimizeLCOE | IgnoreSilica | 0 | 0 | 0 | 4 |  |  |  |  | 0 | 0 | 0 | 190.9478 | 3.4028 | 132.3328 | 24110.3567 | 24077.0464 | 28381.0387 | 0 | 29989.0988 | 78025.4834 | 53253.9957 | 238163.703 | 3144235.0165 | 7256980.2548 |  | 1478867.319 | 2333117.1208 | 0 |  |  | 100 | 0
1 | 1200 | 707 | 0.035 | 15 | 15 | 7 | 1.3335e-13 | 0 | Water | Porous | Wet | R245fa | MinimizeLCOE | IgnoreSilica | 0 | 0 | 0 | 4 |  |  |  |  | 0 | 0 | 17579349560.5972 | 201.643 | 3.6077 | 141.4124 | 24113.2195 | 24077.0464 | 25026.4033 | 0 | 28689.6996 | 74644.7132 | 50946.5506 | 227844.2956 | 3144235.0165 | 7256980.2548 |  | 1478867.319 | 2333117.1208 | 0 |  |  | 133.3521 | 0
1 | 1200 | 707 | 0.035 | 15 | 15 | 7 | 1.7783e-13 | 0 | Water | Porous | Wet | R245fa | MinimizeLCOE | IgnoreSilica | 0 | 0 | 0 | 4 |  |  |  |  | 0 | 0 | 13125438702.5787 | 209.5548 | 3.7597 | 148.1917 | 24115.3855 | 24077.0464 | 22173.0421 | 0 | 27583.5223 | 71766.6668 | 48982.2247 | 219059.3939 | 3144235.0165 | 7256980.2548 |  | 1478867.319 | 2333117.1208 | 0 |  |  | 177.8279 | 0
1 | 1200 | 707 | 0.035 | 15 | 15 | 7 | 2.3714e-13 | 0 | Water | Porous | Wet | R245fa | MinimizeLCOE | IgnoreSilica | 0 | 0 | 0 | 4 |  |  |  |  | 0 | 0 | 9780992522.3715 | 215.433 | 3.8729 | 153.2617 | 24117.0206 | 24077.0464 | 19735.0592 | 0 | 26637.6605 | 69305.7285 | 47302.5838 | 211547.6665 | 3144235.0165 | 7256980.2548 |  | 1478867.319 | 2333117.1208 | 0 |  |  | 237.1374 | 0
1 | 1200 | 707 | 0.035 | 15 | 15 | 7 | 3.1623e-13 | 0 | Water | Porous | Wet | R245fa | MinimizeLCOE | IgnoreSilica | 0 | 0 | 0 | 4 |  |  |  |  | 0 | 0 | 7270441333.9077 | 219.8125 | 3.9573 | 157.0569 | 24118.2528 | 24077.0464 | 17641.3808 | 0 | 25824.8276 | 67190.9041 | 45859.1727 | 205092.4111 | 3144235.0165 | 7256980.2548 |  | 1478867.319 | 2333117.1208 | 0 |  |  | 316.2278 | 0
1 | 1200 | 707 | 0.035 | 15 | 15 | 7 | 4.217e-13 | 0 | Water | Porous | Wet | R245fa | MinimizeLCOE | IgnoreSilica | 0 | 0 | 0 | 4 |  |  |  |  | 0 | 0 | 5386327261.8492 | 223.0815 | 4.0205 | 159.8996 | 24119.1804 | 24077.0464 | 15833.0965 | 0 | 25122.3667 | 65363.2449 | 44611.7577 | 199513.6941 | 3144235.0165 | 7256980.2548 |  | 1478867.319 | 2333117.1208 | 0 |  |  | 421.6965 | 0
1 | 1200 | 707 | 0.035 | 15 | 15 | 7 | 5.6234e-13 | 0 | Water | Porous | Wet | R245fa | MinimizeLCOE | IgnoreSilica | 0 | 0 | 0 | 4 |  |  |  |  | 0 | 0 | 3972607704.944 | 225.5248 | 4.0677 | 162.0296 | 24119.8779 | 24077.0464 | 14261.2209 | 0 | 24511.4092 | 63773.6588 | 43526.8326 | 194661.6678 | 3144235.0165 | 7256980.2548 |  | 1478867.319 | 2333117.1208 | 0 |  |  | 562.3413 | 0
1 | 1200 | 707 | 0.035 | 15 | 15 | 7 | 7.4989e-13 | 0 | Water | Porous | Wet | R245fa | MinimizeLCOE | IgnoreSilica | 0 | 0 | 0 | 4 |  |  |  |  | 0 | 0 | 2911995285.0764 | 227.3525 | 4.103 | 163.626 | 24120.4021 | 24077.0464 | 12884.7951 | 0 | 23976.1568 | 62381.0417 | 42576.3428 | 190410.8663 | 3144235.0165 | 7256980.2548 |  | 1478867.319 | 2333117.1208 | 0 |  |  | 749.8942 | 0
1 | 1200 | 707 | 0.035 | 15 | 15 | 7 | 1e-12 | 0 | Water | Porous | Wet | R245fa | MinimizeLCOE | IgnoreSilica | 0 | 0 | 0 | 4 |  |  |  |  | 0 | 0 | 2116517192.1346 | 227.8595 | 4.1128 | 164.0692 | 24120.5478 | 24077.0464 | 11668.9705 | 0 | 23502.4164 | 61148.4665 | 41735.0848 | 186648.5739 | 3144235.0165 | 7256980.2548 |  | 1478867.319 | 2333117.1208 | 0 |  |  | 1000 | 0
1 | 1200 | 707 | 0.035 | 15 | 15 | 7 | 1.3335e-12 | 0 | Water | Porous | Wet | R245fa | MinimizeLCOE | IgnoreSilica | 0 | 0 | 0 | 4 |  |  |  |  | 0 | 0 | 1519851933.3631 | 227.5135 | 4.1061 | 163.7667 | 24120.4483 | 24077.0464 | 10584.2805 | 0 | 23079.093 | 60047.0658 | 40983.3563 | 183286.6766 | 3144235.0165 | 7256980.2548 |  | 1478867.319 | 2333117.1208 | 0 |  |  | 1333.5214 | 0
1 | 1200 | 707 | 0.035 | 15 | 15 | 7 | 1.7783e-12 | 0 | Water | Porous | Wet | R245fa | MinimizeLCOE | IgnoreSilica | 0 | 0 | 0 | 4 |  |  |  |  | 0 | 0 | 1072111111.4124 | 227.2541 | 4.1011 | 163.54 | 24120.3738 | 24077.0464 | 9604.8545 | 0 | 22696.8962 | 59052.6682 | 40304.6595 | 180251.3938 | 3144235.0165 | 7256980.2548 |  | 1478867.319 | 2333117.1208 | 0 |  |  | 1778.2794 | 0
1 | 1200 | 707 | 0.035 | 15 | 15 | 7 | 2.3714e-12 | 0 | Water | Porous | Wet | R245fa | MinimizeLCOE | IgnoreSilica | 0 | 0 | 0 | 4 |  |  |  |  | 0 | 0 | 736382296.842 | 227.0596 | 4.0974 | 163.37 | 24120.3179 | 24077.0464 | 8706.4858 | 0 | 22346.3671 | 58140.6632 | 39682.1973 | 177467.6046 | 3144235.0165 | 7256980.2548 |  | 1478867.319 | 2333117.1208 | 0 |  |  | 2371.3737 | 0
1 | 1200 | 707 | 0.035 | 15 | 15 | 7 | 3.1623e-12 | 0 | Water | Porous | Wet | R245fa | MinimizeLCOE | IgnoreSilica | 0 | 0 | 0 | 4 |  |  |  |  | 0 | 0 | 484637761.0193 | 226.9138 | 4.0945 | 163.2426 | 24120.2761 | 24077.0464 | 7864.8835 | 0 | 22018.0182 | 57286.3667 | 39099.1224 | 174859.9641 | 3144235.0165 | 7256980.2548 |  | 1478867.319 | 2333117.1208 | 0 |  |  | 3162.2777 | 0
1 | 1200 | 707 | 0.035 | 15 | 15 | 7 | 4.217e-12 | 0 | Water | Porous | Wet | R245fa | MinimizeLCOE | IgnoreSilica | 0 | 0 | 0 | 4 |  |  |  |  | 0 | 0 | 295865305.1753 | 226.8044 | 4.0924 | 163.147 | 24120.2447 | 24077.0464 | 7052.0006 | 0 | 21700.9008 | 56461.2925 | 38535.9923 | 172341.5211 | 3144235.0165 | 7256980.2548 |  | 1478867.319 | 2333117.1208 | 0 |  |  | 4216.965 | 0
1 | 1200 | 707 | 0.035 | 15 | 15 | 7 | 5.6234e-12 | 0 | Water | Porous | Wet | R245fa | MinimizeLCOE | IgnoreSilica | 0 | 0 | 0 | 4 |  |  |  |  | 0 | 0 | 154311172.4279 | 226.7224 | 4.0908 | 163.0754 | 24120.2211 | 24077.0464 | 6227.3897 | 0 | 21379.2329 | 55624.3785 | 37964.7813 | 169786.9384 | 3144235.0165 | 7256980.2548 |  | 1478867.319 | 2333117.1208 | 0 |  |  | 5623.4133 | 0
1 | 1200 | 707 | 0.035 | 15 | 15 | 7 | 7.4989e-12 | 0 | Water | Porous | Wet | R245fa | MinimizeLCOE | IgnoreSilica | 0.67593 | 0.019118 | 2.2503e-05 | 4 | 161286817.7402 |  | 3616817.6393 |  | 49.4257 | -1.4555e-06 | 206513.0351 | 13082.258 | 313.6505 | 15174.7632 | 32405.8615 | 24077.0464 | 13291.4856 | 0 | 38354.5754 | 99790.7376 | 68109.2289 | 304599.6071 | 3144235.0165 | 7256980.2548 |  | 1478867.319 | 2333117.1208 | 0 | 14517799.3183 |  | 7498.9421 | 9.0012e-05 | 161286817.7402 |  | 3616817.6393
1 | 1200 | 707 | 0.035 | 15 | 15 | 7 | 1e-11 | 0 | Water | Porous | Wet | R245fa | MinimizeLCOE | IgnoreSilica | 1.0223 | 0.034442 | 0.00013959 | 4 | 26139917.5775 |  | 586181.2906 |  | 51.6341 | -1.6818e-06 | 1093921.7407 | 20295.8379 | 500.0072 | 24258.7639 | 38293.4644 | 24077.0464 | 16094.6357 | 0 | 48172.7046 | 125335.4959 | 85544.0513 | 382572.0072 | 3144235.0165 | 7256980.2548 |  | 1478867.319 | 2333117.1208 | 0 | 14595771.7184 |  | 10000 | 0.00055837 | 26139917.5775 |  | 586181.2906
1 | 1200 | 707 | 0.035 | 15 | 15 | 7 | 1.3335e-11 | 0 | Water | Porous | Wet | R245fa | MinimizeLCOE | IgnoreSilica | 1.429 | 0.052799 | 0.00031783 | 4 | 11546463.1753 |  | 258926.6269 |  | 52.9452 | -1.7695e-06 | 7142281.657 | 27759.5618 | 695.3935 | 34107.0483 | 45224.7617 | 24077.0464 | 18549.6344 | 0 | 58661.244 | 152624.5237 | 104169.3735 | 465868.5872 | 3144235.0165 | 7256980.2548 |  | 1478867.319 | 2333117.1208 | 0 | 14679068.2984 |  | 13335.2143 | 0.0012713 | 11546463.1753 |  | 258926.6269
1 | 1200 | 707 | 0.035 | 15 | 15 | 7 | 1.7783e-11 | 0 | Water | Porous | Wet | R245fa | MinimizeLCOE | IgnoreSilica | 1.931 | 0.075636 | 0.0005711 | 4 | 6467470.8473 |  | 145031.4599 |  | 53.8365 | -1.7913e-06 | 7166649.5058 | 36005.3361 | 912.862 | 45437.8196 | 53783.5499 | 24077.0464 | 20947.0212 | 0 | 70653.8177 | 183826.7405 | 125465.5276 | 561109.7208 | 3144235.0165 | 7256980.2548 |  | 1478867.319 | 2333117.1208 | 0 | 14774309.432 |  | 17782.7941 | 0.0022844 | 6467470.8473 |  | 145031.4599
1 | 1200 | 707 | 0.035 | 15 | 15 | 7 | 2.3714e-11 | 0 | Water | Porous | Wet | R245fa | MinimizeLCOE | IgnoreSilica | 2.6109 | 0.1067 | 0.00092055 | 4 | 4045281.7535 |  | 90714.4589 |  | 54.5157 | -1.816e-06 | 9939791.9547 | 46066.5919 | 1179.5077 | 59804.3029 | 65380.808 | 24077.0464 | 23815.4197 | 0 | 85926.2338 | 223562.4345 | 152585.9553 | 682398.3002 | 3144235.0165 | 7256980.2548 |  | 1478867.319 | 2333117.1208 | 0 | 14895598.0114 |  | 23713.7371 | 0.0036822 | 4045281.7535 |  | 90714.4589
1 | 1200 | 707 | 0.035 | 15 | 15 | 7 | 3.1623e-11 | 0 | Water | Porous | Wet | R245fa | MinimizeLCOE | IgnoreSilica | 3.5124 | 0.14799 | 0.0013951 | 4 | 2696458.772 |  | 60467.4318 |  | 55.0209 | -1.8317e-06 | 10875698.4763 | 58114.3107 | 1499.8961 | 77662.3378 | 80761.3779 | 24077.0464 | 27122.4982 | 0 | 105002.6122 | 273195.2579 | 186461.3771 | 833896.7143 | 3144235.0165 | 7256980.2548 |  | 1478867.319 | 2333117.1208 | 0 | 15047096.4255 |  | 31622.7766 | 0.0055803 | 2696458.772 |  | 60467.4318
1 | 1200 | 707 | 0.035 | 15 | 15 | 7 | 4.217e-11 | 0 | Water | Porous | Wet | R245fa | MinimizeLCOE | IgnoreSilica | 4.6696 | 0.20109 | 0.0020329 | 4 | 1873015.7654 |  | 42001.9227 |  | 55.3889 | -1.824e-06 | 19544764.2935 | 72153.2947 | 1874.1349 | 99222.4986 | 100515.0963 | 24077.0464 | 30724.6335 | 0 | 128141.0147 | 333396.6349 | 227550.0539 | 1017654.4078 | 3144235.0165 | 7256980.2548 |  | 1478867.319 | 2333117.1208 | 0 | 15230854.119 |  | 42169.6503 | 0.0081317 | 1873015.7654 |  | 42001.9227
1 | 1200 | 707 | 0.035 | 15 | 15 | 7 | 5.6234e-11 | 0 | Water | Porous | Wet | R245fa | MinimizeLCOE | IgnoreSilica | 6.1964 | 0.27121 | 0.0028857 | 4 | 1339460.8608 |  | 30037.0839 |  | 55.6672 | -1.8142e-06 | 26984717.7229 | 89029.1656 | 2324.8109 | 126020.9107 | 126581.3113 | 24077.0464 | 34927.0441 | 0 | 157154.5127 | 408883.8053 | 279071.5988 | 1248070.2058 | 3144235.0165 | 7256980.2548 |  | 1478867.319 | 2333117.1208 | 0 | 15461269.917 |  | 56234.1325 | 0.011543 | 1339460.8608 |  | 30037.0839
1 | 1200 | 707 | 0.035 | 15 | 15 | 7 | 7.4989e-11 | 0 | Water | Porous | Wet | R245fa | MinimizeLCOE | IgnoreSilica | 8.1797 | 0.36233 | 0.0040194 | 4 | 979392.4335 |  | 21962.637 |  | 55.8752 | -1.796e-06 | 36319389.0555 | 109056.0552 | 2860.3591 | 158859.5815 | 160443.115 | 24077.0464 | 39703.6557 | 0 | 193049.927 | 502276.3101 | 342813.9024 | 1533139.9524 | 3144235.0165 | 7256980.2548 |  | 1478867.319 | 2333117.1208 | 0 | 15746339.6636 |  | 74989.4209 | 0.016078 | 979392.4335 |  | 21962.637
1 | 1200 | 707 | 0.035 | 15 | 15 | 7 | 1e-10 | 0 | Water | Porous | Wet | R245fa | MinimizeLCOE | IgnoreSilica | 10.7519 | 0.48054 | 0.005518 | 4 | 729408.1114 |  | 16356.7994 |  | 56.0318 | -1.7728e-06 | 47798130.2496 | 132851.8706 | 3497.3195 | 199094.9436 | 204360.7708 | 24077.0464 | 45169.6481 | 0 | 237530.1236 | 618004.6575 | 421800.8775 | 1886387.2577 | 3144235.0165 | 7256980.2548 |  | 1478867.319 | 2333117.1208 | 0 | 16099586.9689 |  | 100000 | 0.022072 | 729408.1114 |  | 16356.7994
1 | 1200 | 707 | 0.035 | 15 | 15 | 7 | 1.3335e-10 | 0 | Water | Porous | Wet | R245fa | MinimizeLCOE | IgnoreSilica | 14.0387 | 0.63163 | 0.0074822 | 4 | 552377.1191 |  | 12386.9225 |  | 56.149 | -1.7419e-06 | 60402086.5265 | 160791.7072 | 4245.7068 | 247745.7765 | 260485.4354 | 24077.0464 | 51300.8565 | 0 | 291972.1462 | 759651.6328 | 518477.8487 | 2318748.1565 | 3144235.0165 | 7256980.2548 |  | 1478867.319 | 2333117.1208 | 0 | 16531947.8676 |  | 133352.1432 | 0.029929 | 552377.1191 |  | 12386.9225
1 | 1200 | 707 | 0.035 | 15 | 15 | 7 | 1.7783e-10 | 0 | Water | Porous | Wet | R245fa | MinimizeLCOE | IgnoreSilica | 18.1527 | 0.82077 | 0.010023 | 4 | 425321.6951 |  | 9537.7355 |  | 56.2365 | -1.701e-06 | 76390201.3605 | 193036.7518 | 5109.7566 | 305479.5644 | 330736.9758 | 24077.0464 | 57986.8386 | 0 | 357406.5041 | 929898.4095 | 634674.772 | 2838406.6192 | 3144235.0165 | 7256980.2548 |  | 1478867.319 | 2333117.1208 | 0 | 17051606.3304 |  | 177827.941 | 0.040091 | 425321.6951 |  | 9537.7355
1 | 1200 | 707 | 0.035 | 15 | 15 | 7 | 2.3714e-10 | 0 | Water | Porous | Wet | R245fa | MinimizeLCOE | IgnoreSilica | 23.1808 | 1.052 | 0.013245 | 4 | 333391.3174 |  | 7476.2192 |  | 56.3017 | -1.6504e-06 | 93742899.0486 | 229529.0621 | 6087.7734 | 372550.4761 | 416604.8437 | 24077.0464 | 65079.177 | 0 | 434432.0677 | 1130303.1258 | 771455.1088 | 3450118.6809 | 3144235.0165 | 7256980.2548 |  | 1478867.319 | 2333117.1208 | 0 | 17663318.3921 |  | 237137.3706 | 0.052981 | 333391.3174 |  | 7476.2192
1 | 1200 | 707 | 0.035 | 15 | 15 | 7 | 3.1623e-10 | 0 | Water | Porous | Wet | R245fa | MinimizeLCOE | IgnoreSilica | 29.054 | 1.3221 | 0.017208 | 4 | 266634.343 |  | 5979.2103 |  | 56.35 | -1.5857e-06 | 114087442.7261 | 269214.4883 | 7151.3235 | 447270.7335 | 516914.1089 | 24077.0464 | 72090.505 | 0 | 521320.1002 | 1356367.9632 | 925749.0055 | 4140155.2745 | 3144235.0165 | 7256980.2548 |  | 1478867.319 | 2333117.1208 | 0 | 18353354.9857 |  | 316227.766 | 0.068833 | 266634.343 |  | 5979.2103
1 | 1200 | 707 | 0.035 | 15 | 15 | 7 | 4.217e-10 | 0 | Water | Porous | Wet | R245fa | MinimizeLCOE | IgnoreSilica | 35.6071 | 1.6235 | 0.021887 | 4 | 218158.3861 |  | 4892.1487 |  | 56.3858 | -1.5095e-06 | 135541914.4909 | 310720.6062 | 8263.4522 | 527131.4404 | 628851.6032 | 24077.0464 | 78605.9088 | 0 | 615283.5223 | 1600841.5131 | 1092607.2267 | 4886382.3193 | 3144235.0165 | 7256980.2548 |  | 1478867.319 | 2333117.1208 | 0 | 19099582.0305 |  | 421696.5034 | 0.087549 | 218158.3861 |  | 4892.1487
1 | 1200 | 707 | 0.035 | 15 | 15 | 7 | 5.6234e-10 | 0 | Water | Porous | Wet | R245fa | MinimizeLCOE | IgnoreSilica | 42.477 | 1.9396 | 0.027126 | 4 | 183037.4437 |  | 4104.5701 |  | 56.4123 | -1.4232e-06 | 157683930.2138 | 351830.563 | 9364.6467 | 607740.6864 | 746221.8333 | 24077.0464 | 84064.1738 | 0 | 711086.5904 | 1850101.4442 | 1262732.2514 | 5647219.2356 | 3144235.0165 | 7256980.2548 |  | 1478867.319 | 2333117.1208 | 0 | 19860418.9468 |  | 562341.3252 | 0.1085 | 183037.4437 |  | 4104.5701
1 | 1200 | 707 | 0.035 | 15 | 15 | 7 | 7.4989e-10 | 0 | Water | Porous | Wet | R245fa | MinimizeLCOE | IgnoreSilica | 49.2392 | 2.2509 | 0.032652 | 4 | 157659.8638 |  | 3535.4841 |  | 56.432 | -1.3315e-06 | 179257236.308 | 390393.9159 | 10397.2842 | 684572.8469 | 861777.3034 | 24077.0464 | 88128.6511 | 0 | 803145.3487 | 2089619.4494 | 1426208.2116 | 6378320.0575 | 3144235.0165 | 7256980.2548 |  | 1478867.319 | 2333117.1208 | 0 | 20591519.7687 |  | 749894.2093 | 0.13061 | 157659.8638 |  | 3535.4841
1 | 1200 | 707 | 0.035 | 15 | 15 | 7 | 1e-09 | 0 | Water | Porous | Wet | R245fa | MinimizeLCOE | IgnoreSilica | 55.4802 | 2.5382 | 0.038129 | 4 | 139346.2996 |  | 3124.8069 |  | 56.4467 | -1.2396e-06 | 199824303.0986 | 424608.8616 | 11313.1811 | 753634.4928 | 968451.348 | 24077.0464 | 90671.0944 | 0 | 886374.8495 | 2306165.5379 | 1574005.3666 | 7039301.7782 | 3144235.0165 | 7256980.2548 |  | 1478867.319 | 2333117.1208 | 0 | 21252501.4894 |  | 1000000 | 0.15252 | 139346.2996 |  | 3124.8069
1 | 1200 | 707 | 0.035 | 15 | 15 | 7 | 1.3335e-09 | 0 | Water | Porous | Wet | R245fa | MinimizeLCOE | IgnoreSilica | 60.9519 | 2.7903 | 0.043257 | 4 | 126117.8625 |  | 2828.1624 |  | 56.4577 | -1.1532e-06 | 218406425.8125 | 453680.7352 | 12091.1741 | 812923.4341 | 1061998.9405 | 24077.0464 | 91911.9299 | 0 | 958106.4714 | 2492796.504 | 1701384.8358 | 7608971.0714 | 3144235.0165 | 7256980.2548 |  | 1478867.319 | 2333117.1208 | 0 | 21822170.7825 |  | 1333521.4322 | 0.17303 | 126117.8625 |  | 2828.1624
1 | 1200 | 707 | 0.035 | 15 | 15 | 7 | 1.7783e-09 | 0 | Water | Porous | Wet | R245fa | MinimizeLCOE | IgnoreSilica | 65.5728 | 3.0032 | 0.047833 | 4 | 116533.5573 |  | 2613.2367 |  | 56.466 | -1.0767e-06 | 234163690.3648 | 477639.3312 | 12732.1701 | 862178.0515 | 1141018.4721 | 24077.0464 | 92239.5422 | 0 | 1017854.9993 | 2648249.9173 | 1807484.9846 | 8083474.5146 | 3144235.0165 | 7256980.2548 |  | 1478867.319 | 2333117.1208 | 0 | 22296674.2258 |  | 1778279.41 | 0.19133 | 116533.5573 |  | 2613.2367
1 | 1200 | 707 | 0.035 | 15 | 15 | 7 | 2.3714e-09 | 0 | Water | Porous | Wet | R245fa | MinimizeLCOE | IgnoreSilica | 69.3512 | 3.1774 | 0.051754 | 4 | 109559.281 |  | 2456.8402 |  | 56.4723 | -1.0115e-06 | 247200900.7356 | 496864.9562 | 13246.4339 | 901946.9061 | 1205644.9243 | 24077.0464 | 91984.214 | 0 | 1066168.1476 | 2773950.8188 | 1893278.4329 | 8467161.8803 | 3144235.0165 | 7256980.2548 |  | 1478867.319 | 2333117.1208 | 0 | 22680361.5914 |  | 2371373.7057 | 0.20701 | 109559.281 |  | 2456.8402
1 | 1200 | 707 | 0.035 | 15 | 15 | 7 | 3.1623e-09 | 0 | Water | Porous | Wet | R245fa | MinimizeLCOE | IgnoreSilica | 72.3527 | 3.3158 | 0.055003 | 4 | 104459.7384 |  | 2342.4842 |  | 56.477 | -9.5737e-07 | 258072700.2117 | 511920.3476 | 13649.0838 | 933235.4908 | 1256990.5389 | 24077.0464 | 91384.8568 | 0 | 1104190.372 | 2872876.8474 | 1960797.4801 | 8769122.0638 | 3144235.0165 | 7256980.2548 |  | 1478867.319 | 2333117.1208 | 0 | 22982321.7749 |  | 3162277.6602 | 0.22001 | 104459.7384 |  | 2342.4842
1 | 1200 | 707 | 0.035 | 15 | 15 | 7 | 4.217e-09 | 0 | Water | Porous | Wet | R245fa | MinimizeLCOE | IgnoreSilica | 74.7085 | 3.4244 | 0.057633 | 4 | 100713.5258 |  | 2258.4763 |  | 56.4806 | -9.1374e-07 | 266724744.6157 | 523610.3442 | 13961.6886 | 957615.7958 | 1297296.5341 | 24077.0464 | 90677.303 | 0 | 1133823.0977 | 2949975.1212 | 2013418.6361 | 9004455.5671 | 3144235.0165 | 7256980.2548 |  | 1478867.319 | 2333117.1208 | 0 | 23217655.2782 |  | 4216965.0343 | 0.23053 | 100713.5258 |  | 2258.4763
1 | 1200 | 707 | 0.035 | 15 | 15 | 7 | 5.6234e-09 | 0 | Water | Porous | Wet | R245fa | MinimizeLCOE | IgnoreSilica | 76.5324 | 3.5085 | 0.059721 | 4 | 97949.9788 |  | 2196.5044 |  | 56.4833 | -8.7916e-07 | 273562957.5028 | 532588.0278 | 14201.7398 | 976389.1279 | 1328506.7093 | 24077.0464 | 89972.5812 | 0 | 1156636.7407 | 3009331.5404 | 2053930.6119 | 9185634.1253 | 3144235.0165 | 7256980.2548 |  | 1478867.319 | 2333117.1208 | 0 | 23398833.8365 |  | 5623413.2519 | 0.23889 | 97949.9788 |  | 2196.5044
1 | 1200 | 707 | 0.035 | 15 | 15 | 7 | 7.4989e-09 | 0 | Water | Porous | Wet | R245fa | MinimizeLCOE | IgnoreSilica | 77.9286 | 3.5729 | 0.061355 | 4 | 95904.1098 |  | 2150.6263 |  | 56.4853 | -8.5204e-07 | 278974881.0807 | 539418.3882 | 14384.3612 | 990700.6132 | 1352399.1597 | 24077.0464 | 89325.9046 | 0 | 1174019.1345 | 3054556.9637 | 2084797.8926 | 9323679.464 | 3144235.0165 | 7256980.2548 |  | 1478867.319 | 2333117.1208 | 0 | 23536879.1752 |  | 7498942.0933 | 0.24542 | 95904.1098 |  | 2150.6263
1 | 1200 | 707 | 0.035 | 15 | 15 | 7 | 1e-08 | 0 | Water | Porous | Wet | R245fa | MinimizeLCOE | IgnoreSilica | 79.0003 | 3.6224 | 0.062623 | 4 | 94385.1542 |  | 2116.5641 |  | 56.4868 | -8.3123e-07 | 283031789.5196 | 544637.3517 | 14523.8914 | 1001652.1262 | 1370740.0108 | 24077.0464 | 88788.5492 | 0 | 1187323.4005 | 3089171.9346 | 2108423.3215 | 9429337.6323 | 3144235.0165 | 7256980.2548 |  | 1478867.319 | 2333117.1208 | 0 | 23642537.3435 |  | 10000000 | 0.25049 | 94385.1542 |  | 2116.5641
1 | 1300 | 707 | 0.035 | 15 | 15 | 7 | 1e-13 | 0 | Water | Porous | Wet | R245fa | MinimizeLCOE | IgnoreSilica | 0 | 0 | 0 | 4 |  |  |  |  | 0 | 0 | 0 | 754.8077 | 14.7983 | 685.688 | 24327.7074 | 24077.0464 | 27754.5118 | 0 | 30269.6782 | 78755.4936 | 53752.2426 | 240391.9739 | 3144235.0165 | 7809871.4561 |  | 1478867.319 | 2443695.3611 | 0 |  |  | 100 | 0
1 | 1300 | 707 | 0.035 | 15 | 15 | 7 | 1.3335e-13 | 0 | Water | Porous | Wet | R245fa | MinimizeLCOE | IgnoreSilica | 0 | 0 | 0 | 4 |  |  |  |  | 0 | 0 | 16720258564.8735 | 760.5685 | 14.919 | 691.7811 | 24330.3757 | 24077.0464 | 24486.3356 | 0 | 29000.8002 | 75454.1333 | 51498.9964 | 230314.9561 | 3144235.0165 | 7809871.4561 |  | 1478867.319 | 2443695.3611 | 0 |  |  | 133.3521 | 0
1 | 1300 | 707 | 0.035 | 15 | 15 | 7 | 1.7783e-13 | 0 | Water | Porous | Wet | R245fa | MinimizeLCOE | IgnoreSilica | 0 | 0 | 0 | 4 |  |  |  |  | 0 | 0 | 12445466041.7123 | 764.9173 | 15.0101 | 696.3837 | 24332.3936 | 24077.0464 | 21703.5712 | 0 | 27919.8357 | 72641.6852 | 49579.4428 | 221730.2859 | 3144235.0165 | 7809871.4561 |  | 1478867.319 | 2443695.3611 | 0 |  |  | 177.8279 | 0
1 | 1300 | 707 | 0.035 | 15 | 15 | 7 | 2.3714e-13 | 0 | Water | Porous | Wet | R245fa | MinimizeLCOE | IgnoreSilica | 0 | 0 | 0 | 4 |  |  |  |  | 0 | 0 | 9236114624.7988 | 768.1947 | 15.0788 | 699.8541 | 24333.9164 | 24077.0464 | 19322.7444 | 0 | 26994.5655 | 70234.3222 | 47936.3681 | 214382.0905 | 3144235.0165 | 7809871.4561 |  | 1478867.319 | 2443695.3611 | 0 |  |  | 237.1374 | 0
1 | 1300 | 707 | 0.035 | 15 | 15 | 7 | 3.1623e-13 | 0 | Water | Porous | Wet | R245fa | MinimizeLCOE | IgnoreSilica | 0 | 0 | 0 | 4 |  |  |  |  | 0 | 0 | 6827313951.0904 | 770.6616 | 15.1305 | 702.4673 | 24335.0637 | 24077.0464 | 17274.7264 | 0 | 26198.2874 | 68162.5697 | 46522.3544 | 208058.3073 | 3144235.0165 | 7809871.4561 |  | 1478867.319 | 2443695.3611 | 0 |  |  | 316.2278 | 0
1 | 1300 | 707 | 0.035 | 15 | 15 | 7 | 4.217e-13 | 0 | Water | Porous | Wet | R245fa | MinimizeLCOE | IgnoreSilica | 0 | 0 | 0 | 4 |  |  |  |  | 0 | 0 | 5019755245.4035 | 772.5167 | 15.1694 | 704.4329 | 24335.9271 | 24077.0464 | 15502.1161 | 0 | 25508.8113 | 66368.6945 | 45297.9978 | 202582.7122 | 3144235.0165 | 7809871.4561 |  | 1478867.319 | 2443695.3611 | 0 |  |  | 421.6965 | 0
1 | 1300 | 707 | 0.035 | 15 | 15 | 7 | 5.6234e-13 | 0 | Water | Porous | Wet | R245fa | MinimizeLCOE | IgnoreSilica | 0 | 0 | 0 | 4 |  |  |  |  | 0 | 0 | 3663588093.9636 | 773.9107 | 15.1987 | 705.9103 | 24336.5763 | 24077.0464 | 13957.0255 | 0 | 24907.6105 | 64804.4933 | 44230.3983 | 197808.17 | 3144235.0165 | 7809871.4561 |  | 1478867.319 | 2443695.3611 | 0 |  |  | 562.3413 | 0
1 | 1300 | 707 | 0.035 | 15 | 15 | 7 | 7.4989e-13 | 0 | Water | Porous | Wet | R245fa | MinimizeLCOE | IgnoreSilica | 0 | 0 | 0 | 4 |  |  |  |  | 0 | 0 | 2646225641.9955 | 774.9207 | 15.2199 | 706.9808 | 24337.0469 | 24077.0464 | 12599.1608 | 0 | 24379.0464 | 63429.278 | 43291.7856 | 193610.4854 | 3144235.0165 | 7809871.4561 |  | 1478867.319 | 2443695.3611 | 0 |  |  | 749.8942 | 0
1 | 1300 | 707 | 0.035 | 15 | 15 | 7 | 1e-12 | 0 | Water | Porous | Wet | R245fa | MinimizeLCOE | IgnoreSilica | 0 | 0 | 0 | 4 |  |  |  |  | 0 | 0 | 1883208853.7491 | 775.0741 | 15.2231 | 707.1435 | 24337.1184 | 24077.0464 | 11393.9211 | 0 | 23909.1553 | 62206.7176 | 42457.363 | 189878.7623 | 3144235.0165 | 7809871.4561 |  | 1478867.319 | 2443695.3611 | 0 |  |  | 1000 | 0
1 | 1300 | 707 | 0.035 | 15 | 15 | 7 | 1.3335e-12 | 0 | Water | Porous | Wet | R245fa | MinimizeLCOE | IgnoreSilica | 0 | 0 | 0 | 4 |  |  |  |  | 0 | 0 | 1310859282.8467 | 774.8469 | 15.2183 | 706.9026 | 24337.0125 | 24077.0464 | 10311.5551 | 0 | 23486.8069 | 61107.8537 | 41707.3658 | 186524.6081 | 3144235.0165 | 7809871.4561 |  | 1478867.319 | 2443695.3611 | 0 |  |  | 1333.5214 | 0
1 | 1300 | 707 | 0.035 | 15 | 15 | 7 | 1.7783e-12 | 0 | Water | Porous | Wet | R245fa | MinimizeLCOE | IgnoreSilica | 0 | 0 | 0 | 4 |  |  |  |  | 0 | 0 | 881487567.117 | 774.6766 | 15.2147 | 706.7221 | 24336.9332 | 24077.0464 | 9324.8853 | 0 | 23101.8365 | 60106.2398 | 41023.7437 | 183467.2983 | 3144235.0165 | 7809871.4561 |  | 1478867.319 | 2443695.3611 | 0 |  |  | 1778.2794 | 0
1 | 1300 | 707 | 0.035 | 15 | 15 | 7 | 2.3714e-12 | 0 | Water | Porous | Wet | R245fa | MinimizeLCOE | IgnoreSilica | 0 | 0 | 0 | 4 |  |  |  |  | 0 | 0 | 559528578.0012 | 774.549 | 15.2121 | 706.5869 | 24336.8737 | 24077.0464 | 8407.0171 | 0 | 22743.7412 | 59174.5493 | 40387.8458 | 180623.4214 | 3144235.0165 | 7809871.4561 |  | 1478867.319 | 2443695.3611 | 0 |  |  | 2371.3737 | 0
1 | 1300 | 707 | 0.035 | 15 | 15 | 7 | 3.1623e-12 | 0 | Water | Porous | Wet | R245fa | MinimizeLCOE | IgnoreSilica | 0 | 0 | 0 | 4 |  |  |  |  | 0 | 0 | 318107109.5379 | 774.4534 | 15.21 | 706.4855 | 24336.8291 | 24077.0464 | 7527.9182 | 0 | 22400.7976 | 58282.2803 | 39778.8539 | 177899.8744 | 3144235.0165 | 7809871.4561 |  | 1478867.319 | 2443695.3611 | 0 |  |  | 3162.2777 | 0
1 | 1300 | 707 | 0.035 | 15 | 15 | 7 | 4.217e-12 | 0 | Water | Porous | Wet | R245fa | MinimizeLCOE | IgnoreSilica | 0 | 0 | 0 | 4 |  |  |  |  | 0 | 0 | 137074263.3688 | 774.3817 | 15.2085 | 706.4095 | 24336.7957 | 24077.0464 | 6646.1627 | 0 | 22056.8418 | 57387.3778 | 39168.0645 | 175168.2886 | 3144235.0165 | 7809871.4561 |  | 1478867.319 | 2443695.3611 | 0 |  |  | 4216.965 | 0
1 | 1300 | 707 | 0.035 | 15 | 15 | 7 | 5.6234e-12 | 0 | Water | Porous | Wet | R245fa | MinimizeLCOE | IgnoreSilica | 0.76854 | 0.027723 | 7.1156e-05 | 4 | 53507017.8745 |  | 1199881.8551 |  | 52.5951 | -2.1816e-06 | 5631587.5917 | 17803.6146 | 439.4001 | 20376.6482 | 35269.2008 | 24077.0464 | 15910.4053 | 0 | 44411.7629 | 115550.2971 | 78865.4521 | 352703.8273 | 3144235.0165 | 7809871.4561 |  | 1478867.319 | 2443695.3611 | 0 | 15229372.9801 |  | 5623.4133 | 0.00028462 | 53507017.8745 |  | 1199881.8551
1 | 1300 | 707 | 0.035 | 15 | 15 | 7 | 7.4989e-12 | 0 | Water | Porous | Wet | R245fa | MinimizeLCOE | IgnoreSilica | 1.1195 | 0.046317 | 0.00025568 | 4 | 14977713.2912 |  | 335871.5758 |  | 54.7171 | -2.4044e-06 | 5339512.7751 | 26135.3828 | 660.6433 | 30670.464 | 41930.5005 | 24077.0464 | 18935.6322 | 0 | 55539.771 | 144503.0914 | 98626.3291 | 441078.8607 | 3144235.0165 | 7809871.4561 |  | 1478867.319 | 2443695.3611 | 0 | 15317748.0135 |  | 7498.9421 | 0.0010227 | 14977713.2912 |  | 335871.5758
1 | 1300 | 707 | 0.035 | 15 | 15 | 7 | 1e-11 | 0 | Water | Porous | Wet | R245fa | MinimizeLCOE | IgnoreSilica | 1.5559 | 0.069817 | 0.00052993 | 4 | 7273926.4587 |  | 163116.0308 |  | 56.1021 | -2.51e-06 | 5274222.3582 | 35335.5063 | 907.7381 | 42542.5107 | 50233.1926 | 24077.0464 | 21909.8935 | 0 | 68252.2961 | 177578.474 | 121200.9574 | 542037.615 | 3144235.0165 | 7809871.4561 |  | 1478867.319 | 2443695.3611 | 0 | 15418706.7678 |  | 10000 | 0.0021197 | 7273926.4587 |  | 163116.0308
1 | 1300 | 707 | 0.035 | 15 | 15 | 7 | 1.3335e-11 | 0 | Water | Porous | Wet | R245fa | MinimizeLCOE | IgnoreSilica | 2.1162 | 0.10025 | 0.00091614 | 4 | 4240424.829 |  | 95090.4949 |  | 57.0807 | -2.5583e-06 | 5642270.7017 | 45927.8299 | 1194.0868 | 56776.844 | 60910.5661 | 24077.0464 | 25076.0227 | 0 | 83445.3344 | 217107.6431 | 148180.4276 | 662695.801 | 3144235.0165 | 7809871.4561 |  | 1478867.319 | 2443695.3611 | 0 | 15539364.9538 |  | 13335.2143 | 0.0036646 | 4240424.829 |  | 95090.4949
1 | 1300 | 707 | 0.035 | 15 | 15 | 7 | 1.7783e-11 | 0 | Water | Porous | Wet | R245fa | MinimizeLCOE | IgnoreSilica | 2.8519 | 0.14036 | 0.0014464 | 4 | 2711558.6863 |  | 60806.0437 |  | 57.8012 | -2.5824e-06 | 11515161.7472 | 58467.0738 | 1534.5009 | 74280.7658 | 74938.8211 | 24077.0464 | 28650.5733 | 0 | 102160.0247 | 265799.4283 | 181413.5714 | 811321.8056 | 3144235.0165 | 7809871.4561 |  | 1478867.319 | 2443695.3611 | 0 | 15687990.9584 |  | 17782.7941 | 0.0057856 | 2711558.6863 |  | 60806.0437
1 | 1300 | 707 | 0.035 | 15 | 15 | 7 | 2.3714e-11 | 0 | Water | Porous | Wet | R245fa | MinimizeLCOE | IgnoreSilica | 3.805 | 0.19244 | 0.0021642 | 4 | 1833168.965 |  | 41108.3679 |  | 58.3307 | -2.5792e-06 | 22452651.1192 | 73182.586 | 1935.1395 | 95572.9565 | 93116.8272 | 24077.0464 | 32618.8366 | 0 | 124996.323 | 325214.7921 | 221965.7781 | 992680.2855 | 3144235.0165 | 7809871.4561 |  | 1478867.319 | 2443695.3611 | 0 | 15869349.4383 |  | 23713.7371 | 0.0086568 | 1833168.965 |  | 41108.3679
1 | 1300 | 707 | 0.035 | 15 | 15 | 7 | 3.1623e-11 | 0 | Water | Porous | Wet | R245fa | MinimizeLCOE | IgnoreSilica | 5.0593 | 0.26106 | 0.0031283 | 4 | 1286265.4657 |  | 28844.1901 |  | 58.7292 | -2.5681e-06 | 34455147.0059 | 90793.2388 | 2415.5366 | 121940.2057 | 117041.7472 | 24077.0464 | 37213.6404 | 0 | 153457.7519 | 399265.5918 | 272506.9705 | 1218711.7292 | 3144235.0165 | 7809871.4561 |  | 1478867.319 | 2443695.3611 | 0 | 16095380.8819 |  | 31622.7766 | 0.012513 | 1286265.4657 |  | 28844.1901
1 | 1300 | 707 | 0.035 | 15 | 15 | 7 | 4.217e-11 | 0 | Water | Porous | Wet | R245fa | MinimizeLCOE | IgnoreSilica | 6.6982 | 0.35079 | 0.0044159 | 4 | 927104.9748 |  | 20790.1035 |  | 59.0282 | -2.5468e-06 | 47846019.95 | 111782.1539 | 2988.8518 | 154414.5926 | 148308.4061 | 24077.0464 | 42489.8622 | 0 | 188783.756 | 491176.6084 | 335238.1279 | 1499259.4052 | 3144235.0165 | 7809871.4561 |  | 1478867.319 | 2443695.3611 | 0 | 16375928.558 |  | 42169.6503 | 0.017664 | 927104.9748 |  | 20790.1035
1 | 1300 | 707 | 0.035 | 15 | 15 | 7 | 5.6234e-11 | 0 | Water | Porous | Wet | R245fa | MinimizeLCOE | IgnoreSilica | 8.8519 | 0.46879 | 0.0061283 | 4 | 682380.6246 |  | 15302.2195 |  | 59.2547 | -2.5237e-06 | 60122253.2374 | 137005.3816 | 3678.4159 | 194698.5401 | 189410.0055 | 24077.0464 | 48668.5925 | 0 | 233039.813 | 606321.7904 | 413827.0806 | 1850726.666 | 3144235.0165 | 7809871.4561 |  | 1478867.319 | 2443695.3611 | 0 | 16727395.8188 |  | 56234.1325 | 0.024513 | 682380.6246 |  | 15302.2195
1 | 1300 | 707 | 0.035 | 15 | 15 | 7 | 7.4989e-11 | 0 | Water | Porous | Wet | R245fa | MinimizeLCOE | IgnoreSilica | 11.6144 | 0.6202 | 0.0083905 | 4 | 511227.8557 |  | 11464.1603 |  | 59.4234 | -2.4848e-06 | 78277872.7954 | 166667.9892 | 4489.819 | 243526.0384 | 242133.2619 | 24077.0464 | 55588.9007 | 0 | 287228.3917 | 747309.3565 | 510053.9915 | 2281074.7953 | 3144235.0165 | 7809871.4561 |  | 1478867.319 | 2443695.3611 | 0 | 17157743.9481 |  | 74989.4209 | 0.033562 | 511227.8557 |  | 11464.1603
1 | 1300 | 707 | 0.035 | 15 | 15 | 7 | 1e-10 | 0 | Water | Porous | Wet | R245fa | MinimizeLCOE | IgnoreSilica | 15.1512 | 0.81408 | 0.011357 | 4 | 389301.1225 |  | 8729.9829 |  | 59.5503 | -2.4373e-06 | 98494466.3028 | 201593.9535 | 5445.4812 | 302698.6467 | 309638.0402 | 24077.0464 | 63407.3322 | 0 | 353675.5951 | 920191.3495 | 628049.5041 | 2808776.9488 | 3144235.0165 | 7809871.4561 |  | 1478867.319 | 2443695.3611 | 0 | 17685446.1015 |  | 100000 | 0.045429 | 389301.1225 |  | 8729.9829
1 | 1300 | 707 | 0.035 | 15 | 15 | 7 | 1.3335e-10 | 0 | Water | Porous | Wet | R245fa | MinimizeLCOE | IgnoreSilica | 19.5829 | 1.057 | 0.015199 | 4 | 301335.6264 |  | 6757.3781 |  | 59.6452 | -2.3762e-06 | 122179630.0616 | 241972.249 | 6550.3863 | 373010.5108 | 394227.3566 | 24077.0464 | 71961.4278 | 0 | 433601.601 | 1128142.4219 | 769980.384 | 3443523.3839 | 3144235.0165 | 7809871.4561 |  | 1478867.319 | 2443695.3611 | 0 | 18320192.5366 |  | 133352.1432 | 0.060797 | 301335.6264 |  | 6757.3781
1 | 1300 | 707 | 0.035 | 15 | 15 | 7 | 1.7783e-10 | 0 | Water | Porous | Wet | R245fa | MinimizeLCOE | IgnoreSilica | 25.0003 | 1.3541 | 0.020082 | 4 | 237367.0512 |  | 5322.8984 |  | 59.7162 | -2.3006e-06 | 149796238.2731 | 287700.1483 | 7801.4707 | 454717.935 | 497637.6827 | 24077.0464 | 81021.9522 | 0 | 527652.9317 | 1372844.6919 | 936994.7113 | 4190448.5701 | 3144235.0165 | 7809871.4561 |  | 1478867.319 | 2443695.3611 | 0 | 19067117.7228 |  | 177827.941 | 0.080328 | 237367.0512 |  | 5322.8984
1 | 1300 | 707 | 0.035 | 15 | 15 | 7 | 2.3714e-10 | 0 | Water | Porous | Wet | R245fa | MinimizeLCOE | IgnoreSilica | 31.3586 | 1.7028 | 0.026109 | 4 | 190671.3911 |  | 4275.7595 |  | 59.769 | -2.2063e-06 | 181159515.348 | 337683.4223 | 9168.5187 | 546182.6056 | 619023.2721 | 24077.0464 | 90037.6208 | 0 | 634207.2695 | 1650077.2214 | 1126211.6093 | 5036668.5859 | 3144235.0165 | 7809871.4561 |  | 1478867.319 | 2443695.3611 | 0 | 19913337.7387 |  | 237137.3706 | 0.10444 | 190671.3911 |  | 4275.7595
1 | 1300 | 707 | 0.035 | 15 | 15 | 7 | 3.1623e-10 | 0 | Water | Porous | Wet | R245fa | MinimizeLCOE | IgnoreSilica | 38.5009 | 2.0946 | 0.033266 | 4 | 156572.8557 |  | 3511.1082 |  | 59.8085 | -2.0963e-06 | 214225450.5519 | 390308.9455 | 10607.1737 | 644577.0504 | 755394.5679 | 24077.0464 | 98476.9012 | 0 | 750142.2572 | 1951716.2778 | 1332086.4634 | 5957386.6835 | 3144235.0165 | 7809871.4561 |  | 1478867.319 | 2443695.3611 | 0 | 20834055.8362 |  | 316227.766 | 0.13306 | 156572.8557 |  | 3511.1082
1 | 1300 | 707 | 0.035 | 15 | 15 | 7 | 4.217e-10 | 0 | Water | Porous | Wet | R245fa | MinimizeLCOE | IgnoreSilica | 46.0675 | 2.5098 | 0.04134 | 4 | 131723.7583 |  | 2953.8732 |  | 59.838 | -1.973e-06 | 247920149.1392 | 442959.9258 | 12045.7735 | 744897.5711 | 899895.5294 | 24077.0464 | 105650.5358 | 0 | 869515.289 | 2262300.4198 | 1544066.5221 | 6905408.6128 | 3144235.0165 | 7809871.4561 |  | 1478867.319 | 2443695.3611 | 0 | 21782077.7656 |  | 421696.5034 | 0.16536 | 131723.7583 |  | 2953.8732
1 | 1300 | 707 | 0.035 | 15 | 15 | 7 | 5.6234e-10 | 0 | Water | Porous | Wet | R245fa | MinimizeLCOE | IgnoreSilica | 53.5512 | 2.9206 | 0.049919 | 4 | 113665.613 |  | 2548.9237 |  | 59.8601 | -1.8402e-06 | 282022213.5403 | 492557.059 | 13400.2163 | 840925.0428 | 1042847.2352 | 24077.0464 | 110930.3597 | 0 | 984647.4141 | 2561850.5926 | 1748515.6702 | 7819750.6364 | 3144235.0165 | 7809871.4561 |  | 1478867.319 | 2443695.3611 | 0 | 22696419.7891 |  | 562341.3252 | 0.19968 | 113665.613 |  | 2548.9237
1 | 1300 | 707 | 0.035 | 15 | 15 | 7 | 7.4989e-10 | 0 | Water | Porous | Wet | R245fa | MinimizeLCOE | IgnoreSilica | 60.5692 | 3.3061 | 0.058508 | 4 | 100566.9176 |  | 2255.1887 |  | 59.8769 | -1.709e-06 | 313205488.1452 | 537236.2242 | 14619.757 | 928575.2384 | 1176937.4447 | 24077.0464 | 114359.0795 | 0 | 1090363.8681 | 2836903.1205 | 1936244.6723 | 8659316.4511 | 3144235.0165 | 7809871.4561 |  | 1478867.319 | 2443695.3611 | 0 | 23535985.6038 |  | 749894.2093 | 0.23403 | 100566.9176 |  | 2255.1887
1 | 1300 | 707 | 0.035 | 15 | 15 | 7 | 1e-09 | 0 | Water | Porous | Wet | R245fa | MinimizeLCOE | IgnoreSilica | 66.7519 | 3.6457 | 0.066607 | 4 | 91064.7351 |  | 2042.1045 |  | 59.8896 | -1.5842e-06 | 342066418.925 | 575351.8371 | 15659.6994 | 1004137.5241 | 1295098.5317 | 24077.0464 | 115976.4066 | 0 | 1181817.4077 | 3074846.4707 | 2098645.898 | 9385610.8217 | 3144235.0165 | 7809871.4561 |  | 1478867.319 | 2443695.3611 | 0 | 24262279.9745 |  | 1000000 | 0.26643 | 91064.7351 |  | 2042.1045
1 | 1300 | 707 | 0.035 | 15 | 15 | 7 | 1.3335e-09 | 0 | Water | Porous | Wet | R245fa | MinimizeLCOE | IgnoreSilica | 72.0165 | 3.9351 | 0.073885 | 4 | 84157.0305 |  | 1887.2009 |  | 59.8993 | -1.4737e-06 | 366449610.096 | 607002.1262 | 16522.9391 | 1067397.8408 | 1395739.9536 | 24077.0464 | 116374.3936 | 0 | 1258574.5768 | 3274552.8798 | 2234949.6258 | 9995191.3819 | 3144235.0165 | 7809871.4561 |  | 1478867.319 | 2443695.3611 | 0 | 24871860.5346 |  | 1333521.4322 | 0.29554 | 84157.0305 |  | 1887.2009
1 | 1300 | 707 | 0.035 | 15 | 15 | 7 | 1.7783e-09 | 0 | Water | Porous | Wet | R245fa | MinimizeLCOE | IgnoreSilica | 76.3233 | 4.1719 | 0.080148 | 4 | 79117.7176 |  | 1774.1956 |  | 59.9067 | -1.3785e-06 | 387190085.0538 | 632397.1745 | 17215.3764 | 1118475.9222 | 1478089.532 | 24077.0464 | 115912.1108 | 0 | 1320605.1933 | 3435943.8196 | 2345102.2585 | 10487818.4336 | 3144235.0165 | 7809871.4561 |  | 1478867.319 | 2443695.3611 | 0 | 25364487.5864 |  | 1778279.41 | 0.32059 | 79117.7176 |  | 1774.1956
1 | 1300 | 707 | 0.035 | 15 | 15 | 7 | 2.3714e-09 | 0 | Water | Porous | Wet | R245fa | MinimizeLCOE | IgnoreSilica | 79.7728 | 4.3616 | 0.085366 | 4 | 75426.1311 |  | 1691.4126 |  | 59.9123 | -1.2998e-06 | 404089010.6381 | 652439.7809 | 17761.7507 | 1158981.4907 | 1544060.3714 | 24077.0464 | 115024.0409 | 0 | 1369814.3476 | 3563975.9448 | 2432486.8147 | 10878621.588 | 3144235.0165 | 7809871.4561 |  | 1478867.319 | 2443695.3611 | 0 | 25755290.7407 |  | 2371373.7057 | 0.34146 | 75426.1311 |  | 1691.4126
1 | 1300 | 707 | 0.035 | 15 | 15 | 7 | 3.1623e-09 | 0 | Water | Porous | Wet | R245fa | MinimizeLCOE | IgnoreSilica | 82.4964 | 4.5115 | 0.089607 | 4 | 72710.5339 |  | 1630.516 |  | 59.9166 | -1.2365e-06 | 417370052.6105 | 668088.9524 | 18188.285 | 1190722.6927 | 1596157.3449 | 24077.0464 | 114007.7263 | 0 | 1408384.3986 | 3664327.3057 | 2500978.6805 | 11184932.4323 | 3144235.0165 | 7809871.4561 |  | 1478867.319 | 2443695.3611 | 0 | 26061601.5851 |  | 3162277.6602 | 0.35843 | 72710.5339 |  | 1630.516
1 | 1300 | 707 | 0.035 | 15 | 15 | 7 | 4.217e-09 | 0 | Water | Porous | Wet | R245fa | MinimizeLCOE | IgnoreSilica | 84.5964 | 4.627 | 0.092978 | 4 | 70705.2755 |  | 1585.5486 |  | 59.9198 | -1.1858e-06 | 428183150.3245 | 680053.8972 | 18514.3597 | 1215057.3447 | 1636331.1661 | 24077.0464 | 112959.4222 | 0 | 1437927.3621 | 3741192.0368 | 2553440.4389 | 11419553.074 | 3144235.0165 | 7809871.4561 |  | 1478867.319 | 2443695.3611 | 0 | 26296222.2268 |  | 4216965.0343 | 0.37191 | 70705.2755 |  | 1585.5486
1 | 1300 | 707 | 0.035 | 15 | 15 | 7 | 5.6234e-09 | 0 | Water | Porous | Wet | R245fa | MinimizeLCOE | IgnoreSilica | 86.2112 | 4.7159 | 0.095622 | 4 | 69219.6979 |  | 1552.2349 |  | 59.9223 | -1.1461e-06 | 436615593.2036 | 689196.6877 | 18763.4994 | 1233690.1456 | 1667226.4929 | 24077.0464 | 112014.3898 | 0 | 1460537.622 | 3800019.2951 | 2593591.2515 | 11599116.4303 | 3144235.0165 | 7809871.4561 |  | 1478867.319 | 2443695.3611 | 0 | 26475785.5831 |  | 5623413.2519 | 0.38249 | 69219.6979 |  | 1552.2349
1 | 1300 | 707 | 0.035 | 15 | 15 | 7 | 7.4989e-09 | 0 | Water | Porous | Wet | R245fa | MinimizeLCOE | IgnoreSilica | 87.4487 | 4.784 | 0.097675 | 4 | 68116.1447 |  | 1527.488 |  | 59.9241 | -1.1156e-06 | 443038691.0049 | 696169.7792 | 18953.5011 | 1247922.925 | 1690903.7777 | 24077.0464 | 111218.3102 | 0 | 1477805.6824 | 3844947.2461 | 2624255.5012 | 11736253.7693 | 3144235.0165 | 7809871.4561 |  | 1478867.319 | 2443695.3611 | 0 | 26612922.922 |  | 7498942.0933 | 0.3907 | 68116.1447 |  | 1527.488
1 | 1300 | 707 | 0.035 | 15 | 15 | 7 | 1e-08 | 0 | Water | Porous | Wet | R245fa | MinimizeLCOE | IgnoreSilica | 88.4085 | 4.8369 | 0.099262 | 4 | 67294.5959 |  | 1509.0649 |  | 59.9255 | -1.0927e-06 | 447531124.5546 | 701558.8793 | 19100.3342 | 1258935.3909 | 1709269.5841 | 24077.0464 | 110611.9774 | 0 | 1491185.7528 | 3879759.4444 | 2648015.5419 | 11842513.9513 | 3144235.0165 | 7809871.4561 |  | 1478867.319 | 2443695.3611 | 0 | 26719183.1041 |  | 10000000 | 0.39705 | 67294.5959 |  | 1509.0649
1 | 1400 | 707 | 0.035 | 15 | 15 | 7 | 1e-13 | 0 | Water | Porous | Wet | R245fa | MinimizeLCOE | IgnoreSilica | 0 | 0 | 0 | 4 |  |  |  |  | 0 | 0 | 0 | 1128.8388 | 22.7535 | 1088.0299 | 24509.3749 | 24077.0464 | 27148.2375 | 0 | 30409.9696 | 79120.5029 | 54001.369 | 241506.1225 | 3144235.0165 | 8374482.8392 |  | 1478867.319 | 2556617.6377 | 0 |  |  | 100 | 0
1 | 1400 | 707 | 0.035 | 15 | 15 | 7 | 1.3335e-13 | 0 | Water | Porous | Wet | R245fa | MinimizeLCOE | IgnoreSilica | 0 | 0 | 0 | 4 |  |  |  |  | 0 | 0 | 15887087271.704 | 1133.8117 | 22.8608 | 1093.4384 | 24511.8711 | 24077.0464 | 23962.126 | 0 | 29172.4502 | 75900.7313 | 51803.8087 | 231678.1446 | 3144235.0165 | 8374482.8392 |  | 1478867.319 | 2556617.6377 | 0 |  |  | 133.3521 | 0
1 | 1400 | 707 | 0.035 | 15 | 15 | 7 | 1.7783e-13 | 0 | Water | Porous | Wet | R245fa | MinimizeLCOE | IgnoreSilica | 0 | 0 | 0 | 4 |  |  |  |  | 0 | 0 | 11781679732.9034 | 1137.569 | 22.9419 | 1097.5253 | 24513.7579 | 24077.0464 | 21246.0869 | 0 | 28117.0217 | 73154.7228 | 49929.6015 | 223296.2734 | 3144235.0165 | 8374482.8392 |  | 1478867.319 | 2556617.6377 | 0 |  |  | 177.8279 | 0
1 | 1400 | 707 | 0.035 | 15 | 15 | 7 | 2.3714e-13 | 0 | Water | Porous | Wet | R245fa | MinimizeLCOE | IgnoreSilica | 0 | 0 | 0 | 4 |  |  |  |  | 0 | 0 | 8700014762.365 | 1140.4025 | 23.003 | 1100.6077 | 24515.1813 | 24077.0464 | 18918.933 | 0 | 27212.3178 | 70800.869 | 48323.0479 | 216111.4087 | 3144235.0165 | 8374482.8392 |  | 1478867.319 | 2556617.6377 | 0 |  |  | 237.1374 | 0
1 | 1400 | 707 | 0.035 | 15 | 15 | 7 | 3.1623e-13 | 0 | Water | Porous | Wet | R245fa | MinimizeLCOE | IgnoreSilica | 0 | 0 | 0 | 4 |  |  |  |  | 0 | 0 | 6387347024.3742 | 1142.5364 | 23.0491 | 1102.9291 | 24516.2535 | 24077.0464 | 16913.3446 | 0 | 26432.312 | 68771.4539 | 46937.9304 | 209916.8553 | 3144235.0165 | 8374482.8392 |  | 1478867.319 | 2556617.6377 | 0 |  |  | 316.2278 | 0
1 | 1400 | 707 | 0.035 | 15 | 15 | 7 | 4.217e-13 | 0 | Water | Porous | Wet | R245fa | MinimizeLCOE | IgnoreSilica | 0 | 0 | 0 | 4 |  |  |  |  | 0 | 0 | 4652095531.2195 | 1144.1416 | 23.0838 | 1104.6756 | 24517.0602 | 24077.0464 | 15173.2844 | 0 | 25755.3238 | 67010.0694 | 45735.7493 | 204540.4344 | 3144235.0165 | 8374482.8392 |  | 1478867.319 | 2556617.6377 | 0 |  |  | 421.6965 | 0
1 | 1400 | 707 | 0.035 | 15 | 15 | 7 | 5.6234e-13 | 0 | Water | Porous | Wet | R245fa | MinimizeLCOE | IgnoreSilica | 0 | 0 | 0 | 4 |  |  |  |  | 0 | 0 | 3350283085.7619 | 1145.3222 | 23.1093 | 1105.96 | 24517.6536 | 24077.0464 | 13651.7775 | 0 | 25163.1389 | 65469.3257 | 44684.1601 | 199837.4936 | 3144235.0165 | 8374482.8392 |  | 1478867.319 | 2556617.6377 | 0 |  |  | 562.3413 | 0
1 | 1400 | 707 | 0.035 | 15 | 15 | 7 | 7.4989e-13 | 0 | Water | Porous | Wet | R245fa | MinimizeLCOE | IgnoreSilica | 0 | 0 | 0 | 4 |  |  |  |  | 0 | 0 | 2373742974.7401 | 1146.1824 | 23.1278 | 1106.896 | 24518.0861 | 24077.0464 | 12309.0194 | 0 | 24640.3397 | 64109.1094 | 43755.7845 | 195685.5918 | 3144235.0165 | 8374482.8392 |  | 1478867.319 | 2556617.6377 | 0 |  |  | 749.8942 | 0
1 | 1400 | 707 | 0.035 | 15 | 15 | 7 | 1e-12 | 0 | Water | Porous | Wet | R245fa | MinimizeLCOE | IgnoreSilica | 0 | 0 | 0 | 4 |  |  |  |  | 0 | 0 | 1641358862.1212 | 1146.1923 | 23.1281 | 1106.9068 | 24518.0911 | 24077.0464 | 11110.2977 | 0 | 24172.8483 | 62892.7927 | 42925.6234 | 191972.9267 | 3144235.0165 | 8374482.8392 |  | 1478867.319 | 2556617.6377 | 0 |  |  | 1000 | 0
1 | 1400 | 707 | 0.035 | 15 | 15 | 7 | 1.3335e-12 | 0 | Water | Porous | Wet | R245fa | MinimizeLCOE | IgnoreSilica | 0 | 0 | 0 | 4 |  |  |  |  | 0 | 0 | 1091990658.5877 | 1145.972 | 23.1233 | 1106.6671 | 24517.9803 | 24077.0464 | 10025.023 | 0 | 23749.3667 | 61790.9805 | 42173.6138 | 188609.773 | 3144235.0165 | 8374482.8392 |  | 1478867.319 | 2556617.6377 | 0 |  |  | 1333.5214 | 0
1 | 1400 | 707 | 0.035 | 15 | 15 | 7 | 1.7783e-12 | 0 | Water | Porous | Wet | R245fa | MinimizeLCOE | IgnoreSilica | 0 | 0 | 0 | 4 |  |  |  |  | 0 | 0 | 679955064.3255 | 1145.8069 | 23.1197 | 1106.4874 | 24517.8973 | 24077.0464 | 9023.7311 | 0 | 23358.6946 | 60774.5319 | 41479.8668 | 185507.1822 | 3144235.0165 | 8374482.8392 |  | 1478867.319 | 2556617.6377 | 0 |  |  | 1778.2794 | 0
1 | 1400 | 707 | 0.035 | 15 | 15 | 7 | 2.3714e-12 | 0 | Water | Porous | Wet | R245fa | MinimizeLCOE | IgnoreSilica | 0 | 0 | 0 | 4 |  |  |  |  | 0 | 0 | 370992066.0387 | 1145.6831 | 23.1171 | 1106.3528 | 24517.8351 | 24077.0464 | 8074.7105 | 0 | 22988.4505 | 59811.2326 | 40822.3953 | 182566.8233 | 3144235.0165 | 8374482.8392 |  | 1478867.319 | 2556617.6377 | 0 |  |  | 2371.3737 | 0
1 | 1400 | 707 | 0.035 | 15 | 15 | 7 | 3.1623e-12 | 0 | Water | Porous | Wet | R245fa | MinimizeLCOE | IgnoreSilica | 0 | 0 | 0 | 4 |  |  |  |  | 0 | 0 | 139313818.2294 | 1145.5904 | 23.1151 | 1106.2519 | 24517.7885 | 24077.0464 | 7136.8158 | 0 | 22622.5771 | 58859.305 | 40172.6851 | 179661.1752 | 3144235.0165 | 8374482.8392 |  | 1478867.319 | 2556617.6377 | 0 |  |  | 3162.2777 | 0
1 | 1400 | 707 | 0.035 | 15 | 15 | 7 | 4.217e-12 | 0 | Water | Porous | Wet | R245fa | MinimizeLCOE | IgnoreSilica | 0.8028 | 0.034288 | 0.00011443 | 4 | 34830569.6006 |  | 781067.0474 |  | 55.2489 | -2.9765e-06 | 8009738.6364 | 21476.6091 | 541.6068 | 24102.1488 | 37148.1347 | 24077.0464 | 18051.5063 | 0 | 48904.8503 | 127240.3887 | 86844.1798 | 388386.4708 | 3144235.0165 | 8374482.8392 |  | 1478867.319 | 2556617.6377 | 0 | 15942589.2832 |  | 4216.965 | 0.00045772 | 34830569.6006 |  | 781067.0474
1 | 1400 | 707 | 0.035 | 15 | 15 | 7 | 5.6234e-12 | 0 | Water | Porous | Wet | R245fa | MinimizeLCOE | IgnoreSilica | 1.1538 | 0.055943 | 0.00036998 | 4 | 10839460.5051 |  | 243072.2641 |  | 57.5162 | -3.227e-06 | 6307070.7167 | 31025.362 | 801.1493 | 35593.2919 | 44459.5989 | 24077.0464 | 21416.198 | 0 | 61375.3321 | 159686.0244 | 108988.9928 | 487422.9958 | 3144235.0165 | 8374482.8392 |  | 1478867.319 | 2556617.6377 | 0 | 16041625.8081 |  | 5623.4133 | 0.0014799 | 10839460.5051 |  | 243072.2641
1 | 1400 | 707 | 0.035 | 15 | 15 | 7 | 7.4989e-12 | 0 | Water | Porous | Wet | R245fa | MinimizeLCOE | IgnoreSilica | 1.6142 | 0.0848 | 0.00074843 | 4 | 5398526.5885 |  | 121060.645 |  | 59.0906 | -3.3925e-06 | 461810.1763 | 42174.2645 | 1107.654 | 49585.0748 | 54074.6202 | 24077.0464 | 25090.4576 | 0 | 76482.5558 | 198991.9215 | 135816.0753 | 607399.6701 | 3144235.0165 | 8374482.8392 |  | 1478867.319 | 2556617.6377 | 0 | 16161602.4824 |  | 7498.9421 | 0.0029937 | 5398526.5885 |  | 121060.645
1 | 1400 | 707 | 0.035 | 15 | 15 | 7 | 1e-11 | 0 | Water | Porous | Wet | R245fa | MinimizeLCOE | IgnoreSilica | 2.1894 | 0.12118 | 0.0012802 | 4 | 3183255.064 |  | 71383.7202 |  | 60.1705 | -3.4454e-06 | 13263207.3971 | 54671.3521 | 1453.378 | 65917.5402 | 66111.3564 | 24077.0464 | 28816.1479 | 0 | 94008.2602 | 244590.2093 | 166937.8437 | 746583.1343 | 3144235.0165 | 8374482.8392 |  | 1478867.319 | 2556617.6377 | 0 | 16300785.9467 |  | 10000 | 0.0051208 | 3183255.064 |  | 71383.7202
1 | 1400 | 707 | 0.035 | 15 | 15 | 7 | 1.3335e-11 | 0 | Water | Porous | Wet | R245fa | MinimizeLCOE | IgnoreSilica | 2.9445 | 0.1691 | 0.0020097 | 4 | 2049083.6076 |  | 45950.2013 |  | 60.9702 | -3.4689e-06 | 24687450.7414 | 69483.2339 | 1864.8103 | 86002.5504 | 81919.4524 | 24077.0464 | 33048.3686 | 0 | 115594.2302 | 300752.4753 | 205269.7443 | 918011.9119 | 3144235.0165 | 8374482.8392 |  | 1478867.319 | 2556617.6377 | 0 | 16472214.7242 |  | 13335.2143 | 0.0080388 | 2049083.6076 |  | 45950.2013
1 | 1400 | 707 | 0.035 | 15 | 15 | 7 | 1.7783e-11 | 0 | Water | Porous | Wet | R245fa | MinimizeLCOE | IgnoreSilica | 3.9339 | 0.23206 | 0.0029971 | 4 | 1391666.5536 |  | 31207.7838 |  | 61.5654 | -3.4691e-06 | 37700312.7848 | 87079.9694 | 2354.7767 | 110734.6796 | 102647.3442 | 24077.0464 | 37880.0741 | 0 | 142261.8173 | 370136.0666 | 252625.471 | 1129797.2453 | 3144235.0165 | 8374482.8392 |  | 1478867.319 | 2556617.6377 | 0 | 16684000.0577 |  | 17782.7941 | 0.011989 | 1391666.5536 |  | 31207.7838
1 | 1400 | 707 | 0.035 | 15 | 15 | 7 | 2.3714e-11 | 0 | Water | Porous | Wet | R245fa | MinimizeLCOE | IgnoreSilica | 5.2413 | 0.31538 | 0.0043237 | 4 | 979996.6482 |  | 21976.1864 |  | 62.014 | -3.4613e-06 | 48979543.2345 | 108223.9821 | 2944.4506 | 141485.595 | 130044.4012 | 24077.0464 | 43535.6748 | 0 | 175621.3485 | 456930.724 | 311864.6081 | 1394727.8307 | 3144235.0165 | 8374482.8392 |  | 1478867.319 | 2556617.6377 | 0 | 16948930.6431 |  | 23713.7371 | 0.017295 | 979996.6482 |  | 21976.1864
1 | 1400 | 707 | 0.035 | 15 | 15 | 7 | 3.1623e-11 | 0 | Water | Porous | Wet | R245fa | MinimizeLCOE | IgnoreSilica | 6.9345 | 0.4234 | 0.0060949 | 4 | 708565.9544 |  | 15889.4191 |  | 62.3473 | -3.4293e-06 | 68371087.8434 | 133210.351 | 3641.9507 | 179033.0241 | 165540.4171 | 24077.0464 | 49922.7839 | 0 | 216615.9735 | 563590.3291 | 384661.9802 | 1720293.856 | 3144235.0165 | 8374482.8392 |  | 1478867.319 | 2556617.6377 | 0 | 17274496.6683 |  | 31622.7766 | 0.02438 | 708565.9544 |  | 15889.4191
1 | 1400 | 707 | 0.035 | 15 | 15 | 7 | 4.217e-11 | 0 | Water | Porous | Wet | R245fa | MinimizeLCOE | IgnoreSilica | 9.1466 | 0.56458 | 0.0084502 | 4 | 523050.255 |  | 11729.2747 |  | 62.599 | -3.3894e-06 | 89009932.3942 | 163078.354 | 4476.2169 | 225335.0092 | 211916.9205 | 24077.0464 | 57329.9207 | 0 | 267623.2524 | 696300.8057 | 475239.6075 | 2125377.1333 | 3144235.0165 | 8374482.8392 |  | 1478867.319 | 2556617.6377 | 0 | 17679579.9457 |  | 42169.6503 | 0.033801 | 523050.255 |  | 11729.2747
1 | 1400 | 707 | 0.035 | 15 | 15 | 7 | 5.6234e-11 | 0 | Water | Porous | Wet | R245fa | MinimizeLCOE | IgnoreSilica | 11.9971 | 0.74656 | 0.011564 | 4 | 392966.8141 |  | 8812.1852 |  | 62.7878 | -3.334e-06 | 114899746.8534 | 198388.8409 | 5462.7679 | 281731.8591 | 271682.7322 | 24077.0464 | 65731.0188 | 0 | 330358.9635 | 859526.257 | 586644.3319 | 2623603.8176 | 3144235.0165 | 8374482.8392 |  | 1478867.319 | 2556617.6377 | 0 | 18177806.63 |  | 56234.1325 | 0.046258 | 392966.8141 |  | 8812.1852
1 | 1400 | 707 | 0.035 | 15 | 15 | 7 | 7.4989e-11 | 0 | Water | Porous | Wet | R245fa | MinimizeLCOE | IgnoreSilica | 15.6434 | 0.97938 | 0.015653 | 4 | 300064.2704 |  | 6728.8682 |  | 62.9299 | -3.2657e-06 | 144572303.9372 | 239945.5668 | 6623.8365 | 350025.6748 | 348138.1874 | 24077.0464 | 75207.8902 | 0 | 407167.0988 | 1059365.2697 | 723038.5643 | 3233589.135 | 3144235.0165 | 8374482.8392 |  | 1478867.319 | 2556617.6377 | 0 | 18787791.9474 |  | 74989.4209 | 0.062613 | 300064.2704 |  | 6728.8682
1 | 1400 | 707 | 0.035 | 15 | 15 | 7 | 1e-10 | 0 | Water | Porous | Wet | R245fa | MinimizeLCOE | IgnoreSilica | 20.2332 | 1.2725 | 0.020962 | 4 | 232855.224 |  | 5221.7217 |  | 63.0367 | -3.1817e-06 | 178441839.0748 | 288220.4466 | 7972.3105 | 431545.1854 | 444382.336 | 24077.0464 | 85670.9591 | 0 | 499928.6308 | 1300711.7478 | 887762.4948 | 3970271.1574 | 3144235.0165 | 8374482.8392 |  | 1478867.319 | 2556617.6377 | 0 | 19524473.9698 |  | 100000 | 0.083848 | 232855.224 |  | 5221.7217
1 | 1400 | 707 | 0.035 | 15 | 15 | 7 | 1.3335e-10 | 0 | Water | Porous | Wet | R245fa | MinimizeLCOE | IgnoreSilica | 25.8675 | 1.6323 | 0.027736 | 4 | 183822.0979 |  | 4122.1658 |  | 63.1167 | -3.078e-06 | 217243332.9202 | 343114.2688 | 9505.0442 | 526648.6535 | 562529.3166 | 24077.0464 | 96809.1826 | 0 | 609446.5697 | 1585654.9597 | 1082242.0919 | 4840027.1334 | 3144235.0165 | 8374482.8392 |  | 1478867.319 | 2556617.6377 | 0 | 20394229.9457 |  | 133352.1432 | 0.11095 | 183822.0979 |  | 4122.1658
1 | 1400 | 707 | 0.035 | 15 | 15 | 7 | 1.7783e-10 | 0 | Water | Porous | Wet | R245fa | MinimizeLCOE | IgnoreSilica | 32.5307 | 2.058 | 0.036153 | 4 | 147886.6952 |  | 3316.3232 |  | 63.1764 | -2.9498e-06 | 261876108.6766 | 403549.8005 | 11191.5389 | 633876.3446 | 702268.1633 | 24077.0464 | 107998.1188 | 0 | 734354.7948 | 1910640.5392 | 1304051.4278 | 5832007.7741 | 3144235.0165 | 8374482.8392 |  | 1478867.319 | 2556617.6377 | 0 | 21386210.5865 |  | 177827.941 | 0.14461 | 147886.6952 |  | 3316.3232
1 | 1400 | 707 | 0.035 | 15 | 15 | 7 | 2.3714e-10 | 0 | Water | Porous | Wet | R245fa | MinimizeLCOE | IgnoreSilica | 40.1017 | 2.5417 | 0.046241 | 4 | 121520.37 |  | 2725.0647 |  | 63.2214 | -2.801e-06 | 309060108.307 | 467863.518 | 12985.0396 | 750481.5568 | 861069.4614 | 24077.0464 | 118631.0579 | 0 | 871691.9952 | 2267963.763 | 1547931.8702 | 6922695.3086 | 3144235.0165 | 8374482.8392 |  | 1478867.319 | 2556617.6377 | 0 | 22476898.121 |  | 237137.3706 | 0.18496 | 121520.37 |  | 2725.0647
1 | 1400 | 707 | 0.035 | 15 | 15 | 7 | 3.1623e-10 | 0 | Water | Porous | Wet | R245fa | MinimizeLCOE | IgnoreSilica | 48.2381 | 3.0617 | 0.057764 | 4 | 102203.4628 |  | 2291.8878 |  | 63.2552 | -2.6342e-06 | 357433391.3954 | 533056.8817 | 14801.7585 | 870969.3464 | 1031760.624 | 24077.0464 | 127844.1652 | 0 | 1014978.8306 | 2640766.7165 | 1802377.5463 | 8060632.9156 | 3144235.0165 | 8374482.8392 |  | 1478867.319 | 2556617.6377 | 0 | 23614835.7279 |  | 316227.766 | 0.23106 | 102203.4628 |  | 2291.8878
1 | 1400 | 707 | 0.035 | 15 | 15 | 7 | 4.217e-10 | 0 | Water | Porous | Wet | R245fa | MinimizeLCOE | IgnoreSilica | 56.4398 | 3.5861 | 0.07019 | 4 | 88089.8815 |  | 1975.3942 |  | 63.2809 | -2.4551e-06 | 405666762.2121 | 595550.638 | 16542.0192 | 988379.2195 | 1203865.5086 | 24077.0464 | 134877.8405 | 0 | 1155683.9862 | 3006852.6686 | 2052238.731 | 9178067.658 | 3144235.0165 | 8374482.8392 |  | 1478867.319 | 2556617.6377 | 0 | 24732270.4704 |  | 421696.5034 | 0.28076 | 88089.8815 |  | 1975.3942
1 | 1400 | 707 | 0.035 | 15 | 15 | 7 | 5.6234e-10 | 0 | Water | Porous | Wet | R245fa | MinimizeLCOE | IgnoreSilica | 64.2091 | 4.0831 | 0.082797 | 4 | 77802.5947 |  | 1744.7043 |  | 63.3005 | -2.274e-06 | 451642545.8266 | 652326.1933 | 18122.031 | 1096504.2916 | 1366941.5767 | 24077.0464 | 139444.2318 | 0 | 1285991.9946 | 3345887.3768 | 2283636.8858 | 10212931.628 | 3144235.0165 | 8374482.8392 |  | 1478867.319 | 2556617.6377 | 0 | 25767134.4403 |  | 562341.3252 | 0.33119 | 77802.5947 |  | 1744.7043
1 | 1400 | 707 | 0.035 | 15 | 15 | 7 | 7.4989e-10 | 0 | Water | Porous | Wet | R245fa | MinimizeLCOE | IgnoreSilica | 71.1734 | 4.5289 | 0.094855 | 4 | 70310.4307 |  | 1576.6943 |  | 63.3155 | -2.1017e-06 | 493471598.3146 | 701533.0507 | 19490.6594 | 1191242.6075 | 1513162.2023 | 24077.0464 | 141744.781 | 0 | 1400587.6354 | 3644041.7273 | 2487133.3564 | 11123013.0663 | 3144235.0165 | 8374482.8392 |  | 1478867.319 | 2556617.6377 | 0 | 26677215.8787 |  | 749894.2093 | 0.37942 | 70310.4307 |  | 1576.6943
1 | 1400 | 707 | 0.035 | 15 | 15 | 7 | 1e-09 | 0 | Water | Porous | Wet | R245fa | MinimizeLCOE | IgnoreSilica | 77.1586 | 4.9121 | 0.10581 | 4 | 64847.9356 |  | 1454.1992 |  | 63.3271 | -1.9472e-06 | 529417912.8541 | 742714.9393 | 20635.5656 | 1271212.2469 | 1638861.763 | 24077.0464 | 142356.601 | 0 | 1497544.6832 | 3896304.0771 | 2659307.5937 | 11893014.5162 | 3144235.0165 | 8374482.8392 |  | 1478867.319 | 2556617.6377 | 0 | 27447217.3286 |  | 1000000 | 0.42326 | 64847.9356 |  | 1454.1992
1 | 1400 | 707 | 0.035 | 15 | 15 | 7 | 1.3335e-09 | 0 | Water | Porous | Wet | R245fa | MinimizeLCOE | IgnoreSilica | 82.1091 | 5.2292 | 0.11534 | 4 | 60854.752 |  | 1364.653 |  | 63.336 | -1.8139e-06 | 559747826.5527 | 776084.7856 | 21562.9541 | 1336441.9848 | 1742856.9979 | 24077.0464 | 141811.617 | 0 | 1576705.8004 | 4102265.0659 | 2799880.2006 | 12521686.4526 | 3144235.0165 | 8374482.8392 |  | 1478867.319 | 2556617.6377 | 0 | 28075889.265 |  | 1333521.4322 | 0.46136 | 60854.752 |  | 1364.653
1 | 1400 | 707 | 0.035 | 15 | 15 | 7 | 1.7783e-09 | 0 | Water | Porous | Wet | R245fa | MinimizeLCOE | IgnoreSilica | 86.0844 | 5.4839 | 0.12333 | 4 | 57925.4776 |  | 1298.9647 |  | 63.3429 | -1.7023e-06 | 584993238.1822 | 802464.1547 | 22295.8643 | 1388267.4144 | 1826383.3726 | 24077.0464 | 140598.2032 | 0 | 1639593.5617 | 4265886.1206 | 2911554.9325 | 13021120.6703 | 3144235.0165 | 8374482.8392 |  | 1478867.319 | 2556617.6377 | 0 | 28575323.4827 |  | 1778279.41 | 0.49331 | 57925.4776 |  | 1298.9647
1 | 1400 | 707 | 0.035 | 15 | 15 | 7 | 2.3714e-09 | 0 | Water | Porous | Wet | R245fa | MinimizeLCOE | IgnoreSilica | 89.2392 | 5.6861 | 0.12986 | 4 | 55768.6897 |  | 1250.5993 |  | 63.3481 | -1.6122e-06 | 604884482.9347 | 823152.2459 | 22870.5281 | 1429066.9206 | 1892684.1323 | 24077.0464 | 139189.0147 | 0 | 1689105.5563 | 4394706.1743 | 2999477.2662 | 13414328.8848 | 3144235.0165 | 8374482.8392 |  | 1478867.319 | 2556617.6377 | 0 | 28968531.6971 |  | 2371373.7057 | 0.51944 | 55768.6897 |  | 1250.5993
1 | 1400 | 707 | 0.035 | 15 | 15 | 7 | 3.1623e-09 | 0 | Water | Porous | Wet | R245fa | MinimizeLCOE | IgnoreSilica | 91.6876 | 5.8431 | 0.13508 | 4 | 54175.1187 |  | 1214.8639 |  | 63.3521 | -1.5402e-06 | 620862558.0759 | 839064.4464 | 23312.4576 | 1460538.1702 | 1944146.4253 | 24077.0464 | 137745.2947 | 0 | 1727264.6978 | 4493988.433 | 3067239.4478 | 13717376.4192 | 3144235.0165 | 8374482.8392 |  | 1478867.319 | 2556617.6377 | 0 | 29271579.2316 |  | 3162277.6602 | 0.54031 | 54175.1187 |  | 1214.8639
1 | 1400 | 707 | 0.035 | 15 | 15 | 7 | 4.217e-09 | 0 | Water | Porous | Wet | R245fa | MinimizeLCOE | IgnoreSilica | 93.5855 | 5.9648 | 0.13919 | 4 | 52994.0715 |  | 1188.3792 |  | 63.3551 | -1.4842e-06 | 633065109.0737 | 851316.246 | 23652.685 | 1484822.3257 | 1984043.6043 | 24077.0464 | 136462.1242 | 0 | 1756705.8723 | 4570588.3298 | 3119520.4513 | 13951188.685 | 3144235.0165 | 8374482.8392 |  | 1478867.319 | 2556617.6377 | 0 | 29505391.4974 |  | 4216965.0343 | 0.55677 | 52994.0715 |  | 1188.3792
1 | 1400 | 707 | 0.035 | 15 | 15 | 7 | 5.6234e-09 | 0 | Water | Porous | Wet | R245fa | MinimizeLCOE | IgnoreSilica | 95.0197 | 6.0568 | 0.14238 | 4 | 52116.5072 |  | 1168.7 |  | 63.3574 | -1.4401e-06 | 642993287.1641 | 860527.9735 | 23908.4672 | 1503110.3871 | 2014195.9128 | 24077.0464 | 135303.5424 | 0 | 1778838.0985 | 4628171.8424 | 3158822.3819 | 14126955.6522 | 3144235.0165 | 8374482.8392 |  | 1478867.319 | 2556617.6377 | 0 | 29681158.4645 |  | 5623413.2519 | 0.56952 | 52116.5072 |  | 1168.7
1 | 1400 | 707 | 0.035 | 15 | 15 | 7 | 7.4989e-09 | 0 | Water | Porous | Wet | R245fa | MinimizeLCOE | IgnoreSilica | 96.1186 | 6.1273 | 0.14484 | 4 | 51463.0821 |  | 1154.0471 |  | 63.3591 | -1.4064e-06 | 650422395.5717 | 867559.2431 | 24103.6911 | 1517086.4798 | 2037299.8441 | 24077.0464 | 134368.9553 | 0 | 1795753.1513 | 4672181.34 | 3188859.7683 | 14261289.5194 | 3144235.0165 | 8374482.8392 |  | 1478867.319 | 2556617.6377 | 0 | 29815492.3318 |  | 7498942.0933 | 0.57936 | 51463.0821 |  | 1154.0471
1 | 1400 | 707 | 0.035 | 15 | 15 | 7 | 1e-08 | 0 | Water | Porous | Wet | R245fa | MinimizeLCOE | IgnoreSilica | 96.954 | 6.1809 | 0.14672 | 4 | 50975.7428 |  | 1143.1186 |  | 63.3604 | -1.3808e-06 | 656036520.2647 | 872889.0407 | 24251.6657 | 1527690.2098 | 2054863.8745 | 24077.0464 | 133622.9501 | 0 | 1808583.967 | 4705564.4906 | 3211644.4545 | 14363187.6992 | 3144235.0165 | 8374482.8392 |  | 1478867.319 | 2556617.6377 | 0 | 29917390.5116 |  | 10000000 | 0.58689 | 50975.7428 |  | 1143.1186
1 | 1500 | 707 | 0.035 | 15 | 15 | 7 | 1e-13 | 0 | Water | Porous | Wet | R245fa | MinimizeLCOE | IgnoreSilica | 0 | 0 | 0 | 4 |  |  |  |  | 0 | 0 | 0 | 1430.7271 | 29.3316 | 1417.0732 | 24662.4861 | 24077.0464 | 26561.6956 | 0 | 30489.5604 | 79327.5818 | 54142.7046 | 242138.2068 | 3144235.0165 | 8950814.4039 |  | 1478867.319 | 2671883.9507 | 0 |  |  | 100 | 0
1 | 1500 | 707 | 0.035 | 15 | 15 | 7 | 1.3335e-13 | 0 | Water | Porous | Wet | R245fa | MinimizeLCOE | IgnoreSilica | 0 | 0 | 0 | 4 |  |  |  |  | 0 | 0 | 15078137387.7827 | 1435.3229 | 29.4328 | 1422.0843 | 24664.8307 | 24077.0464 | 23453.3028 | 0 | 29281.9877 | 76185.7255 | 51998.3231 | 232548.0562 | 3144235.0165 | 8950814.4039 |  | 1478867.319 | 2671883.9507 | 0 |  |  | 133.3521 | 0
1 | 1500 | 707 | 0.035 | 15 | 15 | 7 | 1.7783e-13 | 0 | Water | Porous | Wet | R245fa | MinimizeLCOE | IgnoreSilica | 0 | 0 | 0 | 4 |  |  |  |  | 0 | 0 | 11133501796.8353 | 1438.7954 | 29.5092 | 1425.8703 | 24666.6022 | 24077.0464 | 20800.1442 | 0 | 28250.8074 | 73502.8058 | 50167.1753 | 224358.7561 | 3144235.0165 | 8950814.4039 |  | 1478867.319 | 2671883.9507 | 0 |  |  | 177.8279 | 0
1 | 1500 | 707 | 0.035 | 15 | 15 | 7 | 2.3714e-13 | 0 | Water | Porous | Wet | R245fa | MinimizeLCOE | IgnoreSilica | 0 | 0 | 0 | 4 |  |  |  |  | 0 | 0 | 8172974540.5954 | 1441.4141 | 29.5668 | 1428.7255 | 24667.9382 | 24077.0464 | 18523.1793 | 0 | 27365.4694 | 71199.338 | 48595.0112 | 217327.689 | 3144235.0165 | 8950814.4039 |  | 1478867.319 | 2671883.9507 | 0 |  |  | 237.1374 | 0
1 | 1500 | 707 | 0.035 | 15 | 15 | 7 | 3.1623e-13 | 0 | Water | Porous | Wet | R245fa | MinimizeLCOE | IgnoreSilica | 0 | 0 | 0 | 4 |  |  |  |  | 0 | 0 | 5951477149.5266 | 1443.3862 | 29.6102 | 1430.8755 | 24668.9444 | 24077.0464 | 16556.7529 | 0 | 26600.5801 | 69209.2529 | 47236.7372 | 211253.1859 | 3144235.0165 | 8950814.4039 |  | 1478867.319 | 2671883.9507 | 0 |  |  | 316.2278 | 0
1 | 1500 | 707 | 0.035 | 15 | 15 | 7 | 4.217e-13 | 0 | Water | Porous | Wet | R245fa | MinimizeLCOE | IgnoreSilica | 0 | 0 | 0 | 4 |  |  |  |  | 0 | 0 | 4284788082.4086 | 1444.8518 | 29.6425 | 1432.4733 | 24669.6921 | 24077.0464 | 14846.0203 | 0 | 25934.8933 | 67477.2723 | 46054.6249 | 205966.5169 | 3144235.0165 | 8950814.4039 |  | 1478867.319 | 2671883.9507 | 0 |  |  | 421.6965 | 0
1 | 1500 | 707 | 0.035 | 15 | 15 | 7 | 5.6234e-13 | 0 | Water | Porous | Wet | R245fa | MinimizeLCOE | IgnoreSilica | 0 | 0 | 0 | 4 |  |  |  |  | 0 | 0 | 3034494154.0588 | 1445.9183 | 29.666 | 1433.636 | 24670.2362 | 24077.0464 | 13344.7473 | 0 | 25350.4876 | 65956.7685 | 45016.8498 | 201325.356 | 3144235.0165 | 8950814.4039 |  | 1478867.319 | 2671883.9507 | 0 |  |  | 562.3413 | 0
1 | 1500 | 707 | 0.035 | 15 | 15 | 7 | 7.4989e-13 | 0 | Water | Porous | Wet | R245fa | MinimizeLCOE | IgnoreSilica | 0 | 0 | 0 | 4 |  |  |  |  | 0 | 0 | 2096639420.916 | 1446.7194 | 29.6836 | 1434.5094 | 24670.645 | 24077.0464 | 12013.3293 | 0 | 24832.0539 | 64607.9104 | 44096.2264 | 197208.1236 | 3144235.0165 | 8950814.4039 |  | 1478867.319 | 2671883.9507 | 0 |  |  | 749.8942 | 0
1 | 1500 | 707 | 0.035 | 15 | 15 | 7 | 1e-12 | 0 | Water | Porous | Wet | R245fa | MinimizeLCOE | IgnoreSilica | 0 | 0 | 0 | 4 |  |  |  |  | 0 | 0 | 1393274938.9909 | 1446.6047 | 29.6811 | 1434.3844 | 24670.5865 | 24077.0464 | 10816.4993 | 0 | 24365.1729 | 63393.182 | 43267.1493 | 193500.3065 | 3144235.0165 | 8950814.4039 |  | 1478867.319 | 2671883.9507 | 0 |  |  | 1000 | 0
1 | 1500 | 707 | 0.035 | 15 | 15 | 7 | 1.3335e-12 | 0 | Water | Porous | Wet | R245fa | MinimizeLCOE | IgnoreSilica | 0 | 0 | 0 | 4 |  |  |  |  | 0 | 0 | 865714215.7007 | 1446.3803 | 29.6761 | 1434.1397 | 24670.4719 | 24077.0464 | 9722.0288 | 0 | 23938.0998 | 62282.0254 | 42508.7621 | 190108.6305 | 3144235.0165 | 8950814.4039 |  | 1478867.319 | 2671883.9507 | 0 |  |  | 1333.5214 | 0
1 | 1500 | 707 | 0.035 | 15 | 15 | 7 | 1.7783e-12 | 0 | Water | Porous | Wet | R245fa | MinimizeLCOE | IgnoreSilica | 0 | 0 | 0 | 4 |  |  |  |  | 0 | 0 | 470103698.1824 | 1446.2121 | 29.6724 | 1433.9563 | 24670.3861 | 24077.0464 | 8696.5622 | 0 | 23537.9958 | 61241.0369 | 41798.266 | 186931.1343 | 3144235.0165 | 8950814.4039 |  | 1478867.319 | 2671883.9507 | 0 |  |  | 1778.2794 | 0
1 | 1500 | 707 | 0.035 | 15 | 15 | 7 | 2.3714e-12 | 0 | Water | Porous | Wet | R245fa | MinimizeLCOE | IgnoreSilica | 0 | 0 | 0 | 4 |  |  |  |  | 0 | 0 | 173454162.4911 | 1446.086 | 29.6697 | 1433.8188 | 24670.3218 | 24077.0464 | 7699.6495 | 0 | 23149.071 | 60229.1341 | 41107.6216 | 183842.4189 | 3144235.0165 | 8950814.4039 |  | 1478867.319 | 2671883.9507 | 0 |  |  | 2371.3737 | 0
1 | 1500 | 707 | 0.035 | 15 | 15 | 7 | 3.1623e-12 | 0 | Water | Porous | Wet | R245fa | MinimizeLCOE | IgnoreSilica | 0.8028 | 0.039009 | 0.00013615 | 4 | 30591347.2058 |  | 686003.5168 |  | 57.5568 | -3.8809e-06 | 26758599.348 | 24279.3311 | 622.9795 | 26673.7841 | 38278.4734 | 24077.0464 | 19910.7898 | 0 | 52198.5377 | 135809.8876 | 92693.0389 | 414543.8684 | 3144235.0165 | 8950814.4039 |  | 1478867.319 | 2671883.9507 | 0 | 16660344.5585 |  | 3162.2777 | 0.00054461 | 30591347.2058 |  | 686003.5168
1 | 1500 | 707 | 0.035 | 15 | 15 | 7 | 4.217e-12 | 0 | Water | Porous | Wet | R245fa | MinimizeLCOE | IgnoreSilica | 1.1584 | 0.064034 | 0.00045919 | 4 | 9131515.3412 |  | 204772.0094 |  | 60.1431 | -4.2246e-06 | 10148333.8082 | 35317.5752 | 929.4672 | 39573.5818 | 46300.363 | 24077.0464 | 23850.1293 | 0 | 66318.7835 | 172547.8708 | 117767.4673 | 526682.2845 | 3144235.0165 | 8950814.4039 |  | 1478867.319 | 2671883.9507 | 0 | 16772482.9745 |  | 4216.965 | 0.0018368 | 9131515.3412 |  | 204772.0094
1 | 1500 | 707 | 0.035 | 15 | 15 | 7 | 5.6234e-12 | 0 | Water | Porous | Wet | R245fa | MinimizeLCOE | IgnoreSilica | 1.6 | 0.095646 | 0.00094029 | 4 | 4493471.6628 |  | 100765.0086 |  | 61.8646 | -4.3757e-06 | 6708669.496 | 47565.0839 | 1273.5809 | 54478.9015 | 56295.3357 | 24077.0464 | 27765.4817 | 0 | 82467.6177 | 214563.8248 | 146444.2193 | 654931.0917 | 3144235.0165 | 8950814.4039 |  | 1478867.319 | 2671883.9507 | 0 | 16900731.7818 |  | 5623.4133 | 0.0037612 | 4493471.6628 |  | 100765.0086
1 | 1500 | 707 | 0.035 | 15 | 15 | 7 | 7.4989e-12 | 0 | Water | Porous | Wet | R245fa | MinimizeLCOE | IgnoreSilica | 2.1894 | 0.13826 | 0.0016193 | 4 | 2633922.2976 |  | 59065.0666 |  | 63.1347 | -4.4875e-06 | 13707755.0077 | 62255.2305 | 1688.9879 | 73084.8234 | 69671.241 | 24077.0464 | 32302.1212 | 0 | 102600.9856 | 266946.7183 | 182196.6204 | 814823.7748 | 3144235.0165 | 8950814.4039 |  | 1478867.319 | 2671883.9507 | 0 | 17060624.4649 |  | 7498.9421 | 0.0064773 | 2633922.2976 |  | 59065.0666
1 | 1500 | 707 | 0.035 | 15 | 15 | 7 | 1e-11 | 0 | Water | Porous | Wet | R245fa | MinimizeLCOE | IgnoreSilica | 2.9445 | 0.1931 | 0.0025522 | 4 | 1689960.6778 |  | 37896.957 |  | 64.0466 | -4.5173e-06 | 30305151.4492 | 79235.312 | 2171.0954 | 95408.5762 | 86822.8866 | 24077.0464 | 37210.0138 | 0 | 126720.7229 | 329701.3269 | 225027.9303 | 1006374.9105 | 3144235.0165 | 8950814.4039 |  | 1478867.319 | 2671883.9507 | 0 | 17252175.6006 |  | 10000 | 0.010209 | 1689960.6778 |  | 37896.957
1 | 1500 | 707 | 0.035 | 15 | 15 | 7 | 1.3335e-11 | 0 | Water | Porous | Wet | R245fa | MinimizeLCOE | IgnoreSilica | 3.9339 | 0.26516 | 0.0038161 | 4 | 1145702.5005 |  | 25692.0998 |  | 64.7265 | -4.517e-06 | 48403118.0511 | 99413.1238 | 2745.2988 | 122897.5901 | 109313.8547 | 24077.0464 | 42829.1215 | 0 | 156497.6538 | 407174.793 | 277905.1629 | 1242853.645 | 3144235.0165 | 8950814.4039 |  | 1478867.319 | 2671883.9507 | 0 | 17488654.3351 |  | 13335.2143 | 0.015265 | 1145702.5005 |  | 25692.0998
1 | 1500 | 707 | 0.035 | 15 | 15 | 7 | 1.7783e-11 | 0 | Water | Porous | Wet | R245fa | MinimizeLCOE | IgnoreSilica | 5.2218 | 0.3591 | 0.0055141 | 4 | 806094.4965 |  | 18076.4729 |  | 65.2336 | -4.4872e-06 | 72993601.9257 | 123317.8441 | 3426.4955 | 156582.1101 | 138600.4281 | 24077.0464 | 49222.3503 | 0 | 193138.2471 | 502506.1007 | 342970.7392 | 1533841.3615 | 3144235.0165 | 8950814.4039 |  | 1478867.319 | 2671883.9507 | 0 | 17779642.0516 |  | 17782.7941 | 0.022057 | 806094.4965 |  | 18076.4729
1 | 1500 | 707 | 0.035 | 15 | 15 | 7 | 2.3714e-11 | 0 | Water | Porous | Wet | R245fa | MinimizeLCOE | IgnoreSilica | 6.9345 | 0.48414 | 0.0077859 | 4 | 582694.8101 |  | 13066.7893 |  | 65.6208 | -4.4634e-06 | 89970890.3646 | 152320.7024 | 4253.6085 | 198799.0885 | 177555.293 | 24077.0464 | 56883.2215 | 0 | 239416.6945 | 622913.128 | 425151.0094 | 1901369.7922 | 3144235.0165 | 8950814.4039 |  | 1478867.319 | 2671883.9507 | 0 | 18147170.4822 |  | 23713.7371 | 0.031144 | 582694.8101 |  | 13066.7893
1 | 1500 | 707 | 0.035 | 15 | 15 | 7 | 3.1623e-11 | 0 | Water | Porous | Wet | R245fa | MinimizeLCOE | IgnoreSilica | 9.1271 | 0.64429 | 0.010805 | 4 | 430228.4615 |  | 9647.7686 |  | 65.907 | -4.3996e-06 | 122882237.6849 | 186293.1963 | 5222.7782 | 249809.7736 | 227431.8868 | 24077.0464 | 65385.9259 | 0 | 295706.0368 | 769366.4501 | 525108.4111 | 2348401.5052 | 3144235.0165 | 8950814.4039 |  | 1478867.319 | 2671883.9507 | 0 | 18594202.1953 |  | 31622.7766 | 0.043219 | 430228.4615 |  | 9647.7686
1 | 1500 | 707 | 0.035 | 15 | 15 | 7 | 4.217e-11 | 0 | Water | Porous | Wet | R245fa | MinimizeLCOE | IgnoreSilica | 11.9823 | 0.85287 | 0.014804 | 4 | 323393.3043 |  | 7252.0162 |  | 66.1243 | -4.33e-06 | 155837027.3094 | 226887.7207 | 6380.9206 | 312593.2122 | 292379.7904 | 24077.0464 | 75269.2658 | 0 | 365659.3029 | 951370.499 | 649329.9143 | 2903947.6722 | 3144235.0165 | 8950814.4039 |  | 1478867.319 | 2671883.9507 | 0 | 19149748.3622 |  | 42169.6503 | 0.059215 | 323393.3043 |  | 7252.0162
1 | 1500 | 707 | 0.035 | 15 | 15 | 7 | 5.6234e-11 | 0 | Water | Porous | Wet | R245fa | MinimizeLCOE | IgnoreSilica | 15.6387 | 1.12 | 0.020063 | 4 | 247091.6671 |  | 5540.9705 |  | 66.2877 | -4.2421e-06 | 193925957.1321 | 274710.3048 | 7744.9737 | 388689.5032 | 375558.4656 | 24077.0464 | 86433.7912 | 0 | 451313.4931 | 1174225.132 | 801432.7805 | 3584185.4906 | 3144235.0165 | 8950814.4039 |  | 1478867.319 | 2671883.9507 | 0 | 19829986.1807 |  | 56234.1325 | 0.080254 | 247091.6671 |  | 5540.9705
1 | 1500 | 707 | 0.035 | 15 | 15 | 7 | 7.4989e-11 | 0 | Water | Porous | Wet | R245fa | MinimizeLCOE | IgnoreSilica | 20.2332 | 1.4558 | 0.026908 | 4 | 191847.4344 |  | 4302.132 |  | 66.4102 | -4.1283e-06 | 242108050.0075 | 330163.6223 | 9325.9573 | 479352.7729 | 480082.5427 | 24077.0464 | 98672.3479 | 0 | 554452.9729 | 1442572.9015 | 984585.6472 | 4403285.8109 | 3144235.0165 | 8950814.4039 |  | 1478867.319 | 2671883.9507 | 0 | 20649086.501 |  | 74989.4209 | 0.10763 | 191847.4344 |  | 4302.132
1 | 1500 | 707 | 0.035 | 15 | 15 | 7 | 1e-10 | 0 | Water | Porous | Wet | R245fa | MinimizeLCOE | IgnoreSilica | 25.9212 | 1.8715 | 0.035689 | 4 | 151473.2152 |  | 3396.75 |  | 66.5025 | -3.9936e-06 | 294474810.3262 | 393743.4267 | 11137.4717 | 586002.5792 | 609491.2884 | 24077.0464 | 111889.2644 | 0 | 677173.0199 | 1761865.2906 | 1202509.2636 | 5377888.6509 | 3144235.0165 | 8950814.4039 |  | 1478867.319 | 2671883.9507 | 0 | 21623689.341 |  | 100000 | 0.14276 | 151473.2152 |  | 3396.75
1 | 1500 | 707 | 0.035 | 15 | 15 | 7 | 1.3335e-10 | 0 | Water | Porous | Wet | R245fa | MinimizeLCOE | IgnoreSilica | 32.7398 | 2.37 | 0.046694 | 4 | 121800.372 |  | 2731.3437 |  | 66.5719 | -3.8319e-06 | 352787607.2083 | 464637.4557 | 13155.8063 | 707808.8543 | 764640.2391 | 24077.0464 | 125474.4423 | 0 | 818919.5992 | 2130660.8136 | 1454219.786 | 6503594.0429 | 3144235.0165 | 8950814.4039 |  | 1478867.319 | 2671883.9507 | 0 | 22749394.733 |  | 133352.1432 | 0.18678 | 121800.372 |  | 2731.3437
1 | 1500 | 707 | 0.035 | 15 | 15 | 7 | 1.7783e-10 | 0 | Water | Porous | Wet | R245fa | MinimizeLCOE | IgnoreSilica | 40.5692 | 2.9424 | 0.06003 | 4 | 99943.579 |  | 2241.2104 |  | 66.6241 | -3.6401e-06 | 416870745.4577 | 540778.5082 | 15321.6341 | 841536.0052 | 942814.4673 | 24077.0464 | 138509.7663 | 0 | 976184.5967 | 2539832.0776 | 1733487.5813 | 7752541.683 | 3144235.0165 | 8950814.4039 |  | 1478867.319 | 2671883.9507 | 0 | 23998342.3731 |  | 177827.941 | 0.24012 | 99943.579 |  | 2241.2104
1 | 1500 | 707 | 0.035 | 15 | 15 | 7 | 2.3714e-10 | 0 | Water | Porous | Wet | R245fa | MinimizeLCOE | IgnoreSilica | 49.142 | 3.5695 | 0.075502 | 4 | 83853.3542 |  | 1880.3911 |  | 66.6637 | -3.4246e-06 | 482296047.562 | 619284.4406 | 17552.7158 | 982148.8247 | 1137940.9666 | 24077.0464 | 150132.6637 | 0 | 1143143.2965 | 2974224.3665 | 2029969.2443 | 9078473.565 | 3144235.0165 | 8950814.4039 |  | 1478867.319 | 2671883.9507 | 0 | 25324274.2551 |  | 237137.3706 | 0.30201 | 83853.3542 |  | 1880.3911
1 | 1500 | 707 | 0.035 | 15 | 15 | 7 | 3.1623e-10 | 0 | Water | Porous | Wet | R245fa | MinimizeLCOE | IgnoreSilica | 57.948 | 4.2139 | 0.092484 | 4 | 72036.7344 |  | 1615.4062 |  | 66.6939 | -3.1897e-06 | 549241994.3399 | 695814.6974 | 19725.7524 | 1121571.7207 | 1338428.8452 | 24077.0464 | 159261.1625 | 0 | 1309962.8976 | 3408254.7492 | 2326203.899 | 10403300.7705 | 3144235.0165 | 8950814.4039 |  | 1478867.319 | 2671883.9507 | 0 | 26649101.4605 |  | 316227.766 | 0.36994 | 72036.7344 |  | 1615.4062
1 | 1500 | 707 | 0.035 | 15 | 15 | 7 | 4.217e-10 | 0 | Water | Porous | Wet | R245fa | MinimizeLCOE | IgnoreSilica | 66.4935 | 4.8395 | 0.11006 | 4 | 63382.4701 |  | 1421.3365 |  | 66.7172 | -2.9518e-06 | 612085977.5005 | 766878.2274 | 21741.9657 | 1252891.2537 | 1533039.8437 | 24077.0464 | 165566.1991 | 0 | 1468035.869 | 3819528.1955 | 2606906.4769 | 11658665.0773 | 3144235.0165 | 8950814.4039 |  | 1478867.319 | 2671883.9507 | 0 | 27904465.7674 |  | 421696.5034 | 0.44026 | 63382.4701 |  | 1421.3365
1 | 1500 | 707 | 0.035 | 15 | 15 | 7 | 5.6234e-10 | 0 | Water | Porous | Wet | R245fa | MinimizeLCOE | IgnoreSilica | 74.3017 | 5.4114 | 0.12719 | 4 | 57054.9865 |  | 1279.4442 |  | 66.7352 | -2.7225e-06 | 669658895.468 | 829516.0403 | 23517.9146 | 1369988.0053 | 1710915.4978 | 24077.0464 | 169014.6965 | 0 | 1609541.3884 | 4187696.5302 | 2858188.9304 | 12782456.05 | 3144235.0165 | 8950814.4039 |  | 1478867.319 | 2671883.9507 | 0 | 29028256.7401 |  | 562341.3252 | 0.50878 | 57054.9865 |  | 1279.4442
1 | 1500 | 707 | 0.035 | 15 | 15 | 7 | 7.4989e-10 | 0 | Water | Porous | Wet | R245fa | MinimizeLCOE | IgnoreSilica | 81.0808 | 5.9082 | 0.14299 | 4 | 52428.5231 |  | 1175.6969 |  | 66.7492 | -2.5122e-06 | 720799697.6698 | 882368.6619 | 25015.5908 | 1469699.7395 | 1865393.9389 | 24077.0464 | 170077.7306 | 0 | 1730286.7562 | 4501851.2089 | 3072605.9539 | 13741376.627 | 3144235.0165 | 8950814.4039 |  | 1478867.319 | 2671883.9507 | 0 | 29987177.317 |  | 749894.2093 | 0.57196 | 52428.5231 |  | 1175.6969
1 | 1500 | 707 | 0.035 | 15 | 15 | 7 | 1e-09 | 0 | Water | Porous | Wet | R245fa | MinimizeLCOE | IgnoreSilica | 86.7519 | 6.324 | 0.1569 | 4 | 49040.1217 |  | 1099.7128 |  | 66.7601 | -2.3289e-06 | 764298349.9316 | 925614.2252 | 26240.491 | 1551866.8669 | 1994661.4085 | 24077.0464 | 169527.6772 | 0 | 1829875.2089 | 4760959.9345 | 3249452.9833 | 14532275.8418 | 3144235.0165 | 8950814.4039 |  | 1478867.319 | 2671883.9507 | 0 | 30778076.5319 |  | 1000000 | 0.62761 | 49040.1217 |  | 1099.7128
1 | 1500 | 707 | 0.035 | 15 | 15 | 7 | 1.3335e-09 | 0 | Water | Porous | Wet | R245fa | MinimizeLCOE | IgnoreSilica | 91.3781 | 6.6633 | 0.16872 | 4 | 46551.6251 |  | 1043.9089 |  | 66.7686 | -2.1757e-06 | 799645622.6824 | 960296.4418 | 27222.5023 | 1618122.3586 | 2100137.7279 | 24077.0464 | 168115.7756 | 0 | 1910209.0225 | 4969972.0387 | 3392108.0391 | 15170260.9528 | 3144235.0165 | 8950814.4039 |  | 1478867.319 | 2671883.9507 | 0 | 31416061.6428 |  | 1333521.4322 | 0.67486 | 46551.6251 |  | 1043.9089
1 | 1500 | 707 | 0.035 | 15 | 15 | 7 | 1.7783e-09 | 0 | Water | Porous | Wet | R245fa | MinimizeLCOE | IgnoreSilica | 95.0392 | 6.932 | 0.17843 | 4 | 44718.1604 |  | 1002.7939 |  | 66.7751 | -2.0497e-06 | 828751417.6646 | 987390.8458 | 27989.4662 | 1670096.1356 | 2183628.3116 | 24077.0464 | 166234.7159 | 0 | 1973172.4434 | 5133789.9444 | 3503917.1259 | 15670296.0352 | 3144235.0165 | 8950814.4039 |  | 1478867.319 | 2671883.9507 | 0 | 31916096.7253 |  | 1778279.41 | 0.71372 | 44718.1604 |  | 1002.7939
1 | 1500 | 707 | 0.035 | 15 | 15 | 7 | 2.3714e-09 | 0 | Water | Porous | Wet | R245fa | MinimizeLCOE | IgnoreSilica | 97.9091 | 7.1426 | 0.18625 | 4 | 43362.9951 |  | 972.4046 |  | 66.7801 | -1.9491e-06 | 851702368.0042 | 1008424.0193 | 28584.7357 | 1710568.4095 | 2249088.1595 | 24077.0464 | 164320.5435 | 0 | 2022174.5364 | 5261283.3388 | 3590933.9873 | 16059454.7764 | 3144235.0165 | 8950814.4039 |  | 1478867.319 | 2671883.9507 | 0 | 32305255.4665 |  | 2371373.7057 | 0.745 | 43362.9951 |  | 972.4046
1 | 1500 | 707 | 0.035 | 15 | 15 | 7 | 3.1623e-09 | 0 | Water | Porous | Wet | R245fa | MinimizeLCOE | IgnoreSilica | 100.1406 | 7.3064 | 0.19244 | 4 | 42358.457 |  | 949.8781 |  | 66.7839 | -1.8705e-06 | 869335652.6627 | 1024658.1883 | 29044.1172 | 1741879.6541 | 2299993.2825 | 24077.0464 | 162586.0834 | 0 | 2060072.965 | 5359887.2758 | 3658233.2004 | 16360431.8129 | 3144235.0165 | 8950814.4039 |  | 1478867.319 | 2671883.9507 | 0 | 32606232.503 |  | 3162277.6602 | 0.76977 | 42358.457 |  | 949.8781
1 | 1500 | 707 | 0.035 | 15 | 15 | 7 | 4.217e-09 | 0 | Water | Porous | Wet | R245fa | MinimizeLCOE | IgnoreSilica | 101.8339 | 7.4308 | 0.19726 | 4 | 41611.9846 |  | 933.1386 |  | 66.7867 | -1.8086e-06 | 883584235.8718 | 1036908.7843 | 29390.7355 | 1765549.2093 | 2338624.3745 | 24077.0464 | 161013.3567 | 0 | 2088669.7676 | 5434290.2901 | 3709014.7865 | 16587538.3508 | 3144235.0165 | 8950814.4039 |  | 1478867.319 | 2671883.9507 | 0 | 32833339.0408 |  | 4216965.0343 | 0.78904 | 41611.9846 |  | 933.1386
1 | 1500 | 707 | 0.035 | 15 | 15 | 7 | 5.6234e-09 | 0 | Water | Porous | Wet | R245fa | MinimizeLCOE | IgnoreSilica | 103.1251 | 7.5256 | 0.20098 | 4 | 41056.153 |  | 920.6742 |  | 66.7889 | -1.7609e-06 | 894540991.4681 | 1046211.7722 | 29653.932 | 1783547.1983 | 2368084.1909 | 24077.0464 | 159705.0553 | 0 | 2110398.8861 | 5490824.9992 | 3747600.8871 | 16760103.9675 | 3144235.0165 | 8950814.4039 |  | 1478867.319 | 2671883.9507 | 0 | 33005904.6576 |  | 5623413.2519 | 0.80392 | 41056.153 |  | 920.6742
1 | 1500 | 707 | 0.035 | 15 | 15 | 7 | 7.4989e-09 | 0 | Water | Porous | Wet | R245fa | MinimizeLCOE | IgnoreSilica | 104.1165 | 7.5984 | 0.20384 | 4 | 40641.5994 |  | 911.378 |  | 66.7906 | -1.7248e-06 | 902577572.1819 | 1053333.1726 | 29855.3951 | 1797338.1905 | 2390707.276 | 24077.0464 | 158683.8049 | 0 | 2127058.0053 | 5534168.6103 | 3777183.7923 | 16892405.2934 | 3144235.0165 | 8950814.4039 |  | 1478867.319 | 2671883.9507 | 0 | 33138205.9835 |  | 7498942.0933 | 0.81538 | 40641.5994 |  | 911.378
1 | 1500 | 707 | 0.035 | 15 | 15 | 7 | 1e-08 | 0 | Water | Porous | Wet | R245fa | MinimizeLCOE | IgnoreSilica | 104.8741 | 7.6541 | 0.20603 | 4 | 40332.0184 |  | 904.4357 |  | 66.7918 | -1.6977e-06 | 908475867.887 | 1058761.6889 | 30008.9594 | 1807858.6812 | 2407994.0157 | 24077.0464 | 157896.6036 | 0 | 2139772.8281 | 5567249.9711 | 3799762.5008 | 16993382.2952 | 3144235.0165 | 8950814.4039 |  | 1478867.319 | 2671883.9507 | 0 | 33239182.9853 |  | 10000000 | 0.82414 | 40332.0184 |  | 904.4357
1 | 1600 | 707 | 0.035 | 15 | 15 | 7 | 1e-13 | 0 | Water | Porous | Wet | R245fa | MinimizeLCOE | IgnoreSilica | 0 | 0 | 0 | 4 |  |  |  |  | 0 | 0 | 0 | 1686.1958 | 34.9942 | 1694.9613 | 24792.63 | 24077.0464 | 25994.4208 | 0 | 30529.2969 | 79430.9682 | 54213.2679 | 242453.7815 | 3144235.0165 | 9538866.1504 |  | 1478867.319 | 2789494.2999 | 0 |  |  | 100 | 0
1 | 1600 | 707 | 0.035 | 15 | 15 | 7 | 1.3335e-13 | 0 | Water | Porous | Wet | R245fa | MinimizeLCOE | IgnoreSilica | 0 | 0 | 0 | 4 |  |  |  |  | 0 | 0 | 14292661814.7517 | 1690.5368 | 35.0912 | 1699.6654 | 24794.8324 | 24077.0464 | 22959.4407 | 0 | 29350.079 | 76362.8851 | 52119.2382 | 233088.8152 | 3144235.0165 | 9538866.1504 |  | 1478867.319 | 2789494.2999 | 0 |  |  | 133.3521 | 0
1 | 1600 | 707 | 0.035 | 15 | 15 | 7 | 1.7783e-13 | 0 | Water | Porous | Wet | R245fa | MinimizeLCOE | IgnoreSilica | 0 | 0 | 0 | 4 |  |  |  |  | 0 | 0 | 10500978560.251 | 1693.8161 | 35.1644 | 1703.2186 | 24796.4959 | 24077.0464 | 20365.3352 | 0 | 28341.7198 | 73739.3413 | 50328.6157 | 225080.7534 | 3144235.0165 | 9538866.1504 |  | 1478867.319 | 2789494.2999 | 0 |  |  | 177.8279 | 0
1 | 1600 | 707 | 0.035 | 15 | 15 | 7 | 2.3714e-13 | 0 | Water | Porous | Wet | R245fa | MinimizeLCOE | IgnoreSilica | 0 | 0 | 0 | 4 |  |  |  |  | 0 | 0 | 7655646400.7792 | 1696.2888 | 35.2197 | 1705.8976 | 24797.7501 | 24077.0464 | 18135.0637 | 0 | 27474.4338 | 71482.8409 | 48788.5077 | 218193.0485 | 3144235.0165 | 9538866.1504 |  | 1478867.319 | 2789494.2999 | 0 |  |  | 237.1374 | 0
1 | 1600 | 707 | 0.035 | 15 | 15 | 7 | 3.1623e-13 | 0 | Water | Porous | Wet | R245fa | MinimizeLCOE | IgnoreSilica | 0 | 0 | 0 | 4 |  |  |  |  | 0 | 0 | 5520822101.287 | 1698.139 | 35.261 | 1707.902 | 24798.6884 | 24077.0464 | 16204.4727 | 0 | 26723.3887 | 69528.7756 | 47454.818 | 212228.4918 | 3144235.0165 | 9538866.1504 |  | 1478867.319 | 2789494.2999 | 0 |  |  | 316.2278 | 0
1 | 1600 | 707 | 0.035 | 15 | 15 | 7 | 4.217e-13 | 0 | Water | Porous | Wet | R245fa | MinimizeLCOE | IgnoreSilica | 0 | 0 | 0 | 4 |  |  |  |  | 0 | 0 | 3919293270.0464 | 1699.4879 | 35.2911 | 1709.3633 | 24799.3725 | 24077.0464 | 14519.7377 | 0 | 26067.7165 | 67822.8512 | 46290.4895 | 207021.356 | 3144235.0165 | 9538866.1504 |  | 1478867.319 | 2789494.2999 | 0 |  |  | 421.6965 | 0
1 | 1600 | 707 | 0.035 | 15 | 15 | 7 | 5.6234e-13 | 0 | Water | Porous | Wet | R245fa | MinimizeLCOE | IgnoreSilica | 0 | 0 | 0 | 4 |  |  |  |  | 0 | 0 | 2717941488.265 | 1700.5016 | 35.3138 | 1710.4615 | 24799.8866 | 24077.0464 | 13035.146 | 0 | 25489.7588 | 66319.1237 | 45264.1646 | 202431.403 | 3144235.0165 | 9538866.1504 |  | 1478867.319 | 2789494.2999 | 0 |  |  | 562.3413 | 0
1 | 1600 | 707 | 0.035 | 15 | 15 | 7 | 7.4989e-13 | 0 | Water | Porous | Wet | R245fa | MinimizeLCOE | IgnoreSilica | 0 | 0 | 0 | 4 |  |  |  |  | 0 | 0 | 1816842183.1804 | 1701.2632 | 35.3308 | 1711.2864 | 24800.2727 | 24077.0464 | 11710.8933 | 0 | 24974.0762 | 64977.4233 | 44348.4266 | 198336.0189 | 3144235.0165 | 9538866.1504 |  | 1478867.319 | 2789494.2999 | 0 |  |  | 749.8942 | 0
1 | 1600 | 707 | 0.035 | 15 | 15 | 7 | 1e-12 | 0 | Water | Porous | Wet | R245fa | MinimizeLCOE | IgnoreSilica | 0 | 0 | 0 | 4 |  |  |  |  | 0 | 0 | 1141045368.7243 | 1701.0296 | 35.3256 | 1711.0334 | 24800.1543 | 24077.0464 | 10510.585 | 0 | 24505.7179 | 63758.8512 | 43516.7261 | 194616.4694 | 3144235.0165 | 9538866.1504 |  | 1478867.319 | 2789494.2999 | 0 |  |  | 1000 | 0
1 | 1600 | 707 | 0.035 | 15 | 15 | 7 | 1.3335e-12 | 0 | Water | Porous | Wet | R245fa | MinimizeLCOE | IgnoreSilica | 0 | 0 | 0 | 4 |  |  |  |  | 0 | 0 | 634218149.7213 | 1700.799 | 35.3204 | 1710.7836 | 24800.0374 | 24077.0464 | 9399.125 | 0 | 24072.0136 | 62630.4416 | 42746.5633 | 191172.1303 | 3144235.0165 | 9538866.1504 |  | 1478867.319 | 2789494.2999 | 0 |  |  | 1333.5214 | 0
1 | 1600 | 707 | 0.035 | 15 | 15 | 7 | 1.7783e-12 | 0 | Water | Porous | Wet | R245fa | MinimizeLCOE | IgnoreSilica | 0 | 0 | 0 | 4 |  |  |  |  | 0 | 0 | 254207167.8042 | 1700.6262 | 35.3166 | 1710.5964 | 24799.9497 | 24077.0464 | 8336.5252 | 0 | 23657.4236 | 61551.7635 | 42010.3433 | 187879.591 | 3144235.0165 | 9538866.1504 |  | 1478867.319 | 2789494.2999 | 0 |  |  | 1778.2794 | 0
1 | 1600 | 707 | 0.035 | 15 | 15 | 7 | 2.3714e-12 | 0 | Water | Porous | Wet | R245fa | MinimizeLCOE | IgnoreSilica | 0.74909 | 0.039484 | 0.00012393 | 4 | 35043179.1592 |  | 785834.765 |  | 59.1585 | -4.6909e-06 | 8594401.2968 | 25051.2114 | 649.5593 | 26899.5891 | 38026.765 | 24077.0464 | 20811.8437 | 0 | 52851.2458 | 137508.1003 | 93852.104 | 419727.465 | 3144235.0165 | 9538866.1504 |  | 1478867.319 | 2789494.2999 | 0 | 17371190.2509 |  | 2371.3737 | 0.00049571 | 35043179.1592 |  | 785834.765
1 | 1600 | 707 | 0.035 | 15 | 15 | 7 | 3.1623e-12 | 0 | Water | Porous | Wet | R245fa | MinimizeLCOE | IgnoreSilica | 1.1149 | 0.068321 | 0.00050243 | 4 | 8707991.817 |  | 195274.5974 |  | 62.4313 | -5.2945e-06 | 29156224.6152 | 38064.0584 | 1017.4112 | 41605.2129 | 46871.808 | 24077.0464 | 25707.5036 | 0 | 69163.7858 | 179949.9831 | 122819.5611 | 549276.3705 | 3144235.0165 | 9538866.1504 |  | 1478867.319 | 2789494.2999 | 0 | 17500739.1563 |  | 3162.2777 | 0.0020097 | 8707991.817 |  | 195274.5974
1 | 1600 | 707 | 0.035 | 15 | 15 | 7 | 4.217e-12 | 0 | Water | Porous | Wet | R245fa | MinimizeLCOE | IgnoreSilica | 1.5559 | 0.10387 | 0.0010763 | 4 | 4098361.0924 |  | 91904.7502 |  | 64.4858 | -5.5495e-06 | 11985870.9673 | 52042.6403 | 1418.1726 | 58076.4914 | 57592.7215 | 24077.0464 | 30330.0005 | 0 | 87179.4583 | 226823.0675 | 154811.4043 | 692351.0027 | 3144235.0165 | 9538866.1504 |  | 1478867.319 | 2789494.2999 | 0 | 17643813.7886 |  | 4216.965 | 0.0043051 | 4098361.0924 |  | 91904.7502
1 | 1600 | 707 | 0.035 | 15 | 15 | 7 | 5.6234e-12 | 0 | Water | Porous | Wet | R245fa | MinimizeLCOE | IgnoreSilica | 2.1162 | 0.14951 | 0.0018919 | 4 | 2353792.4976 |  | 52783.224 |  | 65.9294 | -5.6534e-06 | 22227648.9812 | 68008.6433 | 1879.2862 | 77638.3483 | 71250.6708 | 24077.0464 | 35205.0978 | 0 | 108443.0462 | 282146.5614 | 192570.8257 | 861219.5259 | 3144235.0165 | 9538866.1504 |  | 1478867.319 | 2789494.2999 | 0 | 17812682.3118 |  | 5623.4133 | 0.0075677 | 2353792.4976 |  | 52783.224
1 | 1600 | 707 | 0.035 | 15 | 15 | 7 | 7.4989e-12 | 0 | Water | Porous | Wet | R245fa | MinimizeLCOE | IgnoreSilica | 2.8519 | 0.20974 | 0.0030175 | 4 | 1492989.0012 |  | 33479.915 |  | 66.9988 | -5.7037e-06 | 42463343.8242 | 86940.0418 | 2428.4207 | 101701.635 | 89202.2362 | 24077.0464 | 40764.5924 | 0 | 134594.4493 | 350187.1479 | 239009.9241 | 1068905.4938 | 3144235.0165 | 9538866.1504 |  | 1478867.319 | 2789494.2999 | 0 | 18020368.2796 |  | 7498.9421 | 0.01207 | 1492989.0012 |  | 33479.915
1 | 1600 | 707 | 0.035 | 15 | 15 | 7 | 1e-11 | 0 | Water | Porous | Wet | R245fa | MinimizeLCOE | IgnoreSilica | 3.8265 | 0.28982 | 0.0045469 | 4 | 1005043.3069 |  | 22537.8516 |  | 67.8017 | -5.7303e-06 | 55724422.901 | 109667.261 | 3089.1499 | 131650.159 | 113011.5683 | 24077.0464 | 47276.6998 | 0 | 167221.035 | 435074.8312 | 296947.5122 | 1328015.2628 | 3144235.0165 | 9538866.1504 |  | 1478867.319 | 2789494.2999 | 0 | 18279478.0487 |  | 10000 | 0.018188 | 1005043.3069 |  | 22537.8516
1 | 1600 | 707 | 0.035 | 15 | 15 | 7 | 1.3335e-11 | 0 | Water | Porous | Wet | R245fa | MinimizeLCOE | IgnoreSilica | 5.0787 | 0.39291 | 0.0066036 | 4 | 703910.8614 |  | 15785.0298 |  | 68.3914 | -5.6913e-06 | 88953866.4223 | 136230.0247 | 3862.3647 | 167863.161 | 143620.2449 | 24077.0464 | 54486.5743 | 0 | 206754.3722 | 537932.4653 | 367149.961 | 1641976.2144 | 3144235.0165 | 9538866.1504 |  | 1478867.319 | 2789494.2999 | 0 | 18593439.0003 |  | 13335.2143 | 0.026414 | 703910.8614 |  | 15785.0298
1 | 1600 | 707 | 0.035 | 15 | 15 | 7 | 1.7783e-11 | 0 | Water | Porous | Wet | R245fa | MinimizeLCOE | IgnoreSilica | 6.7371 | 0.52957 | 0.0093572 | 4 | 507309.6633 |  | 11376.2957 |  | 68.8409 | -5.6531e-06 | 115390318.1444 | 168329.1664 | 4797.2944 | 213064.5266 | 184166.7846 | 24077.0464 | 63063.1538 | 0 | 256424.2091 | 667163.1923 | 455352.5876 | 2036437.9613 | 3144235.0165 | 9538866.1504 |  | 1478867.319 | 2789494.2999 | 0 | 18987900.7471 |  | 17782.7941 | 0.037429 | 507309.6633 |  | 11376.2957
1 | 1600 | 707 | 0.035 | 15 | 15 | 7 | 2.3714e-11 | 0 | Water | Porous | Wet | R245fa | MinimizeLCOE | IgnoreSilica | 8.8714 | 0.70553 | 0.013021 | 4 | 373819.5077 |  | 8382.8115 |  | 69.1754 | -5.5736e-06 | 157048116.2626 | 206128.5405 | 5898.4416 | 267965.9646 | 236355.9709 | 24077.0464 | 72703.6036 | 0 | 317120.5313 | 825082.5722 | 563135.8093 | 2518468.4804 | 3144235.0165 | 9538866.1504 |  | 1478867.319 | 2789494.2999 | 0 | 19469931.2662 |  | 23713.7371 | 0.052084 | 373819.5077 |  | 8382.8115
1 | 1600 | 707 | 0.035 | 15 | 15 | 7 | 3.1623e-11 | 0 | Water | Porous | Wet | R245fa | MinimizeLCOE | IgnoreSilica | 11.6487 | 0.93459 | 0.017879 | 4 | 280602.7537 |  | 6292.4485 |  | 69.4291 | -5.4838e-06 | 200138081.5641 | 251262.2786 | 7213.0368 | 335489.6909 | 304274.9548 | 24077.0464 | 83891.2136 | 0 | 392421.2062 | 1020999.482 | 696853.1259 | 3116482.0353 | 3144235.0165 | 9538866.1504 |  | 1478867.319 | 2789494.2999 | 0 | 20067944.8211 |  | 31622.7766 | 0.071517 | 280602.7537 |  | 6292.4485
1 | 1600 | 707 | 0.035 | 15 | 15 | 7 | 4.217e-11 | 0 | Water | Porous | Wet | R245fa | MinimizeLCOE | IgnoreSilica | 15.2218 | 1.2293 | 0.024284 | 4 | 214165.4922 |  | 4802.609 |  | 69.6206 | -5.3751e-06 | 248758592.0675 | 304664.9704 | 8767.8033 | 417694.3749 | 391661.442 | 24077.0464 | 96642.9153 | 0 | 484968.3354 | 1261788.1281 | 861196.3246 | 3851461.3405 | 3144235.0165 | 9538866.1504 |  | 1478867.319 | 2789494.2999 | 0 | 20802924.1264 |  | 42169.6503 | 0.097135 | 214165.4922 |  | 4802.609
1 | 1600 | 707 | 0.035 | 15 | 15 | 7 | 5.6234e-11 | 0 | Water | Porous | Wet | R245fa | MinimizeLCOE | IgnoreSilica | 19.7339 | 1.6016 | 0.032647 | 4 | 166104.1652 |  | 3724.8455 |  | 69.7644 | -5.2353e-06 | 308016525.7322 | 366866.2827 | 10577.564 | 516083.8702 | 502019.22 | 24077.0464 | 110731.5409 | 0 | 596838.6545 | 1552851.7505 | 1059853.2276 | 4739899.1568 | 3144235.0165 | 9538866.1504 |  | 1478867.319 | 2789494.2999 | 0 | 21691361.9427 |  | 56234.1325 | 0.13059 | 166104.1652 |  | 3724.8455
1 | 1600 | 707 | 0.035 | 15 | 15 | 7 | 7.4989e-11 | 0 | Water | Porous | Wet | R245fa | MinimizeLCOE | IgnoreSilica | 25.3487 | 2.065 | 0.043432 | 4 | 130966.7119 |  | 2936.8966 |  | 69.8727 | -5.0675e-06 | 375006177.1283 | 438503.0947 | 12660.1449 | 632359.8011 | 639356.7344 | 24077.0464 | 126028.832 | 0 | 730464.4049 | 1900518.5426 | 1297142.9571 | 5801111.558 | 3144235.0165 | 9538866.1504 |  | 1478867.319 | 2789494.2999 | 0 | 22752574.3439 |  | 74989.4209 | 0.17373 | 130966.7119 |  | 2936.8966
1 | 1600 | 707 | 0.035 | 15 | 15 | 7 | 1e-10 | 0 | Water | Porous | Wet | R245fa | MinimizeLCOE | IgnoreSilica | 32.1286 | 2.6245 | 0.057054 | 4 | 105099.9611 |  | 2356.8411 |  | 69.9541 | -4.863e-06 | 451844999.8663 | 518891.6269 | 14994.9213 | 766038.0406 | 805209.0117 | 24077.0464 | 141853.7575 | 0 | 885715.1177 | 2304449.0512 | 1572833.8291 | 7034062.4024 | 3144235.0165 | 9538866.1504 |  | 1478867.319 | 2789494.2999 | 0 | 23985525.1883 |  | 100000 | 0.22822 | 105099.9611 |  | 2356.8411
1 | 1600 | 707 | 0.035 | 15 | 15 | 7 | 1.3335e-10 | 0 | Water | Porous | Wet | R245fa | MinimizeLCOE | IgnoreSilica | 40.0628 | 3.2795 | 0.073782 | 4 | 85989.9855 |  | 1928.3045 |  | 70.0158 | -4.6267e-06 | 533918845.1777 | 606760.0902 | 17544.2927 | 915457.6322 | 999325.0323 | 24077.0464 | 157535.6094 | 0 | 1061072.8843 | 2760693.9889 | 1884230.374 | 8426696.9504 | 3144235.0165 | 9538866.1504 |  | 1478867.319 | 2789494.2999 | 0 | 25378159.7363 |  | 133352.1432 | 0.29513 | 85989.9855 |  | 1928.3045
1 | 1600 | 707 | 0.035 | 15 | 15 | 7 | 1.7783e-10 | 0 | Water | Porous | Wet | R245fa | MinimizeLCOE | IgnoreSilica | 48.9297 | 4.0117 | 0.093527 | 4 | 71863.8817 |  | 1611.5301 |  | 70.0628 | -4.3606e-06 | 618867204.6661 | 699033.2212 | 20218.6051 | 1075572.0464 | 1216294.7052 | 24077.0464 | 171971.9274 | 0 | 1250795.3451 | 3254312.9146 | 2221135.4337 | 9933411.2451 | 3144235.0165 | 9538866.1504 |  | 1478867.319 | 2789494.2999 | 0 | 26884874.0309 |  | 177827.941 | 0.37411 | 71863.8817 |  | 1611.5301
1 | 1600 | 707 | 0.035 | 15 | 15 | 7 | 2.3714e-10 | 0 | Water | Porous | Wet | R245fa | MinimizeLCOE | IgnoreSilica | 58.2575 | 4.7823 | 0.11566 | 4 | 61439.9524 |  | 1377.776 |  | 70.0987 | -4.0676e-06 | 705844541.6911 | 790916.3471 | 22878.8485 | 1237864.8053 | 1444599.6435 | 24077.0464 | 183809.5893 | 0 | 1444617.0492 | 3758597.2304 | 2565319.8412 | 11472680.401 | 3144235.0165 | 9538866.1504 |  | 1478867.319 | 2789494.2999 | 0 | 28424143.1869 |  | 237137.3706 | 0.46263 | 61439.9524 |  | 1377.776
1 | 1600 | 707 | 0.035 | 15 | 15 | 7 | 3.1623e-10 | 0 | Water | Porous | Wet | R245fa | MinimizeLCOE | IgnoreSilica | 67.505 | 5.5467 | 0.13907 | 4 | 53769.3188 |  | 1205.7639 |  | 70.1265 | -3.7636e-06 | 790031988.0995 | 877840.323 | 25393.1294 | 1393727.1058 | 1671004.142 | 24077.0464 | 192322.5907 | 0 | 1631902.0915 | 4245874.493 | 2897896.5855 | 12960037.5073 | 3144235.0165 | 9538866.1504 |  | 1478867.319 | 2789494.2999 | 0 | 29911500.2931 |  | 316227.766 | 0.55629 | 53769.3188 |  | 1205.7639
1 | 1600 | 707 | 0.035 | 15 | 15 | 7 | 4.217e-10 | 0 | Water | Porous | Wet | R245fa | MinimizeLCOE | IgnoreSilica | 76.1381 | 6.2606 | 0.1624 | 4 | 48138.1136 |  | 1079.4855 |  | 70.1483 | -3.4644e-06 | 868366022.4416 | 955912.5377 | 27649.5293 | 1535459.6215 | 1882435.8101 | 24077.0464 | 197318.3996 | 0 | 1802912.6485 | 4690808.883 | 3201573.4492 | 14318147.9254 | 3144235.0165 | 9538866.1504 |  | 1478867.319 | 2789494.2999 | 0 | 31269610.7113 |  | 421696.5034 | 0.64958 | 48138.1136 |  | 1079.4855
1 | 1600 | 707 | 0.035 | 15 | 15 | 7 | 5.6234e-10 | 0 | Water | Porous | Wet | R245fa | MinimizeLCOE | IgnoreSilica | 83.805 | 6.895 | 0.18436 | 4 | 44008.2681 |  | 986.8747 |  | 70.1654 | -3.187e-06 | 937561343.3326 | 1023130.4601 | 29590.9165 | 1658699.6737 | 2070269.1225 | 24077.0464 | 199334.5996 | 0 | 1951989.7093 | 5078676.8154 | 3466301.2829 | 15502069.6262 | 3144235.0165 | 9538866.1504 |  | 1478867.319 | 2789494.2999 | 0 | 32453532.412 |  | 562341.3252 | 0.73744 | 44008.2681 |  | 986.8747
1 | 1600 | 707 | 0.035 | 15 | 15 | 7 | 7.4989e-10 | 0 | Water | Porous | Wet | R245fa | MinimizeLCOE | IgnoreSilica | 90.3233 | 7.4347 | 0.20404 | 4 | 40977.6681 |  | 918.9142 |  | 70.1788 | -2.9421e-06 | 996927070.4178 | 1078903.2831 | 31200.8796 | 1761750.2529 | 2230012.1738 | 24077.0464 | 199137.4505 | 0 | 2076781.6236 | 5403359.7782 | 3687904.0766 | 16493126.5647 | 3144235.0165 | 9538866.1504 |  | 1478867.319 | 2789494.2999 | 0 | 33444589.3506 |  | 749894.2093 | 0.81617 | 40977.6681 |  | 918.9142
1 | 1600 | 707 | 0.035 | 15 | 15 | 7 | 1e-09 | 0 | Water | Porous | Wet | R245fa | MinimizeLCOE | IgnoreSilica | 95.6628 | 7.8769 | 0.22094 | 4 | 38749.4249 |  | 868.9464 |  | 70.1892 | -2.7328e-06 | 1046974205.6415 | 1123741.9133 | 32494.6708 | 1845092.0684 | 2360906.4523 | 24077.0464 | 197491.255 | 0 | 2177683.3284 | 5665885.3163 | 3867083.1507 | 17294455.2017 | 3144235.0165 | 9538866.1504 |  | 1478867.319 | 2789494.2999 | 0 | 34245917.9876 |  | 1000000 | 0.88378 | 38749.4249 |  | 868.9464
1 | 1600 | 707 | 0.035 | 15 | 15 | 7 | 1.3335e-09 | 0 | Water | Porous | Wet | R245fa | MinimizeLCOE | IgnoreSilica | 99.9554 | 8.2326 | 0.23502 | 4 | 37106.7677 |  | 832.1102 |  | 70.1974 | -2.5609e-06 | 1087258610.5767 | 1159277.4268 | 33519.6991 | 1911441.6252 | 2466162.0246 | 24077.0464 | 195229.3648 | 0 | 2257985.8029 | 5874815.8826 | 4009682.5553 | 17932191.4277 | 3144235.0165 | 9538866.1504 |  | 1478867.319 | 2789494.2999 | 0 | 34883654.2135 |  | 1333521.4322 | 0.94009 | 37106.7677 |  | 832.1102
1 | 1600 | 707 | 0.035 | 15 | 15 | 7 | 1.7783e-09 | 0 | Water | Porous | Wet | R245fa | MinimizeLCOE | IgnoreSilica | 103.3271 | 8.5121 | 0.24643 | 4 | 35892.3489 |  | 804.8772 |  | 70.2036 | -2.4222e-06 | 1119707501.7192 | 1186888.9366 | 34315.9656 | 1963172.7574 | 2548854.1305 | 24077.0464 | 192760.7434 | 0 | 2320527.1361 | 6037535.6026 | 4120742.1077 | 18428874.4261 | 3144235.0165 | 9538866.1504 |  | 1478867.319 | 2789494.2999 | 0 | 35380337.2119 |  | 1778279.41 | 0.98573 | 35892.3489 |  | 804.8772
1 | 1600 | 707 | 0.035 | 15 | 15 | 7 | 2.3714e-09 | 0 | Water | Porous | Wet | R245fa | MinimizeLCOE | IgnoreSilica | 105.9406 | 8.7288 | 0.25551 | 4 | 34992.097 |  | 784.6893 |  | 70.2084 | -2.3121e-06 | 1145455410.2668 | 1208117.7911 | 34928.0566 | 2003048.1714 | 2612961.6999 | 24077.0464 | 190395.9589 | 0 | 2368676.2025 | 6162809.5966 | 4206244.1828 | 18811258.7062 | 3144235.0165 | 9538866.1504 |  | 1478867.319 | 2789494.2999 | 0 | 35762721.4921 |  | 2371373.7057 | 1.022 | 34992.097 |  | 784.6893
1 | 1600 | 707 | 0.035 | 15 | 15 | 7 | 3.1623e-09 | 0 | Water | Porous | Wet | R245fa | MinimizeLCOE | IgnoreSilica | 107.9675 | 8.8969 | 0.26264 | 4 | 34323.1475 |  | 769.6882 |  | 70.212 | -2.227e-06 | 1164951118.1619 | 1224480.5756 | 35399.78 | 2033842.9268 | 2662685.2765 | 24077.0464 | 188368.1462 | 0 | 2405852.9631 | 6259535.9017 | 4272261.8735 | 19106504.4898 | 3144235.0165 | 9538866.1504 |  | 1478867.319 | 2789494.2999 | 0 | 36057967.2756 |  | 3162277.6602 | 1.0505 | 34323.1475 |  | 769.6882
1 | 1600 | 707 | 0.035 | 15 | 15 | 7 | 4.217e-09 | 0 | Water | Porous | Wet | R245fa | MinimizeLCOE | IgnoreSilica | 109.5 | 9.0241 | 0.26814 | 4 | 33825.0785 |  | 758.5192 |  | 70.2148 | -2.1605e-06 | 1180067658.7123 | 1236795.8771 | 35754.782 | 2057054.0077 | 2700285.9383 | 24077.0464 | 186595.404 | 0 | 2433819.5916 | 6332299.3324 | 4321924.4101 | 19328606.3897 | 3144235.0165 | 9538866.1504 |  | 1478867.319 | 2789494.2999 | 0 | 36280069.1755 |  | 4216965.0343 | 1.0726 | 33825.0785 |  | 758.5192
1 | 1600 | 707 | 0.035 | 15 | 15 | 7 | 5.6234e-09 | 0 | Water | Porous | Wet | R245fa | MinimizeLCOE | IgnoreSilica | 110.6741 | 9.1215 | 0.27239 | 4 | 33453.6372 |  | 750.1897 |  | 70.2169 | -2.1099e-06 | 1192221961.5538 | 1246198.237 | 36025.7947 | 2074794.226 | 2729094.3064 | 24077.0464 | 185181.8789 | 0 | 2455194.8809 | 6387913.4503 | 4359882.1883 | 19498362.0089 | 3144235.0165 | 9538866.1504 |  | 1478867.319 | 2789494.2999 | 0 | 36449824.7948 |  | 5623413.2519 | 1.0896 | 33453.6372 |  | 750.1897
1 | 1600 | 707 | 0.035 | 15 | 15 | 7 | 7.4989e-09 | 0 | Water | Porous | Wet | R245fa | MinimizeLCOE | IgnoreSilica | 111.5755 | 9.1963 | 0.27565 | 4 | 33176.2734 |  | 743.9699 |  | 70.2185 | -2.0718e-06 | 1200706640.3366 | 1253398.497 | 36233.3222 | 2088390.7393 | 2751214.5866 | 24077.0464 | 184096.774 | 0 | 2471590.2766 | 6430570.9068 | 4388996.7789 | 19628568.9278 | 3144235.0165 | 9538866.1504 |  | 1478867.319 | 2789494.2999 | 0 | 36580031.7136 |  | 7498942.0933 | 1.1026 | 33176.2734 |  | 743.9699
1 | 1600 | 707 | 0.035 | 15 | 15 | 7 | 1e-08 | 0 | Water | Porous | Wet | R245fa | MinimizeLCOE | IgnoreSilica | 112.2406 | 9.2515 | 0.27811 | 4 | 32968.9508 |  | 739.3207 |  | 70.2197 | -2.0422e-06 | 1207696832.8776 | 1258700.7167 | 36386.1374 | 2098409.269 | 2767536.3883 | 24077.0464 | 183184.5539 | 0 | 2483634.7036 | 6461908.0351 | 4410385.0129 | 19724221.8633 | 3144235.0165 | 9538866.1504 |  | 1478867.319 | 2789494.2999 | 0 | 36675684.6492 |  | 10000000 | 1.1124 | 32968.9508 |  | 739.3207
1 | 1700 | 707 | 0.035 | 15 | 15 | 7 | 1e-13 | 0 | Water | Porous | Wet | R245fa | MinimizeLCOE | IgnoreSilica | 0 | 0 | 0 | 4 |  |  |  |  | 0 | 0 | 0 | 1906.6257 | 39.946 | 1932.9522 | 24903.8433 | 24077.0464 | 25445.9091 | 0 | 30539.4658 | 79457.4256 | 54231.3256 | 242534.5397 | 3144235.0165 | 10138638.0786 |  | 1478867.319 | 2909448.6856 | 0 |  |  | 100 | 0
1 | 1700 | 707 | 0.035 | 15 | 15 | 7 | 1.3335e-13 | 0 | Water | Porous | Wet | R245fa | MinimizeLCOE | IgnoreSilica | 0 | 0 | 0 | 4 |  |  |  |  | 0 | 0 | 13530625432.0335 | 1910.7898 | 40.0401 | 1937.429 | 24905.9298 | 24077.0464 | 22480.0828 | 0 | 29387.0139 | 76458.9822 | 52184.8264 | 233382.1404 | 3144235.0165 | 10138638.0786 |  | 1478867.319 | 2909448.6856 | 0 |  |  | 133.3521 | 0
1 | 1700 | 707 | 0.035 | 15 | 15 | 7 | 1.7783e-13 | 0 | Water | Porous | Wet | R245fa | MinimizeLCOE | IgnoreSilica | 0 | 0 | 0 | 4 |  |  |  |  | 0 | 0 | 9884586392.5257 | 1913.9345 | 40.1111 | 1940.8094 | 24907.5052 | 24077.0464 | 19941.2239 | 0 | 28400.0459 | 73891.0938 | 50432.1898 | 225543.96 | 3144235.0165 | 10138638.0786 |  | 1478867.319 | 2909448.6856 | 0 |  |  | 177.8279 | 0
1 | 1700 | 707 | 0.035 | 15 | 15 | 7 | 2.3714e-13 | 0 | Water | Porous | Wet | R245fa | MinimizeLCOE | IgnoreSilica | 0 | 0 | 0 | 4 |  |  |  |  | 0 | 0 | 7148903670.8527 | 1916.2976 | 40.1646 | 1943.3492 | 24908.6887 | 24077.0464 | 17754.1326 | 0 | 27549.4748 | 71678.0823 | 48921.764 | 218789 | 3144235.0165 | 10138638.0786 |  | 1478867.319 | 2909448.6856 | 0 |  |  | 237.1374 | 0
1 | 1700 | 707 | 0.035 | 15 | 15 | 7 | 3.1623e-13 | 0 | Water | Porous | Wet | R245fa | MinimizeLCOE | IgnoreSilica | 0 | 0 | 0 | 4 |  |  |  |  | 0 | 0 | 5096557151.7897 | 1918.0277 | 40.2037 | 1945.2086 | 24909.5551 | 24077.0464 | 15855.9838 | 0 | 26810.9499 | 69756.5919 | 47610.3073 | 212923.8743 | 3144235.0165 | 10138638.0786 |  | 1478867.319 | 2909448.6856 | 0 |  |  | 316.2278 | 0
1 | 1700 | 707 | 0.035 | 15 | 15 | 7 | 4.217e-13 | 0 | Water | Porous | Wet | R245fa | MinimizeLCOE | IgnoreSilica | 0 | 0 | 0 | 4 |  |  |  |  | 0 | 0 | 3556999590.4521 | 1919.329 | 40.2331 | 1946.607 | 24910.2067 | 24077.0464 | 14193.8085 | 0 | 26164.0199 | 68073.4129 | 46461.5031 | 207786.1665 | 3144235.0165 | 10138638.0786 |  | 1478867.319 | 2909448.6856 | 0 |  |  | 421.6965 | 0
1 | 1700 | 707 | 0.035 | 15 | 15 | 7 | 5.6234e-13 | 0 | Water | Porous | Wet | R245fa | MinimizeLCOE | IgnoreSilica | 0 | 0 | 0 | 4 |  |  |  |  | 0 | 0 | 2402201607.1929 | 1920.3069 | 40.2552 | 1947.6579 | 24910.6963 | 24077.0464 | 12722.0586 | 0 | 25591.0283 | 66582.6062 | 45443.9969 | 203235.6526 | 3144235.0165 | 10138638.0786 |  | 1478867.319 | 2909448.6856 | 0 |  |  | 562.3413 | 0
1 | 1700 | 707 | 0.035 | 15 | 15 | 7 | 7.4989e-13 | 0 | Water | Porous | Wet | R245fa | MinimizeLCOE | IgnoreSilica | 0 | 0 | 0 | 4 |  |  |  |  | 0 | 0 | 1536067373.4949 | 1921.0084 | 40.2711 | 1948.4117 | 24911.0475 | 24077.0464 | 11400.2792 | 0 | 25076.245 | 65243.2458 | 44529.8558 | 199147.4109 | 3144235.0165 | 10138638.0786 |  | 1478867.319 | 2909448.6856 | 0 |  |  | 749.8942 | 0
1 | 1700 | 707 | 0.035 | 15 | 15 | 7 | 1e-12 | 0 | Water | Porous | Wet | R245fa | MinimizeLCOE | IgnoreSilica | 0 | 0 | 0 | 4 |  |  |  |  | 0 | 0 | 886476424.9258 | 1920.6907 | 40.2639 | 1948.0703 | 24910.8885 | 24077.0464 | 10190.1186 | 0 | 24603.9606 | 64014.4584 | 43691.1833 | 195396.6807 | 3144235.0165 | 10138638.0786 |  | 1478867.319 | 2909448.6856 | 0 |  |  | 1000 | 0
1 | 1700 | 707 | 0.035 | 15 | 15 | 7 | 1.3335e-12 | 0 | Water | Porous | Wet | R245fa | MinimizeLCOE | IgnoreSilica | 0 | 0 | 0 | 4 |  |  |  |  | 0 | 0 | 399381787.7296 | 1920.4527 | 40.2585 | 1947.8146 | 24910.7693 | 24077.0464 | 9051.6569 | 0 | 24159.7194 | 62858.634 | 42902.3093 | 191868.661 | 3144235.0165 | 10138638.0786 |  | 1478867.319 | 2909448.6856 | 0 |  |  | 1333.5214 | 0
1 | 1700 | 707 | 0.035 | 15 | 15 | 7 | 1.7783e-12 | 0 | Water | Porous | Wet | R245fa | MinimizeLCOE | IgnoreSilica | 0.67593 | 0.037378 | 7.2034e-05 | 4 | 62760722.847 |  | 1407393.9373 |  | 60.1518 | -5.4716e-06 | 8391482.16 | 24467.1098 | 637.7615 | 25725.9258 | 37047.4128 | 24077.0464 | 21184.3344 | 0 | 51924.4404 | 135096.7426 | 92206.3028 | 412367.0764 | 3144235.0165 | 10138638.0786 |  | 1478867.319 | 2909448.6856 | 0 | 18083556.1761 |  | 1778.2794 | 0.00028813 | 62760722.847 |  | 1407393.9373
1 | 1700 | 707 | 0.035 | 15 | 15 | 7 | 2.3714e-12 | 0 | Water | Porous | Wet | R245fa | MinimizeLCOE | IgnoreSilica | 1.0269 | 0.067874 | 0.00048535 | 4 | 9386338.9791 |  | 210486.3675 |  | 64.2389 | -6.3384e-06 | 1933503.9047 | 38773.2867 | 1048.0679 | 41329.8479 | 46064.5986 | 24077.0464 | 26704.7882 | 0 | 69419.0779 | 180614.2008 | 123272.9033 | 551303.8177 | 3144235.0165 | 10138638.0786 |  | 1478867.319 | 2909448.6856 | 0 | 18222492.9174 |  | 2371.3737 | 0.0019414 | 9386338.9791 |  | 210486.3675
1 | 1700 | 707 | 0.035 | 15 | 15 | 7 | 3.1623e-12 | 0 | Water | Porous | Wet | R245fa | MinimizeLCOE | IgnoreSilica | 1.4633 | 0.10691 | 0.0011326 | 4 | 4057022.1888 |  | 90977.7353 |  | 66.8205 | -6.8068e-06 | 22957745.8304 | 54601.0503 | 1510.296 | 59327.2378 | 57360.6543 | 24077.0464 | 32203.0807 | 0 | 89340.9526 | 232446.8322 | 158649.7393 | 709516.8896 | 3144235.0165 | 10138638.0786 |  | 1478867.319 | 2909448.6856 | 0 | 18380705.9893 |  | 3162.2777 | 0.0045306 | 4057022.1888 |  | 90977.7353
1 | 1700 | 707 | 0.035 | 15 | 15 | 7 | 4.217e-12 | 0 | Water | Porous | Wet | R245fa | MinimizeLCOE | IgnoreSilica | 2.0041 | 0.15596 | 0.002065 | 4 | 2247199.0239 |  | 50392.8913 |  | 68.5569 | -6.9909e-06 | 15775364.8217 | 72193.3662 | 2028.6973 | 80146.0056 | 71416.141 | 24077.0464 | 37727.8396 | 0 | 112159.7475 | 291816.6558 | 199170.8638 | 890736.3631 | 3144235.0165 | 10138638.0786 |  | 1478867.319 | 2909448.6856 | 0 | 18561925.4628 |  | 4216.965 | 0.00826 | 2247199.0239 |  | 50392.8913
1 | 1700 | 707 | 0.035 | 15 | 15 | 7 | 5.6234e-12 | 0 | Water | Porous | Wet | R245fa | MinimizeLCOE | IgnoreSilica | 2.7009 | 0.2196 | 0.0033598 | 4 | 1397391.2426 |  | 31336.1586 |  | 69.8162 | -7.0546e-06 | 49882096.4158 | 92657.1067 | 2634.6242 | 105282.5276 | 89560.2103 | 24077.0464 | 43788.7927 | 0 | 139620.1201 | 363262.9124 | 247934.402 | 1108817.7425 | 3144235.0165 | 10138638.0786 |  | 1478867.319 | 2909448.6856 | 0 | 18780006.8422 |  | 5623.4133 | 0.013439 | 1397391.2426 |  | 31336.1586
1 | 1700 | 707 | 0.035 | 15 | 15 | 7 | 7.4989e-12 | 0 | Water | Porous | Wet | R245fa | MinimizeLCOE | IgnoreSilica | 3.6218 | 0.304 | 0.0051255 | 4 | 929222.3515 |  | 20837.5851 |  | 70.7626 | -7.0831e-06 | 74503320.2609 | 117162.8722 | 3362.2098 | 136470.8018 | 113561.9671 | 24077.0464 | 50863.1938 | 0 | 173744.2555 | 452046.9129 | 308531.3067 | 1379820.5661 | 3144235.0165 | 10138638.0786 |  | 1478867.319 | 2909448.6856 | 0 | 19051009.6658 |  | 7498.9421 | 0.020502 | 929222.3515 |  | 20837.5851
1 | 1700 | 707 | 0.035 | 15 | 15 | 7 | 1e-11 | 0 | Water | Porous | Wet | R245fa | MinimizeLCOE | IgnoreSilica | 4.8204 | 0.41409 | 0.0075064 | 4 | 645566.0011 |  | 14476.6605 |  | 71.4667 | -7.0565e-06 | 109105802.3866 | 146160.0532 | 4224.2821 | 174657.3646 | 144821.3317 | 24077.0464 | 58916.6417 | 0 | 215614.1207 | 560983.7134 | 382882.9115 | 1712337.4652 | 3144235.0165 | 10138638.0786 |  | 1478867.319 | 2909448.6856 | 0 | 19383526.5649 |  | 10000 | 0.030026 | 645566.0011 |  | 14476.6605
1 | 1700 | 707 | 0.035 | 15 | 15 | 7 | 1.3335e-11 | 0 | Water | Porous | Wet | R245fa | MinimizeLCOE | IgnoreSilica | 6.4035 | 0.55969 | 0.010699 | 4 | 462664.4765 |  | 10375.1383 |  | 72.0006 | -7.0196e-06 | 139225174.9654 | 181082.8464 | 5263.0581 | 222176.1929 | 186128.0932 | 24077.0464 | 68436.3207 | 0 | 267993.7875 | 697264.8621 | 475897.5957 | 2128319.8032 | 3144235.0165 | 10138638.0786 |  | 1478867.319 | 2909448.6856 | 0 | 19799508.9029 |  | 13335.2143 | 0.042795 | 462664.4765 |  | 10375.1383
1 | 1700 | 707 | 0.035 | 15 | 15 | 7 | 1.7783e-11 | 0 | Water | Porous | Wet | R245fa | MinimizeLCOE | IgnoreSilica | 8.4427 | 0.74736 | 0.014952 | 4 | 339548.1523 |  | 7614.2847 |  | 72.3977 | -6.929e-06 | 188245552.1479 | 222218.371 | 6486.6773 | 279920.3588 | 239344.1985 | 24077.0464 | 79153.6369 | 0 | 331968.1127 | 863712.9332 | 589501.8244 | 2636383.1592 | 3144235.0165 | 10138638.0786 |  | 1478867.319 | 2909448.6856 | 0 | 20307572.2589 |  | 17782.7941 | 0.059808 | 339548.1523 |  | 7614.2847
1 | 1700 | 707 | 0.035 | 15 | 15 | 7 | 2.3714e-11 | 0 | Water | Porous | Wet | R245fa | MinimizeLCOE | IgnoreSilica | 11.1003 | 0.99204 | 0.020601 | 4 | 254094.3723 |  | 5698.0045 |  | 72.6988 | -6.8244e-06 | 239414360.8127 | 271381.848 | 7948.6039 | 351022.4185 | 308704.8469 | 24077.0464 | 91618.3781 | 0 | 411353.7253 | 1070258.0129 | 730473.0854 | 3266837.9654 | 3144235.0165 | 10138638.0786 |  | 1478867.319 | 2909448.6856 | 0 | 20938027.065 |  | 23713.7371 | 0.082403 | 254094.3723 |  | 5698.0045
1 | 1700 | 707 | 0.035 | 15 | 15 | 7 | 3.1623e-11 | 0 | Water | Porous | Wet | R245fa | MinimizeLCOE | IgnoreSilica | 14.5038 | 1.3055 | 0.028056 | 4 | 193437.6691 |  | 4337.7927 |  | 72.9248 | -6.6835e-06 | 303612784.5347 | 329274.5837 | 9669.0744 | 437176.2684 | 397545.1015 | 24077.0464 | 105659.4791 | 0 | 508326.6058 | 1322561.5563 | 902675.4381 | 4036965.1537 | 3144235.0165 | 10138638.0786 |  | 1478867.319 | 2909448.6856 | 0 | 21708154.2534 |  | 31622.7766 | 0.11222 | 193437.6691 |  | 4337.7927
1 | 1700 | 707 | 0.035 | 15 | 15 | 7 | 4.217e-11 | 0 | Water | Porous | Wet | R245fa | MinimizeLCOE | IgnoreSilica | 18.8371 | 1.7046 | 0.037827 | 4 | 149667.0177 |  | 3356.2465 |  | 73.0956 | -6.5146e-06 | 376354872.5777 | 397236.8663 | 11687.1451 | 541116.0942 | 510663.7606 | 24077.0464 | 121422.5055 | 0 | 626419.333 | 1629814.6082 | 1112381.9595 | 4974819.3187 | 3144235.0165 | 10138638.0786 |  | 1478867.319 | 2909448.6856 | 0 | 22646008.4184 |  | 42169.6503 | 0.15131 | 149667.0177 |  | 3356.2465
1 | 1700 | 707 | 0.035 | 15 | 15 | 7 | 5.6234e-11 | 0 | Water | Porous | Wet | R245fa | MinimizeLCOE | IgnoreSilica | 24.248 | 2.2032 | 0.050486 | 4 | 117699.4469 |  | 2639.3815 |  | 73.2242 | -6.3072e-06 | 461292909.9098 | 475730.2039 | 14015.6376 | 664322.3469 | 651926.5183 | 24077.0464 | 138569.9922 | 0 | 767770.2807 | 1997580.779 | 1363389.9279 | 6097382.7329 | 3144235.0165 | 10138638.0786 |  | 1478867.319 | 2909448.6856 | 0 | 23768571.8326 |  | 56234.1325 | 0.20194 | 117699.4469 |  | 2639.3815
1 | 1700 | 707 | 0.035 | 15 | 15 | 7 | 7.4989e-11 | 0 | Water | Porous | Wet | R245fa | MinimizeLCOE | IgnoreSilica | 30.8936 | 2.8155 | 0.066628 | 4 | 94156.4528 |  | 2111.4355 |  | 73.3216 | -6.0676e-06 | 552710820.3281 | 565216.9438 | 16667.3056 | 808273.7985 | 825436.3803 | 24077.0464 | 156873.0115 | 0 | 934652.3496 | 2431773.69 | 1659735.5114 | 7422706.037 | 3144235.0165 | 10138638.0786 |  | 1478867.319 | 2909448.6856 | 0 | 25093895.1367 |  | 74989.4209 | 0.26651 | 94156.4528 |  | 2111.4355
1 | 1700 | 707 | 0.035 | 15 | 15 | 7 | 1e-10 | 0 | Water | Porous | Wet | R245fa | MinimizeLCOE | IgnoreSilica | 38.7593 | 3.5405 | 0.086684 | 4 | 76730.2754 |  | 1720.6578 |  | 73.3951 | -5.7828e-06 | 655832825.2503 | 663978.6379 | 19590.3058 | 970819.2922 | 1030830.6744 | 24077.0464 | 175222.9948 | 0 | 1124962.391 | 2926921.38 | 1997683.9841 | 8934086.7065 | 3144235.0165 | 10138638.0786 |  | 1478867.319 | 2909448.6856 | 0 | 26605275.8062 |  | 100000 | 0.34674 | 76730.2754 |  | 1720.6578
1 | 1700 | 707 | 0.035 | 15 | 15 | 7 | 1.3335e-10 | 0 | Water | Porous | Wet | R245fa | MinimizeLCOE | IgnoreSilica | 47.7239 | 4.367 | 0.11077 | 4 | 63806.3884 |  | 1430.8427 |  | 73.4513 | -5.4598e-06 | 763501797.865 | 769525.7581 | 22710.2918 | 1148194.637 | 1264960.6379 | 24077.0464 | 192610.2054 | 0 | 1334610.6449 | 3472383.1316 | 2369972.8377 | 10599045.1907 | 3144235.0165 | 10138638.0786 |  | 1478867.319 | 2909448.6856 | 0 | 28270234.2904 |  | 133352.1432 | 0.44306 | 63806.3884 |  | 1430.8427
1 | 1700 | 707 | 0.035 | 15 | 15 | 7 | 1.7783e-10 | 0 | Water | Porous | Wet | R245fa | MinimizeLCOE | IgnoreSilica | 57.4144 | 5.2608 | 0.13837 | 4 | 54228.2645 |  | 1216.0556 |  | 73.4944 | -5.1034e-06 | 873537370.1382 | 877229.8493 | 25890.221 | 1332587.0143 | 1518108.0176 | 24077.0464 | 207605.1699 | 0 | 1554343.9542 | 4044084.1291 | 2760170.5157 | 12344095.9174 | 3144235.0165 | 10138638.0786 |  | 1478867.319 | 2909448.6856 | 0 | 30015285.0171 |  | 177827.941 | 0.5535 | 54228.2645 |  | 1216.0556
1 | 1700 | 707 | 0.035 | 15 | 15 | 7 | 2.3714e-10 | 0 | Water | Porous | Wet | R245fa | MinimizeLCOE | IgnoreSilica | 67.2829 | 6.1715 | 0.16833 | 4 | 47147.0103 |  | 1057.2602 |  | 73.5279 | -4.7269e-06 | 981903630.525 | 981566.8689 | 28967.3307 | 1514096.6437 | 1775980.4461 | 24077.0464 | 219019.5511 | 0 | 1772046.0759 | 4610500.3928 | 3146761.2544 | 14073015.6099 | 3144235.0165 | 10138638.0786 |  | 1478867.319 | 2909448.6856 | 0 | 31744204.7096 |  | 237137.3706 | 0.6733 | 47147.0103 |  | 1057.2602
1 | 1700 | 707 | 0.035 | 15 | 15 | 7 | 3.1623e-10 | 0 | Water | Porous | Wet | R245fa | MinimizeLCOE | IgnoreSilica | 76.7519 | 7.0458 | 0.19894 | 4 | 41926.5054 |  | 940.1917 |  | 73.5542 | -4.3504e-06 | 1083724830.8005 | 1077573.5066 | 31796.0215 | 1683359.0921 | 2023497.0943 | 24077.0464 | 226371.1721 | 0 | 1976002.8339 | 5141154.0398 | 3508943.2723 | 15692774.079 | 3144235.0165 | 10138638.0786 |  | 1478867.319 | 2909448.6856 | 0 | 33363963.1787 |  | 316227.766 | 0.79577 | 41926.5054 |  | 940.1917
1 | 1700 | 707 | 0.035 | 15 | 15 | 7 | 4.217e-10 | 0 | Water | Porous | Wet | R245fa | MinimizeLCOE | IgnoreSilica | 85.3487 | 7.84 | 0.22847 | 4 | 38085.373 |  | 854.0552 |  | 73.575 | -3.9945e-06 | 1175360078.7231 | 1161818.3262 | 34276.1643 | 1833499.5246 | 2248294.8434 | 24077.0464 | 229917.5233 | 0 | 2157434.537 | 5613202.1146 | 3831125.783 | 17133645.8629 | 3144235.0165 | 10138638.0786 |  | 1478867.319 | 2909448.6856 | 0 | 34804834.9626 |  | 421696.5034 | 0.91386 | 38085.373 |  | 854.0552
1 | 1700 | 707 | 0.035 | 15 | 15 | 7 | 5.6234e-10 | 0 | Water | Porous | Wet | R245fa | MinimizeLCOE | IgnoreSilica | 92.7741 | 8.5265 | 0.25544 | 4 | 35260.3747 |  | 790.7053 |  | 73.5915 | -3.6724e-06 | 1255440741.5672 | 1232649.6069 | 36360.07 | 1960815.1448 | 2442531.0686 | 24077.0464 | 230371.8865 | 0 | 2311453.881 | 6013928.854 | 4104630.0167 | 18356817.5749 | 3144235.0165 | 10138638.0786 |  | 1478867.319 | 2909448.6856 | 0 | 36028006.6746 |  | 562341.3252 | 1.0218 | 35260.3747 |  | 790.7053
1 | 1700 | 707 | 0.035 | 15 | 15 | 7 | 7.4989e-10 | 0 | Water | Porous | Wet | R245fa | MinimizeLCOE | IgnoreSilica | 98.9567 | 9.0983 | 0.27902 | 4 | 33180.4859 |  | 744.0643 |  | 73.6045 | -3.3931e-06 | 1323218791.734 | 1290408.5098 | 38058.5306 | 2065319.553 | 2604314.1906 | 24077.0464 | 228790.3093 | 0 | 2437877.5745 | 6342857.3713 | 4329130.4886 | 19360833.5741 | 3144235.0165 | 10138638.0786 |  | 1478867.319 | 2909448.6856 | 0 | 37032022.6738 |  | 749894.2093 | 1.1161 | 33180.4859 |  | 744.0643
1 | 1700 | 707 | 0.035 | 15 | 15 | 7 | 1e-09 | 0 | Water | Porous | Wet | R245fa | MinimizeLCOE | IgnoreSilica | 103.9728 | 9.5625 | 0.29891 | 4 | 31646.2459 |  | 709.6594 |  | 73.6146 | -3.1607e-06 | 1378922007.8045 | 1336525.0117 | 39414.1123 | 2149180.6938 | 2735608.8227 | 24077.0464 | 226158.6105 | 0 | 2539276.076 | 6606675.4726 | 4509191.7637 | 20166107.6098 | 3144235.0165 | 10138638.0786 |  | 1478867.319 | 2909448.6856 | 0 | 37837296.7095 |  | 1000000 | 1.1956 | 31646.2459 |  | 709.6594
1 | 1700 | 707 | 0.035 | 15 | 15 | 7 | 1.3335e-09 | 0 | Water | Porous | Wet | R245fa | MinimizeLCOE | IgnoreSilica | 107.948 | 9.9306 | 0.3152 | 4 | 30511.745 |  | 684.2185 |  | 73.6225 | -2.9718e-06 | 1423747997.2367 | 1372630.6518 | 40475.1184 | 2215088.8538 | 2839684.9296 | 24077.0464 | 223113.1386 | 0 | 2618877.198 | 6813781.2637 | 4650545.7217 | 20798273.922 | 3144235.0165 | 10138638.0786 |  | 1478867.319 | 2909448.6856 | 0 | 38469463.0216 |  | 1333521.4322 | 1.2608 | 30511.745 |  | 684.2185
1 | 1700 | 707 | 0.035 | 15 | 15 | 7 | 1.7783e-09 | 0 | Water | Porous | Wet | R245fa | MinimizeLCOE | IgnoreSilica | 111.0614 | 10.2189 | 0.32828 | 4 | 29670.7498 |  | 665.3593 |  | 73.6286 | -2.8218e-06 | 1458935232.1286 | 1400649.4561 | 41298.3031 | 2266382.7959 | 2921211.8192 | 24077.0464 | 220148.9655 | 0 | 2680769.6706 | 6974812.7815 | 4760453.0414 | 21289803.8797 | 3144235.0165 | 10138638.0786 |  | 1478867.319 | 2909448.6856 | 0 | 38960992.9794 |  | 1778279.41 | 1.3131 | 29670.7498 |  | 665.3593
1 | 1700 | 707 | 0.035 | 15 | 15 | 7 | 2.3714e-09 | 0 | Water | Porous | Wet | R245fa | MinimizeLCOE | IgnoreSilica | 113.4586 | 10.441 | 0.33858 | 4 | 29045.9069 |  | 651.3474 |  | 73.6332 | -2.7037e-06 | 1486765372.3429 | 1422075.4467 | 41927.6895 | 2305692.4209 | 2983997.8611 | 24077.0464 | 217434.3264 | 0 | 2728129.8685 | 7098034.3014 | 4844554.2607 | 21665923.2217 | 3144235.0165 | 10138638.0786 |  | 1478867.319 | 2909448.6856 | 0 | 39337112.3214 |  | 2371373.7057 | 1.3543 | 29045.9069 |  | 651.3474
1 | 1700 | 707 | 0.035 | 15 | 15 | 7 | 3.1623e-09 | 0 | Water | Porous | Wet | R245fa | MinimizeLCOE | IgnoreSilica | 115.3 | 10.6116 | 0.3466 | 4 | 28580.7491 |  | 640.9163 |  | 73.6368 | -2.6124e-06 | 1508349813.5709 | 1438447.7121 | 42408.5644 | 2335779.0028 | 3032230.1743 | 24077.0464 | 215127.9533 | 0 | 2764347.4767 | 7192265.0889 | 4908868.7094 | 21953551.7282 | 3144235.0165 | 10138638.0786 |  | 1478867.319 | 2909448.6856 | 0 | 39624740.8279 |  | 3162277.6602 | 1.3864 | 28580.7491 |  | 640.9163
1 | 1700 | 707 | 0.035 | 15 | 15 | 7 | 4.217e-09 | 0 | Water | Porous | Wet | R245fa | MinimizeLCOE | IgnoreSilica | 116.6982 | 10.7412 | 0.35279 | 4 | 28233.9052 |  | 633.1385 |  | 73.6394 | -2.5419e-06 | 1524784535.4007 | 1450831.2914 | 42772.2531 | 2358563.51 | 3068857.7099 | 24077.0464 | 213204.1116 | 0 | 2791739.3097 | 7263533.0194 | 4957510.5364 | 22171088.7878 | 3144235.0165 | 10138638.0786 |  | 1478867.319 | 2909448.6856 | 0 | 39842277.8875 |  | 4216965.0343 | 1.4112 | 28233.9052 |  | 633.1385
1 | 1700 | 707 | 0.035 | 15 | 15 | 7 | 5.6234e-09 | 0 | Water | Porous | Wet | R245fa | MinimizeLCOE | IgnoreSilica | 117.7628 | 10.8398 | 0.35753 | 4 | 27974.9442 |  | 627.3313 |  | 73.6415 | -2.4882e-06 | 1537345226.1423 | 1460232.9984 | 43048.3493 | 2375877.4892 | 3096748.9407 | 24077.0464 | 211671.9101 | 0 | 2812546.1263 | 7317668.088 | 4994458.8331 | 22336329.7815 | 3144235.0165 | 10138638.0786 |  | 1478867.319 | 2909448.6856 | 0 | 40007518.8812 |  | 5623413.2519 | 1.4301 | 27974.9442 |  | 627.3313
1 | 1700 | 707 | 0.035 | 15 | 15 | 7 | 7.4989e-09 | 0 | Water | Porous | Wet | R245fa | MinimizeLCOE | IgnoreSilica | 118.5741 | 10.915 | 0.36115 | 4 | 27781.3994 |  | 622.9911 |  | 73.643 | -2.4477e-06 | 1546673675.2625 | 1467381.5979 | 43258.2687 | 2389051.2599 | 3118003.9777 | 24077.0464 | 210485.3568 | 0 | 2828380.4279 | 7358865.6927 | 5022577.0449 | 22462080.6729 | 3144235.0165 | 10138638.0786 |  | 1478867.319 | 2909448.6856 | 0 | 40133269.7726 |  | 7498942.0933 | 1.4446 | 27781.3994 |  | 622.9911
1 | 1700 | 707 | 0.035 | 15 | 15 | 7 | 1e-08 | 0 | Water | Porous | Wet | R245fa | MinimizeLCOE | IgnoreSilica | 119.1855 | 10.9717 | 0.3639 | 4 | 27636.6304 |  | 619.7447 |  | 73.6442 | -2.4169e-06 | 1553779646.4659 | 1472760.1659 | 43416.2048 | 2398968.2665 | 3134023.3318 | 24077.0464 | 209556.3128 | 0 | 2840292.5179 | 7389858.5076 | 5043730.2778 | 22556682.6314 | 3144235.0165 | 10138638.0786 |  | 1478867.319 | 2909448.6856 | 0 | 40227871.7311 |  | 10000000 | 1.4556 | 27636.6304 |  | 619.7447
1 | 1800 | 707 | 0.035 | 15 | 15 | 7 | 1e-13 | 0 | Water | Porous | Wet | R245fa | MinimizeLCOE | IgnoreSilica | 0 | 0 | 0 | 4 |  |  |  |  | 0 | 0 | 17466267601.7572 | 2099.7443 | 44.3308 | 2139.819 | 24999.9645 | 24077.0464 | 24915.6111 | 0 | 30527.8413 | 79427.1809 | 54210.683 | 242442.2213 | 3144235.0165 | 10750130.1885 |  | 1478867.319 | 3031747.1076 | 0 |  |  | 100 | 0
1 | 1800 | 707 | 0.035 | 15 | 15 | 7 | 1.3335e-13 | 0 | Water | Porous | Wet | R245fa | MinimizeLCOE | IgnoreSilica | 0 | 0 | 0 | 4 |  |  |  |  | 0 | 0 | 12791961923.5733 | 2103.7795 | 44.4228 | 2144.1272 | 25001.9593 | 24077.0464 | 22014.7306 | 0 | 29400.5657 | 76494.241 | 52208.8913 | 233489.7638 | 3144235.0165 | 10750130.1885 |  | 1478867.319 | 3031747.1076 | 0 |  |  | 133.3521 | 0
1 | 1800 | 707 | 0.035 | 15 | 15 | 7 | 1.7783e-13 | 0 | Water | Porous | Wet | R245fa | MinimizeLCOE | IgnoreSilica | 0 | 0 | 0 | 4 |  |  |  |  | 0 | 0 | 9284707563.5549 | 2106.8186 | 44.4922 | 2147.3713 | 25003.4611 | 24077.0464 | 19527.3288 | 0 | 28433.5422 | 73978.2443 | 50491.6718 | 225809.9767 | 3144235.0165 | 10750130.1885 |  | 1478867.319 | 3031747.1076 | 0 |  |  | 177.8279 | 0
1 | 1800 | 707 | 0.035 | 15 | 15 | 7 | 2.3714e-13 | 0 | Water | Porous | Wet | R245fa | MinimizeLCOE | IgnoreSilica | 0 | 0 | 0 | 4 |  |  |  |  | 0 | 0 | 6653478208.5472 | 2109.0574 | 44.5433 | 2149.7609 | 25004.5672 | 24077.0464 | 17379.8743 | 0 | 27598.2913 | 71805.0927 | 49008.4512 | 219176.6845 | 3144235.0165 | 10750130.1885 |  | 1478867.319 | 3031747.1076 | 0 |  |  | 237.1374 | 0
1 | 1800 | 707 | 0.035 | 15 | 15 | 7 | 3.1623e-13 | 0 | Water | Porous | Wet | R245fa | MinimizeLCOE | IgnoreSilica | 0 | 0 | 0 | 4 |  |  |  |  | 0 | 0 | 4679649838.2437 | 2110.7426 | 44.5817 | 2151.5594 | 25005.3997 | 24077.0464 | 15510.7407 | 0 | 26871.0275 | 69912.9015 | 47716.9919 | 213400.9913 | 3144235.0165 | 10750130.1885 |  | 1478867.319 | 3031747.1076 | 0 |  |  | 316.2278 | 0
1 | 1800 | 707 | 0.035 | 15 | 15 | 7 | 4.217e-13 | 0 | Water | Porous | Wet | R245fa | MinimizeLCOE | IgnoreSilica | 0 | 0 | 0 | 4 |  |  |  |  | 0 | 0 | 3199096231.2447 | 2112.0099 | 44.6107 | 2152.9119 | 25006.0257 | 24077.0464 | 13867.4892 | 0 | 26231.4366 | 68248.8172 | 46581.2201 | 208321.5676 | 3144235.0165 | 10750130.1885 |  | 1478867.319 | 3031747.1076 | 0 |  |  | 421.6965 | 0
1 | 1800 | 707 | 0.035 | 15 | 15 | 7 | 5.6234e-13 | 0 | Water | Porous | Wet | R245fa | MinimizeLCOE | IgnoreSilica | 0 | 0 | 0 | 4 |  |  |  |  | 0 | 0 | 2088621068.1124 | 2112.9624 | 44.6324 | 2153.9282 | 25006.496 | 24077.0464 | 12404.4057 | 0 | 25661.7937 | 66766.7233 | 45569.6606 | 203797.6488 | 3144235.0165 | 10750130.1885 |  | 1478867.319 | 3031747.1076 | 0 |  |  | 562.3413 | 0
1 | 1800 | 707 | 0.035 | 15 | 15 | 7 | 7.4989e-13 | 0 | Water | Porous | Wet | R245fa | MinimizeLCOE | IgnoreSilica | 0 | 0 | 0 | 4 |  |  |  |  | 0 | 0 | 1255767647.3119 | 2113.5387 | 44.6456 | 2154.5432 | 25006.7807 | 24077.0464 | 11079.7368 | 0 | 25145.7536 | 65424.0928 | 44653.2876 | 199699.4253 | 3144235.0165 | 10750130.1885 |  | 1478867.319 | 3031747.1076 | 0 |  |  | 749.8942 | 0
1 | 1800 | 707 | 0.035 | 15 | 15 | 7 | 1e-12 | 0 | Water | Porous | Wet | R245fa | MinimizeLCOE | IgnoreSilica | 0 | 0 | 0 | 4 |  |  |  |  | 0 | 0 | 631109521.9397 | 2113.2103 | 44.6381 | 2154.1928 | 25006.6185 | 24077.0464 | 9851.9264 | 0 | 24666.5766 | 64177.3726 | 43802.3755 | 195893.9571 | 3144235.0165 | 10750130.1885 |  | 1478867.319 | 3031747.1076 | 0 |  |  | 1000 | 0
1 | 1800 | 707 | 0.035 | 15 | 15 | 7 | 1.3335e-12 | 0 | Water | Porous | Wet | R245fa | MinimizeLCOE | IgnoreSilica | 0 | 0 | 0 | 4 |  |  |  |  | 0 | 0 | 162811336.5047 | 2112.9642 | 44.6324 | 2153.9302 | 25006.497 | 24077.0464 | 8673.0223 | 0 | 24206.5561 | 62980.4935 | 42985.481 | 192240.6232 | 3144235.0165 | 10750130.1885 |  | 1478867.319 | 3031747.1076 | 0 |  |  | 1333.5214 | 0
1 | 1800 | 707 | 0.035 | 15 | 15 | 7 | 1.7783e-12 | 0 | Water | Porous | Wet | R245fa | MinimizeLCOE | IgnoreSilica | 0.93431 | 0.065397 | 0.0004025 | 4 | 11770063.8941 |  | 263940.8186 |  | 65.6873 | -7.5029e-06 | 26915497.7375 | 38474.6687 | 1048.8189 | 40074.3952 | 44787.8084 | 24077.0464 | 27478.9218 | 0 | 68617.2472 | 178528.0018 | 121849.0296 | 544935.938 | 3144235.0165 | 10750130.1885 |  | 1478867.319 | 3031747.1076 | 0 | 18949915.5696 |  | 1778.2794 | 0.00161 | 11770063.8941 |  | 263940.8186
1 | 1800 | 707 | 0.035 | 15 | 15 | 7 | 2.3714e-12 | 0 | Water | Porous | Wet | R245fa | MinimizeLCOE | IgnoreSilica | 1.3364 | 0.10487 | 0.0010952 | 4 | 4362500.7803 |  | 97828.0184 |  | 68.7926 | -8.1056e-06 | 885098.8204 | 55118.4712 | 1542.9157 | 58332.5097 | 55801.3283 | 24077.0464 | 33309.4584 | 0 | 88990.8746 | 231536.0012 | 158028.0784 | 706736.6839 | 3144235.0165 | 10750130.1885 |  | 1478867.319 | 3031747.1076 | 0 | 19111716.3155 |  | 2371.3737 | 0.0043809 | 4362500.7803 |  | 97828.0184
1 | 1800 | 707 | 0.035 | 15 | 15 | 7 | 3.1623e-12 | 0 | Water | Porous | Wet | R245fa | MinimizeLCOE | IgnoreSilica | 1.8578 | 0.15696 | 0.002115 | 4 | 2281978.0199 |  | 51172.8018 |  | 70.9597 | -8.4709e-06 | 2773784.3022 | 74461.7706 | 2123.8211 | 80409.0012 | 70156.371 | 24077.0464 | 39667.5918 | 0 | 113449.2848 | 295171.7674 | 201460.7964 | 900977.4507 | 3144235.0165 | 10750130.1885 |  | 1478867.319 | 3031747.1076 | 0 | 19305957.0823 |  | 3162.2777 | 0.0084602 | 2281978.0199 |  | 51172.8018
1 | 1800 | 707 | 0.035 | 15 | 15 | 7 | 4.217e-12 | 0 | Water | Porous | Wet | R245fa | MinimizeLCOE | IgnoreSilica | 2.5183 | 0.22354 | 0.0035462 | 4 | 1377178.3679 |  | 30882.8898 |  | 72.484 | -8.607e-06 | 35551775.1765 | 96533.7293 | 2790.7202 | 106575.8472 | 88390.9939 | 24077.0464 | 46395.6436 | 0 | 142257.9524 | 370126.0111 | 252618.6079 | 1129766.5519 | 3144235.0165 | 10750130.1885 |  | 1478867.319 | 3031747.1076 | 0 | 19534746.1835 |  | 4216.965 | 0.014185 | 1377178.3679 |  | 30882.8898
1 | 1800 | 707 | 0.035 | 15 | 15 | 7 | 5.6234e-12 | 0 | Water | Porous | Wet | R245fa | MinimizeLCOE | IgnoreSilica | 3.366 | 0.30942 | 0.0055066 | 4 | 899376.7337 |  | 20168.3044 |  | 73.598 | -8.6127e-06 | 88669705.786 | 122204.9578 | 3568.7529 | 138120.4366 | 111833.8816 | 24077.0464 | 53786.5253 | 0 | 176900.7242 | 460259.3971 | 314136.4959 | 1404888.2179 | 3144235.0165 | 10750130.1885 |  | 1478867.319 | 3031747.1076 | 0 | 19809867.8495 |  | 5623.4133 | 0.022026 | 899376.7337 |  | 20168.3044
1 | 1800 | 707 | 0.035 | 15 | 15 | 7 | 7.4989e-12 | 0 | Water | Porous | Wet | R245fa | MinimizeLCOE | IgnoreSilica | 4.5038 | 0.42499 | 0.0081619 | 4 | 617456.5354 |  | 13846.3126 |  | 74.4533 | -8.6321e-06 | 113824228.7594 | 153509.0665 | 4518.9928 | 177927.8097 | 143322.4624 | 24077.0464 | 62766.2201 | 0 | 220787.4231 | 574443.5852 | 392069.5505 | 1753422.1566 | 3144235.0165 | 10750130.1885 |  | 1478867.319 | 3031747.1076 | 0 | 20158401.7882 |  | 7498.9421 | 0.032647 | 617456.5354 |  | 13846.3126
1 | 1800 | 707 | 0.035 | 15 | 15 | 7 | 1e-11 | 0 | Water | Porous | Wet | R245fa | MinimizeLCOE | IgnoreSilica | 5.9749 | 0.57463 | 0.011725 | 4 | 438872.0615 |  | 9841.5992 |  | 75.0869 | -8.5739e-06 | 160367199.102 | 190380.907 | 5638.9059 | 226385.0227 | 184053.5841 | 24077.0464 | 72897.0418 | 0 | 274338.6781 | 713772.9657 | 487164.7157 | 2178708.8673 | 3144235.0165 | 10750130.1885 |  | 1478867.319 | 3031747.1076 | 0 | 20583688.4989 |  | 10000 | 0.046901 | 438872.0615 |  | 9841.5992
1 | 1800 | 707 | 0.035 | 15 | 15 | 7 | 1.3335e-11 | 0 | Water | Porous | Wet | R245fa | MinimizeLCOE | IgnoreSilica | 7.8897 | 0.76964 | 0.016483 | 4 | 320147.4163 |  | 7179.2279 |  | 75.5636 | -8.4767e-06 | 216255093.6287 | 234260.095 | 6971.4321 | 285900.5696 | 237095.9489 | 24077.0464 | 84570.323 | 0 | 340421.4118 | 885706.6835 | 604513.011 | 2703516.5213 | 3144235.0165 | 10750130.1885 |  | 1478867.319 | 3031747.1076 | 0 | 21108496.1529 |  | 13335.2143 | 0.065934 | 320147.4163 |  | 7179.2279
1 | 1800 | 707 | 0.035 | 15 | 15 | 7 | 1.7783e-11 | 0 | Water | Porous | Wet | R245fa | MinimizeLCOE | IgnoreSilica | 10.3723 | 1.0226 | 0.022808 | 4 | 238457.3635 |  | 5347.3483 |  | 75.9231 | -8.3455e-06 | 288025152.0963 | 286412.4766 | 8554.4862 | 358791.6127 | 305882.1175 | 24077.0464 | 97983.4779 | 0 | 421863.4747 | 1097602.2252 | 749136.0722 | 3350302.9894 | 3144235.0165 | 10750130.1885 |  | 1478867.319 | 3031747.1076 | 0 | 21755282.621 |  | 17782.7941 | 0.091233 | 238457.3635 |  | 5347.3483
1 | 1800 | 707 | 0.035 | 15 | 15 | 7 | 2.3714e-11 | 0 | Water | Porous | Wet | R245fa | MinimizeLCOE | IgnoreSilica | 13.5707 | 1.3486 | 0.031175 | 4 | 180825.5637 |  | 4054.9693 |  | 76.1945 | -8.1805e-06 | 358241102.8482 | 348157.6984 | 10427.4706 | 447595.8673 | 394499.1254 | 24077.0464 | 113274.9479 | 0 | 521832.5409 | 1357701.2288 | 926658.9866 | 4144224.9125 | 3144235.0165 | 10750130.1885 |  | 1478867.319 | 3031747.1076 | 0 | 22549204.5441 |  | 23713.7371 | 0.1247 | 180825.5637 |  | 4054.9693
1 | 1800 | 707 | 0.035 | 15 | 15 | 7 | 3.1623e-11 | 0 | Water | Porous | Wet | R245fa | MinimizeLCOE | IgnoreSilica | 17.6534 | 1.7648 | 0.042173 | 4 | 139409.1174 |  | 3126.2155 |  | 76.3994 | -7.9797e-06 | 446078891.8875 | 420785.4726 | 12628.5285 | 554961.1134 | 507623.4086 | 24077.0464 | 130489.2467 | 0 | 643720.2783 | 1674828.1189 | 1143104.6055 | 5112217.8188 | 3144235.0165 | 10750130.1885 |  | 1478867.319 | 3031747.1076 | 0 | 23517197.4504 |  | 31622.7766 | 0.16869 | 139409.1174 |  | 3126.2155
1 | 1800 | 707 | 0.035 | 15 | 15 | 7 | 4.217e-11 | 0 | Water | Porous | Wet | R245fa | MinimizeLCOE | IgnoreSilica | 22.8083 | 2.2903 | 0.056501 | 4 | 109235.1413 |  | 2449.5715 |  | 76.5545 | -7.744e-06 | 542973759.375 | 505524.9918 | 15193.7811 | 683566.6796 | 650471.2357 | 24077.0464 | 149603.2061 | 0 | 791090.4069 | 2058254.9638 | 1404801.3057 | 6282583.6172 | 3144235.0165 | 10750130.1885 |  | 1478867.319 | 3031747.1076 | 0 | 24687563.2488 |  | 42169.6503 | 0.226 | 109235.1413 |  | 2449.5715
1 | 1800 | 707 | 0.035 | 15 | 15 | 7 | 5.6234e-11 | 0 | Water | Porous | Wet | R245fa | MinimizeLCOE | IgnoreSilica | 29.166 | 2.9386 | 0.074893 | 4 | 87032.6983 |  | 1951.6871 |  | 76.6714 | -7.4587e-06 | 656286067.7099 | 602422.3688 | 18123.4191 | 834333.3416 | 826661.8721 | 24077.0464 | 170005.8088 | 0 | 965493.3041 | 2512015.5275 | 1714502.2142 | 7667634.9026 | 3144235.0165 | 10750130.1885 |  | 1478867.319 | 3031747.1076 | 0 | 26072614.5342 |  | 56234.1325 | 0.29957 | 87032.6983 |  | 1951.6871
1 | 1800 | 707 | 0.035 | 15 | 15 | 7 | 7.4989e-11 | 0 | Water | Porous | Wet | R245fa | MinimizeLCOE | IgnoreSilica | 36.8251 | 3.7197 | 0.098028 | 4 | 70587.194 |  | 1582.9006 |  | 76.7602 | -7.1272e-06 | 779055722.0933 | 711095.6865 | 21404.7002 | 1007417.2088 | 1038941.1912 | 24077.0464 | 191080.616 | 0 | 1167666.4151 | 3038028.4908 | 2073516.8702 | 9273228.2251 | 3144235.0165 | 10750130.1885 |  | 1478867.319 | 3031747.1076 | 0 | 27678207.8567 |  | 74989.4209 | 0.39211 | 70587.194 |  | 1582.9006
1 | 1800 | 707 | 0.035 | 15 | 15 | 7 | 1e-10 | 0 | Water | Porous | Wet | R245fa | MinimizeLCOE | IgnoreSilica | 45.7313 | 4.6283 | 0.12628 | 4 | 58362.7981 |  | 1308.7715 |  | 76.8279 | -6.7491e-06 | 908947683.039 | 829325.5832 | 24969.6112 | 1199825.7942 | 1285828.7487 | 24077.0464 | 211680.1967 | 0 | 1394525.7223 | 3628269.8729 | 2476368.7417 | 11074871.3172 | 3144235.0165 | 10750130.1885 |  | 1478867.319 | 3031747.1076 | 0 | 29479850.9488 |  | 100000 | 0.50511 | 58362.7981 |  | 1308.7715
1 | 1800 | 707 | 0.035 | 15 | 15 | 7 | 1.3335e-10 | 0 | Water | Porous | Wet | R245fa | MinimizeLCOE | IgnoreSilica | 55.5922 | 5.6347 | 0.15938 | 4 | 49270.1436 |  | 1104.871 |  | 76.8799 | -6.3248e-06 | 1045450036.5679 | 952549.1848 | 28680.0567 | 1404296.6271 | 1559239.3176 | 24077.0464 | 230144.3705 | 0 | 1637604.7752 | 4260711.7062 | 2908023.2883 | 13005326.3729 | 3144235.0165 | 10750130.1885 |  | 1478867.319 | 3031747.1076 | 0 | 31410306.0045 |  | 133352.1432 | 0.63751 | 49270.1436 |  | 1104.871
1 | 1800 | 707 | 0.035 | 15 | 15 | 7 | 1.7783e-10 | 0 | Water | Porous | Wet | R245fa | MinimizeLCOE | IgnoreSilica | 65.9406 | 6.6914 | 0.19626 | 4 | 42518.0307 |  | 953.4565 |  | 76.9204 | -5.8709e-06 | 1180655791.5987 | 1075156.8369 | 32367.2742 | 1611236.8335 | 1846247.346 | 24077.0464 | 245104.147 | 0 | 1885333.8987 | 4905252.0693 | 3347935.3302 | 14972710.7822 | 3144235.0165 | 10750130.1885 |  | 1478867.319 | 3031747.1076 | 0 | 33377690.4138 |  | 177827.941 | 0.78502 | 42518.0307 |  | 953.4565
1 | 1800 | 707 | 0.035 | 15 | 15 | 7 | 2.3714e-10 | 0 | Water | Porous | Wet | R245fa | MinimizeLCOE | IgnoreSilica | 76.1575 | 7.7352 | 0.23502 | 4 | 37518.1723 |  | 841.3359 |  | 76.9523 | -5.4066e-06 | 1310334023.6679 | 1190831.1507 | 35842.0662 | 1809312.806 | 2129704.1432 | 24077.0464 | 255519.7637 | 0 | 2123661.9207 | 5525332.6948 | 3771153.0984 | 16865434.6903 | 3144235.0165 | 10750130.1885 |  | 1478867.319 | 3031747.1076 | 0 | 35270414.3219 |  | 237137.3706 | 0.94009 | 37518.1723 |  | 841.3359
1 | 1800 | 707 | 0.035 | 15 | 15 | 7 | 3.1623e-10 | 0 | Water | Porous | Wet | R245fa | MinimizeLCOE | IgnoreSilica | 85.6628 | 8.7069 | 0.2734 | 4 | 33825.7435 |  | 758.5341 |  | 76.9776 | -4.9555e-06 | 1430126400.3906 | 1294493.6857 | 38953.072 | 1988934.8282 | 2393517.2786 | 24077.0464 | 261222.2844 | 0 | 2340467.2961 | 6089415.8087 | 4156151.4144 | 18587232.7145 | 3144235.0165 | 10750130.1885 |  | 1478867.319 | 3031747.1076 | 0 | 36992212.3461 |  | 316227.766 | 1.0936 | 33825.7435 |  | 758.5341
1 | 1800 | 707 | 0.035 | 15 | 15 | 7 | 4.217e-10 | 0 | Water | Porous | Wet | R245fa | MinimizeLCOE | IgnoreSilica | 94.0971 | 9.5697 | 0.30939 | 4 | 31103.0186 |  | 697.4776 |  | 76.9979 | -4.5428e-06 | 1534744733.9899 | 1383754.1674 | 41629.7943 | 2145072.066 | 2627694.3019 | 24077.0464 | 263078.1346 | 0 | 2529269.1491 | 6580639.5015 | 4491421.6784 | 20086635.8394 | 3144235.0165 | 10750130.1885 |  | 1478867.319 | 3031747.1076 | 0 | 38491615.471 |  | 421696.5034 | 1.2376 | 31103.0186 |  | 697.4776
1 | 1800 | 707 | 0.035 | 15 | 15 | 7 | 5.6234e-10 | 0 | Water | Porous | Wet | R245fa | MinimizeLCOE | IgnoreSilica | 101.2271 | 10.2995 | 0.34145 | 4 | 29095.4272 |  | 652.4579 |  | 77.0139 | -4.1784e-06 | 1625262905.3929 | 1457457.0674 | 43838.6377 | 2274952.4499 | 2825732.7416 | 24077.0464 | 261945.3422 | 0 | 2686321.2812 | 6989256.9334 | 4770311.4719 | 21333892.9717 | 3144235.0165 | 10750130.1885 |  | 1478867.319 | 3031747.1076 | 0 | 39738872.6033 |  | 562341.3252 | 1.3658 | 29095.4272 |  | 652.4579
1 | 1800 | 707 | 0.035 | 15 | 15 | 7 | 7.4989e-10 | 0 | Water | Porous | Wet | R245fa | MinimizeLCOE | IgnoreSilica | 107.0855 | 10.8995 | 0.36894 | 4 | 27613.3594 |  | 619.2229 |  | 77.0265 | -3.8702e-06 | 1699842028.6221 | 1516927.7578 | 45620.1239 | 2380348.7851 | 2988502.8354 | 24077.0464 | 259135.4688 | 0 | 2813698.6868 | 7320666.814 | 4996505.5252 | 22345483.0434 | 3144235.0165 | 10750130.1885 |  | 1478867.319 | 3031747.1076 | 0 | 40750462.675 |  | 749894.2093 | 1.4758 | 27613.3594 |  | 619.2229
1 | 1800 | 707 | 0.035 | 15 | 15 | 7 | 1e-09 | 0 | Water | Porous | Wet | R245fa | MinimizeLCOE | IgnoreSilica | 111.7802 | 11.3806 | 0.39175 | 4 | 26517.0128 |  | 594.6376 |  | 77.0365 | -3.616e-06 | 1760583288.9488 | 1563934.8386 | 47027.7771 | 2464015.4854 | 3118982.0929 | 24077.0464 | 255562.2318 | 0 | 2914703.7942 | 7583461.3845 | 5175868.2195 | 23147632.8703 | 3144235.0165 | 10750130.1885 |  | 1478867.319 | 3031747.1076 | 0 | 41552612.5019 |  | 1000000 | 1.567 | 26517.0128 |  | 594.6376
1 | 1800 | 707 | 0.035 | 15 | 15 | 7 | 1.3335e-09 | 0 | Water | Porous | Wet | R245fa | MinimizeLCOE | IgnoreSilica | 115.4756 | 11.7594 | 0.41023 | 4 | 25704.312 |  | 576.4129 |  | 77.0442 | -3.4121e-06 | 1808744464.2259 | 1600550.8525 | 48123.9766 | 2529400.4502 | 3221711.0057 | 24077.0464 | 251869.0184 | 0 | 2993535.6164 | 7788565.6153 | 5315856.0715 | 23773689.653 | 3144235.0165 | 10750130.1885 |  | 1478867.319 | 3031747.1076 | 0 | 42178669.2846 |  | 1333521.4322 | 1.6409 | 25704.312 |  | 576.4129
1 | 1800 | 707 | 0.035 | 15 | 15 | 7 | 1.7783e-09 | 0 | Water | Porous | Wet | R245fa | MinimizeLCOE | IgnoreSilica | 118.3501 | 12.0542 | 0.42491 | 4 | 25100.5845 |  | 562.8745 |  | 77.0501 | -3.2515e-06 | 1846760614.8942 | 1628810.1239 | 48969.8285 | 2579987.0841 | 3301637.538 | 24077.0464 | 248448.7237 | 0 | 3054452.8344 | 7947059.7206 | 5424031.555 | 24257474.4545 | 3144235.0165 | 10750130.1885 |  | 1478867.319 | 3031747.1076 | 0 | 42662454.0861 |  | 1778279.41 | 1.6997 | 25100.5845 |  | 562.8745
1 | 1800 | 707 | 0.035 | 15 | 15 | 7 | 2.3714e-09 | 0 | Water | Porous | Wet | R245fa | MinimizeLCOE | IgnoreSilica | 120.5498 | 12.2798 | 0.43639 | 4 | 24651.2376 |  | 552.798 |  | 77.0546 | -3.1257e-06 | 1876667360.5523 | 1650306.9107 | 49613.173 | 2618539.2969 | 3362807.8384 | 24077.0464 | 245406.4205 | 0 | 3100792.7675 | 8067626.721 | 5506321.0102 | 24625491.1847 | 3144235.0165 | 10750130.1885 |  | 1478867.319 | 3031747.1076 | 0 | 43030470.8163 |  | 2371373.7057 | 1.7456 | 24651.2376 |  | 552.798
1 | 1800 | 707 | 0.035 | 15 | 15 | 7 | 3.1623e-09 | 0 | Water | Porous | Wet | R245fa | MinimizeLCOE | IgnoreSilica | 122.2406 | 12.4533 | 0.4453 | 4 | 24316.2516 |  | 545.286 |  | 77.0581 | -3.0292e-06 | 1899290314.2739 | 1666757.7687 | 50105.4519 | 2648083.0075 | 3409833.6916 | 24077.0464 | 242907.0622 | 0 | 3136287.971 | 8159977.9595 | 5569352.6281 | 24907382.5869 | 3144235.0165 | 10750130.1885 |  | 1478867.319 | 3031747.1076 | 0 | 43312362.2185 |  | 3162277.6602 | 1.7812 | 24316.2516 |  | 545.286
1 | 1800 | 707 | 0.035 | 15 | 15 | 7 | 4.217e-09 | 0 | Water | Porous | Wet | R245fa | MinimizeLCOE | IgnoreSilica | 123.5272 | 12.5853 | 0.45215 | 4 | 24066.1902 |  | 539.6785 |  | 77.0607 | -2.9554e-06 | 1917198048.0521 | 1679233.1538 | 50478.7375 | 2670510.5908 | 3445618.1829 | 24077.0464 | 240879.2634 | 0 | 3163210.8202 | 8230025.6903 | 5617161.6438 | 25121195.1291 | 3144235.0165 | 10750130.1885 |  | 1478867.319 | 3031747.1076 | 0 | 43526174.7607 |  | 4216965.0343 | 1.8086 | 24066.1902 |  | 539.6785
1 | 1800 | 707 | 0.035 | 15 | 15 | 7 | 5.6234e-09 | 0 | Water | Porous | Wet | R245fa | MinimizeLCOE | IgnoreSilica | 124.4844 | 12.6835 | 0.45735 | 4 | 23879.326 |  | 535.4881 |  | 77.0627 | -2.8981e-06 | 1930478455.6973 | 1688491.8762 | 50755.7582 | 2687168.3161 | 3472244.0308 | 24077.0464 | 239188.6937 | 0 | 3183151.0314 | 8281906.0296 | 5652571.0413 | 25279553.8238 | 3144235.0165 | 10750130.1885 |  | 1478867.319 | 3031747.1076 | 0 | 43684533.4554 |  | 5623413.2519 | 1.8294 | 23879.326 |  | 535.4881
1 | 1800 | 707 | 0.035 | 15 | 15 | 7 | 7.4989e-09 | 0 | Water | Porous | Wet | R245fa | MinimizeLCOE | IgnoreSilica | 125.2218 | 12.7592 | 0.46132 | 4 | 23739.5716 |  | 532.3541 |  | 77.0642 | -2.8554e-06 | 1940431855.3207 | 1695611.777 | 50968.7758 | 2699985.4372 | 3492758.4537 | 24077.0464 | 237928.2058 | 0 | 3198518.5814 | 8321889.2424 | 5679860.4056 | 25401597.9252 | 3144235.0165 | 10750130.1885 |  | 1478867.319 | 3031747.1076 | 0 | 43806577.5568 |  | 7498942.0933 | 1.8453 | 23739.5716 |  | 532.3541
1 | 1800 | 707 | 0.035 | 15 | 15 | 7 | 1e-08 | 0 | Water | Porous | Wet | R245fa | MinimizeLCOE | IgnoreSilica | 125.7702 | 12.8155 | 0.46432 | 4 | 23634.9833 |  | 530.0087 |  | 77.0653 | -2.8227e-06 | 1948285552.467 | 1700899.3011 | 51126.9659 | 2709508.0979 | 3508015.3076 | 24077.0464 | 236917.6745 | 0 | 3209912.3134 | 8351533.3959 | 5700093.1496 | 25492083.2523 | 3144235.0165 | 10750130.1885 |  | 1478867.319 | 3031747.1076 | 0 | 43897062.8839 |  | 10000000 | 1.8573 | 23634.9833 |  | 530.0087
1 | 1900 | 707 | 0.035 | 15 | 15 | 7 | 1e-13 | 0 | Water | Porous | Wet | R245fa | MinimizeLCOE | IgnoreSilica | 0 | 0 | 0 | 4 |  |  |  |  | 0 | 0 | 16575226161.4121 | 2270.3255 | 48.238 | 2321.2124 | 25083.6585 | 24077.0464 | 24402.8859 | 0 | 30499.313 | 79352.9563 | 54160.0232 | 242215.6592 | 3144235.0165 | 11373342.4802 |  | 1478867.319 | 3156389.5659 | 0 |  |  | 100 | 0
1 | 1900 | 707 | 0.035 | 15 | 15 | 7 | 1.3335e-13 | 0 | Water | Porous | Wet | R245fa | MinimizeLCOE | IgnoreSilica | 0 | 0 | 0 | 4 |  |  |  |  | 0 | 0 | 12076609947.2042 | 2274.2152 | 48.3275 | 2325.3308 | 25085.5514 | 24077.0464 | 21562.8009 | 0 | 29395.5761 | 76481.2591 | 52200.0309 | 233450.1381 | 3144235.0165 | 11373342.4802 |  | 1478867.319 | 3156389.5659 | 0 |  |  | 133.3521 | 0
1 | 1900 | 707 | 0.035 | 15 | 15 | 7 | 1.7783e-13 | 0 | Water | Porous | Wet | R245fa | MinimizeLCOE | IgnoreSilica | 0 | 0 | 0 | 4 |  |  |  |  | 0 | 0 | 8701667214.4433 | 2277.1018 | 48.3939 | 2328.3866 | 25086.9556 | 24077.0464 | 19123.0846 | 0 | 28446.9779 | 74013.2011 | 50515.5306 | 225916.6784 | 3144235.0165 | 11373342.4802 |  | 1478867.319 | 3156389.5659 | 0 |  |  | 177.8279 | 0
1 | 1900 | 707 | 0.035 | 15 | 15 | 7 | 2.3714e-13 | 0 | Water | Porous | Wet | R245fa | MinimizeLCOE | IgnoreSilica | 0 | 0 | 0 | 4 |  |  |  |  | 0 | 0 | 6169951628.1161 | 2279.2772 | 48.4439 | 2330.6892 | 25088.0136 | 24077.0464 | 17011.7562 | 0 | 27625.7383 | 71876.5043 | 49057.1911 | 219394.6603 | 3144235.0165 | 11373342.4802 |  | 1478867.319 | 3156389.5659 | 0 |  |  | 237.1374 | 0
1 | 1900 | 707 | 0.035 | 15 | 15 | 7 | 3.1623e-13 | 0 | Water | Porous | Wet | R245fa | MinimizeLCOE | IgnoreSilica | 0 | 0 | 0 | 4 |  |  |  |  | 0 | 0 | 4270934404.3225 | 2280.9145 | 48.4816 | 2332.4221 | 25088.8098 | 24077.0464 | 15168.0896 | 0 | 26908.3479 | 70010.0016 | 47783.2647 | 213697.3781 | 3144235.0165 | 11373342.4802 |  | 1478867.319 | 3156389.5659 | 0 |  |  | 316.2278 | 0
1 | 1900 | 707 | 0.035 | 15 | 15 | 7 | 4.217e-13 | 0 | Water | Porous | Wet | R245fa | MinimizeLCOE | IgnoreSilica | 0 | 0 | 0 | 4 |  |  |  |  | 0 | 0 | 2846590618.907 | 2282.1457 | 48.5099 | 2333.7251 | 25089.4084 | 24077.0464 | 13539.9244 | 0 | 26274.5963 | 68361.11 | 46657.8623 | 208664.3285 | 3144235.0165 | 11373342.4802 |  | 1478867.319 | 3156389.5659 | 0 |  |  | 421.6965 | 0
1 | 1900 | 707 | 0.035 | 15 | 15 | 7 | 5.6234e-13 | 0 | Water | Porous | Wet | R245fa | MinimizeLCOE | IgnoreSilica | 0 | 0 | 0 | 4 |  |  |  |  | 0 | 0 | 1778339935.7443 | 2283.0709 | 48.5312 | 2334.7042 | 25089.8582 | 24077.0464 | 12080.9096 | 0 | 25706.507 | 66883.058 | 45649.0614 | 204152.7469 | 3144235.0165 | 11373342.4802 |  | 1478867.319 | 3156389.5659 | 0 |  |  | 562.3413 | 0
1 | 1900 | 707 | 0.035 | 15 | 15 | 7 | 7.4989e-13 | 0 | Water | Porous | Wet | R245fa | MinimizeLCOE | IgnoreSilica | 0 | 0 | 0 | 4 |  |  |  |  | 0 | 0 | 977165529.1769 | 2283.5238 | 48.5416 | 2335.1835 | 25090.0783 | 24077.0464 | 10747.1233 | 0 | 25186.7838 | 65530.845 | 44726.1482 | 200025.2739 | 3144235.0165 | 11373342.4802 |  | 1478867.319 | 3156389.5659 | 0 |  |  | 749.8942 | 0
1 | 1900 | 707 | 0.035 | 15 | 15 | 7 | 1e-12 | 0 | Water | Porous | Wet | R245fa | MinimizeLCOE | IgnoreSilica | 0 | 0 | 0 | 4 |  |  |  |  | 0 | 0 | 376249204.7104 | 2283.1875 | 48.5339 | 2334.8275 | 25089.9148 | 24077.0464 | 9491.7857 | 0 | 24696.8654 | 64256.1777 | 43856.1616 | 196134.5004 | 3144235.0165 | 11373342.4802 |  | 1478867.319 | 3156389.5659 | 0 |  |  | 1000 | 0
1 | 1900 | 707 | 0.035 | 15 | 15 | 7 | 1.3335e-12 | 0 | Water | Porous | Wet | R245fa | MinimizeLCOE | IgnoreSilica | 0.8028 | 0.057223 | 0.00025779 | 4 | 19070251.6417 |  | 427645.7524 |  | 66.1618 | -8.3307e-06 | 6577834.11 | 35318.9103 | 963.5223 | 36001.2272 | 42068.5394 | 24077.0464 | 26852.0126 | 0 | 64459.6907 | 167710.8926 | 114466.1303 | 511917.9717 | 3144235.0165 | 11373342.4802 |  | 1478867.319 | 3156389.5659 | 0 | 19664752.3533 |  | 1333.5214 | 0.0010312 | 19070251.6417 |  | 427645.7524
1 | 1900 | 707 | 0.035 | 15 | 15 | 7 | 1.7783e-12 | 0 | Water | Porous | Wet | R245fa | MinimizeLCOE | IgnoreSilica | 1.1927 | 0.098665 | 0.00096041 | 4 | 5164483.6794 |  | 115812.2898 |  | 70.3276 | -9.4267e-06 | 9192121.8103 | 53766.6819 | 1518.1235 | 55490.4544 | 53292.4627 | 24077.0464 | 33738.6372 | 0 | 86534.5284 | 225145.0921 | 153666.1516 | 687229.1782 | 3144235.0165 | 11373342.4802 |  | 1478867.319 | 3156389.5659 | 0 | 19840063.5598 |  | 1778.2794 | 0.0038416 | 5164483.6794 |  | 115812.2898
1 | 1900 | 707 | 0.035 | 15 | 15 | 7 | 2.3714e-12 | 0 | Water | Porous | Wet | R245fa | MinimizeLCOE | IgnoreSilica | 1.6726 | 0.15096 | 0.00203 | 4 | 2467730.8147 |  | 55338.263 |  | 73.0115 | -9.9634e-06 | 25644240.8863 | 74081.4337 | 2138.7857 | 77821.4725 | 67214.8437 | 24077.0464 | 40554.3638 | 0 | 111496.2988 | 290090.4985 | 197992.726 | 885467.469 | 3144235.0165 | 11373342.4802 |  | 1478867.319 | 3156389.5659 | 0 | 20038301.8506 |  | 2371.3737 | 0.0081201 | 2467730.8147 |  | 55338.263
1 | 1900 | 707 | 0.035 | 15 | 15 | 7 | 3.1623e-12 | 0 | Water | Porous | Wet | R245fa | MinimizeLCOE | IgnoreSilica | 2.2794 | 0.2179 | 0.003554 | 4 | 1425927.3644 |  | 31976.0742 |  | 74.8857 | -1.0192e-05 | 68655124.1452 | 97207.0904 | 2851.0045 | 104233.2739 | 84890.3917 | 24077.0464 | 47725.9952 | 0 | 140784.0728 | 366291.2787 | 250001.3243 | 1118061.4779 | 3144235.0165 | 11373342.4802 |  | 1478867.319 | 3156389.5659 | 0 | 20270895.8595 |  | 3162.2777 | 0.014216 | 1425927.3644 |  | 31976.0742
1 | 1900 | 707 | 0.035 | 15 | 15 | 7 | 4.217e-12 | 0 | Water | Porous | Wet | R245fa | MinimizeLCOE | IgnoreSilica | 3.0862 | 0.30752 | 0.0056615 | 4 | 907922.0188 |  | 20359.9303 |  | 76.2877 | -1.0351e-05 | 76767366.8477 | 124997.775 | 3710.3579 | 137166.9487 | 108450.3578 | 24077.0464 | 56155.1714 | 0 | 177277.4863 | 461239.6547 | 314805.5419 | 1407880.3401 | 3144235.0165 | 11373342.4802 |  | 1478867.319 | 3156389.5659 | 0 | 20560714.7217 |  | 4216.965 | 0.022646 | 907922.0188 |  | 20359.9303
1 | 1900 | 707 | 0.035 | 15 | 15 | 7 | 5.6234e-12 | 0 | Water | Porous | Wet | R245fa | MinimizeLCOE | IgnoreSilica | 4.1165 | 0.42234 | 0.0085238 | 4 | 613216.8426 |  | 13751.2385 |  | 77.306 | -1.0341e-05 | 140140921.6586 | 157192.4008 | 4707.9937 | 176666.9843 | 138568.2938 | 24077.0464 | 65358.8873 | 0 | 220962.9265 | 574900.209 | 392381.2056 | 1754815.9474 | 3144235.0165 | 11373342.4802 |  | 1478867.319 | 3156389.5659 | 0 | 20907650.329 |  | 5623.4133 | 0.034095 | 613216.8426 |  | 13751.2385
1 | 1900 | 707 | 0.035 | 15 | 15 | 7 | 7.4989e-12 | 0 | Water | Porous | Wet | R245fa | MinimizeLCOE | IgnoreSilica | 5.4802 | 0.57464 | 0.01238 | 4 | 430975.289 |  | 9664.516 |  | 78.0798 | -1.0312e-05 | 184333389.4049 | 195994.8392 | 5911.1868 | 225887.0509 | 178460.8716 | 24077.0464 | 76276.9178 | 0 | 275577.0859 | 716995.0489 | 489363.8537 | 2188543.9011 | 3144235.0165 | 11373342.4802 |  | 1478867.319 | 3156389.5659 | 0 | 21341378.2827 |  | 7498.9421 | 0.049519 | 430975.289 |  | 9664.516
1 | 1900 | 707 | 0.035 | 15 | 15 | 7 | 1e-11 | 0 | Water | Porous | Wet | R245fa | MinimizeLCOE | IgnoreSilica | 7.2512 | 0.77266 | 0.017538 | 4 | 311808.7413 |  | 6992.2351 |  | 78.6587 | -1.0219e-05 | 245099717.1951 | 242007.6385 | 7337.9079 | 286141.5727 | 230292.0441 | 24077.0464 | 88775.7955 | 0 | 342666.482 | 891547.8957 | 608499.7583 | 2721346.1413 | 3144235.0165 | 11373342.4802 |  | 1478867.319 | 3156389.5659 | 0 | 21874180.5228 |  | 10000 | 0.070153 | 311808.7413 |  | 6992.2351
1 | 1900 | 707 | 0.035 | 15 | 15 | 7 | 1.3335e-11 | 0 | Water | Porous | Wet | R245fa | MinimizeLCOE | IgnoreSilica | 9.5487 | 1.0297 | 0.024407 | 4 | 230773.931 |  | 5175.0492 |  | 79.0944 | -1.0077e-05 | 319138393.5501 | 296672.1481 | 9032.0369 | 359931.4051 | 297543.0361 | 24077.0464 | 103132.105 | 0 | 425251.2333 | 1106416.478 | 755151.9808 | 3377207.4697 | 3144235.0165 | 11373342.4802 |  | 1478867.319 | 3156389.5659 | 0 | 22530041.8512 |  | 13335.2143 | 0.097628 | 230773.931 |  | 5175.0492
1 | 1900 | 707 | 0.035 | 15 | 15 | 7 | 1.7783e-11 | 0 | Water | Porous | Wet | R245fa | MinimizeLCOE | IgnoreSilica | 12.5159 | 1.3618 | 0.033513 | 4 | 174083.8597 |  | 3903.7882 |  | 79.4233 | -9.8937e-06 | 405719447.6838 | 361501.4674 | 11039.6214 | 450014.1471 | 384404.3587 | 24077.0464 | 119559.1018 | 0 | 526732.3397 | 1370449.5002 | 935359.9438 | 4183137.5264 | 3144235.0165 | 11373342.4802 |  | 1478867.319 | 3156389.5659 | 0 | 23335971.908 |  | 17782.7941 | 0.13405 | 174083.8597 |  | 3903.7882
1 | 1900 | 707 | 0.035 | 15 | 15 | 7 | 2.3714e-11 | 0 | Water | Porous | Wet | R245fa | MinimizeLCOE | IgnoreSilica | 16.3038 | 1.7858 | 0.045508 | 4 | 133585.9584 |  | 2995.6326 |  | 79.6709 | -9.6581e-06 | 510293110.0987 | 437711.9824 | 13397.14 | 558894.9378 | 495305.3185 | 24077.0464 | 138001.7919 | 0 | 650281.4046 | 1691898.8238 | 1154755.7123 | 5164324.1576 | 3144235.0165 | 11373342.4802 |  | 1478867.319 | 3156389.5659 | 0 | 24317158.5392 |  | 23713.7371 | 0.18203 | 133585.9584 |  | 2995.6326
1 | 1900 | 707 | 0.035 | 15 | 15 | 7 | 3.1623e-11 | 0 | Water | Porous | Wet | R245fa | MinimizeLCOE | IgnoreSilica | 21.1345 | 2.3266 | 0.061215 | 4 | 104198.081 |  | 2336.6166 |  | 79.8593 | -9.3945e-06 | 621078658.2401 | 527437.4753 | 16169.2967 | 690540.3842 | 636745.1958 | 24077.0464 | 158858.6674 | 0 | 800992.9457 | 2084019.3384 | 1422386.0208 | 6361226.3707 | 3144235.0165 | 11373342.4802 |  | 1478867.319 | 3156389.5659 | 0 | 25514060.7523 |  | 31622.7766 | 0.24486 | 104198.081 |  | 2336.6166
1 | 1900 | 707 | 0.035 | 15 | 15 | 7 | 4.217e-11 | 0 | Water | Porous | Wet | R245fa | MinimizeLCOE | IgnoreSilica | 27.1197 | 2.9969 | 0.081499 | 4 | 82622.4525 |  | 1852.7884 |  | 80.0009 | -9.0622e-06 | 754792786.2121 | 630390.1591 | 19345.7535 | 845463.5999 | 812004.4562 | 24077.0464 | 181181.1553 | 0 | 979860.2464 | 2549395.3642 | 1740014.7209 | 7781732.5019 | 3144235.0165 | 11373342.4802 |  | 1478867.319 | 3156389.5659 | 0 | 26934566.8835 |  | 42169.6503 | 0.326 | 82622.4525 |  | 1852.7884
1 | 1900 | 707 | 0.035 | 15 | 15 | 7 | 5.6234e-11 | 0 | Water | Porous | Wet | R245fa | MinimizeLCOE | IgnoreSilica | 34.4527 | 3.8182 | 0.1073 | 4 | 66650.7258 |  | 1494.6263 |  | 80.1087 | -8.6864e-06 | 896967354.1089 | 747637.2239 | 22957.8192 | 1026166.3951 | 1026761.6154 | 24077.0464 | 204920.7923 | 0 | 1190483.148 | 3097392.9494 | 2114034.333 | 9454431.3227 | 3144235.0165 | 11373342.4802 |  | 1478867.319 | 3156389.5659 | 0 | 28607265.7042 |  | 56234.1325 | 0.42921 | 66650.7258 |  | 1494.6263
1 | 1900 | 707 | 0.035 | 15 | 15 | 7 | 7.4989e-11 | 0 | Water | Porous | Wet | R245fa | MinimizeLCOE | IgnoreSilica | 43.1102 | 4.7882 | 0.13927 | 4 | 54765.2809 |  | 1228.0981 |  | 80.1907 | -8.248e-06 | 1053151919.4544 | 876870.5284 | 26933.1131 | 1229820.4822 | 1280348.6314 | 24077.0464 | 228576.3123 | 0 | 1429984.1843 | 3720525.5175 | 2539335.1149 | 11356470.9303 | 3144235.0165 | 11373342.4802 |  | 1478867.319 | 3156389.5659 | 0 | 30509305.3119 |  | 74989.4209 | 0.55709 | 54765.2809 |  | 1228.0981
1 | 1900 | 707 | 0.035 | 15 | 15 | 7 | 1e-10 | 0 | Water | Porous | Wet | R245fa | MinimizeLCOE | IgnoreSilica | 52.9445 | 5.8904 | 0.17754 | 4 | 45900.8163 |  | 1029.3146 |  | 80.2538 | -7.7551e-06 | 1216793868.7878 | 1014683.2875 | 31165.9374 | 1451443.7694 | 1568459.6118 | 24077.0464 | 250734.7508 | 0 | 1692820.1172 | 4404370.6999 | 3006073.5035 | 13443828.7238 | 3144235.0165 | 11373342.4802 |  | 1478867.319 | 3156389.5659 | 0 | 32596663.1054 |  | 100000 | 0.71015 | 45900.8163 |  | 1029.3146
1 | 1900 | 707 | 0.035 | 15 | 15 | 7 | 1.3335e-10 | 0 | Water | Porous | Wet | R245fa | MinimizeLCOE | IgnoreSilica | 63.5512 | 7.0798 | 0.22128 | 4 | 39292.3676 |  | 881.1218 |  | 80.3027 | -7.2168e-06 | 1383361566.77 | 1155149.0989 | 35474.0851 | 1681444.827 | 1879287.0565 | 24077.0464 | 269576.4872 | 0 | 1967553.3544 | 5119170.2274 | 3493938.8687 | 15625671.0515 | 3144235.0165 | 11373342.4802 |  | 1478867.319 | 3156389.5659 | 0 | 34778505.4331 |  | 133352.1432 | 0.88512 | 39292.3676 |  | 881.1218
1 | 1900 | 707 | 0.035 | 15 | 15 | 7 | 1.7783e-10 | 0 | Water | Porous | Wet | R245fa | MinimizeLCOE | IgnoreSilica | 74.3944 | 8.2963 | 0.2687 | 4 | 34377.3093 |  | 770.9028 |  | 80.3415 | -6.6601e-06 | 1543224850.6749 | 1291859.2018 | 39661.6236 | 1908810.8302 | 2197146.5114 | 24077.0464 | 283933.5085 | 0 | 2240740.6015 | 5829947.406 | 3979058.898 | 17795235.6274 | 3144235.0165 | 11373342.4802 |  | 1478867.319 | 3156389.5659 | 0 | 36948070.009 |  | 177827.941 | 1.0748 | 34377.3093 |  | 770.9028
1 | 1900 | 707 | 0.035 | 15 | 15 | 7 | 2.3714e-10 | 0 | Water | Porous | Wet | R245fa | MinimizeLCOE | IgnoreSilica | 84.7887 | 9.4633 | 0.31707 | 4 | 30732.7214 |  | 689.1738 |  | 80.3723 | -6.1054e-06 | 1694015668.8566 | 1417611.3195 | 43509.2252 | 2120693.5391 | 2501968.3247 | 24077.0464 | 292841.597 | 0 | 2496273.4102 | 6494791.3573 | 4432828.5559 | 19824594.3752 | 3144235.0165 | 11373342.4802 |  | 1478867.319 | 3156389.5659 | 0 | 38977428.7568 |  | 237137.3706 | 1.2683 | 30732.7214 |  | 689.1738
1 | 1900 | 707 | 0.035 | 15 | 15 | 7 | 3.1623e-10 | 0 | Water | Porous | Wet | R245fa | MinimizeLCOE | IgnoreSilica | 94.2286 | 10.5238 | 0.36365 | 4 | 28036.7863 |  | 628.7181 |  | 80.3971 | -5.5826e-06 | 1829745933.8767 | 1528048.1884 | 46885.1473 | 2308742.2975 | 2778913.5723 | 24077.0464 | 296741.498 | 0 | 2723529.0225 | 7086063.8438 | 4836384.1775 | 21629384.7937 | 3144235.0165 | 11373342.4802 |  | 1478867.319 | 3156389.5659 | 0 | 40782219.1753 |  | 316227.766 | 1.4546 | 28036.7863 |  | 628.7181
1 | 1900 | 707 | 0.035 | 15 | 15 | 7 | 4.217e-10 | 0 | Water | Porous | Wet | R245fa | MinimizeLCOE | IgnoreSilica | 102.4233 | 11.4451 | 0.40624 | 4 | 26044.8364 |  | 584.0491 |  | 80.417 | -5.115e-06 | 1946701337.7516 | 1621399.7855 | 49736.7282 | 2469028.0636 | 3019424.3056 | 24077.0464 | 296798.108 | 0 | 2917380.9745 | 7590426.8586 | 5180622.2987 | 23168894.1691 | 3144235.0165 | 11373342.4802 |  | 1478867.319 | 3156389.5659 | 0 | 42321728.5507 |  | 421696.5034 | 1.625 | 26044.8364 |  | 584.0491
1 | 1900 | 707 | 0.035 | 15 | 15 | 7 | 5.6234e-10 | 0 | Water | Porous | Wet | R245fa | MinimizeLCOE | IgnoreSilica | 109.2392 | 12.2118 | 0.44341 | 4 | 24572.6869 |  | 551.0365 |  | 80.4327 | -4.7107e-06 | 2046250692.0788 | 1697456.8465 | 52058.7227 | 2600463.7983 | 3219544.1431 | 24077.0464 | 294143.4508 | 0 | 3076220.163 | 8003693.8446 | 5462685.5084 | 24430343.5238 | 3144235.0165 | 11373342.4802 |  | 1478867.319 | 3156389.5659 | 0 | 43583177.9054 |  | 562341.3252 | 1.7736 | 24572.6869 |  | 551.0365
1 | 1900 | 707 | 0.035 | 15 | 15 | 7 | 7.4989e-10 | 0 | Water | Porous | Wet | R245fa | MinimizeLCOE | IgnoreSilica | 114.7692 | 12.8343 | 0.47475 | 4 | 23483.3334 |  | 526.608 |  | 80.4451 | -4.3744e-06 | 2127724808.6855 | 1758197.0592 | 53912.317 | 2705948.1642 | 3381963.0903 | 24077.0464 | 290151.4461 | 0 | 3203557.158 | 8334998.5853 | 5688807.8016 | 25441612.6681 | 3144235.0165 | 11373342.4802 |  | 1478867.319 | 3156389.5659 | 0 | 44594447.0496 |  | 749894.2093 | 1.899 | 23483.3334 |  | 526.608
1 | 1900 | 707 | 0.035 | 15 | 15 | 7 | 1e-09 | 0 | Water | Porous | Wet | R245fa | MinimizeLCOE | IgnoreSilica | 119.166 | 13.3294 | 0.50043 | 4 | 22675.7964 |  | 508.4992 |  | 80.4548 | -4.102e-06 | 2192886371.4962 | 1805912.7101 | 55367.9828 | 2789123.5441 | 3511133.1607 | 24077.0464 | 285746.426 | 0 | 3303830.7393 | 8595889.8749 | 5866871.4675 | 26237952.9517 | 3144235.0165 | 11373342.4802 |  | 1478867.319 | 3156389.5659 | 0 | 45390787.3333 |  | 1000000 | 2.0017 | 22675.7964 |  | 508.4992
1 | 1900 | 707 | 0.035 | 15 | 15 | 7 | 1.3335e-09 | 0 | Water | Porous | Wet | R245fa | MinimizeLCOE | IgnoreSilica | 122.589 | 13.715 | 0.52099 | 4 | 22075.9123 |  | 495.047 |  | 80.4623 | -3.8832e-06 | 2244726951.7249 | 1842728.4941 | 56490.882 | 2853477.6564 | 3611721.6463 | 24077.0464 | 281401.5957 | 0 | 3381259.9551 | 8797344.8114 | 6004368.6011 | 26852870.6883 | 3144235.0165 | 11373342.4802 |  | 1478867.319 | 3156389.5659 | 0 | 46005705.0699 |  | 1333521.4322 | 2.084 | 22075.9123 |  | 495.047
1 | 1900 | 707 | 0.035 | 15 | 15 | 7 | 1.7783e-09 | 0 | Water | Porous | Wet | R245fa | MinimizeLCOE | IgnoreSilica | 125.2561 | 14.0156 | 0.53726 | 4 | 21629.5182 |  | 485.0367 |  | 80.4682 | -3.7132e-06 | 2284554545.7127 | 1871218.761 | 57359.6988 | 2903384.0667 | 3690110.3484 | 24077.0464 | 277615.1389 | 0 | 3441268.3735 | 8953474.4066 | 6110930.258 | 27329438.0982 | 3144235.0165 | 11373342.4802 |  | 1478867.319 | 3156389.5659 | 0 | 46482272.4798 |  | 1778279.41 | 2.149 | 21629.5182 |  | 485.0367
1 | 1900 | 707 | 0.035 | 15 | 15 | 7 | 2.3714e-09 | 0 | Water | Porous | Wet | R245fa | MinimizeLCOE | IgnoreSilica | 127.2829 | 14.2441 | 0.54987 | 4 | 21296.8133 |  | 477.5759 |  | 80.4726 | -3.5802e-06 | 2316222501.1597 | 1892759.3117 | 58016.4974 | 2941176.6548 | 3749691.0108 | 24077.0464 | 274297.1621 | 0 | 3486606.8964 | 9071435.943 | 6191441.4305 | 27689501.953 | 3144235.0165 | 11373342.4802 |  | 1478867.319 | 3156389.5659 | 0 | 46842336.3346 |  | 2371373.7057 | 2.1995 | 21296.8133 |  | 477.5759
1 | 1900 | 707 | 0.035 | 15 | 15 | 7 | 3.1623e-09 | 0 | Water | Porous | Wet | R245fa | MinimizeLCOE | IgnoreSilica | 128.8371 | 14.4193 | 0.55963 | 4 | 21048.5097 |  | 472.0077 |  | 80.476 | -3.4787e-06 | 2340112209.8789 | 1909213.2099 | 58518.149 | 2970079.1304 | 3795382.4436 | 24077.0464 | 271613.6044 | 0 | 3521264.5977 | 9161608.1725 | 6252985.83 | 27964742.184 | 3144235.0165 | 11373342.4802 |  | 1478867.319 | 3156389.5659 | 0 | 47117576.5656 |  | 3162277.6602 | 2.2385 | 21048.5097 |  | 472.0077
1 | 1900 | 707 | 0.035 | 15 | 15 | 7 | 4.217e-09 | 0 | Water | Porous | Wet | R245fa | MinimizeLCOE | IgnoreSilica | 130.0091 | 14.5515 | 0.56709 | 4 | 20862.9943 |  | 467.8476 |  | 80.4785 | -3.4006e-06 | 2358701787.8935 | 1921585.8358 | 58895.3425 | 2991831.9367 | 3829842.615 | 24077.0464 | 269422.5658 | 0 | 3547305.5834 | 9229361.4756 | 6299228.8515 | 28171551.2527 | 3144235.0165 | 11373342.4802 |  | 1478867.319 | 3156389.5659 | 0 | 47324385.6343 |  | 4216965.0343 | 2.2683 | 20862.9943 |  | 467.8476
1 | 1900 | 707 | 0.035 | 15 | 15 | 7 | 5.6234e-09 | 0 | Water | Porous | Wet | R245fa | MinimizeLCOE | IgnoreSilica | 130.8982 | 14.6517 | 0.57277 | 4 | 20724.2704 |  | 464.7367 |  | 80.4805 | -3.3414e-06 | 2372728060.0284 | 1930950.9026 | 59180.8318 | 3008308.0166 | 3855984.1895 | 24077.0464 | 267706.1134 | 0 | 3567020.7691 | 9280656.3446 | 6334238.6536 | 28328122.8674 | 3144235.0165 | 11373342.4802 |  | 1478867.319 | 3156389.5659 | 0 | 47480957.249 |  | 5623413.2519 | 2.2911 | 20724.2704 |  | 464.7367
1 | 1900 | 707 | 0.035 | 15 | 15 | 7 | 7.4989e-09 | 0 | Water | Porous | Wet | R245fa | MinimizeLCOE | IgnoreSilica | 131.5755 | 14.7281 | 0.5771 | 4 | 20620.4662 |  | 462.4089 |  | 80.4819 | -3.297e-06 | 2383071767.2294 | 1938074.1139 | 59397.9705 | 3020846.2754 | 3875901.2362 | 24077.0464 | 266399.396 | 0 | 3582031.455 | 9319711.0701 | 6360894.3063 | 28447332.8698 | 3144235.0165 | 11373342.4802 |  | 1478867.319 | 3156389.5659 | 0 | 47600167.2514 |  | 7498942.0933 | 2.3084 | 20620.4662 |  | 462.4089
1 | 1900 | 707 | 0.035 | 15 | 15 | 7 | 1e-08 | 0 | Water | Porous | Wet | R245fa | MinimizeLCOE | IgnoreSilica | 132.0897 | 14.7861 | 0.58038 | 4 | 20542.7513 |  | 460.6662 |  | 80.4831 | -3.2636e-06 | 2390719839.5142 | 1943474.6901 | 59562.5926 | 3030355.9702 | 3891020.825 | 24077.0464 | 265408.9584 | 0 | 3593421.0322 | 9349344.4138 | 6381119.6722 | 28537785.2008 | 3144235.0165 | 11373342.4802 |  | 1478867.319 | 3156389.5659 | 0 | 47690619.5824 |  | 10000000 | 2.3215 | 20542.7513 |  | 460.6662
1 | 2000 | 707 | 0.035 | 15 | 15 | 7 | 1e-13 | 0 | Water | Porous | Wet | R245fa | MinimizeLCOE | IgnoreSilica | 0 | 0 | 0 | 4 |  |  |  |  | 0 | 0 | 15715635566.7302 | 2421.0721 | 51.7173 | 2480.2169 | 25156.4794 | 24077.0464 | 23907.0053 | 0 | 30456.4796 | 79241.5124 | 54083.9605 | 241875.4899 | 3144235.0165 | 12008274.9535 |  | 1478867.319 | 3283376.0606 | 0 |  |  | 100 | 0
1 | 2000 | 707 | 0.035 | 15 | 15 | 7 | 1.3335e-13 | 0 | Water | Porous | Wet | R245fa | MinimizeLCOE | IgnoreSilica | 0 | 0 | 0 | 4 |  |  |  |  | 0 | 0 | 11384574270.842 | 2424.7939 | 51.8035 | 2484.1266 | 25158.263 | 24077.0464 | 21123.6395 | 0 | 29374.6724 | 76426.872 | 52162.9105 | 233284.1277 | 3144235.0165 | 12008274.9535 |  | 1478867.319 | 3283376.0606 | 0 |  |  | 133.3521 | 0
1 | 2000 | 707 | 0.035 | 15 | 15 | 7 | 1.7783e-13 | 0 | Water | Porous | Wet | R245fa | MinimizeLCOE | IgnoreSilica | 0 | 0 | 0 | 4 |  |  |  |  | 0 | 0 | 8135732040.2977 | 2427.6026 | 51.8686 | 2487.0766 | 25159.6087 | 24077.0464 | 18727.9219 | 0 | 28443.1386 | 74003.2123 | 50508.713 | 225886.1886 | 3144235.0165 | 12008274.9535 |  | 1478867.319 | 3283376.0606 | 0 |  |  | 177.8279 | 0
1 | 2000 | 707 | 0.035 | 15 | 15 | 7 | 2.3714e-13 | 0 | Water | Porous | Wet | R245fa | MinimizeLCOE | IgnoreSilica | 0 | 0 | 0 | 4 |  |  |  |  | 0 | 0 | 5698857091.5555 | 2429.719 | 51.9176 | 2489.2992 | 25160.6223 | 24077.0464 | 16649.1513 | 0 | 27634.5247 | 71899.3647 | 49072.7938 | 219464.439 | 3144235.0165 | 12008274.9535 |  | 1478867.319 | 3283376.0606 | 0 |  |  | 237.1374 | 0
1 | 2000 | 707 | 0.035 | 15 | 15 | 7 | 3.1623e-13 | 0 | Water | Porous | Wet | R245fa | MinimizeLCOE | IgnoreSilica | 0 | 0 | 0 | 4 |  |  |  |  | 0 | 0 | 3871119432.4587 | 2431.3117 | 51.9545 | 2490.9717 | 25161.385 | 24077.0464 | 14827.302 | 0 | 26925.5888 | 70054.8589 | 47813.8807 | 213834.2996 | 3144235.0165 | 12008274.9535 |  | 1478867.319 | 3283376.0606 | 0 |  |  | 316.2278 | 0
1 | 2000 | 707 | 0.035 | 15 | 15 | 7 | 4.217e-13 | 0 | Water | Porous | Wet | R245fa | MinimizeLCOE | IgnoreSilica | 0 | 0 | 0 | 4 |  |  |  |  | 0 | 0 | 2500339508.5136 | 2432.5093 | 51.9823 | 2492.2291 | 25161.9584 | 24077.0464 | 13210.137 | 0 | 26296.0864 | 68417.0227 | 46696.0238 | 208834.9955 | 3144235.0165 | 12008274.9535 |  | 1478867.319 | 3283376.0606 | 0 |  |  | 421.6965 | 0
1 | 2000 | 707 | 0.035 | 15 | 15 | 7 | 5.6234e-13 | 0 | Water | Porous | Wet | R245fa | MinimizeLCOE | IgnoreSilica | 0 | 0 | 0 | 4 |  |  |  |  | 0 | 0 | 1472298750.623 | 2433.4092 | 52.0031 | 2493.1739 | 25162.3892 | 24077.0464 | 11750.051 | 0 | 25727.5484 | 66937.8036 | 45686.4264 | 204319.8513 | 3144235.0165 | 12008274.9535 |  | 1478867.319 | 3283376.0606 | 0 |  |  | 562.3413 | 0
1 | 2000 | 707 | 0.035 | 15 | 15 | 7 | 7.4989e-13 | 0 | Water | Porous | Wet | R245fa | MinimizeLCOE | IgnoreSilica | 0 | 0 | 0 | 4 |  |  |  |  | 0 | 0 | 701281135.8243 | 2433.7444 | 52.0109 | 2493.5258 | 25162.5497 | 24077.0464 | 10399.7008 | 0 | 25201.2454 | 65568.471 | 44751.8287 | 200140.123 | 3144235.0165 | 12008274.9535 |  | 1478867.319 | 3283376.0606 | 0 |  |  | 749.8942 | 0
1 | 2000 | 707 | 0.035 | 15 | 15 | 7 | 1e-12 | 0 | Water | Porous | Wet | R245fa | MinimizeLCOE | IgnoreSilica | 0.67593 | 0.047481 | 6.9689e-05 | 4 | 73127312.1817 |  | 1639862.1804 |  | 65.7797 | -9.023e-06 | 47904661.2989 | 30951.7897 | 839.6594 | 31017.2487 | 39092.5351 | 24077.0464 | 25773.9703 | 0 | 59183.3773 | 153983.0076 | 105096.5667 | 470015.2011 | 3144235.0165 | 12008274.9535 |  | 1478867.319 | 3283376.0606 | 0 | 20384768.5508 |  | 1000 | 0.00027876 | 73127312.1817 |  | 1639862.1804
1 | 2000 | 707 | 0.035 | 15 | 15 | 7 | 1.3335e-12 | 0 | Water | Porous | Wet | R245fa | MinimizeLCOE | IgnoreSilica | 1.0464 | 0.089542 | 0.00073637 | 4 | 6983615.8428 |  | 156605.8858 |  | 71.349 | -1.0766e-05 | 20508771.8397 | 50864.4076 | 1443.2678 | 51306.6071 | 50227.7379 | 24077.0464 | 33644.41 | 0 | 82509.756 | 214673.4599 | 146519.0475 | 655265.7402 | 3144235.0165 | 12008274.9535 |  | 1478867.319 | 3283376.0606 | 0 | 20570019.0898 |  | 1333.5214 | 0.0029455 | 6983615.8428 |  | 156605.8858
1 | 2000 | 707 | 0.035 | 15 | 15 | 7 | 1.7783e-12 | 0 | Water | Porous | Wet | R245fa | MinimizeLCOE | IgnoreSilica | 1.4874 | 0.14149 | 0.0018119 | 4 | 2866092.4948 |  | 64271.4267 |  | 74.721 | -1.1581e-05 | 16489195.6863 | 72094.1357 | 2101.6722 | 73795.3978 | 63644.8915 | 24077.0464 | 40997.3909 | 0 | 107917.1085 | 280778.1794 | 191636.8768 | 857042.6992 | 3144235.0165 | 12008274.9535 |  | 1478867.319 | 3283376.0606 | 0 | 20771796.0488 |  | 1778.2794 | 0.0072474 | 2866092.4948 |  | 64271.4267
1 | 2000 | 707 | 0.035 | 15 | 15 | 7 | 2.3714e-12 | 0 | Water | Porous | Wet | R245fa | MinimizeLCOE | IgnoreSilica | 2.043 | 0.20806 | 0.0033808 | 4 | 1553406.7717 |  | 34834.7688 |  | 77.0456 | -1.1968e-05 | 68975136.5913 | 96167.0809 | 2856.4894 | 100290.2583 | 80651.9072 | 24077.0464 | 48661.8918 | 0 | 137554.8229 | 357889.4327 | 244266.8917 | 1092415.8212 | 3144235.0165 | 12008274.9535 |  | 1478867.319 | 3283376.0606 | 0 | 21007169.1709 |  | 2371.3737 | 0.013523 | 1553406.7717 |  | 34834.7688
1 | 2000 | 707 | 0.035 | 15 | 15 | 7 | 3.1623e-12 | 0 | Water | Porous | Wet | R245fa | MinimizeLCOE | IgnoreSilica | 2.7741 | 0.29642 | 0.0055757 | 4 | 954871.1635 |  | 21412.7535 |  | 78.76 | -1.2203e-05 | 98675142.1506 | 124764.3842 | 3758.2913 | 132948.1809 | 103097.2351 | 24077.0464 | 57453.2579 | 0 | 173978.3743 | 452656.0421 | 308947.0499 | 1381679.8621 | 3144235.0165 | 12008274.9535 |  | 1478867.319 | 3283376.0606 | 0 | 21296433.2117 |  | 3162.2777 | 0.022303 | 954871.1635 |  | 21412.7535
1 | 2000 | 707 | 0.035 | 15 | 15 | 7 | 4.217e-12 | 0 | Water | Porous | Wet | R245fa | MinimizeLCOE | IgnoreSilica | 3.7339 | 0.41295 | 0.0085801 | 4 | 630890.5778 |  | 14147.5677 |  | 80.0313 | -1.2321e-05 | 126959160.7435 | 158756.4091 | 4833.3235 | 173168.3226 | 132611.777 | 24077.0464 | 67587.8087 | 0 | 218803.528 | 569281.8972 | 388546.5924 | 1737666.7048 | 3144235.0165 | 12008274.9535 |  | 1478867.319 | 3283376.0606 | 0 | 21652420.0544 |  | 4216.965 | 0.03432 | 630890.5778 |  | 14147.5677
1 | 2000 | 707 | 0.035 | 15 | 15 | 7 | 5.6234e-12 | 0 | Water | Porous | Wet | R245fa | MinimizeLCOE | IgnoreSilica | 4.9667 | 0.56312 | 0.012637 | 4 | 436849.42 |  | 9796.2419 |  | 80.9646 | -1.2279e-05 | 193743460.8136 | 198463.4817 | 6090.1433 | 221787.5789 | 170574.5585 | 24077.0464 | 78844.096 | 0 | 272936.3928 | 710124.5072 | 484674.5678 | 2167572.3724 | 3144235.0165 | 12008274.9535 |  | 1478867.319 | 3283376.0606 | 0 | 22082325.7221 |  | 5623.4133 | 0.050549 | 436849.42 |  | 9796.2419
1 | 2000 | 707 | 0.035 | 15 | 15 | 7 | 7.4989e-12 | 0 | Water | Porous | Wet | R245fa | MinimizeLCOE | IgnoreSilica | 6.5667 | 0.75824 | 0.018077 | 4 | 312686.0954 |  | 7011.9096 |  | 81.6649 | -1.2158e-05 | 276921584.8888 | 245503.5483 | 7579.393 | 281242.9342 | 219861.1208 | 24077.0464 | 91716.1586 | 0 | 339292.2785 | 882768.9103 | 602507.9204 | 2694549.3106 | 3144235.0165 | 12008274.9535 |  | 1478867.319 | 3283376.0606 | 0 | 22609302.6603 |  | 7498.9421 | 0.072307 | 312686.0954 |  | 7011.9096
1 | 2000 | 707 | 0.035 | 15 | 15 | 7 | 1e-11 | 0 | Water | Porous | Wet | R245fa | MinimizeLCOE | IgnoreSilica | 8.6667 | 1.0146 | 0.025339 | 4 | 229539.6142 |  | 5147.37 |  | 82.1984 | -1.202e-05 | 355825517.7771 | 302010.4752 | 9367.3681 | 354893.5849 | 284574.628 | 24077.0464 | 106878.9283 | 0 | 421902.7921 | 1097704.5208 | 749205.891 | 3350615.2349 | 3144235.0165 | 12008274.9535 |  | 1478867.319 | 3283376.0606 | 0 | 23265368.5846 |  | 10000 | 0.10136 | 229539.6142 |  | 5147.37
1 | 2000 | 707 | 0.035 | 15 | 15 | 7 | 1.3335e-11 | 0 | Water | Porous | Wet | R245fa | MinimizeLCOE | IgnoreSilica | 11.3735 | 1.3452 | 0.034981 | 4 | 172011.4576 |  | 3857.3151 |  | 82.5992 | -1.1814e-05 | 455941140.9435 | 368835.7151 | 11479.8566 | 444600.8134 | 368007.8804 | 24077.0464 | 124119.4822 | 0 | 523037.1097 | 1360835.2698 | 928798.034 | 4153791.2076 | 3144235.0165 | 12008274.9535 |  | 1478867.319 | 3283376.0606 | 0 | 24068544.5573 |  | 13335.2143 | 0.13992 | 172011.4576 |  | 3857.3151
1 | 2000 | 707 | 0.035 | 15 | 15 | 7 | 1.7783e-11 | 0 | Water | Porous | Wet | R245fa | MinimizeLCOE | IgnoreSilica | 14.8734 | 1.7728 | 0.047734 | 4 | 131238.6754 |  | 2942.9954 |  | 82.9036 | -1.1577e-05 | 563197919.4 | 448312.4847 | 13989.3701 | 554345.7639 | 475905.3086 | 24077.0464 | 143988.4847 | 0 | 647641.1988 | 1685029.5497 | 1150067.2916 | 5143356.4984 | 3144235.0165 | 12008274.9535 |  | 1478867.319 | 3283376.0606 | 0 | 25058109.848 |  | 17782.7941 | 0.19094 | 131238.6754 |  | 2942.9954
1 | 2000 | 707 | 0.035 | 15 | 15 | 7 | 2.3714e-11 | 0 | Water | Porous | Wet | R245fa | MinimizeLCOE | IgnoreSilica | 19.3124 | 2.3153 | 0.064469 | 4 | 101816.1355 |  | 2283.2021 |  | 83.1326 | -1.127e-05 | 694441230.7903 | 541270.6283 | 16920.6204 | 686219.6253 | 612762.6633 | 24077.0464 | 166063.3889 | 0 | 798452.4493 | 2077409.488 | 1417874.662 | 6341050.5719 | 3144235.0165 | 12008274.9535 |  | 1478867.319 | 3283376.0606 | 0 | 26255803.9216 |  | 23713.7371 | 0.25787 | 101816.1355 |  | 2283.2021
1 | 2000 | 707 | 0.035 | 15 | 15 | 7 | 3.1623e-11 | 0 | Water | Porous | Wet | R245fa | MinimizeLCOE | IgnoreSilica | 24.8741 | 2.9952 | 0.086219 | 4 | 80294.0544 |  | 1800.5746 |  | 83.3056 | -1.0896e-05 | 846809898.2554 | 649020.3596 | 20313.2682 | 843051.818 | 784251.5976 | 24077.0464 | 190174.1293 | 0 | 979246.4054 | 2547798.2759 | 1738924.6753 | 7776857.5756 | 3144235.0165 | 12008274.9535 |  | 1478867.319 | 3283376.0606 | 0 | 27691610.9253 |  | 31622.7766 | 0.34488 | 80294.0544 |  | 1800.5746
1 | 2000 | 707 | 0.035 | 15 | 15 | 7 | 4.217e-11 | 0 | Water | Porous | Wet | R245fa | MinimizeLCOE | IgnoreSilica | 31.7607 | 3.8371 | 0.11413 | 4 | 64392.0386 |  | 1443.9758 |  | 83.4372 | -1.0472e-05 | 1010762190.5999 | 772848.6776 | 24206.001 | 1027730.5758 | 996614.6635 | 24077.0464 | 216195.4812 | 0 | 1194052.2537 | 3106679.0305 | 2120372.2742 | 9482776.0039 | 3144235.0165 | 12008274.9535 |  | 1478867.319 | 3283376.0606 | 0 | 29397529.3535 |  | 42169.6503 | 0.45654 | 64392.0386 |  | 1443.9758
1 | 2000 | 707 | 0.035 | 15 | 15 | 7 | 5.6234e-11 | 0 | Water | Porous | Wet | R245fa | MinimizeLCOE | IgnoreSilica | 40.0286 | 4.8481 | 0.14919 | 4 | 52560.5504 |  | 1178.6576 |  | 83.5373 | -9.9763e-06 | 1192105228.4709 | 911365.3557 | 28553.3315 | 1239095.6088 | 1251601.9089 | 24077.0464 | 242807.1838 | 0 | 1442025.1697 | 3751853.6914 | 2560717.2373 | 11452096.5334 | 3144235.0165 | 12008274.9535 |  | 1478867.319 | 3283376.0606 | 0 | 31366849.8831 |  | 56234.1325 | 0.59678 | 52560.5504 |  | 1178.6576
1 | 2000 | 707 | 0.035 | 15 | 15 | 7 | 7.4989e-11 | 0 | Water | Porous | Wet | R245fa | MinimizeLCOE | IgnoreSilica | 49.6413 | 6.024 | 0.19198 | 4 | 43722.5225 |  | 980.4669 |  | 83.6142 | -9.4167e-06 | 1383546774.5495 | 1062159.5166 | 33278.1949 | 1474105.21 | 1548119.9493 | 24077.0464 | 268714.3061 | 0 | 1720077.1471 | 4475287.9004 | 3054475.95 | 13660295.2208 | 3144235.0165 | 12008274.9535 |  | 1478867.319 | 3283376.0606 | 0 | 33575048.5705 |  | 74989.4209 | 0.76791 | 43722.5225 |  | 980.4669
1 | 2000 | 707 | 0.035 | 15 | 15 | 7 | 1e-10 | 0 | Water | Porous | Wet | R245fa | MinimizeLCOE | IgnoreSilica | 60.3233 | 7.3312 | 0.24215 | 4 | 37113.2848 |  | 832.2564 |  | 83.6738 | -8.7995e-06 | 1580171461.0067 | 1219986.0097 | 38215.5462 | 1724813.2763 | 1877701.9791 | 24077.0464 | 292011.8704 | 0 | 2018954.2339 | 5252904.7722 | 3585215.4434 | 16033880.1775 | 3144235.0165 | 12008274.9535 |  | 1478867.319 | 3283376.0606 | 0 | 35948633.5272 |  | 100000 | 0.96862 | 37113.2848 |  | 832.2564
1 | 2000 | 707 | 0.035 | 15 | 15 | 7 | 1.3335e-10 | 0 | Water | Porous | Wet | R245fa | MinimizeLCOE | IgnoreSilica | 71.5561 | 8.7065 | 0.29812 | 4 | 32177.423 |  | 721.5709 |  | 83.7207 | -8.1408e-06 | 1776141547.9479 | 1377397.1987 | 43132.6997 | 1979085.9776 | 2224390.9389 | 24077.0464 | 310737.376 | 0 | 2323940.2826 | 6046415.9095 | 4126803.0997 | 18455980.5291 | 3144235.0165 | 12008274.9535 |  | 1478867.319 | 3283376.0606 | 0 | 38370733.8788 |  | 133352.1432 | 1.1925 | 32177.423 |  | 721.5709
1 | 2000 | 707 | 0.035 | 15 | 15 | 7 | 1.7783e-10 | 0 | Water | Porous | Wet | R245fa | MinimizeLCOE | IgnoreSilica | 82.7157 | 10.0738 | 0.35712 | 4 | 28501.7058 |  | 639.1438 |  | 83.7582 | -7.4734e-06 | 1961774357.4227 | 1526860.943 | 47795.6018 | 2223986.4872 | 2568954.258 | 24077.0464 | 323794.3064 | 0 | 2619032.7707 | 6814186.0318 | 4650821.9842 | 20799509.4295 | 3144235.0165 | 12008274.9535 |  | 1478867.319 | 3283376.0606 | 0 | 40714262.7791 |  | 177827.941 | 1.4285 | 28501.7058 |  | 639.1438
1 | 2000 | 707 | 0.035 | 15 | 15 | 7 | 2.3714e-10 | 0 | Water | Porous | Wet | R245fa | MinimizeLCOE | IgnoreSilica | 93.1614 | 11.3545 | 0.41573 | 4 | 25772.725 |  | 577.9471 |  | 83.7885 | -6.8281e-06 | 2132820960.8558 | 1661613.2722 | 51995.0307 | 2447390.7618 | 2891609.1507 | 24077.0464 | 330866.4783 | 0 | 2888945.1786 | 7516442.7506 | 5130126.6247 | 22943066.2939 | 3144235.0165 | 12008274.9535 |  | 1478867.319 | 3283376.0606 | 0 | 42857819.6435 |  | 237137.3706 | 1.6629 | 25772.725 |  | 577.9471
1 | 2000 | 707 | 0.035 | 15 | 15 | 7 | 3.1623e-10 | 0 | Water | Porous | Wet | R245fa | MinimizeLCOE | IgnoreSilica | 102.4381 | 12.4928 | 0.47076 | 4 | 23751.0071 |  | 532.6106 |  | 83.8129 | -6.2342e-06 | 2284043456.2943 | 1777735.4687 | 55610.7577 | 2641725.9795 | 3178283.2867 | 24077.0464 | 332753.8053 | 0 | 3123972.6743 | 8127936.0836 | 5547483.3894 | 24809578.4915 | 3144235.0165 | 12008274.9535 |  | 1478867.319 | 3283376.0606 | 0 | 44724331.8412 |  | 316227.766 | 1.883 | 23751.0071 |  | 532.6106
1 | 2000 | 707 | 0.035 | 15 | 15 | 7 | 4.217e-10 | 0 | Water | Porous | Wet | R245fa | MinimizeLCOE | IgnoreSilica | 110.3575 | 13.4652 | 0.52003 | 4 | 22254.4636 |  | 499.0509 |  | 83.8325 | -5.7147e-06 | 2412019227.524 | 1874549.2596 | 58623.2572 | 2804944.5333 | 3423117.1183 | 24077.0464 | 331037.5554 | 0 | 3321376.0204 | 8641539.0971 | 5898027.9996 | 26377291.8873 | 3144235.0165 | 12008274.9535 |  | 1478867.319 | 3283376.0606 | 0 | 46292045.2369 |  | 421696.5034 | 2.0801 | 22254.4636 |  | 499.0509
1 | 2000 | 707 | 0.035 | 15 | 15 | 7 | 5.6234e-10 | 0 | Water | Porous | Wet | R245fa | MinimizeLCOE | IgnoreSilica | 116.8567 | 14.2637 | 0.56229 | 4 | 21146.2044 |  | 474.1985 |  | 83.848 | -5.2731e-06 | 2519260905.4565 | 1952562.7992 | 61049.5259 | 2937214.7377 | 3624119.5584 | 24077.0464 | 326956.6214 | 0 | 3481132.3127 | 9057192.1991 | 6181719.7826 | 27646024.5832 | 3144235.0165 | 12008274.9535 |  | 1478867.319 | 3283376.0606 | 0 | 47560777.9328 |  | 562341.3252 | 2.2491 | 21146.2044 |  | 474.1985
1 | 2000 | 707 | 0.035 | 15 | 15 | 7 | 7.4989e-10 | 0 | Water | Porous | Wet | R245fa | MinimizeLCOE | IgnoreSilica | 122.0749 | 14.9052 | 0.59741 | 4 | 20324.4672 |  | 455.7712 |  | 83.8603 | -4.9104e-06 | 2606744075.9081 | 2014333.7523 | 62969.9092 | 3042397.6662 | 3785554.6238 | 24077.0464 | 321891.4256 | 0 | 3607977.5252 | 9387217.4225 | 6406968.7789 | 28653388.1501 | 3144235.0165 | 12008274.9535 |  | 1478867.319 | 3283376.0606 | 0 | 48568141.4997 |  | 749894.2093 | 2.3896 | 20324.4672 |  | 455.7712
1 | 2000 | 707 | 0.035 | 15 | 15 | 7 | 1e-09 | 0 | Water | Porous | Wet | R245fa | MinimizeLCOE | IgnoreSilica | 126.1964 | 15.4121 | 0.62591 | 4 | 19714.1831 |  | 442.0858 |  | 83.8698 | -4.6199e-06 | 2675820041.6763 | 2062611.9207 | 64470.3929 | 3124873.3448 | 3913098.9255 | 24077.0464 | 316744.3683 | 0 | 3707291.6395 | 9645612.3758 | 6583328.644 | 29442108.6578 | 3144235.0165 | 12008274.9535 |  | 1478867.319 | 3283376.0606 | 0 | 49356862.0075 |  | 1000000 | 2.5036 | 19714.1831 |  | 442.0858
1 | 2000 | 707 | 0.035 | 15 | 15 | 7 | 1.3335e-09 | 0 | Water | Porous | Wet | R245fa | MinimizeLCOE | IgnoreSilica | 129.3829 | 15.8042 | 0.64851 | 4 | 19260.172 |  | 431.9047 |  | 83.8772 | -4.3891e-06 | 2731060407.2544 | 2099642.0743 | 65621.0466 | 3188288.6318 | 4011728.8412 | 24077.0464 | 311867.9725 | 0 | 3783477.989 | 9843833.6293 | 6718618.7226 | 30047155.9537 | 3144235.0165 | 12008274.9535 |  | 1478867.319 | 3283376.0606 | 0 | 49961909.3033 |  | 1333521.4322 | 2.5941 | 19260.172 |  | 431.9047
1 | 2000 | 707 | 0.035 | 15 | 15 | 7 | 1.7783e-09 | 0 | Water | Porous | Wet | R245fa | MinimizeLCOE | IgnoreSilica | 131.8339 | 16.1059 | 0.66622 | 4 | 18921.8611 |  | 424.3181 |  | 83.8828 | -4.2087e-06 | 2773622737.253 | 2127957.6318 | 66500.782 | 3236867.9124 | 4087607.9513 | 24077.0464 | 307610.2112 | 0 | 3841742.3987 | 9995425.6716 | 6822083.4064 | 30509873.0118 | 3144235.0165 | 12008274.9535 |  | 1478867.319 | 3283376.0606 | 0 | 50424626.3614 |  | 1778279.41 | 2.6649 | 18921.8611 |  | 424.3181
1 | 2000 | 707 | 0.035 | 15 | 15 | 7 | 2.3714e-09 | 0 | Water | Porous | Wet | R245fa | MinimizeLCOE | IgnoreSilica | 133.7144 | 16.3374 | 0.67997 | 4 | 18669.405 |  | 418.6569 |  | 83.8872 | -4.0695e-06 | 2806514404.8351 | 2149587.7773 | 67172.7449 | 3274027.3191 | 4145835.9956 | 24077.0464 | 304087.6479 | 0 | 3886267.5271 | 10111270.9225 | 6901150.1705 | 30863477.1512 | 3144235.0165 | 12008274.9535 |  | 1478867.319 | 3283376.0606 | 0 | 50778230.5008 |  | 2371373.7057 | 2.7199 | 18669.405 |  | 418.6569
1 | 2000 | 707 | 0.035 | 15 | 15 | 7 | 3.1623e-09 | 0 | Water | Porous | Wet | R245fa | MinimizeLCOE | IgnoreSilica | 135.1512 | 16.5143 | 0.69055 | 4 | 18480.8285 |  | 414.4281 |  | 83.8905 | -3.9633e-06 | 2831384997.7998 | 2166059.0973 | 67684.3998 | 3302353.423 | 4190330.6303 | 24077.0464 | 301259.7983 | 0 | 3920188.1141 | 10199525.3318 | 6961385.6183 | 31132863.4595 | 3144235.0165 | 12008274.9535 |  | 1478867.319 | 3283376.0606 | 0 | 51047616.8091 |  | 3162277.6602 | 2.7622 | 18480.8285 |  | 414.4281
1 | 2000 | 707 | 0.035 | 15 | 15 | 7 | 4.217e-09 | 0 | Water | Porous | Wet | R245fa | MinimizeLCOE | IgnoreSilica | 136.2307 | 16.6472 | 0.69861 | 4 | 18339.8413 |  | 411.2665 |  | 83.893 | -3.8817e-06 | 2850809916.2815 | 2178402.286 | 68067.7969 | 3323596.7093 | 4223760.5382 | 24077.0464 | 298960.9997 | 0 | 3945577.4968 | 10265583.2975 | 7006471.5372 | 31334497.7078 | 3144235.0165 | 12008274.9535 |  | 1478867.319 | 3283376.0606 | 0 | 51249251.0575 |  | 4216965.0343 | 2.7944 | 18339.8413 |  | 411.2665
1 | 2000 | 707 | 0.035 | 15 | 15 | 7 | 5.6234e-09 | 0 | Water | Porous | Wet | R245fa | MinimizeLCOE | IgnoreSilica | 137.0466 | 16.7477 | 0.70473 | 4 | 18234.3592 |  | 408.9011 |  | 83.8949 | -3.8198e-06 | 2865547128.899 | 2187714.4374 | 68357.0321 | 3339632.6719 | 4249030.2665 | 24077.0464 | 297161.3821 | 0 | 3964729.4062 | 10315412.6371 | 7040481.0853 | 31486595.965 | 3144235.0165 | 12008274.9535 |  | 1478867.319 | 3283376.0606 | 0 | 51401349.3146 |  | 5623413.2519 | 2.8189 | 18234.3592 |  | 408.9011
1 | 2000 | 707 | 0.035 | 15 | 15 | 7 | 7.4989e-09 | 0 | Water | Porous | Wet | R245fa | MinimizeLCOE | IgnoreSilica | 137.6728 | 16.8249 | 0.70941 | 4 | 18155.3972 |  | 407.1304 |  | 83.8963 | -3.7737e-06 | 2876160061.8603 | 2194851.587 | 68578.7038 | 3351928.5501 | 4268426.3023 | 24077.0464 | 295822.9832 | 0 | 3979437.2174 | 10353679.3448 | 7066598.8997 | 31603400.6345 | 3144235.0165 | 12008274.9535 |  | 1478867.319 | 3283376.0606 | 0 | 51518153.9842 |  | 7498942.0933 | 2.8376 | 18155.3972 |  | 407.1304
1 | 2000 | 707 | 0.035 | 15 | 15 | 7 | 1e-08 | 0 | Water | Porous | Wet | R245fa | MinimizeLCOE | IgnoreSilica | 138.1332 | 16.8816 | 0.71291 | 4 | 18096.2628 |  | 405.8043 |  | 83.8974 | -3.7381e-06 | 2884731169.0066 | 2200093.8474 | 68741.5182 | 3360962.8516 | 4282688.3934 | 24077.0464 | 294736.888 | 0 | 3990207.2126 | 10381700.663 | 7085724.0251 | 31688932.4457 | 3144235.0165 | 12008274.9535 |  | 1478867.319 | 3283376.0606 | 0 | 51603685.7954 |  | 10000000 | 2.8516 | 18096.2628 |  | 405.8043
1 | 2100 | 707 | 0.035 | 15 | 15 | 7 | 1e-13 | 0 | Water | Porous | Wet | R245fa | MinimizeLCOE | IgnoreSilica | 0 | 0 | 0 | 4 |  |  |  |  | 0 | 0 | 14887263815.3849 | 2554.1633 | 54.8101 | 2619.325 | 25219.7245 | 24077.0464 | 23427.2016 | 0 | 30401.3856 | 79098.1692 | 53986.1258 | 241437.9514 | 3144235.0165 | 12654927.6086 |  | 1478867.319 | 3412706.5916 | 0 |  |  | 100 | 0
1 | 2100 | 707 | 0.035 | 15 | 15 | 7 | 1.3335e-13 | 0 | Water | Porous | Wet | R245fa | MinimizeLCOE | IgnoreSilica | 0 | 0 | 0 | 4 |  |  |  |  | 0 | 0 | 10715868783.0701 | 2557.7692 | 54.8941 | 2623.0768 | 25221.424 | 24077.0464 | 20696.5971 | 0 | 29340.015 | 76336.7005 | 52101.3667 | 233008.8898 | 3144235.0165 | 12654927.6086 |  | 1478867.319 | 3412706.5916 | 0 |  |  | 133.3521 | 0
1 | 2100 | 707 | 0.035 | 15 | 15 | 7 | 1.7783e-13 | 0 | Water | Porous | Wet | R245fa | MinimizeLCOE | IgnoreSilica | 0 | 0 | 0 | 4 |  |  |  |  | 0 | 0 | 7587174429.3471 | 2560.4901 | 54.9576 | 2625.9072 | 25222.7058 | 24077.0464 | 18341.1864 | 0 | 28424.0945 | 73953.6632 | 50474.8947 | 225734.9459 | 3144235.0165 | 12654927.6086 |  | 1478867.319 | 3412706.5916 | 0 |  |  | 177.8279 | 0
1 | 2100 | 707 | 0.035 | 15 | 15 | 7 | 2.3714e-13 | 0 | Water | Porous | Wet | R245fa | MinimizeLCOE | IgnoreSilica | 0 | 0 | 0 | 4 |  |  |  |  | 0 | 0 | 5240635884.4475 | 2562.5399 | 55.0054 | 2628.0393 | 25223.6713 | 24077.0464 | 16291.3782 | 0 | 27626.6954 | 71878.9945 | 49058.8907 | 219402.2612 | 3144235.0165 | 12654927.6086 |  | 1478867.319 | 3412706.5916 | 0 |  |  | 237.1374 | 0
1 | 2100 | 707 | 0.035 | 15 | 15 | 7 | 3.1623e-13 | 0 | Water | Porous | Wet | R245fa | MinimizeLCOE | IgnoreSilica | 0 | 0 | 0 | 4 |  |  |  |  | 0 | 0 | 3480800132.5587 | 2564.0825 | 55.0414 | 2629.6436 | 25224.3977 | 24077.0464 | 14487.569 | 0 | 26924.7344 | 70052.6359 | 47812.3634 | 213827.5142 | 3144235.0165 | 12654927.6086 |  | 1478867.319 | 3412706.5916 | 0 |  |  | 316.2278 | 0
1 | 2100 | 707 | 0.035 | 15 | 15 | 7 | 4.217e-13 | 0 | Water | Porous | Wet | R245fa | MinimizeLCOE | IgnoreSilica | 0 | 0 | 0 | 4 |  |  |  |  | 0 | 0 | 2161009367.9407 | 2565.2422 | 55.0684 | 2630.8497 | 25224.9438 | 24077.0464 | 12877.0038 | 0 | 26297.7601 | 68421.3774 | 46698.996 | 208848.2877 | 3144235.0165 | 12654927.6086 |  | 1478867.319 | 3412706.5916 | 0 |  |  | 421.6965 | 0
1 | 2100 | 707 | 0.035 | 15 | 15 | 7 | 5.6234e-13 | 0 | Water | Porous | Wet | R245fa | MinimizeLCOE | IgnoreSilica | 0 | 0 | 0 | 4 |  |  |  |  | 0 | 0 | 1171244219.0656 | 2566.1136 | 55.0887 | 2631.7558 | 25225.354 | 24077.0464 | 11409.9927 | 0 | 25726.487 | 66935.0418 | 45684.5414 | 204311.4214 | 3144235.0165 | 12654927.6086 |  | 1478867.319 | 3412706.5916 | 0 |  |  | 562.3413 | 0
1 | 2100 | 707 | 0.035 | 15 | 15 | 7 | 7.4989e-13 | 0 | Water | Porous | Wet | R245fa | MinimizeLCOE | IgnoreSilica | 0 | 0 | 0 | 4 |  |  |  |  | 0 | 0 | 428921876.72 | 2566.3365 | 55.0939 | 2631.9876 | 25225.4589 | 24077.0464 | 10033.9142 | 0 | 25190.0366 | 65539.3081 | 44731.9245 | 200051.1067 | 3144235.0165 | 12654927.6086 |  | 1478867.319 | 3412706.5916 | 0 |  |  | 749.8942 | 0
1 | 2100 | 707 | 0.035 | 15 | 15 | 7 | 1e-12 | 0 | Water | Porous | Wet | R245fa | MinimizeLCOE | IgnoreSilica | 0.87597 | 0.074889 | 0.00044308 | 4 | 12011262.2925 |  | 269349.634 |  | 71.3203 | -1.1647e-05 | 5445483.7943 | 44990.5804 | 1272.9512 | 44473.1102 | 45956.8604 | 24077.0464 | 32075.6508 | 0 | 75210.0177 | 195681.0385 | 133556.3296 | 597293.5852 | 3144235.0165 | 12654927.6086 |  | 1478867.319 | 3412706.5916 | 0 | 21288030.1209 |  | 1000 | 0.0017723 | 12011262.2925 |  | 269349.634
1 | 2100 | 707 | 0.035 | 15 | 15 | 7 | 1.3335e-12 | 0 | Water | Porous | Wet | R245fa | MinimizeLCOE | IgnoreSilica | 1.3021 | 0.12854 | 0.0014736 | 4 | 3648409.2657 |  | 81814.69 |  | 75.9662 | -1.3242e-05 | 24641929.9312 | 68325.1902 | 2004.5808 | 68280.3728 | 59481.3867 | 24077.0464 | 40831.5757 | 0 | 102570.0595 | 266866.2548 | 182141.7025 | 814578.1693 | 3144235.0165 | 12654927.6086 |  | 1478867.319 | 3412706.5916 | 0 | 21505314.7051 |  | 1333.5214 | 0.0058944 | 3648409.2657 |  | 81814.69
1 | 2100 | 707 | 0.035 | 15 | 15 | 7 | 1.7783e-12 | 0 | Water | Porous | Wet | R245fa | MinimizeLCOE | IgnoreSilica | 1.8189 | 0.19525 | 0.003035 | 4 | 1791371.9379 |  | 40171.0798 |  | 78.9268 | -1.3973e-05 | 6443074.138 | 93689.8754 | 2813.0837 | 95186.9875 | 76029.1163 | 24077.0464 | 49327.1497 | 0 | 133038.071 | 346137.7709 | 236246.1411 | 1056545.2421 | 3144235.0165 | 12654927.6086 |  | 1478867.319 | 3412706.5916 | 0 | 21747281.7778 |  | 1778.2794 | 0.01214 | 1791371.9379 |  | 40171.0798
1 | 2100 | 707 | 0.035 | 15 | 15 | 7 | 2.3714e-12 | 0 | Water | Porous | Wet | R245fa | MinimizeLCOE | IgnoreSilica | 2.4646 | 0.27962 | 0.0052556 | 4 | 1047833.2588 |  | 23497.4058 |  | 80.9898 | -1.4232e-05 | 95206511.5826 | 122296.8098 | 3732.2122 | 126678.0367 | 96800.8524 | 24077.0464 | 58107.6185 | 0 | 168360.1046 | 438038.4568 | 298970.2476 | 1337061.3849 | 3144235.0165 | 12654927.6086 |  | 1478867.319 | 3412706.5916 | 0 | 22027797.9207 |  | 2371.3737 | 0.021022 | 1047833.2588 |  | 23497.4058
1 | 2100 | 707 | 0.035 | 15 | 15 | 7 | 3.1623e-12 | 0 | Water | Porous | Wet | R245fa | MinimizeLCOE | IgnoreSilica | 3.3271 | 0.39306 | 0.0083242 | 4 | 672119.4694 |  | 15072.1155 |  | 82.5538 | -1.4429e-05 | 133901709.9518 | 156906.4831 | 4848.6139 | 166158.9519 | 124620.0419 | 24077.0464 | 68587.0835 | 0 | 212627.306 | 553212.6345 | 377578.9904 | 1688617.1515 | 3144235.0165 | 12654927.6086 |  | 1478867.319 | 3412706.5916 | 0 | 22379353.6873 |  | 3162.2777 | 0.033297 | 672119.4694 |  | 15072.1155
1 | 2100 | 707 | 0.035 | 15 | 15 | 7 | 4.217e-12 | 0 | Water | Porous | Wet | R245fa | MinimizeLCOE | IgnoreSilica | 4.4332 | 0.53913 | 0.01249 | 4 | 456416.986 |  | 10235.0398 |  | 83.6995 | -1.4415e-05 | 215291638.5302 | 197228.0309 | 6151.2646 | 213770.375 | 160354.5694 | 24077.0464 | 80171.8613 | 0 | 265883.7276 | 691774.919 | 472150.5967 | 2111562.391 | 3144235.0165 | 12654927.6086 |  | 1478867.319 | 3412706.5916 | 0 | 22802298.9267 |  | 4216.965 | 0.049959 | 456416.986 |  | 10235.0398
1 | 2100 | 707 | 0.035 | 15 | 15 | 7 | 5.6234e-12 | 0 | Water | Porous | Wet | R245fa | MinimizeLCOE | IgnoreSilica | 5.8823 | 0.73081 | 0.018096 | 4 | 322233.3702 |  | 7226.0049 |  | 84.5654 | -1.4335e-05 | 297580825.1873 | 245383.6932 | 7707.7436 | 272501.1645 | 207197.8908 | 24077.0464 | 93666.4877 | 0 | 331708.2702 | 863036.8764 | 589040.4018 | 2634319.5746 | 3144235.0165 | 12654927.6086 |  | 1478867.319 | 3412706.5916 | 0 | 23325056.1103 |  | 5623.4133 | 0.072386 | 322233.3702 |  | 7226.0049
1 | 2100 | 707 | 0.035 | 15 | 15 | 7 | 7.4989e-12 | 0 | Water | Porous | Wet | R245fa | MinimizeLCOE | IgnoreSilica | 7.7823 | 0.98246 | 0.025599 | 4 | 234126.8049 |  | 5250.2366 |  | 85.2219 | -1.4212e-05 | 379885270.1723 | 303090.3053 | 9572.071 | 345119.8359 | 268649.5528 | 24077.0464 | 109489.0046 | 0 | 413399.1482 | 1075579.7838 | 734105.3034 | 3283082.0513 | 3144235.0165 | 12654927.6086 |  | 1478867.319 | 3412706.5916 | 0 | 23973818.587 |  | 7498.9421 | 0.1024 | 234126.8049 |  | 5250.2366
1 | 2100 | 707 | 0.035 | 15 | 15 | 7 | 1e-11 | 0 | Water | Porous | Wet | R245fa | MinimizeLCOE | IgnoreSilica | 10.2332 | 1.3074 | 0.035581 | 4 | 174022.7337 |  | 3902.4175 |  | 85.7141 | -1.3999e-05 | 489111448.0389 | 371317.4763 | 11774.0186 | 433601.798 | 347958.642 | 24077.0464 | 127479.2774 | 0 | 513321.2209 | 1335556.5201 | 911544.7679 | 4076630.7676 | 3144235.0165 | 12654927.6086 |  | 1478867.319 | 3412706.5916 | 0 | 24767367.3033 |  | 10000 | 0.14232 | 174022.7337 |  | 3902.4175
1 | 2100 | 707 | 0.035 | 15 | 15 | 7 | 1.3335e-11 | 0 | Water | Porous | Wet | R245fa | MinimizeLCOE | IgnoreSilica | 13.4003 | 1.7274 | 0.048808 | 4 | 131857.405 |  | 2956.8702 |  | 86.0868 | -1.3734e-05 | 612349091.0145 | 452331.4405 | 14385.4914 | 541712.4996 | 450453.7386 | 24077.0464 | 148130.874 | 0 | 636125.5253 | 1655068.1294 | 1129618.0066 | 5051902.7517 | 3144235.0165 | 12654927.6086 |  | 1478867.319 | 3412706.5916 | 0 | 25742639.2874 |  | 13335.2143 | 0.19523 | 131857.405 |  | 2956.8702
1 | 2100 | 707 | 0.035 | 15 | 15 | 7 | 1.7783e-11 | 0 | Water | Porous | Wet | R245fa | MinimizeLCOE | IgnoreSilica | 17.4487 | 2.2644 | 0.066232 | 4 | 101653.8314 |  | 2279.5624 |  | 86.3682 | -1.3402e-05 | 756444557.3737 | 547737.64 | 17456.6766 | 672553.0194 | 581476.5105 | 24077.0464 | 171415.803 | 0 | 785739.5114 | 2044333.0313 | 1395299.3007 | 6240088.5392 | 3144235.0165 | 12654927.6086 |  | 1478867.319 | 3412706.5916 | 0 | 26930825.0749 |  | 17782.7941 | 0.26493 | 101653.8314 |  | 2279.5624
1 | 2100 | 707 | 0.035 | 15 | 15 | 7 | 2.3714e-11 | 0 | Water | Porous | Wet | R245fa | MinimizeLCOE | IgnoreSilica | 22.5501 | 2.9412 | 0.088989 | 4 | 79675.6244 |  | 1786.7065 |  | 86.5806 | -1.299e-05 | 926894992.2576 | 658824.2931 | 21026.9574 | 828930.2717 | 746596.8054 | 24077.0464 | 197045.1671 | 0 | 965835.211 | 2512905.099 | 1715109.3651 | 7670350.2162 | 3144235.0165 | 12654927.6086 |  | 1478867.319 | 3412706.5916 | 0 | 28361086.7519 |  | 23713.7371 | 0.35596 | 79675.6244 |  | 1786.7065
1 | 2100 | 707 | 0.035 | 15 | 15 | 7 | 3.1623e-11 | 0 | Water | Porous | Wet | R245fa | MinimizeLCOE | IgnoreSilica | 28.9102 | 3.7852 | 0.1184 | 4 | 63490.7514 |  | 1423.7646 |  | 86.7419 | -1.2511e-05 | 1115381676.4995 | 787192.3919 | 25145.6829 | 1014178.0561 | 952476.7083 | 24077.0464 | 224910.892 | 0 | 1180912.5033 | 3072492.0951 | 2097038.9883 | 9378424.3643 | 3144235.0165 | 12654927.6086 |  | 1478867.319 | 3412706.5916 | 0 | 30069160.9001 |  | 31622.7766 | 0.4736 | 63490.7514 |  | 1423.7646
1 | 2100 | 707 | 0.035 | 15 | 15 | 7 | 4.217e-11 | 0 | Water | Porous | Wet | R245fa | MinimizeLCOE | IgnoreSilica | 36.6787 | 4.8163 | 0.15579 | 4 | 51467.4045 |  | 1154.144 |  | 86.8648 | -1.1962e-05 | 1320290644.6713 | 933023.3784 | 29816.4753 | 1229625.5749 | 1203976.0451 | 24077.0464 | 254267.6286 | 0 | 1433166.598 | 3728805.505 | 2544986.3765 | 11381744.6281 | 3144235.0165 | 12654927.6086 |  | 1478867.319 | 3412706.5916 | 0 | 32072481.1639 |  | 42169.6503 | 0.62316 | 51467.4045 |  | 1154.144
1 | 2100 | 707 | 0.035 | 15 | 15 | 7 | 5.6234e-11 | 0 | Water | Porous | Wet | R245fa | MinimizeLCOE | IgnoreSilica | 45.8823 | 6.0381 | 0.20218 | 4 | 42483.6909 |  | 952.6864 |  | 86.9588 | -1.1335e-05 | 1540909802.1292 | 1094400.9073 | 34976.0026 | 1473320.8224 | 1501981.9757 | 24077.0464 | 283668.3868 | 0 | 1720845.8051 | 4477287.7908 | 3055840.9163 | 13666399.6535 | 3144235.0165 | 12654927.6086 |  | 1478867.319 | 3412706.5916 | 0 | 34357136.1892 |  | 56234.1325 | 0.80871 | 42483.6909 |  | 952.6864
1 | 2100 | 707 | 0.035 | 15 | 15 | 7 | 7.4989e-11 | 0 | Water | Porous | Wet | R245fa | MinimizeLCOE | IgnoreSilica | 56.3887 | 7.4335 | 0.25785 | 4 | 35751.9058 |  | 801.7278 |  | 87.0316 | -1.0638e-05 | 1769895185.5211 | 1267381.5795 | 40496.8523 | 1739832.3448 | 1842250.5909 | 24077.0464 | 311374.9473 | 0 | 2037911.2109 | 5302226.9376 | 3618878.8348 | 16184430.3445 | 3144235.0165 | 12654927.6086 |  | 1478867.319 | 3412706.5916 | 0 | 36875166.8802 |  | 74989.4209 | 1.0314 | 35751.9058 |  | 801.7278
1 | 2100 | 707 | 0.035 | 15 | 15 | 7 | 1e-10 | 0 | Water | Porous | Wet | R245fa | MinimizeLCOE | IgnoreSilica | 67.7971 | 8.9494 | 0.32177 | 4 | 30707.1102 |  | 688.5995 |  | 87.0887 | -9.8808e-06 | 2001863184.3015 | 1444868.8543 | 46152.2512 | 2018234.0575 | 2211842.9197 | 24077.0464 | 335119.4907 | 0 | 2371314.9018 | 6169674.9508 | 4210929.9281 | 18832214.4005 | 3144235.0165 | 12654927.6086 |  | 1478867.319 | 3412706.5916 | 0 | 39522950.9363 |  | 100000 | 1.2871 | 30707.1102 |  | 688.5995
1 | 2100 | 707 | 0.035 | 15 | 15 | 7 | 1.3335e-10 | 0 | Water | Porous | Wet | R245fa | MinimizeLCOE | IgnoreSilica | 79.5144 | 10.5074 | 0.39137 | 4 | 26934.4342 |  | 603.9981 |  | 87.1342 | -9.0936e-06 | 2227507862.3941 | 1618376.5542 | 51672.7542 | 2294653.8981 | 2591585.9058 | 24077.0464 | 353108.0255 | 0 | 2704054.9318 | 7035396.2546 | 4801802.5067 | 21474727.8771 | 3144235.0165 | 12654927.6086 |  | 1478867.319 | 3412706.5916 | 0 | 42165464.4129 |  | 133352.1432 | 1.5655 | 26934.4342 |  | 603.9981
1 | 2100 | 707 | 0.035 | 15 | 15 | 7 | 1.7783e-10 | 0 | Water | Porous | Wet | R245fa | MinimizeLCOE | IgnoreSilica | 90.8787 | 12.0195 | 0.46291 | 4 | 24122.0034 |  | 540.9301 |  | 87.171 | -8.3153e-06 | 2437259609.3848 | 1779780.7987 | 56801.7417 | 2555168.2649 | 2960047.3429 | 24077.0464 | 364546.4675 | 0 | 3018764.4482 | 7854205.8604 | 5360656.8875 | 23974048.8582 | 3144235.0165 | 12654927.6086 |  | 1478867.319 | 3412706.5916 | 0 | 44664785.3939 |  | 177827.941 | 1.8516 | 24122.0034 |  | 540.9301
1 | 2100 | 707 | 0.035 | 15 | 15 | 7 | 2.3714e-10 | 0 | Water | Porous | Wet | R245fa | MinimizeLCOE | IgnoreSilica | 101.266 | 13.4028 | 0.53219 | 4 | 22031.6169 |  | 494.0536 |  | 87.2009 | -7.5787e-06 | 2627436039.9363 | 1922362.1195 | 61327.9702 | 2787757.5737 | 3296987.1324 | 24077.0464 | 369482.8616 | 0 | 3300177.9345 | 8586386.0259 | 5860384.8953 | 26208943.5595 | 3144235.0165 | 12654927.6086 |  | 1478867.319 | 3412706.5916 | 0 | 46899680.0953 |  | 237137.3706 | 2.1287 | 22031.6169 |  | 494.0536
1 | 2100 | 707 | 0.035 | 15 | 15 | 7 | 3.1623e-10 | 0 | Water | Porous | Wet | R245fa | MinimizeLCOE | IgnoreSilica | 110.3381 | 14.6118 | 0.59588 | 4 | 20480.823 |  | 459.2775 |  | 87.2251 | -6.9175e-06 | 2792012160.8684 | 2043558.3465 | 65172.2552 | 2987131.1419 | 3591399.9133 | 24077.0464 | 369391.7548 | 0 | 3541484.8787 | 9214217.1959 | 6288892.5694 | 28125325.1021 | 3144235.0165 | 12654927.6086 |  | 1478867.319 | 3412706.5916 | 0 | 48816061.6379 |  | 316227.766 | 2.3835 | 20480.823 |  | 459.2775
1 | 2100 | 707 | 0.035 | 15 | 15 | 7 | 4.217e-10 | 0 | Water | Porous | Wet | R245fa | MinimizeLCOE | IgnoreSilica | 117.9286 | 15.6241 | 0.65173 | 4 | 19330.9745 |  | 433.4924 |  | 87.2445 | -6.345e-06 | 2931967483.7289 | 2142843.4154 | 68319.6043 | 3151529.1523 | 3837838.8047 | 24077.0464 | 365757.3715 | 0 | 3740242.5039 | 9731343.7659 | 6641842.0793 | 29703793.7437 | 3144235.0165 | 12654927.6086 |  | 1478867.319 | 3412706.5916 | 0 | 50394530.2795 |  | 421696.5034 | 2.6069 | 19330.9745 |  | 433.4924
1 | 2100 | 707 | 0.035 | 15 | 15 | 7 | 5.6234e-10 | 0 | Water | Porous | Wet | R245fa | MinimizeLCOE | IgnoreSilica | 124.1165 | 16.4498 | 0.69901 | 4 | 18477.9614 |  | 414.3638 |  | 87.2599 | -5.8684e-06 | 3046466443.2425 | 2222482.5061 | 70843.0164 | 3284056.8509 | 4038817.525 | 24077.0464 | 360353.9615 | 0 | 3900246.0534 | 10147640.1805 | 6925972.9364 | 30974490.0765 | 3144235.0165 | 12654927.6086 |  | 1478867.319 | 3412706.5916 | 0 | 51665226.6122 |  | 562341.3252 | 2.796 | 18477.9614 |  | 414.3638
1 | 2100 | 707 | 0.035 | 15 | 15 | 7 | 7.4989e-10 | 0 | Water | Porous | Wet | R245fa | MinimizeLCOE | IgnoreSilica | 129.0493 | 17.1085 | 0.73788 | 4 | 17844.4035 |  | 400.1564 |  | 87.272 | -5.4817e-06 | 3139145774.7373 | 2285190.4158 | 72829.2763 | 3388805.6422 | 4199082.7755 | 24077.0464 | 354365.1468 | 0 | 4026496.6182 | 10476118.2525 | 7150165.97 | 31977131.1437 | 3144235.0165 | 12654927.6086 |  | 1478867.319 | 3412706.5916 | 0 | 52667867.6794 |  | 749894.2093 | 2.9515 | 17844.4035 |  | 400.1564
1 | 2100 | 707 | 0.035 | 15 | 15 | 7 | 1e-09 | 0 | Water | Porous | Wet | R245fa | MinimizeLCOE | IgnoreSilica | 132.9009 | 17.623 | 0.76906 | 4 | 17373.1528 |  | 389.5887 |  | 87.2814 | -5.1726e-06 | 3211509546.5068 | 2333700.1022 | 74365.4231 | 3470069.2309 | 4324253.2654 | 24077.0464 | 348465.086 | 0 | 4124222.7601 | 10730381.6273 | 7323705.9479 | 32753240.4893 | 3144235.0165 | 12654927.6086 |  | 1478867.319 | 3412706.5916 | 0 | 53443977.0251 |  | 1000000 | 3.0762 | 17373.1528 |  | 389.5887
1 | 2100 | 707 | 0.035 | 15 | 15 | 7 | 1.3335e-09 | 0 | Water | Porous | Wet | R245fa | MinimizeLCOE | IgnoreSilica | 135.8823 | 18.0214 | 0.79368 | 4 | 17022.1135 |  | 381.7168 |  | 87.2887 | -4.4693e-06 | 3269223260.4978 | 2370987.4923 | 75545.9761 | 3532667.253 | 4421162.2891 | 24077.0464 | 343167.93 | 0 | 4199367.1149 | 10925891.8243 | 7457145.6747 | 33350012.6009 | 3144235.0165 | 12654927.6086 |  | 1478867.319 | 3412706.5916 | 0 | 54040749.1367 |  | 1333521.4322 | 3.1747 | 17022.1135 |  | 381.7168
1 | 2100 | 707 | 0.035 | 15 | 15 | 7 | 1.7783e-09 | 0 | Water | Porous | Wet | R245fa | MinimizeLCOE | IgnoreSilica | 138.1649 | 18.3265 | 0.81286 | 4 | 16760.2684 |  | 375.8449 |  | 87.2942 | -4.2816e-06 | 3314023417.6299 | 2399386.5958 | 76444.9941 | 3580420.3195 | 4495371.5559 | 24077.0464 | 338617.3291 | 0 | 4256583.9579 | 11074758.313 | 7558750.1122 | 33804410.2238 | 3144235.0165 | 12654927.6086 |  | 1478867.319 | 3412706.5916 | 0 | 54495146.7595 |  | 1778279.41 | 3.2514 | 16760.2684 |  | 375.8449
1 | 2100 | 707 | 0.035 | 15 | 15 | 7 | 2.3714e-09 | 0 | Water | Porous | Wet | R245fa | MinimizeLCOE | IgnoreSilica | 139.9165 | 18.5607 | 0.8277 | 4 | 16564.7318 |  | 371.4601 |  | 87.2984 | -4.1382e-06 | 3347879703.3014 | 2421093.468 | 77132.0892 | 3616964.4642 | 4552324.8858 | 24077.0464 | 334927.7508 | 0 | 4300342.6847 | 11188609.544 | 7636455.9167 | 34151927.8497 | 3144235.0165 | 12654927.6086 |  | 1478867.319 | 3412706.5916 | 0 | 54842664.3854 |  | 2371373.7057 | 3.3108 | 16564.7318 |  | 371.4601
1 | 2100 | 707 | 0.035 | 15 | 15 | 7 | 3.1623e-09 | 0 | Water | Porous | Wet | R245fa | MinimizeLCOE | IgnoreSilica | 141.2271 | 18.7359 | 0.83901 | 4 | 16418.5712 |  | 368.1825 |  | 87.3016 | -4.0269e-06 | 3374153870.2919 | 2437287.7773 | 77644.6571 | 3644252.4425 | 4594943.8062 | 24077.0464 | 331853.3351 | 0 | 4332923.0352 | 11273376.9328 | 7694311.4014 | 34410670.4339 | 3144235.0165 | 12654927.6086 |  | 1478867.319 | 3412706.5916 | 0 | 55101406.9697 |  | 3162277.6602 | 3.356 | 16418.5712 |  | 368.1825
1 | 2100 | 707 | 0.035 | 15 | 15 | 7 | 4.217e-09 | 0 | Water | Porous | Wet | R245fa | MinimizeLCOE | IgnoreSilica | 142.2406 | 18.8715 | 0.8477 | 4 | 16309.2143 |  | 365.7302 |  | 87.3041 | -3.9436e-06 | 3393482595.2782 | 2449785.4689 | 78040.217 | 3665324.4527 | 4627906.2078 | 24077.0464 | 329547.1391 | 0 | 4358125.4074 | 11338948.3357 | 7739065.2312 | 34610819.5063 | 3144235.0165 | 12654927.6086 |  | 1478867.319 | 3412706.5916 | 0 | 55301556.0421 |  | 4216965.0343 | 3.3908 | 16309.2143 |  | 365.7302
1 | 2100 | 707 | 0.035 | 15 | 15 | 7 | 5.6234e-09 | 0 | Water | Porous | Wet | R245fa | MinimizeLCOE | IgnoreSilica | 142.9936 | 18.9722 | 0.85426 | 4 | 16227.3629 |  | 363.8947 |  | 87.306 | -3.8794e-06 | 3408553118.9375 | 2459054.4531 | 78333.5744 | 3680960.5575 | 4652395.0862 | 24077.0464 | 327681.0607 | 0 | 4376775.6935 | 11387472.5544 | 7772184.0075 | 34758934.0337 | 3144235.0165 | 12654927.6086 |  | 1478867.319 | 3412706.5916 | 0 | 55449670.5695 |  | 5623413.2519 | 3.417 | 16227.3629 |  | 363.8947
1 | 2100 | 707 | 0.035 | 15 | 15 | 7 | 7.4989e-09 | 0 | Water | Porous | Wet | R245fa | MinimizeLCOE | IgnoreSilica | 143.5707 | 19.0494 | 0.85926 | 4 | 16166.0698 |  | 362.5202 |  | 87.3074 | -4.2896e-06 | 3419865260.5933 | 2466150.5454 | 78558.1541 | 3692935.7185 | 4671167.3732 | 24077.0464 | 326294.369 | 0 | 4391081.4506 | 11424693.1997 | 7797587.8628 | 34872545.7195 | 3144235.0165 | 12654927.6086 |  | 1478867.319 | 3412706.5916 | 0 | 55563282.2553 |  | 7498942.0933 | 3.437 | 16166.0698 |  | 362.5202
1 | 2100 | 707 | 0.035 | 15 | 15 | 7 | 1e-08 | 0 | Water | Porous | Wet | R245fa | MinimizeLCOE | IgnoreSilica | 143.9922 | 19.1058 | 0.86299 | 4 | 16120.1573 |  | 361.4906 |  | 87.3084 | -4.2524e-06 | 3428906274.2434 | 2471328.8855 | 78722.0366 | 3701676.9992 | 4684879.5254 | 24077.0464 | 325161.0698 | 0 | 4401479.7695 | 11451747.4927 | 7816052.9737 | 34955125.7988 | 3144235.0165 | 12654927.6086 |  | 1478867.319 | 3412706.5916 | 0 | 55645862.3346 |  | 10000000 | 3.4519 | 16120.1573 |  | 361.4906
1 | 2200 | 707 | 0.035 | 15 | 15 | 7 | 1e-13 | 0 | Water | Porous | Wet | R245fa | MinimizeLCOE | IgnoreSilica | 0 | 0 | 0 | 4 |  |  |  |  | 0 | 0 | 14089491128.5197 | 2672.176 | 57.5684 | 2741.7125 | 25274.9868 | 24077.0464 | 22962.7016 | 0 | 30336.6147 | 78929.6486 | 53871.107 | 240923.562 | 3144235.0165 | 13313300.4455 |  | 1478867.319 | 3544381.159 | 0 |  |  | 100 | 0
1 | 2200 | 707 | 0.035 | 15 | 15 | 7 | 1.3335e-13 | 0 | Water | Porous | Wet | R245fa | MinimizeLCOE | IgnoreSilica | 0 | 0 | 0 | 4 |  |  |  |  | 0 | 0 | 10070260440.7642 | 2675.689 | 57.6507 | 2745.3429 | 25276.6205 | 24077.0464 | 20280.944 | 0 | 29294.1845 | 76217.4589 | 52019.9818 | 232644.9187 | 3144235.0165 | 13313300.4455 |  | 1478867.319 | 3544381.159 | 0 |  |  | 133.3521 | 0
1 | 2200 | 707 | 0.035 | 15 | 15 | 7 | 1.7783e-13 | 0 | Water | Porous | Wet | R245fa | MinimizeLCOE | IgnoreSilica | 0 | 0 | 0 | 4 |  |  |  |  | 0 | 0 | 7056028620.4377 | 2678.3392 | 57.7128 | 2748.0813 | 25277.8525 | 24077.0464 | 17962.1785 | 0 | 28392.4722 | 73871.3885 | 50418.7406 | 225483.812 | 3144235.0165 | 13313300.4455 |  | 1478867.319 | 3544381.159 | 0 |  |  | 177.8279 | 0
1 | 2200 | 707 | 0.035 | 15 | 15 | 7 | 2.3714e-13 | 0 | Water | Porous | Wet | R245fa | MinimizeLCOE | IgnoreSilica | 0 | 0 | 0 | 4 |  |  |  |  | 0 | 0 | 4795549624.1789 | 2680.3355 | 57.7596 | 2750.1438 | 25278.7803 | 24077.0464 | 15937.6944 | 0 | 27604.8864 | 71822.2519 | 49020.1627 | 219229.0612 | 3144235.0165 | 13313300.4455 |  | 1478867.319 | 3544381.159 | 0 |  |  | 237.1374 | 0
1 | 2200 | 707 | 0.035 | 15 | 15 | 7 | 3.1623e-13 | 0 | Water | Porous | Wet | R245fa | MinimizeLCOE | IgnoreSilica | 0 | 0 | 0 | 4 |  |  |  |  | 0 | 0 | 3100368688.9894 | 2681.8376 | 57.7948 | 2751.6955 | 25279.4783 | 24077.0464 | 14147.9815 | 0 | 26908.3753 | 70010.0729 | 47783.3133 | 213697.5958 | 3144235.0165 | 13313300.4455 |  | 1478867.319 | 3544381.159 | 0 |  |  | 316.2278 | 0
1 | 2200 | 707 | 0.035 | 15 | 15 | 7 | 4.217e-13 | 0 | Water | Porous | Wet | R245fa | MinimizeLCOE | IgnoreSilica | 0 | 0 | 0 | 4 |  |  |  |  | 0 | 0 | 1829116693.6443 | 2682.9669 | 57.8213 | 2752.862 | 25280.0029 | 24077.0464 | 12539.2074 | 0 | 26282.0637 | 68380.5385 | 46671.1226 | 208723.6318 | 3144235.0165 | 13313300.4455 |  | 1478867.319 | 3544381.159 | 0 |  |  | 421.6965 | 0
1 | 2200 | 707 | 0.035 | 15 | 15 | 7 | 5.6234e-13 | 0 | Water | Porous | Wet | R245fa | MinimizeLCOE | IgnoreSilica | 0 | 0 | 0 | 4 |  |  |  |  | 0 | 0 | 875785576.2683 | 2683.8153 | 57.8412 | 2753.7383 | 25280.3971 | 24077.0464 | 11058.4533 | 0 | 25705.4037 | 66880.1876 | 45647.1023 | 204143.9851 | 3144235.0165 | 13313300.4455 |  | 1478867.319 | 3544381.159 | 0 |  |  | 562.3413 | 0
1 | 2200 | 707 | 0.035 | 15 | 15 | 7 | 7.4989e-13 | 0 | Water | Porous | Wet | R245fa | MinimizeLCOE | IgnoreSilica | 0.71019 | 0.058223 | 0.00011845 | 4 | 46448666.3653 |  | 1041600.0401 |  | 70.0599 | -1.2093e-05 | 51092130.2203 | 37361.2978 | 1044.6322 | 36395.7251 | 41380.5928 | 24077.0464 | 29675.2343 | 0 | 66274.4662 | 172432.5662 | 117688.7696 | 526330.3305 | 3144235.0165 | 13313300.4455 |  | 1478867.319 | 3544381.159 | 0 | 22007114.2704 |  | 749.8942 | 0.00047379 | 46448666.3653 |  | 1041600.0401
1 | 2200 | 707 | 0.035 | 15 | 15 | 7 | 1e-12 | 0 | Water | Porous | Wet | R245fa | MinimizeLCOE | IgnoreSilica | 1.1001 | 0.10988 | 0.0010413 | 4 | 5336467.7482 |  | 119668.9906 |  | 76.3713 | -1.4535e-05 | 9111279.3274 | 61589.3535 | 1807.7208 | 60209.904 | 54195.2305 | 24077.0464 | 39241.4358 | 0 | 94037.0695 | 244665.1651 | 166989.0025 | 746811.928 | 3144235.0165 | 13313300.4455 |  | 1478867.319 | 3544381.159 | 0 | 22227595.8679 |  | 1000 | 0.0041652 | 5336467.7482 |  | 119668.9906
1 | 2200 | 707 | 0.035 | 15 | 15 | 7 | 1.3335e-12 | 0 | Water | Porous | Wet | R245fa | MinimizeLCOE | IgnoreSilica | 1.5605 | 0.1733 | 0.0025343 | 4 | 2216226.6778 |  | 49698.3439 |  | 80.1855 | -1.5665e-05 | 61061555.3556 | 87304.7495 | 2638.1187 | 86446.6812 | 69548.5853 | 24077.0464 | 48107.5977 | 0 | 124067.8837 | 322799.1837 | 220317.0757 | 985306.922 | 3144235.0165 | 13313300.4455 |  | 1478867.319 | 3544381.159 | 0 | 22466090.8619 |  | 1333.5214 | 0.010137 | 2216226.6778 |  | 49698.3439
1 | 2200 | 707 | 0.035 | 15 | 15 | 7 | 1.7783e-12 | 0 | Water | Porous | Wet | R245fa | MinimizeLCOE | IgnoreSilica | 2.1699 | 0.25881 | 0.0047197 | 4 | 1205548.6951 |  | 27034.1361 |  | 82.9292 | -1.6458e-05 | 49815054.9053 | 117930.2912 | 3638.9718 | 118910.8902 | 90020.1111 | 24077.0464 | 58256.0433 | 0 | 161005.008 | 418902.0042 | 285909.2254 | 1278649.5916 | 3144235.0165 | 13313300.4455 |  | 1478867.319 | 3544381.159 | 0 | 22759433.5315 |  | 1778.2794 | 0.018879 | 1205548.6951 |  | 27034.1361
1 | 2200 | 707 | 0.035 | 15 | 15 | 7 | 2.3714e-12 | 0 | Water | Porous | Wet | R245fa | MinimizeLCOE | IgnoreSilica | 2.925 | 0.36576 | 0.0077759 | 4 | 742573.8276 |  | 16652.0374 |  | 84.8299 | -1.668e-05 | 145618739.7753 | 152212.7346 | 4766.1497 | 156601.0658 | 115483.8832 | 24077.0464 | 68623.9778 | 0 | 203488.2944 | 529434.8008 | 361350.1304 | 1616038.0831 | 3144235.0165 | 13313300.4455 |  | 1478867.319 | 3544381.159 | 0 | 23096822.023 |  | 2371.3737 | 0.031104 | 742573.8276 |  | 16652.0374
1 | 2200 | 707 | 0.035 | 15 | 15 | 7 | 3.1623e-12 | 0 | Water | Porous | Wet | R245fa | MinimizeLCOE | IgnoreSilica | 3.9339 | 0.50942 | 0.011964 | 4 | 491500.1886 |  | 11021.7721 |  | 86.277 | -1.6852e-05 | 191049020.1368 | 193767.5271 | 6135.9242 | 203915.8373 | 149584.4814 | 24077.0464 | 81072.9193 | 0 | 256835.9569 | 668234.4755 | 456083.7604 | 2039707.9283 | 3144235.0165 | 13313300.4455 |  | 1478867.319 | 3544381.159 | 0 | 23520491.8682 |  | 3162.2777 | 0.047854 | 491500.1886 |  | 11021.7721
1 | 2200 | 707 | 0.035 | 15 | 15 | 7 | 4.217e-12 | 0 | Water | Porous | Wet | R245fa | MinimizeLCOE | IgnoreSilica | 5.2218 | 0.69332 | 0.017619 | 4 | 340952.5396 |  | 7645.7777 |  | 87.3367 | -1.6775e-05 | 297051264.7478 | 242043.7558 | 7728.7232 | 260738.6142 | 193165.3387 | 24077.0464 | 94754.6874 | 0 | 320778.1846 | 834599.0357 | 569630.9912 | 2547516.3771 | 3144235.0165 | 13313300.4455 |  | 1478867.319 | 3544381.159 | 0 | 24028300.3171 |  | 4216.965 | 0.070474 | 340952.5396 |  | 7645.7777
1 | 2200 | 707 | 0.035 | 15 | 15 | 7 | 5.6234e-12 | 0 | Water | Porous | Wet | R245fa | MinimizeLCOE | IgnoreSilica | 6.9151 | 0.93555 | 0.025207 | 4 | 244567.1212 |  | 5484.3582 |  | 88.1432 | -1.6654e-05 | 394877859.7922 | 300013.5593 | 9640.7184 | 331177.0753 | 250511.2596 | 24077.0464 | 110880.6221 | 0 | 400257.1096 | 1041386.8951 | 710767.9543 | 3178712.2399 | 3144235.0165 | 13313300.4455 |  | 1478867.319 | 3544381.159 | 0 | 24659496.1798 |  | 5623.4133 | 0.10083 | 244567.1212 |  | 5484.3582
1 | 2200 | 707 | 0.035 | 15 | 15 | 7 | 7.4989e-12 | 0 | Water | Porous | Wet | R245fa | MinimizeLCOE | IgnoreSilica | 9.1077 | 1.2495 | 0.035328 | 4 | 179977.2542 |  | 4035.9461 |  | 88.7498 | -1.6437e-05 | 516100281.7276 | 368742.3448 | 11905.5958 | 417264.8674 | 324800.3074 | 24077.0464 | 129345.7897 | 0 | 497693.021 | 1294895.1498 | 883792.5472 | 3952516.6694 | 3144235.0165 | 13313300.4455 |  | 1478867.319 | 3544381.159 | 0 | 25433300.6093 |  | 7498.9421 | 0.14131 | 179977.2542 |  | 4035.9461
1 | 2200 | 707 | 0.035 | 15 | 15 | 7 | 1e-11 | 0 | Water | Porous | Wet | R245fa | MinimizeLCOE | IgnoreSilica | 11.9434 | 1.6558 | 0.048768 | 4 | 135249.8101 |  | 3032.9441 |  | 89.2087 | -1.6149e-05 | 655040122.1714 | 450347.2817 | 14591.4966 | 522488.0833 | 420898.3945 | 24077.0464 | 150543.4504 | 0 | 617348.8436 | 1606215.0555 | 1096274.7798 | 4902784.4318 | 3144235.0165 | 13313300.4455 |  | 1478867.319 | 3544381.159 | 0 | 26383568.3717 |  | 10000 | 0.19507 | 135249.8101 |  | 3032.9441
1 | 2200 | 707 | 0.035 | 15 | 15 | 7 | 1.3335e-11 | 0 | Water | Porous | Wet | R245fa | MinimizeLCOE | IgnoreSilica | 15.5922 | 2.1787 | 0.06653 | 4 | 103515.0494 |  | 2321.2998 |  | 89.5564 | -1.5798e-05 | 811031285.2521 | 546990.5405 | 17767.6798 | 650613.6337 | 544570.2187 | 24077.0464 | 174739.3303 | 0 | 763915.7953 | 1987552.1987 | 1356545.2157 | 6066771.6593 | 3144235.0165 | 13313300.4455 |  | 1478867.319 | 3544381.159 | 0 | 27547555.5992 |  | 13335.2143 | 0.26612 | 103515.0494 |  | 2321.2998
1 | 2200 | 707 | 0.035 | 15 | 15 | 7 | 1.7783e-11 | 0 | Water | Porous | Wet | R245fa | MinimizeLCOE | IgnoreSilica | 20.2138 | 2.8411 | 0.089826 | 4 | 80582.031 |  | 1807.0324 |  | 89.8185 | -1.5351e-05 | 998383211.0023 | 659957.0281 | 21474.1057 | 804417.4652 | 701227.3057 | 24077.0464 | 201565.2093 | 0 | 940960.0825 | 2448185.1173 | 1670936.6477 | 7472800.008 | 3144235.0165 | 13313300.4455 |  | 1478867.319 | 3544381.159 | 0 | 28953583.9479 |  | 17782.7941 | 0.35931 | 80582.031 |  | 1807.0324
1 | 2200 | 707 | 0.035 | 15 | 15 | 7 | 2.3714e-11 | 0 | Water | Porous | Wet | R245fa | MinimizeLCOE | IgnoreSilica | 26.0332 | 3.6754 | 0.12014 | 4 | 63775.3619 |  | 1430.147 |  | 90.0178 | -1.4836e-05 | 1204005985.9496 | 791613.2586 | 25786.0139 | 988271.0248 | 898509.218 | 24077.0464 | 231215.7088 | 0 | 1154194.1855 | 3002976.5129 | 2049593.1751 | 9166236.144 | 3144235.0165 | 13313300.4455 |  | 1478867.319 | 3544381.159 | 0 | 30647020.084 |  | 23713.7371 | 0.48055 | 63775.3619 |  | 1430.147
1 | 2200 | 707 | 0.035 | 15 | 15 | 7 | 3.1623e-11 | 0 | Water | Porous | Wet | R245fa | MinimizeLCOE | IgnoreSilica | 33.2151 | 4.7053 | 0.15903 | 4 | 51326.9167 |  | 1150.9936 |  | 90.1693 | -1.4233e-05 | 1433020164.2319 | 942464.7374 | 30717.4276 | 1204061.1552 | 1141998.6371 | 24077.0464 | 262887.2336 | 0 | 1406420.4325 | 3659217.4689 | 2497491.1119 | 11169335.2507 | 3144235.0165 | 13313300.4455 |  | 1478867.319 | 3544381.159 | 0 | 32650119.1906 |  | 31622.7766 | 0.63612 | 51326.9167 |  | 1150.9936
1 | 2200 | 707 | 0.035 | 15 | 15 | 7 | 4.217e-11 | 0 | Water | Porous | Wet | R245fa | MinimizeLCOE | IgnoreSilica | 41.8682 | 5.9464 | 0.20797 | 4 | 42036.0287 |  | 942.6477 |  | 90.2849 | -1.354e-05 | 1681808309.7416 | 1111866.116 | 36244.7091 | 1451932.3526 | 1435410.8768 | 24077.0464 | 295444.847 | 0 | 1698440.6197 | 4418994.0943 | 3016054.2706 | 13488464.9324 | 3144235.0165 | 13313300.4455 |  | 1478867.319 | 3544381.159 | 0 | 34969248.8723 |  | 42169.6503 | 0.83189 | 42036.0287 |  | 942.6477
1 | 2200 | 707 | 0.035 | 15 | 15 | 7 | 5.6234e-11 | 0 | Water | Porous | Wet | R245fa | MinimizeLCOE | IgnoreSilica | 51.9823 | 7.3975 | 0.26791 | 4 | 35068.8765 |  | 786.411 |  | 90.3742 | -1.2764e-05 | 1944602624.6411 | 1297265.0881 | 42282.5707 | 1728959.7055 | 1778429.8022 | 24077.0464 | 327352.4494 | 0 | 2027362.9983 | 5274782.6523 | 3600147.5461 | 16100659.8591 | 3144235.0165 | 13313300.4455 |  | 1478867.319 | 3544381.159 | 0 | 37581443.799 |  | 56234.1325 | 1.0716 | 35068.8765 |  | 786.411
1 | 2200 | 707 | 0.035 | 15 | 15 | 7 | 7.4989e-11 | 0 | Water | Porous | Wet | R245fa | MinimizeLCOE | IgnoreSilica | 63.2929 | 9.021 | 0.33857 | 4 | 29834.6809 |  | 669.0355 |  | 90.4437 | -1.1909e-05 | 2214805850.7181 | 1492496.219 | 48629.1934 | 2026282.5146 | 2162131.1467 | 24077.0464 | 356204.8514 | 0 | 2382830.1789 | 6199635.3397 | 4231378.5091 | 18923664.9991 | 3144235.0165 | 13313300.4455 |  | 1478867.319 | 3544381.159 | 0 | 40404448.9391 |  | 74989.4209 | 1.3543 | 29834.6809 |  | 669.0355
1 | 2200 | 707 | 0.035 | 15 | 15 | 7 | 1e-10 | 0 | Water | Porous | Wet | R245fa | MinimizeLCOE | IgnoreSilica | 75.3339 | 10.7504 | 0.41804 | 4 | 25905.6135 |  | 580.9271 |  | 90.4991 | -1.1005e-05 | 2480982203.2677 | 1689508.6379 | 55023.1706 | 2331405.0411 | 2570752.605 | 24077.0464 | 379929.4227 | 0 | 2749771.4103 | 7154341.1538 | 4882984.8445 | 21837793.3323 | 3144235.0165 | 13313300.4455 |  | 1478867.319 | 3544381.159 | 0 | 43318577.2723 |  | 100000 | 1.6722 | 25905.6135 |  | 580.9271
1 | 2200 | 707 | 0.035 | 15 | 15 | 7 | 1.3335e-10 | 0 | Water | Porous | Wet | R245fa | MinimizeLCOE | IgnoreSilica | 87.4 | 12.4846 | 0.50251 | 4 | 22964.1779 |  | 514.9661 |  | 90.5436 | -1.0081e-05 | 2735686062.1974 | 1878042.4352 | 61133.1769 | 2627629.8292 | 2980400.714 | 24077.0464 | 396570.1083 | 0 | 3107462.7909 | 8084980.7535 | 5518165.494 | 24678462.3483 | 3144235.0165 | 13313300.4455 |  | 1478867.319 | 3544381.159 | 0 | 46159246.2882 |  | 133352.1432 | 2.0101 | 22964.1779 |  | 514.9661
1 | 2200 | 707 | 0.035 | 15 | 15 | 7 | 1.7783e-10 | 0 | Water | Porous | Wet | R245fa | MinimizeLCOE | IgnoreSilica | 98.8325 | 14.129 | 0.58724 | 4 | 20769.4837 |  | 465.7506 |  | 90.58 | -9.1864e-06 | 2971341370.9129 | 2049948.9151 | 66697.6602 | 2900970.7855 | 3368720.6352 | 24077.0464 | 405861.4841 | 0 | 3438347.8453 | 8945875.7915 | 6105744.047 | 27306244.2103 | 3144235.0165 | 13313300.4455 |  | 1478867.319 | 3544381.159 | 0 | 48787028.1503 |  | 177827.941 | 2.349 | 20769.4837 |  | 465.7506
1 | 2200 | 707 | 0.035 | 15 | 15 | 7 | 2.3714e-10 | 0 | Water | Porous | Wet | R245fa | MinimizeLCOE | IgnoreSilica | 109.1077 | 15.6082 | 0.66758 | 4 | 19136.5756 |  | 429.1331 |  | 90.6097 | -8.3622e-06 | 3178249786.4522 | 2199730.2369 | 71541.3437 | 3141430.5913 | 3717907.6019 | 24077.0464 | 408652.0438 | 0 | 3729702.157 | 9703919.9453 | 6623124.7583 | 29620085.7245 | 3144235.0165 | 13313300.4455 |  | 1478867.319 | 3544381.159 | 0 | 51100869.6645 |  | 237137.3706 | 2.6703 | 19136.5756 |  | 429.1331
1 | 2200 | 707 | 0.035 | 15 | 15 | 7 | 3.1623e-10 | 0 | Water | Porous | Wet | R245fa | MinimizeLCOE | IgnoreSilica | 117.9091 | 16.8763 | 0.73992 | 4 | 17923.6183 |  | 401.9328 |  | 90.6338 | -7.6325e-06 | 3356877872.7777 | 2324925.8979 | 75586.9903 | 3343942.4558 | 4017154.8574 | 24077.0464 | 406404.5803 | 0 | 3974915.8129 | 10341915.5779 | 7058569.887 | 31567493.1058 | 3144235.0165 | 13313300.4455 |  | 1478867.319 | 3544381.159 | 0 | 53048277.0458 |  | 316227.766 | 2.9597 | 17923.6183 |  | 401.9328
1 | 2200 | 707 | 0.035 | 15 | 15 | 7 | 4.217e-10 | 0 | Water | Porous | Wet | R245fa | MinimizeLCOE | IgnoreSilica | 125.2024 | 17.9278 | 0.80243 | 4 | 17022.9376 |  | 381.7352 |  | 90.6531 | -7.013e-06 | 3505615257.6123 | 2426722.8197 | 78874.6962 | 3509565.6575 | 4265231.8889 | 24077.0464 | 401150.9458 | 0 | 4175192.9913 | 10862995.7134 | 7414217.7867 | 33158029.5459 | 3144235.0165 | 13313300.4455 |  | 1478867.319 | 3544381.159 | 0 | 54638813.4858 |  | 421696.5034 | 3.2097 | 17022.9376 |  | 381.7352
1 | 2200 | 707 | 0.035 | 15 | 15 | 7 | 5.6234e-10 | 0 | Water | Porous | Wet | R245fa | MinimizeLCOE | IgnoreSilica | 131.0808 | 18.7759 | 0.85463 | 4 | 16353.7532 |  | 366.7289 |  | 90.6684 | -6.502e-06 | 3626956662.9039 | 2507594.5161 | 81485.5134 | 3641727.9789 | 4465261.8954 | 24077.0464 | 394469.6698 | 0 | 4334700.4818 | 11278001.4843 | 7697467.7528 | 34424786.3388 | 3144235.0165 | 13313300.4455 |  | 1478867.319 | 3544381.159 | 0 | 55905570.2788 |  | 562341.3252 | 3.4185 | 16353.7532 |  | 366.7289
1 | 2200 | 707 | 0.035 | 15 | 15 | 7 | 7.4989e-10 | 0 | Water | Porous | Wet | R245fa | MinimizeLCOE | IgnoreSilica | 135.7165 | 19.445 | 0.89705 | 4 | 15856.0153 |  | 355.5673 |  | 90.6803 | -6.0896e-06 | 3724692638.1426 | 2570675.2816 | 83521.3622 | 3745161.5699 | 4623054.8254 | 24077.0464 | 387467.8277 | 0 | 4459243.5862 | 11602037.0946 | 7918628.7151 | 35413867.3092 | 3144235.0165 | 13313300.4455 |  | 1478867.319 | 3544381.159 | 0 | 56894651.2492 |  | 749894.2093 | 3.5882 | 15856.0153 |  | 355.5673
1 | 2200 | 707 | 0.035 | 15 | 15 | 7 | 1e-09 | 0 | Water | Porous | Wet | R245fa | MinimizeLCOE | IgnoreSilica | 139.3512 | 19.9699 | 0.93096 | 4 | 15485.3188 |  | 347.2545 |  | 90.6896 | -5.2993e-06 | 3800361177.2836 | 2619728.0408 | 85104.1232 | 3825796.5755 | 4746807.7647 | 24077.0464 | 381066.5267 | 0 | 4556206.2302 | 11854314.0045 | 8090812.8898 | 36183913.2018 | 3144235.0165 | 13313300.4455 |  | 1478867.319 | 3544381.159 | 0 | 57664697.1417 |  | 1000000 | 3.7238 | 15485.3188 |  | 347.2545
1 | 2200 | 707 | 0.035 | 15 | 15 | 7 | 1.3335e-09 | 0 | Water | Porous | Wet | R245fa | MinimizeLCOE | IgnoreSilica | 142.1286 | 20.3711 | 0.95748 | 4 | 15208.8834 |  | 341.0555 |  | 90.6967 | -5.045e-06 | 3860847622.9429 | 2656977.7167 | 86305.843 | 3887145.2268 | 4841388.2004 | 24077.0464 | 375292.9933 | 0 | 4629762.9403 | 12045693.4757 | 8221433.3114 | 36768076.7539 | 3144235.0165 | 13313300.4455 |  | 1478867.319 | 3544381.159 | 0 | 58248860.6939 |  | 1333521.4322 | 3.8299 | 15208.8834 |  | 341.0555
1 | 2200 | 707 | 0.035 | 15 | 15 | 7 | 1.7783e-09 | 0 | Water | Porous | Wet | R245fa | MinimizeLCOE | IgnoreSilica | 144.2675 | 20.6802 | 0.97812 | 4 | 15002.5054 |  | 336.4275 |  | 90.7022 | -4.8498e-06 | 3906761327.0025 | 2685531.6255 | 87226.9159 | 3934238.9506 | 4914238.8737 | 24077.0464 | 370529.7698 | 0 | 4686178.8409 | 12192476.0765 | 8321615.4526 | 37216113.5518 | 3144235.0165 | 13313300.4455 |  | 1478867.319 | 3544381.159 | 0 | 58696897.4917 |  | 1778279.41 | 3.9125 | 15002.5054 |  | 336.4275
1 | 2200 | 707 | 0.035 | 15 | 15 | 7 | 2.3714e-09 | 0 | Water | Porous | Wet | R245fa | MinimizeLCOE | IgnoreSilica | 145.8823 | 20.9136 | 0.99395 | 4 | 14848.2812 |  | 332.9691 |  | 90.7063 | -4.6989e-06 | 3942749115.9325 | 2707014.1261 | 87919.8222 | 3969707.4892 | 4969246.3455 | 24077.0464 | 366569.444 | 0 | 4728568.3666 | 12302764.9271 | 8396889.8593 | 37552757.4264 | 3144235.0165 | 13313300.4455 |  | 1478867.319 | 3544381.159 | 0 | 59033541.3663 |  | 2371373.7057 | 3.9758 | 14848.2812 |  | 332.9691
1 | 2200 | 707 | 0.035 | 15 | 15 | 7 | 3.1623e-09 | 0 | Water | Porous | Wet | R245fa | MinimizeLCOE | IgnoreSilica | 147.1197 | 21.0925 | 1.0061 | 4 | 14732.9402 |  | 330.3826 |  | 90.7095 | -4.585e-06 | 3969430183.1605 | 2723433.3866 | 88449.3816 | 3996837.9542 | 5011403.1017 | 24077.0464 | 363491.3653 | 0 | 4760999.972 | 12387145.3117 | 8454481.2056 | 37810318.725 | 3144235.0165 | 13313300.4455 |  | 1478867.319 | 3544381.159 | 0 | 59291102.6649 |  | 3162277.6602 | 4.0244 | 14732.9402 |  | 330.3826
1 | 2200 | 707 | 0.035 | 15 | 15 | 7 | 4.217e-09 | 0 | Water | Porous | Wet | R245fa | MinimizeLCOE | IgnoreSilica | 148.0601 | 21.2284 | 1.0154 | 4 | 14646.625 |  | 328.447 |  | 90.7119 | -4.4989e-06 | 3989420711.7575 | 2735885.8649 | 88850.9832 | 4017426.2425 | 5043440.658 | 24077.0464 | 361102.8222 | 0 | 4785605.6107 | 12451164.1363 | 8498175.3689 | 38005728.7331 | 3144235.0165 | 13313300.4455 |  | 1478867.319 | 3544381.159 | 0 | 59486512.673 |  | 4216965.0343 | 4.0614 | 14646.625 |  | 328.447
1 | 2200 | 707 | 0.035 | 15 | 15 | 7 | 5.6234e-09 | 0 | Water | Porous | Wet | R245fa | MinimizeLCOE | IgnoreSilica | 148.7593 | 21.3295 | 1.0223 | 4 | 14581.9996 |  | 326.9978 |  | 90.7137 | -4.4329e-06 | 4005153101.6405 | 2745131.435 | 89149.1487 | 4032719.2577 | 5067264.0093 | 24077.0464 | 359188.8115 | 0 | 4803836.5863 | 12498597.3951 | 8530549.5427 | 38150513.2325 | 3144235.0165 | 13313300.4455 |  | 1478867.319 | 3544381.159 | 0 | 59631297.1725 |  | 5623413.2519 | 4.0894 | 14581.9996 |  | 326.9978
1 | 2200 | 707 | 0.035 | 15 | 15 | 7 | 7.4989e-09 | 0 | Water | Porous | Wet | R245fa | MinimizeLCOE | IgnoreSilica | 149.2929 | 21.4067 | 1.0277 | 4 | 14533.5953 |  | 325.9123 |  | 90.7151 | -4.3836e-06 | 4016635741.7271 | 2752179.5475 | 89376.441 | 4044381.3832 | 5085445.9104 | 24077.0464 | 357757.5895 | 0 | 4817754.988 | 12534810.2214 | 8555265.5407 | 38261048.668 | 3144235.0165 | 13313300.4455 |  | 1478867.319 | 3544381.159 | 0 | 59741832.6079 |  | 7498942.0933 | 4.1106 | 14533.5953 |  | 325.9123
1 | 2200 | 707 | 0.035 | 15 | 15 | 7 | 1e-08 | 0 | Water | Porous | Wet | R245fa | MinimizeLCOE | IgnoreSilica | 149.6802 | 21.4627 | 1.0316 | 4 | 14497.33 |  | 325.0991 |  | 90.7161 | -4.3452e-06 | 4026116307.7836 | 2757290.7534 | 89541.2671 | 4052840.7322 | 5098642.4695 | 24077.0464 | 356580.3884 | 0 | 4827799.3362 | 12560943.555 | 8573102.0778 | 38340817.6259 | 3144235.0165 | 13313300.4455 |  | 1478867.319 | 3544381.159 | 0 | 59821601.5659 |  | 10000000 | 4.1264 | 14497.33 |  | 325.0991
1 | 2300 | 707 | 0.035 | 15 | 15 | 7 | 1e-13 | 0 | Water | Porous | Wet | R245fa | MinimizeLCOE | IgnoreSilica | 0 | 0 | 0 | 4 |  |  |  |  | 0 | 0 | 13321906718.0779 | 2777.1381 | 60.0337 | 2849.8672 | 25323.5136 | 24077.0464 | 22512.6582 | 0 | 30264.1003 | 78740.981 | 53742.3375 | 240347.676 | 3144235.0165 | 13983393.464 |  | 1478867.319 | 3678399.7627 | 0 |  |  | 100 | 0
1 | 2300 | 707 | 0.035 | 15 | 15 | 7 | 1.3335e-13 | 0 | Water | Porous | Wet | R245fa | MinimizeLCOE | IgnoreSilica | 0 | 0 | 0 | 4 |  |  |  |  | 0 | 0 | 9447588407.1452 | 2780.5607 | 60.1143 | 2853.3827 | 25325.086 | 24077.0464 | 19875.9152 | 0 | 29239.1211 | 76074.1952 | 51922.2014 | 232207.623 | 3144235.0165 | 13983393.464 |  | 1478867.319 | 3678399.7627 | 0 |  |  | 133.3521 | 0
1 | 2300 | 707 | 0.035 | 15 | 15 | 7 | 1.7783e-13 | 0 | Water | Porous | Wet | R245fa | MinimizeLCOE | IgnoreSilica | 0 | 0 | 0 | 4 |  |  |  |  | 0 | 0 | 6542345126.6173 | 2783.1423 | 60.1751 | 2856.034 | 25326.2716 | 24077.0464 | 17590.1581 | 0 | 28350.2027 | 73761.412 | 50343.6794 | 225148.1215 | 3144235.0165 | 13983393.464 |  | 1478867.319 | 3678399.7627 | 0 |  |  | 177.8279 | 0
1 | 2300 | 707 | 0.035 | 15 | 15 | 7 | 2.3714e-13 | 0 | Water | Porous | Wet | R245fa | MinimizeLCOE | IgnoreSilica | 0 | 0 | 0 | 4 |  |  |  |  | 0 | 0 | 4363784594.9733 | 2785.0867 | 60.2209 | 2858.0306 | 25327.1643 | 24077.0464 | 15587.299 | 0 | 27570.9907 | 71734.0621 | 48959.9714 | 218959.872 | 3144235.0165 | 13983393.464 |  | 1478867.319 | 3678399.7627 | 0 |  |  | 237.1374 | 0
1 | 2300 | 707 | 0.035 | 15 | 15 | 7 | 3.1623e-13 | 0 | Water | Porous | Wet | R245fa | MinimizeLCOE | IgnoreSilica | 0 | 0 | 0 | 4 |  |  |  |  | 0 | 0 | 2730110864.6854 | 2786.5496 | 60.2553 | 2859.5326 | 25327.8358 | 24077.0464 | 13807.527 | 0 | 26878.3112 | 69931.8523 | 47729.9261 | 213458.8363 | 3144235.0165 | 13983393.464 |  | 1478867.319 | 3678399.7627 | 0 |  |  | 316.2278 | 0
1 | 2300 | 707 | 0.035 | 15 | 15 | 7 | 4.217e-13 | 0 | Water | Porous | Wet | R245fa | MinimizeLCOE | IgnoreSilica | 0 | 0 | 0 | 4 |  |  |  |  | 0 | 0 | 1505035766.0916 | 2787.6492 | 60.2812 | 2860.6616 | 25328.3405 | 24077.0464 | 12195.2073 | 0 | 26250.5826 | 68298.6313 | 46615.2192 | 208473.6194 | 3144235.0165 | 13983393.464 |  | 1478867.319 | 3678399.7627 | 0 |  |  | 421.6965 | 0
1 | 2300 | 707 | 0.035 | 15 | 15 | 7 | 5.6234e-13 | 0 | Water | Porous | Wet | R245fa | MinimizeLCOE | IgnoreSilica | 0 | 0 | 0 | 4 |  |  |  |  | 0 | 0 | 586362470.1539 | 2788.4754 | 60.3007 | 2861.5097 | 25328.7197 | 24077.0464 | 10692.5716 | 0 | 25665.3631 | 66776.0102 | 45575.9991 | 203825.9959 | 3144235.0165 | 13983393.464 |  | 1478867.319 | 3678399.7627 | 0 |  |  | 562.3413 | 0
1 | 2300 | 707 | 0.035 | 15 | 15 | 7 | 7.4989e-13 | 0 | Water | Porous | Wet | R245fa | MinimizeLCOE | IgnoreSilica | 0.89541 | 0.087415 | 0.0005565 | 4 | 10307125.4804 |  | 231134.7807 |  | 75.5895 | -1.524e-05 | 14508464.7906 | 52246.8123 | 1521.2773 | 50170.0572 | 48263.851 | 24077.0464 | 36348.1905 | 0 | 82924.6215 | 215752.8551 | 147255.7569 | 658560.4682 | 3144235.0165 | 13983393.464 |  | 1478867.319 | 3678399.7627 | 0 | 22943456.0304 |  | 749.8942 | 0.002226 | 10307125.4804 |  | 231134.7807
1 | 2300 | 707 | 0.035 | 15 | 15 | 7 | 1e-12 | 0 | Water | Porous | Wet | R245fa | MinimizeLCOE | IgnoreSilica | 1.3364 | 0.15155 | 0.0019174 | 4 | 3024665.6258 |  | 67827.3906 |  | 80.9718 | -1.7516e-05 | 4613067.3381 | 80166.4543 | 2430.2116 | 77606.9428 | 63500.3811 | 24077.0464 | 46878.7005 | 0 | 114917.2973 | 298991.2348 | 204067.6614 | 912635.9301 | 3144235.0165 | 13983393.464 |  | 1478867.319 | 3678399.7627 | 0 | 23197531.4923 |  | 1000 | 0.0076695 | 3024665.6258 |  | 67827.3906
1 | 2300 | 707 | 0.035 | 15 | 15 | 7 | 1.3335e-12 | 0 | Water | Porous | Wet | R245fa | MinimizeLCOE | IgnoreSilica | 1.8773 | 0.23246 | 0.0039978 | 4 | 1468577.0935 |  | 32932.484 |  | 84.4306 | -1.8674e-05 | 16670572.5236 | 110916.5105 | 3450.2782 | 109004.6642 | 82403.7092 | 24077.0464 | 57342.1996 | 0 | 151005.8191 | 392886.1658 | 268152.8811 | 1199239.274 | 3144235.0165 | 13983393.464 |  | 1478867.319 | 3678399.7627 | 0 | 23484134.8362 |  | 1333.5214 | 0.015991 | 1468577.0935 |  | 32932.484
1 | 2300 | 707 | 0.035 | 15 | 15 | 7 | 1.7783e-12 | 0 | Water | Porous | Wet | R245fa | MinimizeLCOE | IgnoreSilica | 2.5526 | 0.33488 | 0.0069698 | 4 | 854247.1157 |  | 19156.2837 |  | 86.8268 | -1.9148e-05 | 98450677.0204 | 145576.4122 | 4610.4561 | 145721.4309 | 106145.4346 | 24077.0464 | 68165.3786 | 0 | 192775.502 | 501562.3124 | 342326.5843 | 1530960.5575 | 3144235.0165 | 13983393.464 |  | 1478867.319 | 3678399.7627 | 0 | 23815856.1197 |  | 1778.2794 | 0.027879 | 854247.1157 |  | 19156.2837
1 | 2300 | 707 | 0.035 | 15 | 15 | 7 | 2.3714e-12 | 0 | Water | Porous | Wet | R245fa | MinimizeLCOE | IgnoreSilica | 3.4346 | 0.46965 | 0.011083 | 4 | 546354.7739 |  | 12251.8729 |  | 88.6065 | -1.9381e-05 | 187636064.493 | 186612.8759 | 5989.7924 | 190758.9882 | 137259.4913 | 24077.0464 | 80527.6062 | 0 | 243838.0622 | 634416.6197 | 433002.3789 | 1936482.8611 | 3144235.0165 | 13983393.464 |  | 1478867.319 | 3678399.7627 | 0 | 24221378.4233 |  | 2371.3737 | 0.044333 | 546354.7739 |  | 12251.8729
1 | 2300 | 707 | 0.035 | 15 | 15 | 7 | 3.1623e-12 | 0 | Water | Porous | Wet | R245fa | MinimizeLCOE | IgnoreSilica | 4.577 | 0.64491 | 0.016676 | 4 | 370504.2599 |  | 8308.4679 |  | 89.9293 | -1.9395e-05 | 309148743.4707 | 234940.4151 | 7617.0292 | 245614.7738 | 177630.88 | 24077.0464 | 94516.1626 | 0 | 305914.5597 | 795926.9327 | 543236.4862 | 2429474.2856 | 3144235.0165 | 13983393.464 |  | 1478867.319 | 3678399.7627 | 0 | 24714369.8478 |  | 3162.2777 | 0.066705 | 370504.2599 |  | 8308.4679
1 | 2300 | 707 | 0.035 | 15 | 15 | 7 | 4.217e-12 | 0 | Water | Porous | Wet | R245fa | MinimizeLCOE | IgnoreSilica | 6.0844 | 0.87667 | 0.024214 | 4 | 261504.0826 |  | 5864.1654 |  | 90.9354 | -1.9349e-05 | 402047570.8011 | 293075.7063 | 9574.9455 | 313772.2551 | 230953.4336 | 24077.0464 | 111079.6652 | 0 | 383187.8903 | 996976.288 | 680456.8024 | 3043154.0328 | 3144235.0165 | 13983393.464 |  | 1478867.319 | 3678399.7627 | 0 | 25328049.595 |  | 4216.965 | 0.096855 | 261504.0826 |  | 5864.1654
1 | 2300 | 707 | 0.035 | 15 | 15 | 7 | 5.6234e-12 | 0 | Water | Porous | Wet | R245fa | MinimizeLCOE | IgnoreSilica | 8.0406 | 1.1779 | 0.034297 | 4 | 190106.7937 |  | 4263.0986 |  | 91.6903 | -1.9175e-05 | 521185538.1542 | 362041.2445 | 11895.7982 | 397190.0648 | 300204.3273 | 24077.0464 | 130089.6492 | 0 | 477944.2709 | 1243512.9529 | 848723.142 | 3795678.4962 | 3144235.0165 | 13983393.464 |  | 1478867.319 | 3678399.7627 | 0 | 26080574.0584 |  | 5623.4133 | 0.13719 | 190106.7937 |  | 4263.0986
1 | 2300 | 707 | 0.035 | 15 | 15 | 7 | 7.4989e-12 | 0 | Water | Porous | Wet | R245fa | MinimizeLCOE | IgnoreSilica | 10.5498 | 1.5646 | 0.047704 | 4 | 141470.1435 |  | 3172.4335 |  | 92.2554 | -1.8854e-05 | 684148092.0106 | 443165.9685 | 14622.36 | 498264.8521 | 389065.0133 | 24077.0464 | 151468.3887 | 0 | 593058.8153 | 1543017.3842 | 1053141.0706 | 4709880.899 | 3144235.0165 | 13983393.464 |  | 1478867.319 | 3678399.7627 | 0 | 26994776.4612 |  | 7498.9421 | 0.19082 | 141470.1435 |  | 3172.4335
1 | 2300 | 707 | 0.035 | 15 | 15 | 7 | 1e-11 | 0 | Water | Porous | Wet | R245fa | MinimizeLCOE | IgnoreSilica | 13.807 | 2.0668 | 0.06548 | 4 | 107374.4707 |  | 2407.8464 |  | 92.6865 | -1.8491e-05 | 850873581.7825 | 539999.3598 | 17871.7704 | 622376.8121 | 504448.7499 | 24077.0464 | 176311.0962 | 0 | 735183.0855 | 1912795.5818 | 1305522.2886 | 5838585.7906 | 3144235.0165 | 13983393.464 |  | 1478867.319 | 3678399.7627 | 0 | 28123481.3528 |  | 10000 | 0.26192 | 107374.4707 |  | 2407.8464
1 | 2300 | 707 | 0.035 | 15 | 15 | 7 | 1.3335e-11 | 0 | Water | Porous | Wet | R245fa | MinimizeLCOE | IgnoreSilica | 17.9675 | 2.7086 | 0.088896 | 4 | 82952.4324 |  | 1860.1881 |  | 93.0124 | -1.8035e-05 | 1046086877.2237 | 653990.7251 | 21690.2578 | 772501.5746 | 651850.895 | 24077.0464 | 204285.7088 | 0 | 908074.521 | 2362623.6319 | 1612539.1758 | 7211633.5363 | 3144235.0165 | 13983393.464 |  | 1478867.319 | 3678399.7627 | 0 | 29496529.0985 |  | 13335.2143 | 0.35558 | 82952.4324 |  | 1860.1881
1 | 2300 | 707 | 0.035 | 15 | 15 | 7 | 1.7783e-11 | 0 | Water | Porous | Wet | R245fa | MinimizeLCOE | IgnoreSilica | 23.2151 | 3.518 | 0.1195 | 4 | 65168.8881 |  | 1461.3965 |  | 93.2587 | -1.7472e-05 | 1274051192.7468 | 786874.7253 | 26133.5445 | 952081.6708 | 837776.9957 | 24077.0464 | 235133.0353 | 0 | 1116210.037 | 2904149.5502 | 1982141.7423 | 8864578.3474 | 3144235.0165 | 13983393.464 |  | 1478867.319 | 3678399.7627 | 0 | 31149473.9096 |  | 17782.7941 | 0.47798 | 65168.8881 |  | 1461.3965
1 | 2300 | 707 | 0.035 | 15 | 15 | 7 | 2.3714e-11 | 0 | Water | Porous | Wet | R245fa | MinimizeLCOE | IgnoreSilica | 29.7534 | 4.5268 | 0.15906 | 4 | 52055.465 |  | 1167.3311 |  | 93.4458 | -1.6811e-05 | 1529199387.5619 | 940374.3219 | 31256.0653 | 1164691.9285 | 1069458.2994 | 24077.0464 | 268563.576 | 0 | 1364384.2826 | 3549848.0296 | 2422844.2223 | 10835497.7719 | 3144235.0165 | 13983393.464 |  | 1478867.319 | 3678399.7627 | 0 | 33120393.3341 |  | 23713.7371 | 0.63625 | 52055.465 |  | 1167.3311
1 | 2300 | 707 | 0.035 | 15 | 15 | 7 | 3.1623e-11 | 0 | Water | Porous | Wet | R245fa | MinimizeLCOE | IgnoreSilica | 37.7628 | 5.7629 | 0.20947 | 4 | 42293.385 |  | 948.4189 |  | 93.5888 | -1.6059e-05 | 1804924435.3587 | 1115291.8728 | 37081.5753 | 1412678.545 | 1353306.6718 | 24077.0464 | 303913.4791 | 0 | 1656076.1843 | 4308770.5235 | 2940824.4187 | 13152020.3168 | 3144235.0165 | 13983393.464 |  | 1478867.319 | 3678399.7627 | 0 | 35436915.879 |  | 31622.7766 | 0.83788 | 42293.385 |  | 948.4189
1 | 2300 | 707 | 0.035 | 15 | 15 | 7 | 4.217e-11 | 0 | Water | Porous | Wet | R245fa | MinimizeLCOE | IgnoreSilica | 47.2977 | 7.2347 | 0.27224 | 4 | 34977.8025 |  | 784.3687 |  | 93.6985 | -1.5205e-05 | 2103636348.6345 | 1309777.3657 | 43545.7298 | 1694484.7839 | 1691274.0222 | 24077.0464 | 339518.9462 | 0 | 1990044.3787 | 5177687.2592 | 3533877.9452 | 15804287.4773 | 3144235.0165 | 13983393.464 |  | 1478867.319 | 3678399.7627 | 0 | 38089183.0395 |  | 42169.6503 | 1.089 | 34977.8025 |  | 784.3687
1 | 2300 | 707 | 0.035 | 15 | 15 | 7 | 5.6234e-11 | 0 | Water | Porous | Wet | R245fa | MinimizeLCOE | IgnoreSilica | 58.2575 | 8.9272 | 0.348 | 4 | 29475.0372 |  | 660.9705 |  | 93.7837 | -1.4256e-05 | 2409764304.2288 | 1519611.6864 | 50506.4026 | 2004688.6801 | 2079837.8628 | 24077.0464 | 373324.8472 | 0 | 2360298.145 | 6141011.6095 | 4191366.6086 | 18744722.8886 | 3144235.0165 | 13983393.464 |  | 1478867.319 | 3678399.7627 | 0 | 41029618.4508 |  | 56234.1325 | 1.392 | 29475.0372 |  | 660.9705
1 | 2300 | 707 | 0.035 | 15 | 15 | 7 | 7.4989e-11 | 0 | Water | Porous | Wet | R245fa | MinimizeLCOE | IgnoreSilica | 70.3038 | 10.7885 | 0.43577 | 4 | 25332.2767 |  | 568.0701 |  | 93.851 | -1.3232e-05 | 2720330486.0381 | 1737393.6198 | 57717.5108 | 2332499.1428 | 2507057.5338 | 24077.0464 | 402892.481 | 0 | 2754038.5605 | 7165443.4034 | 4890562.3579 | 21871681.6563 | 3144235.0165 | 13983393.464 |  | 1478867.319 | 3678399.7627 | 0 | 44156577.2185 |  | 74989.4209 | 1.7431 | 25332.2767 |  | 568.0701
1 | 2300 | 707 | 0.035 | 15 | 15 | 7 | 1e-10 | 0 | Water | Porous | Wet | R245fa | MinimizeLCOE | IgnoreSilica | 82.8472 | 12.7279 | 0.53241 | 4 | 22218.4416 |  | 498.2431 |  | 93.905 | -1.2166e-05 | 3022566664.2427 | 1953006.6376 | 64845.1295 | 2662199.9146 | 2952088.2835 | 24077.0464 | 425866.0148 | 0 | 3152012.3802 | 8200889.6467 | 5597275.6953 | 25032260.7486 | 3144235.0165 | 13983393.464 |  | 1478867.319 | 3678399.7627 | 0 | 47317156.3108 |  | 100000 | 2.1296 | 22218.4416 |  | 498.2431
1 | 2300 | 707 | 0.035 | 15 | 15 | 7 | 1.3335e-10 | 0 | Water | Porous | Wet | R245fa | MinimizeLCOE | IgnoreSilica | 95.1855 | 14.637 | 0.63295 | 4 | 19885.3614 |  | 445.9244 |  | 93.9492 | -1.1107e-05 | 3304680006.4283 | 2156172.7083 | 71551.9178 | 2977041.5894 | 3390050.2497 | 24077.0464 | 440977.4369 | 0 | 3533349.6699 | 9193051.0514 | 6274446.2409 | 28060717.9108 | 3144235.0165 | 13983393.464 |  | 1478867.319 | 3678399.7627 | 0 | 50345613.473 |  | 133352.1432 | 2.5318 | 19885.3614 |  | 445.9244
1 | 2300 | 707 | 0.035 | 15 | 15 | 7 | 1.7783e-10 | 0 | Water | Porous | Wet | R245fa | MinimizeLCOE | IgnoreSilica | 106.6056 | 16.4056 | 0.73147 | 4 | 18143.2613 |  | 406.8582 |  | 93.9853 | -1.0096e-05 | 3562247408.9745 | 2337681.2664 | 77536.9704 | 3261413.7659 | 3795631.5109 | 24077.0464 | 447909.7133 | 0 | 3878257.6066 | 10090430.7523 | 6886926.3261 | 30799864.9583 | 3144235.0165 | 13983393.464 |  | 1478867.319 | 3678399.7627 | 0 | 53084760.5205 |  | 177827.941 | 2.9259 | 18143.2613 |  | 406.8582
1 | 2300 | 707 | 0.035 | 15 | 15 | 7 | 2.3714e-10 | 0 | Water | Porous | Wet | R245fa | MinimizeLCOE | IgnoreSilica | 116.6787 | 17.967 | 0.82296 | 4 | 16845.8818 |  | 377.7648 |  | 94.0149 | -9.1812e-06 | 3787267411.0077 | 2493316.8313 | 82664.3508 | 3507381.7765 | 4153567.375 | 24077.0464 | 448235.0416 | 0 | 4176604.5444 | 10866668.2853 | 7416724.3924 | 33169239.6438 | 3144235.0165 | 13983393.464 |  | 1478867.319 | 3678399.7627 | 0 | 55454135.206 |  | 237137.3706 | 3.2919 | 16845.8818 |  | 377.7648
1 | 2300 | 707 | 0.035 | 15 | 15 | 7 | 3.1623e-10 | 0 | Water | Porous | Wet | R245fa | MinimizeLCOE | IgnoreSilica | 125.2024 | 19.2893 | 0.90401 | 4 | 15881.0401 |  | 356.1285 |  | 94.0389 | -8.3866e-06 | 3977996276.6979 | 2622128.1316 | 86905.1651 | 3712342.4249 | 4456593.9899 | 24077.0464 | 443958.4061 | 0 | 4424942.014 | 11512791.4399 | 7857716.722 | 35141455.3399 | 3144235.0165 | 13983393.464 |  | 1478867.319 | 3678399.7627 | 0 | 57426350.9021 |  | 316227.766 | 3.616 | 15881.0401 |  | 356.1285
1 | 2300 | 707 | 0.035 | 15 | 15 | 7 | 4.217e-10 | 0 | Water | Porous | Wet | R245fa | MinimizeLCOE | IgnoreSilica | 132.1823 | 20.3729 | 0.97304 | 4 | 15163.6646 |  | 340.0415 |  | 94.0581 | -7.7198e-06 | 4135804483.5174 | 2725829.5852 | 90317.5937 | 3878210.0953 | 4704851.5424 | 24077.0464 | 437067.0805 | 0 | 4625537.6479 | 12034700.1317 | 8213930.1282 | 36734520.8512 | 3144235.0165 | 13983393.464 |  | 1478867.319 | 3678399.7627 | 0 | 59019416.4134 |  | 421696.5034 | 3.8922 | 15163.6646 |  | 340.0415
1 | 2300 | 707 | 0.035 | 15 | 15 | 7 | 5.6234e-10 | 0 | Water | Porous | Wet | R245fa | MinimizeLCOE | IgnoreSilica | 137.7628 | 21.2398 | 1.0301 | 4 | 14629.9727 |  | 328.0736 |  | 94.0733 | -7.1755e-06 | 4263569891.2322 | 2807672.3937 | 93009.749 | 4009633.5561 | 4903411.4842 | 24077.0464 | 429185.8518 | 0 | 4784126.1317 | 12447314.8354 | 8495548.1419 | 37993979.1901 | 3144235.0165 | 13983393.464 |  | 1478867.319 | 3678399.7627 | 0 | 60278874.7523 |  | 562341.3252 | 4.1202 | 14629.9727 |  | 328.0736
1 | 2300 | 707 | 0.035 | 15 | 15 | 7 | 7.4989e-10 | 0 | Water | Porous | Wet | R245fa | MinimizeLCOE | IgnoreSilica | 142.148 | 21.9213 | 1.076 | 4 | 14232.5308 |  | 319.161 |  | 94.0852 | -6.7406e-06 | 4361633600.6381 | 2871358.532 | 95104.0932 | 4112206.1216 | 5059491.1368 | 24077.0464 | 421412.8369 | 0 | 4907623.409 | 12768629.4184 | 8714851.9471 | 38974754.5413 | 3144235.0165 | 13983393.464 |  | 1478867.319 | 3678399.7627 | 0 | 61259650.1035 |  | 749894.2093 | 4.3042 | 14232.5308 |  | 319.161
1 | 2300 | 707 | 0.035 | 15 | 15 | 7 | 1e-09 | 0 | Water | Porous | Wet | R245fa | MinimizeLCOE | IgnoreSilica | 145.5534 | 22.4508 | 1.1125 | 4 | 13936.2166 |  | 312.5163 |  | 94.0944 | -5.9281e-06 | 4444669302.4986 | 2920450.3616 | 96718.1807 | 4191450.5014 | 5180725.086 | 24077.0464 | 414380.4809 | 0 | 5002842.6462 | 13016370.3413 | 8883940.2176 | 39730954.862 | 3144235.0165 | 13983393.464 |  | 1478867.319 | 3678399.7627 | 0 | 62015850.4242 |  | 1000000 | 4.45 | 13936.2166 |  | 312.5163
1 | 2300 | 707 | 0.035 | 15 | 15 | 7 | 1.3335e-09 | 0 | Water | Porous | Wet | R245fa | MinimizeLCOE | IgnoreSilica | 148.1797 | 22.8593 | 1.141 | 4 | 13715.0531 |  | 307.5567 |  | 94.1014 | -5.6645e-06 | 4506787330.5415 | 2958103.2245 | 97955.9887 | 4252332.4437 | 5274246.4878 | 24077.0464 | 408387.4077 | 0 | 5075890.0135 | 13206424.6069 | 9013656.1591 | 40311073.3782 | 3144235.0165 | 13983393.464 |  | 1478867.319 | 3678399.7627 | 0 | 62595968.9404 |  | 1333521.4322 | 4.564 | 13715.0531 |  | 307.5567
1 | 2300 | 707 | 0.035 | 15 | 15 | 7 | 1.7783e-09 | 0 | Water | Porous | Wet | R245fa | MinimizeLCOE | IgnoreSilica | 150.1749 | 23.1697 | 1.163 | 4 | 13549.8202 |  | 303.8514 |  | 94.1068 | -5.4605e-06 | 4553625915.3256 | 2986588.0979 | 98892.3068 | 4298448.5582 | 5345302.8904 | 24077.0464 | 403352.2783 | 0 | 5131097.8595 | 13350064.0974 | 9111693.0629 | 40749516.1978 | 3144235.0165 | 13983393.464 |  | 1478867.319 | 3678399.7627 | 0 | 63034411.76 |  | 1778279.41 | 4.652 | 13549.8202 |  | 303.8514
1 | 2300 | 707 | 0.035 | 15 | 15 | 7 | 2.3714e-09 | 0 | Water | Porous | Wet | R245fa | MinimizeLCOE | IgnoreSilica | 151.6876 | 23.4051 | 1.1799 | 4 | 13426.2725 |  | 301.0809 |  | 94.1109 | -5.3041e-06 | 4590401756.2096 | 3008117.3942 | 99599.935 | 4333336.6405 | 5399182.0853 | 24077.0464 | 399267.2207 | 0 | 5172796.3256 | 13458554.9527 | 9185740.3009 | 41080671.9012 | 3144235.0165 | 13983393.464 |  | 1478867.319 | 3678399.7627 | 0 | 63365567.4634 |  | 2371373.7057 | 4.7195 | 13426.2725 |  | 301.0809
1 | 2300 | 707 | 0.035 | 15 | 15 | 7 | 3.1623e-09 | 0 | Water | Porous | Wet | R245fa | MinimizeLCOE | IgnoreSilica | 152.8324 | 23.5833 | 1.1927 | 4 | 13333.8325 |  | 299.0079 |  | 94.114 | -5.185e-06 | 4618446144.3733 | 3024373.5557 | 100134.2142 | 4359698.1973 | 5439963.2461 | 24077.0464 | 396029.3308 | 0 | 5204267.4802 | 13540436.4415 | 9241626.0995 | 41330605.6116 | 3144235.0165 | 13983393.464 |  | 1478867.319 | 3678399.7627 | 0 | 63615501.1738 |  | 3162277.6602 | 4.771 | 13333.8325 |  | 299.0079
1 | 2300 | 707 | 0.035 | 15 | 15 | 7 | 4.217e-09 | 0 | Water | Porous | Wet | R245fa | MinimizeLCOE | IgnoreSilica | 153.7 | 23.7184 | 1.2025 | 4 | 13264.6321 |  | 297.4561 |  | 94.1163 | -4.6274e-06 | 4639855808.4685 | 3036671.3312 | 100538.3788 | 4379651.2292 | 5470870.2293 | 24077.0464 | 393519.3627 | 0 | 5228077.7553 | 13602385.8931 | 9283907.8731 | 41519699.0993 | 3144235.0165 | 13983393.464 |  | 1478867.319 | 3678399.7627 | 0 | 63804594.6615 |  | 4216965.0343 | 4.8101 | 13264.6321 |  | 297.4561
1 | 2300 | 707 | 0.035 | 15 | 15 | 7 | 5.6234e-09 | 0 | Water | Porous | Wet | R245fa | MinimizeLCOE | IgnoreSilica | 154.3601 | 23.8211 | 1.21 | 4 | 13212.8064 |  | 296.294 |  | 94.1181 | -4.5602e-06 | 4655131778.8237 | 3046015.6244 | 100845.4679 | 4394818.2923 | 5494386.6405 | 24077.0464 | 391616.6904 | 0 | 5246186.3072 | 13649500.6304 | 9316064.6495 | 41663511.349 | 3144235.0165 | 13983393.464 |  | 1478867.319 | 3678399.7627 | 0 | 63948406.9112 |  | 5623413.2519 | 4.8399 | 13212.8064 |  | 296.294
1 | 2300 | 707 | 0.035 | 15 | 15 | 7 | 7.4989e-09 | 0 | Water | Porous | Wet | R245fa | MinimizeLCOE | IgnoreSilica | 154.8593 | 23.8988 | 1.2156 | 4 | 13173.9812 |  | 295.4233 |  | 94.1195 | -4.5096e-06 | 4666764817.4844 | 3053074.9456 | 101077.4585 | 4406279.9741 | 5512170.9311 | 24077.0464 | 390170.4255 | 0 | 5259871.8047 | 13685107.4877 | 9340367.0612 | 41772197.1349 | 3144235.0165 | 13983393.464 |  | 1478867.319 | 3678399.7627 | 0 | 64057092.6971 |  | 7498942.0933 | 4.8624 | 13173.9812 |  | 295.4233
1 | 2300 | 707 | 0.035 | 15 | 15 | 7 | 1e-08 | 0 | Water | Porous | Wet | R245fa | MinimizeLCOE | IgnoreSilica | 155.2218 | 23.9553 | 1.2198 | 4 | 13144.8882 |  | 294.7709 |  | 94.1204 | -4.4703e-06 | 4676331326.7942 | 3058198.4133 | 101245.828 | 4414600.4174 | 5525088.2108 | 24077.0464 | 388986.6846 | 0 | 5269756.6742 | 13710825.8905 | 9357920.3995 | 41850699.5646 | 3144235.0165 | 13983393.464 |  | 1478867.319 | 3678399.7627 | 0 | 64135595.1268 |  | 10000000 | 4.8791 | 13144.8882 |  | 294.7709
1 | 2400 | 707 | 0.035 | 15 | 15 | 7 | 1e-13 | 0 | Water | Porous | Wet | R245fa | MinimizeLCOE | IgnoreSilica | 0 | 0 | 0 | 4 |  |  |  |  | 0 | 0 | 12584066108.7981 | 2870.5857 | 62.2381 | 2945.6 | 25366.2178 | 24077.0464 | 22076.2034 | 0 | 30185.1776 | 78535.6404 | 53602.1883 | 239720.8978 | 3144235.0165 | 14665206.6643 |  | 1478867.319 | 3814762.4027 | 0 |  |  | 100 | 0
1 | 2400 | 707 | 0.035 | 15 | 15 | 7 | 1.3335e-13 | 0 | Water | Porous | Wet | R245fa | MinimizeLCOE | IgnoreSilica | 0 | 0 | 0 | 4 |  |  |  |  | 0 | 0 | 8847626698.6203 | 2873.9204 | 62.3169 | 2949.0065 | 25367.733 | 24077.0464 | 19480.722 | 0 | 29176.1906 | 75910.463 | 51810.4508 | 231707.8495 | 3144235.0165 | 14665206.6643 |  | 1478867.319 | 3814762.4027 | 0 |  |  | 133.3521 | 0
1 | 2400 | 707 | 0.035 | 15 | 15 | 7 | 1.7783e-13 | 0 | Water | Porous | Wet | R245fa | MinimizeLCOE | IgnoreSilica | 0 | 0 | 0 | 4 |  |  |  |  | 0 | 0 | 6046062229.7979 | 2876.4352 | 62.3763 | 2951.575 | 25368.8753 | 24077.0464 | 17224.3521 | 0 | 28298.6575 | 73627.3021 | 50252.1466 | 224738.7665 | 3144235.0165 | 14665206.6643 |  | 1478867.319 | 3814762.4027 | 0 |  |  | 177.8279 | 0
1 | 2400 | 707 | 0.035 | 15 | 15 | 7 | 2.3714e-13 | 0 | Water | Porous | Wet | R245fa | MinimizeLCOE | IgnoreSilica | 0 | 0 | 0 | 4 |  |  |  |  | 0 | 0 | 3945360884.1029 | 2878.3336 | 62.4212 | 2953.5161 | 25369.7384 | 24077.0464 | 15239.3345 | 0 | 27526.3522 | 71617.9219 | 48880.7033 | 218605.3675 | 3144235.0165 | 14665206.6643 |  | 1478867.319 | 3814762.4027 | 0 |  |  | 237.1374 | 0
1 | 2400 | 707 | 0.035 | 15 | 15 | 7 | 3.1623e-13 | 0 | Water | Porous | Wet | R245fa | MinimizeLCOE | IgnoreSilica | 0 | 0 | 0 | 4 |  |  |  |  | 0 | 0 | 2370152729.2637 | 2879.7623 | 62.455 | 2954.9771 | 25370.388 | 24077.0464 | 13465.0758 | 0 | 26835.7848 | 69821.2072 | 47654.4086 | 213121.1051 | 3144235.0165 | 14665206.6643 |  | 1478867.319 | 3814762.4027 | 0 |  |  | 316.2278 | 0
1 | 2400 | 707 | 0.035 | 15 | 15 | 7 | 4.217e-13 | 0 | Water | Porous | Wet | R245fa | MinimizeLCOE | IgnoreSilica | 0 | 0 | 0 | 4 |  |  |  |  | 0 | 0 | 1188965742.0902 | 2880.8362 | 62.4804 | 2956.0752 | 25370.8762 | 24077.0464 | 11843.1787 | 0 | 26204.2923 | 68178.1934 | 46533.0179 | 208105.9967 | 3144235.0165 | 14665206.6643 |  | 1478867.319 | 3814762.4027 | 0 |  |  | 421.6965 | 0
1 | 2400 | 707 | 0.035 | 15 | 15 | 7 | 5.6234e-13 | 0 | Water | Porous | Wet | R245fa | MinimizeLCOE | IgnoreSilica | 0.69538 | 0.06276 | 8.153e-05 | 4 | 72538269.941 |  | 1626653.0515 |  | 73.0108 | -1.5007e-05 | 49448662.0873 | 40578.714 | 1157.0142 | 38561.838 | 42011.329 | 24077.0464 | 32167.2703 | 0 | 69635.7526 | 181177.9441 | 123657.6697 | 553024.5784 | 3144235.0165 | 14665206.6643 |  | 1478867.319 | 3814762.4027 | 0 | 23656095.9809 |  | 562.3413 | 0.00032612 | 72538269.941 |  | 1626653.0515
1 | 2400 | 707 | 0.035 | 15 | 15 | 7 | 7.4989e-13 | 0 | Water | Porous | Wet | R245fa | MinimizeLCOE | IgnoreSilica | 1.1001 | 0.12377 | 0.0012293 | 4 | 4863394.7529 |  | 109060.4438 |  | 80.6753 | -1.8678e-05 | 16183783.148 | 69565.0547 | 2099.7635 | 66016.7993 | 56379.167 | 24077.0464 | 43842.8266 | 0 | 102172.4565 | 265831.7732 | 181435.6475 | 811420.5348 | 3144235.0165 | 14665206.6643 |  | 1478867.319 | 3814762.4027 | 0 | 23914491.9373 |  | 749.8942 | 0.0049172 | 4863394.7529 |  | 109060.4438
1 | 2400 | 707 | 0.035 | 15 | 15 | 7 | 1e-12 | 0 | Water | Porous | Wet | R245fa | MinimizeLCOE | IgnoreSilica | 1.58 | 0.19958 | 0.0031335 | 4 | 1930380.6691 |  | 43288.3168 |  | 85.2459 | -2.0532e-05 | 66360107.2947 | 100526.6548 | 3137.7291 | 96427.8274 | 73748.1507 | 24077.0464 | 54807.3516 | 0 | 137562.6564 | 357909.814 | 244280.8024 | 1092478.0327 | 3144235.0165 | 14665206.6643 |  | 1478867.319 | 3814762.4027 | 0 | 24195549.4353 |  | 1000 | 0.012534 | 1930380.6691 |  | 43288.3168
1 | 2400 | 707 | 0.035 | 15 | 15 | 7 | 1.3335e-12 | 0 | Water | Porous | Wet | R245fa | MinimizeLCOE | IgnoreSilica | 2.1894 | 0.29791 | 0.0059463 | 4 | 1031150.1617 |  | 23123.2914 |  | 88.3933 | -2.1571e-05 | 113604062.7217 | 135959.0257 | 4342.5315 | 132557.1006 | 96014.3471 | 24077.0464 | 66458.4579 | 0 | 179169.3185 | 466161.8142 | 318165.0168 | 1422904.6586 | 3144235.0165 | 14665206.6643 |  | 1478867.319 | 3814762.4027 | 0 | 24525976.0611 |  | 1333.5214 | 0.023785 | 1031150.1617 |  | 23123.2914
1 | 2400 | 707 | 0.035 | 15 | 15 | 7 | 1.7783e-12 | 0 | Water | Porous | Wet | R245fa | MinimizeLCOE | IgnoreSilica | 2.9787 | 0.42667 | 0.0099051 | 4 | 629085.6554 |  | 14107.0927 |  | 90.668 | -2.215e-05 | 165563969.538 | 177427.8229 | 5762.6441 | 176400.6076 | 125000.1824 | 24077.0464 | 79457.8728 | 0 | 229369.2087 | 596771.6311 | 407308.9006 | 1821575.9167 | 3144235.0165 | 14665206.6643 |  | 1478867.319 | 3814762.4027 | 0 | 24924647.3192 |  | 1778.2794 | 0.03962 | 629085.6554 |  | 14107.0927
1 | 2400 | 707 | 0.035 | 15 | 15 | 7 | 2.3714e-12 | 0 | Water | Porous | Wet | R245fa | MinimizeLCOE | IgnoreSilica | 3.9922 | 0.59299 | 0.015337 | 4 | 414084.8267 |  | 9285.7515 |  | 92.3272 | -2.2337e-05 | 267679103.5678 | 225723.9424 | 7421.4972 | 229275.5252 | 162325.1918 | 24077.0464 | 93841.0735 | 0 | 289639.0678 | 753581.4414 | 514334.8183 | 2300219.604 | 3144235.0165 | 14665206.6643 |  | 1478867.319 | 3814762.4027 | 0 | 25403291.0065 |  | 2371.3737 | 0.061348 | 414084.8267 |  | 9285.7515
1 | 2400 | 707 | 0.035 | 15 | 15 | 7 | 3.1623e-12 | 0 | Water | Porous | Wet | R245fa | MinimizeLCOE | IgnoreSilica | 5.3 | 0.80834 | 0.022685 | 4 | 286349.8649 |  | 6421.326 |  | 93.5612 | -2.2273e-05 | 381659483.7086 | 282488.0696 | 9372.7657 | 293506.5423 | 210567.9995 | 24077.0464 | 110046.8405 | 0 | 362723.1129 | 943731.1351 | 644115.8914 | 2880629.4034 | 3144235.0165 | 14665206.6643 |  | 1478867.319 | 3814762.4027 | 0 | 25983700.8059 |  | 3162.2777 | 0.090741 | 286349.8649 |  | 6421.326
1 | 2400 | 707 | 0.035 | 15 | 15 | 7 | 4.217e-12 | 0 | Water | Porous | Wet | R245fa | MinimizeLCOE | IgnoreSilica | 7.0271 | 1.0933 | 0.03256 | 4 | 205064.251 |  | 4598.5159 |  | 94.5045 | -2.2168e-05 | 526050561.7521 | 350948.2938 | 11725.2953 | 373452.3232 | 274337.9203 | 24077.0464 | 129346.8347 | 0 | 453916.2083 | 1180996.8631 | 806054.6261 | 3604855.4112 | 3144235.0165 | 14665206.6643 |  | 1478867.319 | 3814762.4027 | 0 | 26707926.8138 |  | 4216.965 | 0.13024 | 205064.251 |  | 4598.5159
1 | 2400 | 707 | 0.035 | 15 | 15 | 7 | 5.6234e-12 | 0 | Water | Porous | Wet | R245fa | MinimizeLCOE | IgnoreSilica | 9.2586 | 1.4618 | 0.045737 | 4 | 150823.2602 |  | 3382.1749 |  | 95.2121 | -2.1906e-05 | 680630632.9176 | 431926.404 | 14504.7535 | 470932.6071 | 356780.8617 | 24077.0464 | 151347.5861 | 0 | 565332.0109 | 1470877.9268 | 1003904.4086 | 4489683.605 | 3144235.0165 | 14665206.6643 |  | 1478867.319 | 3814762.4027 | 0 | 27592755.0076 |  | 5623.4133 | 0.18295 | 150823.2602 |  | 3382.1749
1 | 2400 | 707 | 0.035 | 15 | 15 | 7 | 7.4989e-12 | 0 | Water | Porous | Wet | R245fa | MinimizeLCOE | IgnoreSilica | 12.124 | 1.9354 | 0.063224 | 4 | 113366.8869 |  | 2542.2249 |  | 95.7443 | -2.1501e-05 | 871498159.4788 | 527416.7816 | 17777.2164 | 589249.1722 | 462677.951 | 24077.0464 | 176219.3386 | 0 | 700992.8274 | 1823839.5435 | 1244807.9646 | 5567057.8416 | 3144235.0165 | 14665206.6643 |  | 1478867.319 | 3814762.4027 | 0 | 28670129.2441 |  | 7498.9421 | 0.2529 | 113366.8869 |  | 2542.2249
1 | 2400 | 707 | 0.035 | 15 | 15 | 7 | 1e-11 | 0 | Water | Porous | Wet | R245fa | MinimizeLCOE | IgnoreSilica | 15.8091 | 2.5448 | 0.086337 | 4 | 86835.3181 |  | 1947.2609 |  | 96.1486 | -2.1011e-05 | 1089930423.3686 | 640505.7283 | 21645.8568 | 733286.8645 | 598904.4528 | 24077.0464 | 204607.297 | 0 | 866980.6259 | 2255705.7464 | 1539565.522 | 6885279.1402 | 3144235.0165 | 14665206.6643 |  | 1478867.319 | 3814762.4027 | 0 | 29988350.5427 |  | 10000 | 0.34535 | 86835.3181 |  | 1947.2609
1 | 2400 | 707 | 0.035 | 15 | 15 | 7 | 1.3335e-11 | 0 | Water | Porous | Wet | R245fa | MinimizeLCOE | IgnoreSilica | 20.489 | 3.3188 | 0.11667 | 4 | 67675.7165 |  | 1517.6115 |  | 96.4548 | -2.0411e-05 | 1337353764.8312 | 773086.1387 | 26172.4836 | 906661.8126 | 771924.2312 | 24077.0464 | 236278.2951 | 0 | 1067898.0029 | 2778451.5476 | 1896350.2727 | 8480899.8307 | 3144235.0165 | 14665206.6643 |  | 1478867.319 | 3814762.4027 | 0 | 31583971.2332 |  | 13335.2143 | 0.4667 | 67675.7165 |  | 1517.6115
1 | 2400 | 707 | 0.035 | 15 | 15 | 7 | 1.7783e-11 | 0 | Water | Porous | Wet | R245fa | MinimizeLCOE | IgnoreSilica | 26.3887 | 4.2947 | 0.15619 | 4 | 53632.3597 |  | 1202.6926 |  | 96.6879 | -1.9719e-05 | 1608126506.4372 | 927800.1566 | 31443.9314 | 1114145.0057 | 990066.4101 | 24077.0464 | 271333.605 | 0 | 1309957.8005 | 3408241.4876 | 2326194.8477 | 10403260.291 | 3144235.0165 | 14665206.6643 |  | 1478867.319 | 3814762.4027 | 0 | 33506331.6935 |  | 17782.7941 | 0.62474 | 53632.3597 |  | 1202.6926
1 | 2400 | 707 | 0.035 | 15 | 15 | 7 | 2.3714e-11 | 0 | Water | Porous | Wet | R245fa | MinimizeLCOE | IgnoreSilica | 33.6903 | 5.5029 | 0.20699 | 4 | 43220.312 |  | 969.205 |  | 96.8654 | -1.8913e-05 | 1912301073.8143 | 1105580.8228 | 37488.4651 | 1358346.9365 | 1260080.2797 | 24077.0464 | 308924.1838 | 0 | 1596854.1163 | 4154686.8509 | 2835659.146 | 12681697.8473 | 3144235.0165 | 14665206.6643 |  | 1478867.319 | 3814762.4027 | 0 | 35784769.2499 |  | 23713.7371 | 0.82796 | 43220.312 |  | 969.205
1 | 2400 | 707 | 0.035 | 15 | 15 | 7 | 3.1623e-11 | 0 | Water | Porous | Wet | R245fa | MinimizeLCOE | IgnoreSilica | 42.5112 | 6.9628 | 0.27111 | 4 | 35434.4137 |  | 794.6081 |  | 97.0009 | -1.798e-05 | 2238950259.1596 | 1305728.3463 | 44278.9477 | 1639544.8355 | 1586325.3159 | 24077.0464 | 347592.3404 | 0 | 1929543.2645 | 5020275.7706 | 3426441.3698 | 15323807.2371 | 3144235.0165 | 14665206.6643 |  | 1478867.319 | 3814762.4027 | 0 | 38426878.6397 |  | 31622.7766 | 1.0845 | 35434.4137 |  | 794.6081
1 | 2400 | 707 | 0.035 | 15 | 15 | 7 | 4.217e-11 | 0 | Water | Porous | Wet | R245fa | MinimizeLCOE | IgnoreSilica | 52.923 | 8.6865 | 0.35016 | 4 | 29578.9126 |  | 663.2999 |  | 97.106 | -1.6952e-05 | 2580895571.2541 | 1526835.5707 | 51764.9539 | 1956773.1089 | 1971479.1873 | 24077.0464 | 386131.0005 | 0 | 2307653.7384 | 6004041.6624 | 4097881.8053 | 18326638.0738 | 3144235.0165 | 14665206.6643 |  | 1478867.319 | 3814762.4027 | 0 | 41429709.4764 |  | 42169.6503 | 1.4007 | 29578.9126 |  | 663.2999
1 | 2400 | 707 | 0.035 | 15 | 15 | 7 | 5.6234e-11 | 0 | Water | Porous | Wet | R245fa | MinimizeLCOE | IgnoreSilica | 64.689 | 10.6353 | 0.44416 | 4 | 25162.9486 |  | 564.273 |  | 97.1882 | -1.5816e-05 | 2935907418.4441 | 1761922.0637 | 59708.3185 | 2300592.7667 | 2406853.0066 | 24077.0464 | 421502.2938 | 0 | 2720115.6433 | 7077182.9315 | 4830322.7723 | 21602276.8428 | 3144235.0165 | 14665206.6643 |  | 1478867.319 | 3814762.4027 | 0 | 44705348.2453 |  | 56234.1325 | 1.7766 | 25162.9486 |  | 564.273
1 | 2400 | 707 | 0.035 | 15 | 15 | 7 | 7.4989e-11 | 0 | Water | Porous | Wet | R245fa | MinimizeLCOE | IgnoreSilica | 77.395 | 12.741 | 0.55114 | 4 | 21832.7348 |  | 489.5938 |  | 97.2538 | -1.4612e-05 | 3286303874.246 | 2002280.7099 | 67814.9428 | 2658181.3095 | 2877181.4468 | 24077.0464 | 451311.5128 | 0 | 3151530.3176 | 8199635.4186 | 5596419.6588 | 25028432.3632 | 3144235.0165 | 14665206.6643 |  | 1478867.319 | 3814762.4027 | 0 | 48131503.7657 |  | 74989.4209 | 2.2046 | 21832.7348 |  | 489.5938
1 | 2400 | 707 | 0.035 | 15 | 15 | 7 | 1e-10 | 0 | Water | Porous | Wet | R245fa | MinimizeLCOE | IgnoreSilica | 90.3575 | 14.8909 | 0.66653 | 4 | 19327.1241 |  | 433.4061 |  | 97.3071 | -1.338e-05 | 3622429983.6951 | 2236100.0357 | 75688.3756 | 3011219.3624 | 3357230.9574 | 24077.0464 | 473162.9545 | 0 | 3579216.7055 | 9312387.6693 | 6355895.9347 | 28424979.0415 | 3144235.0165 | 14665206.6643 |  | 1478867.319 | 3814762.4027 | 0 | 51528050.4441 |  | 100000 | 2.6661 | 19327.1241 |  | 433.4061
1 | 2400 | 707 | 0.035 | 15 | 15 | 7 | 1.3335e-10 | 0 | Water | Porous | Wet | R245fa | MinimizeLCOE | IgnoreSilica | 102.813 | 16.9585 | 0.78388 | 4 | 17448.5293 |  | 391.279 |  | 97.3509 | -1.2171e-05 | 3934988932.7197 | 2451962.7758 | 82947.4635 | 3341196.4356 | 3818746.4619 | 24077.0464 | 485919.0247 | 0 | 3979891.1911 | 10354860.4912 | 7067405.0564 | 31607005.9465 | 3144235.0165 | 14665206.6643 |  | 1478867.319 | 3814762.4027 | 0 | 54710077.349 |  | 133352.1432 | 3.1355 | 17448.5293 |  | 391.279
1 | 2400 | 707 | 0.035 | 15 | 15 | 7 | 1.7783e-10 | 0 | Water | Porous | Wet | R245fa | MinimizeLCOE | IgnoreSilica | 114.1554 | 18.843 | 0.89663 | 4 | 16044.8565 |  | 359.802 |  | 97.3871 | -1.1045e-05 | 4213873863.0517 | 2642235.2972 | 89339.212 | 3634982.0268 | 4239259.2136 | 24077.0464 | 490356.249 | 0 | 4336897.1275 | 11283716.7059 | 7701368.509 | 34442231.3873 | 3144235.0165 | 14665206.6643 |  | 1478867.319 | 3814762.4027 | 0 | 57545302.7899 |  | 177827.941 | 3.5865 | 16044.8565 |  | 359.802
1 | 2400 | 707 | 0.035 | 15 | 15 | 7 | 2.3714e-10 | 0 | Water | Porous | Wet | R245fa | MinimizeLCOE | IgnoreSilica | 124.0071 | 20.4814 | 0.99947 | 4 | 14998.6166 |  | 336.3403 |  | 97.4167 | -1.0042e-05 | 4454541989.133 | 2803281.7101 | 94744.7805 | 3885616.7564 | 4604705.4207 | 24077.0464 | 488317.9035 | 0 | 4641290.0108 | 12075684.5487 | 8241902.835 | 36859621.012 | 3144235.0165 | 14665206.6643 |  | 1478867.319 | 3814762.4027 | 0 | 59962692.4145 |  | 237137.3706 | 3.9979 | 14998.6166 |  | 336.3403
1 | 2400 | 707 | 0.035 | 15 | 15 | 7 | 3.1623e-10 | 0 | Water | Porous | Wet | R245fa | MinimizeLCOE | IgnoreSilica | 132.2406 | 21.8518 | 1.0892 | 4 | 14219.7284 |  | 318.8739 |  | 97.4407 | -9.1842e-06 | 4656575631.0569 | 2935199.8336 | 99169.9613 | 4092181.1873 | 4910287.0318 | 24077.0464 | 482064.8288 | 0 | 4891762.1568 | 12727361.6936 | 8686685.877 | 38848789.6166 | 3144235.0165 | 14665206.6643 |  | 1478867.319 | 3814762.4027 | 0 | 61951861.0191 |  | 316227.766 | 4.3568 | 14219.7284 |  | 318.8739
1 | 2400 | 707 | 0.035 | 15 | 15 | 7 | 4.217e-10 | 0 | Water | Porous | Wet | R245fa | MinimizeLCOE | IgnoreSilica | 138.9297 | 22.9659 | 1.1647 | 4 | 13639.949 |  | 305.8725 |  | 97.4598 | -8.473e-06 | 4821726164.1479 | 3040734.5011 | 102708.5325 | 4258208.3068 | 5158658.2181 | 24077.0464 | 473731.1472 | 0 | 5092665.9233 | 13250072.0831 | 9043446.4585 | 40444302.2171 | 3144235.0165 | 14665206.6643 |  | 1478867.319 | 3814762.4027 | 0 | 63547373.6196 |  | 421696.5034 | 4.6589 | 13639.949 |  | 305.8725
1 | 2400 | 707 | 0.035 | 15 | 15 | 7 | 5.6234e-10 | 0 | Water | Porous | Wet | R245fa | MinimizeLCOE | IgnoreSilica | 144.2286 | 23.8491 | 1.2265 | 4 | 13208.1349 |  | 296.1892 |  | 97.4749 | -7.8961e-06 | 4955455989.4725 | 3123365.8784 | 105478.2576 | 4388665.071 | 5355486.3249 | 24077.0464 | 464737.4257 | 0 | 5250105.9016 | 13659698.6111 | 9323024.9808 | 41694639.4974 | 3144235.0165 | 14665206.6643 |  | 1478867.319 | 3814762.4027 | 0 | 64797710.8999 |  | 562341.3252 | 4.9059 | 13208.1349 |  | 296.1892
1 | 2400 | 707 | 0.035 | 15 | 15 | 7 | 7.4989e-10 | 0 | Water | Porous | Wet | R245fa | MinimizeLCOE | IgnoreSilica | 148.387 | 24.5425 | 1.276 | 4 | 12886.2316 |  | 288.9706 |  | 97.4867 | -6.9625e-06 | 5061373857.8707 | 3187644.1726 | 107632.2961 | 4490417.2771 | 5510000.2016 | 24077.0464 | 456303.4421 | 0 | 5372669.03 | 13978582.73 | 9540669.9444 | 42667996.1401 | 3144235.0165 | 14665206.6643 |  | 1478867.319 | 3814762.4027 | 0 | 65771067.5426 |  | 749894.2093 | 5.104 | 12886.2316 |  | 288.9706
1 | 2400 | 707 | 0.035 | 15 | 15 | 7 | 1e-09 | 0 | Water | Porous | Wet | R245fa | MinimizeLCOE | IgnoreSilica | 151.5903 | 25.0769 | 1.3149 | 4 | 12646.0208 |  | 283.5839 |  | 97.4958 | -6.6056e-06 | 5143795478.3633 | 3236832.4478 | 109280.367 | 4568438.182 | 5629056.2361 | 24077.0464 | 448743.7873 | 0 | 5466406.9459 | 14222469.5591 | 9707127.7166 | 43412432.2882 | 3144235.0165 | 14665206.6643 |  | 1478867.319 | 3814762.4027 | 0 | 66515503.6907 |  | 1000000 | 5.2598 | 12646.0208 |  | 283.5839
1 | 2400 | 707 | 0.035 | 15 | 15 | 7 | 1.3335e-09 | 0 | Water | Porous | Wet | R245fa | MinimizeLCOE | IgnoreSilica | 154.0387 | 25.4855 | 1.3452 | 4 | 12466.6005 |  | 279.5605 |  | 97.5027 | -6.3285e-06 | 5206918388.9351 | 3274242.3575 | 110533.6423 | 4627865.4868 | 5720071.5788 | 24077.0464 | 442297.1281 | 0 | 5537644.0236 | 14407813.8223 | 9833628.9847 | 43978174.0705 | 3144235.0165 | 14665206.6643 |  | 1478867.319 | 3814762.4027 | 0 | 67081245.473 |  | 1333521.4322 | 5.3809 | 12466.6005 |  | 279.5605
1 | 2400 | 707 | 0.035 | 15 | 15 | 7 | 1.7783e-09 | 0 | Water | Porous | Wet | R245fa | MinimizeLCOE | IgnoreSilica | 155.9166 | 25.7989 | 1.3686 | 4 | 12332.4754 |  | 276.5528 |  | 97.508 | -5.6429e-06 | 5255620327.1737 | 3302827.9462 | 111491.2046 | 4673325.9446 | 5789887.9176 | 24077.0464 | 437096.9379 | 0 | 5592095.7289 | 14549485.9901 | 9930323.1503 | 44410611.8666 | 3144235.0165 | 14665206.6643 |  | 1478867.319 | 3814762.4027 | 0 | 67513683.2691 |  | 1778279.41 | 5.4745 | 12332.4754 |  | 276.5528
1 | 2400 | 707 | 0.035 | 15 | 15 | 7 | 2.3714e-09 | 0 | Water | Porous | Wet | R245fa | MinimizeLCOE | IgnoreSilica | 157.3413 | 26.0368 | 1.3865 | 4 | 12232.14 |  | 274.3028 |  | 97.5121 | -5.482e-06 | 5293152489.9962 | 3324455.044 | 112215.6216 | 4707749.1449 | 5842863.3763 | 24077.0464 | 432929.2586 | 0 | 5633272.9018 | 14656620.5473 | 10003444.6869 | 44737627.6277 | 3144235.0165 | 14665206.6643 |  | 1478867.319 | 3814762.4027 | 0 | 67840699.0302 |  | 2371373.7057 | 5.5461 | 12232.14 |  | 274.3028
1 | 2400 | 707 | 0.035 | 15 | 15 | 7 | 3.1623e-09 | 0 | Water | Porous | Wet | R245fa | MinimizeLCOE | IgnoreSilica | 158.4085 | 26.215 | 1.4001 | 4 | 12157.0402 |  | 272.6187 |  | 97.5151 | -5.3586e-06 | 5322161624.139 | 3340621.7942 | 112757.1125 | 4733497.4767 | 5882550.1046 | 24077.0464 | 429577.1374 | 0 | 5664001.462 | 14736569.9577 | 10058011.8024 | 44981663.8939 | 3144235.0165 | 14665206.6643 |  | 1478867.319 | 3814762.4027 | 0 | 68084735.2965 |  | 3162277.6602 | 5.6004 | 12157.0402 |  | 272.6187
1 | 2400 | 707 | 0.035 | 15 | 15 | 7 | 4.217e-09 | 0 | Water | Porous | Wet | R245fa | MinimizeLCOE | IgnoreSilica | 159.2197 | 26.3504 | 1.4104 | 4 | 12100.8042 |  | 271.3576 |  | 97.5174 | -5.2658e-06 | 5343759850.3955 | 3352892.0762 | 113168.0796 | 4753049.1949 | 5912720.7339 | 24077.0464 | 427009.8195 | 0 | 5687337.6107 | 14797285.8297 | 10099451.6326 | 45166992.0235 | 3144235.0165 | 14665206.6643 |  | 1478867.319 | 3814762.4027 | 0 | 68270063.426 |  | 4216965.0343 | 5.6418 | 12100.8042 |  | 271.3576
1 | 2400 | 707 | 0.035 | 15 | 15 | 7 | 5.6234e-09 | 0 | Water | Porous | Wet | R245fa | MinimizeLCOE | IgnoreSilica | 159.8239 | 26.4513 | 1.4182 | 4 | 12058.6792 |  | 270.4129 |  | 97.5191 | -5.1949e-06 | 5360558236.9755 | 3362019.382 | 113473.7708 | 4767597.9555 | 5935190.7161 | 24077.0464 | 424984.5735 | 0 | 5704663.9432 | 14842365.3928 | 10130219.3607 | 45304592.141 | 3144235.0165 | 14665206.6643 |  | 1478867.319 | 3814762.4027 | 0 | 68407663.5436 |  | 5623413.2519 | 5.6729 | 12058.6792 |  | 270.4129
1 | 2400 | 707 | 0.035 | 15 | 15 | 7 | 7.4989e-09 | 0 | Water | Porous | Wet | R245fa | MinimizeLCOE | IgnoreSilica | 160.2844 | 26.5282 | 1.4241 | 4 | 12027.1161 |  | 269.7052 |  | 97.5204 | -5.1421e-06 | 5372848157.6361 | 3368969.3832 | 113706.5352 | 4778679.0441 | 5952316.1479 | 24077.0464 | 423473.4632 | 0 | 5717876.4317 | 14876741.5777 | 10153681.8132 | 45409521.4425 | 3144235.0165 | 14665206.6643 |  | 1478867.319 | 3814762.4027 | 0 | 68512592.8451 |  | 7498942.0933 | 5.6965 | 12027.1161 |  | 269.7052
1 | 2400 | 707 | 0.035 | 15 | 15 | 7 | 1e-08 | 0 | Water | Porous | Wet | R245fa | MinimizeLCOE | IgnoreSilica | 160.6398 | 26.5876 | 1.4286 | 4 | 12003.4619 |  | 269.1747 |  | 97.5214 | -5.1032e-06 | 5381495591.7532 | 3374330.9481 | 113886.0982 | 4787229.2385 | 5965536.732 | 24077.0464 | 422383.9671 | 0 | 5728103.1718 | 14903349.4576 | 10171842.238 | 45490738.8977 | 3144235.0165 | 14665206.6643 |  | 1478867.319 | 3814762.4027 | 0 | 68593810.3002 |  | 10000000 | 5.7145 | 12003.4619 |  | 269.1747
1 | 2500 | 707 | 0.035 | 15 | 15 | 7 | 1e-13 | 0 | Water | Porous | Wet | R245fa | MinimizeLCOE | IgnoreSilica | 0 | 0 | 0 | 4 |  |  |  |  | 0 | 0 | 11875186560.4841 | 2954.0589 | 64.214 | 3030.7851 | 25404.0175 | 24077.0464 | 21652.459 | 0 | 30101.2065 | 78317.1648 | 53453.0742 | 239054.0265 | 3144235.0165 | 15358740.0463 |  | 1478867.319 | 3953469.0791 | 0 |  |  | 100 | 0
1 | 2500 | 707 | 0.035 | 15 | 15 | 7 | 1.3335e-13 | 0 | Water | Porous | Wet | R245fa | MinimizeLCOE | IgnoreSilica | 0 | 0 | 0 | 4 |  |  |  |  | 0 | 0 | 8269910902.5684 | 2957.317 | 64.2913 | 3034.1018 | 25405.4854 | 24077.0464 | 19094.559 | 0 | 29106.7923 | 75729.903 | 51687.2149 | 231156.7109 | 3144235.0165 | 15358740.0463 |  | 1478867.319 | 3953469.0791 | 0 |  |  | 133.3521 | 0
1 | 2500 | 707 | 0.035 | 15 | 15 | 7 | 1.7783e-13 | 0 | Water | Porous | Wet | R245fa | MinimizeLCOE | IgnoreSilica | 0 | 0 | 0 | 4 |  |  |  |  | 0 | 0 | 5566869886.3133 | 2959.7736 | 64.3496 | 3036.6023 | 25406.5918 | 24077.0464 | 16863.9563 | 0 | 28239.2448 | 73472.7223 | 50146.6427 | 224266.9297 | 3144235.0165 | 15358740.0463 |  | 1478867.319 | 3953469.0791 | 0 |  |  | 177.8279 | 0
1 | 2500 | 707 | 0.035 | 15 | 15 | 7 | 2.3714e-13 | 0 | Water | Porous | Wet | R245fa | MinimizeLCOE | IgnoreSilica | 0 | 0 | 0 | 4 |  |  |  |  | 0 | 0 | 3540170018.3436 | 2961.6234 | 64.3934 | 3038.4849 | 25407.4248 | 24077.0464 | 14892.8799 | 0 | 27472.3226 | 71477.348 | 48784.7587 | 218176.2822 | 3144235.0165 | 15358740.0463 |  | 1478867.319 | 3953469.0791 | 0 |  |  | 237.1374 | 0
1 | 2500 | 707 | 0.035 | 15 | 15 | 7 | 3.1623e-13 | 0 | Water | Porous | Wet | R245fa | MinimizeLCOE | IgnoreSilica | 0 | 0 | 0 | 4 |  |  |  |  | 0 | 0 | 2020523153.5619 | 2963.0149 | 64.4264 | 3039.9009 | 25408.0512 | 24077.0464 | 13119.3532 | 0 | 26781.9992 | 69681.2683 | 47558.8974 | 212693.9578 | 3144235.0165 | 15358740.0463 |  | 1478867.319 | 3953469.0791 | 0 |  |  | 316.2278 | 0
1 | 2500 | 707 | 0.035 | 15 | 15 | 7 | 4.217e-13 | 0 | Water | Porous | Wet | R245fa | MinimizeLCOE | IgnoreSilica | 0 | 0 | 0 | 4 |  |  |  |  | 0 | 0 | 881039881.435 | 2964.0607 | 64.4512 | 3040.9651 | 25408.5219 | 24077.0464 | 11480.9173 | 0 | 26144.0254 | 68021.3913 | 46425.9973 | 207627.3766 | 3144235.0165 | 15358740.0463 |  | 1478867.319 | 3953469.0791 | 0 |  |  | 421.6965 | 0
1 | 2500 | 707 | 0.035 | 15 | 15 | 7 | 5.6234e-13 | 0 | Water | Porous | Wet | R245fa | MinimizeLCOE | IgnoreSilica | 0.8806 | 0.094915 | 0.00053721 | 4 | 11463863.3836 |  | 257074.3467 |  | 79.0767 | -1.9174e-05 | 49389182.2119 | 57138.6118 | 1701.7807 | 53447.1405 | 49289.4099 | 24077.0464 | 39868.1085 | 0 | 87953.6182 | 228837.2727 | 156186.1407 | 698499.1294 | 3144235.0165 | 15358740.0463 |  | 1478867.319 | 3953469.0791 | 0 | 24633810.5903 |  | 562.3413 | 0.0021488 | 11463863.3836 |  | 257074.3467
1 | 2500 | 707 | 0.035 | 15 | 15 | 7 | 7.4989e-13 | 0 | Water | Porous | Wet | R245fa | MinimizeLCOE | IgnoreSilica | 1.3216 | 0.1676 | 0.0021873 | 4 | 2848173.333 |  | 63869.5939 |  | 85.4082 | -2.2367e-05 | 6718392.5527 | 89249.7924 | 2783.1495 | 83845.6822 | 65722.3429 | 24077.0464 | 52088.7431 | 0 | 123929.035 | 322437.9277 | 220070.5111 | 984204.2303 | 3144235.0165 | 15358740.0463 |  | 1478867.319 | 3953469.0791 | 0 | 24919515.6912 |  | 749.8942 | 0.0087493 | 2848173.333 |  | 63869.5939
1 | 2500 | 707 | 0.035 | 15 | 15 | 7 | 1e-12 | 0 | Water | Porous | Wet | R245fa | MinimizeLCOE | IgnoreSilica | 1.8578 | 0.259 | 0.004764 | 4 | 1324480.0142 |  | 29701.142 |  | 89.4567 | -2.3995e-05 | 77611757.5617 | 124459.26 | 3995.8774 | 118425.9901 | 86010.3115 | 24077.0464 | 64078.7829 | 0 | 164208.4346 | 427236.6631 | 291597.8014 | 1304090.1674 | 3144235.0165 | 15358740.0463 |  | 1478867.319 | 3953469.0791 | 0 | 25239401.6284 |  | 1000 | 0.019056 | 1324480.0142 |  | 29701.142
1 | 2500 | 707 | 0.035 | 15 | 15 | 7 | 1.3335e-12 | 0 | Water | Porous | Wet | R245fa | MinimizeLCOE | IgnoreSilica | 2.5526 | 0.37936 | 0.0084844 | 4 | 755055.2654 |  | 16931.9306 |  | 92.3529 | -2.4985e-05 | 189718383.8822 | 165649.7694 | 5430.521 | 160379.8563 | 112499.6594 | 24077.0464 | 77390.5041 | 0 | 212716.6691 | 553445.1388 | 377737.6794 | 1689326.8441 | 3144235.0165 | 15358740.0463 |  | 1478867.319 | 3953469.0791 | 0 | 25624638.305 |  | 1333.5214 | 0.033937 | 755055.2654 |  | 16931.9306
1 | 2500 | 707 | 0.035 | 15 | 15 | 7 | 1.7783e-12 | 0 | Water | Porous | Wet | R245fa | MinimizeLCOE | IgnoreSilica | 3.4346 | 0.53352 | 0.013656 | 4 | 477445.4455 |  | 10706.5979 |  | 94.4308 | -2.5357e-05 | 242491916.4452 | 213026.9999 | 7089.1523 | 210375.6798 | 146279.1327 | 24077.0464 | 91739.9508 | 0 | 270109.3051 | 702769.0049 | 479654.2863 | 2145120.5583 | 3144235.0165 | 15358740.0463 |  | 1478867.319 | 3953469.0791 | 0 | 26080432.0192 |  | 1778.2794 | 0.054625 | 477445.4455 |  | 10706.5979
1 | 2500 | 707 | 0.035 | 15 | 15 | 7 | 2.3714e-12 | 0 | Water | Porous | Wet | R245fa | MinimizeLCOE | IgnoreSilica | 4.5964 | 0.73761 | 0.020715 | 4 | 321557.8857 |  | 7210.8573 |  | 95.9988 | -2.5547e-05 | 360012062.0898 | 269760.2289 | 9079.1764 | 272308.8764 | 190891.6261 | 24077.0464 | 108563.5985 | 0 | 341125.4156 | 887538.3569 | 605763.1657 | 2709107.4909 | 3144235.0165 | 15358740.0463 |  | 1478867.319 | 3953469.0791 | 0 | 26644418.9518 |  | 2371.3737 | 0.08286 | 321557.8857 |  | 7210.8573
1 | 2500 | 707 | 0.035 | 15 | 15 | 7 | 3.1623e-12 | 0 | Water | Porous | Wet | R245fa | MinimizeLCOE | IgnoreSilica | 6.0844 | 0.9997 | 0.030225 | 4 | 226002.4101 |  | 5068.0491 |  | 97.1583 | -2.5407e-05 | 532299296.3075 | 336021.5926 | 11403.8605 | 347014.2 | 248107.5379 | 24077.0464 | 127262.3967 | 0 | 426615.7873 | 1109966.7676 | 757575.1264 | 3388044.3155 | 3144235.0165 | 15358740.0463 |  | 1478867.319 | 3953469.0791 | 0 | 27323355.7764 |  | 3162.2777 | 0.1209 | 226002.4101 |  | 5068.0491
1 | 2500 | 707 | 0.035 | 15 | 15 | 7 | 4.217e-12 | 0 | Water | Porous | Wet | R245fa | MinimizeLCOE | IgnoreSilica | 8.0406 | 1.3448 | 0.042969 | 4 | 163882.2251 |  | 3675.019 |  | 98.0445 | -2.5207e-05 | 688381242.4258 | 415704.3414 | 14197.2115 | 439652.2839 | 323390.4151 | 24077.0464 | 149390.6612 | 0 | 532900.6642 | 1386498.2153 | 946313.5217 | 4232124.3608 | 3144235.0165 | 15358740.0463 |  | 1478867.319 | 3953469.0791 | 0 | 28167435.8217 |  | 4216.965 | 0.17188 | 163882.2251 |  | 3675.019
1 | 2500 | 707 | 0.035 | 15 | 15 | 7 | 5.6234e-12 | 0 | Water | Porous | Wet | R245fa | MinimizeLCOE | IgnoreSilica | 10.5692 | 1.7912 | 0.059942 | 4 | 121785.6824 |  | 2731.0143 |  | 98.7124 | -2.4855e-05 | 877940992.0243 | 510127.984 | 17502.8732 | 552705.379 | 420734.3829 | 24077.0464 | 174708.4047 | 0 | 662943.8673 | 1724843.9543 | 1177241.4408 | 5264885.3326 | 3144235.0165 | 15358740.0463 |  | 1478867.319 | 3953469.0791 | 0 | 29200196.7935 |  | 5623.4133 | 0.23977 | 121785.6824 |  | 2731.0143
1 | 2500 | 707 | 0.035 | 15 | 15 | 7 | 7.4989e-12 | 0 | Water | Porous | Wet | R245fa | MinimizeLCOE | IgnoreSilica | 13.807 | 2.3632 | 0.082417 | 4 | 92381.8904 |  | 2071.6414 |  | 99.2153 | -2.434e-05 | 1112699304.0367 | 621310.6988 | 21387.9238 | 689642.3945 | 545427.7309 | 24077.0464 | 203224.2683 | 0 | 820977.3244 | 2136014.5926 | 1457873.8501 | 6519935.8298 | 3144235.0165 | 15358740.0463 |  | 1478867.319 | 3953469.0791 | 0 | 30455247.2907 |  | 7498.9421 | 0.32967 | 92381.8904 |  | 2071.6414
1 | 2500 | 707 | 0.035 | 15 | 15 | 7 | 1e-11 | 0 | Water | Porous | Wet | R245fa | MinimizeLCOE | IgnoreSilica | 17.948 | 3.095 | 0.11203 | 4 | 71369.1389 |  | 1600.4356 |  | 99.5972 | -2.3716e-05 | 1375973089.5789 | 752430.5718 | 25960.1304 | 855553.9046 | 704948.9084 | 24077.0464 | 235456.3169 | 0 | 1013386.4826 | 2636623.7536 | 1799549.8891 | 8047987.0038 | 3144235.0165 | 15358740.0463 |  | 1478867.319 | 3953469.0791 | 0 | 31983298.4648 |  | 10000 | 0.44814 | 71369.1389 |  | 1600.4356
1 | 2500 | 707 | 0.035 | 15 | 15 | 7 | 1.3335e-11 | 0 | Water | Porous | Wet | R245fa | MinimizeLCOE | IgnoreSilica | 23.2151 | 4.0262 | 0.15083 | 4 | 56086.5892 |  | 1257.7281 |  | 99.8883 | -2.3001e-05 | 1660265054.0439 | 906578.2918 | 31323.8117 | 1055701.526 | 907878.0639 | 24077.0464 | 271684.9952 | 0 | 1246925.0566 | 3244243.2178 | 2214262.6587 | 9902674.6679 | 3144235.0165 | 15358740.0463 |  | 1478867.319 | 3953469.0791 | 0 | 33837986.1288 |  | 13335.2143 | 0.60332 | 56086.5892 |  | 1257.7281
1 | 2500 | 707 | 0.035 | 15 | 15 | 7 | 1.7783e-11 | 0 | Water | Porous | Wet | R245fa | MinimizeLCOE | IgnoreSilica | 29.7682 | 5.1848 | 0.20105 | 4 | 44819.0039 |  | 1005.0553 |  | 100.1087 | -2.213e-05 | 1988599049.6993 | 1084351.9586 | 37496.0754 | 1292259.9029 | 1160379.5761 | 24077.0464 | 310691.0853 | 0 | 1524609.7014 | 3966721.7027 | 2707369.0701 | 12107956.1189 | 3144235.0165 | 15358740.0463 |  | 1478867.319 | 3953469.0791 | 0 | 36043267.5798 |  | 17782.7941 | 0.8042 | 44819.0039 |  | 1005.0553
1 | 2500 | 707 | 0.035 | 15 | 15 | 7 | 2.3714e-11 | 0 | Water | Porous | Wet | R245fa | MinimizeLCOE | IgnoreSilica | 37.8313 | 6.6108 | 0.26524 | 4 | 36424.1339 |  | 816.8023 |  | 100.2774 | -2.1143e-05 | 2344089310.204 | 1287784.2319 | 44543.5267 | 1569325.0709 | 1471101.104 | 24077.0464 | 352196.7376 | 0 | 1852120.8098 | 4818838.4249 | 3288956.2423 | 14708943.1945 | 3144235.0165 | 15358740.0463 |  | 1478867.319 | 3953469.0791 | 0 | 38644254.6555 |  | 23713.7371 | 1.061 | 36424.1339 |  | 816.8023
1 | 2500 | 707 | 0.035 | 15 | 15 | 7 | 3.1623e-11 | 0 | Water | Porous | Wet | R245fa | MinimizeLCOE | IgnoreSilica | 47.505 | 8.322 | 0.34562 | 4 | 30121.6339 |  | 675.4703 |  | 100.4072 | -2.0029e-05 | 2728558174.4079 | 1515623.4516 | 52418.8613 | 1886491.9446 | 1843951.0991 | 24077.0464 | 394510.9768 | 0 | 2229658.6181 | 5801114.3584 | 3959379.7506 | 17707226.1068 | 3144235.0165 | 15358740.0463 |  | 1478867.319 | 3953469.0791 | 0 | 41642537.5678 |  | 31622.7766 | 1.3825 | 30121.6339 |  | 675.4703
1 | 2500 | 707 | 0.035 | 15 | 15 | 7 | 4.217e-11 | 0 | Water | Porous | Wet | R245fa | MinimizeLCOE | IgnoreSilica | 58.725 | 10.3076 | 0.44342 | 4 | 25367.1404 |  | 568.852 |  | 100.508 | -1.8785e-05 | 3123999971.9892 | 1763468.0279 | 60967.1712 | 2238554.009 | 2276508.4868 | 24077.0464 | 435154.7093 | 0 | 2651504.4858 | 6898670.7736 | 4708484.5565 | 21057389.2665 | 3144235.0165 | 15358740.0463 |  | 1478867.319 | 3953469.0791 | 0 | 44992700.7274 |  | 42169.6503 | 1.7737 | 25367.1404 |  | 568.852
1 | 2500 | 707 | 0.035 | 15 | 15 | 7 | 5.6234e-11 | 0 | Water | Porous | Wet | R245fa | MinimizeLCOE | IgnoreSilica | 71.264 | 12.5277 | 0.55815 | 4 | 21773.6643 |  | 488.2691 |  | 100.588 | -1.7453e-05 | 3524621961.1212 | 2024683.831 | 69958.4373 | 2616475.4154 | 2760075.3422 | 24077.0464 | 471857.4115 | 0 | 3107179.7186 | 8084244.2576 | 5517662.8204 | 24676214.2803 | 3144235.0165 | 15358740.0463 |  | 1478867.319 | 3953469.0791 | 0 | 48611525.7412 |  | 56234.1325 | 2.2326 | 21773.6643 |  | 488.2691
1 | 2500 | 707 | 0.035 | 15 | 15 | 7 | 7.4989e-11 | 0 | Water | Porous | Wet | R245fa | MinimizeLCOE | IgnoreSilica | 84.5233 | 14.8771 | 0.68626 | 4 | 19060.0554 |  | 427.4171 |  | 100.6524 | -1.605e-05 | 3915246001.7957 | 2286888.1904 | 78967.3474 | 3002016.4159 | 3271641.1713 | 24077.0464 | 501166.0141 | 0 | 3574254.9123 | 9299478.1013 | 6347084.8893 | 28385574.0884 | 3144235.0165 | 15358740.0463 |  | 1478867.319 | 3953469.0791 | 0 | 52320885.5493 |  | 74989.4209 | 2.7451 | 19060.0554 |  | 427.4171
1 | 2500 | 707 | 0.035 | 15 | 15 | 7 | 1e-10 | 0 | Water | Porous | Wet | R245fa | MinimizeLCOE | IgnoreSilica | 97.7971 | 17.2309 | 0.82174 | 4 | 17016.8192 |  | 381.598 |  | 100.7053 | -1.4641e-05 | 4285690810.3237 | 2537885.896 | 87577.8404 | 3376219.1925 | 3784036.6622 | 24077.0464 | 521325.6233 | 0 | 4029137.6817 | 10482989.7579 | 7154855.9137 | 31998105.614 | 3144235.0165 | 15358740.0463 |  | 1478867.319 | 3953469.0791 | 0 | 55933417.0749 |  | 100000 | 3.2869 | 17016.8192 |  | 381.598
1 | 2500 | 707 | 0.035 | 15 | 15 | 7 | 1.3335e-10 | 0 | Water | Porous | Wet | R245fa | MinimizeLCOE | IgnoreSilica | 110.3038 | 19.4509 | 0.95671 | 4 | 15484.0864 |  | 347.2269 |  | 100.7491 | -1.3283e-05 | 4626154265.1178 | 2765732.9599 | 95384.2829 | 3719816.2296 | 4267103.5888 | 24077.0464 | 531549.9724 | 0 | 4447428.9912 | 11571297.9419 | 7897648.6117 | 35320039.6247 | 3144235.0165 | 15358740.0463 |  | 1478867.319 | 3953469.0791 | 0 | 59255351.0857 |  | 133352.1432 | 3.8269 | 15484.0864 |  | 347.2269
1 | 2500 | 707 | 0.035 | 15 | 15 | 7 | 1.7783e-10 | 0 | Water | Porous | Wet | R245fa | MinimizeLCOE | IgnoreSilica | 121.5218 | 21.444 | 1.0841 | 4 | 14338.172 |  | 321.53 |  | 100.7853 | -1.2042e-05 | 4924589583.6586 | 2964051.4964 | 102172.343 | 4021644.2283 | 4700656.0865 | 24077.0464 | 533435.8456 | 0 | 4814954.448 | 12527523.7907 | 8550292.402 | 38238807.6868 | 3144235.0165 | 15358740.0463 |  | 1478867.319 | 3953469.0791 | 0 | 62174119.1477 |  | 177827.941 | 4.3363 | 14338.172 |  | 321.53
1 | 2500 | 707 | 0.035 | 15 | 15 | 7 | 2.3714e-10 | 0 | Water | Porous | Wet | R245fa | MinimizeLCOE | IgnoreSilica | 131.1345 | 23.1535 | 1.1984 | 4 | 13483.3941 |  | 302.3618 |  | 100.815 | -1.0955e-05 | 5179305828.0661 | 3130013.3593 | 107848.6838 | 4276055.4095 | 5072384.8087 | 24077.0464 | 529106.6223 | 0 | 5124399.5126 | 13332636.373 | 9099798.2828 | 40696320.0983 | 3144235.0165 | 15358740.0463 |  | 1478867.319 | 3953469.0791 | 0 | 64631631.5592 |  | 237137.3706 | 4.7934 | 13483.3941 |  | 302.3618
1 | 2500 | 707 | 0.035 | 15 | 15 | 7 | 3.1623e-10 | 0 | Water | Porous | Wet | R245fa | MinimizeLCOE | IgnoreSilica | 139.054 | 24.563 | 1.2966 | 4 | 12846.4456 |  | 288.0784 |  | 100.8389 | -1.0031e-05 | 5393521425.7339 | 3264265.2819 | 112437.9565 | 4483001.1995 | 5378796.4832 | 24077.0464 | 520796.5755 | 0 | 5375516.0718 | 13985990.1488 | 9545725.6599 | 42690606.4234 | 3144235.0165 | 15358740.0463 |  | 1478867.319 | 3953469.0791 | 0 | 66625917.8843 |  | 316227.766 | 5.1863 | 12846.4456 |  | 288.0784
1 | 2500 | 707 | 0.035 | 15 | 15 | 7 | 4.217e-10 | 0 | Water | Porous | Wet | R245fa | MinimizeLCOE | IgnoreSilica | 145.4607 | 25.7042 | 1.3785 | 4 | 12371.8461 |  | 277.4356 |  | 100.858 | -9.2761e-06 | 5565481869.9201 | 3371370.284 | 116097.7892 | 4648798.6571 | 5626795.1444 | 24077.0464 | 511108.9001 | 0 | 5576316.6502 | 14508432.0641 | 9902303.0022 | 44285299.5376 | 3144235.0165 | 15358740.0463 |  | 1478867.319 | 3953469.0791 | 0 | 68220610.9985 |  | 421696.5034 | 5.5142 | 12371.8461 |  | 277.4356
1 | 2500 | 707 | 0.035 | 15 | 15 | 7 | 5.6234e-10 | 0 | Water | Porous | Wet | R245fa | MinimizeLCOE | IgnoreSilica | 150.489 | 26.6004 | 1.4449 | 4 | 12018.0265 |  | 269.5013 |  | 100.873 | -8.1817e-06 | 5705184218.2356 | 3454548.1062 | 118939.2046 | 4777967.9117 | 5821508.8649 | 24077.0464 | 501045.3904 | 0 | 5732253.7444 | 14914148.3961 | 10179212.7354 | 45523701.4001 | 3144235.0165 | 15358740.0463 |  | 1478867.319 | 3953469.0791 | 0 | 69459012.8611 |  | 562341.3252 | 5.7796 | 12018.0265 |  | 269.5013
1 | 2500 | 707 | 0.035 | 15 | 15 | 7 | 7.4989e-10 | 0 | Water | Porous | Wet | R245fa | MinimizeLCOE | IgnoreSilica | 154.4138 | 27.3002 | 1.4977 | 4 | 11754.0343 |  | 263.5814 |  | 100.8846 | -7.7033e-06 | 5814429367.0731 | 3518958.8667 | 121139.0701 | 4878232.5232 | 5973537.7232 | 24077.0464 | 491850.3003 | 0 | 5853040.2566 | 15228410.1241 | 10393702.8223 | 46482948.7329 | 3144235.0165 | 15358740.0463 |  | 1478867.319 | 3953469.0791 | 0 | 70418260.1938 |  | 749894.2093 | 5.991 | 11754.0343 |  | 263.5814
1 | 2500 | 707 | 0.035 | 15 | 15 | 7 | 1e-09 | 0 | Water | Porous | Wet | R245fa | MinimizeLCOE | IgnoreSilica | 157.4487 | 27.8416 | 1.5392 | 4 | 11556.8919 |  | 259.1605 |  | 100.8936 | -7.3319e-06 | 5898740073.2594 | 3568468.7461 | 122829.7622 | 4955440.4203 | 6091125.3 | 24077.0464 | 483928.4879 | 0 | 5945889.2076 | 15469984.0485 | 10558581.9895 | 47220325.0084 | 3144235.0165 | 15358740.0463 |  | 1478867.319 | 3953469.0791 | 0 | 71155636.4694 |  | 1000000 | 6.157 | 11556.8919 |  | 259.1605
1 | 2500 | 707 | 0.035 | 15 | 15 | 7 | 1.3335e-09 | 0 | Water | Porous | Wet | R245fa | MinimizeLCOE | IgnoreSilica | 159.7534 | 28.2528 | 1.5713 | 4 | 11409.551 |  | 255.8564 |  | 100.9005 | -6.5628e-06 | 5965030439.6535 | 3605898.259 | 124107.7874 | 5013888.2502 | 6180437.7165 | 24077.0464 | 477186.8058 | 0 | 6015982.3874 | 15652352.1245 | 10683051.9486 | 47776982.3257 | 3144235.0165 | 15358740.0463 |  | 1478867.319 | 3953469.0791 | 0 | 71712293.7867 |  | 1333521.4322 | 6.2853 | 11409.551 |  | 255.8564
1 | 2500 | 707 | 0.035 | 15 | 15 | 7 | 1.7783e-09 | 0 | Water | Porous | Wet | R245fa | MinimizeLCOE | IgnoreSilica | 161.5218 | 28.5685 | 1.5961 | 4 | 11299.3516 |  | 253.3852 |  | 100.9058 | -6.3442e-06 | 6014779955.868 | 3634523.1902 | 125085.1038 | 5058632.354 | 6248980.7253 | 24077.0464 | 471821.0213 | 0 | 6069616.582 | 15791897.2969 | 10778294.3962 | 48202927.7161 | 3144235.0165 | 15358740.0463 |  | 1478867.319 | 3953469.0791 | 0 | 72138239.1771 |  | 1778279.41 | 6.3843 | 11299.3516 |  | 253.3852
1 | 2500 | 707 | 0.035 | 15 | 15 | 7 | 2.3714e-09 | 0 | Water | Porous | Wet | R245fa | MinimizeLCOE | IgnoreSilica | 162.8519 | 28.8059 | 1.6149 | 4 | 11216.8829 |  | 251.5359 |  | 100.9097 | -6.1765e-06 | 6053455385.7856 | 3655997.9141 | 125818.2536 | 5092225.2219 | 6300537.9398 | 24077.0464 | 467478.0774 | 0 | 6109792.4367 | 15896426.6296 | 10849637.8136 | 48521991.333 | 3144235.0165 | 15358740.0463 |  | 1478867.319 | 3953469.0791 | 0 | 72457302.7939 |  | 2371373.7057 | 6.4597 | 11216.8829 |  | 251.5359
1 | 2500 | 707 | 0.035 | 15 | 15 | 7 | 3.1623e-09 | 0 | Water | Porous | Wet | R245fa | MinimizeLCOE | IgnoreSilica | 163.8607 | 28.986 | 1.6293 | 4 | 11155.1377 |  | 250.1512 |  | 100.9127 | -6.0496e-06 | 6082573746.0186 | 3672256.3366 | 126373.2944 | 5117672.583 | 6339648.5646 | 24077.0464 | 464101.2346 | 0 | 6140210.3332 | 15975567.7567 | 10903653.259 | 48763560.4083 | 3144235.0165 | 15358740.0463 |  | 1478867.319 | 3953469.0791 | 0 | 72698871.8693 |  | 3162277.6602 | 6.5171 | 11155.1377 |  | 250.1512
1 | 2500 | 707 | 0.035 | 15 | 15 | 7 | 4.217e-09 | 0 | Water | Porous | Wet | R245fa | MinimizeLCOE | IgnoreSilica | 164.6112 | 29.1201 | 1.6401 | 4 | 11108.8911 |  | 249.1142 |  | 100.915 | -5.9524e-06 | 6105359243.4054 | 3684333.8528 | 126785.5912 | 5136584.0414 | 6368744.5293 | 24077.0464 | 461411.2887 | 0 | 6162755.1764 | 16034224.8141 | 10943687.906 | 48942604.2463 | 3144235.0165 | 15358740.0463 |  | 1478867.319 | 3953469.0791 | 0 | 72877915.7072 |  | 4216965.0343 | 6.5603 | 11108.8911 |  | 249.1142
1 | 2500 | 707 | 0.035 | 15 | 15 | 7 | 5.6234e-09 | 0 | Water | Porous | Wet | R245fa | MinimizeLCOE | IgnoreSilica | 165.1977 | 29.2248 | 1.6484 | 4 | 11074.2428 |  | 248.3372 |  | 100.9167 | -5.8814e-06 | 6122113616.0495 | 3693762.2008 | 127107.4447 | 5151351.9939 | 6391483.5637 | 24077.0464 | 459493.9736 | 0 | 6180437.727 | 16080231.1834 | 10975088.1984 | 49083033.3317 | 3144235.0165 | 15358740.0463 |  | 1478867.319 | 3953469.0791 | 0 | 73018344.7927 |  | 5623413.2519 | 6.5935 | 11074.2428 |  | 248.3372
1 | 2500 | 707 | 0.035 | 15 | 15 | 7 | 7.4989e-09 | 0 | Water | Porous | Wet | R245fa | MinimizeLCOE | IgnoreSilica | 165.6265 | 29.3014 | 1.6546 | 4 | 11048.2783 |  | 247.755 |  | 100.918 | -5.8265e-06 | 6133794950.2513 | 3700649.6961 | 127342.5572 | 5162142.7263 | 6408108.6381 | 24077.0464 | 457941.5085 | 0 | 6193302.2473 | 16113702.0265 | 10997932.7366 | 49185199.183 | 3144235.0165 | 15358740.0463 |  | 1478867.319 | 3953469.0791 | 0 | 73120510.6439 |  | 7498942.0933 | 6.6183 | 11048.2783 |  | 247.755
1 | 2500 | 707 | 0.035 | 15 | 15 | 7 | 1e-08 | 0 | Water | Porous | Wet | R245fa | MinimizeLCOE | IgnoreSilica | 165.9406 | 29.3575 | 1.6592 | 4 | 11028.8179 |  | 247.3186 |  | 100.9189 | -5.7843e-06 | 6143951909.5302 | 3705692.4592 | 127514.6953 | 5170044.686 | 6420288.3764 | 24077.0464 | 456704.187 | 0 | 6202685.3656 | 16138114.9757 | 11014595.076 | 49259716.8677 | 3144235.0165 | 15358740.0463 |  | 1478867.319 | 3953469.0791 | 0 | 73195028.3286 |  | 10000000 | 6.6367 | 11028.8179 |  | 247.3186
1 | 2600 | 707 | 0.035 | 15 | 15 | 7 | 1e-13 | 0 | Water | Porous | Wet | R245fa | MinimizeLCOE | IgnoreSilica | 0 | 0 | 0 | 4 |  |  |  |  | 0 | 0 | 11194525759.9156 | 3028.4864 | 65.9816 | 3106.3957 | 25437.4078 | 24077.0464 | 21240.5475 | 0 | 30012.7875 | 78087.1165 | 53296.0616 | 238351.8309 | 3144235.0165 | 16063993.61 |  | 1478867.319 | 4094519.7919 | 0 |  |  | 100 | 0
1 | 2600 | 707 | 0.035 | 15 | 15 | 7 | 1.3335e-13 | 0 | Water | Porous | Wet | R245fa | MinimizeLCOE | IgnoreSilica | 0 | 0 | 0 | 4 |  |  |  |  | 0 | 0 | 7713854142.7345 | 3031.6609 | 66.0572 | 3109.6133 | 25438.8254 | 24077.0464 | 18716.6145 | 0 | 29031.5289 | 75534.0829 | 51553.5636 | 230558.9929 | 3144235.0165 | 16063993.61 |  | 1478867.319 | 4094519.7919 | 0 |  |  | 133.3521 | 0
1 | 2600 | 707 | 0.035 | 15 | 15 | 7 | 1.7783e-13 | 0 | Water | Porous | Wet | R245fa | MinimizeLCOE | IgnoreSilica | 0 | 0 | 0 | 4 |  |  |  |  | 0 | 0 | 5104428758.0944 | 3034.0542 | 66.1141 | 3112.0387 | 25439.8937 | 24077.0464 | 16508.1445 | 0 | 28172.5437 | 73299.1797 | 50028.1963 | 223737.2113 | 3144235.0165 | 16063993.61 |  | 1478867.319 | 4094519.7919 | 0 |  |  | 177.8279 | 0
1 | 2600 | 707 | 0.035 | 15 | 15 | 7 | 2.3714e-13 | 0 | Water | Porous | Wet | R245fa | MinimizeLCOE | IgnoreSilica | 0 | 0 | 0 | 4 |  |  |  |  | 0 | 0 | 3148031346.0112 | 3035.8561 | 66.157 | 3113.8645 | 25440.6979 | 24077.0464 | 14546.9536 | 0 | 27409.4245 | 71313.7 | 48673.0656 | 217676.7656 | 3144235.0165 | 16063993.61 |  | 1478867.319 | 4094519.7919 | 0 |  |  | 237.1374 | 0
1 | 2600 | 707 | 0.035 | 15 | 15 | 7 | 3.1623e-13 | 0 | Water | Porous | Wet | R245fa | MinimizeLCOE | IgnoreSilica | 0 | 0 | 0 | 4 |  |  |  |  | 0 | 0 | 1681161222.1817 | 3037.2114 | 66.1892 | 3115.2377 | 25441.3026 | 24077.0464 | 12768.9196 | 0 | 26717.3037 | 69512.9438 | 47444.0125 | 212180.1669 | 3144235.0165 | 16063993.61 |  | 1478867.319 | 4094519.7919 | 0 |  |  | 316.2278 | 0
1 | 2600 | 707 | 0.035 | 15 | 15 | 7 | 4.217e-13 | 0 | Water | Porous | Wet | R245fa | MinimizeLCOE | IgnoreSilica | 0 | 0 | 0 | 4 |  |  |  |  | 0 | 0 | 581287476.0134 | 3038.2301 | 66.2135 | 3116.2697 | 25441.757 | 24077.0464 | 11105.7214 | 0 | 26069.6428 | 67827.863 | 46293.9102 | 207036.654 | 3144235.0165 | 16063993.61 |  | 1478867.319 | 4094519.7919 | 0 |  |  | 421.6965 | 0
1 | 2600 | 707 | 0.035 | 15 | 15 | 7 | 5.6234e-13 | 0 | Water | Porous | Wet | R245fa | MinimizeLCOE | IgnoreSilica | 1.0658 | 0.1315 | 0.0012279 | 4 | 5218910.3071 |  | 117032.7936 |  | 84.2814 | -2.3253e-05 | 27791082.3375 | 74820.3742 | 2310.5021 | 69110.9255 | 57120.5548 | 24077.0464 | 47625.2788 | 0 | 107275.2259 | 279108.1327 | 190497.0357 | 851945.0762 | 3144235.0165 | 16063993.61 |  | 1478867.319 | 4094519.7919 | 0 | 25633560.8136 |  | 562.3413 | 0.0049117 | 5218910.3071 |  | 117032.7936
1 | 2600 | 707 | 0.035 | 15 | 15 | 7 | 7.4989e-13 | 0 | Water | Porous | Wet | R245fa | MinimizeLCOE | IgnoreSilica | 1.5559 | 0.21885 | 0.0034891 | 4 | 1859865.9627 |  | 41707.0416 |  | 89.8516 | -2.6243e-05 | 87988733.0198 | 111135.8157 | 3570.8643 | 103465.7142 | 76221.9487 | 24077.0464 | 60934.6987 | 0 | 147968.3743 | 384983.3575 | 262759.0521 | 1175116.8718 | 3144235.0165 | 16063993.61 |  | 1478867.319 | 4094519.7919 | 0 | 25956732.6092 |  | 749.8942 | 0.013956 | 1859865.9627 |  | 41707.0416
1 | 2600 | 707 | 0.035 | 15 | 15 | 7 | 1e-12 | 0 | Water | Porous | Wet | R245fa | MinimizeLCOE | IgnoreSilica | 2.1551 | 0.32842 | 0.0068897 | 4 | 955098.2364 |  | 21417.8455 |  | 93.5228 | -2.7696e-05 | 113245313.7417 | 151216.289 | 4986.8775 | 142789.9504 | 99870.6426 | 24077.0464 | 74159.6872 | 0 | 193869.1923 | 504407.8703 | 344268.736 | 1539646.2918 | 3144235.0165 | 16063993.61 |  | 1478867.319 | 4094519.7919 | 0 | 26321262.0292 |  | 1000 | 0.027559 | 955098.2364 |  | 21417.8455
1 | 2600 | 707 | 0.035 | 15 | 15 | 7 | 1.3335e-12 | 0 | Water | Porous | Wet | R245fa | MinimizeLCOE | IgnoreSilica | 2.925 | 0.47108 | 0.011716 | 4 | 570960.136 |  | 12803.6421 |  | 96.1744 | -2.8466e-05 | 241879065.8873 | 197854.4598 | 6648.7055 | 190207.2118 | 130466.7436 | 24077.0464 | 88703.9221 | 0 | 248803.6548 | 647336.073 | 441820.1713 | 1975917.9881 | 3144235.0165 | 16063993.61 |  | 1478867.319 | 4094519.7919 | 0 | 26757533.7255 |  | 1333.5214 | 0.046864 | 570960.136 |  | 12803.6421
1 | 2600 | 707 | 0.035 | 15 | 15 | 7 | 1.7783e-12 | 0 | Water | Porous | Wet | R245fa | MinimizeLCOE | IgnoreSilica | 3.9339 | 0.65936 | 0.018376 | 4 | 371316.0366 |  | 8326.6718 |  | 98.1529 | -2.8896e-05 | 351614543.6403 | 253313.6582 | 8632.6134 | 248570.3145 | 170710.8977 | 24077.0464 | 105489.9313 | 0 | 316209.84 | 822713.1402 | 561518.6232 | 2511236.065 | 3144235.0165 | 16063993.61 |  | 1478867.319 | 4094519.7919 | 0 | 27292851.8024 |  | 1778.2794 | 0.073503 | 371316.0366 |  | 8326.6718
1 | 2600 | 707 | 0.035 | 15 | 15 | 7 | 2.3714e-12 | 0 | Water | Porous | Wet | R245fa | MinimizeLCOE | IgnoreSilica | 5.2445 | 0.90492 | 0.027417 | 4 | 254822.3483 |  | 5714.3292 |  | 99.6271 | -2.9006e-05 | 487270097.5006 | 318872.6977 | 10980.7733 | 319884.3765 | 223104.0619 | 24077.0464 | 124655.0492 | 0 | 398413.8619 | 1036591.1428 | 707494.7548 | 3164073.7645 | 3144235.0165 | 16063993.61 |  | 1478867.319 | 4094519.7919 | 0 | 27945689.5019 |  | 2371.3737 | 0.10967 | 254822.3483 |  | 5714.3292
1 | 2600 | 707 | 0.035 | 15 | 15 | 7 | 3.1623e-12 | 0 | Water | Porous | Wet | R245fa | MinimizeLCOE | IgnoreSilica | 6.9345 | 1.2223 | 0.039565 | 4 | 181592.538 |  | 4072.1685 |  | 100.7278 | -2.8824e-05 | 676902640.378 | 396071.9882 | 13744.6474 | 406562.0233 | 290757.4708 | 24077.0464 | 146329.099 | 0 | 498241.4873 | 1296322.1466 | 884766.5018 | 3956872.4108 | 3144235.0165 | 16063993.61 |  | 1478867.319 | 4094519.7919 | 0 | 28738488.1482 |  | 3162.2777 | 0.15826 | 181592.538 |  | 4072.1685
1 | 2600 | 707 | 0.035 | 15 | 15 | 7 | 4.217e-12 | 0 | Water | Porous | Wet | R245fa | MinimizeLCOE | IgnoreSilica | 9.1419 | 1.6374 | 0.055804 | 4 | 133135.4153 |  | 2985.5293 |  | 101.5653 | -2.8533e-05 | 888880163.7189 | 488408.4231 | 17046.5304 | 513401.9353 | 379185.882 | 24077.0464 | 171668.1743 | 0 | 621577.3167 | 1617216.675 | 1103783.6112 | 4936365.5944 | 3144235.0165 | 16063993.61 |  | 1478867.319 | 4094519.7919 | 0 | 29717981.3318 |  | 4216.965 | 0.22322 | 133135.4153 |  | 2985.5293
1 | 2600 | 707 | 0.035 | 15 | 15 | 7 | 5.6234e-12 | 0 | Water | Porous | Wet | R245fa | MinimizeLCOE | IgnoreSilica | 11.9823 | 2.172 | 0.07738 | 4 | 99871.2241 |  | 2239.5879 |  | 102.1961 | -2.8056e-05 | 1105311030.8438 | 597490.3768 | 20940.2243 | 643322.1827 | 493024.2241 | 24077.0464 | 200443.7392 | 0 | 771926.1394 | 2008393.471 | 1370769.8123 | 6130387.2161 | 3144235.0165 | 16063993.61 |  | 1478867.319 | 4094519.7919 | 0 | 30912002.9535 |  | 5623.4133 | 0.30952 | 99871.2241 |  | 2239.5879
1 | 2600 | 707 | 0.035 | 15 | 15 | 7 | 7.4989e-12 | 0 | Water | Porous | Wet | R245fa | MinimizeLCOE | IgnoreSilica | 15.6117 | 2.8555 | 0.10589 | 4 | 76405.4367 |  | 1713.3733 |  | 102.6725 | -2.7407e-05 | 1388788346.1454 | 725841.4406 | 25512.1512 | 800468.7513 | 638540.7561 | 24077.0464 | 232791.5389 | 0 | 954420.357 | 2483205.9903 | 1694839.1132 | 7579697.1451 | 3144235.0165 | 16063993.61 |  | 1478867.319 | 4094519.7919 | 0 | 32361312.8825 |  | 7498.9421 | 0.42355 | 76405.4367 |  | 1713.3733
1 | 2600 | 707 | 0.035 | 15 | 15 | 7 | 1e-11 | 0 | Water | Porous | Wet | R245fa | MinimizeLCOE | IgnoreSilica | 20.2527 | 3.7298 | 0.14338 | 4 | 59504.4634 |  | 1334.3731 |  | 103.0358 | -2.6656e-05 | 1694222843.5042 | 877348.2394 | 30897.0172 | 990916.2959 | 824649.6223 | 24077.0464 | 269448.7618 | 0 | 1176761.4233 | 3061691.8365 | 2089667.5899 | 9345457.8326 | 3144235.0165 | 16063993.61 |  | 1478867.319 | 4094519.7919 | 0 | 34127073.57 |  | 10000 | 0.57352 | 59504.4634 |  | 1334.3731
1 | 2600 | 707 | 0.035 | 15 | 15 | 7 | 1.3335e-11 | 0 | Water | Porous | Wet | R245fa | MinimizeLCOE | IgnoreSilica | 26.0844 | 4.8286 | 0.19224 | 4 | 47134.1654 |  | 1056.9722 |  | 103.3113 | -2.5746e-05 | 2044431659.9505 | 1053549.0985 | 37145.447 | 1218038.7055 | 1058528.3127 | 24077.0464 | 309614.8725 | 0 | 1443371.8582 | 3755357.4987 | 2563108.6578 | 11462791.4973 | 3144235.0165 | 16063993.61 |  | 1478867.319 | 4094519.7919 | 0 | 36244407.2347 |  | 13335.2143 | 0.76896 | 47134.1654 |  | 1056.9722
1 | 2600 | 707 | 0.035 | 15 | 15 | 7 | 1.7783e-11 | 0 | Water | Porous | Wet | R245fa | MinimizeLCOE | IgnoreSilica | 33.3271 | 6.1935 | 0.25523 | 4 | 37965.982 |  | 851.3779 |  | 103.5214 | -2.4693e-05 | 2429542742.5473 | 1256710.6756 | 44333.0365 | 1486255.6733 | 1349039.5405 | 24077.0464 | 352906.7455 | 0 | 1760195.8599 | 4579668.5617 | 3125717.8962 | 13978905.0356 | 3144235.0165 | 16063993.61 |  | 1478867.319 | 4094519.7919 | 0 | 38760520.773 |  | 17782.7941 | 1.0209 | 37965.982 |  | 851.3779
1 | 2600 | 707 | 0.035 | 15 | 15 | 7 | 2.3714e-11 | 0 | Water | Porous | Wet | R245fa | MinimizeLCOE | IgnoreSilica | 42.2749 | 7.8802 | 0.33618 | 4 | 31040.7451 |  | 696.0812 |  | 103.6843 | -2.3492e-05 | 2848203354.3415 | 1490400.9134 | 52581.1235 | 1801880.5335 | 1707998.0507 | 24077.0464 | 398871.0238 | 0 | 2135565.3896 | 5556303.079 | 3792291.022 | 16959968.1817 | 3144235.0165 | 16063993.61 |  | 1478867.319 | 4094519.7919 | 0 | 41741583.9191 |  | 23713.7371 | 1.3447 | 31040.7451 |  | 696.0812
1 | 2600 | 707 | 0.035 | 15 | 15 | 7 | 3.1623e-11 | 0 | Water | Porous | Wet | R245fa | MinimizeLCOE | IgnoreSilica | 52.7935 | 9.8637 | 0.43558 | 4 | 25891.0723 |  | 580.601 |  | 103.8087 | -2.2169e-05 | 3282280517.8882 | 1747220.2615 | 61624.4854 | 2156206.6644 | 2130063.8316 | 24077.0464 | 444461.6766 | 0 | 2559825.0467 | 6660139.6792 | 4545682.1832 | 20329300.875 | 3144235.0165 | 16063993.61 |  | 1478867.319 | 4094519.7919 | 0 | 45110916.6124 |  | 31622.7766 | 1.7423 | 25891.0723 |  | 580.601
1 | 2600 | 707 | 0.035 | 15 | 15 | 7 | 4.217e-11 | 0 | Water | Porous | Wet | R245fa | MinimizeLCOE | IgnoreSilica | 64.8398 | 12.1363 | 0.55504 | 4 | 21994.6917 |  | 493.2256 |  | 103.9061 | -2.0709e-05 | 3731798875.4513 | 2023637.5619 | 71336.5329 | 2545063.6257 | 2613569.5269 | 24077.0464 | 487268.5477 | 0 | 3028331.6082 | 7879097.6483 | 5377646.0442 | 24050028.1422 | 3144235.0165 | 16063993.61 |  | 1478867.319 | 4094519.7919 | 0 | 48831643.8796 |  | 42169.6503 | 2.2202 | 21994.6917 |  | 493.2256
1 | 2600 | 707 | 0.035 | 15 | 15 | 7 | 5.6234e-11 | 0 | Water | Porous | Wet | R245fa | MinimizeLCOE | IgnoreSilica | 78.0601 | 14.6319 | 0.6929 | 4 | 19043.8943 |  | 427.0547 |  | 103.9841 | -1.9154e-05 | 4178811184.5449 | 2310415.9456 | 81392.2611 | 2955612.8765 | 3144404.1542 | 24077.0464 | 524411.3101 | 0 | 3525722.3016 | 9173206.2037 | 6260901.7246 | 28000143.8237 | 3144235.0165 | 16063993.61 |  | 1478867.319 | 4094519.7919 | 0 | 52781759.5611 |  | 56234.1325 | 2.7716 | 19043.8943 |  | 427.0547
1 | 2600 | 707 | 0.035 | 15 | 15 | 7 | 7.4989e-11 | 0 | Water | Porous | Wet | R245fa | MinimizeLCOE | IgnoreSilica | 91.7996 | 17.2274 | 0.84407 | 4 | 16812.9781 |  | 377.0269 |  | 104.0476 | -1.7546e-05 | 4611405975.3232 | 2594082.0618 | 91321.4538 | 3367946.6981 | 3696349.4883 | 24077.0464 | 552790.6491 | 0 | 4027361.285 | 10478367.9382 | 7151701.4268 | 31983998.0474 | 3144235.0165 | 16063993.61 |  | 1478867.319 | 4094519.7919 | 0 | 56765613.7848 |  | 74989.4209 | 3.3763 | 16812.9781 |  | 377.0269
1 | 2600 | 707 | 0.035 | 15 | 15 | 7 | 1e-10 | 0 | Water | Porous | Wet | R245fa | MinimizeLCOE | IgnoreSilica | 105.2755 | 19.7755 | 1.0007 | 4 | 15132.1131 |  | 339.334 |  | 104.1002 | -1.5954e-05 | 5015698352.5335 | 2860848.9267 | 100645.3597 | 3760753.218 | 4238013.9301 | 24077.0464 | 570696.1171 | 0 | 4506463.4932 | 11724893.6065 | 8002480.8089 | 35788872.5067 | 3144235.0165 | 16063993.61 |  | 1478867.319 | 4094519.7919 | 0 | 60570488.2441 |  | 100000 | 4.0028 | 15132.1131 |  | 339.334
1 | 2600 | 707 | 0.035 | 15 | 15 | 7 | 1.3335e-10 | 0 | Water | Porous | Wet | R245fa | MinimizeLCOE | IgnoreSilica | 117.7628 | 22.139 | 1.1538 | 4 | 13870.6145 |  | 311.0452 |  | 104.144 | -1.445e-05 | 5380691016.2473 | 3099637.7724 | 108981.5548 | 4116100.3277 | 4740259.832 | 24077.0464 | 578257.6808 | 0 | 4940252.5435 | 12853523.733 | 8772794.0612 | 39233884.5517 | 3144235.0165 | 16063993.61 |  | 1478867.319 | 4094519.7919 | 0 | 64015500.2891 |  | 133352.1432 | 4.6152 | 13870.6145 |  | 311.0452
1 | 2600 | 707 | 0.035 | 15 | 15 | 7 | 1.7783e-10 | 0 | Water | Porous | Wet | R245fa | MinimizeLCOE | IgnoreSilica | 128.7936 | 24.2289 | 1.2957 | 4 | 12926.9385 |  | 289.8835 |  | 104.1803 | -1.3098e-05 | 5698235536.7917 | 3304811.8591 | 116137.7997 | 4424007.0113 | 5184207.4592 | 24077.0464 | 577520.0789 | 0 | 5315996.8892 | 13831133.4448 | 9440032.7775 | 42217924.3659 | 3144235.0165 | 16063993.61 |  | 1478867.319 | 4094519.7919 | 0 | 66999540.1033 |  | 177827.941 | 5.1829 | 12926.9385 |  | 289.8835
1 | 2600 | 707 | 0.035 | 15 | 15 | 7 | 2.3714e-10 | 0 | Water | Porous | Wet | R245fa | MinimizeLCOE | IgnoreSilica | 138.1092 | 25.9955 | 1.4211 | 4 | 12222.48 |  | 274.0861 |  | 104.21 | -1.1925e-05 | 5967199283.8623 | 3474371.6262 | 122047.9157 | 4680141.5291 | 5559353.8942 | 24077.0464 | 570795.2118 | 0 | 5628007.0171 | 14642919.7956 | 9994093.6424 | 44695807.6785 | 3144235.0165 | 16063993.61 |  | 1478867.319 | 4094519.7919 | 0 | 69477423.4159 |  | 237137.3706 | 5.6844 | 12222.48 |  | 274.0861
1 | 2600 | 707 | 0.035 | 15 | 15 | 7 | 3.1623e-10 | 0 | Water | Porous | Wet | R245fa | MinimizeLCOE | IgnoreSilica | 145.7313 | 27.4422 | 1.5277 | 4 | 11697.0719 |  | 262.304 |  | 104.2338 | -1.0944e-05 | 6188232140.1853 | 3610819.894 | 126801.6139 | 4887295.4512 | 5866470.0817 | 24077.0464 | 560800.6446 | 0 | 5879743.2454 | 15297885.8233 | 10441121.4145 | 46695015.2149 | 3144235.0165 | 16063993.61 |  | 1478867.319 | 4094519.7919 | 0 | 71476630.9523 |  | 316227.766 | 6.1106 | 11697.0719 |  | 262.304
1 | 2600 | 707 | 0.035 | 15 | 15 | 7 | 4.217e-10 | 0 | Water | Porous | Wet | R245fa | MinimizeLCOE | IgnoreSilica | 151.8339 | 28.6013 | 1.6156 | 4 | 11305.2163 |  | 253.5167 |  | 104.2528 | -1.0146e-05 | 6367886413.425 | 3718692.138 | 130558.4554 | 5051690.1676 | 6112471.1635 | 24077.0464 | 549764.5398 | 0 | 6079028.8691 | 15816386.1372 | 10795008.5329 | 48277677.0498 | 3144235.0165 | 16063993.61 |  | 1478867.319 | 4094519.7919 | 0 | 73059292.7872 |  | 421696.5034 | 6.4624 | 11305.2163 |  | 253.5167
1 | 2600 | 707 | 0.035 | 15 | 15 | 7 | 5.6234e-10 | 0 | Water | Porous | Wet | R245fa | MinimizeLCOE | IgnoreSilica | 156.623 | 29.5115 | 1.6864 | 4 | 11012.8243 |  | 246.9599 |  | 104.2677 | -9.0183e-06 | 6510628123.0571 | 3802541.8679 | 133477.946 | 5179842.3045 | 6305598.5863 | 24077.0464 | 538967.066 | 0 | 6233956.8787 | 16219477.0379 | 11070126.3553 | 49508065.0889 | 3144235.0165 | 16063993.61 |  | 1478867.319 | 4094519.7919 | 0 | 74289680.8263 |  | 562341.3252 | 6.7457 | 11012.8243 |  | 246.9599
1 | 2600 | 707 | 0.035 | 15 | 15 | 7 | 7.4989e-10 | 0 | Water | Porous | Wet | R245fa | MinimizeLCOE | IgnoreSilica | 160.3381 | 30.2179 | 1.7425 | 4 | 10794.4932 |  | 242.0639 |  | 104.2792 | -8.5198e-06 | 6622825809.5568 | 3867121.6023 | 135726.0917 | 5278755.8027 | 6455460.5743 | 24077.0464 | 529242.0308 | 0 | 6353249.4278 | 16529851.7805 | 11281963.4947 | 50455447.8511 | 3144235.0165 | 16063993.61 |  | 1478867.319 | 4094519.7919 | 0 | 75237063.5885 |  | 749894.2093 | 6.9699 | 10794.4932 |  | 242.0639
1 | 2600 | 707 | 0.035 | 15 | 15 | 7 | 1e-09 | 0 | Water | Porous | Wet | R245fa | MinimizeLCOE | IgnoreSilica | 163.1808 | 30.7587 | 1.7862 | 4 | 10631.3418 |  | 238.4053 |  | 104.2881 | -7.6436e-06 | 6710738053.7309 | 3916272.0597 | 137436.895 | 5354158.4575 | 6570161.1417 | 24077.0464 | 520823.6699 | 0 | 6443942.4154 | 16765816.3304 | 11443014.1486 | 51175702.1645 | 3144235.0165 | 16063993.61 |  | 1478867.319 | 4094519.7919 | 0 | 75957317.9019 |  | 1000000 | 7.1447 | 10631.3418 |  | 238.4053
1 | 2600 | 707 | 0.035 | 15 | 15 | 7 | 1.3335e-09 | 0 | Water | Porous | Wet | R245fa | MinimizeLCOE | IgnoreSilica | 165.3681 | 31.1749 | 1.82 | 4 | 10509.3384 |  | 235.6694 |  | 104.2949 | -7.3478e-06 | 6777123226.6283 | 3953938.1896 | 138747.8367 | 5412012.5886 | 6658433.5364 | 24077.0464 | 514000.239 | 0 | 6513471.6803 | 16946717.2155 | 11566482.7198 | 51727881.0524 | 3144235.0165 | 16063993.61 |  | 1478867.319 | 4094519.7919 | 0 | 76509496.7898 |  | 1333521.4322 | 7.2801 | 10509.3384 |  | 235.6694
1 | 2600 | 707 | 0.035 | 15 | 15 | 7 | 1.7783e-09 | 0 | Water | Porous | Wet | R245fa | MinimizeLCOE | IgnoreSilica | 167.0077 | 31.4869 | 1.8459 | 4 | 10418.0505 |  | 233.6222 |  | 104.3 | -7.119e-06 | 6829610693.8466 | 3982086.3268 | 139727.4449 | 5455286.4396 | 6724609.4693 | 24077.0464 | 508334.3576 | 0 | 6565307.223 | 17081582.6645 | 11658531.16 | 52139542.1321 | 3144235.0165 | 16063993.61 |  | 1478867.319 | 4094519.7919 | 0 | 76921157.8695 |  | 1778279.41 | 7.3835 | 10418.0505 |  | 233.6222
1 | 2600 | 707 | 0.035 | 15 | 15 | 7 | 2.3714e-09 | 0 | Water | Porous | Wet | R245fa | MinimizeLCOE | IgnoreSilica | 168.2723 | 31.7276 | 1.8657 | 4 | 10349.7114 |  | 232.0898 |  | 104.3039 | -6.9477e-06 | 6867475758.5054 | 4003749.1151 | 140481.314 | 5488612.4661 | 6775659.5447 | 24077.0464 | 504029.3538 | 0 | 6605277.4476 | 17185576.99 | 11729509.4239 | 52456972.7015 | 3144235.0165 | 16063993.61 |  | 1478867.319 | 4094519.7919 | 0 | 77238588.4389 |  | 2371373.7057 | 7.4629 | 10349.7114 |  | 232.0898
1 | 2600 | 707 | 0.035 | 15 | 15 | 7 | 3.1623e-09 | 0 | Water | Porous | Wet | R245fa | MinimizeLCOE | IgnoreSilica | 169.2197 | 31.908 | 1.8807 | 4 | 10298.5322 |  | 230.9421 |  | 104.3069 | -6.3321e-06 | 6897397668.3365 | 4019949.8136 | 141045.0804 | 5513548.3437 | 6813906.3936 | 24077.0464 | 500611.1052 | 0 | 6635123.7353 | 17263230.9082 | 11782509.8188 | 52694002.2451 | 3144235.0165 | 16063993.61 |  | 1478867.319 | 4094519.7919 | 0 | 77475617.9825 |  | 3162277.6602 | 7.523 | 10298.5322 |  | 230.9421
1 | 2600 | 707 | 0.035 | 15 | 15 | 7 | 4.217e-09 | 0 | Water | Porous | Wet | R245fa | MinimizeLCOE | IgnoreSilica | 169.9313 | 32.0435 | 1.8921 | 4 | 10260.1914 |  | 230.0823 |  | 104.3091 | -6.2333e-06 | 6919621073.4542 | 4032102.7369 | 141467.9771 | 5532261.0533 | 6842635.6048 | 24077.0464 | 497951.2272 | 0 | 6657493.3018 | 17321431.9316 | 11822233.2132 | 52871654.0922 | 3144235.0165 | 16063993.61 |  | 1478867.319 | 4094519.7919 | 0 | 77653269.8296 |  | 4216965.0343 | 7.5684 | 10260.1914 |  | 230.0823
1 | 2600 | 707 | 0.035 | 15 | 15 | 7 | 5.6234e-09 | 0 | Water | Porous | Wet | R245fa | MinimizeLCOE | IgnoreSilica | 170.465 | 32.1451 | 1.9007 | 4 | 10231.4618 |  | 229.438 |  | 104.3108 | -6.1585e-06 | 6936815475.3034 | 4041207.262 | 141784.7895 | 5546283.9073 | 6864179.9993 | 24077.0464 | 495896.5964 | 0 | 6674237.5443 | 17364997.0159 | 11851967.2784 | 53004631.4394 | 3144235.0165 | 16063993.61 |  | 1478867.319 | 4094519.7919 | 0 | 77786247.1768 |  | 5623413.2519 | 7.6027 | 10231.4618 |  | 229.438
1 | 2600 | 707 | 0.035 | 15 | 15 | 7 | 7.4989e-09 | 0 | Water | Porous | Wet | R245fa | MinimizeLCOE | IgnoreSilica | 170.8593 | 32.2202 | 1.9071 | 4 | 10209.9301 |  | 228.9552 |  | 104.312 | -6.1013e-06 | 6950637372.0595 | 4047930.8541 | 142018.7484 | 5556641.8206 | 6880102.1319 | 24077.0464 | 494278.9881 | 0 | 6686569.3399 | 17397081.8184 | 11873865.8153 | 53102566.563 | 3144235.0165 | 16063993.61 |  | 1478867.319 | 4094519.7919 | 0 | 77884182.3004 |  | 7498942.0933 | 7.6283 | 10209.9301 |  | 228.9552
1 | 2600 | 707 | 0.035 | 15 | 15 | 7 | 1e-08 | 0 | Water | Porous | Wet | R245fa | MinimizeLCOE | IgnoreSilica | 171.1734 | 32.28 | 1.912 | 4 | 10193.7907 |  | 228.5933 |  | 104.313 | -6.0604e-06 | 6959456746.425 | 4053283.8655 | 142205.014 | 5564889.6023 | 6892785.6886 | 24077.0464 | 493182.2112 | 0 | 6696465.1369 | 17422828.6523 | 11891438.5585 | 53181155.7757 | 3144235.0165 | 16063993.61 |  | 1478867.319 | 4094519.7919 | 0 | 77962771.5131 |  | 10000000 | 7.6481 | 10193.7907 |  | 228.5933
1 | 2700 | 707 | 0.035 | 15 | 15 | 7 | 1e-13 | 0 | Water | Porous | Wet | R245fa | MinimizeLCOE | IgnoreSilica | 0 | 0 | 0 | 4 |  |  |  |  | 0 | 0 | 10541187121.9101 | 3094.8672 | 67.5628 | 3173.5524 | 25466.9366 | 24077.0464 | 20839.5975 | 0 | 29920.6295 | 77847.3405 | 53132.4095 | 237619.9424 | 3144235.0165 | 16780967.3555 |  | 1478867.319 | 4237914.541 | 0 |  |  | 100 | 0
1 | 2700 | 707 | 0.035 | 15 | 15 | 7 | 1.3335e-13 | 0 | Water | Porous | Wet | R245fa | MinimizeLCOE | IgnoreSilica | 0 | 0 | 0 | 4 |  |  |  |  | 0 | 0 | 7178858028.1029 | 3097.9608 | 67.6365 | 3176.6758 | 25468.307 | 24077.0464 | 18346.0712 | 0 | 28951.1421 | 75324.933 | 51410.8146 | 229920.5873 | 3144235.0165 | 16780967.3555 |  | 1478867.319 | 4237914.541 | 0 |  |  | 133.3521 | 0
1 | 2700 | 707 | 0.035 | 15 | 15 | 7 | 1.7783e-13 | 0 | Water | Porous | Wet | R245fa | MinimizeLCOE | IgnoreSilica | 0 | 0 | 0 | 4 |  |  |  |  | 0 | 0 | 4658324649.6477 | 3100.2928 | 67.6922 | 3179.0298 | 25469.3397 | 24077.0464 | 16156.0622 | 0 | 28099.2905 | 73108.59 | 49898.1149 | 223155.4584 | 3144235.0165 | 16780967.3555 |  | 1478867.319 | 4237914.541 | 0 |  |  | 177.8279 | 0
1 | 2700 | 707 | 0.035 | 15 | 15 | 7 | 2.3714e-13 | 0 | Water | Porous | Wet | R245fa | MinimizeLCOE | IgnoreSilica | 0 | 0 | 0 | 4 |  |  |  |  | 0 | 0 | 2768671324.7045 | 3102.0483 | 67.7341 | 3180.8017 | 25470.1169 | 24077.0464 | 14200.4938 | 0 | 27338.3141 | 71128.6853 | 48546.7893 | 217112.0298 | 3144235.0165 | 16780967.3555 |  | 1478867.319 | 4237914.541 | 0 |  |  | 237.1374 | 0
1 | 2700 | 707 | 0.035 | 15 | 15 | 7 | 3.1623e-13 | 0 | Water | Porous | Wet | R245fa | MinimizeLCOE | IgnoreSilica | 0 | 0 | 0 | 4 |  |  |  |  | 0 | 0 | 1351900325.0557 | 3103.3686 | 67.7656 | 3182.1343 | 25470.7013 | 24077.0464 | 12412.1116 | 0 | 26642.1198 | 69317.3307 | 47310.5025 | 211583.0807 | 3144235.0165 | 16780967.3555 |  | 1478867.319 | 4237914.541 | 0 |  |  | 316.2278 | 0
1 | 2700 | 707 | 0.035 | 15 | 15 | 7 | 4.217e-13 | 0 | Water | Porous | Wet | R245fa | MinimizeLCOE | IgnoreSilica | 0.82225 | 0.093889 | 0.00034936 | 4 | 18851657.0033 |  | 422743.8208 |  | 81.2352 | -2.2729e-05 | 122709298.2266 | 57827.9708 | 1745.0368 | 52901.0388 | 48431.6027 | 24077.0464 | 41588.034 | 0 | 88362.5845 | 229901.3191 | 156912.3743 | 701747.0073 | 3144235.0165 | 16780967.3555 |  | 1478867.319 | 4237914.541 | 0 | 26343731.2392 |  | 421.6965 | 0.0013974 | 18851657.0033 |  | 422743.8208
1 | 2700 | 707 | 0.035 | 15 | 15 | 7 | 5.6234e-13 | 0 | Water | Porous | Wet | R245fa | MinimizeLCOE | IgnoreSilica | 1.2659 | 0.17524 | 0.0021998 | 4 | 3030607.8439 |  | 67960.6434 |  | 89.1465 | -2.7649e-05 | 43760954.1939 | 94828.9558 | 3026.7487 | 86658.7009 | 66100.0468 | 24077.0464 | 56149.4051 | 0 | 129027.9524 | 335704.265 | 229125.0589 | 1024698.1799 | 3144235.0165 | 16780967.3555 |  | 1478867.319 | 4237914.541 | 0 | 26666682.4119 |  | 562.3413 | 0.0087991 | 3030607.8439 |  | 67960.6434
1 | 2700 | 707 | 0.035 | 15 | 15 | 7 | 7.4989e-13 | 0 | Water | Porous | Wet | R245fa | MinimizeLCOE | IgnoreSilica | 1.7995 | 0.27738 | 0.0052014 | 4 | 1298900.017 |  | 29127.5168 |  | 94.0642 | -3.0255e-05 | 49447197.696 | 135080.6777 | 4462.9778 | 124695.132 | 87803.6918 | 24077.0464 | 70231.5907 | 0 | 174076.9354 | 452912.4778 | 309122.0725 | 1382462.6021 | 3144235.0165 | 16780967.3555 |  | 1478867.319 | 4237914.541 | 0 | 27024446.834 |  | 749.8942 | 0.020806 | 1298900.017 |  | 29127.5168
1 | 2700 | 707 | 0.035 | 15 | 15 | 7 | 1e-12 | 0 | Water | Porous | Wet | R245fa | MinimizeLCOE | IgnoreSilica | 2.4646 | 0.40733 | 0.0096 | 4 | 714524.915 |  | 16023.0473 |  | 97.4498 | -3.1546e-05 | 218686068.8263 | 180484.8611 | 6105.9325 | 169167.9898 | 115152.0277 | 24077.0464 | 84773.2883 | 0 | 226106.8469 | 588283.6347 | 401515.6687 | 1795667.2961 | 3144235.0165 | 16780967.3555 |  | 1478867.319 | 4237914.541 | 0 | 27437651.528 |  | 1000 | 0.0384 | 714524.915 |  | 16023.0473
1 | 2700 | 707 | 0.035 | 15 | 15 | 7 | 1.3335e-12 | 0 | Water | Porous | Wet | R245fa | MinimizeLCOE | IgnoreSilica | 3.3419 | 0.58057 | 0.015773 | 4 | 442948.7457 |  | 9933.0178 |  | 99.9749 | -3.241e-05 | 296279512.4862 | 234770.4124 | 8084.021 | 224226.2553 | 151439.2997 | 24077.0464 | 101689.7675 | 0 | 290271.8529 | 755227.8183 | 515458.5044 | 2305244.9779 | 3144235.0165 | 16780967.3555 |  | 1478867.319 | 4237914.541 | 0 | 27947229.2098 |  | 1333.5214 | 0.063094 | 442948.7457 |  | 9933.0178
1 | 2700 | 707 | 0.035 | 15 | 15 | 7 | 1.7783e-12 | 0 | Water | Porous | Wet | R245fa | MinimizeLCOE | IgnoreSilica | 4.4797 | 0.80658 | 0.024234 | 4 | 294690.1315 |  | 6608.3545 |  | 101.8406 | -3.2797e-05 | 488777990.6136 | 298706.536 | 10420.4758 | 291315.0197 | 198658.7108 | 24077.0464 | 120856.291 | 0 | 368173.2911 | 957911.3807 | 653794.2004 | 2923912.9518 | 3144235.0165 | 16780967.3555 |  | 1478867.319 | 4237914.541 | 0 | 28565897.1838 |  | 1778.2794 | 0.096935 | 294690.1315 |  | 6608.3545
1 | 2700 | 707 | 0.035 | 15 | 15 | 7 | 2.3714e-12 | 0 | Water | Porous | Wet | R245fa | MinimizeLCOE | IgnoreSilica | 5.9413 | 1.098 | 0.035664 | 4 | 205475.5374 |  | 4607.7389 |  | 103.223 | -3.2751e-05 | 643133532.2178 | 373585.3291 | 13157.5942 | 372490.936 | 259451.1998 | 24077.0464 | 142297.3492 | 0 | 462173.1874 | 1202479.8288 | 820717.1916 | 3670429.6626 | 3144235.0165 | 16780967.3555 |  | 1478867.319 | 4237914.541 | 0 | 29312413.8945 |  | 2371.3737 | 0.14266 | 205475.5374 |  | 4607.7389
1 | 2700 | 707 | 0.035 | 15 | 15 | 7 | 3.1623e-12 | 0 | Water | Porous | Wet | R245fa | MinimizeLCOE | IgnoreSilica | 7.8554 | 1.4803 | 0.05114 | 4 | 147801.6523 |  | 3314.4161 |  | 104.2748 | -3.2468e-05 | 850071884.7612 | 463246.0171 | 16432.6545 | 472727.5783 | 339152.6497 | 24077.0464 | 167155.5185 | 0 | 578288.6711 | 1504588.499 | 1026912.5667 | 4592581.2013 | 3144235.0165 | 16780967.3555 |  | 1478867.319 | 4237914.541 | 0 | 30234565.4332 |  | 3162.2777 | 0.20456 | 147801.6523 |  | 3314.4161
1 | 2700 | 707 | 0.035 | 15 | 15 | 7 | 4.217e-12 | 0 | Water | Porous | Wet | R245fa | MinimizeLCOE | IgnoreSilica | 10.3038 | 1.9699 | 0.071535 | 4 | 109563.6252 |  | 2456.9376 |  | 105.0614 | -3.201e-05 | 1111104186.2292 | 568411.9459 | 20268.3765 | 593800.3803 | 441160.9475 | 24077.0464 | 195359.8596 | 0 | 718800.6369 | 1870171.811 | 1276430.6892 | 5708481.6932 | 3144235.0165 | 16780967.3555 |  | 1478867.319 | 4237914.541 | 0 | 31350465.9251 |  | 4216.965 | 0.28614 | 109563.6252 |  | 2456.9376
1 | 2700 | 707 | 0.035 | 15 | 15 | 7 | 5.6234e-12 | 0 | Water | Porous | Wet | R245fa | MinimizeLCOE | IgnoreSilica | 13.4781 | 2.6052 | 0.098606 | 4 | 82966.7194 |  | 1860.5085 |  | 105.6622 | -3.1444e-05 | 1383272541.988 | 693797.28 | 24831.4629 | 742307.9007 | 573495.7504 | 24077.0464 | 228045.8835 | 0 | 891756.5763 | 2320167.6871 | 1583562.1212 | 7082041.7085 | 3144235.0165 | 16780967.3555 |  | 1478867.319 | 4237914.541 | 0 | 32724025.9404 |  | 5623.4133 | 0.39442 | 82966.7194 |  | 1860.5085
1 | 2700 | 707 | 0.035 | 15 | 15 | 7 | 7.4989e-12 | 0 | Water | Porous | Wet | R245fa | MinimizeLCOE | IgnoreSilica | 17.5265 | 3.4158 | 0.1343 | 4 | 64014.0874 |  | 1435.5003 |  | 106.1165 | -3.0683e-05 | 1707116811.9099 | 841197.5006 | 30183.8938 | 921656.2995 | 742312.0302 | 24077.0464 | 264700.796 | 0 | 1101409.7509 | 2865642.2418 | 1955859.7131 | 8747039.2723 | 3144235.0165 | 16780967.3555 |  | 1478867.319 | 4237914.541 | 0 | 34389023.5042 |  | 7498.9421 | 0.53721 | 64014.0874 |  | 1435.5003
1 | 2700 | 707 | 0.035 | 15 | 15 | 7 | 1e-11 | 0 | Water | Porous | Wet | R245fa | MinimizeLCOE | IgnoreSilica | 22.6498 | 4.4417 | 0.18106 | 4 | 50254.7972 |  | 1126.9516 |  | 106.4614 | -2.9745e-05 | 2077737153.0156 | 1013612.6849 | 36430.4958 | 1136884.785 | 955970.4706 | 24077.0464 | 305348.5505 | 0 | 1354206.373 | 3523367.1966 | 2404770.5096 | 10754668.1124 | 3144235.0165 | 16780967.3555 |  | 1478867.319 | 4237914.541 | 0 | 36396652.3443 |  | 10000 | 0.72424 | 50254.7972 |  | 1126.9516
1 | 2700 | 707 | 0.035 | 15 | 15 | 7 | 1.3335e-11 | 0 | Water | Porous | Wet | R245fa | MinimizeLCOE | IgnoreSilica | 29.0929 | 5.7322 | 0.24183 | 4 | 40119.3184 |  | 899.666 |  | 106.7249 | -2.8672e-05 | 2478414289.6061 | 1214567.2696 | 43693.2741 | 1393984.0307 | 1224707.1977 | 24077.0464 | 350164.8441 | 0 | 1657965.5284 | 4313686.2093 | 2944179.4752 | 13167024.8754 | 3144235.0165 | 16780967.3555 |  | 1478867.319 | 4237914.541 | 0 | 38809009.1073 |  | 13335.2143 | 0.96734 | 40119.3184 |  | 899.666
1 | 2700 | 707 | 0.035 | 15 | 15 | 7 | 1.7783e-11 | 0 | Water | Porous | Wet | R245fa | MinimizeLCOE | IgnoreSilica | 37.0271 | 7.3218 | 0.31974 | 4 | 32567.4224 |  | 730.3165 |  | 106.926 | -2.7414e-05 | 2924543263.9734 | 1444608.1587 | 51986.7567 | 1695253.3539 | 1555691.4215 | 24077.0464 | 397670.5021 | 0 | 2016022.0233 | 5245275.7617 | 3580008.487 | 16010593.5113 | 3144235.0165 | 16780967.3555 |  | 1478867.319 | 4237914.541 | 0 | 41652577.7433 |  | 17782.7941 | 1.279 | 32567.4224 |  | 730.3165
1 | 2700 | 707 | 0.035 | 15 | 15 | 7 | 2.3714e-11 | 0 | Water | Porous | Wet | R245fa | MinimizeLCOE | IgnoreSilica | 46.625 | 9.2453 | 0.41792 | 4 | 26891.5097 |  | 603.0356 |  | 107.0808 | -2.5999e-05 | 3399988720.4471 | 1704219.8999 | 61323.5085 | 2042812.9596 | 1956148.3827 | 24077.0464 | 446723.1803 | 0 | 2431768.9412 | 6326963.9605 | 4318282.9091 | 19312320.7881 | 3144235.0165 | 16780967.3555 |  | 1478867.319 | 4237914.541 | 0 | 44954305.02 |  | 23713.7371 | 1.6717 | 26891.5097 |  | 603.0356
1 | 2700 | 707 | 0.035 | 15 | 15 | 7 | 3.1623e-11 | 0 | Water | Porous | Wet | R245fa | MinimizeLCOE | IgnoreSilica | 57.9286 | 11.5114 | 0.53868 | 4 | 22600.1418 |  | 506.8027 |  | 107.2015 | -2.444e-05 | 3892470494.2802 | 1990647.0588 | 71600.3025 | 2434217.9238 | 2427887.8849 | 24077.0464 | 495217.9078 | 0 | 2903022.7684 | 7553069.7516 | 5155125.3056 | 23054865.9498 | 3144235.0165 | 16780967.3555 |  | 1478867.319 | 4237914.541 | 0 | 48696850.1818 |  | 31622.7766 | 2.1547 | 22600.1418 |  | 506.8027
1 | 2700 | 707 | 0.035 | 15 | 15 | 7 | 4.217e-11 | 0 | Water | Porous | Wet | R245fa | MinimizeLCOE | IgnoreSilica | 70.713 | 14.0757 | 0.68208 | 4 | 19345.6792 |  | 433.8221 |  | 107.2968 | -2.2736e-05 | 4397078692.9807 | 2295684.7179 | 82520.5039 | 2858946.2668 | 2961610.3715 | 24077.0464 | 539621.1542 | 0 | 3417359.4237 | 8891268.2236 | 6068473.2599 | 27139560.9678 | 3144235.0165 | 16780967.3555 |  | 1478867.319 | 4237914.541 | 0 | 52781545.1997 |  | 42169.6503 | 2.7283 | 19345.6792 |  | 433.8221
1 | 2700 | 707 | 0.035 | 15 | 15 | 7 | 5.6234e-11 | 0 | Water | Porous | Wet | R245fa | MinimizeLCOE | IgnoreSilica | 84.5381 | 16.8508 | 0.8452 | 4 | 16877.2648 |  | 378.4686 |  | 107.3738 | -2.0942e-05 | 4893066290.3975 | 2608202.1809 | 93686.0438 | 3301429.4822 | 3539040.8069 | 24077.0464 | 576859.5213 | 0 | 3955885.0818 | 10292401.5192 | 7024775.5245 | 31416357.2069 | 3144235.0165 | 16780967.3555 |  | 1478867.319 | 4237914.541 | 0 | 57058341.4389 |  | 56234.1325 | 3.3808 | 16877.2648 |  | 378.4686
1 | 2700 | 707 | 0.035 | 15 | 15 | 7 | 7.4989e-11 | 0 | Water | Porous | Wet | R245fa | MinimizeLCOE | IgnoreSilica | 98.6861 | 19.6931 | 1.0212 | 4 | 15009.4408 |  | 336.5831 |  | 107.4373 | -1.9116e-05 | 5365830538.252 | 2913300.726 | 104567.6878 | 3739714.1129 | 4130291.2932 | 24077.0464 | 604010.7636 | 0 | 4491225.0356 | 11685246.2658 | 7975420.6842 | 35667853.6155 | 3144235.0165 | 16780967.3555 |  | 1478867.319 | 4237914.541 | 0 | 61309837.8475 |  | 74989.4209 | 4.0848 | 15009.4408 |  | 336.5831
1 | 2700 | 707 | 0.035 | 15 | 15 | 7 | 1e-10 | 0 | Water | Porous | Wet | R245fa | MinimizeLCOE | IgnoreSilica | 112.3138 | 22.4335 | 1.2003 | 4 | 13601.4427 |  | 305.009 |  | 107.4901 | -1.7329e-05 | 5805156818.4917 | 3195743.6393 | 114627.0544 | 4150406.3958 | 4700162.2123 | 24077.0464 | 619436.0718 | 0 | 4993736.4438 | 12992677.8706 | 8867769.6195 | 39658636.354 | 3144235.0165 | 16780967.3555 |  | 1478867.319 | 4237914.541 | 0 | 65300620.586 |  | 100000 | 4.801 | 13601.4427 |  | 305.009
1 | 2700 | 707 | 0.035 | 15 | 15 | 7 | 1.3335e-10 | 0 | Water | Porous | Wet | R245fa | MinimizeLCOE | IgnoreSilica | 124.7887 | 24.9449 | 1.3726 | 4 | 12544.2826 |  | 281.3025 |  | 107.5344 | -1.5673e-05 | 6193866738.4707 | 3446054.7258 | 123532.1935 | 4517980.158 | 5222186.4673 | 24077.0464 | 624429.0538 | 0 | 5443721.2615 | 14163446.0616 | 9666842.9667 | 43232269.9345 | 3144235.0165 | 16780967.3555 |  | 1478867.319 | 4237914.541 | 0 | 68874254.1665 |  | 133352.1432 | 5.4905 | 12544.2826 |  | 281.3025
1 | 2700 | 707 | 0.035 | 15 | 15 | 7 | 1.7783e-10 | 0 | Water | Porous | Wet | R245fa | MinimizeLCOE | IgnoreSilica | 135.6265 | 27.1289 | 1.5298 | 4 | 11753.0438 |  | 263.5591 |  | 107.5709 | -1.4197e-05 | 6531694054.8199 | 3657994.7861 | 131065.9942 | 4831640.9771 | 5676014.472 | 24077.0464 | 620821.8648 | 0 | 5827229.9048 | 15161256.8832 | 10347869.3554 | 46277971.284 | 3144235.0165 | 16780967.3555 |  | 1478867.319 | 4237914.541 | 0 | 71919955.516 |  | 177827.941 | 6.1193 | 11753.0438 |  | 263.5591
1 | 2700 | 707 | 0.035 | 15 | 15 | 7 | 2.3714e-10 | 0 | Water | Porous | Wet | R245fa | MinimizeLCOE | IgnoreSilica | 144.7085 | 28.9609 | 1.6671 | 4 | 11161.9816 |  | 250.3047 |  | 107.6008 | -1.2935e-05 | 6814697776.2262 | 3832084.7348 | 137250.6158 | 5090842.8133 | 6056557.319 | 24077.0464 | 611848.5797 | 0 | 6143537.8325 | 15984225.2272 | 10909562.1606 | 48789986.3291 | 3144235.0165 | 16780967.3555 |  | 1478867.319 | 4237914.541 | 0 | 74431970.5611 |  | 237137.3706 | 6.6683 | 11161.9816 |  | 250.3047
1 | 2700 | 707 | 0.035 | 15 | 15 | 7 | 3.1623e-10 | 0 | Water | Porous | Wet | R245fa | MinimizeLCOE | IgnoreSilica | 152.0749 | 30.4481 | 1.7826 | 4 | 10720.8117 |  | 240.4116 |  | 107.6248 | -1.1887e-05 | 7048041436.0885 | 3971146.2022 | 142188.7057 | 5298845.038 | 6365387.7752 | 24077.0464 | 600041.1597 | 0 | 6396657.5116 | 16642790.7103 | 11359046.6349 | 50800180.784 | 3144235.0165 | 16780967.3555 |  | 1478867.319 | 4237914.541 | 0 | 76442165.016 |  | 316227.766 | 7.1303 | 10720.8117 |  | 240.4116
1 | 2700 | 707 | 0.035 | 15 | 15 | 7 | 4.217e-10 | 0 | Water | Porous | Wet | R245fa | MinimizeLCOE | IgnoreSilica | 157.946 | 31.6343 | 1.8772 | 4 | 10391.5287 |  | 233.0275 |  | 107.6438 | -1.0542e-05 | 7234220188.8453 | 4080702.4942 | 146077.8727 | 5463285.5012 | 6611646.5755 | 24077.0464 | 587728.7368 | 0 | 6596272.1084 | 17162146.9447 | 11713517.9366 | 52385455.2164 | 3144235.0165 | 16780967.3555 |  | 1478867.319 | 4237914.541 | 0 | 78027439.4483 |  | 421696.5034 | 7.5088 | 10391.5287 |  | 233.0275
1 | 2700 | 707 | 0.035 | 15 | 15 | 7 | 5.6234e-10 | 0 | Water | Porous | Wet | R245fa | MinimizeLCOE | IgnoreSilica | 162.5307 | 32.5611 | 1.9529 | 4 | 10145.6503 |  | 227.5137 |  | 107.6587 | -9.8727e-06 | 7382600379.7159 | 4165508.1596 | 149087.7559 | 5590909.7543 | 6804020.7661 | 24077.0464 | 576001.822 | 0 | 6750746.0686 | 17564056.5021 | 11987829.4679 | 53612237.3427 | 3144235.0165 | 16780967.3555 |  | 1478867.319 | 4237914.541 | 0 | 79254221.5746 |  | 562341.3252 | 7.8116 | 10145.6503 |  | 227.5137
1 | 2700 | 707 | 0.035 | 15 | 15 | 7 | 7.4989e-10 | 0 | Water | Porous | Wet | R245fa | MinimizeLCOE | IgnoreSilica | 166.0649 | 33.2759 | 2.0125 | 4 | 9961.9375 |  | 223.394 |  | 107.6701 | -8.8521e-06 | 7499357734.4286 | 4230455.4916 | 151392.4796 | 5688840.8489 | 6952363.3265 | 24077.0464 | 565544.1043 | 0 | 6868942.5859 | 17871579.5947 | 12197720.2976 | 54550915.7754 | 3144235.0165 | 16780967.3555 |  | 1478867.319 | 4237914.541 | 0 | 80192900.0074 |  | 749894.2093 | 8.0499 | 9961.9375 |  | 223.394
1 | 2700 | 707 | 0.035 | 15 | 15 | 7 | 1e-09 | 0 | Water | Porous | Wet | R245fa | MinimizeLCOE | IgnoreSilica | 168.7787 | 33.825 | 2.0589 | 4 | 9824.5828 |  | 220.3139 |  | 107.6789 | -8.4476e-06 | 7589444957.75 | 4280082.1854 | 153153.3396 | 5763780.431 | 7066298.8599 | 24077.0464 | 556739.4313 | 0 | 6959211.2045 | 18106440.0236 | 12358017.3663 | 55267799.888 | 3144235.0165 | 16780967.3555 |  | 1478867.319 | 4237914.541 | 0 | 80909784.12 |  | 1000000 | 8.2354 | 9824.5828 |  | 220.3139
1 | 2700 | 707 | 0.035 | 15 | 15 | 7 | 1.3335e-09 | 0 | Water | Porous | Wet | R245fa | MinimizeLCOE | IgnoreSilica | 170.8593 | 34.2461 | 2.0947 | 4 | 9721.8268 |  | 218.0096 |  | 107.6857 | -8.1386e-06 | 7657709044.419 | 4317988.1066 | 154498.2145 | 5821083.9179 | 7153663.8503 | 24077.0464 | 549624.2624 | 0 | 7028164.8052 | 18285843.1483 | 12480463.6852 | 55815407.0366 | 3144235.0165 | 16780967.3555 |  | 1478867.319 | 4237914.541 | 0 | 81457391.2686 |  | 1333521.4322 | 8.3788 | 9721.8268 |  | 218.0096
1 | 2700 | 707 | 0.035 | 15 | 15 | 7 | 1.7783e-09 | 0 | Water | Porous | Wet | R245fa | MinimizeLCOE | IgnoreSilica | 172.4233 | 34.5627 | 2.122 | 4 | 9644.9153 |  | 216.2849 |  | 107.6908 | -7.4085e-06 | 7711062543.7255 | 4346403.4484 | 155506.3111 | 5864075.6418 | 7219346.1075 | 24077.0464 | 543808.6692 | 0 | 7079754.7175 | 18420069.5174 | 12572075.9402 | 56225117.3994 | 3144235.0165 | 16780967.3555 |  | 1478867.319 | 4237914.541 | 0 | 81867101.6313 |  | 1778279.41 | 8.4881 | 9644.9153 |  | 216.2849
1 | 2700 | 707 | 0.035 | 15 | 15 | 7 | 2.3714e-09 | 0 | Water | Porous | Wet | R245fa | MinimizeLCOE | IgnoreSilica | 173.6218 | 34.8054 | 2.143 | 4 | 9587.3232 |  | 214.9934 |  | 107.6947 | -7.2305e-06 | 7750417534.2224 | 4368134.6858 | 156277.2421 | 5896974.7352 | 7269687.7516 | 24077.0464 | 539352.1251 | 0 | 7119256.3986 | 18522844.7889 | 12642222.1748 | 56538826.9484 | 3144235.0165 | 16780967.3555 |  | 1478867.319 | 4237914.541 | 0 | 82180811.1803 |  | 2371373.7057 | 8.5718 | 9587.3232 |  | 214.9934
1 | 2700 | 707 | 0.035 | 15 | 15 | 7 | 3.1623e-09 | 0 | Water | Porous | Wet | R245fa | MinimizeLCOE | IgnoreSilica | 174.5038 | 34.984 | 2.1587 | 4 | 9544.1832 |  | 214.026 |  | 107.6976 | -7.0927e-06 | 7782042572.1078 | 4384101.647 | 156843.6629 | 5921158.4135 | 7306736.618 | 24077.0464 | 535709.0736 | 0 | 7148164.3199 | 18598057.2704 | 12693556.2389 | 56768404.2906 | 3144235.0165 | 16780967.3555 |  | 1478867.319 | 4237914.541 | 0 | 82410388.5225 |  | 3162277.6602 | 8.6346 | 9544.1832 |  | 214.026
1 | 2700 | 707 | 0.035 | 15 | 15 | 7 | 4.217e-09 | 0 | Water | Porous | Wet | R245fa | MinimizeLCOE | IgnoreSilica | 175.1829 | 35.1215 | 2.1706 | 4 | 9511.8603 |  | 213.3012 |  | 107.6998 | -6.9905e-06 | 7804800542.4528 | 4396381.4297 | 157279.2732 | 5939763.8181 | 7335264.59 | 24077.0464 | 533016.9538 | 0 | 7170455.4133 | 18656054.1229 | 12733140.2824 | 56945432.9297 | 3144235.0165 | 16780967.3555 |  | 1478867.319 | 4237914.541 | 0 | 82587417.1617 |  | 4216965.0343 | 8.6826 | 9511.8603 |  | 213.3012
1 | 2700 | 707 | 0.035 | 15 | 15 | 7 | 5.6234e-09 | 0 | Water | Porous | Wet | R245fa | MinimizeLCOE | IgnoreSilica | 175.6971 | 35.2256 | 2.1797 | 4 | 9487.6372 |  | 212.758 |  | 107.7015 | -6.9138e-06 | 7821728424.7651 | 4405670.5356 | 157608.7873 | 5953841.6395 | 7356864.7047 | 24077.0464 | 530980.4069 | 0 | 7187326.817 | 18699950.0543 | 12763100.1576 | 57079420.1494 | 3144235.0165 | 16780967.3555 |  | 1478867.319 | 4237914.541 | 0 | 82721404.3814 |  | 5623413.2519 | 8.7189 | 9487.6372 |  | 212.758
1 | 2700 | 707 | 0.035 | 15 | 15 | 7 | 7.4989e-09 | 0 | Water | Porous | Wet | R245fa | MinimizeLCOE | IgnoreSilica | 176.0797 | 35.3031 | 2.1865 | 4 | 9469.4813 |  | 212.3508 |  | 107.7028 | -6.8555e-06 | 7834428453.7483 | 4412579.2326 | 157853.8575 | 5964313.9563 | 7372940.7786 | 24077.0464 | 529398.8957 | 0 | 7199853.8691 | 18732542.8743 | 12785345.427 | 57178905.9374 | 3144235.0165 | 16780967.3555 |  | 1478867.319 | 4237914.541 | 0 | 82820890.1693 |  | 7498942.0933 | 8.7461 | 9469.4813 |  | 212.3508
1 | 2700 | 707 | 0.035 | 15 | 15 | 7 | 1e-08 | 0 | Water | Porous | Wet | R245fa | MinimizeLCOE | IgnoreSilica | 176.3692 | 35.3618 | 2.1917 | 4 | 9455.8713 |  | 212.0456 |  | 107.7037 | -6.812e-06 | 7844466786.1011 | 4417803.8172 | 158039.1859 | 5972234.6199 | 7385104.3338 | 24077.0464 | 528214.8499 | 0 | 7209334.8027 | 18757210.3187 | 12802181.4646 | 57254200.4391 | 3144235.0165 | 16780967.3555 |  | 1478867.319 | 4237914.541 | 0 | 82896184.6711 |  | 10000000 | 8.7666 | 9455.8713 |  | 212.0456
1 | 2800 | 707 | 0.035 | 15 | 15 | 7 | 1e-13 | 0 | Water | Porous | Wet | R245fa | MinimizeLCOE | IgnoreSilica | 0 | 0 | 0 | 4 |  |  |  |  | 0 | 0 | 9914217073.7795 | 3154.0952 | 68.9771 | 3233.2509 | 25493.0838 | 24077.0464 | 20448.7492 | 0 | 29825.329 | 77599.3881 | 52963.1769 | 236863.0967 | 3144235.0165 | 17509661.2826 |  | 1478867.319 | 4383653.3264 | 0 |  |  | 100 | 0
1 | 2800 | 707 | 0.035 | 15 | 15 | 7 | 1.3335e-13 | 0 | Water | Porous | Wet | R245fa | MinimizeLCOE | IgnoreSilica | 0 | 0 | 0 | 4 |  |  |  |  | 0 | 0 | 6664232107.3323 | 3157.1106 | 69.0492 | 3236.2846 | 25494.41 | 24077.0464 | 17982.1096 | 0 | 28866.244 | 75104.0457 | 51260.0544 | 229246.3546 | 3144235.0165 | 17509661.2826 |  | 1478867.319 | 4383653.3264 | 0 |  |  | 133.3521 | 0
1 | 2800 | 707 | 0.035 | 15 | 15 | 7 | 1.7783e-13 | 0 | Water | Porous | Wet | R245fa | MinimizeLCOE | IgnoreSilica | 0 | 0 | 0 | 4 |  |  |  |  | 0 | 0 | 4228068112.1372 | 3159.3832 | 69.1036 | 3238.5708 | 25495.4092 | 24077.0464 | 15806.8264 | 0 | 28020.0724 | 72902.4808 | 49757.4411 | 222526.3339 | 3144235.0165 | 17509661.2826 |  | 1478867.319 | 4383653.3264 | 0 |  |  | 177.8279 | 0
1 | 2800 | 707 | 0.035 | 15 | 15 | 7 | 2.3714e-13 | 0 | Water | Porous | Wet | R245fa | MinimizeLCOE | IgnoreSilica | 0 | 0 | 0 | 4 |  |  |  |  | 0 | 0 | 2401753360.8061 | 3161.094 | 69.1445 | 3240.2915 | 25496.1611 | 24077.0464 | 13852.3455 | 0 | 27259.4723 | 70923.5553 | 48406.7838 | 216485.8943 | 3144235.0165 | 17509661.2826 |  | 1478867.319 | 4383653.3264 | 0 |  |  | 237.1374 | 0
1 | 2800 | 707 | 0.035 | 15 | 15 | 7 | 3.1623e-13 | 0 | Water | Porous | Wet | R245fa | MinimizeLCOE | IgnoreSilica | 0 | 0 | 0 | 4 |  |  |  |  | 0 | 0 | 1032519711.2139 | 3162.3805 | 69.1752 | 3241.5853 | 25496.7265 | 24077.0464 | 12046.9791 | 0 | 26556.6183 | 69094.8732 | 47158.6707 | 210904.0553 | 3144235.0165 | 17509661.2826 |  | 1478867.319 | 4383653.3264 | 0 |  |  | 316.2278 | 0
1 | 2800 | 707 | 0.035 | 15 | 15 | 7 | 4.217e-13 | 0 | Water | Porous | Wet | R245fa | MinimizeLCOE | IgnoreSilica | 0.98802 | 0.12927 | 0.00099464 | 4 | 6879086.162 |  | 154261.8332 |  | 86.712 | -2.7523e-05 | 57550922.2742 | 75442.1659 | 2364.0981 | 68053.5849 | 55792.3493 | 24077.0464 | 49485.1357 | 0 | 107333.6083 | 279260.0316 | 190600.7098 | 852408.7299 | 3144235.0165 | 17509661.2826 |  | 1478867.319 | 4383653.3264 | 0 | 27368825.6745 |  | 421.6965 | 0.0039786 | 6879086.162 |  | 154261.8332
1 | 2800 | 707 | 0.035 | 15 | 15 | 7 | 5.6234e-13 | 0 | Water | Porous | Wet | R245fa | MinimizeLCOE | IgnoreSilica | 1.4679 | 0.22418 | 0.003506 | 4 | 1976903.4521 |  | 44331.5788 |  | 93.6242 | -3.205e-05 | 24068542.7427 | 116234.8486 | 3822.419 | 105196.9942 | 75770.4566 | 24077.0464 | 64820.4373 | 0 | 152069.6588 | 395654.0585 | 270042.0248 | 1207687.9441 | 3144235.0165 | 17509661.2826 |  | 1478867.319 | 4383653.3264 | 0 | 27724104.8887 |  | 562.3413 | 0.014024 | 1976903.4521 |  | 44331.5788
1 | 2800 | 707 | 0.035 | 15 | 15 | 7 | 7.4989e-13 | 0 | Water | Porous | Wet | R245fa | MinimizeLCOE | IgnoreSilica | 2.0625 | 0.3458 | 0.0074 | 4 | 950366.5986 |  | 21311.7397 |  | 98.1686 | -3.4614e-05 | 109919053.6409 | 161936.6421 | 5495.6836 | 148321.8027 | 100969.3652 | 24077.0464 | 80448.6741 | 0 | 203287.1934 | 528911.5774 | 360993.0196 | 1614441.0045 | 3144235.0165 | 17509661.2826 |  | 1478867.319 | 4383653.3264 | 0 | 28130857.949 |  | 749.8942 | 0.0296 | 950366.5986 |  | 21311.7397
1 | 2800 | 707 | 0.035 | 15 | 15 | 7 | 1e-12 | 0 | Water | Porous | Wet | R245fa | MinimizeLCOE | IgnoreSilica | 2.813 | 0.50187 | 0.013004 | 4 | 549975.8101 |  | 12333.0737 |  | 101.3599 | -3.5938e-05 | 263481791.8629 | 214158.1081 | 7430.276 | 199370.605 | 133076.4614 | 24077.0464 | 97035.1019 | 0 | 263307.5635 | 685072.2684 | 467575.9 | 2091103.3307 | 3144235.0165 | 17509661.2826 |  | 1478867.319 | 4383653.3264 | 0 | 28607520.2752 |  | 1000 | 0.052016 | 549975.8101 |  | 12333.0737
1 | 2800 | 707 | 0.035 | 15 | 15 | 7 | 1.3335e-12 | 0 | Water | Porous | Wet | R245fa | MinimizeLCOE | IgnoreSilica | 3.7876 | 0.70645 | 0.020879 | 4 | 349461.5434 |  | 7836.5901 |  | 103.7173 | -3.6533e-05 | 409411581.6078 | 275718.6383 | 9722.7709 | 261669.1947 | 175004.9769 | 24077.0464 | 115589.977 | 0 | 336095.2156 | 874450.8085 | 596830.6449 | 2669159.2732 | 3144235.0165 | 17509661.2826 |  | 1478867.319 | 4383653.3264 | 0 | 29185576.2177 |  | 1333.5214 | 0.083516 | 349461.5434 |  | 7836.5901
1 | 2800 | 707 | 0.035 | 15 | 15 | 7 | 1.7783e-12 | 0 | Water | Porous | Wet | R245fa | MinimizeLCOE | IgnoreSilica | 5.0445 | 0.97158 | 0.031439 | 4 | 237650.0339 |  | 5329.2442 |  | 105.4663 | -3.6812e-05 | 592054267.0924 | 347987.904 | 12419.5273 | 337248.7707 | 229239.5418 | 24077.0464 | 136853.1171 | 0 | 424252.1038 | 1103816.9481 | 753377.7482 | 3369272.7074 | 3144235.0165 | 17509661.2826 |  | 1478867.319 | 4383653.3264 | 0 | 29885689.6519 |  | 1778.2794 | 0.12576 | 237650.0339 |  | 5329.2442
1 | 2800 | 707 | 0.035 | 15 | 15 | 7 | 2.3714e-12 | 0 | Water | Porous | Wet | R245fa | MinimizeLCOE | IgnoreSilica | 6.6723 | 1.316 | 0.045662 | 4 | 168298.2153 |  | 3774.0465 |  | 106.7818 | -3.6735e-05 | 805625347.5526 | 433474.3156 | 15608.8625 | 429524.4075 | 299617.6593 | 24077.0464 | 161139.2089 | 0 | 531742.1851 | 1383484.0903 | 944256.3194 | 4222924.0949 | 3144235.0165 | 17509661.2826 |  | 1478867.319 | 4383653.3264 | 0 | 30739341.0394 |  | 2371.3737 | 0.18265 | 168298.2153 |  | 3774.0465
1 | 2800 | 707 | 0.035 | 15 | 15 | 7 | 3.1623e-12 | 0 | Water | Porous | Wet | R245fa | MinimizeLCOE | IgnoreSilica | 8.7936 | 1.7655 | 0.064699 | 4 | 122839.6136 |  | 2754.6484 |  | 107.7819 | -3.6458e-05 | 1079142149.902 | 535470.3921 | 19409.7254 | 542986.3677 | 391418.9167 | 24077.0464 | 189382.3141 | 0 | 664070.4573 | 1727775.1103 | 1179242.015 | 5273832.345 | 3144235.0165 | 17509661.2826 |  | 1478867.319 | 4383653.3264 | 0 | 31790249.2896 |  | 3162.2777 | 0.25879 | 122839.6136 |  | 2754.6484
1 | 2800 | 707 | 0.035 | 15 | 15 | 7 | 4.217e-12 | 0 | Water | Porous | Wet | R245fa | MinimizeLCOE | IgnoreSilica | 11.5218 | 2.3443 | 0.090015 | 4 | 91843.8469 |  | 2059.5759 |  | 108.5364 | -3.5915e-05 | 1347662215.7169 | 655907.1681 | 23889.2094 | 680894.8375 | 509572.4334 | 24077.0464 | 221423.0105 | 0 | 825147.8451 | 2146865.4318 | 1465279.7709 | 6553056.7531 | 3144235.0165 | 17509661.2826 |  | 1478867.319 | 4383653.3264 | 0 | 33069473.6977 |  | 4216.965 | 0.36006 | 91843.8469 |  | 2059.5759
1 | 2800 | 707 | 0.035 | 15 | 15 | 7 | 5.6234e-12 | 0 | Water | Porous | Wet | R245fa | MinimizeLCOE | IgnoreSilica | 15.0197 | 3.0869 | 0.12352 | 4 | 70084.0518 |  | 1571.6178 |  | 109.1084 | -3.516e-05 | 1689014740.6519 | 798064.1515 | 29164.7372 | 848226.6081 | 661121.4345 | 24077.0464 | 257696.7555 | 0 | 1021156.786 | 2656840.489 | 1813348.2264 | 8109696.2345 | 3144235.0165 | 17509661.2826 |  | 1478867.319 | 4383653.3264 | 0 | 34626113.1791 |  | 5623.4133 | 0.49407 | 70084.0518 |  | 1571.6178
1 | 2800 | 707 | 0.035 | 15 | 15 | 7 | 7.4989e-12 | 0 | Water | Porous | Wet | R245fa | MinimizeLCOE | IgnoreSilica | 19.5829 | 4.0559 | 0.16836 | 4 | 54286.0427 |  | 1217.3513 |  | 109.5512 | -3.427e-05 | 2069538836.3384 | 969083.4172 | 35496.0765 | 1054960.4124 | 858870.1988 | 24077.0464 | 299795.2134 | 0 | 1264490.1222 | 3289943.9153 | 2245454.3238 | 10042170.7259 | 3144235.0165 | 17509661.2826 |  | 1478867.319 | 4383653.3264 | 0 | 36558587.6704 |  | 7498.9421 | 0.67344 | 54286.0427 |  | 1217.3513
1 | 2800 | 707 | 0.035 | 15 | 15 | 7 | 1e-11 | 0 | Water | Porous | Wet | R245fa | MinimizeLCOE | IgnoreSilica | 25.2561 | 5.2609 | 0.2263 | 4 | 42915.1966 |  | 962.3628 |  | 109.8813 | -3.3149e-05 | 2498049698.3701 | 1165674.1076 | 42755.5029 | 1298738.6313 | 1104764.2997 | 24077.0464 | 345251.1867 | 0 | 1552691.7021 | 4039785.3079 | 2757236.4819 | 12330974.2664 | 3144235.0165 | 17509661.2826 |  | 1478867.319 | 4383653.3264 | 0 | 38847391.2109 |  | 10000 | 0.90521 | 42915.1966 |  | 962.3628
1 | 2800 | 707 | 0.035 | 15 | 15 | 7 | 1.3335e-11 | 0 | Water | Porous | Wet | R245fa | MinimizeLCOE | IgnoreSilica | 32.3138 | 6.7604 | 0.3012 | 4 | 34502.1353 |  | 773.702 |  | 110.1325 | -3.1825e-05 | 2974540441.1023 | 1392620.3715 | 51114.5267 | 1586997.6907 | 1410714.5778 | 24077.0464 | 394239.7616 | 0 | 1895307.9502 | 4931202.5052 | 3365647.0359 | 15051921.4661 | 3144235.0165 | 17509661.2826 |  | 1478867.319 | 4383653.3264 | 0 | 41568338.4106 |  | 13335.2143 | 1.2048 | 34502.1353 |  | 773.702
1 | 2800 | 707 | 0.035 | 15 | 15 | 7 | 1.7783e-11 | 0 | Water | Porous | Wet | R245fa | MinimizeLCOE | IgnoreSilica | 40.9908 | 8.6043 | 0.39679 | 4 | 28209.7642 |  | 632.5971 |  | 110.3257 | -3.0341e-05 | 3481120550.2142 | 1652345.2532 | 60656.4875 | 1924489.6521 | 1786918.4782 | 24077.0464 | 446267.047 | 0 | 2298954.0461 | 5981406.8476 | 4082433.0791 | 18257547.9371 | 3144235.0165 | 17509661.2826 |  | 1478867.319 | 4383653.3264 | 0 | 44773964.8817 |  | 17782.7941 | 1.5872 | 28209.7642 |  | 632.5971
1 | 2800 | 707 | 0.035 | 15 | 15 | 7 | 2.3714e-11 | 0 | Water | Porous | Wet | R245fa | MinimizeLCOE | IgnoreSilica | 51.3929 | 10.8156 | 0.51634 | 4 | 23465.3921 |  | 526.2057 |  | 110.4749 | -2.8675e-05 | 4019262041.371 | 1943238.0628 | 71316.623 | 2310671.3677 | 2238014.4133 | 24077.0464 | 499110.8398 | 0 | 2763707.0577 | 7190598.8498 | 4907731.467 | 21948465.7276 | 3144235.0165 | 17509661.2826 |  | 1478867.319 | 4383653.3264 | 0 | 48464882.6721 |  | 23713.7371 | 2.0654 | 23465.3921 |  | 526.2057
1 | 2800 | 707 | 0.035 | 15 | 15 | 7 | 3.1623e-11 | 0 | Water | Porous | Wet | R245fa | MinimizeLCOE | IgnoreSilica | 63.4929 | 13.3889 | 0.66182 | 4 | 19869.2883 |  | 445.564 |  | 110.5918 | -2.6843e-05 | 4575498025.8647 | 2260784.4894 | 82925.5343 | 2740692.2906 | 2762895.4348 | 24077.0464 | 550093.1252 | 0 | 3284372.489 | 8545263.499 | 5832317.9257 | 26083421.8342 | 3144235.0165 | 17509661.2826 |  | 1478867.319 | 4383653.3264 | 0 | 52599838.7788 |  | 31622.7766 | 2.6473 | 19869.2883 |  | 445.564
1 | 2800 | 707 | 0.035 | 15 | 15 | 7 | 4.217e-11 | 0 | Water | Porous | Wet | R245fa | MinimizeLCOE | IgnoreSilica | 77.0077 | 16.2648 | 0.83241 | 4 | 17137.2969 |  | 384.2997 |  | 110.6851 | -2.4871e-05 | 5135884168.8407 | 2595431.4179 | 95132.4259 | 3202115.4704 | 3349381.5725 | 24077.0464 | 595651.8113 | 0 | 3846098.0003 | 10006758.0537 | 6829817.99 | 30544463.7884 | 3144235.0165 | 17509661.2826 |  | 1478867.319 | 4383653.3264 | 0 | 57060880.7329 |  | 42169.6503 | 3.3296 | 17137.2969 |  | 384.2997
1 | 2800 | 707 | 0.035 | 15 | 15 | 7 | 5.6234e-11 | 0 | Water | Porous | Wet | R245fa | MinimizeLCOE | IgnoreSilica | 91.3929 | 19.3284 | 1.0234 | 4 | 15063.0868 |  | 337.7861 |  | 110.7612 | -2.2819e-05 | 5680234546.398 | 2933654.6005 | 107445.4802 | 3675968.5643 | 3973964.9262 | 24077.0464 | 632415.2899 | 0 | 4425535.1039 | 11514334.5382 | 7858769.9183 | 35146165.4677 | 3144235.0165 | 17509661.2826 |  | 1478867.319 | 4383653.3264 | 0 | 61662582.4123 |  | 56234.1325 | 4.0936 | 15063.0868 |  | 337.7861
1 | 2800 | 707 | 0.035 | 15 | 15 | 7 | 7.4989e-11 | 0 | Water | Porous | Wet | R245fa | MinimizeLCOE | IgnoreSilica | 105.848 | 22.4098 | 1.2258 | 4 | 13492.9004 |  | 302.575 |  | 110.8245 | -2.0757e-05 | 6194723276.3181 | 3258665.5502 | 119257.8945 | 4137583.1857 | 4601978.9608 | 24077.0464 | 657505.5794 | 0 | 4991636.6047 | 12987214.5198 | 8864040.7704 | 39641960.1119 | 3144235.0165 | 17509661.2826 |  | 1478867.319 | 4383653.3264 | 0 | 66158377.0565 |  | 74989.4209 | 4.9032 | 13492.9004 |  | 302.575
1 | 2800 | 707 | 0.035 | 15 | 15 | 7 | 1e-10 | 0 | Water | Porous | Wet | R245fa | MinimizeLCOE | IgnoreSilica | 119.5681 | 25.3376 | 1.4282 | 4 | 12309.1104 |  | 276.0288 |  | 110.8776 | -1.8779e-05 | 6663550490.5891 | 3555858.4948 | 130044.9092 | 4564505.3414 | 5198482.268 | 24077.0464 | 670295.5959 | 0 | 5515872.8258 | 14351169.6315 | 9794968.1606 | 43805274.2736 | 3144235.0165 | 17509661.2826 |  | 1478867.319 | 4383653.3264 | 0 | 70321691.2181 |  | 100000 | 5.713 | 12309.1104 |  | 276.0288
1 | 2800 | 707 | 0.035 | 15 | 15 | 7 | 1.3335e-10 | 0 | Water | Porous | Wet | R245fa | MinimizeLCOE | IgnoreSilica | 131.9117 | 27.9746 | 1.6197 | 4 | 11420.1688 |  | 256.0945 |  | 110.922 | -1.6967e-05 | 7076939326.5294 | 3815288.5883 | 139451.7027 | 4940600.1723 | 5735534.8058 | 24077.0464 | 672171.7815 | 0 | 5977578.3978 | 15552432.8213 | 10614854.9711 | 47471990.2872 | 3144235.0165 | 17509661.2826 |  | 1478867.319 | 4383653.3264 | 0 | 73988407.2318 |  | 133352.1432 | 6.4787 | 11420.1688 |  | 256.0945
1 | 2800 | 707 | 0.035 | 15 | 15 | 7 | 1.7783e-10 | 0 | Water | Porous | Wet | R245fa | MinimizeLCOE | IgnoreSilica | 142.5159 | 30.2425 | 1.7918 | 4 | 10754.6341 |  | 241.1701 |  | 110.9587 | -1.5375e-05 | 7431213533.5547 | 4032925.4896 | 147337.2018 | 5258376.4936 | 6197238.9827 | 24077.0464 | 665888.0026 | 0 | 6367078.8545 | 16565833.1119 | 11306521.4927 | 50565276.6758 | 3144235.0165 | 17509661.2826 |  | 1478867.319 | 4383653.3264 | 0 | 77081693.6203 |  | 177827.941 | 7.1673 | 10754.6341 |  | 241.1701
1 | 2800 | 707 | 0.035 | 15 | 15 | 7 | 2.3714e-10 | 0 | Water | Porous | Wet | R245fa | MinimizeLCOE | IgnoreSilica | 151.3003 | 32.123 | 1.9402 | 4 | 10257.237 |  | 230.016 |  | 110.9886 | -1.4028e-05 | 7726991580.9125 | 4209933.9713 | 153747.2067 | 5518259.5771 | 6579961.6032 | 24077.0464 | 654644.3597 | 0 | 6684843.2681 | 17392590.9338 | 11870800.6943 | 53088858.6606 | 3144235.0165 | 17509661.2826 |  | 1478867.319 | 4383653.3264 | 0 | 79605275.6051 |  | 237137.3706 | 7.7609 | 10257.237 |  | 230.016
1 | 2800 | 707 | 0.035 | 15 | 15 | 7 | 3.1623e-10 | 0 | Water | Porous | Wet | R245fa | MinimizeLCOE | IgnoreSilica | 158.387 | 33.6414 | 2.064 | 4 | 9885.7598 |  | 221.6858 |  | 111.0125 | -1.292e-05 | 7967688761.5898 | 4350746.8227 | 158844.5894 | 5725866.4793 | 6888889.6235 | 24077.0464 | 641284.1633 | 0 | 6937986.4026 | 18051217.4428 | 12320326.8202 | 55099239.3901 | 3144235.0165 | 17509661.2826 |  | 1478867.319 | 4383653.3264 | 0 | 81615656.3347 |  | 316227.766 | 8.2559 | 9885.7598 |  | 221.6858
1 | 2800 | 707 | 0.035 | 15 | 15 | 7 | 4.217e-10 | 0 | Water | Porous | Wet | R245fa | MinimizeLCOE | IgnoreSilica | 163.9922 | 34.8432 | 2.1645 | 4 | 9608.3241 |  | 215.4643 |  | 111.0314 | -1.1526e-05 | 8160311573.2345 | 4460948.9808 | 162832.8594 | 5888855.5715 | 7133350.7529 | 24077.0464 | 627799.3382 | 0 | 7136167.1742 | 18566843.1581 | 12672251.9659 | 56673126.8474 | 3144235.0165 | 17509661.2826 |  | 1478867.319 | 4383653.3264 | 0 | 83189543.7919 |  | 421696.5034 | 8.6581 | 9608.3241 |  | 215.4643
1 | 2800 | 707 | 0.035 | 15 | 15 | 7 | 5.6234e-10 | 0 | Water | Porous | Wet | R245fa | MinimizeLCOE | IgnoreSilica | 168.3501 | 35.7781 | 2.2445 | 4 | 9401.0422 |  | 210.8161 |  | 111.0462 | -1.0321e-05 | 8312823886.8082 | 4545947.1509 | 165908.415 | 6014866.6934 | 7323483.7793 | 24077.0464 | 615275.7272 | 0 | 7288927.9367 | 18964295.3267 | 12943521.2378 | 57886303.3133 | 3144235.0165 | 17509661.2826 |  | 1478867.319 | 4383653.3264 | 0 | 84402720.2578 |  | 562341.3252 | 8.978 | 9401.0422 |  | 210.8161
1 | 2800 | 707 | 0.035 | 15 | 15 | 7 | 7.4989e-10 | 0 | Water | Porous | Wet | R245fa | MinimizeLCOE | IgnoreSilica | 171.707 | 36.4986 | 2.3072 | 4 | 9246.089 |  | 207.3413 |  | 111.0575 | -9.7761e-06 | 8431912692.4599 | 4611031.6857 | 168263.1122 | 6111527.0566 | 7469988.8269 | 24077.0464 | 604359.8563 | 0 | 7405806.5578 | 19268389.5235 | 13151071.7756 | 58814515.4409 | 3144235.0165 | 17509661.2826 |  | 1478867.319 | 4383653.3264 | 0 | 85330932.3854 |  | 749894.2093 | 9.2289 | 9246.089 |  | 207.3413
1 | 2800 | 707 | 0.035 | 15 | 15 | 7 | 1e-09 | 0 | Water | Porous | Wet | R245fa | MinimizeLCOE | IgnoreSilica | 174.2823 | 37.0515 | 2.3559 | 4 | 9130.1882 |  | 204.7422 |  | 111.0662 | -9.3568e-06 | 8523315356.8642 | 4660738.5648 | 170061.2934 | 6185447.5453 | 7582408.1508 | 24077.0464 | 595294.4497 | 0 | 7495030.5496 | 19500532.048 | 13309513.8186 | 59523103.4665 | 3144235.0165 | 17509661.2826 |  | 1478867.319 | 4383653.3264 | 0 | 86039520.411 |  | 1000000 | 9.4236 | 9130.1882 |  | 204.7422
1 | 2800 | 707 | 0.035 | 15 | 15 | 7 | 1.3335e-09 | 0 | Water | Porous | Wet | R245fa | MinimizeLCOE | IgnoreSilica | 176.2307 | 37.47 | 2.3933 | 4 | 9043.4528 |  | 202.7972 |  | 111.0729 | -8.5338e-06 | 8594381027.1192 | 4698219.7861 | 171417.1118 | 6241242.4124 | 7667477.9064 | 24077.0464 | 587834.9348 | 0 | 7562204.9872 | 19675306.1551 | 13428800.738 | 60056581.0782 | 3144235.0165 | 17509661.2826 |  | 1478867.319 | 4383653.3264 | 0 | 86572998.0228 |  | 1333521.4322 | 9.573 | 9043.4528 |  | 202.7972
1 | 2800 | 707 | 0.035 | 15 | 15 | 7 | 1.7783e-09 | 0 | Water | Porous | Wet | R245fa | MinimizeLCOE | IgnoreSilica | 177.7265 | 37.7913 | 2.4219 | 4 | 8978.5143 |  | 201.341 |  | 111.0779 | -8.2913e-06 | 8647006453.7937 | 4726922.8518 | 172455.3463 | 6284001.8909 | 7732797.5961 | 24077.0464 | 582055.9612 | 0 | 7613701.1702 | 19809288.6599 | 13520246.5506 | 60465547.0733 | 3144235.0165 | 17509661.2826 |  | 1478867.319 | 4383653.3264 | 0 | 86981964.0179 |  | 1778279.41 | 9.6878 | 8978.5143 |  | 201.341
1 | 2800 | 707 | 0.035 | 15 | 15 | 7 | 2.3714e-09 | 0 | Water | Porous | Wet | R245fa | MinimizeLCOE | IgnoreSilica | 178.8325 | 38.0289 | 2.4436 | 4 | 8929.8776 |  | 200.2503 |  | 111.0817 | -8.1037e-06 | 8689039687.0162 | 4748104.6938 | 173221.5008 | 6315574.3981 | 7781097.0756 | 24077.0464 | 577321.4909 | 0 | 7651564.5202 | 19907801.3298 | 13587483.472 | 60766245.5274 | 3144235.0165 | 17509661.2826 |  | 1478867.319 | 4383653.3264 | 0 | 87282662.472 |  | 2371373.7057 | 9.7742 | 8929.8776 |  | 200.2503
1 | 2800 | 707 | 0.035 | 15 | 15 | 7 | 3.1623e-09 | 0 | Water | Porous | Wet | R245fa | MinimizeLCOE | IgnoreSilica | 179.6802 | 38.2111 | 2.4601 | 4 | 8893.4398 |  | 199.4332 |  | 111.0846 | -7.9636e-06 | 8719751890.5031 | 4764318.5946 | 173807.9504 | 6339751.8952 | 7818123.1577 | 24077.0464 | 573764.8829 | 0 | 7680598.9756 | 19983343.027 | 13639042.2326 | 60996827.7623 | 3144235.0165 | 17509661.2826 |  | 1478867.319 | 4383653.3264 | 0 | 87513244.7068 |  | 3162277.6602 | 9.8402 | 8893.4398 |  | 199.4332
1 | 2800 | 707 | 0.035 | 15 | 15 | 7 | 4.217e-09 | 0 | Water | Porous | Wet | R245fa | MinimizeLCOE | IgnoreSilica | 180.3233 | 38.3493 | 2.4726 | 4 | 8866.1351 |  | 198.8209 |  | 111.0868 | -7.8585e-06 | 8742574614.6822 | 4776604.9383 | 174252.3336 | 6358078.5361 | 7846211.8419 | 24077.0464 | 571068.1007 | 0 | 7702614.1908 | 20040622.101 | 13678136.3775 | 61171665.4662 | 3144235.0165 | 17509661.2826 |  | 1478867.319 | 4383653.3264 | 0 | 87688082.4107 |  | 4216965.0343 | 9.8902 | 8866.1351 |  | 198.8209
1 | 2800 | 707 | 0.035 | 15 | 15 | 7 | 5.6234e-09 | 0 | Water | Porous | Wet | R245fa | MinimizeLCOE | IgnoreSilica | 180.801 | 38.4519 | 2.4819 | 4 | 8845.6707 |  | 198.362 |  | 111.0884 | -7.7785e-06 | 8759909253.8206 | 4785724.4119 | 174582.1698 | 6371684.6019 | 7867078.1243 | 24077.0464 | 568957.7332 | 0 | 7718920.5941 | 20083048.0176 | 13707092.9374 | 61301165.6367 | 3144235.0165 | 17509661.2826 |  | 1478867.319 | 4383653.3264 | 0 | 87817582.5812 |  | 5623413.2519 | 9.9277 | 8845.6707 |  | 198.362
1 | 2800 | 707 | 0.035 | 15 | 15 | 7 | 7.4989e-09 | 0 | Water | Porous | Wet | R245fa | MinimizeLCOE | IgnoreSilica | 181.154 | 38.5278 | 2.4889 | 4 | 8830.331 |  | 198.018 |  | 111.0896 | -7.7174e-06 | 8774140256.9474 | 4792459.8217 | 174825.7756 | 6381735.4528 | 7882499.0548 | 24077.0464 | 567303.866 | 0 | 7730931.3967 | 20114297.6623 | 13728421.462 | 61396551.5383 | 3144235.0165 | 17509661.2826 |  | 1478867.319 | 4383653.3264 | 0 | 87912968.4828 |  | 7498942.0933 | 9.9558 | 8830.331 |  | 198.018
1 | 2800 | 707 | 0.035 | 15 | 15 | 7 | 1e-08 | 0 | Water | Porous | Wet | R245fa | MinimizeLCOE | IgnoreSilica | 181.4318 | 38.5875 | 2.4943 | 4 | 8818.8317 |  | 197.7602 |  | 111.0906 | -7.1758e-06 | 8783508677.3034 | 4797758.3348 | 175017.411 | 6389643.1231 | 7894635.829 | 24077.0464 | 566153.9416 | 0 | 7740441.4175 | 20139040.7856 | 13745309.152 | 61472077.0411 | 3144235.0165 | 17509661.2826 |  | 1478867.319 | 4383653.3264 | 0 | 87988493.9856 |  | 10000000 | 9.9773 | 8818.8317 |  | 197.7602
1 | 2900 | 707 | 0.035 | 15 | 15 | 7 | 1e-13 | 0 | Water | Porous | Wet | R245fa | MinimizeLCOE | IgnoreSilica | 0 | 0 | 0 | 4 |  |  |  |  | 0 | 0 | 9312618501.2769 | 3206.959 | 70.2424 | 3286.3583 | 25516.2629 | 24077.0464 | 20067.1571 | 0 | 29727.3702 | 77344.5193 | 52789.2237 | 236085.1394 | 3144235.0165 | 18250075.3915 |  | 1478867.319 | 4531736.1482 | 0 |  |  | 100 | 0
1 | 2900 | 707 | 0.035 | 15 | 15 | 7 | 1.3335e-13 | 0 | Water | Porous | Wet | R245fa | MinimizeLCOE | IgnoreSilica | 0 | 0 | 0 | 4 |  |  |  |  | 0 | 0 | 6169234168.1199 | 3209.8989 | 70.3128 | 3289.3068 | 25517.5476 | 24077.0464 | 17623.9096 | 0 | 28777.3286 | 74872.7059 | 51102.1603 | 228540.2167 | 3144235.0165 | 18250075.3915 |  | 1478867.319 | 4531736.1482 | 0 |  |  | 133.3521 | 0
1 | 2900 | 707 | 0.035 | 15 | 15 | 7 | 1.7783e-13 | 0 | Water | Porous | Wet | R245fa | MinimizeLCOE | IgnoreSilica | 0 | 0 | 0 | 4 |  |  |  |  | 0 | 0 | 3813110910.4171 | 3212.1143 | 70.3659 | 3291.5284 | 25518.5154 | 24077.0464 | 15459.5215 | 0 | 27935.3458 | 72682.0395 | 49606.9854 | 221853.4626 | 3144235.0165 | 18250075.3915 |  | 1478867.319 | 4531736.1482 | 0 |  |  | 177.8279 | 0
1 | 2900 | 707 | 0.035 | 15 | 15 | 7 | 2.3714e-13 | 0 | Water | Porous | Wet | R245fa | MinimizeLCOE | IgnoreSilica | 0 | 0 | 0 | 4 |  |  |  |  | 0 | 0 | 2046876312.9306 | 3213.7818 | 70.4059 | 3293.2004 | 25519.2436 | 24077.0464 | 13501.2379 | 0 | 27173.2172 | 70699.1372 | 48253.6139 | 215800.8842 | 3144235.0165 | 18250075.3915 |  | 1478867.319 | 4531736.1482 | 0 |  |  | 237.1374 | 0
1 | 2900 | 707 | 0.035 | 15 | 15 | 7 | 3.1623e-13 | 0 | Water | Porous | Wet | R245fa | MinimizeLCOE | IgnoreSilica | 0 | 0 | 0 | 4 |  |  |  |  | 0 | 0 | 722729478.0535 | 3215.0357 | 70.4359 | 3294.4575 | 25519.7912 | 24077.0464 | 11671.1873 | 0 | 26460.7021 | 68845.3189 | 46988.3448 | 210142.3198 | 3144235.0165 | 18250075.3915 |  | 1478867.319 | 4531736.1482 | 0 |  |  | 316.2278 | 0
1 | 2900 | 707 | 0.035 | 15 | 15 | 7 | 4.217e-13 | 0 | Water | Porous | Wet | R245fa | MinimizeLCOE | IgnoreSilica | 1.1732 | 0.17278 | 0.0019083 | 4 | 3724775.9464 |  | 83527.1942 |  | 91.931 | -3.2926e-05 | 108106034.3456 | 95921.7391 | 3113.6731 | 85511.5461 | 64495.3216 | 24077.0464 | 58520.1116 | 0 | 129339.3807 | 336514.5375 | 229678.0865 | 1027171.4426 | 3144235.0165 | 18250075.3915 |  | 1478867.319 | 4531736.1482 | 0 | 28432085.3178 |  | 421.6965 | 0.0076332 | 3724775.9464 |  | 83527.1942
1 | 2900 | 707 | 0.035 | 15 | 15 | 7 | 5.6234e-13 | 0 | Water | Porous | Wet | R245fa | MinimizeLCOE | IgnoreSilica | 1.692 | 0.2828 | 0.0052085 | 4 | 1383425.2364 |  | 31022.9743 |  | 98.0102 | -3.6987e-05 | 35221184.705 | 140751.5823 | 4764.144 | 126292.7423 | 87036.7989 | 24077.0464 | 74654.1755 | 0 | 178454.8308 | 464302.8637 | 316896.2449 | 1417230.4287 | 3144235.0165 | 18250075.3915 |  | 1478867.319 | 4531736.1482 | 0 | 28822144.304 |  | 562.3413 | 0.020834 | 1383425.2364 |  | 31022.9743
1 | 2900 | 707 | 0.035 | 15 | 15 | 7 | 7.4989e-13 | 0 | Water | Porous | Wet | R245fa | MinimizeLCOE | IgnoreSilica | 2.3331 | 0.42234 | 0.010166 | 4 | 719756.3767 |  | 16140.3616 |  | 102.1246 | -3.9105e-05 | 252411577.0137 | 190963.4075 | 6648.9417 | 173576.4866 | 115308.3731 | 24077.0464 | 91053.5715 | 0 | 234634.8525 | 610471.7559 | 416659.5174 | 1863393.9526 | 3144235.0165 | 18250075.3915 |  | 1478867.319 | 4531736.1482 | 0 | 29268307.8279 |  | 749.8942 | 0.040664 | 719756.3767 |  | 16140.3616
1 | 2900 | 707 | 0.035 | 15 | 15 | 7 | 1e-12 | 0 | Water | Porous | Wet | R245fa | MinimizeLCOE | IgnoreSilica | 3.1614 | 0.60519 | 0.017236 | 4 | 432314.1143 |  | 9694.5388 |  | 105.1336 | -4.0276e-05 | 394724016.7386 | 249848.525 | 8880.1565 | 230983.0285 | 152152.7155 | 24077.0464 | 109257.7732 | 0 | 302327.7056 | 786594.6739 | 536867.0278 | 2400988.6523 | 3144235.0165 | 18250075.3915 |  | 1478867.319 | 4531736.1482 | 0 | 29805902.5275 |  | 1000 | 0.068945 | 432314.1143 |  | 9694.5388
1 | 2900 | 707 | 0.035 | 15 | 15 | 7 | 1.3335e-12 | 0 | Water | Porous | Wet | R245fa | MinimizeLCOE | IgnoreSilica | 4.246 | 0.84653 | 0.026867 | 4 | 283490.3161 |  | 6357.2014 |  | 107.386 | -4.1111e-05 | 519151816.4927 | 319927.5739 | 11546.6113 | 301658.5805 | 200643.9185 | 24077.0464 | 130603.4782 | 0 | 385498.3114 | 1002987.5297 | 684559.5983 | 3061502.6481 | 3144235.0165 | 18250075.3915 |  | 1478867.319 | 4531736.1482 | 0 | 30466416.5233 |  | 1333.5214 | 0.10747 | 283490.3161 |  | 6357.2014
1 | 2900 | 707 | 0.035 | 15 | 15 | 7 | 1.7783e-12 | 0 | Water | Porous | Wet | R245fa | MinimizeLCOE | IgnoreSilica | 5.8 | 1.1939 | 0.040183 | 4 | 195104.4972 |  | 4375.1709 |  | 109.1977 | -4.2472e-05 | 359535508.3106 | 410985.4968 | 15015.3978 | 396679.1823 | 270327.7609 | 24077.0464 | 159837.6344 | 0 | 497999.7823 | 1295693.2796 | 884337.2872 | 3954952.8677 | 3144235.0165 | 18250075.3915 |  | 1478867.319 | 4531736.1482 | 0 | 31359866.7429 |  | 1778.2794 | 0.16073 | 195104.4972 |  | 4375.1709
1 | 2900 | 707 | 0.035 | 15 | 15 | 7 | 2.3714e-12 | 0 | Water | Porous | Wet | R245fa | MinimizeLCOE | IgnoreSilica | 7.5077 | 1.5765 | 0.057835 | 4 | 139486.8938 |  | 3127.9597 |  | 110.3477 | -4.1331e-05 | 997753092.7741 | 502413.857 | 18496.1396 | 495103.944 | 347031.4058 | 24077.0464 | 183244.9655 | 0 | 612443.2697 | 1593451.7585 | 1087563.5673 | 4863825.9538 | 3144235.0165 | 18250075.3915 |  | 1478867.319 | 4531736.1482 | 0 | 32268739.829 |  | 2371.3737 | 0.23134 | 139486.8938 |  | 3127.9597
1 | 2900 | 707 | 0.035 | 15 | 15 | 7 | 3.1623e-12 | 0 | Water | Porous | Wet | R245fa | MinimizeLCOE | IgnoreSilica | 9.8628 | 2.105 | 0.081485 | 4 | 102670.8541 |  | 2302.3689 |  | 111.2941 | -4.0837e-05 | 1311314382.862 | 618354.831 | 22903.417 | 623524.0085 | 452913.1355 | 24077.0464 | 214701.9053 | 0 | 763024.994 | 1985234.5165 | 1354963.35 | 6059697.2041 | 3144235.0165 | 18250075.3915 |  | 1478867.319 | 4531736.1482 | 0 | 33464611.0793 |  | 3162.2777 | 0.32594 | 102670.8541 |  | 2302.3689
1 | 2900 | 707 | 0.035 | 15 | 15 | 7 | 4.217e-12 | 0 | Water | Porous | Wet | R245fa | MinimizeLCOE | IgnoreSilica | 12.9056 | 2.7882 | 0.1129 | 4 | 77343.7537 |  | 1734.4149 |  | 112.014 | -4.0144e-05 | 1654164563.1053 | 756033.1608 | 28125.907 | 780395.4737 | 589791.1161 | 24077.0464 | 250847.4633 | 0 | 947415.3652 | 2464980.4387 | 1682399.7997 | 7524065.7709 | 3144235.0165 | 18250075.3915 |  | 1478867.319 | 4531736.1482 | 0 | 34928979.6461 |  | 4216.965 | 0.45161 | 77343.7537 |  | 1734.4149
1 | 2900 | 707 | 0.035 | 15 | 15 | 7 | 5.6234e-12 | 0 | Water | Porous | Wet | R245fa | MinimizeLCOE | IgnoreSilica | 16.7908 | 3.6611 | 0.15438 | 4 | 59438.3387 |  | 1332.8903 |  | 112.5589 | -3.92e-05 | 2055249986.9763 | 918025.2306 | 34256.1883 | 970019.5411 | 764620.121 | 24077.0464 | 291465.4138 | 0 | 1170960.781 | 3046599.7551 | 2079366.9342 | 9299391.0114 | 3144235.0165 | 18250075.3915 |  | 1478867.319 | 4531736.1482 | 0 | 36704304.8867 |  | 5623.4133 | 0.61752 | 59438.3387 |  | 1332.8903
1 | 2900 | 707 | 0.035 | 15 | 15 | 7 | 7.4989e-12 | 0 | Water | Porous | Wet | R245fa | MinimizeLCOE | IgnoreSilica | 21.7413 | 4.7737 | 0.20886 | 4 | 46513.0973 |  | 1043.0449 |  | 112.9745 | -3.8081e-05 | 2492983493.0748 | 1108715.4568 | 41453.7062 | 1199096.094 | 987443.1106 | 24077.0464 | 337169.7803 | 0 | 1442202.5258 | 3752315.1357 | 2561032.1825 | 11453505.0383 | 3144235.0165 | 18250075.3915 |  | 1478867.319 | 4531736.1482 | 0 | 38858418.9135 |  | 7498.9421 | 0.83543 | 46513.0973 |  | 1043.0449
1 | 2900 | 707 | 0.035 | 15 | 15 | 7 | 1e-11 | 0 | Water | Porous | Wet | R245fa | MinimizeLCOE | IgnoreSilica | 27.948 | 6.1691 | 0.27975 | 4 | 37028.8203 |  | 830.3623 |  | 113.2901 | -3.6722e-05 | 2991288600.6943 | 1330184.4432 | 49790.4229 | 1471816.6046 | 1266870.539 | 24077.0464 | 387021.1452 | 0 | 1766606.4785 | 4596347.6762 | 3137101.7345 | 14029816.0905 | 3144235.0165 | 18250075.3915 |  | 1478867.319 | 4531736.1482 | 0 | 41434729.9657 |  | 10000 | 1.119 | 37028.8203 |  | 830.3623
1 | 2900 | 707 | 0.035 | 15 | 15 | 7 | 1.3335e-11 | 0 | Water | Porous | Wet | R245fa | MinimizeLCOE | IgnoreSilica | 35.6628 | 7.9039 | 0.37108 | 4 | 29978.5059 |  | 672.2607 |  | 113.532 | -3.5178e-05 | 3528132336.6895 | 1585930.5847 | 59391.6189 | 1794242.4636 | 1614250.9424 | 24077.0464 | 440865.3525 | 0 | 2152315.6233 | 5599883.7513 | 3822035.7264 | 17092993.1095 | 3144235.0165 | 18250075.3915 |  | 1478867.319 | 4531736.1482 | 0 | 44497906.9848 |  | 13335.2143 | 1.4843 | 29978.5059 |  | 672.2607
1 | 2900 | 707 | 0.035 | 15 | 15 | 7 | 1.7783e-11 | 0 | Water | Porous | Wet | R245fa | MinimizeLCOE | IgnoreSilica | 45.0586 | 10.0173 | 0.48689 | 4 | 24684.3279 |  | 553.54 |  | 113.7179 | -3.3424e-05 | 4106233761.6789 | 1876242.3459 | 70261.5834 | 2168485.2636 | 2037407.8429 | 24077.0464 | 496968.4049 | 0 | 2602642.5699 | 6771542.0916 | 4621716.6188 | 20669343.7673 | 3144235.0165 | 18250075.3915 |  | 1478867.319 | 4531736.1482 | 0 | 48074257.6425 |  | 17782.7941 | 1.9476 | 24684.3279 |  | 553.54
1 | 2900 | 707 | 0.035 | 15 | 15 | 7 | 2.3714e-11 | 0 | Water | Porous | Wet | R245fa | MinimizeLCOE | IgnoreSilica | 56.2501 | 12.5356 | 0.63069 | 4 | 20679.4342 |  | 463.7313 |  | 113.8625 | -3.1488e-05 | 4708067032.9524 | 2199785.6675 | 82344.6751 | 2594356.553 | 2541563.046 | 24077.0464 | 553423.0026 | 0 | 3118264.4963 | 8113084.5754 | 5537346.9299 | 24764245.9921 | 3144235.0165 | 18250075.3915 |  | 1478867.319 | 4531736.1482 | 0 | 52169159.8673 |  | 23713.7371 | 2.5228 | 20679.4342 |  | 463.7313
1 | 2900 | 707 | 0.035 | 15 | 15 | 7 | 3.1623e-11 | 0 | Water | Porous | Wet | R245fa | MinimizeLCOE | IgnoreSilica | 69.1077 | 15.4303 | 0.80379 | 4 | 17636.1643 |  | 395.4867 |  | 113.9765 | -2.9362e-05 | 5329212360.447 | 2549212.1863 | 95362.7555 | 3063225.2057 | 3120970.693 | 24077.0464 | 606505.2281 | 0 | 3689147.7149 | 9598405.6058 | 6551109.0535 | 29298015.4892 | 3144235.0165 | 18250075.3915 |  | 1478867.319 | 4531736.1482 | 0 | 56702929.3644 |  | 31622.7766 | 3.2152 | 17636.1643 |  | 395.4867
1 | 2900 | 707 | 0.035 | 15 | 15 | 7 | 4.217e-11 | 0 | Water | Porous | Wet | R245fa | MinimizeLCOE | IgnoreSilica | 83.3077 | 18.6293 | 1.0043 | 4 | 15320.1818 |  | 343.5513 |  | 114.0684 | -2.7109e-05 | 5943228744.8356 | 2914038.7751 | 108924.7947 | 3561313.1132 | 3761161.6145 | 24077.0464 | 652931.6648 | 0 | 4298754.3334 | 11184476.9797 | 7633635.3566 | 34139313.6783 | 3144235.0165 | 18250075.3915 |  | 1478867.319 | 4531736.1482 | 0 | 61544227.5536 |  | 42169.6503 | 4.0172 | 15320.1818 |  | 343.5513
1 | 2900 | 707 | 0.035 | 15 | 15 | 7 | 5.6234e-11 | 0 | Water | Porous | Wet | R245fa | MinimizeLCOE | IgnoreSilica | 98.1797 | 21.9826 | 1.2253 | 4 | 13560.1282 |  | 304.0826 |  | 114.1442 | -2.4785e-05 | 6535120121.8076 | 3277622.6878 | 122414.7623 | 4065315.7256 | 4432043.8377 | 24077.0464 | 688751.8031 | 0 | 4917988.0865 | 12795596.183 | 8733257.3181 | 39057067.4505 | 3144235.0165 | 18250075.3915 |  | 1478867.319 | 4531736.1482 | 0 | 66461981.3257 |  | 56234.1325 | 4.9013 | 13560.1282 |  | 304.0826
1 | 2900 | 707 | 0.035 | 15 | 15 | 7 | 7.4989e-11 | 0 | Water | Porous | Wet | R245fa | MinimizeLCOE | IgnoreSilica | 112.8861 | 25.302 | 1.4557 | 4 | 12227.1942 |  | 274.1919 |  | 114.2076 | -2.2482e-05 | 7089578494.9632 | 3622219.7569 | 135180.0095 | 4549214.1313 | 5095919.39 | 24077.0464 | 711576.3579 | 0 | 5513892.8098 | 14346018.0362 | 9791452.0909 | 43789549.6288 | 3144235.0165 | 18250075.3915 |  | 1478867.319 | 4531736.1482 | 0 | 71194463.504 |  | 74989.4209 | 5.8226 | 12227.1942 |  | 274.1919
1 | 2900 | 707 | 0.035 | 15 | 15 | 7 | 1e-10 | 0 | Water | Porous | Wet | R245fa | MinimizeLCOE | IgnoreSilica | 126.625 | 28.4065 | 1.6822 | 4 | 11222.0721 |  | 251.6522 |  | 114.261 | -2.0302e-05 | 7589717418.7238 | 3933050.3538 | 146680.1204 | 4990358.906 | 5716598.8083 | 24077.0464 | 721334.5205 | 0 | 6057518.9046 | 15760421.6217 | 10756811.6011 | 48106851.8828 | 3144235.0165 | 18250075.3915 |  | 1478867.319 | 4531736.1482 | 0 | 75511765.758 |  | 100000 | 6.7289 | 11222.0721 |  | 251.6522
1 | 2900 | 707 | 0.035 | 15 | 15 | 7 | 1.3335e-10 | 0 | Water | Porous | Wet | R245fa | MinimizeLCOE | IgnoreSilica | 138.8176 | 31.1649 | 1.8932 | 4 | 10467.1227 |  | 234.7227 |  | 114.3057 | -1.8331e-05 | 8026717480.2222 | 4201243.3605 | 156593.5153 | 5374232.7704 | 6267855.7192 | 24077.0464 | 720109.5639 | 0 | 6530203.6705 | 16990250.4216 | 11596195.0275 | 51860761.0952 | 3144235.0165 | 18250075.3915 |  | 1478867.319 | 4531736.1482 | 0 | 79265674.9704 |  | 133352.1432 | 7.5728 | 10467.1227 |  | 234.7227
1 | 2900 | 707 | 0.035 | 15 | 15 | 7 | 1.7783e-10 | 0 | Water | Porous | Wet | R245fa | MinimizeLCOE | IgnoreSilica | 149.1855 | 33.513 | 2.0805 | 4 | 9901.6915 |  | 222.043 |  | 114.3427 | -1.6622e-05 | 8397313298.1905 | 4424326.7454 | 164833.9733 | 5695658.6691 | 6736961.8499 | 24077.0464 | 711192.0753 | 0 | 6925249.6402 | 18018078.9996 | 12297709.1518 | 54998088.1509 | 3144235.0165 | 18250075.3915 |  | 1478867.319 | 4531736.1482 | 0 | 82403002.0261 |  | 177827.941 | 8.3221 | 9901.6915 |  | 222.043
1 | 2900 | 707 | 0.035 | 15 | 15 | 7 | 2.3714e-10 | 0 | Water | Porous | Wet | R245fa | MinimizeLCOE | IgnoreSilica | 157.7117 | 35.4459 | 2.2404 | 4 | 9478.89 |  | 212.5618 |  | 114.3727 | -1.519e-05 | 8703633160.2176 | 4604698.6384 | 171493.5749 | 5956865.8591 | 7123001.7447 | 24077.0464 | 697969.1547 | 0 | 7245461.3471 | 18851204.1766 | 12866334.204 | 57541105.7458 | 3144235.0165 | 18250075.3915 |  | 1478867.319 | 4531736.1482 | 0 | 84946019.621 |  | 237137.3706 | 8.9616 | 9478.89 |  | 212.5618
1 | 2900 | 707 | 0.035 | 15 | 15 | 7 | 3.1623e-10 | 0 | Water | Porous | Wet | R245fa | MinimizeLCOE | IgnoreSilica | 164.5233 | 36.9914 | 2.3724 | 4 | 9162.9411 |  | 205.4767 |  | 114.3966 | -1.4019e-05 | 8953934166.2236 | 4746952.4597 | 176744.0801 | 6163664.6576 | 7431585.5911 | 24077.0464 | 682963.0077 | 0 | 7498134.8686 | 19508608.849 | 13315026.4013 | 59547756.9613 | 3144235.0165 | 18250075.3915 |  | 1478867.319 | 4531736.1482 | 0 | 86952670.8365 |  | 316227.766 | 9.4896 | 9162.9411 |  | 205.4767
1 | 2900 | 707 | 0.035 | 15 | 15 | 7 | 4.217e-10 | 0 | Water | Porous | Wet | R245fa | MinimizeLCOE | IgnoreSilica | 169.8971 | 38.2116 | 2.4791 | 4 | 8926.8399 |  | 200.1822 |  | 114.4154 | -1.2572e-05 | 9151944109.7585 | 4858094.9927 | 180845.3575 | 6325703.5114 | 7675152.1764 | 24077.0464 | 668428.2087 | 0 | 7695597.5043 | 20022366.1221 | 13665676.2968 | 61115941.2162 | 3144235.0165 | 18250075.3915 |  | 1478867.319 | 4531736.1482 | 0 | 88520855.0914 |  | 421696.5034 | 9.9163 | 8926.8399 |  | 200.1822
1 | 2900 | 707 | 0.035 | 15 | 15 | 7 | 5.6234e-10 | 0 | Water | Porous | Wet | R245fa | MinimizeLCOE | IgnoreSilica | 174.0628 | 39.158 | 2.5635 | 4 | 8750.3461 |  | 196.2244 |  | 114.43 | -1.1328e-05 | 9308126920.9174 | 4943624.1141 | 184000.9752 | 6450670.4468 | 7864035.8677 | 24077.0464 | 655220.8415 | 0 | 7847435.4237 | 20417417.2422 | 13935306.8038 | 62321788.7613 | 3144235.0165 | 18250075.3915 |  | 1478867.319 | 4531736.1482 | 0 | 89726702.6366 |  | 562341.3252 | 10.2541 | 8750.3461 |  | 196.2244
1 | 2900 | 707 | 0.035 | 15 | 15 | 7 | 7.4989e-10 | 0 | Water | Porous | Wet | R245fa | MinimizeLCOE | IgnoreSilica | 177.2707 | 39.8871 | 2.6296 | 4 | 8618.3477 |  | 193.2643 |  | 114.4413 | -1.0762e-05 | 9429133214.9291 | 5009127.1687 | 186417.46 | 6546532.763 | 8009533.3052 | 24077.0464 | 643921.1902 | 0 | 7963647.484 | 20719777.1847 | 14141673.6774 | 63244707.2796 | 3144235.0165 | 18250075.3915 |  | 1478867.319 | 4531736.1482 | 0 | 90649621.1549 |  | 749894.2093 | 10.5182 | 8618.3477 |  | 193.2643
1 | 2900 | 707 | 0.035 | 15 | 15 | 7 | 1e-09 | 0 | Water | Porous | Wet | R245fa | MinimizeLCOE | IgnoreSilica | 179.6996 | 40.4394 | 2.6804 | 4 | 8519.5791 |  | 191.0495 |  | 114.4499 | -9.8144e-06 | 9524279255.0255 | 5058521.8896 | 188239.5465 | 6618908.5777 | 8119726.9404 | 24077.0464 | 634380.4424 | 0 | 8051103.2327 | 20947319.1032 | 14296975.7123 | 63939252.4912 | 3144235.0165 | 18250075.3915 |  | 1478867.319 | 4531736.1482 | 0 | 91344166.3664 |  | 1000000 | 10.7217 | 8519.5791 |  | 191.0495
1 | 2900 | 707 | 0.035 | 15 | 15 | 7 | 1.3335e-09 | 0 | Water | Porous | Wet | R245fa | MinimizeLCOE | IgnoreSilica | 181.5561 | 40.8616 | 2.7195 | 4 | 8445.642 |  | 189.3915 |  | 114.4565 | -9.481e-06 | 9596178122.5027 | 5096159.8077 | 189627.8797 | 6674107.1086 | 8203964.1643 | 24077.0464 | 626779.5686 | 0 | 8117739.0744 | 21120691.8944 | 14415306.2047 | 64468452.7489 | 3144235.0165 | 18250075.3915 |  | 1478867.319 | 4531736.1482 | 0 | 91873366.6241 |  | 1333521.4322 | 10.8782 | 8445.642 |  | 189.3915
1 | 2900 | 707 | 0.035 | 15 | 15 | 7 | 1.7783e-09 | 0 | Water | Porous | Wet | R245fa | MinimizeLCOE | IgnoreSilica | 182.9787 | 41.1852 | 2.7496 | 4 | 8390.2721 |  | 188.1498 |  | 114.4615 | -9.2299e-06 | 9649492300.8448 | 5124937.0245 | 190689.3317 | 6716339.5512 | 8268528.2013 | 24077.0464 | 620904.9985 | 0 | 8168735.6999 | 21253374.6531 | 14505864.9139 | 64873451.4204 | 3144235.0165 | 18250075.3915 |  | 1478867.319 | 4531736.1482 | 0 | 92278365.2957 |  | 1778279.41 | 10.9983 | 8390.2721 |  | 188.1498
1 | 2900 | 707 | 0.035 | 15 | 15 | 7 | 2.3714e-09 | 0 | Water | Porous | Wet | R245fa | MinimizeLCOE | IgnoreSilica | 184.0387 | 41.4264 | 2.7722 | 4 | 8348.7944 |  | 187.2197 |  | 114.4653 | -8.5312e-06 | 9690843645.6246 | 5146340.9319 | 191478.7944 | 6747767.2738 | 8316638.1091 | 24077.0464 | 616188.4969 | 0 | 8206571.3545 | 21351815.265 | 14573052.6543 | 65173929.9262 | 3144235.0165 | 18250075.3915 |  | 1478867.319 | 4531736.1482 | 0 | 92578843.8015 |  | 2371373.7057 | 11.0889 | 8348.7944 |  | 187.2197
1 | 2900 | 707 | 0.035 | 15 | 15 | 7 | 3.1623e-09 | 0 | Water | Porous | Wet | R245fa | MinimizeLCOE | IgnoreSilica | 184.8398 | 41.6087 | 2.7894 | 4 | 8317.7153 |  | 186.5227 |  | 114.4682 | -8.3863e-06 | 9722679763.516 | 5162495.9866 | 192074.6458 | 6771497.0302 | 8352999.8441 | 24077.0464 | 612559.5588 | 0 | 8235124.6036 | 21426104.9622 | 14623756.8991 | 65400690.5766 | 3144235.0165 | 18250075.3915 |  | 1478867.319 | 4531736.1482 | 0 | 92805604.4519 |  | 3162277.6602 | 11.1576 | 8317.7153 |  | 186.5227
1 | 2900 | 707 | 0.035 | 15 | 15 | 7 | 4.217e-09 | 0 | Water | Porous | Wet | R245fa | MinimizeLCOE | IgnoreSilica | 185.4413 | 41.7456 | 2.8024 | 4 | 8294.4235 |  | 186.0004 |  | 114.4703 | -8.2767e-06 | 9746553788.0449 | 5174614.2189 | 192521.5989 | 6789302.2726 | 8380303.5514 | 24077.0464 | 609761.8643 | 0 | 8256526.4154 | 21481788.0865 | 14661761.7757 | 65570656.8301 | 3144235.0165 | 18250075.3915 |  | 1478867.319 | 4531736.1482 | 0 | 92975570.7053 |  | 4216965.0343 | 11.2094 | 8294.4235 |  | 186.0004
1 | 2900 | 707 | 0.035 | 15 | 15 | 7 | 5.6234e-09 | 0 | Water | Porous | Wet | R245fa | MinimizeLCOE | IgnoreSilica | 185.8823 | 41.8459 | 2.812 | 4 | 8276.9652 |  | 185.6089 |  | 114.4719 | -8.1925e-06 | 9765542704.44 | 5183492.7245 | 192849.0578 | 6802350.1812 | 8400323.0803 | 24077.0464 | 607530.9879 | 0 | 8272143.0004 | 21522419.2372 | 14689493.3709 | 65694678.6864 | 3144235.0165 | 18250075.3915 |  | 1478867.319 | 4531736.1482 | 0 | 93099592.5616 |  | 5623413.2519 | 11.248 | 8276.9652 |  | 185.6089
1 | 2900 | 707 | 0.035 | 15 | 15 | 7 | 7.4989e-09 | 0 | Water | Porous | Wet | R245fa | MinimizeLCOE | IgnoreSilica | 186.2307 | 41.9252 | 2.8194 | 4 | 8263.8779 |  | 185.3155 |  | 114.4731 | -8.1316e-06 | 9778357136.5087 | 5190503.0419 | 193107.6126 | 6812654.1859 | 8416139.145 | 24077.0464 | 605982.1511 | 0 | 8284560.6413 | 21554727.3917 | 14711544.3502 | 65793295.566 | 3144235.0165 | 18250075.3915 |  | 1478867.319 | 4531736.1482 | 0 | 93198209.4412 |  | 7498942.0933 | 11.2778 | 8263.8779 |  | 185.3155
1 | 2900 | 707 | 0.035 | 15 | 15 | 7 | 1e-08 | 0 | Water | Porous | Wet | R245fa | MinimizeLCOE | IgnoreSilica | 186.4935 | 41.9851 | 2.8251 | 4 | 8254.0665 |  | 185.0954 |  | 114.474 | -8.0861e-06 | 9787895522.7437 | 5195789.6838 | 193302.5935 | 6820425.6251 | 8428071.6907 | 24077.0464 | 604818.9776 | 0 | 8293929.3907 | 21579102.9557 | 14728181.1735 | 65867699.137 | 3144235.0165 | 18250075.3915 |  | 1478867.319 | 4531736.1482 | 0 | 93272613.0122 |  | 10000000 | 11.3002 | 8254.0665 |  | 185.0954
1 | 3000 | 707 | 0.035 | 15 | 15 | 7 | 1e-13 | 0 | Water | Porous | Wet | R245fa | MinimizeLCOE | IgnoreSilica | 0 | 0 | 0 | 4 |  |  |  |  | 0 | 0 | 8735349010.7893 | 3254.156 | 71.3743 | 3333.6324 | 25536.8314 | 24077.0464 | 19693.9932 | 0 | 29627.1431 | 77083.749 | 52611.2426 | 235289.1683 | 3144235.0165 | 19002209.6822 |  | 1478867.319 | 4682163.0063 | 0 |  |  | 100 | 0
1 | 3000 | 707 | 0.035 | 15 | 15 | 7 | 1.3335e-13 | 0 | Water | Porous | Wet | R245fa | MinimizeLCOE | IgnoreSilica | 0 | 0 | 0 | 4 |  |  |  |  | 0 | 0 | 5693077653.8373 | 3257.023 | 71.4431 | 3336.4999 | 25538.077 | 24077.0464 | 17270.6497 | 0 | 28684.7883 | 74631.935 | 50937.8292 | 227805.2917 | 3144235.0165 | 19002209.6822 |  | 1478867.319 | 4682163.0063 | 0 |  |  | 133.3521 | 0
1 | 3000 | 707 | 0.035 | 15 | 15 | 7 | 1.7783e-13 | 0 | Water | Porous | Wet | R245fa | MinimizeLCOE | IgnoreSilica | 0 | 0 | 0 | 4 |  |  |  |  | 0 | 0 | 3412861207.4968 | 3259.1834 | 71.495 | 3338.6602 | 25539.0153 | 24077.0464 | 15113.1915 | 0 | 27845.4508 | 72448.1511 | 49447.3518 | 221139.5455 | 3144235.0165 | 19002209.6822 |  | 1478867.319 | 4682163.0063 | 0 |  |  | 177.8279 | 0
1 | 3000 | 707 | 0.035 | 15 | 15 | 7 | 2.3714e-13 | 0 | Water | Porous | Wet | R245fa | MinimizeLCOE | IgnoreSilica | 0 | 0 | 0 | 4 |  |  |  |  | 0 | 0 | 1703596013.0158 | 3260.8092 | 71.534 | 3340.2859 | 25539.7214 | 24077.0464 | 13145.7536 | 0 | 27079.7087 | 70455.8472 | 48087.5634 | 215058.2698 | 3144235.0165 | 19002209.6822 |  | 1478867.319 | 4682163.0063 | 0 |  |  | 237.1374 | 0
1 | 3000 | 707 | 0.035 | 15 | 15 | 7 | 3.1623e-13 | 0 | Water | Porous | Wet | R245fa | MinimizeLCOE | IgnoreSilica | 0.8806 | 0.11778 | 0.00053548 | 4 | 13595993.3377 |  | 304886.8421 |  | 87.6516 | -3.0981e-05 | 157730749.408 | 71301.1187 | 2244.588 | 63129.1831 | 52716.9044 | 24077.0464 | 49324.9058 | 0 | 102489.5611 | 266656.8144 | 181998.7551 | 813938.8769 | 3144235.0165 | 19002209.6822 |  | 1478867.319 | 4682163.0063 | 0 | 29121413.9008 |  | 316.2278 | 0.0021419 | 13595993.3377 |  | 304886.8421
1 | 3000 | 707 | 0.035 | 15 | 15 | 7 | 4.217e-13 | 0 | Water | Porous | Wet | R245fa | MinimizeLCOE | IgnoreSilica | 1.3585 | 0.22097 | 0.0031378 | 4 | 2351792.7885 |  | 52738.381 |  | 96.6606 | -3.8298e-05 | 76461237.5807 | 117593.2528 | 3938.7099 | 103767.3826 | 73788.2802 | 24077.0464 | 67627.4934 | 0 | 152408.9444 | 396536.81 | 270644.5209 | 1210382.4405 | 3144235.0165 | 19002209.6822 |  | 1478867.319 | 4682163.0063 | 0 | 29517857.4645 |  | 421.6965 | 0.012551 | 2351792.7885 |  | 52738.381
1 | 3000 | 707 | 0.035 | 15 | 15 | 7 | 5.6234e-13 | 0 | Water | Porous | Wet | R245fa | MinimizeLCOE | IgnoreSilica | 1.9263 | 0.34932 | 0.0073749 | 4 | 1015355.1734 |  | 22769.0927 |  | 102.2166 | -4.2171e-05 | 49543032.3513 | 167534.1672 | 5828.3678 | 149112.0438 | 99486.2214 | 24077.0464 | 85070.1584 | 0 | 207132.122 | 538915.2927 | 367820.7609 | 1644976.1805 | 3144235.0165 | 19002209.6822 |  | 1478867.319 | 4682163.0063 | 0 | 29952451.2045 |  | 562.3413 | 0.029499 | 1015355.1734 |  | 22769.0927
1 | 3000 | 707 | 0.035 | 15 | 15 | 7 | 7.4989e-13 | 0 | Water | Porous | Wet | R245fa | MinimizeLCOE | IgnoreSilica | 2.6304 | 0.51201 | 0.013603 | 4 | 559673.554 |  | 12550.5433 |  | 106.0488 | -4.4105e-05 | 269304823.1738 | 223727.967 | 7988.4922 | 201939.2756 | 131784.5435 | 24077.0464 | 102940.2721 | 0 | 270058.4627 | 702636.7235 | 479564.0015 | 2144716.7845 | 3144235.0165 | 19002209.6822 |  | 1478867.319 | 4682163.0063 | 0 | 30452191.8085 |  | 749.8942 | 0.054411 | 559673.554 |  | 12550.5433
1 | 3000 | 707 | 0.035 | 15 | 15 | 7 | 1e-12 | 0 | Water | Porous | Wet | R245fa | MinimizeLCOE | IgnoreSilica | 3.6903 | 0.75994 | 0.022375 | 4 | 348193.5129 |  | 7808.1548 |  | 109.222 | -4.734e-05 | 196607684.2302 | 300091.1473 | 10948.1441 | 276369.6828 | 180801.3619 | 24077.0464 | 129620.503 | 0 | 359544.0753 | 935459.9313 | 638470.6249 | 2855382.5169 | 3144235.0165 | 19002209.6822 |  | 1478867.319 | 4682163.0063 | 0 | 31162857.5408 |  | 1000 | 0.089499 | 348193.5129 |  | 7808.1548
1 | 3000 | 707 | 0.035 | 15 | 15 | 7 | 1.3335e-12 | 0 | Water | Porous | Wet | R245fa | MinimizeLCOE | IgnoreSilica | 4.7816 | 1.0169 | 0.034346 | 4 | 231692.7563 |  | 5195.6537 |  | 111.0856 | -4.6315e-05 | 668980070.1593 | 371618.6024 | 13728.8431 | 348449.0662 | 231494.152 | 24077.0464 | 148272.8641 | 0 | 443679.8239 | 1154363.8906 | 787877.0751 | 3523561.3637 | 3144235.0165 | 19002209.6822 |  | 1478867.319 | 4682163.0063 | 0 | 31831036.3877 |  | 1333.5214 | 0.13738 | 231692.7563 |  | 5195.6537
1 | 3000 | 707 | 0.035 | 15 | 15 | 7 | 1.7783e-12 | 0 | Water | Porous | Wet | R245fa | MinimizeLCOE | IgnoreSilica | 6.346 | 1.3864 | 0.050574 | 4 | 161867.7069 |  | 3629.8439 |  | 112.6769 | -4.6434e-05 | 971827055.1602 | 465595.4532 | 17384.1601 | 446043.9138 | 304332.6978 | 24077.0464 | 175397.4837 | 0 | 558803.9944 | 1453893.367 | 992312.0975 | 4437840.2139 | 3144235.0165 | 19002209.6822 |  | 1478867.319 | 4682163.0063 | 0 | 32745315.2378 |  | 1778.2794 | 0.2023 | 161867.7069 |  | 3629.8439
1 | 3000 | 707 | 0.035 | 15 | 15 | 7 | 2.3714e-12 | 0 | Water | Porous | Wet | R245fa | MinimizeLCOE | IgnoreSilica | 8.3554 | 1.8623 | 0.072313 | 4 | 117033.602 |  | 2624.45 |  | 113.869 | -4.6068e-05 | 1254420907.2123 | 576083.9815 | 21676.6959 | 564340.4637 | 398052.8312 | 24077.0464 | 205945.1235 | 0 | 698168.6954 | 1816491.7314 | 1239792.9318 | 5544629.5008 | 3144235.0165 | 19002209.6822 |  | 1478867.319 | 4682163.0063 | 0 | 33852104.5247 |  | 2371.3737 | 0.28925 | 117033.602 |  | 2624.45
1 | 3000 | 707 | 0.035 | 15 | 15 | 7 | 3.1623e-12 | 0 | Water | Porous | Wet | R245fa | MinimizeLCOE | IgnoreSilica | 10.9714 | 2.4825 | 0.10131 | 4 | 86905.7273 |  | 1948.8398 |  | 114.7797 | -4.5515e-05 | 1592090467.8154 | 708082.2842 | 26795.1345 | 709832.5003 | 520177.5709 | 24077.0464 | 241559.1315 | 0 | 869904.2305 | 2263312.3657 | 1544757.196 | 6908497.46 | 3144235.0165 | 19002209.6822 |  | 1478867.319 | 4682163.0063 | 0 | 35215972.484 |  | 3162.2777 | 0.40522 | 86905.7273 |  | 1948.8398
1 | 3000 | 707 | 0.035 | 15 | 15 | 7 | 4.217e-12 | 0 | Water | Porous | Wet | R245fa | MinimizeLCOE | IgnoreSilica | 14.3212 | 3.2773 | 0.13972 | 4 | 65975.5073 |  | 1479.4847 |  | 115.4676 | -4.4642e-05 | 1998283157.1393 | 863581.4653 | 32810.6553 | 886060.7312 | 676653.1128 | 24077.0464 | 281717.728 | 0 | 1078311.2882 | 2805544.7798 | 1914841.9604 | 8563598.7673 | 3144235.0165 | 19002209.6822 |  | 1478867.319 | 4682163.0063 | 0 | 36871073.7913 |  | 4216.965 | 0.55886 | 65975.5073 |  | 1479.4847
1 | 3000 | 707 | 0.035 | 15 | 15 | 7 | 5.6234e-12 | 0 | Water | Porous | Wet | R245fa | MinimizeLCOE | IgnoreSilica | 18.5935 | 4.2915 | 0.19033 | 4 | 51065.6836 |  | 1145.1355 |  | 115.9899 | -4.3511e-05 | 2460564305.8661 | 1046530.6574 | 39869.5609 | 1098977.7915 | 876293.4252 | 24077.0464 | 326826.1077 | 0 | 1330904.0898 | 3462739.4356 | 2363390.817 | 10569608.9315 | 3144235.0165 | 19002209.6822 |  | 1478867.319 | 4682163.0063 | 0 | 38877083.9555 |  | 5623.4133 | 0.76132 | 51065.6836 |  | 1145.1355
1 | 3000 | 707 | 0.035 | 15 | 15 | 7 | 7.4989e-12 | 0 | Water | Porous | Wet | R245fa | MinimizeLCOE | IgnoreSilica | 24.0265 | 5.5815 | 0.25666 | 4 | 40235.1705 |  | 902.2639 |  | 116.389 | -4.2192e-05 | 2959152756.3806 | 1261664.3258 | 48148.7638 | 1355759.5529 | 1130200.0593 | 24077.0464 | 377466.9638 | 0 | 1636953.5177 | 4259017.2676 | 2906866.7992 | 13000154.2965 | 3144235.0165 | 19002209.6822 |  | 1478867.319 | 4682163.0063 | 0 | 41307629.3205 |  | 7498.9421 | 1.0267 | 40235.1705 |  | 902.2639
1 | 3000 | 707 | 0.035 | 15 | 15 | 7 | 1e-11 | 0 | Water | Porous | Wet | R245fa | MinimizeLCOE | IgnoreSilica | 30.8009 | 7.1904 | 0.34267 | 4 | 32247.0262 |  | 723.1317 |  | 116.6921 | -4.0587e-05 | 3526344543.9326 | 1510411.8166 | 57694.8724 | 1659951.2222 | 1446859.4503 | 24077.0464 | 432121.0793 | 0 | 2001135.04 | 5206542.8848 | 3553572.5027 | 15892365.9147 | 3144235.0165 | 19002209.6822 |  | 1478867.319 | 4682163.0063 | 0 | 44199840.9386 |  | 10000 | 1.3707 | 32247.0262 |  | 723.1317
1 | 3000 | 707 | 0.035 | 15 | 15 | 7 | 1.3335e-11 | 0 | Water | Porous | Wet | R245fa | MinimizeLCOE | IgnoreSilica | 39.166 | 9.1775 | 0.45293 | 4 | 26283.0751 |  | 589.3916 |  | 116.9247 | -3.876e-05 | 4143019150.0727 | 1796119.1534 | 68628.943 | 2017472.5095 | 1837944.2881 | 24077.0464 | 490425.2724 | 0 | 2431520.2129 | 6326316.8207 | 4317841.2229 | 19310345.4692 | 3144235.0165 | 19002209.6822 |  | 1478867.319 | 4682163.0063 | 0 | 47617820.4932 |  | 13335.2143 | 1.8117 | 26283.0751 |  | 589.3916
1 | 3000 | 707 | 0.035 | 15 | 15 | 7 | 1.7783e-11 | 0 | Water | Porous | Wet | R245fa | MinimizeLCOE | IgnoreSilica | 49.2929 | 11.584 | 0.59192 | 4 | 21788.2923 |  | 488.5972 |  | 117.1043 | -3.6711e-05 | 4794824915.7943 | 2118941.9291 | 80949.4934 | 2430319.4181 | 2311512.5758 | 24077.0464 | 550585.915 | 0 | 2931390.6873 | 7626877.2575 | 5205500.4449 | 23280154.7674 | 3144235.0165 | 19002209.6822 |  | 1478867.319 | 4682163.0063 | 0 | 51587629.7914 |  | 17782.7941 | 2.3677 | 21788.2923 |  | 488.5972
1 | 3000 | 707 | 0.035 | 15 | 15 | 7 | 2.3714e-11 | 0 | Water | Porous | Wet | R245fa | MinimizeLCOE | IgnoreSilica | 61.2466 | 14.4259 | 0.76308 | 4 | 18377.992 |  | 412.122 |  | 117.2448 | -3.4461e-05 | 5468652726.311 | 2476023.9606 | 94541.7802 | 2896340.8051 | 2870680.453 | 24077.0464 | 610113.2122 | 0 | 3498993.1304 | 9103662.3832 | 6213436.6381 | 27787869.4092 | 3144235.0165 | 19002209.6822 |  | 1478867.319 | 4682163.0063 | 0 | 56095344.4332 |  | 23713.7371 | 3.0523 | 18377.992 |  | 412.122
1 | 3000 | 707 | 0.035 | 15 | 15 | 7 | 3.1623e-11 | 0 | Water | Porous | Wet | R245fa | MinimizeLCOE | IgnoreSilica | 74.8741 | 17.6676 | 0.9672 | 4 | 15780.7596 |  | 353.8797 |  | 117.3567 | -3.2036e-05 | 6147807840.9363 | 2859339.589 | 109097.1684 | 3406000.9816 | 3508402.0155 | 24077.0464 | 665459.6641 | 0 | 4123226.8213 | 10727790.3989 | 7321937.3813 | 32745331.0664 | 3144235.0165 | 19002209.6822 |  | 1478867.319 | 4682163.0063 | 0 | 61052806.0904 |  | 31622.7766 | 3.8688 | 15780.7596 |  | 353.8797
1 | 3000 | 707 | 0.035 | 15 | 15 | 7 | 4.217e-11 | 0 | Water | Porous | Wet | R245fa | MinimizeLCOE | IgnoreSilica | 89.6802 | 21.1923 | 1.2003 | 4 | 13801.3931 |  | 309.4929 |  | 117.4476 | -2.9465e-05 | 6821811731.8466 | 3253806.1903 | 124043.3858 | 3939307.6262 | 4201648.1563 | 24077.0464 | 711888.7706 | 0 | 4779360.7585 | 12434916.312 | 8487085.8949 | 37956134.1411 | 3144235.0165 | 19002209.6822 |  | 1478867.319 | 4682163.0063 | 0 | 66263609.165 |  | 42169.6503 | 4.8012 | 13801.3931 |  | 309.4929
1 | 3000 | 707 | 0.035 | 15 | 15 | 7 | 5.6234e-11 | 0 | Water | Porous | Wet | R245fa | MinimizeLCOE | IgnoreSilica | 104.9855 | 24.8394 | 1.4536 | 4 | 12296.04 |  | 275.7357 |  | 117.5232 | -2.6856e-05 | 7460867413.63 | 3642642.326 | 138748.918 | 4472684.3637 | 4918744.8974 | 24077.0464 | 746418.2394 | 0 | 5437893.1584 | 14148282.533 | 9656493.5469 | 43185985.0291 | 3144235.0165 | 19002209.6822 |  | 1478867.319 | 4682163.0063 | 0 | 71493460.0531 |  | 56234.1325 | 5.8143 | 12296.04 |  | 275.7357
1 | 3000 | 707 | 0.035 | 15 | 15 | 7 | 7.4989e-11 | 0 | Water | Porous | Wet | R245fa | MinimizeLCOE | IgnoreSilica | 119.8628 | 28.3884 | 1.7131 | 4 | 11155.6681 |  | 250.1631 |  | 117.5869 | -2.4295e-05 | 8055650552.4878 | 4005689.705 | 152458.5246 | 4976806.2319 | 5616332.968 | 24077.0464 | 766434.6803 | 0 | 6061301.6709 | 15770263.6036 | 10763528.956 | 48136893.3865 | 3144235.0165 | 19002209.6822 |  | 1478867.319 | 4682163.0063 | 0 | 76444368.4105 |  | 74989.4209 | 6.8525 | 11155.6681 |  | 250.1631
1 | 3000 | 707 | 0.035 | 15 | 15 | 7 | 1e-10 | 0 | Water | Porous | Wet | R245fa | MinimizeLCOE | IgnoreSilica | 133.5829 | 31.6654 | 1.9646 | 4 | 10295.6371 |  | 230.8772 |  | 117.6408 | -2.191e-05 | 8585029890.8179 | 4329632.6114 | 164677.3709 | 5431127.4768 | 6260198.7392 | 24077.0464 | 773086.1768 | 0 | 6623291.7744 | 17232446.573 | 11761498.8775 | 52600036.6464 | 3144235.0165 | 19002209.6822 |  | 1478867.319 | 4682163.0063 | 0 | 80907511.6704 |  | 100000 | 7.8584 | 10295.6371 |  | 230.8772
1 | 3000 | 707 | 0.035 | 15 | 15 | 7 | 1.3335e-10 | 0 | Water | Porous | Wet | R245fa | MinimizeLCOE | IgnoreSilica | 145.6117 | 34.5419 | 2.1956 | 4 | 9649.5386 |  | 216.3886 |  | 117.6859 | -1.978e-05 | 9043439923.2273 | 4606271.4324 | 175103.1479 | 5822180.9401 | 6825166.7796 | 24077.0464 | 768854.8012 | 0 | 7106445.1175 | 18489512.4634 | 12619472.1778 | 56437083.9061 | 3144235.0165 | 19002209.6822 |  | 1478867.319 | 4682163.0063 | 0 | 84744558.9301 |  | 133352.1432 | 8.7822 | 9649.5386 |  | 216.3886
1 | 3000 | 707 | 0.035 | 15 | 15 | 7 | 1.7783e-10 | 0 | Water | Porous | Wet | R245fa | MinimizeLCOE | IgnoreSilica | 155.7313 | 36.9645 | 2.3981 | 4 | 9165.4669 |  | 205.5334 |  | 117.723 | -1.7951e-05 | 9431727370.1891 | 4834287.8704 | 183691.3523 | 6146481.0145 | 7300839.5424 | 24077.0464 | 757311.8956 | 0 | 7506208.6014 | 19529615.0458 | 13329363.5622 | 59611875.9311 | 3144235.0165 | 19002209.6822 |  | 1478867.319 | 4682163.0063 | 0 | 87919350.955 |  | 177827.941 | 9.5925 | 9165.4669 |  | 205.5334
1 | 3000 | 707 | 0.035 | 15 | 15 | 7 | 2.3714e-10 | 0 | Water | Porous | Wet | R245fa | MinimizeLCOE | IgnoreSilica | 163.9728 | 38.9395 | 2.5692 | 4 | 8803.3338 |  | 197.4126 |  | 117.753 | -1.6429e-05 | 9749678893.3786 | 5017097.857 | 190574.0251 | 6407702.0219 | 7688497.9613 | 24077.0464 | 741903.5482 | 0 | 7827242.4593 | 20364879.2909 | 13899448.5725 | 62161422.7825 | 3144235.0165 | 19002209.6822 |  | 1478867.319 | 4682163.0063 | 0 | 90468897.8064 |  | 237137.3706 | 10.2767 | 8803.3338 |  | 197.4126
1 | 3000 | 707 | 0.035 | 15 | 15 | 7 | 3.1623e-10 | 0 | Water | Porous | Wet | R245fa | MinimizeLCOE | IgnoreSilica | 170.5498 | 40.517 | 2.7096 | 4 | 8532.5809 |  | 191.3411 |  | 117.7769 | -1.4673e-05 | 10006340771.0575 | 5161264.7348 | 196000.2825 | 6614433.1142 | 7998047.0351 | 24077.0464 | 725593.7347 | 0 | 8080572.2196 | 21023991.3621 | 14349306.1045 | 64173285.6338 | 3144235.0165 | 19002209.6822 |  | 1478867.319 | 4682163.0063 | 0 | 92480760.6578 |  | 316227.766 | 10.8385 | 8532.5809 |  | 191.3411
1 | 3000 | 707 | 0.035 | 15 | 15 | 7 | 4.217e-10 | 0 | Water | Porous | Wet | R245fa | MinimizeLCOE | IgnoreSilica | 175.6971 | 41.7524 | 2.8223 | 4 | 8330.1501 |  | 186.8016 |  | 117.7957 | -1.3175e-05 | 10210573785.856 | 5273086.7549 | 200208.3103 | 6775208.5534 | 8240423.2152 | 24077.0464 | 709992.9098 | 0 | 8276968.7481 | 21534974.8427 | 14698062.8296 | 65733003.2103 | 3144235.0165 | 19002209.6822 |  | 1478867.319 | 4682163.0063 | 0 | 94040478.2342 |  | 421696.5034 | 11.2892 | 8330.1501 |  | 186.8016
1 | 3000 | 707 | 0.035 | 15 | 15 | 7 | 5.6234e-10 | 0 | Water | Porous | Wet | R245fa | MinimizeLCOE | IgnoreSilica | 179.6802 | 42.7089 | 2.9112 | 4 | 8178.7559 |  | 183.4066 |  | 117.8102 | -1.2412e-05 | 10370648904.4423 | 5359038.8883 | 203442.3891 | 6899034.5085 | 8428054.3574 | 24077.0464 | 696115.6627 | 0 | 8427807.5124 | 21927426.3663 | 14965919.0586 | 66930915.7897 | 3144235.0165 | 19002209.6822 |  | 1478867.319 | 4682163.0063 | 0 | 95238390.8137 |  | 562341.3252 | 11.6446 | 8178.7559 |  | 183.4066
1 | 3000 | 707 | 0.035 | 15 | 15 | 7 | 7.4989e-10 | 0 | Water | Porous | Wet | R245fa | MinimizeLCOE | IgnoreSilica | 182.7398 | 43.444 | 2.9804 | 4 | 8065.4851 |  | 180.8665 |  | 117.8214 | -1.1304e-05 | 10494463569.1597 | 5424731.2277 | 205913.9368 | 6993814.2409 | 8572226.9664 | 24077.0464 | 684370.5851 | 0 | 8543002.2613 | 22227139.4731 | 15170479.4125 | 67845755.1501 | 3144235.0165 | 19002209.6822 |  | 1478867.319 | 4682163.0063 | 0 | 96153230.1741 |  | 749894.2093 | 11.9216 | 8065.4851 |  | 180.8665
1 | 3000 | 707 | 0.035 | 15 | 15 | 7 | 1e-09 | 0 | Water | Porous | Wet | R245fa | MinimizeLCOE | IgnoreSilica | 185.0781 | 44.006 | 3.0339 | 4 | 7980.7024 |  | 178.9653 |  | 117.83 | -1.0852e-05 | 10589221524.0155 | 5474747.9555 | 207795.6172 | 7066057.2424 | 8682437.0077 | 24077.0464 | 674770.5564 | 0 | 8630655.316 | 22455194.7413 | 15326131.8191 | 68541867.3019 | 3144235.0165 | 19002209.6822 |  | 1478867.319 | 4682163.0063 | 0 | 96849342.3259 |  | 1000000 | 12.1354 | 7980.7024 |  | 178.9653
1 | 3000 | 707 | 0.035 | 15 | 15 | 7 | 1.3335e-09 | 0 | Water | Porous | Wet | R245fa | MinimizeLCOE | IgnoreSilica | 186.8445 | 44.4306 | 3.0747 | 4 | 7917.2185 |  | 177.5417 |  | 117.8365 | -9.9907e-06 | 10662488927.7816 | 5512426.357 | 209213.0579 | 7120524.1985 | 8765709.7736 | 24077.0464 | 666989.5467 | 0 | 8696586.5922 | 22626734.3978 | 15443211.1594 | 69065472.1294 | 3144235.0165 | 19002209.6822 |  | 1478867.319 | 4682163.0063 | 0 | 97372947.1534 |  | 1333521.4322 | 12.2989 | 7917.2185 |  | 177.5417
1 | 3000 | 707 | 0.035 | 15 | 15 | 7 | 1.7783e-09 | 0 | Water | Porous | Wet | R245fa | MinimizeLCOE | IgnoreSilica | 188.1797 | 44.7517 | 3.1058 | 4 | 7869.6668 |  | 176.4754 |  | 117.8415 | -9.7282e-06 | 10719739967.707 | 5540846.9298 | 210282.1898 | 7161633.7823 | 8828663.2727 | 24077.0464 | 660842.861 | 0 | 8746274.972 | 22756013.3695 | 15531446.714 | 69460081.1375 | 3144235.0165 | 19002209.6822 |  | 1478867.319 | 4682163.0063 | 0 | 97767556.1615 |  | 1778279.41 | 12.4233 | 7869.6668 |  | 176.4754
1 | 3000 | 707 | 0.035 | 15 | 15 | 7 | 2.3714e-09 | 0 | Water | Porous | Wet | R245fa | MinimizeLCOE | IgnoreSilica | 189.1855 | 44.9935 | 3.1294 | 4 | 7834.0398 |  | 175.6764 |  | 117.8452 | -9.5289e-06 | 10760954081.0775 | 5562220.9136 | 211086.2228 | 7192565.0199 | 8876087.8622 | 24077.0464 | 656038.9059 | 0 | 8783609.6286 | 22853150.4876 | 15597744.7931 | 69756580.8801 | 3144235.0165 | 19002209.6822 |  | 1478867.319 | 4682163.0063 | 0 | 98064055.9041 |  | 2371373.7057 | 12.5177 | 7834.0398 |  | 175.6764
1 | 3000 | 707 | 0.035 | 15 | 15 | 7 | 3.1623e-09 | 0 | Water | Porous | Wet | R245fa | MinimizeLCOE | IgnoreSilica | 189.936 | 45.174 | 3.1472 | 4 | 7807.3414 |  | 175.0777 |  | 117.848 | -9.3772e-06 | 10793832734.334 | 5578151.5481 | 211685.4809 | 7215626.9329 | 8911479.1796 | 24077.0464 | 652268.7541 | 0 | 8811382.6873 | 22925410.2893 | 15647063.5925 | 69977145.511 | 3144235.0165 | 19002209.6822 |  | 1478867.319 | 4682163.0063 | 0 | 98284620.535 |  | 3162277.6602 | 12.5887 | 7807.3414 |  | 175.0777
1 | 3000 | 707 | 0.035 | 15 | 15 | 7 | 4.217e-09 | 0 | Water | Porous | Wet | R245fa | MinimizeLCOE | IgnoreSilica | 190.5233 | 45.3153 | 3.1608 | 4 | 7787.3309 |  | 174.629 |  | 117.8501 | -9.2665e-06 | 10816583973.4561 | 5590607.6309 | 212154.0335 | 7233663.5841 | 8939177.6713 | 24077.0464 | 649583.651 | 0 | 8833212.8107 | 22982207.7923 | 15685829.0554 | 70150513.2755 | 3144235.0165 | 19002209.6822 |  | 1478867.319 | 4682163.0063 | 0 | 98457988.2994 |  | 4216965.0343 | 12.6434 | 7787.3309 |  | 174.629
1 | 3000 | 707 | 0.035 | 15 | 15 | 7 | 5.6234e-09 | 0 | Water | Porous | Wet | R245fa | MinimizeLCOE | IgnoreSilica | 190.9519 | 45.4184 | 3.171 | 4 | 7772.331 |  | 174.2926 |  | 117.8517 | -9.1809e-06 | 10834921895.3428 | 5599691.4976 | 212495.7316 | 7246819.8391 | 8959392.0212 | 24077.0464 | 647420.846 | 0 | 8849059.8229 | 23023438.4675 | 15713969.8384 | 70276365.1108 | 3144235.0165 | 19002209.6822 |  | 1478867.319 | 4682163.0063 | 0 | 98583840.1347 |  | 5623413.2519 | 12.6839 | 7772.331 |  | 174.2926
1 | 3000 | 707 | 0.035 | 15 | 15 | 7 | 7.4989e-09 | 0 | Water | Porous | Wet | R245fa | MinimizeLCOE | IgnoreSilica | 191.266 | 45.494 | 3.1785 | 4 | 7761.086 |  | 174.0405 |  | 117.8529 | -9.1153e-06 | 10849447696.2012 | 5606345.6723 | 212746.0324 | 7256458.5594 | 8974207.3982 | 24077.0464 | 645709.1973 | 0 | 8860622.1233 | 23053521.2014 | 15734501.9224 | 70368189.1532 | 3144235.0165 | 19002209.6822 |  | 1478867.319 | 4682163.0063 | 0 | 98675664.1771 |  | 7498942.0933 | 12.7142 | 7761.086 |  | 174.0405
1 | 3000 | 707 | 0.035 | 15 | 15 | 7 | 1e-08 | 0 | Water | Porous | Wet | R245fa | MinimizeLCOE | IgnoreSilica | 191.5024 | 45.5509 | 3.1842 | 4 | 7752.6554 |  | 173.8514 |  | 117.8538 | -9.0661e-06 | 10860330066.4482 | 5611350.1379 | 212934.2774 | 7263708.4112 | 8985354.0581 | 24077.0464 | 644418.5149 | 0 | 8869318.5539 | 23076147.5298 | 15749944.8565 | 70437253.3861 | 3144235.0165 | 19002209.6822 |  | 1478867.319 | 4682163.0063 | 0 | 98744728.4101 |  | 10000000 | 12.7369 | 7752.6554 |  | 173.8514
1 | 3100 | 707 | 0.035 | 15 | 15 | 7 | 1e-13 | 0 | Water | Porous | Wet | R245fa | MinimizeLCOE | IgnoreSilica | 0 | 0 | 0 | 4 |  |  |  |  | 0 | 0 | 8181338481.3259 | 3296.3197 | 72.3872 | 3375.7632 | 25555.1106 | 24077.0464 | 19328.4466 | 0 | 29524.9788 | 76817.9383 | 52429.8214 | 234477.8122 | 3144235.0165 | 19766064.1545 |  | 1478867.319 | 4834933.9008 | 0 |  |  | 100 | 0
1 | 3100 | 707 | 0.035 | 15 | 15 | 7 | 1.3335e-13 | 0 | Water | Porous | Wet | R245fa | MinimizeLCOE | IgnoreSilica | 0 | 0 | 0 | 4 |  |  |  |  | 0 | 0 | 5234945638.1012 | 3299.1218 | 72.4546 | 3378.5617 | 25556.3231 | 24077.0464 | 16921.5053 | 0 | 28588.955 | 74382.5965 | 50767.6505 | 227044.2148 | 3144235.0165 | 19766064.1545 |  | 1478867.319 | 4834933.9008 | 0 |  |  | 133.3521 | 0
1 | 3100 | 707 | 0.035 | 15 | 15 | 7 | 1.7783e-13 | 0 | Water | Porous | Wet | R245fa | MinimizeLCOE | IgnoreSilica | 0 | 0 | 0 | 4 |  |  |  |  | 0 | 0 | 3026694735.603 | 3301.2329 | 72.5054 | 3380.6698 | 25557.2363 | 24077.0464 | 14766.8299 | 0 | 27750.653 | 72201.5068 | 49279.012 | 220386.6924 | 3144235.0165 | 19766064.1545 |  | 1478867.319 | 4834933.9008 | 0 |  |  | 177.8279 | 0
1 | 3100 | 707 | 0.035 | 15 | 15 | 7 | 2.3714e-13 | 0 | Water | Porous | Wet | R245fa | MinimizeLCOE | IgnoreSilica | 0 | 0 | 0 | 4 |  |  |  |  | 0 | 0 | 1371434271.0549 | 3302.8215 | 72.5436 | 3382.2561 | 25557.9234 | 24077.0464 | 12784.2838 | 0 | 26978.9812 | 70193.7748 | 47908.6937 | 214258.3244 | 3144235.0165 | 19766064.1545 |  | 1478867.319 | 4834933.9008 | 0 |  |  | 237.1374 | 0
1 | 3100 | 707 | 0.035 | 15 | 15 | 7 | 3.1623e-13 | 0 | Water | Porous | Wet | R245fa | MinimizeLCOE | IgnoreSilica | 1.0269 | 0.15441 | 0.001317 | 4 | 5730622.9431 |  | 128507.825 |  | 92.8932 | -3.6483e-05 | 31686202.169 | 89407.531 | 2915.6064 | 78106.3479 | 59901.6544 | 24077.0464 | 57258.2776 | 0 | 121549.9209 | 316247.9608 | 215845.7315 | 965310.0769 | 3144235.0165 | 19766064.1545 |  | 1478867.319 | 4834933.9008 | 0 | 30189410.4677 |  | 316.2278 | 0.0052681 | 5730622.9431 |  | 128507.825
1 | 3100 | 707 | 0.035 | 15 | 15 | 7 | 4.217e-13 | 0 | Water | Porous | Wet | R245fa | MinimizeLCOE | IgnoreSilica | 1.5437 | 0.27382 | 0.0047366 | 4 | 1616453.8666 |  | 36248.5846 |  | 101.0565 | -4.3659e-05 | 67540724.3467 | 140491.2157 | 4843.3435 | 122815.6855 | 83676.7331 | 24077.0464 | 76779.6076 | 0 | 176546.6164 | 459338.0812 | 313507.6788 | 1402076.0082 | 3144235.0165 | 19766064.1545 |  | 1478867.319 | 4834933.9008 | 0 | 30626176.3989 |  | 421.6965 | 0.018947 | 1616453.8666 |  | 36248.5846
1 | 3100 | 707 | 0.035 | 15 | 15 | 7 | 5.6234e-13 | 0 | Water | Porous | Wet | R245fa | MinimizeLCOE | IgnoreSilica | 2.1551 | 0.42055 | 0.010077 | 4 | 771635.7828 |  | 17303.7447 |  | 106.188 | -4.7224e-05 | 196027496.0047 | 195353.2059 | 6972.5033 | 172508.6821 | 112465.4863 | 24077.0464 | 95220.9998 | 0 | 236573.1903 | 615514.9134 | 420101.5759 | 1878787.6035 | 3144235.0165 | 19766064.1545 |  | 1478867.319 | 4834933.9008 | 0 | 31102887.9943 |  | 562.3413 | 0.040308 | 771635.7828 |  | 17303.7447
1 | 3100 | 707 | 0.035 | 15 | 15 | 7 | 7.4989e-13 | 0 | Water | Porous | Wet | R245fa | MinimizeLCOE | IgnoreSilica | 2.9593 | 0.6172 | 0.0178 | 4 | 445069.3306 |  | 9980.5714 |  | 109.9527 | -4.9765e-05 | 425736756.8852 | 260803.9878 | 9548.1241 | 233878.0424 | 150806.0426 | 24077.0464 | 116452.2151 | 0 | 310270.5288 | 807260.2707 | 550971.7223 | 2464067.9803 | 3144235.0165 | 19766064.1545 |  | 1478867.319 | 4834933.9008 | 0 | 31688168.3711 |  | 749.8942 | 0.071198 | 445069.3306 |  | 9980.5714
1 | 3100 | 707 | 0.035 | 15 | 15 | 7 | 1e-12 | 0 | Water | Porous | Wet | R245fa | MinimizeLCOE | IgnoreSilica | 3.9922 | 0.87236 | 0.028559 | 4 | 283533.7538 |  | 6358.1754 |  | 112.6872 | -5.1139e-05 | 602989627.6227 | 337101.8268 | 12570.7797 | 307899.4057 | 200405.4363 | 24077.0464 | 139971.4197 | 0 | 398590.1067 | 1037049.6955 | 707807.7265 | 3165473.4433 | 3144235.0165 | 19766064.1545 |  | 1478867.319 | 4834933.9008 | 0 | 32389573.8341 |  | 1000 | 0.11424 | 283533.7538 |  | 6358.1754
1 | 3100 | 707 | 0.035 | 15 | 15 | 7 | 1.3335e-12 | 0 | Water | Porous | Wet | R245fa | MinimizeLCOE | IgnoreSilica | 5.3152 | 1.2011 | 0.043231 | 4 | 192171.3722 |  | 4309.3963 |  | 114.7019 | -5.1607e-05 | 882292217.9155 | 426110.8984 | 16104.6677 | 397139.0565 | 264211.5117 | 24077.0464 | 166074.4792 | 0 | 504549.8873 | 1312735.3094 | 895968.8227 | 4006971.6792 | 3144235.0165 | 19766064.1545 |  | 1478867.319 | 4834933.9008 | 0 | 33231072.07 |  | 1333.5214 | 0.17292 | 192171.3722 |  | 4309.3963
1 | 3100 | 707 | 0.035 | 15 | 15 | 7 | 1.7783e-12 | 0 | Water | Porous | Wet | R245fa | MinimizeLCOE | IgnoreSilica | 7.0448 | 1.6324 | 0.06303 | 4 | 135915.4116 |  | 3047.87 |  | 116.2304 | -5.1694e-05 | 1160974631.9259 | 532397.1035 | 20324.3411 | 507083.701 | 347832.5713 | 24077.0464 | 196518.6979 | 0 | 635011.0499 | 1652168.4931 | 1127638.9452 | 5043051.9494 | 3144235.0165 | 19766064.1545 |  | 1478867.319 | 4834933.9008 | 0 | 34267152.3401 |  | 1778.2794 | 0.25212 | 135915.4116 |  | 3047.87
1 | 3100 | 707 | 0.035 | 15 | 15 | 7 | 2.3714e-12 | 0 | Water | Porous | Wet | R245fa | MinimizeLCOE | IgnoreSilica | 9.2717 | 2.1886 | 0.089512 | 4 | 99219.2192 |  | 2224.9668 |  | 117.3786 | -5.1288e-05 | 1514153565.2626 | 657728.1697 | 25293.6217 | 640653.4961 | 455647.9111 | 24077.0464 | 231019.5383 | 0 | 793423.7155 | 2064325.7541 | 1408944.7448 | 6301113.9976 | 3144235.0165 | 19766064.1545 |  | 1478867.319 | 4834933.9008 | 0 | 35525214.3884 |  | 2371.3737 | 0.35805 | 99219.2192 |  | 2224.9668
1 | 3100 | 707 | 0.035 | 15 | 15 | 7 | 3.1623e-12 | 0 | Water | Porous | Wet | R245fa | MinimizeLCOE | IgnoreSilica | 12.146 | 2.9074 | 0.12474 | 4 | 74278.1259 |  | 1665.6689 |  | 118.2498 | -5.0564e-05 | 1912579899.0334 | 806316.1113 | 31171.598 | 803616.6731 | 594947.7048 | 24077.0464 | 270531.0689 | 0 | 986957.479 | 2567860.9074 | 1752617.8336 | 7838096.4224 | 3144235.0165 | 19766064.1545 |  | 1478867.319 | 4834933.9008 | 0 | 37062196.8132 |  | 3162.2777 | 0.49897 | 74278.1259 |  | 1665.6689
1 | 3100 | 707 | 0.035 | 15 | 15 | 7 | 4.217e-12 | 0 | Water | Porous | Wet | R245fa | MinimizeLCOE | IgnoreSilica | 15.8144 | 3.8252 | 0.17132 | 4 | 56798.5549 |  | 1273.6938 |  | 118.9084 | -4.9475e-05 | 2394576500.5595 | 980966.9389 | 38064.0439 | 1000425.1369 | 772803.4015 | 24077.0464 | 314828.6032 | 0 | 1221154.4166 | 3177193.2988 | 2168499.7112 | 9698012.5973 | 3144235.0165 | 19766064.1545 |  | 1478867.319 | 4834933.9008 | 0 | 38922112.9881 |  | 4216.965 | 0.68527 | 56798.5549 |  | 1273.6938
1 | 3100 | 707 | 0.035 | 15 | 15 | 7 | 5.6234e-12 | 0 | Water | Porous | Wet | R245fa | MinimizeLCOE | IgnoreSilica | 20.5085 | 5.0003 | 0.23263 | 4 | 44261.6771 |  | 992.5573 |  | 119.4117 | -4.818e-05 | 2906132132.5917 | 1187315.2975 | 46184.3417 | 1239113.5669 | 1000475.7168 | 24077.0464 | 365085.4301 | 0 | 1506278.0457 | 3919026.4948 | 2674816.1106 | 11962372.0503 | 3144235.0165 | 19766064.1545 |  | 1478867.319 | 4834933.9008 | 0 | 41186472.4411 |  | 5623.4133 | 0.93052 | 44261.6771 |  | 992.5573
1 | 3100 | 707 | 0.035 | 15 | 15 | 7 | 7.4989e-12 | 0 | Water | Porous | Wet | R245fa | MinimizeLCOE | IgnoreSilica | 26.4009 | 6.4759 | 0.3126 | 4 | 35104.4125 |  | 787.2079 |  | 119.7934 | -4.6549e-05 | 3500680882.7234 | 1427113.875 | 55593.7788 | 1523500.6598 | 1286346.3324 | 24077.0464 | 419896.8294 | 0 | 1847246.1235 | 4806155.4911 | 3280299.8793 | 14670230.0157 | 3144235.0165 | 19766064.1545 |  | 1478867.319 | 4834933.9008 | 0 | 43894330.4065 |  | 7498.9421 | 1.2504 | 35104.4125 |  | 787.2079
1 | 3100 | 707 | 0.035 | 15 | 15 | 7 | 1e-11 | 0 | Water | Porous | Wet | R245fa | MinimizeLCOE | IgnoreSilica | 33.7681 | 8.3212 | 0.41607 | 4 | 28318.1571 |  | 635.0278 |  | 120.086 | -4.4694e-05 | 4137591234.809 | 1705458.0042 | 66484.227 | 1861530.1603 | 1643837.7823 | 24077.0464 | 479685.834 | 0 | 2254618.4911 | 5866054.8281 | 4003702.9556 | 17905449.3291 | 3144235.0165 | 19766064.1545 |  | 1478867.319 | 4834933.9008 | 0 | 47129549.7199 |  | 10000 | 1.6643 | 28318.1571 |  | 635.0278
1 | 3100 | 707 | 0.035 | 15 | 15 | 7 | 1.3335e-11 | 0 | Water | Porous | Wet | R245fa | MinimizeLCOE | IgnoreSilica | 42.8083 | 10.5863 | 0.54809 | 4 | 23230.9109 |  | 520.9475 |  | 120.3108 | -4.2574e-05 | 4824224400.3981 | 2023497.6395 | 78892.3864 | 2256571.3081 | 2082597.144 | 24077.0464 | 542707.0986 | 0 | 2733253.623 | 7111365.2596 | 4853652.9136 | 21706614.4191 | 3144235.0165 | 19766064.1545 |  | 1478867.319 | 4834933.9008 | 0 | 50930714.8099 |  | 13335.2143 | 2.1924 | 23230.9109 |  | 520.9475
1 | 3100 | 707 | 0.035 | 15 | 15 | 7 | 1.7783e-11 | 0 | Water | Porous | Wet | R245fa | MinimizeLCOE | IgnoreSilica | 53.6755 | 13.31 | 0.71345 | 4 | 19383.7152 |  | 434.6751 |  | 120.485 | -4.0205e-05 | 5553031442.4838 | 2380770.0464 | 92792.5061 | 2709860.7186 | 2610161.8038 | 24077.0464 | 606898.8066 | 0 | 3285578.7619 | 8548401.9735 | 5834459.999 | 26093001.6622 | 3144235.0165 | 19766064.1545 |  | 1478867.319 | 4834933.9008 | 0 | 55317102.053 |  | 17782.7941 | 2.8538 | 19383.7152 |  | 434.6751
1 | 3100 | 707 | 0.035 | 15 | 15 | 7 | 2.3714e-11 | 0 | Water | Porous | Wet | R245fa | MinimizeLCOE | IgnoreSilica | 66.4035 | 16.5016 | 0.91547 | 4 | 16456.7733 |  | 369.0391 |  | 120.6222 | -3.7626e-05 | 6295489883.7807 | 2773450.6735 | 108029.974 | 3218005.0062 | 3228273.8672 | 24077.0464 | 669571.9443 | 0 | 3908349.3195 | 10168723.2168 | 6940362.5418 | 31038843.5897 | 3144235.0165 | 19766064.1545 |  | 1478867.319 | 4834933.9008 | 0 | 60262943.9805 |  | 23713.7371 | 3.6619 | 16456.7733 |  | 369.0391
1 | 3100 | 707 | 0.035 | 15 | 15 | 7 | 3.1623e-11 | 0 | Water | Porous | Wet | R245fa | MinimizeLCOE | IgnoreSilica | 80.713 | 20.0921 | 1.1536 | 4 | 14223.2745 |  | 318.9535 |  | 120.7321 | -3.4842e-05 | 7046403964.1184 | 3189861.2561 | 124149.1492 | 3766647.2394 | 3923509.228 | 24077.0464 | 725981.7299 | 0 | 4584148.0031 | 11927012.7661 | 8140431.2885 | 36405817.7068 | 3144235.0165 | 19766064.1545 |  | 1478867.319 | 4834933.9008 | 0 | 65629918.0976 |  | 31622.7766 | 4.6143 | 14223.2745 |  | 318.9535
1 | 3100 | 707 | 0.035 | 15 | 15 | 7 | 4.217e-11 | 0 | Water | Porous | Wet | R245fa | MinimizeLCOE | IgnoreSilica | 96.1233 | 23.9621 | 1.4224 | 4 | 12519.0707 |  | 280.7371 |  | 120.8226 | -3.1953e-05 | 7771660325.2104 | 3615418.4704 | 140587.2913 | 4336397.7979 | 4672684.6087 | 24077.0464 | 772584.2418 | 0 | 5289082.2881 | 13761107.1736 | 9392238.4084 | 42004177.3266 | 3144235.0165 | 19766064.1545 |  | 1478867.319 | 4834933.9008 | 0 | 71228277.7174 |  | 42169.6503 | 5.6896 | 12519.0707 |  | 280.7371
1 | 3100 | 707 | 0.035 | 15 | 15 | 7 | 5.6234e-11 | 0 | Water | Porous | Wet | R245fa | MinimizeLCOE | IgnoreSilica | 111.7756 | 27.897 | 1.7098 | 4 | 11222.2626 |  | 251.6565 |  | 120.8983 | -2.9033e-05 | 8462989800.4348 | 4028421.295 | 156512.0473 | 4897043.138 | 5434195.4732 | 24077.0464 | 805081.5737 | 0 | 5984678.9237 | 15570906.933 | 10627463.9319 | 47528380.3622 | 3144235.0165 | 19766064.1545 |  | 1478867.319 | 4834933.9008 | 0 | 76752480.7529 |  | 56234.1325 | 6.8393 | 11222.2626 |  | 251.6565
1 | 3100 | 707 | 0.035 | 15 | 15 | 7 | 7.4989e-11 | 0 | Water | Porous | Wet | R245fa | MinimizeLCOE | IgnoreSilica | 126.7908 | 31.6763 | 2 | 4 | 10239.7005 |  | 229.6228 |  | 120.9625 | -2.6212e-05 | 9092890666.9088 | 4409767.0295 | 171195.4404 | 5420721.3159 | 6165336.3515 | 24077.0464 | 822244.2194 | 0 | 6635203.1471 | 17263437.5216 | 11782650.8366 | 52694632.9082 | 3144235.0165 | 19766064.1545 |  | 1478867.319 | 4834933.9008 | 0 | 81918733.299 |  | 74989.4209 | 8.0001 | 10239.7005 |  | 229.6228
1 | 3100 | 707 | 0.035 | 15 | 15 | 7 | 1e-10 | 0 | Water | Porous | Wet | R245fa | MinimizeLCOE | IgnoreSilica | 140.4501 | 35.1186 | 2.2771 | 4 | 9498.6223 |  | 213.0043 |  | 121.0169 | -2.3614e-05 | 9651135995.4238 | 4746065.7978 | 184130.7997 | 5886864.0841 | 6831048.656 | 24077.0464 | 825625.5239 | 0 | 7214146.6441 | 18769729.7429 | 12810726.2289 | 57292414.5237 | 3144235.0165 | 19766064.1545 |  | 1478867.319 | 4834933.9008 | 0 | 86516514.9145 |  | 100000 | 9.1083 | 9498.6223 |  | 213.0043
1 | 3100 | 707 | 0.035 | 15 | 15 | 7 | 1.3335e-10 | 0 | Water | Porous | Wet | R245fa | MinimizeLCOE | IgnoreSilica | 152.2749 | 38.1023 | 2.5281 | 4 | 8941.7869 |  | 200.5174 |  | 121.0623 | -2.1318e-05 | 10132528686.6989 | 5030128.5045 | 195048.9701 | 6283496.2624 | 7407849.3896 | 24077.0464 | 818172.7367 | 0 | 7705921.4348 | 20049226.8714 | 13684009.3102 | 61197930.526 | 3144235.0165 | 19766064.1545 |  | 1478867.319 | 4834933.9008 | 0 | 90422030.9168 |  | 133352.1432 | 10.1123 | 8941.7869 |  | 200.5174
1 | 3100 | 707 | 0.035 | 15 | 15 | 7 | 1.7783e-10 | 0 | Water | Porous | Wet | R245fa | MinimizeLCOE | IgnoreSilica | 162.148 | 40.5963 | 2.746 | 4 | 8524.4654 |  | 191.1591 |  | 121.0997 | -1.9368e-05 | 10534343906.308 | 5262836.4334 | 203988.6378 | 6610267.4871 | 7889842.6956 | 24077.0464 | 804118.4343 | 0 | 8110100.9865 | 21100819.1563 | 14401742.6527 | 64407793.53 | 3144235.0165 | 19766064.1545 |  | 1478867.319 | 4834933.9008 | 0 | 93631893.9208 |  | 177827.941 | 10.9839 | 8524.4654 |  | 191.1591
1 | 3100 | 707 | 0.035 | 15 | 15 | 7 | 2.3714e-10 | 0 | Water | Porous | Wet | R245fa | MinimizeLCOE | IgnoreSilica | 170.1406 | 42.6173 | 2.9285 | 4 | 8212.1392 |  | 184.1552 |  | 121.1297 | -1.7759e-05 | 10863715242.1538 | 5448503.3413 | 211118.6837 | 6872108.6561 | 8280309.8335 | 24077.0464 | 786876.6197 | 0 | 8432967.7304 | 21940852.195 | 14975082.4625 | 66971896.5686 | 3144235.0165 | 19766064.1545 |  | 1478867.319 | 4834933.9008 | 0 | 96195996.9594 |  | 237137.3706 | 11.7139 | 8212.1392 |  | 184.1552
1 | 3100 | 707 | 0.035 | 15 | 15 | 7 | 3.1623e-10 | 0 | Water | Porous | Wet | R245fa | MinimizeLCOE | IgnoreSilica | 176.4741 | 44.2201 | 3.0772 | 4 | 7978.5187 |  | 178.9163 |  | 121.1536 | -1.5929e-05 | 11128509511.1269 | 5594020.932 | 216705.5914 | 7077995.5798 | 8589905.9351 | 24077.0464 | 769146.9002 | 0 | 8686022.2741 | 22599248.2091 | 15424451.2708 | 68981573.7388 | 3144235.0165 | 19766064.1545 |  | 1478867.319 | 4834933.9008 | 0 | 98205674.1296 |  | 316227.766 | 12.3088 | 7978.5187 |  | 178.9163
1 | 3100 | 707 | 0.035 | 15 | 15 | 7 | 4.217e-10 | 0 | Water | Porous | Wet | R245fa | MinimizeLCOE | IgnoreSilica | 181.4272 | 45.4744 | 3.196 | 4 | 7803.7729 |  | 174.9977 |  | 121.1723 | -1.4378e-05 | 11336500658.9674 | 5706887.0365 | 221038.2212 | 7238074.8943 | 8832145.7824 | 24077.0464 | 752715.4888 | 0 | 8882226.0031 | 23109730.065 | 15772865.6269 | 70539760.1646 | 3144235.0165 | 19766064.1545 |  | 1478867.319 | 4834933.9008 | 0 | 99763860.5554 |  | 421696.5034 | 12.7841 | 7803.7729 |  | 174.9977
1 | 3100 | 707 | 0.035 | 15 | 15 | 7 | 5.6234e-10 | 0 | Water | Porous | Wet | R245fa | MinimizeLCOE | IgnoreSilica | 185.2413 | 46.4408 | 3.2893 | 4 | 7673.0322 |  | 172.0659 |  | 121.1867 | -1.3054e-05 | 11500748039.6201 | 5793261.409 | 224353.5537 | 7360804.4319 | 9018753.2484 | 24077.0464 | 738218.9141 | 0 | 9032192.7553 | 23499912.7919 | 16039173.3554 | 71730747.506 | 3144235.0165 | 19766064.1545 |  | 1478867.319 | 4834933.9008 | 0 | 100954847.8968 |  | 562341.3252 | 13.1571 | 7673.0322 |  | 172.0659
1 | 3100 | 707 | 0.035 | 15 | 15 | 7 | 7.4989e-10 | 0 | Water | Porous | Wet | R245fa | MinimizeLCOE | IgnoreSilica | 188.1675 | 47.1826 | 3.3618 | 4 | 7575.1809 |  | 169.8716 |  | 121.1978 | -1.2441e-05 | 11626940622.7927 | 5859223.588 | 226885.2251 | 7454657.8943 | 9161967.3512 | 24077.0464 | 726092.0854 | 0 | 9146632.2442 | 23797660.8672 | 16242392.5349 | 72639588.8368 | 3144235.0165 | 19766064.1545 |  | 1478867.319 | 4834933.9008 | 0 | 101863689.2275 |  | 749894.2093 | 13.447 | 7575.1809 |  | 169.8716
1 | 3100 | 707 | 0.035 | 15 | 15 | 7 | 1e-09 | 0 | Water | Porous | Wet | R245fa | MinimizeLCOE | IgnoreSilica | 190.3964 | 47.7478 | 3.4176 | 4 | 7501.9204 |  | 168.2287 |  | 121.2064 | -1.1446e-05 | 11723790113.2507 | 5909294.0405 | 228806.8971 | 7525971.7294 | 9271080.4317 | 24077.0464 | 716209.0725 | 0 | 9233421.2948 | 24023468.174 | 16396510.6616 | 73328839.3479 | 3144235.0165 | 19766064.1545 |  | 1478867.319 | 4834933.9008 | 0 | 102552939.7387 |  | 1000000 | 13.6702 | 7501.9204 |  | 168.2287
1 | 3100 | 707 | 0.035 | 15 | 15 | 7 | 1.3335e-09 | 0 | Water | Porous | Wet | R245fa | MinimizeLCOE | IgnoreSilica | 192.0749 | 48.1736 | 3.4601 | 4 | 7447.0512 |  | 166.9983 |  | 121.2128 | -1.1087e-05 | 11798897916.275 | 5946901.2033 | 230250.1864 | 7579575.2834 | 9353261.6584 | 24077.0464 | 708209.6188 | 0 | 9298487.2487 | 24192756.4391 | 16512053.3811 | 73845572.0657 | 3144235.0165 | 19766064.1545 |  | 1478867.319 | 4834933.9008 | 0 | 103069672.4565 |  | 1333521.4322 | 13.8403 | 7447.0512 |  | 166.9983
1 | 3100 | 707 | 0.035 | 15 | 15 | 7 | 1.7783e-09 | 0 | Water | Porous | Wet | R245fa | MinimizeLCOE | IgnoreSilica | 193.3466 | 48.4962 | 3.4925 | 4 | 7405.9453 |  | 166.0765 |  | 121.2177 | -1.0814e-05 | 11855740196.2845 | 5975340.0153 | 231341.5868 | 7620133.6852 | 9415536.8284 | 24077.0464 | 701953.4653 | 0 | 9347669.2246 | 24320717.8519 | 16599389.6747 | 74236159.3784 | 3144235.0165 | 19766064.1545 |  | 1478867.319 | 4834933.9008 | 0 | 103460259.7692 |  | 1778279.41 | 13.9699 | 7405.9453 |  | 166.0765
1 | 3100 | 707 | 0.035 | 15 | 15 | 7 | 2.3714e-09 | 0 | Water | Porous | Wet | R245fa | MinimizeLCOE | IgnoreSilica | 194.3017 | 48.7386 | 3.517 | 4 | 7375.1434 |  | 165.3858 |  | 121.2213 | -1.0607e-05 | 11899224071.7209 | 5996668.9564 | 232160.1164 | 7650565.175 | 9462315.5544 | 24077.0464 | 697057.4201 | 0 | 9384509.2648 | 24416568.0794 | 16664809.4245 | 74528731.0372 | 3144235.0165 | 19766064.1545 |  | 1478867.319 | 4834933.9008 | 0 | 103752831.428 |  | 2371373.7057 | 14.0679 | 7375.1434 |  | 165.3858
1 | 3100 | 707 | 0.035 | 15 | 15 | 7 | 3.1623e-09 | 0 | Water | Porous | Wet | R245fa | MinimizeLCOE | IgnoreSilica | 195.0346 | 48.9245 | 3.5357 | 4 | 7352.0588 |  | 164.8681 |  | 121.2242 | -9.9318e-06 | 11930365644.5284 | 6013015.149 | 232787.4192 | 7673894.8395 | 9498208.0384 | 24077.0464 | 693414.9246 | 0 | 9412804.9927 | 24490187.7591 | 16715056.3686 | 74753446.5374 | 3144235.0165 | 19766064.1545 |  | 1478867.319 | 4834933.9008 | 0 | 103977546.9282 |  | 3162277.6602 | 14.1426 | 7352.0588 |  | 164.8681
1 | 3100 | 707 | 0.035 | 15 | 15 | 7 | 4.217e-09 | 0 | Water | Porous | Wet | R245fa | MinimizeLCOE | IgnoreSilica | 195.5728 | 49.0611 | 3.5496 | 4 | 7334.7553 |  | 164.4801 |  | 121.2262 | -9.8138e-06 | 11955896357.7413 | 6025011.2216 | 233247.7762 | 7691020.0522 | 9524571.9059 | 24077.0464 | 690506.5952 | 0 | 9433489.493 | 24544004.5861 | 16751787.4589 | 74917716.1356 | 3144235.0165 | 19766064.1545 |  | 1478867.319 | 4834933.9008 | 0 | 104141816.5264 |  | 4216965.0343 | 14.1984 | 7334.7553 |  | 164.4801
1 | 3100 | 707 | 0.035 | 15 | 15 | 7 | 5.6234e-09 | 0 | Water | Porous | Wet | R245fa | MinimizeLCOE | IgnoreSilica | 195.9944 | 49.1681 | 3.5603 | 4 | 7321.7838 |  | 164.1892 |  | 121.2279 | -9.728e-06 | 11973173289.6082 | 6034400.9208 | 233608.1112 | 7704426.8469 | 9545221.2536 | 24077.0464 | 688451.9397 | 0 | 9449772.5863 | 24586369.8545 | 16780702.6251 | 75047031.1845 | 3144235.0165 | 19766064.1545 |  | 1478867.319 | 4834933.9008 | 0 | 104271131.5753 |  | 5623413.2519 | 14.2412 | 7321.7838 |  | 164.1892
1 | 3100 | 707 | 0.035 | 15 | 15 | 7 | 7.4989e-09 | 0 | Water | Porous | Wet | R245fa | MinimizeLCOE | IgnoreSilica | 196.289 | 49.2429 | 3.5681 | 4 | 7312.059 |  | 163.9711 |  | 121.229 | -9.6595e-06 | 11988280745.7367 | 6040961.4359 | 233859.8715 | 7713795.4018 | 9559656.0624 | 24077.0464 | 686688.5184 | 0 | 9461024.9512 | 24615646.1999 | 16800684.3324 | 75136393.8197 | 3144235.0165 | 19766064.1545 |  | 1478867.319 | 4834933.9008 | 0 | 104360494.2105 |  | 7498942.0933 | 14.2724 | 7312.059 |  | 163.9711
1 | 3100 | 707 | 0.035 | 15 | 15 | 7 | 1e-08 | 0 | Water | Porous | Wet | R245fa | MinimizeLCOE | IgnoreSilica | 196.5324 | 49.3047 | 3.5742 | 4 | 7304.7678 |  | 163.8076 |  | 121.2299 | -9.612e-06 | 11997524024.4315 | 6046378.4298 | 234067.7504 | 7721531.6859 | 9571579.0669 | 24077.0464 | 685561.675 | 0 | 9470446.3052 | 24640158.6306 | 16817414.57 | 75211215.1602 | 3144235.0165 | 19766064.1545 |  | 1478867.319 | 4834933.9008 | 0 | 104435315.551 |  | 10000000 | 14.2969 | 7304.7678 |  | 163.8076
1 | 3200 | 707 | 0.035 | 15 | 15 | 7 | 1e-13 | 0 | Water | Porous | Wet | R245fa | MinimizeLCOE | IgnoreSilica | 0 | 0 | 0 | 4 |  |  |  |  | 0 | 0 | 7649509060.2666 | 3334.0331 | 73.2946 | 3413.3904 | 25571.3951 | 24077.0464 | 18969.7243 | 0 | 29421.1647 | 76547.8353 | 52245.4705 | 233653.3543 | 3144235.0165 | 20541638.8086 |  | 1478867.319 | 4990048.8316 | 0 |  |  | 100 | 0
1 | 3200 | 707 | 0.035 | 15 | 15 | 7 | 1.3335e-13 | 0 | Water | Porous | Wet | R245fa | MinimizeLCOE | IgnoreSilica | 0 | 0 | 0 | 4 |  |  |  |  | 0 | 0 | 4794013244.4099 | 3336.7677 | 73.3604 | 3416.1155 | 25572.573 | 24077.0464 | 16575.645 | 0 | 28490.0881 | 74125.3652 | 50592.0849 | 226259.0462 | 3144235.0165 | 20541638.8086 |  | 1478867.319 | 4990048.8316 | 0 |  |  | 133.3521 | 0
1 | 3200 | 707 | 0.035 | 15 | 15 | 7 | 1.7783e-13 | 0 | Water | Porous | Wet | R245fa | MinimizeLCOE | IgnoreSilica | 0 | 0 | 0 | 4 |  |  |  |  | 0 | 0 | 2653978394.7351 | 3338.8278 | 73.41 | 3418.1682 | 25573.4601 | 24077.0464 | 14419.3657 | 0 | 27651.1085 | 71942.5122 | 49102.2428 | 219596.1416 | 3144235.0165 | 20541638.8086 |  | 1478867.319 | 4990048.8316 | 0 |  |  | 177.8279 | 0
1 | 3200 | 707 | 0.035 | 15 | 15 | 7 | 2.3714e-13 | 0 | Water | Porous | Wet | R245fa | MinimizeLCOE | IgnoreSilica | 0 | 0 | 0 | 4 |  |  |  |  | 0 | 0 | 1049902990.5772 | 3340.378 | 73.4473 | 3419.7126 | 25574.1274 | 24077.0464 | 12414.9684 | 0 | 26870.8752 | 69912.5054 | 47716.7215 | 213399.7822 | 3144235.0165 | 20541638.8086 |  | 1478867.319 | 4990048.8316 | 0 |  |  | 237.1374 | 0
1 | 3200 | 707 | 0.035 | 15 | 15 | 7 | 3.1623e-13 | 0 | Water | Porous | Wet | R245fa | MinimizeLCOE | IgnoreSilica | 1.2075 | 0.20303 | 0.0023905 | 4 | 3274621.9517 |  | 73432.6004 |  | 98.313 | -4.3494e-05 | 125459860.5041 | 112191.5197 | 3792.7691 | 96862.2975 | 69174.2384 | 24077.0464 | 67445.932 | 0 | 145682.0832 | 379034.897 | 258699.1056 | 1156959.8888 | 3144235.0165 | 20541638.8086 |  | 1478867.319 | 4990048.8316 | 0 | 31311749.8645 |  | 316.2278 | 0.0095619 | 3274621.9517 |  | 73432.6004
1 | 3200 | 707 | 0.035 | 15 | 15 | 7 | 4.217e-13 | 0 | Water | Porous | Wet | R245fa | MinimizeLCOE | IgnoreSilica | 1.7484 | 0.33634 | 0.0067809 | 4 | 1171480.969 |  | 26270.1757 |  | 105.4026 | -4.9646e-05 | 10180823.6301 | 166532.0553 | 5905.8172 | 144349.2665 | 95130.8236 | 24077.0464 | 87077.2537 | 0 | 203998.1824 | 530761.4249 | 362255.5785 | 1620087.4485 | 3144235.0165 | 20541638.8086 |  | 1478867.319 | 4990048.8316 | 0 | 31774877.4241 |  | 421.6965 | 0.027124 | 1171480.969 |  | 26270.1757
1 | 3200 | 707 | 0.035 | 15 | 15 | 7 | 5.6234e-13 | 0 | Water | Porous | Wet | R245fa | MinimizeLCOE | IgnoreSilica | 2.4135 | 0.50536 | 0.0134 | 4 | 602652.7722 |  | 13514.3418 |  | 110.1826 | -5.3078e-05 | 615366921.391 | 227305.5796 | 8324.2881 | 199280.4929 | 127701.7913 | 24077.0464 | 107013.3737 | 0 | 270544.0031 | 703899.9999 | 480426.2136 | 2148572.7886 | 3144235.0165 | 20541638.8086 |  | 1478867.319 | 4990048.8316 | 0 | 32303362.7643 |  | 562.3413 | 0.053602 | 602652.7722 |  | 13514.3418
1 | 3200 | 707 | 0.035 | 15 | 15 | 7 | 7.4989e-13 | 0 | Water | Porous | Wet | R245fa | MinimizeLCOE | IgnoreSilica | 3.1834 | 0.704 | 0.022768 | 4 | 360920.0596 |  | 8093.5445 |  | 113.4017 | -5.3463e-05 | 1406930942.8944 | 291563.6186 | 10911.071 | 259241.0435 | 165814.8382 | 24077.0464 | 124785.6828 | 0 | 341793.3872 | 889276.282 | 606949.3353 | 2714412.305 | 3144235.0165 | 20541638.8086 |  | 1478867.319 | 4990048.8316 | 0 | 32869202.2806 |  | 749.8942 | 0.091071 | 360920.0596 |  | 8093.5445
1 | 3200 | 707 | 0.035 | 15 | 15 | 7 | 1e-12 | 0 | Water | Porous | Wet | R245fa | MinimizeLCOE | IgnoreSilica | 4.248 | 0.98118 | 0.035755 | 4 | 235002.613 |  | 5269.8764 |  | 116.0338 | -5.4337e-05 | 1765517539.0401 | 372820.7451 | 14199.1299 | 337508.5459 | 218876.5408 | 24077.0464 | 148157.4266 | 0 | 435099.3795 | 1132039.3343 | 772640.1068 | 3455418.2553 | 3144235.0165 | 20541638.8086 |  | 1478867.319 | 4990048.8316 | 0 | 33610208.2309 |  | 1000 | 0.14302 | 235002.613 |  | 5269.8764
1 | 3200 | 707 | 0.035 | 15 | 15 | 7 | 1.3335e-12 | 0 | Water | Porous | Wet | R245fa | MinimizeLCOE | IgnoreSilica | 5.6442 | 1.3466 | 0.053411 | 4 | 161596.1606 |  | 3623.7546 |  | 118.0415 | -5.4766e-05 | 2068768204.9786 | 470079.0288 | 18142.9437 | 434202.7993 | 288747.4577 | 24077.0464 | 175521.6266 | 0 | 550200.652 | 1431509.2348 | 977034.4673 | 4369515.2566 | 3144235.0165 | 20541638.8086 |  | 1478867.319 | 4990048.8316 | 0 | 34524305.2322 |  | 1333.5214 | 0.21365 | 161596.1606 |  | 3623.7546
1 | 3200 | 707 | 0.035 | 15 | 15 | 7 | 1.7783e-12 | 0 | Water | Porous | Wet | R245fa | MinimizeLCOE | IgnoreSilica | 7.5079 | 1.8358 | 0.077253 | 4 | 115452.5704 |  | 2588.9958 |  | 119.5931 | -5.5121e-05 | 2256716126.3887 | 588650.4287 | 22950.2317 | 555802.4682 | 382242.7445 | 24077.0464 | 208905.2421 | 0 | 695224.983 | 1808832.7955 | 1234565.5507 | 5521251.4908 | 3144235.0165 | 20541638.8086 |  | 1478867.319 | 4990048.8316 | 0 | 35676041.4665 |  | 1778.2794 | 0.30901 | 115452.5704 |  | 2588.9958
1 | 3200 | 707 | 0.035 | 15 | 15 | 7 | 2.3714e-12 | 0 | Water | Porous | Wet | R245fa | MinimizeLCOE | IgnoreSilica | 9.9757 | 2.485 | 0.10922 | 4 | 84960.0372 |  | 1905.2082 |  | 120.7762 | -5.53e-05 | 2409401850.4315 | 732191.2134 | 28758.9917 | 707590.323 | 506262.1516 | 24077.0464 | 248997.3001 | 0 | 876672.0402 | 2280920.8185 | 1556775.3269 | 6962245.2118 | 3144235.0165 | 20541638.8086 |  | 1478867.319 | 4990048.8316 | 0 | 37117035.1875 |  | 2371.3737 | 0.43688 | 84960.0372 |  | 1905.2082
1 | 3200 | 707 | 0.035 | 15 | 15 | 7 | 3.1623e-12 | 0 | Water | Porous | Wet | R245fa | MinimizeLCOE | IgnoreSilica | 13.2884 | 3.3574 | 0.15204 | 4 | 64046.7317 |  | 1436.2324 |  | 121.6855 | -5.5555e-05 | 2468298781.4271 | 908483.4331 | 35875.7361 | 899623.8954 | 672890.6926 | 24077.0464 | 298627.5188 | 0 | 1107435.5457 | 2881320.1237 | 1966560.1896 | 8794894.1814 | 3144235.0165 | 20541638.8086 |  | 1478867.319 | 4990048.8316 | 0 | 38949684.1571 |  | 3162.2777 | 0.60814 | 64046.7317 |  | 1436.2324
1 | 3200 | 707 | 0.035 | 15 | 15 | 7 | 4.217e-12 | 0 | Water | Porous | Wet | R245fa | MinimizeLCOE | IgnoreSilica | 17.3958 | 4.4397 | 0.20834 | 4 | 49310.9976 |  | 1105.7871 |  | 122.3388 | -5.4706e-05 | 2830764793.1166 | 1109208.2281 | 43955.8214 | 1124495.2936 | 879602.4152 | 24077.0464 | 350534.0961 | 0 | 1377430.4313 | 3583791.4323 | 2446011.2921 | 10939106.0563 | 3144235.0165 | 20541638.8086 |  | 1478867.319 | 4990048.8316 | 0 | 41093896.032 |  | 4216.965 | 0.83336 | 49310.9976 |  | 1105.7871
1 | 3200 | 707 | 0.035 | 15 | 15 | 7 | 5.6234e-12 | 0 | Water | Porous | Wet | R245fa | MinimizeLCOE | IgnoreSilica | 22.4964 | 5.7843 | 0.28195 | 4 | 38677.3647 |  | 867.3305 |  | 122.8221 | -5.3135e-05 | 3427948242.3853 | 1339361.1149 | 53193.2569 | 1389110.1246 | 1136387.1309 | 24077.0464 | 405348.9464 | 0 | 1695516.2718 | 4411385.5409 | 3010861.2766 | 13465240.7092 | 3144235.0165 | 20541638.8086 |  | 1478867.319 | 4990048.8316 | 0 | 43620030.6849 |  | 5623.4133 | 1.1278 | 38677.3647 |  | 867.3305
1 | 3200 | 707 | 0.035 | 15 | 15 | 7 | 7.4989e-12 | 0 | Water | Porous | Wet | R245fa | MinimizeLCOE | IgnoreSilica | 28.9102 | 7.4755 | 0.37779 | 4 | 30869.739 |  | 692.2464 |  | 123.1908 | -5.1265e-05 | 4087997231.5928 | 1607539.6853 | 63925.044 | 1705078.8097 | 1459357.8536 | 24077.0464 | 465545.8906 | 0 | 2076954.4886 | 5403809.5373 | 3688211.0464 | 16494499.4018 | 3144235.0165 | 20541638.8086 |  | 1478867.319 | 4990048.8316 | 0 | 46649289.3775 |  | 7498.9421 | 1.5112 | 30869.739 |  | 692.2464
1 | 3200 | 707 | 0.035 | 15 | 15 | 7 | 1e-11 | 0 | Water | Porous | Wet | R245fa | MinimizeLCOE | IgnoreSilica | 36.8614 | 9.5726 | 0.50122 | 4 | 25058.129 |  | 561.9224 |  | 123.4729 | -4.9082e-05 | 4813055591.5929 | 1916496.1621 | 76252.0816 | 2077664.869 | 1859817.8872 | 24077.0464 | 530007.4659 | 0 | 2528883.0498 | 6579634.9502 | 4490736.0515 | 20083569.5637 | 3144235.0165 | 20541638.8086 |  | 1478867.319 | 4990048.8316 | 0 | 50238359.5393 |  | 10000 | 2.0049 | 25058.129 |  | 561.9224
1 | 3200 | 707 | 0.035 | 15 | 15 | 7 | 1.3335e-11 | 0 | Water | Porous | Wet | R245fa | MinimizeLCOE | IgnoreSilica | 46.5861 | 12.1382 | 0.65802 | 4 | 20685.1701 |  | 463.8599 |  | 123.6907 | -4.6636e-05 | 5580168747.3326 | 2268772.136 | 90266.3567 | 2511973.9537 | 2349723.1702 | 24077.0464 | 597705.6413 | 0 | 3058582.1387 | 7957803.3233 | 5431364.2847 | 24290268.0509 | 3144235.0165 | 20541638.8086 |  | 1478867.319 | 4990048.8316 | 0 | 54445058.0266 |  | 13335.2143 | 2.6321 | 20685.1701 |  | 463.8599
1 | 3200 | 707 | 0.035 | 15 | 15 | 7 | 1.7783e-11 | 0 | Water | Porous | Wet | R245fa | MinimizeLCOE | IgnoreSilica | 58.2038 | 15.2045 | 0.8532 | 4 | 17367.7485 |  | 389.4675 |  | 123.8603 | -4.3923e-05 | 6382176846.9264 | 2662533.0409 | 105886.8036 | 3007601.1647 | 2935159.0591 | 24077.0464 | 665934.423 | 0 | 3666464.6997 | 9539389.0534 | 6510829.0438 | 29117874.3347 | 3144235.0165 | 20541638.8086 |  | 1478867.319 | 4990048.8316 | 0 | 59272664.3104 |  | 17782.7941 | 3.4128 | 17367.7485 |  | 389.4675
1 | 3200 | 707 | 0.035 | 15 | 15 | 7 | 2.3714e-11 | 0 | Water | Porous | Wet | R245fa | MinimizeLCOE | IgnoreSilica | 71.6681 | 18.7601 | 1.0895 | 4 | 14837.6268 |  | 332.7302 |  | 123.9946 | -4.0968e-05 | 7201558549.0822 | 3091402.3471 | 122854.9848 | 3557883.4715 | 3613919.4096 | 24077.0464 | 731089.6475 | 0 | 4345078.4937 | 11305002.9424 | 7715896.8028 | 34507205.1456 | 3144235.0165 | 20541638.8086 |  | 1478867.319 | 4990048.8316 | 0 | 64661995.1213 |  | 23713.7371 | 4.358 | 14837.6268 |  | 332.7302
1 | 3200 | 707 | 0.035 | 15 | 15 | 7 | 3.1623e-11 | 0 | Water | Porous | Wet | R245fa | MinimizeLCOE | IgnoreSilica | 86.6787 | 22.7268 | 1.3653 | 4 | 12903.599 |  | 289.3601 |  | 124.1033 | -3.7826e-05 | 8014062643.4369 | 3543121.5556 | 140684.5702 | 4147666.6266 | 4371028.8304 | 24077.0464 | 788892.7518 | 0 | 5076033.8386 | 13206798.8103 | 9013911.5606 | 40312215.5906 | 3144235.0165 | 20541638.8086 |  | 1478867.319 | 4990048.8316 | 0 | 70467005.5662 |  | 31622.7766 | 5.461 | 12903.599 |  | 289.3601
1 | 3200 | 707 | 0.035 | 15 | 15 | 7 | 4.217e-11 | 0 | Water | Porous | Wet | R245fa | MinimizeLCOE | IgnoreSilica | 102.587 | 26.9347 | 1.6722 | 4 | 11426.4472 |  | 256.2353 |  | 124.1934 | -3.457e-05 | 8800854740.4566 | 3998261.0265 | 158611.9496 | 4751132.2543 | 5173966.0691 | 24077.0464 | 834464.3736 | 0 | 5826799.9606 | 15160138.2564 | 10347105.8697 | 46274556.806 | 3144235.0165 | 20541638.8086 |  | 1478867.319 | 4990048.8316 | 0 | 76429346.7817 |  | 42169.6503 | 6.6888 | 11426.4472 |  | 256.2353
1 | 3200 | 707 | 0.035 | 15 | 15 | 7 | 5.6234e-11 | 0 | Water | Porous | Wet | R245fa | MinimizeLCOE | IgnoreSilica | 118.5398 | 31.1592 | 1.9958 | 4 | 10301.9643 |  | 231.019 |  | 124.2695 | -3.1327e-05 | 9538288232.0616 | 4435236.3753 | 175794.6857 | 5338194.0907 | 5979821.8601 | 24077.0464 | 864666.7632 | 0 | 6558938.4203 | 17065012.3464 | 11647221.5774 | 52088963.1654 | 3144235.0165 | 20541638.8086 |  | 1478867.319 | 4990048.8316 | 0 | 82243753.1411 |  | 56234.1325 | 7.9833 | 10301.9643 |  | 231.019
1 | 3200 | 707 | 0.035 | 15 | 15 | 7 | 7.4989e-11 | 0 | Water | Porous | Wet | R245fa | MinimizeLCOE | IgnoreSilica | 133.6561 | 35.1672 | 2.318 | 4 | 9449.8955 |  | 211.9116 |  | 124.3344 | -2.8238e-05 | 10205097062.4325 | 4834551.529 | 191475.9762 | 5880542.9517 | 6744131.7391 | 24077.0464 | 878876.4958 | 0 | 7235925.7379 | 18826394.4775 | 12849401.0746 | 57465377.0283 | 3144235.0165 | 20541638.8086 |  | 1478867.319 | 4990048.8316 | 0 | 87620167.004 |  | 74989.4209 | 9.2721 | 9449.8955 |  | 211.9116
1 | 3200 | 707 | 0.035 | 15 | 15 | 7 | 1e-10 | 0 | Water | Porous | Wet | R245fa | MinimizeLCOE | IgnoreSilica | 147.2124 | 38.7663 | 2.6211 | 4 | 8807.22 |  | 197.4998 |  | 124.3893 | -2.542e-05 | 10792645855.1516 | 5182329.8709 | 205120.3095 | 6357047.1181 | 7430227.9077 | 24077.0464 | 878782.7718 | 0 | 7830258.1595 | 20372725.5242 | 13904803.7879 | 62185372.4961 | 3144235.0165 | 20541638.8086 |  | 1478867.319 | 4990048.8316 | 0 | 92340162.4717 |  | 100000 | 10.4846 | 8807.22 |  | 197.4998
1 | 3200 | 707 | 0.035 | 15 | 15 | 7 | 1.3335e-10 | 0 | Water | Porous | Wet | R245fa | MinimizeLCOE | IgnoreSilica | 158.8519 | 41.8605 | 2.8928 | 4 | 8324.2618 |  | 186.6695 |  | 124.4351 | -2.2961e-05 | 11292739152.2541 | 5474144.7129 | 216561.3863 | 6759620.7807 | 8019866.7845 | 24077.0464 | 868463.5735 | 0 | 8331466.3709 | 21676766.4783 | 14794838.5344 | 66165805.6678 | 3144235.0165 | 20541638.8086 |  | 1478867.319 | 4990048.8316 | 0 | 96320595.6435 |  | 133352.1432 | 11.5711 | 8324.2618 |  | 186.6695
1 | 3200 | 707 | 0.035 | 15 | 15 | 7 | 1.7783e-10 | 0 | Water | Porous | Wet | R245fa | MinimizeLCOE | IgnoreSilica | 168.4692 | 44.4201 | 3.126 | 4 | 7962.2072 |  | 178.5506 |  | 124.4726 | -2.0885e-05 | 11710309121.0531 | 5711022.1048 | 225844.367 | 7088127.9457 | 8507477.5985 | 24077.0464 | 851865.0978 | 0 | 8739281.5224 | 22737817.8482 | 15519027.8968 | 69404541.4276 | 3144235.0165 | 20541638.8086 |  | 1478867.319 | 4990048.8316 | 0 | 99559331.4032 |  | 177827.941 | 12.504 | 7962.2072 |  | 178.5506
1 | 3200 | 707 | 0.035 | 15 | 15 | 7 | 2.3714e-10 | 0 | Water | Porous | Wet | R245fa | MinimizeLCOE | IgnoreSilica | 176.2159 | 46.4838 | 3.3199 | 4 | 7691.1429 |  | 172.472 |  | 124.5027 | -1.9186e-05 | 12049884399.5631 | 5899267.0652 | 233219.3039 | 7350232.6421 | 8900528.8896 | 24077.0464 | 832816.9331 | 0 | 9063655.3333 | 23581771.9659 | 16095043.9237 | 71980613.1032 | 3144235.0165 | 20541638.8086 |  | 1478867.319 | 4990048.8316 | 0 | 102135403.0789 |  | 237137.3706 | 13.2796 | 7691.1429 |  | 172.472
1 | 3200 | 707 | 0.035 | 15 | 15 | 7 | 3.1623e-10 | 0 | Water | Porous | Wet | R245fa | MinimizeLCOE | IgnoreSilica | 182.3332 | 48.1149 | 3.477 | 4 | 7488.3051 |  | 167.9234 |  | 124.5265 | -1.6742e-05 | 12321093986.4558 | 6046415.1121 | 238983.0565 | 7555731.1173 | 9211105.5943 | 24077.0464 | 813885.407 | 0 | 9317176.9601 | 24241383.2343 | 16545242.168 | 73993999.6959 | 3144235.0165 | 20541638.8086 |  | 1478867.319 | 4990048.8316 | 0 | 104148789.6716 |  | 316227.766 | 13.9082 | 7488.3051 |  | 167.9234
1 | 3200 | 707 | 0.035 | 15 | 15 | 7 | 4.217e-10 | 0 | Water | Porous | Wet | R245fa | MinimizeLCOE | IgnoreSilica | 187.0855 | 49.3828 | 3.6018 | 4 | 7336.5255 |  | 164.5198 |  | 124.5451 | -1.5136e-05 | 12535631148.7893 | 6159854.8546 | 243425.901 | 7714510.9689 | 9452493.9228 | 24077.0464 | 796489.8252 | 0 | 9512432.4823 | 24749398.0508 | 16891972.719 | 75544655.771 | 3144235.0165 | 20541638.8086 |  | 1478867.319 | 4990048.8316 | 0 | 105699445.7466 |  | 421696.5034 | 14.4073 | 7336.5255 |  | 164.5198
1 | 3200 | 707 | 0.035 | 15 | 15 | 7 | 5.6234e-10 | 0 | Water | Porous | Wet | R245fa | MinimizeLCOE | IgnoreSilica | 190.7324 | 50.3564 | 3.6994 | 4 | 7222.9282 |  | 161.9724 |  | 124.5594 | -1.4304e-05 | 12704098303.7042 | 6246414.1268 | 246815.6951 | 7835870.0634 | 9637812.3515 | 24077.0464 | 781312.8664 | 0 | 9661197.8384 | 25136454.9913 | 17156147.034 | 76726102.0133 | 3144235.0165 | 20541638.8086 |  | 1478867.319 | 4990048.8316 | 0 | 106880891.989 |  | 562341.3252 | 14.7974 | 7222.9282 |  | 161.9724
1 | 3200 | 707 | 0.035 | 15 | 15 | 7 | 7.4989e-10 | 0 | Water | Porous | Wet | R245fa | MinimizeLCOE | IgnoreSilica | 193.5318 | 51.104 | 3.775 | 4 | 7137.8842 |  | 160.0653 |  | 124.5704 | -1.3131e-05 | 12832999770.9536 | 6312574.55 | 249406.5191 | 7928744.89 | 9780107.6296 | 24077.0464 | 768795.1756 | 0 | 9774845.2662 | 25432142.2861 | 17357959.6886 | 77628653.0516 | 3144235.0165 | 20541638.8086 |  | 1478867.319 | 4990048.8316 | 0 | 107783443.0273 |  | 749894.2093 | 15.1002 | 7137.8842 |  | 160.0653
1 | 3200 | 707 | 0.035 | 15 | 15 | 7 | 1e-09 | 0 | Water | Porous | Wet | R245fa | MinimizeLCOE | IgnoreSilica | 195.6628 | 51.6734 | 3.8332 | 4 | 7074.1969 |  | 158.6371 |  | 124.5789 | -1.2643e-05 | 12931626250.3458 | 6362779.3496 | 251372.4852 | 7999286.6878 | 9888457.0209 | 24077.0464 | 758672.3632 | 0 | 9861011.5317 | 25656329.2338 | 17510971.8869 | 78312957.6055 | 3144235.0165 | 20541638.8086 |  | 1478867.319 | 4990048.8316 | 0 | 108467747.5812 |  | 1000000 | 15.3329 | 7074.1969 |  | 158.6371
1 | 3200 | 707 | 0.035 | 15 | 15 | 7 | 1.3335e-09 | 0 | Water | Porous | Wet | R245fa | MinimizeLCOE | IgnoreSilica | 197.2855 | 52.107 | 3.8777 | 4 | 7026.489 |  | 157.5673 |  | 124.5853 | -1.1741e-05 | 13006038551.6837 | 6400917.0958 | 252865.8824 | 8052911.0067 | 9970977.5188 | 24077.0464 | 750708.7581 | 0 | 9926458.3502 | 25826608.4306 | 17627190.9376 | 78832715.0266 | 3144235.0165 | 20541638.8086 |  | 1478867.319 | 4990048.8316 | 0 | 108987505.0023 |  | 1333521.4322 | 15.5109 | 7026.489 |  | 157.5673
1 | 3200 | 707 | 0.035 | 15 | 15 | 7 | 1.7783e-09 | 0 | Water | Porous | Wet | R245fa | MinimizeLCOE | IgnoreSilica | 198.4841 | 52.4273 | 3.9112 | 4 | 6990.7425 |  | 156.7657 |  | 124.5901 | -1.1456e-05 | 13065340969.591 | 6429035.5635 | 253966.9232 | 8092468.3106 | 10031936.5784 | 24077.0464 | 744203.2934 | 0 | 9974518.209 | 25951650.3249 | 17712534.5998 | 79214390.8492 | 3144235.0165 | 20541638.8086 |  | 1478867.319 | 4990048.8316 | 0 | 109369180.8249 |  | 1778279.41 | 15.6449 | 6990.7425 |  | 156.7657
1 | 3200 | 707 | 0.035 | 15 | 15 | 7 | 2.3714e-09 | 0 | Water | Porous | Wet | R245fa | MinimizeLCOE | IgnoreSilica | 199.4024 | 52.6728 | 3.9368 | 4 | 6963.9536 |  | 156.165 |  | 124.5938 | -1.1244e-05 | 13108783320.1926 | 6450550.5148 | 254809.3804 | 8122747.4546 | 10078646.6308 | 24077.0464 | 739310.3186 | 0 | 10011355.1248 | 26047492.4233 | 17777948.8014 | 79506937.695 | 3144235.0165 | 20541638.8086 |  | 1478867.319 | 4990048.8316 | 0 | 109661727.6707 |  | 2371373.7057 | 15.7471 | 6963.9536 |  | 156.165
1 | 3200 | 707 | 0.035 | 15 | 15 | 7 | 3.1623e-09 | 0 | Water | Porous | Wet | R245fa | MinimizeLCOE | IgnoreSilica | 200.1017 | 52.8598 | 3.9562 | 4 | 6943.8746 |  | 155.7147 |  | 124.5966 | -1.1085e-05 | 13140810658.1023 | 6466920.0007 | 255450.353 | 8145791.8863 | 10114224.4169 | 24077.0464 | 735628.5367 | 0 | 10039415.9736 | 26120500.9958 | 17827778.6523 | 79729787.8616 | 3144235.0165 | 20541638.8086 |  | 1478867.319 | 4990048.8316 | 0 | 109884577.8373 |  | 3162277.6602 | 15.8247 | 6943.8746 |  | 155.7147
1 | 3200 | 707 | 0.035 | 15 | 15 | 7 | 4.217e-09 | 0 | Water | Porous | Wet | R245fa | MinimizeLCOE | IgnoreSilica | 200.6204 | 52.9985 | 3.9707 | 4 | 6928.823 |  | 155.3772 |  | 124.5986 | -1.0963e-05 | 13165709341.4644 | 6479049.3376 | 255925.2922 | 8162870.981 | 10140608.2495 | 24077.0464 | 732744.1208 | 0 | 10060157.2607 | 26174465.5703 | 17864610.5832 | 79894508.4417 | 3144235.0165 | 20541638.8086 |  | 1478867.319 | 4990048.8316 | 0 | 110049298.4174 |  | 4216965.0343 | 15.8828 | 6928.823 |  | 155.3772
1 | 3200 | 707 | 0.035 | 15 | 15 | 7 | 5.6234e-09 | 0 | Water | Porous | Wet | R245fa | MinimizeLCOE | IgnoreSilica | 201.0102 | 53.1027 | 3.9817 | 4 | 6917.5391 |  | 155.1241 |  | 124.6002 | -1.0872e-05 | 13184449276.3131 | 6488162.8258 | 256282.1406 | 8175705.6255 | 10160444.0687 | 24077.0464 | 730552.7388 | 0 | 10075737.5338 | 26215002.2451 | 17892277.6967 | 80018241.9214 | 3144235.0165 | 20541638.8086 |  | 1478867.319 | 4990048.8316 | 0 | 110173031.897 |  | 5623413.2519 | 15.9266 | 6917.5391 |  | 155.1241
1 | 3200 | 707 | 0.035 | 15 | 15 | 7 | 7.4989e-09 | 0 | Water | Porous | Wet | R245fa | MinimizeLCOE | IgnoreSilica | 201.3003 | 53.1803 | 3.9899 | 4 | 6909.0792 |  | 154.9344 |  | 124.6013 | -1.0803e-05 | 13198828412.4583 | 6494939.6623 | 256547.4937 | 8185250.7153 | 10175200.8235 | 24077.0464 | 728865.3866 | 0 | 10087303.6399 | 26245094.8805 | 17912816.5387 | 80110096.1869 | 3144235.0165 | 20541638.8086 |  | 1478867.319 | 4990048.8316 | 0 | 110264886.1626 |  | 7498942.0933 | 15.9594 | 6909.0792 |  | 154.9344
1 | 3200 | 707 | 0.035 | 15 | 15 | 7 | 1e-08 | 0 | Water | Porous | Wet | R245fa | MinimizeLCOE | IgnoreSilica | 201.5218 | 53.2395 | 3.9961 | 4 | 6902.7362 |  | 154.7922 |  | 124.6022 | -1.0752e-05 | 13209264403.8337 | 6500113.6754 | 256750.0867 | 8192538.9059 | 10186471.2058 | 24077.0464 | 727626.8025 | 0 | 10096155.3118 | 26268125.1152 | 17928535.1471 | 80180393.2968 | 3144235.0165 | 20541638.8086 |  | 1478867.319 | 4990048.8316 | 0 | 110335183.2725 |  | 10000000 | 15.9843 | 6902.7362 |  | 154.7922
1 | 3300 | 707 | 0.035 | 15 | 15 | 7 | 1e-13 | 0 | Water | Porous | Wet | R245fa | MinimizeLCOE | IgnoreSilica | 0 | 0 | 0 | 4 |  |  |  |  | 0 | 0 | 7138781668.3953 | 3367.7239 | 74.1062 | 3446.9337 | 25585.8793 | 24077.0464 | 18617.0508 | 0 | 29315.8088 | 76273.7209 | 52058.3818 | 232816.6518 | 3144235.0165 | 21328933.6444 |  | 1478867.319 | 5147507.7987 | 0 |  |  | 100 | 0
1 | 3300 | 707 | 0.035 | 15 | 15 | 7 | 1.3335e-13 | 0 | Water | Porous | Wet | R245fa | MinimizeLCOE | IgnoreSilica | 0 | 0 | 0 | 4 |  |  |  |  | 0 | 0 | 4369446178.8317 | 3370.3939 | 74.1706 | 3449.5892 | 25587.0247 | 24077.0464 | 16232.228 | 0 | 28388.2766 | 73860.4723 | 50411.2901 | 225450.4916 | 3144235.0165 | 21328933.6444 |  | 1478867.319 | 5147507.7987 | 0 |  |  | 133.3521 | 0
1 | 3300 | 707 | 0.035 | 15 | 15 | 7 | 1.7783e-13 | 0 | Water | Porous | Wet | R245fa | MinimizeLCOE | IgnoreSilica | 0 | 0 | 0 | 4 |  |  |  |  | 0 | 0 | 2294063421.219 | 3372.4051 | 74.2191 | 3451.5891 | 25587.8871 | 24077.0464 | 14069.6465 | 0 | 27546.7894 | 71671.0954 | 48916.9953 | 218767.6733 | 3144235.0165 | 21328933.6444 |  | 1478867.319 | 5147507.7987 | 0 |  |  | 177.8279 | 0
1 | 3300 | 707 | 0.035 | 15 | 15 | 7 | 2.3714e-13 | 0 | Water | Porous | Wet | R245fa | MinimizeLCOE | IgnoreSilica | 0.8806 | 0.13074 | 0.0005013 | 4 | 15947750.247 |  | 357624.4185 |  | 92.3043 | -3.9089e-05 | 167804010.3611 | 79385.8426 | 2574.5329 | 68397.438 | 54562.2319 | 24077.0464 | 54758.2705 | 0 | 110664.5913 | 287926.5662 | 196515.7977 | 878862.3175 | 3144235.0165 | 21328933.6444 |  | 1478867.319 | 5147507.7987 | 0 | 31978406.0961 |  | 237.1374 | 0.0020052 | 15947750.247 |  | 357624.4185
1 | 3300 | 707 | 0.035 | 15 | 15 | 7 | 3.1623e-13 | 0 | Water | Porous | Wet | R245fa | MinimizeLCOE | IgnoreSilica | 1.3779 | 0.25392 | 0.0038003 | 4 | 2134477.7921 |  | 47865.1451 |  | 103.0696 | -5.0069e-05 | 5324883.5277 | 135100.8235 | 4712.0514 | 115461.6549 | 78566.5644 | 24077.0464 | 77065.3604 | 0 | 169643.5653 | 441377.7583 | 301249.3895 | 1347254.214 | 3144235.0165 | 21328933.6444 |  | 1478867.319 | 5147507.7987 | 0 | 32446797.9926 |  | 316.2278 | 0.015201 | 2134477.7921 |  | 47865.1451
1 | 3300 | 707 | 0.035 | 15 | 15 | 7 | 4.217e-13 | 0 | Water | Porous | Wet | R245fa | MinimizeLCOE | IgnoreSilica | 1.8604 | 0.37978 | 0.0091675 | 4 | 896155.0426 |  | 20096.0588 |  | 108.7236 | -5.2761e-05 | 1228957375.2678 | 184850.0813 | 6696.5116 | 158722.6522 | 102637.5797 | 24077.0464 | 92004.0211 | 0 | 221905.278 | 577352.0143 | 394054.6132 | 1762299.7978 | 3144235.0165 | 21328933.6444 |  | 1478867.319 | 5147507.7987 | 0 | 32861843.5764 |  | 421.6965 | 0.03667 | 896155.0426 |  | 20096.0588
1 | 3300 | 707 | 0.035 | 15 | 15 | 7 | 5.6234e-13 | 0 | Water | Porous | Wet | R245fa | MinimizeLCOE | IgnoreSilica | 2.4524 | 0.53792 | 0.017063 | 4 | 488469.6791 |  | 10953.8137 |  | 112.9139 | -5.3391e-05 | 2601421613.9366 | 241167.9462 | 8985.6833 | 209102.2463 | 132668.5099 | 24077.0464 | 106750.4041 | 0 | 281873.2161 | 733376.2882 | 500544.3861 | 2238545.7267 | 3144235.0165 | 21328933.6444 |  | 1478867.319 | 5147507.7987 | 0 | 33338089.5053 |  | 562.3413 | 0.06825 | 488469.6791 |  | 10953.8137
1 | 3300 | 707 | 0.035 | 15 | 15 | 7 | 7.4989e-13 | 0 | Water | Porous | Wet | R245fa | MinimizeLCOE | IgnoreSilica | 3.2714 | 0.75998 | 0.028203 | 4 | 301068.7727 |  | 6751.394 |  | 116.3908 | -5.4605e-05 | 3310540998.5046 | 312684.8076 | 11924.2928 | 275058.8886 | 174687.0495 | 24077.0464 | 126288.1154 | 0 | 360640.8781 | 938313.5873 | 640418.3038 | 2864092.9696 | 3144235.0165 | 21328933.6444 |  | 1478867.319 | 5147507.7987 | 0 | 33963636.7482 |  | 749.8942 | 0.11281 | 301068.7727 |  | 6751.394
1 | 3300 | 707 | 0.035 | 15 | 15 | 7 | 1e-12 | 0 | Water | Porous | Wet | R245fa | MinimizeLCOE | IgnoreSilica | 4.3406 | 1.0525 | 0.043499 | 4 | 199612.0263 |  | 4476.2511 |  | 119.0622 | -5.5237e-05 | 3715684479.3651 | 398032.0982 | 15451.9849 | 356276.2049 | 229933.1555 | 24077.0464 | 148897.2191 | 0 | 457340.4065 | 1189905.9243 | 812135.2434 | 3632049.2832 | 3144235.0165 | 21328933.6444 |  | 1478867.319 | 5147507.7987 | 0 | 34731593.0618 |  | 1000 | 0.174 | 199612.0263 |  | 4476.2511
1 | 3300 | 707 | 0.035 | 15 | 15 | 7 | 1.3335e-12 | 0 | Water | Porous | Wet | R245fa | MinimizeLCOE | IgnoreSilica | 5.7562 | 1.4419 | 0.064263 | 4 | 138844.3085 |  | 3113.5498 |  | 121.1344 | -5.5634e-05 | 4073624054.2108 | 501311.3168 | 19728.9603 | 457698.0663 | 303418.791 | 24077.0464 | 175993.6217 | 0 | 578068.843 | 1504016.5512 | 1026522.2006 | 4590835.3973 | 3144235.0165 | 21328933.6444 |  | 1478867.319 | 5147507.7987 | 0 | 35690379.1759 |  | 1333.5214 | 0.25705 | 138844.3085 |  | 3113.5498
1 | 3300 | 707 | 0.035 | 15 | 15 | 7 | 1.7783e-12 | 0 | Water | Porous | Wet | R245fa | MinimizeLCOE | IgnoreSilica | 7.669 | 1.9699 | 0.09238 | 4 | 99900.3283 |  | 2240.2406 |  | 122.7563 | -5.6162e-05 | 4286052470.7525 | 628786.3455 | 25006.8564 | 586819.5992 | 402985.7949 | 24077.0464 | 209948.0282 | 0 | 732273.2315 | 1905224.7385 | 1300355.0325 | 5815476.673 | 3144235.0165 | 21328933.6444 |  | 1478867.319 | 5147507.7987 | 0 | 36915020.4516 |  | 1778.2794 | 0.36952 | 99900.3283 |  | 2240.2406
1 | 3300 | 707 | 0.035 | 15 | 15 | 7 | 2.3714e-12 | 0 | Water | Porous | Wet | R245fa | MinimizeLCOE | IgnoreSilica | 10.199 | 2.6695 | 0.13003 | 4 | 73914.2884 |  | 1657.5099 |  | 123.9886 | -5.6451e-05 | 4377887302.4301 | 782881.9676 | 31375.9697 | 747732.9853 | 534908.3087 | 24077.0464 | 250586.7487 | 0 | 924909.5803 | 2406425.003 | 1642434.5116 | 7345332.1214 | 3144235.0165 | 21328933.6444 |  | 1478867.319 | 5147507.7987 | 0 | 38444875.9 |  | 2371.3737 | 0.52013 | 73914.2884 |  | 1657.5099
1 | 3300 | 707 | 0.035 | 15 | 15 | 7 | 3.1623e-12 | 0 | Water | Porous | Wet | R245fa | MinimizeLCOE | IgnoreSilica | 13.5636 | 3.601 | 0.18036 | 4 | 55960.8384 |  | 1254.9082 |  | 124.9279 | -5.6651e-05 | 4471347805.3344 | 970432.804 | 39107.4183 | 949471.4309 | 710544.8307 | 24077.0464 | 299913.804 | 0 | 1167483.4604 | 3037552.4801 | 2073191.9832 | 9271775.258 | 3144235.0165 | 21328933.6444 |  | 1478867.319 | 5147507.7987 | 0 | 40371319.0366 |  | 3162.2777 | 0.72142 | 55960.8384 |  | 1254.9082
1 | 3300 | 707 | 0.035 | 15 | 15 | 7 | 4.217e-12 | 0 | Water | Porous | Wet | R245fa | MinimizeLCOE | IgnoreSilica | 18.0459 | 4.8429 | 0.24748 | 4 | 43241.9013 |  | 969.6891 |  | 125.6427 | -5.6819e-05 | 4519245875.5403 | 1199334.2323 | 48514.8418 | 1202872.8388 | 944666.16 | 24077.0464 | 360111.919 | 0 | 1474035.0449 | 3835136.8207 | 2617559.6843 | 11706308.5882 | 3144235.0165 | 21328933.6444 |  | 1478867.319 | 5147507.7987 | 0 | 42805852.3669 |  | 4216.965 | 0.98992 | 43241.9013 |  | 969.6891
1 | 3300 | 707 | 0.035 | 15 | 15 | 7 | 5.6234e-12 | 0 | Water | Porous | Wet | R245fa | MinimizeLCOE | IgnoreSilica | 24.0117 | 6.4965 | 0.33677 | 4 | 34062.5734 |  | 763.8449 |  | 126.1853 | -5.697e-05 | 4524661164.5714 | 1478744.3622 | 59959.7995 | 1520987.7391 | 1256401.8613 | 24077.0464 | 433625.7182 | 0 | 1861780.6454 | 4843971.3356 | 3306109.9702 | 14785658.4777 | 3144235.0165 | 21328933.6444 |  | 1478867.319 | 5147507.7987 | 0 | 45885202.2563 |  | 5623.4133 | 1.3471 | 34062.5734 |  | 763.8449
1 | 3300 | 707 | 0.035 | 15 | 15 | 7 | 7.4989e-12 | 0 | Water | Porous | Wet | R245fa | MinimizeLCOE | IgnoreSilica | 31.5218 | 8.5788 | 0.45321 | 4 | 27340.8491 |  | 613.1119 |  | 126.5802 | -5.63e-05 | 4745295746.3815 | 1802356.7994 | 73170.6257 | 1899378.1941 | 1648940.1577 | 24077.0464 | 513734.3926 | 0 | 2325046.3142 | 6049293.5769 | 4128767.1668 | 18464764.2737 | 3144235.0165 | 21328933.6444 |  | 1478867.319 | 5147507.7987 | 0 | 49564308.0523 |  | 7498.9421 | 1.8128 | 27340.8491 |  | 613.1119
1 | 3300 | 707 | 0.035 | 15 | 15 | 7 | 1e-11 | 0 | Water | Porous | Wet | R245fa | MinimizeLCOE | IgnoreSilica | 40.0823 | 10.953 | 0.59943 | 4 | 22328.0496 |  | 500.7011 |  | 126.8532 | -5.3778e-05 | 5555489166.5361 | 2144379.7163 | 87088.1667 | 2308979.7108 | 2096486.8709 | 24077.0464 | 583182.833 | 0 | 2825235.7941 | 7350684.0008 | 5016992.872 | 22437107.0108 | 3144235.0165 | 21328933.6444 |  | 1478867.319 | 5147507.7987 | 0 | 53536650.7895 |  | 10000 | 2.3977 | 22328.0496 |  | 500.7011
1 | 3300 | 707 | 0.035 | 15 | 15 | 7 | 1.3335e-11 | 0 | Water | Porous | Wet | R245fa | MinimizeLCOE | IgnoreSilica | 50.489 | 13.8402 | 0.78423 | 4 | 18542.7876 |  | 415.8175 |  | 127.0645 | -5.0959e-05 | 6410184699.0284 | 2532435.2499 | 102832.1588 | 2783852.2781 | 2640687.5477 | 24077.0464 | 655293.2554 | 0 | 3408279.2391 | 8867643.446 | 6052348.8638 | 27067449.0852 | 3144235.0165 | 21328933.6444 |  | 1478867.319 | 5147507.7987 | 0 | 58166992.8638 |  | 13335.2143 | 3.1369 | 18542.7876 |  | 415.8175
1 | 3300 | 707 | 0.035 | 15 | 15 | 7 | 1.7783e-11 | 0 | Water | Porous | Wet | R245fa | MinimizeLCOE | IgnoreSilica | 62.8519 | 17.2713 | 1.0128 | 4 | 15662.7362 |  | 351.233 |  | 127.2302 | -4.7867e-05 | 7290733131.495 | 2964296.7891 | 120304.3925 | 3323121.1515 | 3287370.4897 | 24077.0464 | 727332.2926 | 0 | 4074135.8431 | 10600065.7436 | 7234762.6795 | 32355466.428 | 3144235.0165 | 21328933.6444 |  | 1478867.319 | 5147507.7987 | 0 | 63455010.2066 |  | 17782.7941 | 4.0513 | 15662.7362 |  | 351.233
1 | 3300 | 707 | 0.035 | 15 | 15 | 7 | 2.3714e-11 | 0 | Water | Porous | Wet | R245fa | MinimizeLCOE | IgnoreSilica | 77.0466 | 21.2132 | 1.2872 | 4 | 13461.2868 |  | 301.8661 |  | 127.3622 | -4.451e-05 | 8185503180.6066 | 3430948.6558 | 139134.2501 | 3916820.8978 | 4030214.3182 | 24077.0464 | 794833.7737 | 0 | 4811051.2873 | 12517368.5673 | 8543361.2534 | 38207810.05 | 3144235.0165 | 21328933.6444 |  | 1478867.319 | 5147507.7987 | 0 | 69307353.8286 |  | 23713.7371 | 5.1486 | 13461.2868 |  | 301.8661
1 | 3300 | 707 | 0.035 | 15 | 15 | 7 | 3.1623e-11 | 0 | Water | Porous | Wet | R245fa | MinimizeLCOE | IgnoreSilica | 92.7035 | 25.5647 | 1.6039 | 4 | 11775.993 |  | 264.0738 |  | 127.47 | -4.0972e-05 | 9064368908.057 | 3918038.5675 | 158742.4705 | 4547055.0518 | 4850078.6033 | 24077.0464 | 853339.2539 | 0 | 5597019.0874 | 14562295.5589 | 9939065.9442 | 44449711.5838 | 3144235.0165 | 21328933.6444 |  | 1478867.319 | 5147507.7987 | 0 | 75549255.3625 |  | 31622.7766 | 6.4155 | 11775.993 |  | 264.0738
1 | 3300 | 707 | 0.035 | 15 | 15 | 7 | 4.217e-11 | 0 | Water | Porous | Wet | R245fa | MinimizeLCOE | IgnoreSilica | 109.0929 | 30.1244 | 1.952 | 4 | 10487.7966 |  | 235.1863 |  | 127.5602 | -3.734e-05 | 9907491107.1738 | 4403652.4062 | 178252.1651 | 5184737.6257 | 5708960.5794 | 24077.0464 | 897877.1029 | 0 | 6395047.201 | 16638601.0125 | 11356187.0801 | 50787392.2192 | 3144235.0165 | 21328933.6444 |  | 1478867.319 | 5147507.7987 | 0 | 81886935.9978 |  | 42169.6503 | 7.8078 | 10487.7966 |  | 235.1863
1 | 3300 | 707 | 0.035 | 15 | 15 | 7 | 5.6234e-11 | 0 | Water | Porous | Wet | R245fa | MinimizeLCOE | IgnoreSilica | 125.3144 | 34.6429 | 2.3139 | 4 | 9506.8913 |  | 213.1897 |  | 127.637 | -3.3764e-05 | 10689395874.7821 | 4864680.4431 | 196744.4604 | 5797781.6963 | 6559831.7064 | 24077.0464 | 925669.2251 | 0 | 7163825.9852 | 18638805.7108 | 12721367.8868 | 56892784.1605 | 3144235.0165 | 21328933.6444 |  | 1478867.319 | 5147507.7987 | 0 | 87992327.9391 |  | 56234.1325 | 9.2556 | 9506.8913 |  | 213.1897
1 | 3300 | 707 | 0.035 | 15 | 15 | 7 | 7.4989e-11 | 0 | Water | Porous | Wet | R245fa | MinimizeLCOE | IgnoreSilica | 140.465 | 38.8688 | 2.669 | 4 | 8763.6037 |  | 196.5217 |  | 127.7025 | -3.0389e-05 | 11393424457.5367 | 5280700.1601 | 213411.3029 | 6356707.6335 | 7355328.7666 | 24077.0464 | 936422.5805 | 0 | 7864992.5211 | 20463097.208 | 13966484.3191 | 62461221.5381 | 3144235.0165 | 21328933.6444 |  | 1478867.319 | 5147507.7987 | 0 | 93560765.3168 |  | 74989.4209 | 10.6761 | 8763.6037 |  | 196.5217
1 | 3300 | 707 | 0.035 | 15 | 15 | 7 | 1e-10 | 0 | Water | Porous | Wet | R245fa | MinimizeLCOE | IgnoreSilica | 153.8996 | 42.6212 | 2.9989 | 4 | 8202.9729 |  | 183.9497 |  | 127.7579 | -2.7345e-05 | 12009626082.0297 | 5639574.2039 | 227776.4152 | 6842831.829 | 8061460.1505 | 24077.0464 | 932860.3058 | 0 | 8474146.1808 | 22047990.0762 | 15048206.2679 | 67298922.4758 | 3144235.0165 | 21328933.6444 |  | 1478867.319 | 5147507.7987 | 0 | 98398466.2544 |  | 100000 | 11.9955 | 8202.9729 |  | 183.9497
1 | 3300 | 707 | 0.035 | 15 | 15 | 7 | 1.3335e-10 | 0 | Water | Porous | Wet | R245fa | MinimizeLCOE | IgnoreSilica | 165.3144 | 45.8135 | 3.291 | 4 | 7781.6189 |  | 174.5009 |  | 127.804 | -2.4711e-05 | 12531537108.893 | 5937993.2374 | 239714.6822 | 7249653.4495 | 8662012.0215 | 24077.0464 | 919379.0053 | 0 | 8982803.4825 | 23371412.0351 | 15951468.9485 | 71338513.9084 | 3144235.0165 | 21328933.6444 |  | 1478867.319 | 5147507.7987 | 0 | 102438057.687 |  | 133352.1432 | 13.1641 | 7781.6189 |  | 174.5009
1 | 3300 | 707 | 0.035 | 15 | 15 | 7 | 1.7783e-10 | 0 | Water | Porous | Wet | R245fa | MinimizeLCOE | IgnoreSilica | 174.7085 | 48.4437 | 3.54 | 4 | 7465.6687 |  | 167.4158 |  | 127.8417 | -2.2513e-05 | 12961147611.5216 | 6179552.2836 | 249374.5984 | 7580572.8581 | 9156685.0427 | 24077.0464 | 900622.3766 | 0 | 9395444.8403 | 24445020.2037 | 16684228.5839 | 74615577.8337 | 3144235.0165 | 21328933.6444 |  | 1478867.319 | 5147507.7987 | 0 | 105715121.6124 |  | 177827.941 | 14.1602 | 7465.6687 |  | 167.4158
1 | 3300 | 707 | 0.035 | 15 | 15 | 7 | 2.3714e-10 | 0 | Water | Porous | Wet | R245fa | MinimizeLCOE | IgnoreSilica | 182.2166 | 50.548 | 3.7454 | 4 | 7229.0448 |  | 162.1096 |  | 127.8718 | -2.0166e-05 | 13310446130.0851 | 6370205.0113 | 256996.9309 | 7842720.837 | 9552344.3242 | 24077.0464 | 879822.0699 | 0 | 9721204.8256 | 25292580.863 | 17262706.1495 | 77202658.0577 | 3144235.0165 | 21328933.6444 |  | 1478867.319 | 5147507.7987 | 0 | 108302201.8363 |  | 237137.3706 | 14.9815 | 7229.0448 |  | 162.1096
1 | 3300 | 707 | 0.035 | 15 | 15 | 7 | 3.1623e-10 | 0 | Water | Porous | Wet | R245fa | MinimizeLCOE | IgnoreSilica | 188.1138 | 52.2022 | 3.9108 | 4 | 7051.9162 |  | 158.1375 |  | 127.8956 | -1.8188e-05 | 13590168967.6108 | 6518545.1838 | 262926.6978 | 8047254.9675 | 9863309.477 | 24077.0464 | 859590.2868 | 0 | 9974524.4271 | 25951666.503 | 17712545.6418 | 79214440.2312 | 3144235.0165 | 21328933.6444 |  | 1478867.319 | 5147507.7987 | 0 | 110313984.0098 |  | 316227.766 | 15.6431 | 7051.9162 |  | 158.1375
1 | 3300 | 707 | 0.035 | 15 | 15 | 7 | 4.217e-10 | 0 | Water | Porous | Wet | R245fa | MinimizeLCOE | IgnoreSilica | 192.6887 | 53.4863 | 4.0417 | 4 | 6919.33 |  | 155.1643 |  | 127.9141 | -1.6523e-05 | 13809561075.2436 | 6632810.2272 | 267493.9074 | 8205132.7252 | 10104667.8189 | 24077.0464 | 841388.1353 | 0 | 10169472.2455 | 26458880.7373 | 18058729.7788 | 80762652.622 | 3144235.0165 | 21328933.6444 |  | 1478867.319 | 5147507.7987 | 0 | 111862196.4007 |  | 421696.5034 | 16.1666 | 6919.33 |  | 155.1643
1 | 3300 | 707 | 0.035 | 15 | 15 | 7 | 5.6234e-10 | 0 | Water | Porous | Wet | R245fa | MinimizeLCOE | IgnoreSilica | 196.2159 | 54.4769 | 4.144 | 4 | 6820.0685 |  | 152.9384 |  | 127.9284 | -1.5115e-05 | 13978881023.484 | 6720439.8722 | 270996.2842 | 8326396.9088 | 10290825.3493 | 24077.0464 | 825926.8684 | 0 | 10318878.3084 | 26847604.6654 | 18324041.8472 | 81949187.15 | 3144235.0165 | 21328933.6444 |  | 1478867.319 | 5147507.7987 | 0 | 113048730.9287 |  | 562341.3252 | 16.5759 | 6820.0685 |  | 152.9384
1 | 3300 | 707 | 0.035 | 15 | 15 | 7 | 7.4989e-10 | 0 | Water | Porous | Wet | R245fa | MinimizeLCOE | IgnoreSilica | 198.8908 | 55.2284 | 4.2228 | 4 | 6745.7386 |  | 151.2715 |  | 127.9393 | -1.445e-05 | 14111249610.9111 | 6786634.7929 | 273641.8898 | 8418104.4402 | 10432049.287 | 24077.0464 | 812965.5854 | 0 | 10431514.4862 | 27140660.8953 | 18524058.7459 | 82843707.1691 | 3144235.0165 | 21328933.6444 |  | 1478867.319 | 5147507.7987 | 0 | 113943250.9477 |  | 749894.2093 | 16.8911 | 6745.7386 |  | 151.2715
1 | 3300 | 707 | 0.035 | 15 | 15 | 7 | 1e-09 | 0 | Water | Porous | Wet | R245fa | MinimizeLCOE | IgnoreSilica | 200.9176 | 55.7981 | 4.2831 | 4 | 6690.0642 |  | 150.0231 |  | 127.9476 | -1.3397e-05 | 14213120374.743 | 6836645.8812 | 275640.6679 | 8487449.2089 | 10539084.9061 | 24077.0464 | 802474.4287 | 0 | 10516495.1343 | 27361763.1096 | 18674965.5503 | 83518595.9332 | 3144235.0165 | 21328933.6444 |  | 1478867.319 | 5147507.7987 | 0 | 114618139.7118 |  | 1000000 | 17.1326 | 6690.0642 |  | 150.0231
1 | 3300 | 707 | 0.035 | 15 | 15 | 7 | 1.3335e-09 | 0 | Water | Porous | Wet | R245fa | MinimizeLCOE | IgnoreSilica | 202.4723 | 56.2351 | 4.3295 | 4 | 6648.3516 |  | 149.0877 |  | 127.954 | -1.3014e-05 | 14288111111.3898 | 6874922.3344 | 277170.4314 | 8540557.1111 | 10621202.7308 | 24077.0464 | 794384.0041 | 0 | 10581602.3267 | 27531158.6689 | 18790581.5003 | 84035656.1541 | 3144235.0165 | 21328933.6444 |  | 1478867.319 | 5147507.7987 | 0 | 115135199.9327 |  | 1333521.4322 | 17.3179 | 6648.3516 |  | 149.0877
1 | 3300 | 707 | 0.035 | 15 | 15 | 7 | 1.7783e-09 | 0 | Water | Porous | Wet | R245fa | MinimizeLCOE | IgnoreSilica | 203.6413 | 56.5638 | 4.3646 | 4 | 6617.0935 |  | 148.3867 |  | 127.9588 | -1.2723e-05 | 14346428174.8471 | 6903652.7296 | 278318.6633 | 8580439.4393 | 10682952.4656 | 24077.0464 | 788014.4681 | 0 | 10630407.3768 | 27658139.398 | 18877248.4571 | 84423250.0441 | 3144235.0165 | 21328933.6444 |  | 1478867.319 | 5147507.7987 | 0 | 115522793.8227 |  | 1778279.41 | 17.4582 | 6617.0935 |  | 148.3867
1 | 3300 | 707 | 0.035 | 15 | 15 | 7 | 2.3714e-09 | 0 | Water | Porous | Wet | R245fa | MinimizeLCOE | IgnoreSilica | 204.5038 | 56.8064 | 4.3909 | 4 | 6593.6659 |  | 147.8614 |  | 127.9624 | -1.2499e-05 | 14392129267.7191 | 6924826.7151 | 279164.8893 | 8609842.9341 | 10728522.6873 | 24077.0464 | 782904.8143 | 0 | 10666242.2438 | 27751374.3711 | 18940883.242 | 84707838.9435 | 3144235.0165 | 21328933.6444 |  | 1478867.319 | 5147507.7987 | 0 | 115807382.7221 |  | 2371373.7057 | 17.5634 | 6593.6659 |  | 147.8614
1 | 3300 | 707 | 0.035 | 15 | 15 | 7 | 3.1623e-09 | 0 | Water | Porous | Wet | R245fa | MinimizeLCOE | IgnoreSilica | 205.1707 | 56.9939 | 4.411 | 4 | 6576.1052 |  | 147.4676 |  | 127.9651 | -1.1795e-05 | 14424795874.5263 | 6941182.533 | 279818.5552 | 8632561.6636 | 10763758.6252 | 24077.0464 | 779166.5855 | 0 | 10694020.3535 | 27823647.3145 | 18990211.0109 | 84928443.6877 | 3144235.0165 | 21328933.6444 |  | 1478867.319 | 5147507.7987 | 0 | 116027987.4663 |  | 3162277.6602 | 17.6439 | 6576.1052 |  | 147.4676
1 | 3300 | 707 | 0.035 | 15 | 15 | 7 | 4.217e-09 | 0 | Water | Porous | Wet | R245fa | MinimizeLCOE | IgnoreSilica | 205.6628 | 57.1323 | 4.426 | 4 | 6562.9405 |  | 147.1723 |  | 127.9672 | -1.1669e-05 | 14450399876.2906 | 6953243.3502 | 280300.567 | 8649317.9493 | 10789761.5202 | 24077.0464 | 776220.2391 | 0 | 10714439.0621 | 27876772.606 | 19026470.114 | 85090602.4544 | 3144235.0165 | 21328933.6444 |  | 1478867.319 | 5147507.7987 | 0 | 116190146.233 |  | 4216965.0343 | 17.704 | 6562.9405 |  | 147.1723
1 | 3300 | 707 | 0.035 | 15 | 15 | 7 | 5.6234e-09 | 0 | Water | Porous | Wet | R245fa | MinimizeLCOE | IgnoreSilica | 206.0332 | 57.2365 | 4.4373 | 4 | 6553.0708 |  | 146.951 |  | 127.9687 | -1.1574e-05 | 14469608561.7267 | 6962317.4985 | 280663.2156 | 8661926.7046 | 10809336.242 | 24077.0464 | 773989.6364 | 0 | 10729801.0339 | 27916741.3055 | 19053749.5726 | 85212602.2554 | 3144235.0165 | 21328933.6444 |  | 1478867.319 | 5147507.7987 | 0 | 116312146.0341 |  | 5623413.2519 | 17.7493 | 6553.0708 |  | 146.951
1 | 3300 | 707 | 0.035 | 15 | 15 | 7 | 7.4989e-09 | 0 | Water | Porous | Wet | R245fa | MinimizeLCOE | IgnoreSilica | 206.3233 | 57.3181 | 4.446 | 4 | 6545.6708 |  | 146.7851 |  | 127.9699 | -1.1505e-05 | 14482827368.2619 | 6969419.6329 | 280947.0539 | 8671796.3804 | 10824663.4342 | 24077.0464 | 772420.5195 | 0 | 10741896.3862 | 27948210.9311 | 19075228.2388 | 85308659.6234 | 3144235.0165 | 21328933.6444 |  | 1478867.319 | 5147507.7987 | 0 | 116408203.402 |  | 7498942.0933 | 17.784 | 6545.6708 |  | 146.7851
1 | 3300 | 707 | 0.035 | 15 | 15 | 7 | 1e-08 | 0 | Water | Porous | Wet | R245fa | MinimizeLCOE | IgnoreSilica | 206.5324 | 57.3769 | 4.4524 | 4 | 6540.1224 |  | 146.6607 |  | 127.9708 | -1.1452e-05 | 14493659895.8397 | 6974538.7021 | 281151.6371 | 8678910.8889 | 10835714.6214 | 24077.0464 | 771147.9602 | 0 | 10750560.9339 | 27970754.3066 | 19090614.5558 | 85377470.6523 | 3144235.0165 | 21328933.6444 |  | 1478867.319 | 5147507.7987 | 0 | 116477014.431 |  | 10000000 | 17.8096 | 6540.1224 |  | 146.6607
1 | 3400 | 707 | 0.035 | 15 | 15 | 7 | 1e-13 | 0 | Water | Porous | Wet | R245fa | MinimizeLCOE | IgnoreSilica | 0 | 0 | 0 | 4 |  |  |  |  | 0 | 0 | 6648085860.6434 | 3397.8255 | 74.8324 | 3476.8474 | 25598.7702 | 24077.0464 | 18269.6649 | 0 | 29209.0448 | 75995.9429 | 51868.7926 | 231968.7668 | 3144235.0165 | 22127948.6619 |  | 1478867.319 | 5307310.8022 | 0 |  |  | 100 | 0
1 | 3400 | 707 | 0.035 | 15 | 15 | 7 | 1.3335e-13 | 0 | Water | Porous | Wet | R245fa | MinimizeLCOE | IgnoreSilica | 0 | 0 | 0 | 4 |  |  |  |  | 0 | 0 | 3960412188.5298 | 3400.4335 | 74.8953 | 3479.4366 | 25599.8848 | 24077.0464 | 15890.3949 | 0 | 28283.6157 | 73588.1662 | 50225.4355 | 224619.309 | 3144235.0165 | 22127948.6619 |  | 1478867.319 | 5307310.8022 | 0 |  |  | 133.3521 | 0
1 | 3400 | 707 | 0.035 | 15 | 15 | 7 | 1.7783e-13 | 0 | Water | Porous | Wet | R245fa | MinimizeLCOE | IgnoreSilica | 0 | 0 | 0 | 4 |  |  |  |  | 0 | 0 | 1946297883.7098 | 3402.3978 | 74.9427 | 3481.3865 | 25600.7241 | 24077.0464 | 13716.411 | 0 | 27437.6343 | 71387.0963 | 48723.1601 | 217900.7992 | 3144235.0165 | 22127948.6619 |  | 1478867.319 | 5307310.8022 | 0 |  |  | 177.8279 | 0
1 | 3400 | 707 | 0.035 | 15 | 15 | 7 | 2.3714e-13 | 0 | Water | Porous | Wet | R245fa | MinimizeLCOE | IgnoreSilica | 1.0269 | 0.17153 | 0.0013408 | 4 | 6172740.0365 |  | 138422.1932 |  | 97.9792 | -4.6423e-05 | 35828583.9574 | 99647.082 | 3355.9242 | 84659.4164 | 62273.6864 | 24077.0464 | 63928.1532 | 0 | 131797.1103 | 342909.0457 | 234042.4698 | 1046689.9344 | 3144235.0165 | 22127948.6619 |  | 1478867.319 | 5307310.8022 | 0 | 33105051.734 |  | 237.1374 | 0.0053631 | 6172740.0365 |  | 138422.1932
1 | 3400 | 707 | 0.035 | 15 | 15 | 7 | 3.1623e-13 | 0 | Water | Porous | Wet | R245fa | MinimizeLCOE | IgnoreSilica | 1.4363 | 0.2791 | 0.0054954 | 4 | 1523588.2611 |  | 34166.096 |  | 105.9541 | -5.1667e-05 | 1535920417.173 | 146860.0098 | 5217.8499 | 124287.6747 | 82824.1908 | 24077.0464 | 79210.6459 | 0 | 180366.1928 | 469275.8355 | 320290.4004 | 1432409.8461 | 3144235.0165 | 22127948.6619 |  | 1478867.319 | 5307310.8022 | 0 | 33490771.6458 |  | 316.2278 | 0.021982 | 1523588.2611 |  | 34166.096
1 | 3400 | 707 | 0.035 | 15 | 15 | 7 | 4.217e-13 | 0 | Water | Porous | Wet | R245fa | MinimizeLCOE | IgnoreSilica | 1.8993 | 0.40585 | 0.011851 | 4 | 715056.1804 |  | 16034.9608 |  | 111.3652 | -5.3137e-05 | 3334786156.6261 | 196585.1526 | 7241.9408 | 167081.6155 | 106725.4245 | 24077.0464 | 92169.7732 | 0 | 231613.5716 | 602611.0029 | 411294.3919 | 1839399.9193 | 3144235.0165 | 22127948.6619 |  | 1478867.319 | 5307310.8022 | 0 | 33897761.7189 |  | 421.6965 | 0.047406 | 715056.1804 |  | 16034.9608
1 | 3400 | 707 | 0.035 | 15 | 15 | 7 | 5.6234e-13 | 0 | Water | Porous | Wet | R245fa | MinimizeLCOE | IgnoreSilica | 2.5229 | 0.58065 | 0.021104 | 4 | 407726.0208 |  | 9143.1568 |  | 115.8154 | -5.4536e-05 | 4427205059.0239 | 258493.2776 | 9809.9634 | 221861.8676 | 139487.601 | 24077.0464 | 108144.0584 | 0 | 297130.7876 | 773073.3594 | 527638.4529 | 2359716.4143 | 3144235.0165 | 22127948.6619 |  | 1478867.319 | 5307310.8022 | 0 | 34418078.214 |  | 562.3413 | 0.084415 | 407726.0208 |  | 9143.1568
1 | 3400 | 707 | 0.035 | 15 | 15 | 7 | 7.4989e-13 | 0 | Water | Porous | Wet | R245fa | MinimizeLCOE | IgnoreSilica | 3.3344 | 0.81147 | 0.034008 | 4 | 257701.9476 |  | 5778.9035 |  | 119.2947 | -5.5293e-05 | 5271220495.144 | 332485.4641 | 12915.0924 | 289311.3454 | 182618.4752 | 24077.0464 | 126481.8713 | 0 | 377476.825 | 982117.2675 | 670315.2156 | 2997798.6029 | 3144235.0165 | 22127948.6619 |  | 1478867.319 | 5307310.8022 | 0 | 35056160.4025 |  | 749.8942 | 0.13603 | 257701.9476 |  | 5778.9035
1 | 3400 | 707 | 0.035 | 15 | 15 | 7 | 1e-12 | 0 | Water | Porous | Wet | R245fa | MinimizeLCOE | IgnoreSilica | 4.4332 | 1.127 | 0.051855 | 4 | 172950.2315 |  | 3878.3669 |  | 122.0865 | -5.6174e-05 | 5756342119.2618 | 424210.9858 | 16786.6968 | 375578.6946 | 241496.3557 | 24077.0464 | 149555.4752 | 0 | 480365.0492 | 1249811.3217 | 853021.9081 | 3814903.5335 | 3144235.0165 | 22127948.6619 |  | 1478867.319 | 5307310.8022 | 0 | 35873265.3331 |  | 1000 | 0.20742 | 172950.2315 |  | 3878.3669
1 | 3400 | 707 | 0.035 | 15 | 15 | 7 | 1.3335e-12 | 0 | Water | Porous | Wet | R245fa | MinimizeLCOE | IgnoreSilica | 5.8754 | 1.5435 | 0.075977 | 4 | 121364.2106 |  | 2721.5629 |  | 124.2307 | -5.6621e-05 | 6143628352.6721 | 534232.9652 | 21441.3944 | 482322.0737 | 319143.4699 | 24077.0464 | 176658.4465 | 0 | 607571.4045 | 1580776.1644 | 1078912.2139 | 4825135.1788 | 3144235.0165 | 22127948.6619 |  | 1478867.319 | 5307310.8022 | 0 | 36883496.9784 |  | 1333.5214 | 0.30391 | 121364.2106 |  | 2721.5629
1 | 3400 | 707 | 0.035 | 15 | 15 | 7 | 1.7783e-12 | 0 | Water | Porous | Wet | R245fa | MinimizeLCOE | IgnoreSilica | 7.822 | 2.1076 | 0.10865 | 4 | 87837.0338 |  | 1969.7241 |  | 125.9097 | -5.7184e-05 | 6333478631.9417 | 669951.4726 | 27181.2075 | 618139.9787 | 424290.2892 | 24077.0464 | 210579.3931 | 0 | 769945.5611 | 2003240.4124 | 1367252.7439 | 6114658.1048 | 3144235.0165 | 22127948.6619 |  | 1478867.319 | 5307310.8022 | 0 | 38173019.9045 |  | 1778.2794 | 0.43459 | 87837.0338 |  | 1969.7241
1 | 3400 | 707 | 0.035 | 15 | 15 | 7 | 2.3714e-12 | 0 | Water | Porous | Wet | R245fa | MinimizeLCOE | IgnoreSilica | 10.399 | 2.8558 | 0.15237 | 4 | 65278.2506 |  | 1463.8489 |  | 127.188 | -5.7515e-05 | 6485604713.095 | 834198.3536 | 34115.7442 | 787555.8673 | 563746.5655 | 24077.0464 | 251267.6759 | 0 | 973034.8886 | 2531637.1833 | 1727894.3975 | 7727527.7223 | 3144235.0165 | 22127948.6619 |  | 1478867.319 | 5307310.8022 | 0 | 39785889.5219 |  | 2371.3737 | 0.60948 | 65278.2506 |  | 1463.8489
1 | 3400 | 707 | 0.035 | 15 | 15 | 7 | 3.1623e-12 | 0 | Water | Porous | Wet | R245fa | MinimizeLCOE | IgnoreSilica | 13.8459 | 3.8577 | 0.21092 | 4 | 49579.3103 |  | 1111.804 |  | 128.1672 | -5.7839e-05 | 6556111729.5816 | 1035230.8391 | 42581.7663 | 1001106.7522 | 750471.7952 | 24077.0464 | 301259.7695 | 0 | 1230343.9078 | 3201102.4698 | 2184818.2117 | 9770992.558 | 3144235.0165 | 22127948.6619 |  | 1478867.319 | 5307310.8022 | 0 | 41829354.3577 |  | 3162.2777 | 0.84369 | 49579.3103 |  | 1111.804
1 | 3400 | 707 | 0.035 | 15 | 15 | 7 | 4.217e-12 | 0 | Water | Porous | Wet | R245fa | MinimizeLCOE | IgnoreSilica | 18.4164 | 5.1872 | 0.28887 | 4 | 38424.0144 |  | 861.6492 |  | 128.9083 | -5.8029e-05 | 6608276594.1618 | 1279437.889 | 52832.4094 | 1268107.4789 | 998252.7374 | 24077.0464 | 361648.7705 | 0 | 1553898.9693 | 4042926.3696 | 2759380.3211 | 12340561.9914 | 3144235.0165 | 22127948.6619 |  | 1478867.319 | 5307310.8022 | 0 | 44398923.7911 |  | 4216.965 | 1.1555 | 38424.0144 |  | 861.6492
1 | 3400 | 707 | 0.035 | 15 | 15 | 7 | 5.6234e-12 | 0 | Water | Porous | Wet | R245fa | MinimizeLCOE | IgnoreSilica | 24.4916 | 6.9552 | 0.39252 | 4 | 30345.3659 |  | 680.4874 |  | 129.4707 | -5.8183e-05 | 6621640697.0253 | 1577202.9204 | 65288.3293 | 1602879.6136 | 1327757.548 | 24077.0464 | 435234.3596 | 0 | 1962651.5287 | 5106416.6826 | 3485234.3122 | 15586742.3408 | 3144235.0165 | 22127948.6619 |  | 1478867.319 | 5307310.8022 | 0 | 47645104.1404 |  | 5623.4133 | 1.5701 | 30345.3659 |  | 680.4874
1 | 3400 | 707 | 0.035 | 15 | 15 | 7 | 7.4989e-12 | 0 | Water | Porous | Wet | R245fa | MinimizeLCOE | IgnoreSilica | 32.499 | 9.2865 | 0.52949 | 4 | 24418.6232 |  | 547.5817 |  | 129.8951 | -5.8216e-05 | 6622489468.6136 | 1937724.4899 | 80315.1678 | 2019352.9603 | 1762207.8717 | 24077.0464 | 523749.4444 | 0 | 2475496.5224 | 6440734.1572 | 4395933.4061 | 19659591.0662 | 3144235.0165 | 22127948.6619 |  | 1478867.319 | 5307310.8022 | 0 | 51717952.8659 |  | 7498.9421 | 2.118 | 24418.6232 |  | 547.5817
1 | 3400 | 707 | 0.035 | 15 | 15 | 7 | 1e-11 | 0 | Water | Porous | Wet | R245fa | MinimizeLCOE | IgnoreSilica | 43.03 | 12.3534 | 0.70957 | 4 | 20022.452 |  | 448.9986 |  | 130.2178 | -5.8201e-05 | 6578000694.6537 | 2373968.2586 | 98432.8275 | 2536696.6935 | 2333732.662 | 24077.0464 | 630687.7688 | 0 | 3119062.1501 | 8115159.907 | 5538763.3864 | 24770580.7004 | 3144235.0165 | 22127948.6619 |  | 1478867.319 | 5307310.8022 | 0 | 56828942.5 |  | 10000 | 2.8383 | 20022.452 |  | 448.9986
1 | 3400 | 707 | 0.035 | 15 | 15 | 7 | 1.3335e-11 | 0 | Water | Porous | Wet | R245fa | MinimizeLCOE | IgnoreSilica | 54.5381 | 15.706 | 0.92856 | 4 | 16723.9398 |  | 375.0303 |  | 130.4329 | -5.5589e-05 | 7309680472.857 | 2816102.2523 | 116733.5653 | 3073492.0911 | 2958467.902 | 24077.0464 | 715915.2392 | 0 | 3784867.3575 | 9847448.4813 | 6721085.9333 | 30058189.8684 | 3144235.0165 | 22127948.6619 |  | 1478867.319 | 5307310.8022 | 0 | 62116551.6681 |  | 13335.2143 | 3.7142 | 16723.9398 |  | 375.0303
1 | 3400 | 707 | 0.035 | 15 | 15 | 7 | 1.7783e-11 | 0 | Water | Porous | Wet | R245fa | MinimizeLCOE | IgnoreSilica | 67.6339 | 19.5231 | 1.1944 | 4 | 14208.3887 |  | 318.6197 |  | 130.595 | -5.2068e-05 | 8275463619.507 | 3287429.1072 | 136185.4684 | 3657400.2748 | 3669675.9184 | 24077.0464 | 791388.2288 | 0 | 4510800.8572 | 11736178.5378 | 8010183.0064 | 35823318.4454 | 3144235.0165 | 22127948.6619 |  | 1478867.319 | 5307310.8022 | 0 | 67881680.2451 |  | 17782.7941 | 4.7776 | 14208.3887 |  | 318.6197
1 | 3400 | 707 | 0.035 | 15 | 15 | 7 | 2.3714e-11 | 0 | Water | Porous | Wet | R245fa | MinimizeLCOE | IgnoreSilica | 82.5307 | 23.868 | 1.5105 | 4 | 12281.649 |  | 275.413 |  | 130.7251 | -4.8269e-05 | 9250077822.1965 | 3792728.579 | 156984.6426 | 4294868.2813 | 4479115.0007 | 24077.0464 | 860741.7989 | 0 | 5307320.9861 | 13808560.5245 | 9424626.2955 | 42149023.155 | 3144235.0165 | 22127948.6619 |  | 1478867.319 | 5307310.8022 | 0 | 74207384.9546 |  | 23713.7371 | 6.0421 | 12281.649 |  | 275.413
1 | 3400 | 707 | 0.035 | 15 | 15 | 7 | 3.1623e-11 | 0 | Water | Porous | Wet | R245fa | MinimizeLCOE | IgnoreSilica | 98.7982 | 28.617 | 1.8717 | 4 | 10804.735 |  | 242.2936 |  | 130.8324 | -4.4303e-05 | 10196103809.6765 | 4315745.8635 | 178463.4442 | 4965526.9915 | 5363650.277 | 24077.0464 | 919535.1446 | 0 | 6149129.5192 | 15998773.649 | 10919491.7574 | 48834393.6928 | 3144235.0165 | 22127948.6619 |  | 1478867.319 | 5307310.8022 | 0 | 80892755.4924 |  | 31622.7766 | 7.4868 | 10804.735 |  | 242.2936
1 | 3400 | 707 | 0.035 | 15 | 15 | 7 | 4.217e-11 | 0 | Water | Porous | Wet | R245fa | MinimizeLCOE | IgnoreSilica | 115.6265 | 33.5352 | 2.2637 | 4 | 9675.1026 |  | 216.9618 |  | 130.923 | -4.0275e-05 | 11094415122.6818 | 4831943.5472 | 199621.4283 | 5636909.3282 | 6279479.4304 | 24077.0464 | 962700.2034 | 0 | 6994545.0837 | 18198371.5294 | 12420762.5079 | 55548410.1049 | 3144235.0165 | 22127948.6619 |  | 1478867.319 | 5307310.8022 | 0 | 87606771.9045 |  | 42169.6503 | 9.0549 | 9675.1026 |  | 216.9618
1 | 3400 | 707 | 0.035 | 15 | 15 | 7 | 5.6234e-11 | 0 | Water | Porous | Wet | R245fa | MinimizeLCOE | IgnoreSilica | 132.036 | 38.3372 | 2.6655 | 4 | 8814.792 |  | 197.6696 |  | 131.0004 | -3.6336e-05 | 11925882321.5554 | 5315631.5629 | 219417.0848 | 6273576.4832 | 7173423.1732 | 24077.0464 | 987345.2888 | 0 | 7797453.5493 | 20287374.6577 | 13846550.0677 | 61924848.914 | 3144235.0165 | 22127948.6619 |  | 1478867.319 | 5307310.8022 | 0 | 93983210.7137 |  | 56234.1325 | 10.662 | 8814.792 |  | 197.6696
1 | 3400 | 707 | 0.035 | 15 | 15 | 7 | 7.4989e-11 | 0 | Water | Porous | Wet | R245fa | MinimizeLCOE | IgnoreSilica | 147.2124 | 42.7844 | 3.0549 | 4 | 8162.8838 |  | 183.0507 |  | 131.0667 | -3.2673e-05 | 12663873659.8359 | 5748588.8776 | 237117.8816 | 6849024.4892 | 8001069.8638 | 24077.0464 | 994825.5534 | 0 | 8523334.4476 | 22175967.8565 | 15135553.7326 | 67689559.7486 | 3144235.0165 | 22127948.6619 |  | 1478867.319 | 5307310.8022 | 0 | 99747921.5483 |  | 74989.4209 | 12.2197 | 8162.8838 |  | 183.0507
1 | 3400 | 707 | 0.035 | 15 | 15 | 7 | 1e-10 | 0 | Water | Porous | Wet | R245fa | MinimizeLCOE | IgnoreSilica | 160.5085 | 46.6862 | 3.4121 | 4 | 7671.1839 |  | 172.0244 |  | 131.1226 | -2.9396e-05 | 13306686649.8694 | 6118165.4501 | 252216.0048 | 7344035.7863 | 8726971.574 | 24077.0464 | 987791.1629 | 0 | 9146770.2396 | 23798019.9028 | 16242637.5841 | 72640684.751 | 3144235.0165 | 22127948.6619 |  | 1478867.319 | 5307310.8022 | 0 | 104699046.5506 |  | 100000 | 13.6484 | 7671.1839 |  | 172.0244
1 | 3400 | 707 | 0.035 | 15 | 15 | 7 | 1.3335e-10 | 0 | Water | Porous | Wet | R245fa | MinimizeLCOE | IgnoreSilica | 171.7265 | 49.9824 | 3.7255 | 4 | 7301.5983 |  | 163.7366 |  | 131.1691 | -2.6591e-05 | 13846157506.7926 | 6423737.1542 | 264693.1871 | 7755767.9673 | 9340047.759 | 24077.0464 | 971553.8096 | 0 | 9664152.0001 | 25144141.1142 | 17161392.9709 | 76749563.0086 | 3144235.0165 | 22127948.6619 |  | 1478867.319 | 5307310.8022 | 0 | 108807924.8082 |  | 133352.1432 | 14.9019 | 7301.5983 |  | 163.7366
1 | 3400 | 707 | 0.035 | 15 | 15 | 7 | 1.7783e-10 | 0 | Water | Porous | Wet | R245fa | MinimizeLCOE | IgnoreSilica | 180.8593 | 52.6691 | 3.9899 | 4 | 7024.4056 |  | 157.5206 |  | 131.2068 | -2.4256e-05 | 14292634162.623 | 6668691.6144 | 274692.115 | 8087326.8735 | 9839621.053 | 24077.0464 | 950244.5712 | 0 | 10079414.7766 | 26224569.6765 | 17898807.6653 | 80047445.3918 | 3144235.0165 | 22127948.6619 |  | 1478867.319 | 5307310.8022 | 0 | 112105807.1915 |  | 177827.941 | 15.9595 | 7024.4056 |  | 157.5206
1 | 3400 | 707 | 0.035 | 15 | 15 | 7 | 2.3714e-10 | 0 | Water | Porous | Wet | R245fa | MinimizeLCOE | IgnoreSilica | 188.1527 | 54.8168 | 4.2069 | 4 | 6816.7484 |  | 152.8639 |  | 131.237 | -2.1806e-05 | 14650959683.8806 | 6862034.9581 | 282582.8112 | 8349925.4958 | 10238885.665 | 24077.0464 | 927914.2716 | 0 | 10407313.8968 | 27077695.9258 | 18481083.8604 | 82651513.931 | 3144235.0165 | 22127948.6619 |  | 1478867.319 | 5307310.8022 | 0 | 114709875.7307 |  | 237137.3706 | 16.8277 | 6816.7484 |  | 152.8639
1 | 3400 | 707 | 0.035 | 15 | 15 | 7 | 3.1623e-10 | 0 | Water | Porous | Wet | R245fa | MinimizeLCOE | IgnoreSilica | 193.8413 | 56.4933 | 4.3806 | 4 | 6661.2555 |  | 149.377 |  | 131.2607 | -1.9187e-05 | 14938217835.209 | 7011515.1693 | 288682.6816 | 8553471.4798 | 10550495.6915 | 24077.0464 | 906430.01 | 0 | 10660522.1106 | 27736491.7581 | 18930725.5528 | 84662411.5 | 3144235.0165 | 22127948.6619 |  | 1478867.319 | 5307310.8022 | 0 | 116720773.2996 |  | 316227.766 | 17.5223 | 6661.2555 |  | 149.377
1 | 3400 | 707 | 0.035 | 15 | 15 | 7 | 4.217e-10 | 0 | Water | Porous | Wet | R245fa | MinimizeLCOE | IgnoreSilica | 198.2575 | 57.7956 | 4.5177 | 4 | 6544.8302 |  | 146.7662 |  | 131.2791 | -1.7466e-05 | 15161637781.0467 | 7126799.4752 | 293386.8061 | 8710754.6118 | 10792531.3006 | 24077.0464 | 887540.0271 | 0 | 10855684.8141 | 28244265.0793 | 19277291.2782 | 86212330.4387 | 3144235.0165 | 22127948.6619 |  | 1478867.319 | 5307310.8022 | 0 | 118270692.2383 |  | 421696.5034 | 18.0709 | 6544.8302 |  | 146.7662
1 | 3400 | 707 | 0.035 | 15 | 15 | 7 | 5.6234e-10 | 0 | Water | Porous | Wet | R245fa | MinimizeLCOE | IgnoreSilica | 201.6487 | 58.7962 | 4.6245 | 4 | 6457.6453 |  | 144.8111 |  | 131.2933 | -1.6567e-05 | 15334537628.9216 | 7214888.4552 | 296981.1013 | 8831107.785 | 10978462.014 | 24077.0464 | 871560.9502 | 0 | 11004660.1673 | 28631868.3892 | 19541838.5017 | 87395444.4102 | 3144235.0165 | 22127948.6619 |  | 1478867.319 | 5307310.8022 | 0 | 119453806.2099 |  | 562341.3252 | 18.498 | 6457.6453 |  | 144.8111
1 | 3400 | 707 | 0.035 | 15 | 15 | 7 | 7.4989e-10 | 0 | Water | Porous | Wet | R245fa | MinimizeLCOE | IgnoreSilica | 204.224 | 59.5564 | 4.7067 | 4 | 6392.3453 |  | 143.3468 |  | 131.3042 | -1.5322e-05 | 15468153970.375 | 7281539.4077 | 299700.6405 | 8922267.4548 | 11119705.4385 | 24077.0464 | 858338.5942 | 0 | 11117195.147 | 28924661.3222 | 19741675.6948 | 88289160.746 | 3144235.0165 | 22127948.6619 |  | 1478867.319 | 5307310.8022 | 0 | 120347522.5457 |  | 749894.2093 | 18.8268 | 6392.3453 |  | 143.3468
1 | 3400 | 707 | 0.035 | 15 | 15 | 7 | 1e-09 | 0 | Water | Porous | Wet | R245fa | MinimizeLCOE | IgnoreSilica | 206.177 | 60.1331 | 4.7696 | 4 | 6343.4262 |  | 142.2498 |  | 131.3125 | -1.4794e-05 | 15571345115.4569 | 7331949.9222 | 301757.5539 | 8991268.4178 | 11226850.3172 | 24077.0464 | 847725.5986 | 0 | 11202215.2539 | 29145866.2004 | 19892652.5694 | 88964362.8799 | 3144235.0165 | 22127948.6619 |  | 1478867.319 | 5307310.8022 | 0 | 121022724.6795 |  | 1000000 | 19.0784 | 6343.4262 |  | 142.2498
1 | 3400 | 707 | 0.035 | 15 | 15 | 7 | 1.3335e-09 | 0 | Water | Porous | Wet | R245fa | MinimizeLCOE | IgnoreSilica | 207.6534 | 60.5691 | 4.8175 | 4 | 6306.7701 |  | 141.4278 |  | 131.3188 | -1.3842e-05 | 15649616034.084 | 7369979.3138 | 303309.2677 | 9043353.3895 | 11307861.2537 | 24077.0464 | 839349.3405 | 0 | 11266292.5486 | 29312582.177 | 20006439.6491 | 89473243.9864 | 3144235.0165 | 22127948.6619 |  | 1478867.319 | 5307310.8022 | 0 | 121531605.786 |  | 1333521.4322 | 19.27 | 6306.7701 |  | 141.4278
1 | 3400 | 707 | 0.035 | 15 | 15 | 7 | 1.7783e-09 | 0 | Water | Porous | Wet | R245fa | MinimizeLCOE | IgnoreSilica | 208.7787 | 60.9016 | 4.854 | 4 | 6279.2981 |  | 140.8117 |  | 131.3236 | -1.3541e-05 | 15707769269.6059 | 7398923.0138 | 304490.256 | 9083012.3174 | 11369621.6841 | 24077.0464 | 832946.7096 | 0 | 11315097.7006 | 29439563.1714 | 20093106.787 | 89860838.6863 | 3144235.0165 | 22127948.6619 |  | 1478867.319 | 5307310.8022 | 0 | 121919200.486 |  | 1778279.41 | 19.4161 | 6279.2981 |  | 140.8117
1 | 3400 | 707 | 0.035 | 15 | 15 | 7 | 2.3714e-09 | 0 | Water | Porous | Wet | R245fa | MinimizeLCOE | IgnoreSilica | 209.607 | 61.1463 | 4.8813 | 4 | 6258.7064 |  | 140.35 |  | 131.3271 | -1.331e-05 | 15753889984.5914 | 7420200.8208 | 305358.4483 | 9112177.195 | 11415081.9419 | 24077.0464 | 827801.3176 | 0 | 11350831.7403 | 29532535.8124 | 20156562.5249 | 90144626.8476 | 3144235.0165 | 22127948.6619 |  | 1478867.319 | 5307310.8022 | 0 | 122202988.6472 |  | 2371373.7057 | 19.5253 | 6258.7064 |  | 140.35
1 | 3400 | 707 | 0.035 | 15 | 15 | 7 | 3.1623e-09 | 0 | Water | Porous | Wet | R245fa | MinimizeLCOE | IgnoreSilica | 210.2527 | 61.3371 | 4.9023 | 4 | 6243.2703 |  | 140.0038 |  | 131.3299 | -1.3141e-05 | 15786273759.7454 | 7436773.2565 | 306034.6522 | 9134898.1267 | 11450522.3853 | 24077.0464 | 824097.7798 | 0 | 11378797.2663 | 29605296.3746 | 20206223.1037 | 90366719.9914 | 3144235.0165 | 22127948.6619 |  | 1478867.319 | 5307310.8022 | 0 | 122425081.791 |  | 3162277.6602 | 19.6091 | 6243.2703 |  | 140.0038
1 | 3400 | 707 | 0.035 | 15 | 15 | 7 | 4.217e-09 | 0 | Water | Porous | Wet | R245fa | MinimizeLCOE | IgnoreSilica | 210.713 | 61.4731 | 4.9177 | 4 | 6231.6979 |  | 139.7443 |  | 131.3318 | -1.3008e-05 | 15813403705.9722 | 7448579.2706 | 306516.3676 | 9151087.4111 | 11475787.8647 | 24077.0464 | 821011.2355 | 0 | 11398553.0864 | 29656696.966 | 20241305.0635 | 90523614.3118 | 3144235.0165 | 22127948.6619 |  | 1478867.319 | 5307310.8022 | 0 | 122581976.1114 |  | 4216965.0343 | 19.6707 | 6231.6979 |  | 139.7443
1 | 3400 | 707 | 0.035 | 15 | 15 | 7 | 5.6234e-09 | 0 | Water | Porous | Wet | R245fa | MinimizeLCOE | IgnoreSilica | 211.0808 | 61.5818 | 4.9296 | 4 | 6223.0216 |  | 139.5497 |  | 131.3334 | -1.2912e-05 | 15831439546.2578 | 7458009.9956 | 306901.1691 | 9164021.2116 | 11495980.5259 | 24077.0464 | 818901.384 | 0 | 11414477.6197 | 29698129.3353 | 20269583.5068 | 90650081.7945 | 3144235.0165 | 22127948.6619 |  | 1478867.319 | 5307310.8022 | 0 | 122708443.5942 |  | 5623413.2519 | 19.7185 | 6223.0216 |  | 139.5497
1 | 3400 | 707 | 0.035 | 15 | 15 | 7 | 7.4989e-09 | 0 | Water | Porous | Wet | R245fa | MinimizeLCOE | IgnoreSilica | 211.3392 | 61.6581 | 4.9383 | 4 | 6216.5162 |  | 139.4039 |  | 131.3345 | -1.2837e-05 | 15846933152.3698 | 7464631.8657 | 307171.3579 | 9173103.8426 | 11510164.8197 | 24077.0464 | 817117.4242 | 0 | 11425543.879 | 29726921.4719 | 20289234.7317 | 90737966.439 | 3144235.0165 | 22127948.6619 |  | 1478867.319 | 5307310.8022 | 0 | 122796328.2387 |  | 7498942.0933 | 19.7532 | 6216.5162 |  | 139.4039
1 | 3400 | 707 | 0.035 | 15 | 15 | 7 | 1e-08 | 0 | Water | Porous | Wet | R245fa | MinimizeLCOE | IgnoreSilica | 211.5366 | 61.7165 | 4.9449 | 4 | 6211.6387 |  | 139.2945 |  | 131.3353 | -1.2232e-05 | 15858199494.17 | 7469690.492 | 307377.7631 | 9180042.8234 | 11521003.6883 | 24077.0464 | 815807.6994 | 0 | 11434019.8099 | 29748974.1055 | 20304286.1073 | 90805279.5354 | 3144235.0165 | 22127948.6619 |  | 1478867.319 | 5307310.8022 | 0 | 122863641.3351 |  | 10000000 | 19.7796 | 6211.6387 |  | 139.2945
1 | 3500 | 707 | 0.035 | 15 | 15 | 7 | 1e-13 | 0 | Water | Porous | Wet | R245fa | MinimizeLCOE | IgnoreSilica | 0 | 0 | 0 | 4 |  |  |  |  | 0 | 0 | 6176369861.7122 | 3424.723 | 75.4819 | 3503.5323 | 25610.2488 | 24077.0464 | 17926.8171 | 0 | 29100.9613 | 75714.7318 | 51676.8602 | 231110.4028 | 3144235.0165 | 22938683.8611 |  | 1478867.319 | 5469457.8421 | 0 |  |  | 100 | 0
1 | 3500 | 707 | 0.035 | 15 | 15 | 7 | 1.3335e-13 | 0 | Water | Porous | Wet | R245fa | MinimizeLCOE | IgnoreSilica | 0 | 0 | 0 | 4 |  |  |  |  | 0 | 0 | 3566091277.9441 | 3427.2717 | 75.5435 | 3506.0587 | 25611.3345 | 24077.0464 | 15549.2608 | 0 | 28176.1411 | 73308.5393 | 50034.5844 | 223765.7804 | 3144235.0165 | 22938683.8611 |  | 1478867.319 | 5469457.8421 | 0 |  |  | 133.3521 | 0
1 | 3500 | 707 | 0.035 | 15 | 15 | 7 | 1.7783e-13 | 0 | Water | Porous | Wet | R245fa | MinimizeLCOE | IgnoreSilica | 0 | 0 | 0 | 4 |  |  |  |  | 0 | 0 | 1610037137.2973 | 3429.1912 | 75.5899 | 3507.9611 | 25612.152 | 24077.0464 | 13358.2565 | 0 | 27323.4768 | 71090.0819 | 48520.4417 | 216994.1974 | 3144235.0165 | 22938683.8611 |  | 1478867.319 | 5469457.8421 | 0 |  |  | 177.8279 | 0
1 | 3500 | 707 | 0.035 | 15 | 15 | 7 | 2.3714e-13 | 0 | Water | Porous | Wet | R245fa | MinimizeLCOE | IgnoreSilica | 1.1195 | 0.20186 | 0.0024469 | 4 | 3493643.3928 |  | 78344.1029 |  | 101.9153 | -5.066e-05 | 1051638240.0325 | 114451.6975 | 3955.275 | 96174.5066 | 67745.5922 | 24077.0464 | 69219.6597 | 0 | 146493.2732 | 381145.4469 | 260139.5993 | 1163402.0967 | 3144235.0165 | 22938683.8611 |  | 1478867.319 | 5469457.8421 | 0 | 34194646.1354 |  | 237.1374 | 0.0097877 | 3493643.3928 |  | 78344.1029
1 | 3500 | 707 | 0.035 | 15 | 15 | 7 | 3.1623e-13 | 0 | Water | Porous | Wet | R245fa | MinimizeLCOE | IgnoreSilica | 1.49 | 0.30438 | 0.0073666 | 4 | 1172428.7444 |  | 26291.4293 |  | 108.7649 | -5.3206e-05 | 3093389847.0254 | 158624.893 | 5738.3211 | 132964.0224 | 87024.607 | 24077.0464 | 81091.1034 | 0 | 190912.7974 | 496715.9372 | 339018.8336 | 1516167.5615 | 3144235.0165 | 22938683.8611 |  | 1478867.319 | 5469457.8421 | 0 | 34547411.6003 |  | 316.2278 | 0.029467 | 1172428.7444 |  | 26291.4293
1 | 3500 | 707 | 0.035 | 15 | 15 | 7 | 4.217e-13 | 0 | Water | Porous | Wet | R245fa | MinimizeLCOE | IgnoreSilica | 1.953 | 0.43725 | 0.014772 | 4 | 591750.9315 |  | 13269.8706 |  | 114.14 | -5.4152e-05 | 5184166298.2165 | 210321.4021 | 7886.2625 | 177018.9049 | 111757.58 | 24077.0464 | 93278.0007 | 0 | 243492.2867 | 633516.9828 | 432388.3583 | 1933736.8244 | 3144235.0165 | 22938683.8611 |  | 1478867.319 | 5469457.8421 | 0 | 34964980.8632 |  | 421.6965 | 0.059087 | 591750.9315 |  | 13269.8706
1 | 3500 | 707 | 0.035 | 15 | 15 | 7 | 5.6234e-13 | 0 | Water | Porous | Wet | R245fa | MinimizeLCOE | IgnoreSilica | 2.5766 | 0.62041 | 0.025415 | 4 | 349206.9832 |  | 7830.8816 |  | 118.6208 | -5.5267e-05 | 6476030389.1646 | 274846.6646 | 10618.6958 | 233498.8462 | 145679.1119 | 24077.0464 | 108555.8402 | 0 | 310937.72 | 808996.1654 | 552156.5061 | 2469366.5966 | 3144235.0165 | 22938683.8611 |  | 1478867.319 | 5469457.8421 | 0 | 35500610.6353 |  | 562.3413 | 0.10166 | 349206.9832 |  | 7830.8816
1 | 3500 | 707 | 0.035 | 15 | 15 | 7 | 7.4989e-13 | 0 | Water | Porous | Wet | R245fa | MinimizeLCOE | IgnoreSilica | 3.4049 | 0.86739 | 0.040289 | 4 | 224466.5262 |  | 5033.6072 |  | 122.2194 | -5.6157e-05 | 7368044082.9604 | 353681.519 | 13996.6317 | 304567.1396 | 191310.0584 | 24077.0464 | 126974.9901 | 0 | 395696.8802 | 1029522.1137 | 702669.9972 | 3142496.3764 | 3144235.0165 | 22938683.8611 |  | 1478867.319 | 5469457.8421 | 0 | 36173740.4151 |  | 749.8942 | 0.16115 | 224466.5262 |  | 5033.6072
1 | 3500 | 707 | 0.035 | 15 | 15 | 7 | 1e-12 | 0 | Water | Porous | Wet | R245fa | MinimizeLCOE | IgnoreSilica | 4.5259 | 1.2048 | 0.060854 | 4 | 152148.8207 |  | 3411.9003 |  | 125.1066 | -5.7148e-05 | 7888992075.7611 | 451376.0281 | 18209.2521 | 395391.8944 | 253589.1766 | 24077.0464 | 150126.3216 | 0 | 504180.1905 | 1311773.434 | 895312.323 | 4004035.6666 | 3144235.0165 | 22938683.8611 |  | 1478867.319 | 5469457.8421 | 0 | 37035279.7054 |  | 1000 | 0.24341 | 152148.8207 |  | 3411.9003
1 | 3500 | 707 | 0.035 | 15 | 15 | 7 | 1.3335e-12 | 0 | Water | Porous | Wet | R245fa | MinimizeLCOE | IgnoreSilica | 6.0191 | 1.657 | 0.08878 | 4 | 107338.436 |  | 2407.0383 |  | 127.3509 | -5.7929e-05 | 8225438661.8134 | 570287.1725 | 23349.1893 | 509449.3654 | 337008.3228 | 24077.0464 | 178204.2282 | 0 | 640526.3766 | 1666518.2419 | 1137432.9436 | 5086852.8867 | 3144235.0165 | 22938683.8611 |  | 1478867.319 | 5469457.8421 | 0 | 38118096.9255 |  | 1333.5214 | 0.35512 | 107338.436 |  | 2407.0383
1 | 3500 | 707 | 0.035 | 15 | 15 | 7 | 1.7783e-12 | 0 | Water | Porous | Wet | R245fa | MinimizeLCOE | IgnoreSilica | 7.9948 | 2.2572 | 0.1263 | 4 | 78128.2418 |  | 1752.0068 |  | 129.0718 | -5.8423e-05 | 8472410327.1684 | 714068.9143 | 29563.4377 | 651664.7747 | 447751.6951 | 24077.0464 | 211814.5415 | 0 | 810786.7598 | 2109500.8336 | 1439777.6649 | 6439005.6679 | 3144235.0165 | 22938683.8611 |  | 1478867.319 | 5469457.8421 | 0 | 39470249.7067 |  | 1778.2794 | 0.5052 | 78128.2418 |  | 1752.0068
1 | 3500 | 707 | 0.035 | 15 | 15 | 7 | 2.3714e-12 | 0 | Water | Porous | Wet | R245fa | MinimizeLCOE | IgnoreSilica | 10.6205 | 3.0567 | 0.17656 | 4 | 58295.1538 |  | 1307.2546 |  | 130.3911 | -5.8769e-05 | 8643683204.5314 | 888856.4843 | 37103.7861 | 829833.1408 | 595242.0637 | 24077.0464 | 252524.1775 | 0 | 1024778.3125 | 2666262.9583 | 1819779.2553 | 8138457.2249 | 3144235.0165 | 22938683.8611 |  | 1478867.319 | 5469457.8421 | 0 | 41169701.2636 |  | 2371.3737 | 0.70623 | 58295.1538 |  | 1307.2546
1 | 3500 | 707 | 0.035 | 15 | 15 | 7 | 3.1623e-12 | 0 | Water | Porous | Wet | R245fa | MinimizeLCOE | IgnoreSilica | 14.1238 | 4.1245 | 0.24379 | 4 | 44421.4045 |  | 996.1392 |  | 131.4011 | -5.9068e-05 | 8742150912.4923 | 1102342.9898 | 46289.0745 | 1053913.9552 | 792260.579 | 24077.0464 | 302315.0915 | 0 | 1295267.5072 | 3370020.3579 | 2300108.1412 | 10286594.7428 | 3144235.0165 | 22938683.8611 |  | 1478867.319 | 5469457.8421 | 0 | 43317838.7815 |  | 3162.2777 | 0.97516 | 44421.4045 |  | 996.1392
1 | 3500 | 707 | 0.035 | 15 | 15 | 7 | 4.217e-12 | 0 | Water | Porous | Wet | R245fa | MinimizeLCOE | IgnoreSilica | 18.799 | 5.5507 | 0.33354 | 4 | 34507.845 |  | 773.83 |  | 132.171 | -5.935e-05 | 8779237177.6715 | 1363390.0051 | 57484.2432 | 1335868.7701 | 1055391.1123 | 24077.0464 | 363335.9549 | 0 | 1637823.3815 | 4261280.4748 | 2908411.4846 | 13007062.4729 | 3144235.0165 | 22938683.8611 |  | 1478867.319 | 5469457.8421 | 0 | 46038306.5117 |  | 4216.965 | 1.3341 | 34507.845 |  | 773.83
1 | 3500 | 707 | 0.035 | 15 | 15 | 7 | 5.6234e-12 | 0 | Water | Porous | Wet | R245fa | MinimizeLCOE | IgnoreSilica | 24.9669 | 7.4331 | 0.45244 | 4 | 27322.7395 |  | 612.7058 |  | 132.7511 | -5.9451e-05 | 8817129148.7311 | 1679358.8112 | 70986.1631 | 1686778.2121 | 1402705.7695 | 24077.0464 | 436515.2204 | 0 | 2067164.2769 | 5378337.4147 | 3670825.7993 | 16416748.7136 | 3144235.0165 | 22938683.8611 |  | 1478867.319 | 5469457.8421 | 0 | 49447992.7523 |  | 5623.4133 | 1.8098 | 27322.7395 |  | 612.7058
1 | 3500 | 707 | 0.035 | 15 | 15 | 7 | 7.4989e-12 | 0 | Water | Porous | Wet | R245fa | MinimizeLCOE | IgnoreSilica | 33.1421 | 9.929 | 0.6099 | 4 | 22033.3565 |  | 494.0927 |  | 133.1919 | -5.9544e-05 | 8803979113.1042 | 2064147.6691 | 87368.1041 | 2125813.1909 | 1863225.508 | 24077.0464 | 525708.1206 | 0 | 2609232.4593 | 6788687.6318 | 4633418.8023 | 20721678.5324 | 3144235.0165 | 22938683.8611 |  | 1478867.319 | 5469457.8421 | 0 | 53752922.5712 |  | 7498.9421 | 2.4396 | 22033.3565 |  | 494.0927
1 | 3500 | 707 | 0.035 | 15 | 15 | 7 | 1e-11 | 0 | Water | Porous | Wet | R245fa | MinimizeLCOE | IgnoreSilica | 43.8459 | 13.1982 | 0.81642 | 4 | 18106.7299 |  | 406.039 |  | 133.5258 | -5.9513e-05 | 8765129613.0121 | 2527755.6644 | 107032.1564 | 2668800.2715 | 2466377.0165 | 24077.0464 | 632541.265 | 0 | 3286367.5338 | 8550454.1964 | 5835860.6833 | 26099265.8337 | 3144235.0165 | 22938683.8611 |  | 1478867.319 | 5469457.8421 | 0 | 59130509.8724 |  | 10000 | 3.2657 | 18106.7299 |  | 406.039
1 | 3500 | 707 | 0.035 | 15 | 15 | 7 | 1.3335e-11 | 0 | Water | Porous | Wet | R245fa | MinimizeLCOE | IgnoreSilica | 57.7396 | 17.4435 | 1.0844 | 4 | 15170.8534 |  | 340.2027 |  | 133.7818 | -5.9394e-05 | 8671191430.7041 | 3082679.8716 | 130482.1713 | 3335340.3212 | 3249583.1904 | 24077.0464 | 760157.1913 | 0 | 4127104.719 | 10737879.8931 | 7328823.6684 | 32776128.0727 | 3144235.0165 | 22938683.8611 |  | 1478867.319 | 5469457.8421 | 0 | 65807372.1115 |  | 13335.2143 | 4.3378 | 15170.8534 |  | 340.2027
1 | 3500 | 707 | 0.035 | 15 | 15 | 7 | 1.7783e-11 | 0 | Water | Porous | Wet | R245fa | MinimizeLCOE | IgnoreSilica | 72.5159 | 21.9612 | 1.3996 | 4 | 12958.8682 |  | 290.5995 |  | 133.9546 | -5.6525e-05 | 9347890113.7272 | 3631732.8283 | 153607.0171 | 4009677.871 | 4082949.1741 | 24077.0464 | 857592.2628 | 0 | 4976258.1179 | 12947202.8519 | 8836731.9848 | 39519829.1543 | 3144235.0165 | 22938683.8611 |  | 1478867.319 | 5469457.8421 | 0 | 72551073.193 |  | 17782.7941 | 5.5986 | 12958.8682 |  | 290.5995
1 | 3500 | 707 | 0.035 | 15 | 15 | 7 | 2.3714e-11 | 0 | Water | Porous | Wet | R245fa | MinimizeLCOE | IgnoreSilica | 88.1332 | 26.7395 | 1.762 | 4 | 11263.3113 |  | 252.577 |  | 134.0835 | -5.2276e-05 | 10393741612.2147 | 4178163.4388 | 176559.8643 | 4693214.6655 | 4964262.9705 | 24077.0464 | 929112.0755 | 0 | 5836502.1238 | 15185381.2949 | 10364334.7622 | 46351608.242 | 3144235.0165 | 22938683.8611 |  | 1478867.319 | 5469457.8421 | 0 | 79382852.2807 |  | 23713.7371 | 7.0479 | 11263.3113 |  | 252.577
1 | 3500 | 707 | 0.035 | 15 | 15 | 7 | 3.1623e-11 | 0 | Water | Porous | Wet | R245fa | MinimizeLCOE | IgnoreSilica | 104.964 | 31.8939 | 2.171 | 4 | 9962.1477 |  | 223.3987 |  | 134.1906 | -4.7842e-05 | 11410498811.9583 | 4737196.215 | 199989.7896 | 5403612.78 | 5914785.1377 | 24077.0464 | 987579.6539 | 0 | 6734223.8428 | 17521069.0597 | 11958489.6552 | 53481023.1804 | 3144235.0165 | 22938683.8611 |  | 1478867.319 | 5469457.8421 | 0 | 86512267.2191 |  | 31622.7766 | 8.6841 | 9962.1477 |  | 223.3987
1 | 3500 | 707 | 0.035 | 15 | 15 | 7 | 4.217e-11 | 0 | Water | Porous | Wet | R245fa | MinimizeLCOE | IgnoreSilica | 122.1675 | 37.1689 | 2.6095 | 4 | 8966.4603 |  | 201.0707 |  | 134.2817 | -4.3383e-05 | 12368095704.2187 | 5283308.2575 | 222836.3548 | 6107110.8112 | 6887303.2208 | 24077.0464 | 1028712.3264 | 0 | 7625805.7266 | 19840782.2328 | 13541741.5612 | 60561677.5376 | 3144235.0165 | 22938683.8611 |  | 1478867.319 | 5469457.8421 | 0 | 93592921.5763 |  | 42169.6503 | 10.4381 | 8966.4603 |  | 201.0707
1 | 3500 | 707 | 0.035 | 15 | 15 | 7 | 5.6234e-11 | 0 | Water | Porous | Wet | R245fa | MinimizeLCOE | IgnoreSilica | 138.7593 | 42.2634 | 3.0534 | 4 | 8208.1048 |  | 184.0648 |  | 134.3599 | -3.9077e-05 | 13243195166.7402 | 5790305.1226 | 244016.9765 | 6767703.2784 | 7826292.3382 | 24077.0464 | 1050409.6481 | 0 | 8464093.72 | 22021835.6351 | 15030355.3244 | 67219089.0897 | 3144235.0165 | 22938683.8611 |  | 1478867.319 | 5469457.8421 | 0 | 100250333.1285 |  | 56234.1325 | 12.2136 | 8208.1048 |  | 184.0648
1 | 3500 | 707 | 0.035 | 15 | 15 | 7 | 7.4989e-11 | 0 | Water | Porous | Wet | R245fa | MinimizeLCOE | IgnoreSilica | 153.8996 | 46.919 | 3.4778 | 4 | 7633.5165 |  | 171.1797 |  | 134.4269 | -3.5103e-05 | 14018619606.408 | 6238813.9738 | 262735.571 | 7357499.9582 | 8684154.229 | 24077.0464 | 1054088.8799 | 0 | 9212334.1667 | 23968603.7922 | 16359064.5937 | 73161372.2109 | 3144235.0165 | 22938683.8611 |  | 1478867.319 | 5469457.8421 | 0 | 106192616.2496 |  | 74989.4209 | 13.9114 | 7633.5165 |  | 171.1797
1 | 3500 | 707 | 0.035 | 15 | 15 | 7 | 1e-10 | 0 | Water | Porous | Wet | R245fa | MinimizeLCOE | IgnoreSilica | 167.0466 | 50.9676 | 3.8629 | 4 | 7200.1476 |  | 161.4616 |  | 134.4834 | -3.1587e-05 | 14687753443.6291 | 6618830.7702 | 278585.1369 | 7860864.4006 | 9429939.6032 | 24077.0464 | 1043622.7163 | 0 | 9849808.6727 | 25627181.6927 | 17491078.0912 | 78223988.13 | 3144235.0165 | 22938683.8611 |  | 1478867.319 | 5469457.8421 | 0 | 111255232.1687 |  | 100000 | 15.4518 | 7200.1476 |  | 161.4616
1 | 3500 | 707 | 0.035 | 15 | 15 | 7 | 1.3335e-10 | 0 | Water | Porous | Wet | R245fa | MinimizeLCOE | IgnoreSilica | 178.0406 | 54.3577 | 4.1975 | 4 | 6874.3778 |  | 154.1563 |  | 134.5302 | -2.8597e-05 | 15247615048.1585 | 6930640.7363 | 291584.548 | 8276195.2873 | 10054272.787 | 24077.0464 | 1024400.0108 | 0 | 10374456.4622 | 26992207.621 | 18422736.3357 | 82390570.8347 | 3144235.0165 | 22938683.8611 |  | 1478867.319 | 5469457.8421 | 0 | 115421814.8735 |  | 133352.1432 | 16.7901 | 6874.3778 |  | 154.1563
1 | 3500 | 707 | 0.035 | 15 | 15 | 7 | 1.7783e-10 | 0 | Water | Porous | Wet | R245fa | MinimizeLCOE | IgnoreSilica | 186.954 | 57.1094 | 4.4779 | 4 | 6629.9997 |  | 148.6761 |  | 134.5681 | -2.613e-05 | 15706619042.1936 | 7179804.2216 | 301969.6263 | 8609491.0994 | 10560925.2715 | 24077.0464 | 1001002.6695 | 0 | 10794135.2745 | 28084125.8027 | 19167992.9314 | 85723523.9434 | 3144235.0165 | 22938683.8611 |  | 1478867.319 | 5469457.8421 | 0 | 118754767.9821 |  | 177827.941 | 17.9117 | 6629.9997 |  | 148.6761
1 | 3500 | 707 | 0.035 | 15 | 15 | 7 | 2.3714e-10 | 0 | Water | Porous | Wet | R245fa | MinimizeLCOE | IgnoreSilica | 194.0239 | 59.2942 | 4.7065 | 4 | 6446.8787 |  | 144.5697 |  | 134.5982 | -2.2996e-05 | 16075632860.0827 | 7375289.2769 | 310116.2387 | 8871818.9126 | 10963116.5589 | 24077.0464 | 977001.0471 | 0 | 11123353.4414 | 28940683.9411 | 19752611.4614 | 88338067.9245 | 3144235.0165 | 22938683.8611 |  | 1478867.319 | 5469457.8421 | 0 | 121369311.9632 |  | 237137.3706 | 18.8261 | 6446.8787 |  | 144.5697
1 | 3500 | 707 | 0.035 | 15 | 15 | 7 | 3.1623e-10 | 0 | Water | Porous | Wet | R245fa | MinimizeLCOE | IgnoreSilica | 199.5487 | 61.0029 | 4.8891 | 4 | 6309.7211 |  | 141.494 |  | 134.6219 | -2.0863e-05 | 16367094582.3816 | 7526801.1011 | 316429.8279 | 9075624.0422 | 11277612.1575 | 24077.0464 | 954681.6857 | 0 | 11378338.0857 | 29604101.6809 | 20205407.7007 | 90363073.3279 | 3144235.0165 | 22938683.8611 |  | 1478867.319 | 5469457.8421 | 0 | 123394317.3667 |  | 316227.766 | 19.5562 | 6309.7211 |  | 141.494
1 | 3500 | 707 | 0.035 | 15 | 15 | 7 | 4.217e-10 | 0 | Water | Porous | Wet | R245fa | MinimizeLCOE | IgnoreSilica | 203.807 | 62.3208 | 5.0324 | 4 | 6206.9985 |  | 139.1904 |  | 134.6402 | -1.9077e-05 | 16595700170.1555 | 7642866.4692 | 321266.1453 | 9232027.6791 | 11520142.9838 | 24077.0464 | 935033.7745 | 0 | 11573411.4983 | 30111642.6855 | 20551814.8653 | 91912283.1474 | 3144235.0165 | 22938683.8611 |  | 1478867.319 | 5469457.8421 | 0 | 124943527.1861 |  | 421696.5034 | 20.1295 | 6206.9985 |  | 139.1904
1 | 3500 | 707 | 0.035 | 15 | 15 | 7 | 5.6234e-10 | 0 | Water | Porous | Wet | R245fa | MinimizeLCOE | IgnoreSilica | 207.066 | 63.3299 | 5.1436 | 4 | 6130.0579 |  | 137.4651 |  | 134.6543 | -1.7573e-05 | 16772876899.006 | 7731286.5952 | 324950.4438 | 9351336.8565 | 11705832.6896 | 24077.0464 | 918497.7756 | 0 | 11721832.7487 | 30497804.3336 | 20815378.1249 | 93090996.614 | 3144235.0165 | 22938683.8611 |  | 1478867.319 | 5469457.8421 | 0 | 126122240.6528 |  | 562341.3252 | 20.5744 | 6130.0579 |  | 137.4651
1 | 3500 | 707 | 0.035 | 15 | 15 | 7 | 7.4989e-10 | 0 | Water | Porous | Wet | R245fa | MinimizeLCOE | IgnoreSilica | 209.5487 | 64.0989 | 5.2292 | 4 | 6072.4199 |  | 136.1725 |  | 134.6651 | -1.6291e-05 | 16908843202.6682 | 7798414.7264 | 327747.5598 | 9442004.9785 | 11847335.3813 | 24077.0464 | 905024.6893 | 0 | 11834395.7089 | 30790670.0661 | 21015265.0051 | 93984935.1618 | 3144235.0165 | 22938683.8611 |  | 1478867.319 | 5469457.8421 | 0 | 127016179.2006 |  | 749894.2093 | 20.9169 | 6072.4199 |  | 136.1725
1 | 3500 | 707 | 0.035 | 15 | 15 | 7 | 1e-09 | 0 | Water | Porous | Wet | R245fa | MinimizeLCOE | IgnoreSilica | 211.4318 | 64.6824 | 5.2947 | 4 | 6029.2353 |  | 135.2041 |  | 134.6734 | -1.5745e-05 | 17012566966.85 | 7849205.7466 | 329864.0128 | 9510655.8993 | 11954697.7392 | 24077.0464 | 894279.5007 | 0 | 11919484.1785 | 31012052.8101 | 21166363.2768 | 94660680.2103 | 3144235.0165 | 22938683.8611 |  | 1478867.319 | 5469457.8421 | 0 | 127691924.2491 |  | 1000000 | 21.1788 | 6029.2353 |  | 135.2041
1 | 3500 | 707 | 0.035 | 15 | 15 | 7 | 1.3335e-09 | 0 | Water | Porous | Wet | R245fa | MinimizeLCOE | IgnoreSilica | 212.8519 | 65.1226 | 5.3444 | 4 | 5996.8722 |  | 134.4784 |  | 134.6796 | -1.5329e-05 | 17091854513.1788 | 7887434.0362 | 331456.9808 | 9562355.2678 | 12035675.3189 | 24077.0464 | 885796.6268 | 0 | 11983450.158 | 31178479.1674 | 21279952.6855 | 95168677.2877 | 3144235.0165 | 22938683.8611 |  | 1478867.319 | 5469457.8421 | 0 | 128199921.3265 |  | 1333521.4322 | 21.3778 | 5996.8722 |  | 134.4784
1 | 3500 | 707 | 0.035 | 15 | 15 | 7 | 1.7783e-09 | 0 | Water | Porous | Wet | R245fa | MinimizeLCOE | IgnoreSilica | 213.9191 | 65.4534 | 5.3821 | 4 | 5972.6156 |  | 133.9345 |  | 134.6843 | -1.4453e-05 | 17152402683.2436 | 7916122.5409 | 332652.4293 | 9601169.24 | 12096540.8696 | 24077.0464 | 879165.7601 | 0 | 12031393.8756 | 31303218.8861 | 21365090.1066 | 95549430.7546 | 3144235.0165 | 22938683.8611 |  | 1478867.319 | 5469457.8421 | 0 | 128580674.7933 |  | 1778279.41 | 21.5284 | 5972.6156 |  | 133.9345
1 | 3500 | 707 | 0.035 | 15 | 15 | 7 | 2.3714e-09 | 0 | Water | Porous | Wet | R245fa | MinimizeLCOE | IgnoreSilica | 214.7233 | 65.7027 | 5.4106 | 4 | 5954.4326 |  | 133.5267 |  | 134.6878 | -1.4216e-05 | 17198127853.228 | 7937717.7658 | 333552.3035 | 9630395.4154 | 12142411.2714 | 24077.0464 | 874066.7022 | 0 | 12067465.9968 | 31397071.1461 | 21429146.2025 | 95835903.8501 | 3144235.0165 | 22938683.8611 |  | 1478867.319 | 5469457.8421 | 0 | 128867147.8888 |  | 2371373.7057 | 21.6422 | 5954.4326 |  | 133.5267
1 | 3500 | 707 | 0.035 | 15 | 15 | 7 | 3.1623e-09 | 0 | Water | Porous | Wet | R245fa | MinimizeLCOE | IgnoreSilica | 215.3339 | 65.8921 | 5.4321 | 4 | 5940.8013 |  | 133.221 |  | 134.6905 | -1.4038e-05 | 17232000402.787 | 7954100.2275 | 334234.9644 | 9652571.9466 | 12177240.0277 | 24077.0464 | 870228.108 | 0 | 12094856.405 | 31468335.3697 | 21477785.4994 | 96053429.5946 | 3144235.0165 | 22938683.8611 |  | 1478867.319 | 5469457.8421 | 0 | 129084673.6334 |  | 3162277.6602 | 21.7285 | 5940.8013 |  | 133.221
1 | 3500 | 707 | 0.035 | 15 | 15 | 7 | 4.217e-09 | 0 | Water | Porous | Wet | R245fa | MinimizeLCOE | IgnoreSilica | 215.7897 | 66.0334 | 5.4483 | 4 | 5930.5816 |  | 132.9918 |  | 134.6925 | -1.3903e-05 | 17257873503.3376 | 7966322.9922 | 334744.2901 | 9669120.5012 | 12203242.6979 | 24077.0464 | 867272.379 | 0 | 12115264.1637 | 31521432.1715 | 21514025.1577 | 96215501.3996 | 3144235.0165 | 22938683.8611 |  | 1478867.319 | 5469457.8421 | 0 | 129246745.4384 |  | 4216965.0343 | 21.7933 | 5930.5816 |  | 132.9918
1 | 3500 | 707 | 0.035 | 15 | 15 | 7 | 5.6234e-09 | 0 | Water | Porous | Wet | R245fa | MinimizeLCOE | IgnoreSilica | 216.1381 | 66.1414 | 5.4606 | 4 | 5922.9192 |  | 132.82 |  | 134.6941 | -1.3804e-05 | 17276674276.0849 | 7975660.9128 | 335133.4056 | 9681764.8508 | 12223118.041 | 24077.0464 | 865096.2825 | 0 | 12130891.7102 | 31562091.842 | 21541776.2183 | 96339610.3096 | 3144235.0165 | 22938683.8611 |  | 1478867.319 | 5469457.8421 | 0 | 129370854.3483 |  | 5623413.2519 | 21.8424 | 5922.9192 |  | 132.82
1 | 3500 | 707 | 0.035 | 15 | 15 | 7 | 7.4989e-09 | 0 | Water | Porous | Wet | R245fa | MinimizeLCOE | IgnoreSilica | 216.3887 | 66.2192 | 5.4697 | 4 | 5917.174 |  | 132.6912 |  | 134.6952 | -1.3726e-05 | 17292040350.8493 | 7982375.964 | 335413.2228 | 9690858.5579 | 12237416.1726 | 24077.0464 | 863331.1755 | 0 | 12142054.1343 | 31591134.1796 | 21561598.2105 | 96428258.6635 | 3144235.0165 | 22938683.8611 |  | 1478867.319 | 5469457.8421 | 0 | 129459502.7022 |  | 7498942.0933 | 21.8786 | 5917.174 |  | 132.6912
1 | 3500 | 707 | 0.035 | 15 | 15 | 7 | 1e-08 | 0 | Water | Porous | Wet | R245fa | MinimizeLCOE | IgnoreSilica | 216.5861 | 66.2804 | 5.4766 | 4 | 5912.8661 |  | 132.5946 |  | 134.6961 | -1.367e-05 | 17302542782.923 | 7987664.7401 | 335633.6093 | 9698021.2285 | 12248680.4058 | 24077.0464 | 862100.8333 | 0 | 12150909.3667 | 31614173.678 | 21577323.1416 | 96498584.0498 | 3144235.0165 | 22938683.8611 |  | 1478867.319 | 5469457.8421 | 0 | 129529828.0886 |  | 10000000 | 21.9064 | 5912.8661 |  | 132.5946
1 | 3600 | 707 | 0.035 | 15 | 15 | 7 | 1e-13 | 0 | Water | Porous | Wet | R245fa | MinimizeLCOE | IgnoreSilica | 0 | 0 | 0 | 4 |  |  |  |  | 0 | 0 | 5722605228.4604 | 3448.7592 | 76.063 | 3527.3428 | 25620.4744 | 24077.0464 | 17587.7669 | 0 | 28991.6065 | 75430.2132 | 51482.6704 | 230241.9427 | 3144235.0165 | 23761139.2421 |  | 1478867.319 | 5633948.9183 | 0 |  |  | 100 | 0
1 | 3600 | 707 | 0.035 | 15 | 15 | 7 | 1.3335e-13 | 0 | Water | Porous | Wet | R245fa | MinimizeLCOE | IgnoreSilica | 0 | 0 | 0 | 4 |  |  |  |  | 0 | 0 | 3185678527.0727 | 3451.2512 | 76.1232 | 3529.8095 | 25621.5329 | 24077.0464 | 15207.9046 | 0 | 28065.8304 | 73021.5337 | 49838.6972 | 222889.7292 | 3144235.0165 | 23761139.2421 |  | 1478867.319 | 5633948.9183 | 0 |  |  | 133.3521 | 0
1 | 3600 | 707 | 0.035 | 15 | 15 | 7 | 1.7783e-13 | 0 | Water | Porous | Wet | R245fa | MinimizeLCOE | IgnoreSilica | 0.82225 | 0.12785 | 0.00015667 | 4 | 55683705.2371 |  | 1248693.5395 |  | 94.4775 | -4.5185e-05 | 137076911.0751 | 79423.1108 | 2609.4862 | 67085.4742 | 53350.284 | 24077.0464 | 56505.581 | 0 | 110389.8832 | 287211.832 | 196027.9769 | 876680.6746 | 3144235.0165 | 23761139.2421 |  | 1478867.319 | 5633948.9183 | 0 | 34894871.1705 |  | 177.8279 | 0.00062666 | 55683705.2371 |  | 1248693.5395
1 | 3600 | 707 | 0.035 | 15 | 15 | 7 | 2.3714e-13 | 0 | Water | Porous | Wet | R245fa | MinimizeLCOE | IgnoreSilica | 1.1584 | 0.21934 | 0.003718 | 4 | 2369732.3009 |  | 53140.6702 |  | 104.5319 | -5.1713e-05 | 2528890786.638 | 123241.303 | 4331.3717 | 102596.2614 | 70680.2389 | 24077.0464 | 70480.2424 | 0 | 154208.5208 | 401218.9387 | 273840.1699 | 1224674.0931 | 3144235.0165 | 23761139.2421 |  | 1478867.319 | 5633948.9183 | 0 | 35242864.589 |  | 237.1374 | 0.014872 | 2369732.3009 |  | 53140.6702
1 | 3600 | 707 | 0.035 | 15 | 15 | 7 | 3.1623e-13 | 0 | Water | Porous | Wet | R245fa | MinimizeLCOE | IgnoreSilica | 1.5289 | 0.32664 | 0.0094465 | 4 | 942267.1156 |  | 21130.1108 |  | 111.3563 | -5.3864e-05 | 5169227526.7376 | 169122.9844 | 6220.2066 | 140442.4162 | 90599.0436 | 24077.0464 | 81740.855 | 0 | 199758.9953 | 519731.9297 | 354727.7214 | 1586421.1985 | 3144235.0165 | 23761139.2421 |  | 1478867.319 | 5633948.9183 | 0 | 35604611.6944 |  | 316.2278 | 0.037786 | 942267.1156 |  | 21130.1108
1 | 3600 | 707 | 0.035 | 15 | 15 | 7 | 4.217e-13 | 0 | Water | Porous | Wet | R245fa | MinimizeLCOE | IgnoreSilica | 1.9919 | 0.46564 | 0.017855 | 4 | 504540.1033 |  | 11314.189 |  | 116.7761 | -5.4671e-05 | 7257177784.5818 | 222937.509 | 8501.0595 | 185826.3708 | 116175.0861 | 24077.0464 | 93447.6385 | 0 | 253876.237 | 660533.8915 | 450827.9535 | 2016202.7922 | 3144235.0165 | 23761139.2421 |  | 1478867.319 | 5633948.9183 | 0 | 36034393.2881 |  | 421.6965 | 0.07142 | 504540.1033 |  | 11314.189
1 | 3600 | 707 | 0.035 | 15 | 15 | 7 | 5.6234e-13 | 0 | Water | Porous | Wet | R245fa | MinimizeLCOE | IgnoreSilica | 2.6498 | 0.66789 | 0.030216 | 4 | 302983.8426 |  | 6794.3389 |  | 121.5323 | -5.6529e-05 | 8474039560.5342 | 293800.8675 | 11564.5629 | 247212.8474 | 153235.4188 | 24077.0464 | 109930.8176 | 0 | 327530.4086 | 852166.9375 | 581621.4451 | 2601140.3517 | 3144235.0165 | 23761139.2421 |  | 1478867.319 | 5633948.9183 | 0 | 36619330.8476 |  | 562.3413 | 0.12086 | 302983.8426 |  | 6794.3389
1 | 3600 | 707 | 0.035 | 15 | 15 | 7 | 7.4989e-13 | 0 | Water | Porous | Wet | R245fa | MinimizeLCOE | IgnoreSilica | 3.4975 | 0.9326 | 0.047249 | 4 | 197519.5015 |  | 4429.3268 |  | 125.2149 | -5.7488e-05 | 9436108471.5735 | 377750.8462 | 15239.4042 | 322116.0532 | 201654.5205 | 24077.0464 | 128444.921 | 0 | 417020.2887 | 1085001.2486 | 740535.6467 | 3311839.9755 | 3144235.0165 | 23761139.2421 |  | 1478867.319 | 5633948.9183 | 0 | 37330030.4714 |  | 749.8942 | 0.18899 | 197519.5015 |  | 4429.3268
1 | 3600 | 707 | 0.035 | 15 | 15 | 7 | 1e-12 | 0 | Water | Porous | Wet | R245fa | MinimizeLCOE | IgnoreSilica | 4.6185 | 1.2859 | 0.070526 | 4 | 135475.2513 |  | 3037.9995 |  | 128.1227 | -5.8158e-05 | 10119016046.0965 | 479555.361 | 19725.5056 | 415725.3646 | 266254.6861 | 24077.0464 | 150607.9478 | 0 | 528818.9055 | 1375878.3163 | 939065.2224 | 4199708.3555 | 3144235.0165 | 23761139.2421 |  | 1478867.319 | 5633948.9183 | 0 | 38217898.8514 |  | 1000 | 0.2821 | 135475.2513 |  | 3037.9995
1 | 3600 | 707 | 0.035 | 15 | 15 | 7 | 1.3335e-12 | 0 | Water | Porous | Wet | R245fa | MinimizeLCOE | IgnoreSilica | 6.1506 | 1.7718 | 0.1025 | 4 | 96018.9435 |  | 2153.2014 |  | 130.4534 | -5.915e-05 | 10446222667.5575 | 606819.4749 | 25347.688 | 536417.4063 | 355081.8639 | 24077.0464 | 179150.5819 | 0 | 673488.6839 | 1752279.4041 | 1195966.699 | 5348628.8483 | 3144235.0165 | 23761139.2421 |  | 1478867.319 | 5633948.9183 | 0 | 39366819.3442 |  | 1333.5214 | 0.40999 | 96018.9435 |  | 2153.2014
1 | 3600 | 707 | 0.035 | 15 | 15 | 7 | 1.7783e-12 | 0 | Water | Porous | Wet | R245fa | MinimizeLCOE | IgnoreSilica | 8.158 | 2.4106 | 0.14521 | 4 | 70218.4312 |  | 1574.6312 |  | 132.2232 | -5.9635e-05 | 10734661639.4715 | 759227.3997 | 32080.8631 | 685435.023 | 471886.0336 | 24077.0464 | 212578.2021 | 0 | 852260.9815 | 2217408.251 | 1513426.6945 | 6768380.4949 | 3144235.0165 | 23761139.2421 |  | 1478867.319 | 5633948.9183 | 0 | 40786570.9908 |  | 1778.2794 | 0.58085 | 70218.4312 |  | 1574.6312
1 | 3600 | 707 | 0.035 | 15 | 15 | 7 | 2.3714e-12 | 0 | Water | Porous | Wet | R245fa | MinimizeLCOE | IgnoreSilica | 10.84 | 3.2659 | 0.20256 | 4 | 52553.8285 |  | 1178.5068 |  | 133.5889 | -6.007e-05 | 10905589673.207 | 945542.9271 | 40296.382 | 873152.1775 | 628316.4152 | 24077.0464 | 253572.3013 | 0 | 1078333.3273 | 2805602.1211 | 1914881.097 | 8563773.7948 | 3144235.0165 | 23761139.2421 |  | 1478867.319 | 5633948.9183 | 0 | 42581964.2908 |  | 2371.3737 | 0.81025 | 52553.8285 |  | 1178.5068
1 | 3600 | 707 | 0.035 | 15 | 15 | 7 | 3.1623e-12 | 0 | Water | Porous | Wet | R245fa | MinimizeLCOE | IgnoreSilica | 14.4138 | 4.4071 | 0.27923 | 4 | 40153.2664 |  | 900.4272 |  | 134.6331 | -6.0421e-05 | 11008534272.7842 | 1172837.6153 | 50291.0687 | 1108949.2686 | 837045.1463 | 24077.0464 | 303575.5201 | 0 | 1363742.5095 | 3548178.2676 | 2421704.5754 | 10830401.0177 | 3144235.0165 | 23761139.2421 |  | 1478867.319 | 5633948.9183 | 0 | 44848591.5136 |  | 3162.2777 | 1.1169 | 40153.2664 |  | 900.4272
1 | 3600 | 707 | 0.035 | 15 | 15 | 7 | 4.217e-12 | 0 | Water | Porous | Wet | R245fa | MinimizeLCOE | IgnoreSilica | 19.1669 | 5.926 | 0.38141 | 4 | 31272.0614 |  | 701.2684 |  | 135.4271 | -6.0688e-05 | 11064508555.9975 | 1449886.4905 | 62432.3293 | 1404676.5907 | 1114892.6566 | 24077.0464 | 364433.3374 | 0 | 1723955.3959 | 4485378.3082 | 3061362.8607 | 13691095.0157 | 3144235.0165 | 23761139.2421 |  | 1478867.319 | 5633948.9183 | 0 | 47709285.5116 |  | 4216.965 | 1.5256 | 31272.0614 |  | 701.2684
1 | 3600 | 707 | 0.035 | 15 | 15 | 7 | 5.6234e-12 | 0 | Water | Porous | Wet | R245fa | MinimizeLCOE | IgnoreSilica | 25.481 | 7.9448 | 0.51719 | 4 | 24807.9839 |  | 556.313 |  | 136.0297 | -6.0901e-05 | 11079107784.0058 | 1787574.1687 | 77176.072 | 1775285.1692 | 1484212.951 | 24077.0464 | 438563.2516 | 0 | 2178886.577 | 5669015.9222 | 3869219.8535 | 17304011.0116 | 3144235.0165 | 23761139.2421 |  | 1478867.319 | 5633948.9183 | 0 | 51322201.5075 |  | 5623.4133 | 2.0688 | 24807.9839 |  | 556.313
1 | 3600 | 707 | 0.035 | 15 | 15 | 7 | 7.4989e-12 | 0 | Water | Porous | Wet | R245fa | MinimizeLCOE | IgnoreSilica | 33.7948 | 10.6036 | 0.69639 | 4 | 20050.2623 |  | 449.6223 |  | 136.4845 | -6.0971e-05 | 11077895880.5784 | 2196105.5448 | 94948.6332 | 2235803.4793 | 1970612.7742 | 24077.0464 | 527641.7665 | 0 | 2749183.8053 | 7152812.3261 | 4881941.3882 | 21833126.7638 | 3144235.0165 | 23761139.2421 |  | 1478867.319 | 5633948.9183 | 0 | 55851317.2597 |  | 7498.9421 | 2.7856 | 20050.2623 |  | 449.6223
1 | 3600 | 707 | 0.035 | 15 | 15 | 7 | 1e-11 | 0 | Water | Porous | Wet | R245fa | MinimizeLCOE | IgnoreSilica | 44.689 | 14.089 | 0.93138 | 4 | 16512.0202 |  | 370.278 |  | 136.8298 | -6.0948e-05 | 11037461745.7099 | 2688858.5948 | 116302.4105 | 2805925.1558 | 2608217.5396 | 24077.0464 | 634689.3934 | 0 | 3462447.3548 | 9008577.7715 | 6148539.4368 | 27497634.7034 | 3144235.0165 | 23761139.2421 |  | 1478867.319 | 5633948.9183 | 0 | 61515825.1994 |  | 10000 | 3.7255 | 16512.0202 |  | 370.278
1 | 3600 | 707 | 0.035 | 15 | 15 | 7 | 1.3335e-11 | 0 | Water | Porous | Wet | R245fa | MinimizeLCOE | IgnoreSilica | 58.799 | 18.6054 | 1.2358 | 4 | 13864.2928 |  | 310.9034 |  | 137.0944 | -6.0819e-05 | 10937373383.5342 | 3277548.8344 | 141716.5777 | 3504361.0955 | 3434394.5913 | 24077.0464 | 762227.115 | 0 | 4346286.8515 | 11308146.8416 | 7718042.5786 | 34516801.5319 | 3144235.0165 | 23761139.2421 |  | 1478867.319 | 5633948.9183 | 0 | 68534992.0278 |  | 13335.2143 | 4.9433 | 13864.2928 |  | 310.9034
1 | 3600 | 707 | 0.035 | 15 | 15 | 7 | 1.7783e-11 | 0 | Water | Porous | Wet | R245fa | MinimizeLCOE | IgnoreSilica | 76.6648 | 24.3281 | 1.6219 | 4 | 11878.5161 |  | 266.3728 |  | 137.3013 | -6.05e-05 | 10763549463.9836 | 3967198.0198 | 171380.7434 | 4342367.0564 | 4481128.091 | 24077.0464 | 910879.4952 | 0 | 5419841.8764 | 14101316.7999 | 9624438.469 | 43042627.5975 | 3144235.0165 | 23761139.2421 |  | 1478867.319 | 5633948.9183 | 0 | 77060818.0934 |  | 17782.7941 | 6.4874 | 11878.5161 |  | 266.3728
1 | 3600 | 707 | 0.035 | 15 | 15 | 7 | 2.3714e-11 | 0 | Water | Porous | Wet | R245fa | MinimizeLCOE | IgnoreSilica | 93.805 | 29.8233 | 2.0434 | 4 | 10378.2409 |  | 232.7295 |  | 137.4373 | -5.6522e-05 | 11629200478.9283 | 4586606.2537 | 197943.0278 | 5110301.3128 | 5486105.3815 | 24077.0464 | 999227.782 | 0 | 6397661.7136 | 16645403.438 | 11360829.8753 | 50808155.8312 | 3144235.0165 | 23761139.2421 |  | 1478867.319 | 5633948.9183 | 0 | 84826346.3271 |  | 23713.7371 | 8.1735 | 10378.2409 |  | 232.7295
1 | 3600 | 707 | 0.035 | 15 | 15 | 7 | 3.1623e-11 | 0 | Water | Porous | Wet | R245fa | MinimizeLCOE | IgnoreSilica | 111.1734 | 35.3977 | 2.504 | 4 | 9226.4454 |  | 206.9008 |  | 137.5445 | -5.1596e-05 | 12715897529.5183 | 5182470.4973 | 223438.1942 | 5860731.8237 | 6505382.629 | 24077.0464 | 1057145.1198 | 0 | 7352765.671 | 19130388.0164 | 13056882.9114 | 58393281.9091 | 3144235.0165 | 23761139.2421 |  | 1478867.319 | 5633948.9183 | 0 | 92411472.405 |  | 31622.7766 | 10.0159 | 9226.4454 |  | 206.9008
1 | 3600 | 707 | 0.035 | 15 | 15 | 7 | 4.217e-11 | 0 | Water | Porous | Wet | R245fa | MinimizeLCOE | IgnoreSilica | 128.723 | 41.0376 | 2.9918 | 4 | 8344.734 |  | 187.1286 |  | 137.6363 | -4.6686e-05 | 13729328825.4949 | 5758838.1007 | 248056.4464 | 6596166.8368 | 7536414.3119 | 24077.0464 | 1096078.5415 | 0 | 8291256.2006 | 21572147.8636 | 14723434.1802 | 65846469.5281 | 3144235.0165 | 23761139.2421 |  | 1478867.319 | 5633948.9183 | 0 | 99864660.024 |  | 42169.6503 | 11.9674 | 8344.734 |  | 187.1286
1 | 3600 | 707 | 0.035 | 15 | 15 | 7 | 5.6234e-11 | 0 | Water | Porous | Wet | R245fa | MinimizeLCOE | IgnoreSilica | 145.4413 | 46.4183 | 3.4794 | 4 | 7673.1804 |  | 172.0692 |  | 137.7154 | -4.1988e-05 | 14651190884.6941 | 6288245.1346 | 270639.785 | 7279056.5823 | 8519816.703 | 24077.0464 | 1114351.4466 | 0 | 9163512.8122 | 23841580.6423 | 16272368.6839 | 72773648.8361 | 3144235.0165 | 23761139.2421 |  | 1478867.319 | 5633948.9183 | 0 | 106791839.332 |  | 56234.1325 | 13.9175 | 7673.1804 |  | 172.0692
1 | 3600 | 707 | 0.035 | 15 | 15 | 7 | 7.4989e-11 | 0 | Water | Porous | Wet | R245fa | MinimizeLCOE | IgnoreSilica | 160.5233 | 51.2798 | 3.9399 | 4 | 7164.4101 |  | 160.6602 |  | 137.7832 | -3.7691e-05 | 15463524895.8333 | 6751969.8142 | 290403.6955 | 7882462.8465 | 9408108.5823 | 24077.0464 | 1114162.9752 | 0 | 9933762.1344 | 25845611.3789 | 17640160.8403 | 78890719.3136 | 3144235.0165 | 23761139.2421 |  | 1478867.319 | 5633948.9183 | 0 | 112908909.8095 |  | 74989.4209 | 15.7597 | 7164.4101 |  | 160.6602
1 | 3600 | 707 | 0.035 | 15 | 15 | 7 | 1e-10 | 0 | Water | Porous | Wet | R245fa | MinimizeLCOE | IgnoreSilica | 173.5272 | 55.4777 | 4.3538 | 4 | 6780.6983 |  | 152.0555 |  | 137.8402 | -3.3932e-05 | 16155865751.3814 | 7142636.2219 | 307044.3703 | 8394287.0701 | 10174960.4566 | 24077.0464 | 1100480.5432 | 0 | 10585959.4263 | 27542494.9484 | 18798318.744 | 84070258.8273 | 3144235.0165 | 23761139.2421 |  | 1478867.319 | 5633948.9183 | 0 | 118088449.3232 |  | 100000 | 17.4154 | 6780.6983 |  | 152.0555
1 | 3600 | 707 | 0.035 | 15 | 15 | 7 | 1.3335e-10 | 0 | Water | Porous | Wet | R245fa | MinimizeLCOE | IgnoreSilica | 184.3166 | 58.9655 | 4.7103 | 4 | 6492.2347 |  | 145.5868 |  | 137.8873 | -3.0756e-05 | 16733795734.2552 | 7461031.8415 | 320601.9785 | 8813618.806 | 10811947.5142 | 24077.0464 | 1078541.3489 | 0 | 11118829.2288 | 28928912.8679 | 19744577.4621 | 88302138.0943 | 3144235.0165 | 23761139.2421 |  | 1478867.319 | 5633948.9183 | 0 | 122320328.5902 |  | 133352.1432 | 18.841 | 6492.2347 |  | 145.5868
1 | 3600 | 707 | 0.035 | 15 | 15 | 7 | 1.7783e-10 | 0 | Water | Porous | Wet | R245fa | MinimizeLCOE | IgnoreSilica | 193.0176 | 61.7816 | 5.0069 | 4 | 6275.8047 |  | 140.7334 |  | 137.9253 | -2.7563e-05 | 17206004347.6012 | 7714337.025 | 331385.8973 | 9148551.4815 | 11326153.1039 | 24077.0464 | 1053120.8711 | 0 | 11543073.9158 | 30032710.519 | 20497942.0397 | 91671351.8997 | 3144235.0165 | 23761139.2421 |  | 1478867.319 | 5633948.9183 | 0 | 125689542.3956 |  | 177827.941 | 20.0276 | 6275.8047 |  | 140.7334
1 | 3600 | 707 | 0.035 | 15 | 15 | 7 | 2.3714e-10 | 0 | Water | Porous | Wet | R245fa | MinimizeLCOE | IgnoreSilica | 199.8823 | 64.0055 | 5.2473 | 4 | 6113.5896 |  | 137.0958 |  | 137.9554 | -2.4893e-05 | 17584965226.976 | 7912145.5201 | 339806.323 | 9410883.7193 | 11732165.2446 | 24077.0464 | 1027584.5531 | 0 | 11874198.3385 | 30894228.3439 | 21085945.6576 | 94301034.7466 | 3144235.0165 | 23761139.2421 |  | 1478867.319 | 5633948.9183 | 0 | 128319225.2425 |  | 237137.3706 | 20.9892 | 6113.5896 |  | 137.0958
1 | 3600 | 707 | 0.035 | 15 | 15 | 7 | 3.1623e-10 | 0 | Water | Porous | Wet | R245fa | MinimizeLCOE | IgnoreSilica | 205.2218 | 65.7367 | 5.4383 | 4 | 5992.0621 |  | 134.3705 |  | 137.979 | -2.209e-05 | 17884513136.4465 | 8064833.6642 | 346305.7378 | 9613828.7644 | 12048188.1855 | 24077.0464 | 1004114.9847 | 0 | 12129525.8694 | 31558538.2042 | 21539350.7875 | 96328763.244 | 3144235.0165 | 23761139.2421 |  | 1478867.319 | 5633948.9183 | 0 | 130346953.7399 |  | 316227.766 | 21.7533 | 5992.0621 |  | 134.3705
1 | 3600 | 707 | 0.035 | 15 | 15 | 7 | 4.217e-10 | 0 | Water | Porous | Wet | R245fa | MinimizeLCOE | IgnoreSilica | 209.3512 | 67.0764 | 5.5882 | 4 | 5901.0255 |  | 132.3291 |  | 137.9973 | -2.0245e-05 | 18116157924.3236 | 8182242.0912 | 351303.3345 | 9770141.5972 | 12292721.1411 | 24077.0464 | 983951.8004 | 0 | 12325730.4342 | 32069022.2348 | 21887766.6278 | 97886956.3075 | 3144235.0165 | 23761139.2421 |  | 1478867.319 | 5633948.9183 | 0 | 131905146.8035 |  | 421696.5034 | 22.3529 | 5901.0255 |  | 132.3291
1 | 3600 | 707 | 0.035 | 15 | 15 | 7 | 5.6234e-10 | 0 | Water | Porous | Wet | R245fa | MinimizeLCOE | IgnoreSilica | 212.4964 | 68.0972 | 5.7041 | 4 | 5832.8218 |  | 130.7996 |  | 138.0113 | -1.8691e-05 | 18296557742.089 | 8271280.887 | 355093.6825 | 9888823.369 | 12479034.0222 | 24077.0464 | 966979.8558 | 0 | 12474262.6565 | 32455472.6091 | 22151526.949 | 99066551.0773 | 3144235.0165 | 23761139.2421 |  | 1478867.319 | 5633948.9183 | 0 | 133084741.5733 |  | 562341.3252 | 22.8165 | 5832.8218 |  | 130.7996
1 | 3600 | 707 | 0.035 | 15 | 15 | 7 | 7.4989e-10 | 0 | Water | Porous | Wet | R245fa | MinimizeLCOE | IgnoreSilica | 214.8935 | 68.8755 | 5.7933 | 4 | 5781.7192 |  | 129.6536 |  | 138.022 | -1.7946e-05 | 18434418633.6926 | 8338925.1047 | 357973.3627 | 9979069.4983 | 12621077.0933 | 24077.0464 | 953267.3263 | 0 | 12587011.8784 | 32748822.9563 | 22351744.5887 | 99961968.8551 | 3144235.0165 | 23761139.2421 |  | 1478867.319 | 5633948.9183 | 0 | 133980159.351 |  | 749894.2093 | 23.1731 | 5781.7192 |  | 129.6536
1 | 3600 | 707 | 0.035 | 15 | 15 | 7 | 1e-09 | 0 | Water | Porous | Wet | R245fa | MinimizeLCOE | IgnoreSilica | 216.6982 | 69.4617 | 5.8611 | 4 | 5743.4281 |  | 128.795 |  | 138.0302 | -1.6802e-05 | 18540865425.1667 | 8389736.0091 | 360136.58 | 10046901.4397 | 12728048.8272 | 24077.0464 | 942238.5073 | 0 | 12671543.9798 | 32968758.1444 | 22501854.8738 | 100633295.4078 | 3144235.0165 | 23761139.2421 |  | 1478867.319 | 5633948.9183 | 0 | 134651485.9037 |  | 1000000 | 23.4444 | 5743.4281 |  | 128.795
1 | 3600 | 707 | 0.035 | 15 | 15 | 7 | 1.3335e-09 | 0 | Water | Porous | Wet | R245fa | MinimizeLCOE | IgnoreSilica | 218.0749 | 69.909 | 5.9129 | 4 | 5714.7293 |  | 128.1514 |  | 138.0364 | -1.6373e-05 | 18620201145.9289 | 8428428.6404 | 361783.8959 | 10098582.1344 | 12809669.2625 | 24077.0464 | 933749.2085 | 0 | 12735953.1733 | 33136337.6538 | 22616231.3323 | 101144812.3474 | 3144235.0165 | 23761139.2421 |  | 1478867.319 | 5633948.9183 | 0 | 135163002.8434 |  | 1333521.4322 | 23.6517 | 5714.7293 |  | 128.1514
1 | 3600 | 707 | 0.035 | 15 | 15 | 7 | 1.7783e-09 | 0 | Water | Porous | Wet | R245fa | MinimizeLCOE | IgnoreSilica | 219.1077 | 70.2446 | 5.9521 | 4 | 5693.2173 |  | 127.669 |  | 138.0411 | -1.6047e-05 | 18680922123.57 | 8457415.9495 | 363018.023 | 10137314.6839 | 12870907.8568 | 24077.0464 | 927108.8563 | 0 | 12784138.5422 | 33261706.0994 | 22701797.8726 | 101527484.9302 | 3144235.0165 | 23761139.2421 |  | 1478867.319 | 5633948.9183 | 0 | 135545675.4261 |  | 1778279.41 | 23.8083 | 5693.2173 |  | 127.669
1 | 3600 | 707 | 0.035 | 15 | 15 | 7 | 2.3714e-09 | 0 | Water | Porous | Wet | R245fa | MinimizeLCOE | IgnoreSilica | 219.8823 | 70.4963 | 5.9816 | 4 | 5677.091 |  | 127.3074 |  | 138.0446 | -1.523e-05 | 18727159356.2371 | 8479134.2819 | 363942.6813 | 10166342.8694 | 12916841.0064 | 24077.0464 | 921970.9756 | 0 | 12820200.4558 | 33355531.8012 | 22765835.842 | 101813876.9599 | 3144235.0165 | 23761139.2421 |  | 1478867.319 | 5633948.9183 | 0 | 135832067.4559 |  | 2371373.7057 | 23.9264 | 5677.091 |  | 127.3074
1 | 3600 | 707 | 0.035 | 15 | 15 | 7 | 3.1623e-09 | 0 | Water | Porous | Wet | R245fa | MinimizeLCOE | IgnoreSilica | 220.465 | 70.6857 | 6.0039 | 4 | 5665.0009 |  | 127.0363 |  | 138.0473 | -1.5045e-05 | 18763744189.1732 | 8495460.2749 | 364637.7647 | 10188168.4766 | 12951398.3134 | 24077.0464 | 918047.9305 | 0 | 12847298.0245 | 33426034.1166 | 22813955.1209 | 102029077.0683 | 3144235.0165 | 23761139.2421 |  | 1478867.319 | 5633948.9183 | 0 | 136047267.5642 |  | 3162277.6602 | 24.0154 | 5665.0009 |  | 127.0363
1 | 3600 | 707 | 0.035 | 15 | 15 | 7 | 4.217e-09 | 0 | Water | Porous | Wet | R245fa | MinimizeLCOE | IgnoreSilica | 220.8982 | 70.8265 | 6.0205 | 4 | 5655.9363 |  | 126.833 |  | 138.0492 | -1.4904e-05 | 18788819599.9021 | 8507592.0386 | 365154.2788 | 10204389.6067 | 12977093.6497 | 24077.0464 | 915012.482 | 0 | 12867394.4499 | 33478320.893 | 22849641.9202 | 102188676.3653 | 3144235.0165 | 23761139.2421 |  | 1478867.319 | 5633948.9183 | 0 | 136206866.8612 |  | 4216965.0343 | 24.0821 | 5655.9363 |  | 126.833
1 | 3600 | 707 | 0.035 | 15 | 15 | 7 | 5.6234e-09 | 0 | Water | Porous | Wet | R245fa | MinimizeLCOE | IgnoreSilica | 221.2271 | 70.9334 | 6.0331 | 4 | 5649.1398 |  | 126.6806 |  | 138.0507 | -1.4799e-05 | 18808572476.5212 | 8516799.3995 | 365546.2878 | 10216702.03 | 12996604.0375 | 24077.0464 | 912752.6787 | 0 | 12882667.7771 | 33518058.9575 | 22876763.9657 | 102309972.1801 | 3144235.0165 | 23761139.2421 |  | 1478867.319 | 5633948.9183 | 0 | 136328162.676 |  | 5623413.2519 | 24.1326 | 5649.1398 |  | 126.6806
1 | 3600 | 707 | 0.035 | 15 | 15 | 7 | 7.4989e-09 | 0 | Water | Porous | Wet | R245fa | MinimizeLCOE | IgnoreSilica | 221.4661 | 71.0111 | 6.0425 | 4 | 5644.0437 |  | 126.5663 |  | 138.0518 | -1.4718e-05 | 18824352429.4268 | 8523485.1682 | 365830.937 | 10225643.3384 | 13010776.1659 | 24077.0464 | 910954.3186 | 0 | 12893699.12 | 33546760.249 | 22896353.1869 | 102397579.5304 | 3144235.0165 | 23761139.2421 |  | 1478867.319 | 5633948.9183 | 0 | 136415770.0263 |  | 7498942.0933 | 24.1699 | 5644.0437 |  | 126.5663
1 | 3600 | 707 | 0.035 | 15 | 15 | 7 | 1e-08 | 0 | Water | Porous | Wet | R245fa | MinimizeLCOE | IgnoreSilica | 221.6681 | 71.0768 | 6.0499 | 4 | 5640.2225 |  | 126.4806 |  | 138.0527 | -1.4663e-05 | 18833572616.6793 | 8529138.2926 | 366071.628 | 10233203.9872 | 13022762.2517 | 24077.0464 | 909854.2644 | 0 | 12903191.9134 | 33571458.5501 | 22913210.2849 | 102472968.2187 | 3144235.0165 | 23761139.2421 |  | 1478867.319 | 5633948.9183 | 0 | 136491158.7146 |  | 10000000 | 24.1996 | 5640.2225 |  | 126.4806
1 | 3700 | 707 | 0.035 | 15 | 15 | 7 | 1e-13 | 0 | Water | Porous | Wet | R245fa | MinimizeLCOE | IgnoreSilica | 0 | 0 | 0 | 4 |  |  |  |  | 0 | 0 | 5285792122.3248 | 3470.2391 | 76.5827 | 3548.5927 | 25629.5872 | 24077.0464 | 17251.7779 | 0 | 28880.9921 | 75142.4171 | 51286.2437 | 229363.4788 | 3144235.0165 | 24595314.8048 |  | 1478867.319 | 5800784.0308 | 0 |  |  | 100 | 0
1 | 3700 | 707 | 0.035 | 15 | 15 | 7 | 1.3335e-13 | 0 | Water | Porous | Wet | R245fa | MinimizeLCOE | IgnoreSilica | 0 | 0 | 0 | 4 |  |  |  |  | 0 | 0 | 2818389242.7972 | 3472.6769 | 76.6417 | 3551.0027 | 25630.6199 | 24077.0464 | 14865.3562 | 0 | 27952.604 | 72726.9418 | 49637.6322 | 221990.5218 | 3144235.0165 | 24595314.8048 |  | 1478867.319 | 5800784.0308 | 0 |  |  | 133.3521 | 0
1 | 3700 | 707 | 0.035 | 15 | 15 | 7 | 1.7783e-13 | 0 | Water | Porous | Wet | R245fa | MinimizeLCOE | IgnoreSilica | 0.90004 | 0.15248 | 0.00091622 | 4 | 9822234.7251 |  | 220261.2235 |  | 98.694 | -4.9697e-05 | 1035323567.2683 | 92331.2546 | 3119.2501 | 77010.4556 | 57847.6254 | 24077.0464 | 61434.2752 | 0 | 123169.7639 | 320462.46 | 218722.2138 | 978174.345 | 3144235.0165 | 24595314.8048 |  | 1478867.319 | 5800784.0308 | 0 | 35997375.5161 |  | 177.8279 | 0.0036649 | 9822234.7251 |  | 220261.2235
1 | 3700 | 707 | 0.035 | 15 | 15 | 7 | 2.3714e-13 | 0 | Water | Porous | Wet | R245fa | MinimizeLCOE | IgnoreSilica | 1.1973 | 0.23769 | 0.0051039 | 4 | 1778414.0588 |  | 39880.5025 |  | 107.1464 | -5.2916e-05 | 4178938764.5869 | 132396.1215 | 4732.0105 | 109216.7029 | 73729.7686 | 24077.0464 | 71790.7133 | 0 | 162217.5217 | 422056.716 | 288062.3811 | 1288278.9821 | 3144235.0165 | 24595314.8048 |  | 1478867.319 | 5800784.0308 | 0 | 36307480.1532 |  | 237.1374 | 0.020416 | 1778414.0588 |  | 39880.5025
1 | 3700 | 707 | 0.035 | 15 | 15 | 7 | 3.1623e-13 | 0 | Water | Porous | Wet | R245fa | MinimizeLCOE | IgnoreSilica | 1.5678 | 0.34987 | 0.011678 | 4 | 785202.9537 |  | 17607.9852 |  | 113.9465 | -5.4632e-05 | 7118295261.6426 | 180009.4851 | 6731.3309 | 148121.1637 | 94308.8507 | 24077.0464 | 82420.8146 | 0 | 208910.7897 | 543543.0212 | 370979.2807 | 1659101.783 | 3144235.0165 | 24595314.8048 |  | 1478867.319 | 5800784.0308 | 0 | 36678302.9542 |  | 316.2278 | 0.046712 | 785202.9537 |  | 17607.9852
1 | 3700 | 707 | 0.035 | 15 | 15 | 7 | 4.217e-13 | 0 | Water | Porous | Wet | R245fa | MinimizeLCOE | IgnoreSilica | 2.043 | 0.499 | 0.02127 | 4 | 436444.8694 |  | 9787.17 |  | 119.5231 | -5.5623e-05 | 9312613361.276 | 237402.0722 | 9213.5954 | 196048.2951 | 121464.8972 | 24077.0464 | 94270.0504 | 0 | 266165.6231 | 692508.3532 | 472651.1807 | 2113801.1135 | 3144235.0165 | 24595314.8048 |  | 1478867.319 | 5800784.0308 | 0 | 37133002.2847 |  | 421.6965 | 0.085081 | 436444.8694 |  | 9787.17
1 | 3700 | 707 | 0.035 | 15 | 15 | 7 | 5.6234e-13 | 0 | Water | Porous | Wet | R245fa | MinimizeLCOE | IgnoreSilica | 2.7081 | 0.71282 | 0.035283 | 4 | 267427.4973 |  | 5996.9965 |  | 124.3582 | -5.7427e-05 | 10675726923.2081 | 311921.669 | 12503.1704 | 259945.6002 | 160274.9476 | 24077.0464 | 110442.5242 | 0 | 342874.3335 | 892088.6826 | 608868.8565 | 2722996.8304 | 3144235.0165 | 24595314.8048 |  | 1478867.319 | 5800784.0308 | 0 | 37742198.0016 |  | 562.3413 | 0.14113 | 267427.4973 |  | 5996.9965
1 | 3700 | 707 | 0.035 | 15 | 15 | 7 | 7.4989e-13 | 0 | Water | Porous | Wet | R245fa | MinimizeLCOE | IgnoreSilica | 3.5707 | 0.99448 | 0.054574 | 4 | 176311.9676 |  | 3953.753 |  | 128.1419 | -5.8464e-05 | 11714391525.011 | 400865.7524 | 16481.1348 | 338456.6344 | 211352.7899 | 24077.0464 | 128895.3002 | 0 | 436850.1766 | 1136594.5493 | 775749.1346 | 3469322.5185 | 3144235.0165 | 24595314.8048 |  | 1478867.319 | 5800784.0308 | 0 | 38488523.6897 |  | 749.8942 | 0.2183 | 176311.9676 |  | 3953.753
1 | 3700 | 707 | 0.035 | 15 | 15 | 7 | 1e-12 | 0 | Water | Porous | Wet | R245fa | MinimizeLCOE | IgnoreSilica | 4.7279 | 1.3761 | 0.08111 | 4 | 121551.2641 |  | 2725.7575 |  | 131.1688 | -5.9465e-05 | 12379081481.846 | 510310.7984 | 21410.3291 | 438016.0938 | 280560.8783 | 24077.0464 | 151724.7671 | 0 | 556178.9661 | 1447063.5818 | 987650.6288 | 4416993.0898 | 3144235.0165 | 24595314.8048 |  | 1478867.319 | 5800784.0308 | 0 | 39436194.2609 |  | 1000 | 0.32444 | 121551.2641 |  | 2725.7575
1 | 3700 | 707 | 0.035 | 15 | 15 | 7 | 1.3335e-12 | 0 | Water | Porous | Wet | R245fa | MinimizeLCOE | IgnoreSilica | 6.2775 | 1.8902 | 0.11719 | 4 | 86684.7583 |  | 1943.8846 |  | 133.5465 | -6.0368e-05 | 12785838849.915 | 644384.6417 | 27466.4961 | 563762.6496 | 373825.257 | 24077.0464 | 179805.4779 | 0 | 707195.4118 | 1839977.3957 | 1255822.3803 | 5616316.7564 | 3144235.0165 | 24595314.8048 |  | 1478867.319 | 5800784.0308 | 0 | 40635517.9276 |  | 1333.5214 | 0.46877 | 86684.7583 |  | 1943.8846
1 | 3700 | 707 | 0.035 | 15 | 15 | 7 | 1.7783e-12 | 0 | Water | Porous | Wet | R245fa | MinimizeLCOE | IgnoreSilica | 8.3238 | 2.5715 | 0.16555 | 4 | 63624.174 |  | 1426.7566 |  | 135.3721 | -6.0928e-05 | 13091891437.1581 | 806331.2487 | 34781.1528 | 720342.1211 | 497499.1846 | 24077.0464 | 213316.4254 | 0 | 895575.3998 | 2330103.4826 | 1590343.5057 | 7112369.5671 | 3144235.0165 | 24595314.8048 |  | 1478867.319 | 5800784.0308 | 0 | 42131570.7383 |  | 1778.2794 | 0.66219 | 63624.174 |  | 1426.7566
1 | 3700 | 707 | 0.035 | 15 | 15 | 7 | 2.3714e-12 | 0 | Water | Porous | Wet | R245fa | MinimizeLCOE | IgnoreSilica | 11.0615 | 3.4851 | 0.23052 | 4 | 47745.9323 |  | 1070.6909 |  | 136.7832 | -6.145e-05 | 13269061455.2248 | 1004601.0251 | 43721.3422 | 917818.87 | 663370.9023 | 24077.0464 | 254544.7652 | 0 | 1134172.2409 | 2950883.5202 | 2014038.6371 | 9007228.3494 | 3144235.0165 | 24595314.8048 |  | 1478867.319 | 5800784.0308 | 0 | 44026429.5205 |  | 2371.3737 | 0.9221 | 47745.9323 |  | 1070.6909
1 | 3700 | 707 | 0.035 | 15 | 15 | 7 | 3.1623e-12 | 0 | Water | Porous | Wet | R245fa | MinimizeLCOE | IgnoreSilica | 14.7085 | 4.7038 | 0.31737 | 4 | 36565.3295 |  | 819.9686 |  | 137.8616 | -6.1868e-05 | 13371389060.8362 | 1246431.0441 | 54592.792 | 1165844.6558 | 884695.7013 | 24077.0464 | 304810.1574 | 0 | 1435376.0448 | 3734554.0325 | 2548909.8646 | 11399291.3388 | 3144235.0165 | 24595314.8048 |  | 1478867.319 | 5800784.0308 | 0 | 46418492.51 |  | 3162.2777 | 1.2695 | 36565.3295 |  | 819.9686
1 | 3700 | 707 | 0.035 | 15 | 15 | 7 | 4.217e-12 | 0 | Water | Porous | Wet | R245fa | MinimizeLCOE | IgnoreSilica | 19.5541 | 6.3242 | 0.43302 | 4 | 28540.3492 |  | 640.0104 |  | 138.6812 | -6.2172e-05 | 13433098327.1135 | 1540938.6507 | 67787.9396 | 1476576.9882 | 1179026.5529 | 24077.0464 | 365868.5141 | 0 | 1815167.5198 | 4722693.5445 | 3223335.3858 | 14415472.1419 | 3144235.0165 | 24595314.8048 |  | 1478867.319 | 5800784.0308 | 0 | 49434673.313 |  | 4216.965 | 1.7321 | 28540.3492 |  | 640.0104
1 | 3700 | 707 | 0.035 | 15 | 15 | 7 | 5.6234e-12 | 0 | Water | Porous | Wet | R245fa | MinimizeLCOE | IgnoreSilica | 25.9802 | 8.4741 | 0.58658 | 4 | 22689.7258 |  | 508.8116 |  | 139.3025 | -6.2387e-05 | 13457031070.5452 | 1899350.0139 | 83786.6915 | 1865308.3001 | 1569570.5791 | 24077.0464 | 440001.729 | 0 | 2294016.8004 | 5968561.1471 | 4073665.6245 | 18218337.9319 | 3144235.0165 | 24595314.8048 |  | 1478867.319 | 5800784.0308 | 0 | 53237539.1031 |  | 5623.4133 | 2.3463 | 22689.7258 |  | 508.8116
1 | 3700 | 707 | 0.035 | 15 | 15 | 7 | 7.4989e-12 | 0 | Water | Porous | Wet | R245fa | MinimizeLCOE | IgnoreSilica | 34.4527 | 11.3097 | 0.7893 | 4 | 18374.9998 |  | 412.0549 |  | 139.7726 | -6.249e-05 | 13451663217.1138 | 2333623.2514 | 103096.746 | 2349106.2717 | 2084697.3195 | 24077.0464 | 529432.684 | 0 | 2895372.9944 | 7533166.6088 | 5141541.0016 | 22994113.9238 | 3144235.0165 | 24595314.8048 |  | 1478867.319 | 5800784.0308 | 0 | 58013315.095 |  | 7498.9421 | 3.1572 | 18374.9998 |  | 412.0549
1 | 3700 | 707 | 0.035 | 15 | 15 | 7 | 1e-11 | 0 | Water | Porous | Wet | R245fa | MinimizeLCOE | IgnoreSilica | 45.5394 | 15.0216 | 1.0548 | 4 | 15163.5957 |  | 340.0399 |  | 140.1292 | -6.2479e-05 | 13409162495.4832 | 2856771.1615 | 126267.0962 | 2947231.6328 | 2759026.8599 | 24077.0464 | 636700.9684 | 0 | 3646529.1584 | 9487520.8642 | 6475427.9389 | 28959552.7266 | 3144235.0165 | 24595314.8048 |  | 1478867.319 | 5800784.0308 | 0 | 63978753.8978 |  | 10000 | 4.2192 | 15163.5957 |  | 340.0399
1 | 3700 | 707 | 0.035 | 15 | 15 | 7 | 1.3335e-11 | 0 | Water | Porous | Wet | R245fa | MinimizeLCOE | IgnoreSilica | 59.8831 | 19.8262 | 1.3984 | 4 | 12758.5114 |  | 286.1065 |  | 140.4026 | -6.2362e-05 | 13302539490.6197 | 3481233.1658 | 153818.432 | 3679226.7555 | 3631844.1901 | 24077.0464 | 764463.22 | 0 | 4576518.4958 | 11907162.3531 | 8126882.9737 | 36345226.6324 | 3144235.0165 | 24595314.8048 |  | 1478867.319 | 5800784.0308 | 0 | 71364427.8035 |  | 13335.2143 | 5.5935 | 12758.5114 |  | 286.1065
1 | 3700 | 707 | 0.035 | 15 | 15 | 7 | 1.7783e-11 | 0 | Water | Porous | Wet | R245fa | MinimizeLCOE | IgnoreSilica | 77.9948 | 25.8974 | 1.8328 | 4 | 10954.6668 |  | 245.6557 |  | 140.6162 | -6.2037e-05 | 13121568956.8568 | 4211012.1642 | 185897.7538 | 4555224.2959 | 4734658.0285 | 24077.0464 | 912966.754 | 0 | 5703296.0567 | 14838806.4326 | 10127790.2972 | 45293728.8293 | 3144235.0165 | 24595314.8048 |  | 1478867.319 | 5800784.0308 | 0 | 80312930.0005 |  | 17782.7941 | 7.3314 | 10954.6668 |  | 245.6557
1 | 3700 | 707 | 0.035 | 15 | 15 | 7 | 2.3714e-11 | 0 | Water | Porous | Wet | R245fa | MinimizeLCOE | IgnoreSilica | 99.5487 | 33.1304 | 2.3572 | 4 | 9604.1685 |  | 215.3711 |  | 140.7864 | -6.1035e-05 | 12960525450.3925 | 5019166.327 | 221305.0293 | 5546734.6518 | 6048309.6466 | 24077.0464 | 1071198.9663 | 0 | 6993008.7503 | 18194374.3049 | 12418034.3201 | 55536209.0425 | 3144235.0165 | 24595314.8048 |  | 1478867.319 | 5800784.0308 | 0 | 90555410.2137 |  | 23713.7371 | 9.4288 | 9604.1685 |  | 215.3711
1 | 3700 | 707 | 0.035 | 15 | 15 | 7 | 3.1623e-11 | 0 | Water | Porous | Wet | R245fa | MinimizeLCOE | IgnoreSilica | 117.4339 | 39.1396 | 2.8732 | 4 | 8580.0261 |  | 192.405 |  | 140.894 | -5.559e-05 | 14113506330.2661 | 5652796.2957 | 248997.2406 | 6337518.9004 | 7139534.8576 | 24077.0464 | 1128402.3003 | 0 | 8007217.3899 | 20833137.1425 | 14219044.1779 | 63590725.3512 | 3144235.0165 | 24595314.8048 |  | 1478867.319 | 5800784.0308 | 0 | 98609926.5223 |  | 31622.7766 | 11.493 | 8580.0261 |  | 192.405
1 | 3700 | 707 | 0.035 | 15 | 15 | 7 | 4.217e-11 | 0 | Water | Porous | Wet | R245fa | MinimizeLCOE | IgnoreSilica | 135.2903 | 45.1476 | 3.4132 | 4 | 7795.8355 |  | 174.8197 |  | 140.9867 | -5.0203e-05 | 15187035987.4875 | 6259347.1322 | 275463.0279 | 7104075.2335 | 8230324.3314 | 24077.0464 | 1164795.8126 | 0 | 8992652.2077 | 23397036.3979 | 15968958.1026 | 71416729.2922 | 3144235.0165 | 24595314.8048 |  | 1478867.319 | 5800784.0308 | 0 | 106435930.4633 |  | 42169.6503 | 13.6529 | 7795.8355 |  | 174.8197
1 | 3700 | 707 | 0.035 | 15 | 15 | 7 | 5.6234e-11 | 0 | Water | Porous | Wet | R245fa | MinimizeLCOE | IgnoreSilica | 152.1091 | 50.8152 | 3.9464 | 4 | 7198.5877 |  | 161.4266 |  | 141.0669 | -4.5094e-05 | 16151442937.008 | 6811062.2059 | 299508.3132 | 7808577.8055 | 9259097.6868 | 24077.0464 | 1179524.8848 | 0 | 9898920.6976 | 25754961.1073 | 17578290.1672 | 78614019.9146 | 3144235.0165 | 24595314.8048 |  | 1478867.319 | 5800784.0308 | 0 | 113633221.0858 |  | 56234.1325 | 15.7855 | 7198.5877 |  | 161.4266
1 | 3700 | 707 | 0.035 | 15 | 15 | 7 | 7.4989e-11 | 0 | Water | Porous | Wet | R245fa | MinimizeLCOE | IgnoreSilica | 167.1346 | 55.8865 | 4.4445 | 4 | 6746.1692 |  | 151.2812 |  | 141.1354 | -4.0467e-05 | 16996936219.2616 | 7290332.1857 | 320380.2005 | 8425646.6837 | 10179439.8898 | 24077.0464 | 1175667.6832 | 0 | 10692062.0388 | 27818552.1814 | 18986733.4779 | 84912891.3873 | 3144235.0165 | 24595314.8048 |  | 1478867.319 | 5800784.0308 | 0 | 119932092.5584 |  | 74989.4209 | 17.7778 | 6746.1692 |  | 151.2812
1 | 3700 | 707 | 0.035 | 15 | 15 | 7 | 1e-10 | 0 | Water | Porous | Wet | R245fa | MinimizeLCOE | IgnoreSilica | 179.9749 | 60.2269 | 4.8877 | 4 | 6404.9772 |  | 143.6301 |  | 141.193 | -3.645e-05 | 17716367357.2329 | 7691020.6493 | 337821.7659 | 8944866.9892 | 10966977.3118 | 24077.0464 | 1158612.3605 | 0 | 11358116.688 | 29551489.7521 | 20169498.9782 | 90202481.5413 | 3144235.0165 | 24595314.8048 |  | 1478867.319 | 5800784.0308 | 0 | 125221682.7125 |  | 100000 | 19.5507 | 6404.9772 |  | 143.6301
1 | 3700 | 707 | 0.035 | 15 | 15 | 7 | 1.3335e-10 | 0 | Water | Porous | Wet | R245fa | MinimizeLCOE | IgnoreSilica | 190.5498 | 63.8065 | 5.2661 | 4 | 6148.4643 |  | 137.8778 |  | 141.2403 | -3.3078e-05 | 18313995017.7103 | 8015509.8636 | 351942.8049 | 9367416.5666 | 11616345.1308 | 24077.0464 | 1133861.1101 | 0 | 11898569.4837 | 30957637.0645 | 21129223.4123 | 94494582.483 | 3144235.0165 | 24595314.8048 |  | 1478867.319 | 5800784.0308 | 0 | 129513783.6541 |  | 133352.1432 | 21.0644 | 6148.4643 |  | 137.8778
1 | 3700 | 707 | 0.035 | 15 | 15 | 7 | 1.7783e-10 | 0 | Water | Porous | Wet | R245fa | MinimizeLCOE | IgnoreSilica | 199.0493 | 66.6869 | 5.5794 | 4 | 5955.9788 |  | 133.5614 |  | 141.2785 | -2.9731e-05 | 18799779256.5239 | 8273010.4247 | 363147.2378 | 9703978.9468 | 12138806.5107 | 24077.0464 | 1106519.3555 | 0 | 12327720.4135 | 32074199.7528 | 21891300.3902 | 97902760.0783 | 3144235.0165 | 24595314.8048 |  | 1478867.319 | 5800784.0308 | 0 | 132921961.2494 |  | 177827.941 | 22.3174 | 5955.9788 |  | 133.5614
1 | 3700 | 707 | 0.035 | 15 | 15 | 7 | 2.3714e-10 | 0 | Water | Porous | Wet | R245fa | MinimizeLCOE | IgnoreSilica | 205.7313 | 68.9536 | 5.832 | 4 | 5811.6827 |  | 130.3256 |  | 141.3086 | -2.635e-05 | 19187169231.1376 | 8473513.3225 | 371871.1354 | 9966773.0737 | 12549894.5566 | 24077.0464 | 1079650.4813 | 0 | 12661654.0502 | 32943026.5763 | 22484292.5498 | 100554752.7922 | 3144235.0165 | 24595314.8048 |  | 1478867.319 | 5800784.0308 | 0 | 135573953.9634 |  | 237137.3706 | 23.3278 | 5811.6827 |  | 130.3256
1 | 3700 | 707 | 0.035 | 15 | 15 | 7 | 3.1623e-10 | 0 | Water | Porous | Wet | R245fa | MinimizeLCOE | IgnoreSilica | 210.8982 | 70.7077 | 6.0316 | 4 | 5703.5578 |  | 127.9009 |  | 141.332 | -2.4038e-05 | 19487266881.8666 | 8627443.5521 | 378568.5833 | 10168944.3152 | 12867985.6324 | 24077.0464 | 1055087.0313 | 0 | 12917621.4027 | 33609001.1212 | 22938833.8612 | 102587562.5457 | 3144235.0165 | 24595314.8048 |  | 1478867.319 | 5800784.0308 | 0 | 137606763.7169 |  | 316227.766 | 24.1265 | 5703.5578 |  | 127.9009
1 | 3700 | 707 | 0.035 | 15 | 15 | 7 | 4.217e-10 | 0 | Water | Porous | Wet | R245fa | MinimizeLCOE | IgnoreSilica | 214.8935 | 72.065 | 6.188 | 4 | 5622.5462 |  | 126.0842 |  | 141.3503 | -2.1535e-05 | 19729302129.6256 | 8745835.6391 | 383719.8428 | 10324680.4384 | 13114087.7663 | 24077.0464 | 1034273.9664 | 0 | 13114403.1327 | 34120986.8173 | 23288274.619 | 104150339.2683 | 3144235.0165 | 24595314.8048 |  | 1478867.319 | 5800784.0308 | 0 | 139169540.4394 |  | 421696.5034 | 24.752 | 5622.5462 |  | 126.0842
1 | 3700 | 707 | 0.035 | 15 | 15 | 7 | 5.6234e-10 | 0 | Water | Porous | Wet | R245fa | MinimizeLCOE | IgnoreSilica | 217.946 | 73.1024 | 6.3089 | 4 | 5561.8459 |  | 124.723 |  | 141.3642 | -2.0519e-05 | 19913647908.2382 | 8835925.326 | 387639.7316 | 10443324.161 | 13302192.5734 | 24077.0464 | 1017038.8877 | 0 | 13263977.1132 | 34510147.6327 | 23553884.8719 | 105338207.3439 | 3144235.0165 | 24595314.8048 |  | 1478867.319 | 5800784.0308 | 0 | 140357408.515 |  | 562341.3252 | 25.2358 | 5561.8459 |  | 124.723
1 | 3700 | 707 | 0.035 | 15 | 15 | 7 | 7.4989e-10 | 0 | Water | Porous | Wet | R245fa | MinimizeLCOE | IgnoreSilica | 220.2527 | 73.8867 | 6.4014 | 4 | 5516.3596 |  | 123.703 |  | 141.3748 | -1.9155e-05 | 20052668925.2352 | 8903800.0284 | 390593.0771 | 10532789.1333 | 13444385.9312 | 24077.0464 | 1002968.0534 | 0 | 13376459.1751 | 34802802.8847 | 23753628.0949 | 106231503.4243 | 3144235.0165 | 24595314.8048 |  | 1478867.319 | 5800784.0308 | 0 | 141250704.5954 |  | 749894.2093 | 25.6058 | 5516.3596 |  | 123.703
1 | 3700 | 707 | 0.035 | 15 | 15 | 7 | 1e-09 | 0 | Water | Porous | Wet | R245fa | MinimizeLCOE | IgnoreSilica | 221.9971 | 74.48 | 6.472 | 4 | 5482.2725 |  | 122.9386 |  | 141.3829 | -1.798e-05 | 20160464106.0679 | 8955019.0932 | 392821.8566 | 10600341.3669 | 13551949.3491 | 24077.0464 | 991802.9688 | 0 | 13461244.5556 | 35023397.0526 | 23904188.1473 | 106904841.4363 | 3144235.0165 | 24595314.8048 |  | 1478867.319 | 5800784.0308 | 0 | 141924042.6075 |  | 1000000 | 25.8878 | 5482.2725 |  | 122.9386
1 | 3700 | 707 | 0.035 | 15 | 15 | 7 | 1.3335e-09 | 0 | Water | Porous | Wet | R245fa | MinimizeLCOE | IgnoreSilica | 223.3077 | 74.9259 | 6.5254 | 4 | 5456.7235 |  | 122.3657 |  | 141.389 | -1.7529e-05 | 20243067998.0769 | 8993439.7624 | 394493.7893 | 10651037.1863 | 13632783.5 | 24077.0464 | 983004.2485 | 0 | 13524745.8578 | 35188614.4152 | 24016952.3921 | 107409148.198 | 3144235.0165 | 24595314.8048 |  | 1478867.319 | 5800784.0308 | 0 | 142428349.3691 |  | 1333521.4322 | 26.1014 | 5456.7235 |  | 122.3657
1 | 3700 | 707 | 0.035 | 15 | 15 | 7 | 1.7783e-09 | 0 | Water | Porous | Wet | R245fa | MinimizeLCOE | IgnoreSilica | 224.3017 | 75.2642 | 6.5659 | 4 | 5437.5713 |  | 121.9362 |  | 141.3937 | -1.719e-05 | 20304842877.7765 | 9022544.5131 | 395760.3457 | 10689454.3841 | 13694102.8467 | 24077.0464 | 976274.2367 | 0 | 13572863.2154 | 35313805.9093 | 24102398.1592 | 107791280.6566 | 3144235.0165 | 24595314.8048 |  | 1478867.319 | 5800784.0308 | 0 | 142810481.8278 |  | 1778279.41 | 26.2637 | 5437.5713 |  | 121.9362
1 | 3700 | 707 | 0.035 | 15 | 15 | 7 | 2.3714e-09 | 0 | Water | Porous | Wet | R245fa | MinimizeLCOE | IgnoreSilica | 225.0586 | 75.5217 | 6.5967 | 4 | 5423.2132 |  | 121.6142 |  | 141.3972 | -1.6937e-05 | 20350462481.3957 | 9044684.7808 | 396723.8411 | 10718686.5332 | 13740798.0358 | 24077.0464 | 971210.5096 | 0 | 13609510.4913 | 35409154.6039 | 24167475.6025 | 108082321.4446 | 3144235.0165 | 24595314.8048 |  | 1478867.319 | 5800784.0308 | 0 | 143101522.6157 |  | 2371373.7057 | 26.3869 | 5423.2132 |  | 121.6142
1 | 3700 | 707 | 0.035 | 15 | 15 | 7 | 3.1623e-09 | 0 | Water | Porous | Wet | R245fa | MinimizeLCOE | IgnoreSilica | 225.6071 | 75.7084 | 6.6195 | 4 | 5412.4484 |  | 121.3728 |  | 141.3998 | -1.6161e-05 | 20387354535.6117 | 9060715.5259 | 397421.4627 | 10739856.5738 | 13774634.5743 | 24077.0464 | 967103.7757 | 0 | 13635885.4939 | 35477776.9504 | 24214311.764 | 108291783.1669 | 3144235.0165 | 24595314.8048 |  | 1478867.319 | 5800784.0308 | 0 | 143310984.3381 |  | 3162277.6602 | 26.478 | 5412.4484 |  | 121.3728
1 | 3700 | 707 | 0.035 | 15 | 15 | 7 | 4.217e-09 | 0 | Water | Porous | Wet | R245fa | MinimizeLCOE | IgnoreSilica | 226.0332 | 75.8535 | 6.637 | 4 | 5404.3773 |  | 121.1918 |  | 141.4017 | -1.6017e-05 | 20413439367.0085 | 9073166.7693 | 397963.3211 | 10756301.8948 | 13800930.8426 | 24077.0464 | 964149.4513 | 0 | 13656469.8369 | 35531333.1885 | 24250864.9971 | 108455257.348 | 3144235.0165 | 24595314.8048 |  | 1478867.319 | 5800784.0308 | 0 | 143474458.5191 |  | 4216965.0343 | 26.5478 | 5404.3773 |  | 121.1918
1 | 3700 | 707 | 0.035 | 15 | 15 | 7 | 5.6234e-09 | 0 | Water | Porous | Wet | R245fa | MinimizeLCOE | IgnoreSilica | 226.3498 | 75.9612 | 6.65 | 4 | 5398.3255 |  | 121.0561 |  | 141.4032 | -1.5908e-05 | 20433482972.5664 | 9082411.3679 | 398365.6322 | 10768513.3593 | 13820463.558 | 24077.0464 | 961870.9248 | 0 | 13671723.7365 | 35571020.7063 | 24277952.5434 | 108576398.8748 | 3144235.0165 | 24595314.8048 |  | 1478867.319 | 5800784.0308 | 0 | 143595600.046 |  | 5623413.2519 | 26.6 | 5398.3255 |  | 121.0561
1 | 3700 | 707 | 0.035 | 15 | 15 | 7 | 7.4989e-09 | 0 | Water | Porous | Wet | R245fa | MinimizeLCOE | IgnoreSilica | 226.601 | 76.0467 | 6.6601 | 4 | 5393.7877 |  | 120.9544 |  | 141.4044 | -1.583e-05 | 20448707637.6817 | 9089743.9678 | 398684.7419 | 10778199.9376 | 13835961.4881 | 24077.0464 | 960307.1732 | 0 | 13683919.9984 | 35602752.878 | 24299610.4027 | 108673257.6341 | 3144235.0165 | 24595314.8048 |  | 1478867.319 | 5800784.0308 | 0 | 143692458.8052 |  | 7498942.0933 | 26.6404 | 5393.7877 |  | 120.9544
1 | 3700 | 707 | 0.035 | 15 | 15 | 7 | 1e-08 | 0 | Water | Porous | Wet | R245fa | MinimizeLCOE | IgnoreSilica | 226.7714 | 76.1047 | 6.6673 | 4 | 5390.385 |  | 120.8781 |  | 141.4052 | -1.5767e-05 | 20459202861.9074 | 9094717.6686 | 398901.1887 | 10784770.8954 | 13846476.6068 | 24077.0464 | 958916.6201 | 0 | 13692065.4102 | 35623945.5685 | 24314074.8494 | 108737945.8541 | 3144235.0165 | 24595314.8048 |  | 1478867.319 | 5800784.0308 | 0 | 143757147.0253 |  | 10000000 | 26.6692 | 5390.385 |  | 120.8781
1 | 3800 | 707 | 0.035 | 15 | 15 | 7 | 1e-13 | 0 | Water | Porous | Wet | R245fa | MinimizeLCOE | IgnoreSilica | 0 | 0 | 0 | 4 |  |  |  |  | 0 | 0 | 4864964420.1677 | 3489.4343 | 77.0474 | 3567.5597 | 25637.7104 | 24077.0464 | 16918.1136 | 0 | 28769.0956 | 74851.2855 | 51087.5404 | 228474.8333 | 3144235.0165 | 25441210.5492 |  | 1478867.319 | 5969963.1797 | 0 |  |  | 100 | 0
1 | 3800 | 707 | 0.035 | 15 | 15 | 7 | 1.3335e-13 | 0 | Water | Porous | Wet | R245fa | MinimizeLCOE | IgnoreSilica | 0 | 0 | 0 | 4 |  |  |  |  | 0 | 0 | 2463463928.223 | 3491.8203 | 77.1052 | 3569.9159 | 25638.7188 | 24077.0464 | 14520.5797 | 0 | 27836.3226 | 72424.4015 | 49431.1422 | 221067.0526 | 3144235.0165 | 25441210.5492 |  | 1478867.319 | 5969963.1797 | 0 |  |  | 133.3521 | 0
1 | 3800 | 707 | 0.035 | 15 | 15 | 7 | 1.7783e-13 | 0 | Water | Porous | Wet | R245fa | MinimizeLCOE | IgnoreSilica | 0.93431 | 0.16645 | 0.0017974 | 4 | 5155390.9911 |  | 115608.3884 |  | 101.2839 | -5.0943e-05 | 2576947824.4926 | 99784.7418 | 3428.2606 | 82459.5955 | 60247.7017 | 24077.0464 | 62819.8514 | 0 | 129798.707 | 337709.6101 | 230493.7482 | 1030819.2626 | 3144235.0165 | 25441210.5492 |  | 1478867.319 | 5969963.1797 | 0 | 37065095.327 |  | 177.8279 | 0.0071896 | 5155390.9911 |  | 115608.3884
1 | 3800 | 707 | 0.035 | 15 | 15 | 7 | 2.3714e-13 | 0 | Water | Porous | Wet | R245fa | MinimizeLCOE | IgnoreSilica | 1.2121 | 0.24954 | 0.0065192 | 4 | 1432673.3739 |  | 32127.3518 |  | 109.2052 | -5.2579e-05 | 7170499655.1539 | 138622.9625 | 5020.0027 | 113392.1229 | 75545.3474 | 24077.0464 | 71233.8554 | 0 | 166877.6215 | 434181.3399 | 296337.686 | 1325287.9846 | 3144235.0165 | 25441210.5492 |  | 1478867.319 | 5969963.1797 | 0 | 37359564.049 |  | 237.1374 | 0.026077 | 1432673.3739 |  | 32127.3518
1 | 3800 | 707 | 0.035 | 15 | 15 | 7 | 3.1623e-13 | 0 | Water | Porous | Wet | R245fa | MinimizeLCOE | IgnoreSilica | 1.602 | 0.37263 | 0.014054 | 4 | 671747.7398 |  | 15063.7796 |  | 116.467 | -5.5193e-05 | 9207695803.1161 | 190693.1535 | 7246.9337 | 155518.523 | 97894.5291 | 24077.0464 | 82744.9873 | 0 | 217688.3175 | 566380.3481 | 386566.2255 | 1728810.0642 | 3144235.0165 | 25441210.5492 |  | 1478867.319 | 5969963.1797 | 0 | 37763086.1286 |  | 316.2278 | 0.056216 | 671747.7398 |  | 15063.7796
1 | 3800 | 707 | 0.035 | 15 | 15 | 7 | 4.217e-13 | 0 | Water | Porous | Wet | R245fa | MinimizeLCOE | IgnoreSilica | 2.1014 | 0.53628 | 0.025048 | 4 | 381829.4982 |  | 8562.4336 |  | 122.3358 | -5.6847e-05 | 11412694682.505 | 253288.1773 | 10009.8733 | 207295.3146 | 127419.1382 | 24077.0464 | 95440.4471 | 0 | 279836.6988 | 728077.6878 | 496927.9824 | 2222372.3657 | 3144235.0165 | 25441210.5492 |  | 1478867.319 | 5969963.1797 | 0 | 38256648.4302 |  | 421.6965 | 0.10019 | 381829.4982 |  | 8562.4336
1 | 3800 | 707 | 0.035 | 15 | 15 | 7 | 5.6234e-13 | 0 | Water | Porous | Wet | R245fa | MinimizeLCOE | IgnoreSilica | 2.7619 | 0.7581 | 0.040666 | 4 | 239008.7939 |  | 5359.714 |  | 127.1548 | -5.8221e-05 | 13009993004.4008 | 330182.3489 | 13476.8053 | 272576.0058 | 167354.3324 | 24077.0464 | 110640.9566 | 0 | 358139.9232 | 931806.6156 | 635977.1618 | 2844231.196 | 3144235.0165 | 25441210.5492 |  | 1478867.319 | 5969963.1797 | 0 | 38878507.2604 |  | 562.3413 | 0.16267 | 239008.7939 |  | 5359.714
1 | 3800 | 707 | 0.035 | 15 | 15 | 7 | 7.4989e-13 | 0 | Water | Porous | Wet | R245fa | MinimizeLCOE | IgnoreSilica | 3.6633 | 1.0657 | 0.062703 | 4 | 158227.2873 |  | 3548.2084 |  | 131.1319 | -5.9871e-05 | 13994299876.2823 | 426828.8222 | 17894.5889 | 357008.593 | 222724.9376 | 24077.0464 | 130180.2882 | 0 | 459698.5678 | 1196041.3762 | 816322.8154 | 3650777.0356 | 3144235.0165 | 25441210.5492 |  | 1478867.319 | 5969963.1797 | 0 | 39685053.1001 |  | 749.8942 | 0.25081 | 158227.2873 |  | 3548.2084
1 | 3800 | 707 | 0.035 | 15 | 15 | 7 | 1e-12 | 0 | Water | Porous | Wet | R245fa | MinimizeLCOE | IgnoreSilica | 4.84 | 1.4712 | 0.092553 | 4 | 109879.7718 |  | 2464.0271 |  | 134.2168 | -6.0859e-05 | 14734296607.8774 | 542514.8645 | 23222.643 | 461155.9909 | 295783.1115 | 24077.0464 | 152848.5122 | 0 | 584844.8457 | 1521646.3204 | 1038554.8804 | 4644648.2149 | 3144235.0165 | 25441210.5492 |  | 1478867.319 | 5969963.1797 | 0 | 40678924.2794 |  | 1000 | 0.37021 | 109879.7718 |  | 2464.0271
1 | 3800 | 707 | 0.035 | 15 | 15 | 7 | 1.3335e-12 | 0 | Water | Porous | Wet | R245fa | MinimizeLCOE | IgnoreSilica | 6.4166 | 2.0179 | 0.13314 | 4 | 78748.1145 |  | 1765.9073 |  | 136.65 | -6.1781e-05 | 15243370756.7613 | 684440.1206 | 29779.5036 | 592848.7665 | 394356.8301 | 24077.0464 | 180826.8128 | 0 | 743468.3412 | 1934352.1174 | 1320235.0671 | 5904384.6055 | 3144235.0165 | 25441210.5492 |  | 1478867.319 | 5969963.1797 | 0 | 41938660.6699 |  | 1333.5214 | 0.53257 | 78748.1145 |  | 1765.9073
1 | 3800 | 707 | 0.035 | 15 | 15 | 7 | 1.7783e-12 | 0 | Water | Porous | Wet | R245fa | MinimizeLCOE | IgnoreSilica | 8.5166 | 2.7489 | 0.18778 | 4 | 57948.1388 |  | 1299.4729 |  | 138.5353 | -6.252e-05 | 15529202482.0356 | 857393.5073 | 37769.9185 | 758268.652 | 526258.7255 | 24077.0464 | 214884.2022 | 0 | 943274.3002 | 2454206.237 | 1675046.1857 | 7491178.7747 | 3144235.0165 | 25441210.5492 |  | 1478867.319 | 5969963.1797 | 0 | 43525454.8392 |  | 1778.2794 | 0.75111 | 57948.1388 |  | 1299.4729
1 | 3800 | 707 | 0.035 | 15 | 15 | 7 | 2.3714e-12 | 0 | Water | Porous | Wet | R245fa | MinimizeLCOE | IgnoreSilica | 11.3005 | 3.72 | 0.2608 | 4 | 43631.0713 |  | 978.4162 |  | 139.9799 | -6.3015e-05 | 15707342928.7831 | 1067247.4938 | 47449.7942 | 964987.5328 | 701579.9809 | 24077.0464 | 255934.0155 | 0 | 1193897.5868 | 3106276.6188 | 2120097.6199 | 9481547.6891 | 3144235.0165 | 25441210.5492 |  | 1478867.319 | 5969963.1797 | 0 | 45515823.7536 |  | 2371.3737 | 1.0432 | 43631.0713 |  | 978.4162
1 | 3800 | 707 | 0.035 | 15 | 15 | 7 | 3.1623e-12 | 0 | Water | Porous | Wet | R245fa | MinimizeLCOE | IgnoreSilica | 15.0252 | 5.0211 | 0.35865 | 4 | 33487.6867 |  | 750.9532 |  | 141.0906 | -6.3499e-05 | 15815530641.0991 | 1324412.7683 | 59277.3795 | 1225769.5568 | 936556.3385 | 24077.0464 | 306516.247 | 0 | 1511877.6412 | 3933595.4937 | 2684759.7518 | 12006842.2233 | 3144235.0165 | 25441210.5492 |  | 1478867.319 | 5969963.1797 | 0 | 48041118.2877 |  | 3162.2777 | 1.4346 | 33487.6867 |  | 750.9532
1 | 3800 | 707 | 0.035 | 15 | 15 | 7 | 4.217e-12 | 0 | Water | Porous | Wet | R245fa | MinimizeLCOE | IgnoreSilica | 19.9562 | 6.7452 | 0.48866 | 4 | 26201.5822 |  | 587.5641 |  | 141.9325 | -6.3792e-05 | 15894367003.5817 | 1636548.2856 | 73579.8877 | 1551417.8718 | 1248002.381 | 24077.0464 | 367503.7557 | 0 | 1911440.399 | 4973175.8278 | 3394294.691 | 15180040.146 | 3144235.0165 | 25441210.5492 |  | 1478867.319 | 5969963.1797 | 0 | 51214316.2104 |  | 4216.965 | 1.9546 | 26201.5822 |  | 587.5641
1 | 3800 | 707 | 0.035 | 15 | 15 | 7 | 5.6234e-12 | 0 | Water | Porous | Wet | R245fa | MinimizeLCOE | IgnoreSilica | 26.5092 | 9.0371 | 0.66147 | 4 | 20871.989 |  | 468.0493 |  | 142.5728 | -6.4041e-05 | 15932100182.9026 | 2017283.9566 | 90962.8127 | 1959630.7139 | 1662088.204 | 24077.0464 | 441948.6581 | 0 | 2416436.6428 | 6287072.4651 | 4291056.1439 | 19190556.6435 | 3144235.0165 | 25441210.5492 |  | 1478867.319 | 5969963.1797 | 0 | 55224832.7079 |  | 5623.4133 | 2.6459 | 20871.989 |  | 468.0493
1 | 3800 | 707 | 0.035 | 15 | 15 | 7 | 7.4989e-12 | 0 | Water | Porous | Wet | R245fa | MinimizeLCOE | IgnoreSilica | 35.13 | 12.0535 | 0.88924 | 4 | 16938.8986 |  | 379.8507 |  | 143.0567 | -6.4138e-05 | 15922717920.3105 | 2477695.8195 | 111898.3975 | 2466642.6207 | 2207123.3159 | 24077.0464 | 531400.8486 | 0 | 3049346.8389 | 7933774.9679 | 5414964.4384 | 24216924.2938 | 3144235.0165 | 25441210.5492 |  | 1478867.319 | 5969963.1797 | 0 | 60251200.3583 |  | 7498.9421 | 3.557 | 16938.8986 |  | 379.8507
1 | 3800 | 707 | 0.035 | 15 | 15 | 7 | 1e-11 | 0 | Water | Porous | Wet | R245fa | MinimizeLCOE | IgnoreSilica | 46.4212 | 16.006 | 1.1876 | 4 | 14006.5449 |  | 314.0934 |  | 143.4245 | -6.4154e-05 | 15874261021.129 | 3032960.2217 | 137044.5116 | 3094121.8493 | 2921303.905 | 24077.0464 | 639071.9966 | 0 | 3840946.0169 | 9993353.6497 | 6820669.2088 | 30503548.406 | 3144235.0165 | 25441210.5492 |  | 1478867.319 | 5969963.1797 | 0 | 66537824.4705 |  | 10000 | 4.7505 | 14006.5449 |  | 314.0934
1 | 3800 | 707 | 0.035 | 15 | 15 | 7 | 1.3335e-11 | 0 | Water | Porous | Wet | R245fa | MinimizeLCOE | IgnoreSilica | 60.9689 | 21.1012 | 1.5725 | 4 | 11810.5938 |  | 264.8497 |  | 143.7059 | -6.4004e-05 | 15774383078.2063 | 3693214.1928 | 166826.9446 | 3859008.9209 | 3841931.9687 | 24077.0464 | 766420.3068 | 0 | 4817076.9583 | 12533046.1271 | 8554061.5101 | 38255663.9758 | 3144235.0165 | 25441210.5492 |  | 1478867.319 | 5969963.1797 | 0 | 74289940.0402 |  | 13335.2143 | 6.2901 | 11810.5938 |  | 264.8497
1 | 3800 | 707 | 0.035 | 15 | 15 | 7 | 1.7783e-11 | 0 | Water | Porous | Wet | R245fa | MinimizeLCOE | IgnoreSilica | 79.33 | 27.5367 | 2.0587 | 4 | 10162.2788 |  | 227.8866 |  | 143.9263 | -6.368e-05 | 15584656755.2515 | 4464782.1628 | 201500.4395 | 4774171.0357 | 5004692.5425 | 24077.0464 | 914835.2519 | 0 | 5999782.8067 | 15610204.1385 | 10654285.0821 | 47648330.5062 | 3144235.0165 | 25441210.5492 |  | 1478867.319 | 5969963.1797 | 0 | 83682606.5706 |  | 17782.7941 | 8.2346 | 10162.2788 |  | 227.8866
1 | 3800 | 707 | 0.035 | 15 | 15 | 7 | 2.3714e-11 | 0 | Water | Porous | Wet | R245fa | MinimizeLCOE | IgnoreSilica | 101.6754 | 35.3772 | 2.6513 | 4 | 8928.8632 |  | 200.2276 |  | 144.1057 | -6.3082e-05 | 15280776193.641 | 5338204.9062 | 240622.0804 | 5833060.1211 | 6421162.9476 | 24077.0464 | 1082099.3812 | 0 | 7386298.3283 | 19217633.1122 | 13116429.4819 | 58659587.4054 | 3144235.0165 | 25441210.5492 |  | 1478867.319 | 5969963.1797 | 0 | 94693863.4698 |  | 23713.7371 | 10.6054 | 8928.8632 |  | 200.2276
1 | 3800 | 707 | 0.035 | 15 | 15 | 7 | 3.1623e-11 | 0 | Water | Porous | Wet | R245fa | MinimizeLCOE | IgnoreSilica | 123.7487 | 43.1335 | 3.2816 | 4 | 8009.0889 |  | 179.6019 |  | 144.2393 | -5.9854e-05 | 15606435410.0705 | 6149449.7552 | 276864.3196 | 6834893.5393 | 7822229.1746 | 24077.0464 | 1201501.2856 | 0 | 8700515.8971 | 22636957.643 | 15450188.7343 | 69096677.3952 | 3144235.0165 | 25441210.5492 |  | 1478867.319 | 5969963.1797 | 0 | 105130953.4597 |  | 31622.7766 | 13.1265 | 8009.0889 |  | 179.6019
1 | 3800 | 707 | 0.035 | 15 | 15 | 7 | 4.217e-11 | 0 | Water | Porous | Wet | R245fa | MinimizeLCOE | IgnoreSilica | 141.8682 | 49.5105 | 3.8764 | 4 | 7308.8173 |  | 163.8984 |  | 144.333 | -5.3954e-05 | 16739547936.2408 | 6785876.2569 | 305247.4111 | 7631514.3577 | 8973948.0235 | 24077.0464 | 1234915.1939 | 0 | 9732675.5329 | 25322425.2902 | 17283075.5844 | 77293754.6969 | 3144235.0165 | 25441210.5492 |  | 1478867.319 | 5969963.1797 | 0 | 113328030.7613 |  | 42169.6503 | 15.5057 | 7308.8173 |  | 163.8984
1 | 3800 | 707 | 0.035 | 15 | 15 | 7 | 5.6234e-11 | 0 | Water | Porous | Wet | R245fa | MinimizeLCOE | IgnoreSilica | 158.7593 | 55.4647 | 4.457 | 4 | 6775.5383 |  | 151.9398 |  | 144.4142 | -4.8414e-05 | 17749764050.9078 | 7359684.2796 | 330811.465 | 8356867.0873 | 10049153.1161 | 24077.0464 | 1245922.1876 | 0 | 10672940.921 | 27768802.9552 | 18952778.6088 | 84761037.6671 | 3144235.0165 | 25441210.5492 |  | 1478867.319 | 5969963.1797 | 0 | 120795313.7315 |  | 56234.1325 | 17.8282 | 6775.5383 |  | 151.9398
1 | 3800 | 707 | 0.035 | 15 | 15 | 7 | 7.4989e-11 | 0 | Water | Porous | Wet | R245fa | MinimizeLCOE | IgnoreSilica | 173.7144 | 60.7452 | 4.9939 | 4 | 6371.635 |  | 142.8824 |  | 144.4836 | -4.3443e-05 | 18629682011.5103 | 7854364.2545 | 352835.997 | 8987102.0195 | 11002527.6048 | 24077.0464 | 1238372.7333 | 0 | 11489119.0656 | 29892331.0663 | 20402130.1787 | 91242859.9661 | 3144235.0165 | 25441210.5492 |  | 1478867.319 | 5969963.1797 | 0 | 127277136.0305 |  | 74989.4209 | 19.9756 | 6371.635 |  | 142.8824
1 | 3800 | 707 | 0.035 | 15 | 15 | 7 | 1e-10 | 0 | Water | Porous | Wet | R245fa | MinimizeLCOE | IgnoreSilica | 186.3887 | 65.2272 | 5.4672 | 4 | 6067.0505 |  | 136.0521 |  | 144.5417 | -3.9157e-05 | 19374249166.0698 | 8264987.3633 | 371111.4729 | 9513423.6642 | 11811628.9859 | 24077.0464 | 1217985.0722 | 0 | 12169253.3059 | 31661900.8448 | 21609897.9136 | 96644265.6689 | 3144235.0165 | 25441210.5492 |  | 1478867.319 | 5969963.1797 | 0 | 132678541.7334 |  | 100000 | 21.8687 | 6067.0505 |  | 136.0521
1 | 3800 | 707 | 0.035 | 15 | 15 | 7 | 1.3335e-10 | 0 | Water | Porous | Wet | R245fa | MinimizeLCOE | IgnoreSilica | 196.7714 | 68.904 | 5.8684 | 4 | 5838.05 |  | 130.9169 |  | 144.5892 | -3.5583e-05 | 19989478563.6088 | 8596068.6522 | 385844.2566 | 9939751.6791 | 12475264.3855 | 24077.0464 | 1190695.9177 | 0 | 12718563.7556 | 33091093.956 | 22585351.5789 | 101006711.228 | 3144235.0165 | 25441210.5492 |  | 1478867.319 | 5969963.1797 | 0 | 137040987.2925 |  | 133352.1432 | 23.4738 | 5838.05 |  | 130.9169
1 | 3800 | 707 | 0.035 | 15 | 15 | 7 | 1.7783e-10 | 0 | Water | Porous | Wet | R245fa | MinimizeLCOE | IgnoreSilica | 205.0586 | 71.8421 | 6.1983 | 4 | 5666.1884 |  | 127.0629 |  | 144.6274 | -3.1459e-05 | 20488455837.7261 | 8857181.7544 | 397462.822 | 10277151.0132 | 13005531.9903 | 24077.0464 | 1161245.8653 | 0 | 13151833.6917 | 34218373.4538 | 23354742.9995 | 104447600.6366 | 3144235.0165 | 25441210.5492 |  | 1478867.319 | 5969963.1797 | 0 | 140481876.7011 |  | 177827.941 | 24.793 | 5666.1884 |  | 127.0629
1 | 3800 | 707 | 0.035 | 15 | 15 | 7 | 2.3714e-10 | 0 | Water | Porous | Wet | R245fa | MinimizeLCOE | IgnoreSilica | 211.5755 | 74.1549 | 6.4635 | 4 | 5537.3318 |  | 124.1733 |  | 144.6575 | -2.7952e-05 | 20883577802.5202 | 9060671.6904 | 406517.3789 | 10540775.7278 | 13422885.6075 | 24077.0464 | 1133184.8234 | 0 | 13489363.787 | 35096557.5248 | 23954121.6728 | 107128155.259 | 3144235.0165 | 25441210.5492 |  | 1478867.319 | 5969963.1797 | 0 | 143162431.3234 |  | 237137.3706 | 25.854 | 5537.3318 |  | 124.1733
1 | 3800 | 707 | 0.035 | 15 | 15 | 7 | 3.1623e-10 | 0 | Water | Porous | Wet | R245fa | MinimizeLCOE | IgnoreSilica | 216.6056 | 75.9414 | 6.6725 | 4 | 5440.7597 |  | 122.0077 |  | 144.681 | -2.5553e-05 | 21196087904.0335 | 9216679.431 | 413459.3392 | 10743278.7152 | 13745246.7514 | 24077.0464 | 1107868.4651 | 0 | 13747737.8018 | 35768793.7116 | 24412936.6834 | 109180077.9451 | 3144235.0165 | 25441210.5492 |  | 1478867.319 | 5969963.1797 | 0 | 145214354.0096 |  | 316227.766 | 26.6901 | 5440.7597 |  | 122.0077
1 | 3800 | 707 | 0.035 | 15 | 15 | 7 | 4.217e-10 | 0 | Water | Porous | Wet | R245fa | MinimizeLCOE | IgnoreSilica | 220.4696 | 77.3146 | 6.8354 | 4 | 5368.3923 |  | 120.3849 |  | 144.6991 | -2.3566e-05 | 21438366538.8236 | 9335920.3332 | 418765.4694 | 10898280.6692 | 13993016.4149 | 24077.0464 | 1086347.2039 | 0 | 13944998.7834 | 36282026.3218 | 24763228.4857 | 110746660.7277 | 3144235.0165 | 25441210.5492 |  | 1478867.319 | 5969963.1797 | 0 | 146780936.7922 |  | 421696.5034 | 27.3417 | 5368.3923 |  | 120.3849
1 | 3800 | 707 | 0.035 | 15 | 15 | 7 | 5.6234e-10 | 0 | Water | Porous | Wet | R245fa | MinimizeLCOE | IgnoreSilica | 223.4197 | 78.3635 | 6.9612 | 4 | 5314.1616 |  | 119.1688 |  | 144.7129 | -2.1907e-05 | 21624531366.78 | 9426618.8254 | 422801.6412 | 11016307.243 | 14182270.3835 | 24077.0464 | 1068661.7423 | 0 | 14094887.3839 | 36672005.7138 | 25029397.4341 | 111937027.4135 | 3144235.0165 | 25441210.5492 |  | 1478867.319 | 5969963.1797 | 0 | 147971303.4779 |  | 562341.3252 | 27.8447 | 5314.1616 |  | 119.1688
1 | 3800 | 707 | 0.035 | 15 | 15 | 7 | 7.4989e-10 | 0 | Water | Porous | Wet | R245fa | MinimizeLCOE | IgnoreSilica | 225.6434 | 79.1544 | 7.0572 | 4 | 5273.5186 |  | 118.2574 |  | 144.7234 | -2.0498e-05 | 21768998684.3603 | 9494788.8542 | 425835.3703 | 11105088.7591 | 14324963.2501 | 24077.0464 | 1054248.1382 | 0 | 14207310.5531 | 36964507.7391 | 25229036.0766 | 112829855.787 | 3144235.0165 | 25441210.5492 |  | 1478867.319 | 5969963.1797 | 0 | 148864131.8515 |  | 749894.2093 | 28.2286 | 5273.5186 |  | 118.2574
1 | 3800 | 707 | 0.035 | 15 | 15 | 7 | 1e-09 | 0 | Water | Porous | Wet | R245fa | MinimizeLCOE | IgnoreSilica | 227.3413 | 79.7585 | 7.1306 | 4 | 5243.0562 |  | 117.5743 |  | 144.7315 | -1.9291e-05 | 21877073385.276 | 9546733.6833 | 428147.1301 | 11172779.3769 | 14433948.8456 | 24077.0464 | 1043057.6978 | 0 | 14293010.0742 | 37187480.3137 | 25381219.4404 | 113510453.6084 | 3144235.0165 | 25441210.5492 |  | 1478867.319 | 5969963.1797 | 0 | 149544729.6728 |  | 1000000 | 28.5224 | 5243.0562 |  | 117.5743
1 | 3800 | 707 | 0.035 | 15 | 15 | 7 | 1.3335e-09 | 0 | Water | Porous | Wet | R245fa | MinimizeLCOE | IgnoreSilica | 228.613 | 80.2111 | 7.1861 | 4 | 5220.2247 |  | 117.0623 |  | 144.7375 | -1.8824e-05 | 21960208539.2504 | 9585585.4196 | 429876.3784 | 11223427.7354 | 14515602.5965 | 24077.0464 | 1034220.2731 | 0 | 14356987.8853 | 37353937.4543 | 25494829.8592 | 114018544.6481 | 3144235.0165 | 25441210.5492 |  | 1478867.319 | 5969963.1797 | 0 | 150052820.7126 |  | 1333521.4322 | 28.7445 | 5220.2247 |  | 117.0623
1 | 3800 | 707 | 0.035 | 15 | 15 | 7 | 1.7783e-09 | 0 | Water | Porous | Wet | R245fa | MinimizeLCOE | IgnoreSilica | 229.5681 | 80.5511 | 7.2281 | 4 | 5203.1087 |  | 116.6784 |  | 144.7421 | -1.847e-05 | 22023487904.7933 | 9614732.199 | 431173.6947 | 11261437.0737 | 14576940.3176 | 24077.0464 | 1027361.8475 | 0 | 14404931.6497 | 37478677.2949 | 25579967.3636 | 114399298.487 | 3144235.0165 | 25441210.5492 |  | 1478867.319 | 5969963.1797 | 0 | 150433574.5515 |  | 1778279.41 | 28.9122 | 5203.1087 |  | 116.6784
1 | 3800 | 707 | 0.035 | 15 | 15 | 7 | 2.3714e-09 | 0 | Water | Porous | Wet | R245fa | MinimizeLCOE | IgnoreSilica | 230.3038 | 80.813 | 7.2601 | 4 | 5190.2764 |  | 116.3907 |  | 144.7457 | -1.8209e-05 | 22069159351.3702 | 9637161.9358 | 432172.0601 | 11290694.1323 | 14624189.0661 | 24077.0464 | 1022310.3131 | 0 | 14441935.776 | 37574954.4407 | 25645678.4939 | 114693173.2644 | 3144235.0165 | 25441210.5492 |  | 1478867.319 | 5969963.1797 | 0 | 150727449.3288 |  | 2371373.7057 | 29.0404 | 5190.2764 |  | 116.3907
1 | 3800 | 707 | 0.035 | 15 | 15 | 7 | 3.1623e-09 | 0 | Water | Porous | Wet | R245fa | MinimizeLCOE | IgnoreSilica | 230.8445 | 81.0055 | 7.2839 | 4 | 5180.6553 |  | 116.1749 |  | 144.7483 | -1.8008e-05 | 22105132837.2957 | 9653635.0122 | 432905.2938 | 11312185.5617 | 14658916.106 | 24077.0464 | 1018308.0262 | 0 | 14469010.548 | 37645397.4438 | 25693757.291 | 114908192.3291 | 3144235.0165 | 25441210.5492 |  | 1478867.319 | 5969963.1797 | 0 | 150942468.3935 |  | 3162277.6602 | 29.1358 | 5180.6553 |  | 116.1749
1 | 3800 | 707 | 0.035 | 15 | 15 | 7 | 4.217e-09 | 0 | Water | Porous | Wet | R245fa | MinimizeLCOE | IgnoreSilica | 231.2466 | 81.1487 | 7.3018 | 4 | 5173.4415 |  | 116.0132 |  | 144.7502 | -1.7265e-05 | 22132723424.4667 | 9665880.2652 | 433450.3459 | 11328163.4599 | 14684744.7133 | 24077.0464 | 1015220.48 | 0 | 14489099.1612 | 37697663.8944 | 25729430.2175 | 115067729.5837 | 3144235.0165 | 25441210.5492 |  | 1478867.319 | 5969963.1797 | 0 | 151102005.6482 |  | 4216965.0343 | 29.2073 | 5173.4415 |  | 116.0132
1 | 3800 | 707 | 0.035 | 15 | 15 | 7 | 5.6234e-09 | 0 | Water | Porous | Wet | R245fa | MinimizeLCOE | IgnoreSilica | 231.5561 | 81.2589 | 7.3154 | 4 | 5168.0324 |  | 115.8919 |  | 144.7517 | -1.7153e-05 | 22152539044.5991 | 9675301.9596 | 433869.7241 | 11340458.3269 | 14704625.7816 | 24077.0464 | 1012974.9099 | 0 | 14504610.0219 | 37738019.9723 | 25756974.0699 | 115190911.8125 | 3144235.0165 | 25441210.5492 |  | 1478867.319 | 5969963.1797 | 0 | 151225187.877 |  | 5623413.2519 | 29.2617 | 5168.0324 |  | 115.8919
1 | 3800 | 707 | 0.035 | 15 | 15 | 7 | 7.4989e-09 | 0 | Water | Porous | Wet | R245fa | MinimizeLCOE | IgnoreSilica | 231.7802 | 81.3387 | 7.3255 | 4 | 5163.9765 |  | 115.8009 |  | 144.7528 | -1.7067e-05 | 22168450712.2161 | 9682122.5365 | 434173.3195 | 11349359.628 | 14719022.7324 | 24077.0464 | 1011180.1358 | 0 | 14515774.8055 | 37767068.449 | 25776800.2521 | 115279578.9052 | 3144235.0165 | 25441210.5492 |  | 1478867.319 | 5969963.1797 | 0 | 151313854.9696 |  | 7498942.0933 | 29.3018 | 5163.9765 |  | 115.8009
1 | 3800 | 707 | 0.035 | 15 | 15 | 7 | 1e-08 | 0 | Water | Porous | Wet | R245fa | MinimizeLCOE | IgnoreSilica | 231.9628 | 81.4037 | 7.3333 | 4 | 5160.9352 |  | 115.7327 |  | 144.7536 | -1.7006e-05 | 22178617024.6231 | 9687679.3169 | 434420.6686 | 11356611.8889 | 14730754.5874 | 24077.0464 | 1010001.2889 | 0 | 14524982.4709 | 37791024.9056 | 25793151.026 | 115352703.1995 | 3144235.0165 | 25441210.5492 |  | 1478867.319 | 5969963.1797 | 0 | 151386979.2639 |  | 10000000 | 29.3332 | 5160.9352 |  | 115.7327
1 | 3900 | 707 | 0.035 | 15 | 15 | 7 | 1e-13 | 0 | Water | Porous | Wet | R245fa | MinimizeLCOE | IgnoreSilica | 0 | 0 | 0 | 4 |  |  |  |  | 0 | 0 | 4459191846.6543 | 3506.5868 | 77.463 | 3584.4902 | 25644.9531 | 24077.0464 | 16586.0313 | 0 | 28655.8626 | 74556.6763 | 50886.4636 | 227575.5732 | 3144235.0165 | 26298826.4754 |  | 1478867.319 | 6141486.3649 | 0 |  |  | 100 | 0
1 | 3900 | 707 | 0.035 | 15 | 15 | 7 | 1.3335e-13 | 0 | Water | Porous | Wet | R245fa | MinimizeLCOE | IgnoreSilica | 0 | 0 | 0 | 4 |  |  |  |  | 0 | 0 | 2120169489.4445 | 3508.9233 | 77.5197 | 3586.7952 | 25645.9385 | 24077.0464 | 14172.4526 | 0 | 27716.7835 | 72113.3851 | 49218.8671 | 220117.7113 | 3144235.0165 | 26298826.4754 |  | 1478867.319 | 6141486.3649 | 0 |  |  | 133.3521 | 0
1 | 3900 | 707 | 0.035 | 15 | 15 | 7 | 1.7783e-13 | 0 | Water | Porous | Wet | R245fa | MinimizeLCOE | IgnoreSilica | 0.95376 | 0.1767 | 0.0027318 | 4 | 3489526.7899 |  | 78251.7891 |  | 103.3563 | -5.1063e-05 | 4350624656.7484 | 105377.4214 | 3668.982 | 86374.5777 | 61921.1968 | 24077.0464 | 62977.9 | 0 | 134314.8784 | 349459.7619 | 238513.4681 | 1066685.2325 | 3144235.0165 | 26298826.4754 |  | 1478867.319 | 6141486.3649 | 0 | 38130100.4084 |  | 177.8279 | 0.010927 | 3489526.7899 |  | 78251.7891
1 | 3900 | 707 | 0.035 | 15 | 15 | 7 | 2.3714e-13 | 0 | Water | Porous | Wet | R245fa | MinimizeLCOE | IgnoreSilica | 1.251 | 0.2694 | 0.0081921 | 4 | 1173557.7397 |  | 26316.7467 |  | 111.8204 | -5.3689e-05 | 8252331997.9791 | 148410.8603 | 5465.7328 | 120344.0843 | 78796.4009 | 24077.0464 | 72370.3684 | 0 | 175291.1523 | 456071.6212 | 311278.2528 | 1392105.5193 | 3144235.0165 | 26298826.4754 |  | 1478867.319 | 6141486.3649 | 0 | 38455520.6952 |  | 237.1374 | 0.032768 | 1173557.7397 |  | 26316.7467
1 | 3900 | 707 | 0.035 | 15 | 15 | 7 | 3.1623e-13 | 0 | Water | Porous | Wet | R245fa | MinimizeLCOE | IgnoreSilica | 1.6409 | 0.39783 | 0.016657 | 4 | 583365.9639 |  | 13081.8398 |  | 119.0546 | -5.5969e-05 | 11340003256.5814 | 202359.1229 | 7819.5829 | 163596.9146 | 101891.8274 | 24077.0464 | 83308.504 | 0 | 227390.6693 | 591623.8773 | 403795.4529 | 1805862.9976 | 3144235.0165 | 26298826.4754 |  | 1478867.319 | 6141486.3649 | 0 | 38869278.1734 |  | 316.2278 | 0.066629 | 583365.9639 |  | 13081.8398
1 | 3900 | 707 | 0.035 | 15 | 15 | 7 | 4.217e-13 | 0 | Water | Porous | Wet | R245fa | MinimizeLCOE | IgnoreSilica | 2.1551 | 0.57368 | 0.02909 | 4 | 338546.233 |  | 7591.8169 |  | 125.1038 | -5.7925e-05 | 13650464094.5102 | 269214.0806 | 10831.7764 | 218385.9751 | 133360.8413 | 24077.0464 | 96268.7177 | 0 | 293333.9907 | 763194.8726 | 520896.1827 | 2329563.4836 | 3144235.0165 | 26298826.4754 |  | 1478867.319 | 6141486.3649 | 0 | 39392978.6594 |  | 421.6965 | 0.11636 | 338546.233 |  | 7591.8169
1 | 3900 | 707 | 0.035 | 15 | 15 | 7 | 5.6234e-13 | 0 | Water | Porous | Wet | R245fa | MinimizeLCOE | IgnoreSilica | 2.835 | 0.81204 | 0.04672 | 4 | 214323.7747 |  | 4806.1585 |  | 130.0598 | -5.9563e-05 | 15317095370.267 | 351337.9205 | 14615.5275 | 287439.126 | 175980.2651 | 24077.0464 | 111771.2456 | 0 | 376436.2412 | 979409.8818 | 668467.3692 | 2989534.6233 | 3144235.0165 | 26298826.4754 |  | 1478867.319 | 6141486.3649 | 0 | 40052949.7991 |  | 562.3413 | 0.18688 | 214323.7747 |  | 4806.1585
1 | 3900 | 707 | 0.035 | 15 | 15 | 7 | 7.4989e-13 | 0 | Water | Porous | Wet | R245fa | MinimizeLCOE | IgnoreSilica | 3.7365 | 1.1331 | 0.071163 | 4 | 143625.4656 |  | 3220.7661 |  | 134.0527 | -6.0915e-05 | 16481886385.6912 | 451740.5283 | 19307.8219 | 374270.5145 | 233446.9153 | 24077.0464 | 130457.7108 | 0 | 480987.2095 | 1251430.0551 | 854126.7269 | 3819844.5288 | 3144235.0165 | 26298826.4754 |  | 1478867.319 | 6141486.3649 | 0 | 40883259.7047 |  | 749.8942 | 0.28465 | 143625.4656 |  | 3220.7661
1 | 3900 | 707 | 0.035 | 15 | 15 | 7 | 1e-12 | 0 | Water | Porous | Wet | R245fa | MinimizeLCOE | IgnoreSilica | 4.9474 | 1.5689 | 0.10479 | 4 | 100055.6859 |  | 2243.7244 |  | 137.2522 | -6.2231e-05 | 17219720819.0511 | 575529.8759 | 25139.8555 | 484540.3307 | 311542.6589 | 24077.0464 | 153669.5643 | 0 | 614054.7393 | 1597644.4717 | 1090425.1803 | 4876623.7228 | 3144235.0165 | 26298826.4754 |  | 1478867.319 | 6141486.3649 | 0 | 41940038.8986 |  | 1000 | 0.41917 | 100055.6859 |  | 2243.7244
1 | 3900 | 707 | 0.035 | 15 | 15 | 7 | 1.3335e-12 | 0 | Water | Porous | Wet | R245fa | MinimizeLCOE | IgnoreSilica | 6.5527 | 2.1503 | 0.15022 | 4 | 72000.5507 |  | 1614.5948 |  | 139.7462 | -6.3219e-05 | 17727077079.5474 | 725804.1659 | 32243.5973 | 622505.1096 | 415875.3371 | 24077.0464 | 181617.8811 | 0 | 780828.0236 | 2031554.3475 | 1386577.5865 | 6201083.095 | 3144235.0165 | 26298826.4754 |  | 1478867.319 | 6141486.3649 | 0 | 43264498.2708 |  | 1333.5214 | 0.60089 | 72000.5507 |  | 1614.5948
1 | 3900 | 707 | 0.035 | 15 | 15 | 7 | 1.7783e-12 | 0 | Water | Porous | Wet | R245fa | MinimizeLCOE | IgnoreSilica | 8.6916 | 2.9278 | 0.21138 | 4 | 53144.0004 |  | 1191.7413 |  | 141.6823 | -6.4023e-05 | 18050973069.2467 | 909062.5877 | 40909.1673 | 795869.6226 | 555574.9503 | 24077.0464 | 215688.0906 | 0 | 991060.7713 | 2578536.8324 | 1759904.3717 | 7870683.4402 | 3144235.0165 | 26298826.4754 |  | 1478867.319 | 6141486.3649 | 0 | 44934098.616 |  | 1778.2794 | 0.84552 | 53144.0004 |  | 1191.7413
1 | 3900 | 707 | 0.035 | 15 | 15 | 7 | 2.3714e-12 | 0 | Water | Porous | Wet | R245fa | MinimizeLCOE | IgnoreSilica | 11.5368 | 3.9645 | 0.29327 | 4 | 40096.6973 |  | 899.1587 |  | 143.1713 | -6.4639e-05 | 18266764712.5539 | 1132222.4894 | 51444.768 | 1013282.9226 | 741963.0727 | 24077.0464 | 257085.2183 | 0 | 1255829.4517 | 3267410.6273 | 2230074.8917 | 9973390.4879 | 3144235.0165 | 26298826.4754 |  | 1478867.319 | 6141486.3649 | 0 | 47036805.6638 |  | 2371.3737 | 1.1731 | 40096.6973 |  | 899.1587
1 | 3900 | 707 | 0.035 | 15 | 15 | 7 | 3.1623e-12 | 0 | Water | Porous | Wet | R245fa | MinimizeLCOE | IgnoreSilica | 15.3347 | 5.3503 | 0.40286 | 4 | 30841.3219 |  | 691.6091 |  | 144.3135 | -6.518e-05 | 18385222328.2641 | 1405087.1437 | 64287.8975 | 1286941.4449 | 991255.779 | 24077.0464 | 307839.8468 | 0 | 1591000.7717 | 4139457.6489 | 2825264.9027 | 12635212.4815 | 3144235.0165 | 26298826.4754 |  | 1478867.319 | 6141486.3649 | 0 | 49698627.6573 |  | 3162.2777 | 1.6114 | 30841.3219 |  | 691.6091
1 | 3900 | 707 | 0.035 | 15 | 15 | 7 | 4.217e-12 | 0 | Water | Porous | Wet | R245fa | MinimizeLCOE | IgnoreSilica | 20.3648 | 7.187 | 0.54848 | 4 | 24178.1988 |  | 542.1902 |  | 145.18 | -6.5524e-05 | 18467722061.7192 | 1736451.3136 | 79830.3028 | 1628731.6169 | 1321782.3097 | 24077.0464 | 369102.1291 | 0 | 2012390.1402 | 5235826.3469 | 3573559.0672 | 15981750.2729 | 3144235.0165 | 26298826.4754 |  | 1478867.319 | 6141486.3649 | 0 | 53045165.4487 |  | 4216.965 | 2.1939 | 24178.1988 |  | 542.1902
1 | 3900 | 707 | 0.035 | 15 | 15 | 7 | 5.6234e-12 | 0 | Water | Porous | Wet | R245fa | MinimizeLCOE | IgnoreSilica | 27.0428 | 9.6268 | 0.74192 | 4 | 19298.6248 |  | 432.767 |  | 145.8388 | -6.5804e-05 | 18506674781.2058 | 2140323.0809 | 98698.5383 | 2056885.8907 | 1760926.6127 | 24077.0464 | 443774.7687 | 0 | 2544627.5157 | 6620598.821 | 4518694.735 | 20208607.0093 | 3144235.0165 | 26298826.4754 |  | 1478867.319 | 6141486.3649 | 0 | 57272022.1852 |  | 5623.4133 | 2.9677 | 19298.6248 |  | 432.767
1 | 3900 | 707 | 0.035 | 15 | 15 | 7 | 7.4989e-12 | 0 | Water | Porous | Wet | R245fa | MinimizeLCOE | IgnoreSilica | 35.817 | 12.8338 | 0.99659 | 4 | 15694.4138 |  | 351.9434 |  | 146.3364 | -6.5905e-05 | 18503200334.3889 | 2628186.2249 | 121396.9135 | 2588021.1916 | 2338226.7124 | 24077.0464 | 533321.7697 | 0 | 3210959.6448 | 8354258.3375 | 5701952.9782 | 25500400.8191 | 3144235.0165 | 26298826.4754 |  | 1478867.319 | 6141486.3649 | 0 | 62563815.9949 |  | 7498.9421 | 3.9864 | 15694.4138 |  | 351.9434
1 | 3900 | 707 | 0.035 | 15 | 15 | 7 | 1e-11 | 0 | Water | Porous | Wet | R245fa | MinimizeLCOE | IgnoreSilica | 47.3032 | 17.0338 | 1.33 | 4 | 13003.8509 |  | 291.6082 |  | 146.715 | -6.593e-05 | 18454657717.3131 | 3216389.8183 | 148650.6223 | 3245080.5878 | 3094319.2027 | 24077.0464 | 641145.7101 | 0 | 4044168.5652 | 10522097.0335 | 7181547.4328 | 32117476.0191 | 3144235.0165 | 26298826.4754 |  | 1478867.319 | 6141486.3649 | 0 | 69180891.195 |  | 10000 | 5.32 | 13003.8509 |  | 291.6082
1 | 3900 | 707 | 0.035 | 15 | 15 | 7 | 1.3335e-11 | 0 | Water | Porous | Wet | R245fa | MinimizeLCOE | IgnoreSilica | 62.0969 | 22.4462 | 1.7598 | 4 | 10987.3825 |  | 246.3894 |  | 147.005 | -6.5802e-05 | 18346635552.7075 | 3915718.6488 | 180922.3919 | 4045828.387 | 4068670.5536 | 24077.0464 | 768855.6711 | 0 | 5071588.3525 | 13195232.5675 | 9006017.3622 | 40276910.981 | 3144235.0165 | 26298826.4754 |  | 1478867.319 | 6141486.3649 | 0 | 77340326.1568 |  | 13335.2143 | 7.039 | 10987.3825 |  | 246.3894
1 | 3900 | 707 | 0.035 | 15 | 15 | 7 | 1.7783e-11 | 0 | Water | Porous | Wet | R245fa | MinimizeLCOE | IgnoreSilica | 80.6937 | 29.2544 | 2.3007 | 4 | 9474.2028 |  | 212.4567 |  | 147.2317 | -6.5455e-05 | 18155017333.3451 | 4729940.1739 | 218359.3851 | 5000125.1923 | 5294287.0046 | 24077.0464 | 916856.6489 | 0 | 6311621.7259 | 16421545.0392 | 11208041.9182 | 50124854.1344 | 3144235.0165 | 26298826.4754 |  | 1478867.319 | 6141486.3649 | 0 | 87188269.3102 |  | 17782.7941 | 9.2027 | 9474.2028 |  | 212.4567
1 | 3900 | 707 | 0.035 | 15 | 15 | 7 | 2.3714e-11 | 0 | Water | Porous | Wet | R245fa | MinimizeLCOE | IgnoreSilica | 103.2541 | 37.5232 | 2.9579 | 4 | 8342.1717 |  | 187.0712 |  | 147.4163 | -6.4836e-05 | 17842811922.3007 | 5649202.8206 | 260483.6054 | 6101201.8961 | 6782762.5801 | 24077.0464 | 1083359.2996 | 0 | 7761424.0268 | 20193633.2307 | 13782569.6176 | 61638714.1232 | 3144235.0165 | 26298826.4754 |  | 1478867.319 | 6141486.3649 | 0 | 98702129.2991 |  | 23713.7371 | 11.8317 | 8342.1717 |  | 187.0712
1 | 3900 | 707 | 0.035 | 15 | 15 | 7 | 3.1623e-11 | 0 | Water | Porous | Wet | R245fa | MinimizeLCOE | IgnoreSilica | 129.24 | 47.0639 | 3.7171 | 4 | 7501.8983 |  | 168.2282 |  | 147.5754 | -6.3866e-05 | 17385127405.5896 | 6641104.5979 | 305811.3708 | 7312729.1677 | 8499989.5765 | 24077.0464 | 1262221.3486 | 0 | 9377913.9121 | 24399408.3247 | 16653097.5393 | 74476352.8841 | 3144235.0165 | 26298826.4754 |  | 1478867.319 | 6141486.3649 | 0 | 111539768.06 |  | 31622.7766 | 14.8682 | 7501.8983 |  | 168.2282
1 | 3900 | 707 | 0.035 | 15 | 15 | 7 | 4.217e-11 | 0 | Water | Porous | Wet | R245fa | MinimizeLCOE | IgnoreSilica | 148.4427 | 54.1267 | 4.3842 | 4 | 6874.1719 |  | 154.1516 |  | 147.675 | -5.7953e-05 | 18396377040.1131 | 7339023.1707 | 337646.4962 | 8177680.2177 | 9771097.6565 | 24077.0464 | 1306225.302 | 0 | 10512742.4569 | 27351999.4129 | 18668301.6267 | 83488793.3861 | 3144235.0165 | 26298826.4754 |  | 1478867.319 | 6141486.3649 | 0 | 120552208.562 |  | 42169.6503 | 17.537 | 6874.1719 |  | 154.1516
1 | 3900 | 707 | 0.035 | 15 | 15 | 7 | 5.6234e-11 | 0 | Water | Porous | Wet | R245fa | MinimizeLCOE | IgnoreSilica | 165.405 | 60.3762 | 5.0147 | 4 | 6396.309 |  | 143.4357 |  | 147.7573 | -5.197e-05 | 19454490716.1625 | 7935599.4921 | 364833.3345 | 8924210.6154 | 10895705.268 | 24077.0464 | 1313703.7107 | 0 | 11488670.4921 | 29891163.9701 | 20401333.6116 | 91239297.5409 | 3144235.0165 | 26298826.4754 |  | 1478867.319 | 6141486.3649 | 0 | 128302712.7167 |  | 56234.1325 | 20.0589 | 6396.309 |  | 143.4357
1 | 3900 | 707 | 0.035 | 15 | 15 | 7 | 7.4989e-11 | 0 | Water | Porous | Wet | R245fa | MinimizeLCOE | IgnoreSilica | 180.2649 | 65.8603 | 5.5914 | 4 | 6034.4334 |  | 135.3207 |  | 147.8274 | -4.6632e-05 | 20367660281.7791 | 8445140.6122 | 388041.6278 | 9566573.2554 | 11882489.4362 | 24077.0464 | 1302251.1362 | 0 | 12327343.5145 | 32073219.139 | 21890631.1011 | 97899766.8687 | 3144235.0165 | 26298826.4754 |  | 1478867.319 | 6141486.3649 | 0 | 134963182.0446 |  | 74989.4209 | 22.3655 | 6034.4334 |  | 135.3207
1 | 3900 | 707 | 0.035 | 15 | 15 | 7 | 1e-10 | 0 | Water | Porous | Wet | R245fa | MinimizeLCOE | IgnoreSilica | 192.7741 | 70.4842 | 6.0956 | 4 | 5761.5612 |  | 129.2016 |  | 147.886 | -4.2066e-05 | 21137994086.2798 | 8865726.3435 | 407193.2515 | 10099828.9451 | 12714401.9458 | 24077.0464 | 1278598.2108 | 0 | 13022032.0398 | 33880656.1815 | 23124244.0217 | 103416757.9861 | 3144235.0165 | 26298826.4754 |  | 1478867.319 | 6141486.3649 | 0 | 140480173.162 |  | 100000 | 24.3823 | 5761.5612 |  | 129.2016
1 | 3900 | 707 | 0.035 | 15 | 15 | 7 | 1.3335e-10 | 0 | Water | Porous | Wet | R245fa | MinimizeLCOE | IgnoreSilica | 202.9787 | 74.2615 | 6.5204 | 4 | 5556.3972 |  | 124.6009 |  | 147.9338 | -3.8286e-05 | 21769860980.3787 | 9203723.2051 | 422582.7246 | 10530232.8762 | 13393946.6747 | 24077.0464 | 1248949.2614 | 0 | 13581169.5975 | 35335417.4116 | 24117148.4537 | 107857247.2511 | 3144235.0165 | 26298826.4754 |  | 1478867.319 | 6141486.3649 | 0 | 144920662.4269 |  | 133352.1432 | 26.0818 | 5556.3972 |  | 124.6009
1 | 3900 | 707 | 0.035 | 15 | 15 | 7 | 1.7783e-10 | 0 | Water | Porous | Wet | R245fa | MinimizeLCOE | IgnoreSilica | 211.0808 | 77.2641 | 6.8676 | 4 | 5402.4087 |  | 121.1477 |  | 147.972 | -3.3357e-05 | 22281922193.9278 | 9469059.8348 | 434663.8795 | 10869213.6442 | 13934074.5863 | 24077.0464 | 1217667.0383 | 0 | 14020014.8515 | 36477202.7432 | 24896440.4038 | 111342414.0281 | 3144235.0165 | 26298826.4754 |  | 1478867.319 | 6141486.3649 | 0 | 148405829.204 |  | 177827.941 | 27.4703 | 5402.4087 |  | 121.1477
1 | 3900 | 707 | 0.035 | 15 | 15 | 7 | 2.3714e-10 | 0 | Water | Porous | Wet | R245fa | MinimizeLCOE | IgnoreSilica | 217.4339 | 79.6207 | 7.1456 | 4 | 5286.9364 |  | 118.5583 |  | 148.0022 | -2.9715e-05 | 22686147557.7281 | 9675361.3007 | 444057.5517 | 11133415.3523 | 14357989.2673 | 24077.0464 | 1188352.3729 | 0 | 14361068.6276 | 37364554.7087 | 25502076.3535 | 114050952.5811 | 3144235.0165 | 26298826.4754 |  | 1478867.319 | 6141486.3649 | 0 | 151114367.7569 |  | 237137.3706 | 28.5826 | 5286.9364 |  | 118.5583
1 | 3900 | 707 | 0.035 | 15 | 15 | 7 | 3.1623e-10 | 0 | Water | Porous | Wet | R245fa | MinimizeLCOE | IgnoreSilica | 222.3332 | 81.4395 | 7.3642 | 4 | 5200.3809 |  | 116.6173 |  | 148.0256 | -2.7224e-05 | 23004213239.92 | 9833450.7915 | 451256.68 | 11336236.4284 | 14685134.8093 | 24077.0464 | 1162279.512 | 0 | 14622049.7543 | 38043574.066 | 25965521.0173 | 116123580.1052 | 3144235.0165 | 26298826.4754 |  | 1478867.319 | 6141486.3649 | 0 | 153186995.281 |  | 316227.766 | 29.4569 | 5200.3809 |  | 116.6173
1 | 3900 | 707 | 0.035 | 15 | 15 | 7 | 4.217e-10 | 0 | Water | Porous | Wet | R245fa | MinimizeLCOE | IgnoreSilica | 226.0797 | 82.8312 | 7.5339 | 4 | 5135.5108 |  | 115.1626 |  | 148.0436 | -2.5163e-05 | 23251244322.5203 | 9953768.9273 | 456736.115 | 11490807.1873 | 14935440.3224 | 24077.0464 | 1140131.0052 | 0 | 14820374.6354 | 38559574.7245 | 26317702.0695 | 117698612.0329 | 3144235.0165 | 26298826.4754 |  | 1478867.319 | 6141486.3649 | 0 | 154762027.2088 |  | 421696.5034 | 30.1357 | 5135.5108 |  | 115.1626
1 | 3900 | 707 | 0.035 | 15 | 15 | 7 | 5.6234e-10 | 0 | Water | Porous | Wet | R245fa | MinimizeLCOE | IgnoreSilica | 228.9251 | 83.8885 | 7.6644 | 4 | 5086.8928 |  | 114.0723 |  | 148.0573 | -2.3441e-05 | 23443397031.4596 | 10044825.2333 | 460883.1659 | 11607903.3041 | 15125623.2151 | 24077.0464 | 1121883.103 | 0 | 14970226.0764 | 38949457.4353 | 26583805.0309 | 118888683.6104 | 3144235.0165 | 26298826.4754 |  | 1478867.319 | 6141486.3649 | 0 | 155952098.7862 |  | 562341.3252 | 30.6576 | 5086.8928 |  | 114.0723
1 | 3900 | 707 | 0.035 | 15 | 15 | 7 | 7.4989e-10 | 0 | Water | Porous | Wet | R245fa | MinimizeLCOE | IgnoreSilica | 231.1003 | 84.6972 | 7.7646 | 4 | 5050.4528 |  | 113.2552 |  | 148.0678 | -2.1993e-05 | 23587594744.2733 | 10114252.7633 | 464045.3275 | 11697252.1275 | 15271063.5556 | 24077.0464 | 1107490.6164 | 0 | 15084490.7603 | 39246750.7038 | 26786713.7955 | 119796136.6964 | 3144235.0165 | 26298826.4754 |  | 1478867.319 | 6141486.3649 | 0 | 156859551.8722 |  | 749894.2093 | 31.0585 | 5050.4528 |  | 113.2552
1 | 3900 | 707 | 0.035 | 15 | 15 | 7 | 1e-09 | 0 | Water | Porous | Wet | R245fa | MinimizeLCOE | IgnoreSilica | 232.7398 | 85.3069 | 7.8408 | 4 | 5023.1381 |  | 112.6426 |  | 148.0758 | -2.1353e-05 | 23697997468.6099 | 10166480.3143 | 466424.1872 | 11764503.5214 | 15380717.747 | 24077.0464 | 1096087.1303 | 0 | 15170333.0792 | 39470094.8088 | 26939150.7364 | 120477868.571 | 3144235.0165 | 26298826.4754 |  | 1478867.319 | 6141486.3649 | 0 | 157541283.7468 |  | 1000000 | 31.3631 | 5023.1381 |  | 112.6426
1 | 3900 | 707 | 0.035 | 15 | 15 | 7 | 1.3335e-09 | 0 | Water | Porous | Wet | R245fa | MinimizeLCOE | IgnoreSilica | 233.9728 | 85.7655 | 7.8984 | 4 | 5002.6621 |  | 112.1835 |  | 148.0818 | -2.0264e-05 | 23782222404.2256 | 10205699.5765 | 468210.6132 | 11815025.5866 | 15463197.8663 | 24077.0464 | 1087167.2238 | 0 | 15234717.386 | 39637609.5681 | 27053483.0016 | 120989187.8684 | 3144235.0165 | 26298826.4754 |  | 1478867.319 | 6141486.3649 | 0 | 158052603.0442 |  | 1333521.4322 | 31.5937 | 5002.6621 |  | 112.1835
1 | 3900 | 707 | 0.035 | 15 | 15 | 7 | 1.7783e-09 | 0 | Water | Porous | Wet | R245fa | MinimizeLCOE | IgnoreSilica | 234.8935 | 86.108 | 7.9418 | 4 | 4987.3138 |  | 111.8393 |  | 148.0863 | -1.9895e-05 | 23846861408.2086 | 10234959.527 | 469543.5604 | 11852727.2627 | 15524805.5361 | 24077.0464 | 1080199.1126 | 0 | 15282661.6976 | 39762350.8321 | 27138621.4775 | 121369946.0524 | 3144235.0165 | 26298826.4754 |  | 1478867.319 | 6141486.3649 | 0 | 158433361.2282 |  | 1778279.41 | 31.7673 | 4987.3138 |  | 111.8393
1 | 3900 | 707 | 0.035 | 15 | 15 | 7 | 2.3714e-09 | 0 | Water | Porous | Wet | R245fa | MinimizeLCOE | IgnoreSilica | 235.5922 | 86.368 | 7.9747 | 4 | 4975.8064 |  | 111.5812 |  | 148.0897 | -1.9619e-05 | 23894868322.236 | 10257146.5785 | 470554.3231 | 11881322.0205 | 15571564.4681 | 24077.0464 | 1074941.7225 | 0 | 15319046.402 | 39857016.3696 | 27203232.652 | 121658901.5827 | 3144235.0165 | 26298826.4754 |  | 1478867.319 | 6141486.3649 | 0 | 158722316.7586 |  | 2371373.7057 | 31.8988 | 4975.8064 |  | 111.5812
1 | 3900 | 707 | 0.035 | 15 | 15 | 7 | 3.1623e-09 | 0 | Water | Porous | Wet | R245fa | MinimizeLCOE | IgnoreSilica | 236.1233 | 86.5656 | 7.9996 | 4 | 4967.1783 |  | 111.3878 |  | 148.0924 | -1.9413e-05 | 23930305396.8916 | 10273997.6866 | 471322.0145 | 11903043.5409 | 15607102.9251 | 24077.0464 | 1071009.8531 | 0 | 15346715.696 | 39929006.1966 | 27252367.1882 | 121878642.1474 | 3144235.0165 | 26298826.4754 |  | 1478867.319 | 6141486.3649 | 0 | 158942057.3232 |  | 3162277.6602 | 31.9985 | 4967.1783 |  | 111.3878
1 | 3900 | 707 | 0.035 | 15 | 15 | 7 | 4.217e-09 | 0 | Water | Porous | Wet | R245fa | MinimizeLCOE | IgnoreSilica | 236.513 | 86.7107 | 8.0181 | 4 | 4960.7091 |  | 111.2427 |  | 148.0943 | -1.8653e-05 | 23958151051.6903 | 10286359.026 | 471885.166 | 11918979.8107 | 15633186.4918 | 24077.0464 | 1067912.1222 | 0 | 15366935.8686 | 39981614.9381 | 27288273.7353 | 122039224.205 | 3144235.0165 | 26298826.4754 |  | 1478867.319 | 6141486.3649 | 0 | 159102639.3808 |  | 4216965.0343 | 32.0726 | 4960.7091 |  | 111.2427
1 | 3900 | 707 | 0.035 | 15 | 15 | 7 | 5.6234e-09 | 0 | Water | Porous | Wet | R245fa | MinimizeLCOE | IgnoreSilica | 236.8102 | 86.8213 | 8.0322 | 4 | 4955.8582 |  | 111.1339 |  | 148.0957 | -1.8536e-05 | 23978496766.4325 | 10295785.2617 | 472314.6079 | 11931133.2715 | 15653084.4428 | 24077.0464 | 1065627.005 | 0 | 15382388.4377 | 40021819.3533 | 27315714.0748 | 122161943.501 | 3144235.0165 | 26298826.4754 |  | 1478867.319 | 6141486.3649 | 0 | 159225358.6768 |  | 5623413.2519 | 32.1287 | 4955.8582 |  | 111.1339
1 | 3900 | 707 | 0.035 | 15 | 15 | 7 | 7.4989e-09 | 0 | Water | Porous | Wet | R245fa | MinimizeLCOE | IgnoreSilica | 237.0271 | 86.902 | 8.0426 | 4 | 4952.2207 |  | 111.0523 |  | 148.0968 | -1.8447e-05 | 23994583487.4099 | 10302660.4117 | 472627.8259 | 11939998.2693 | 15667601.6397 | 24077.0464 | 1063824.2454 | 0 | 15393607.881 | 40051010.0431 | 27335637.3204 | 122251044.6827 | 3144235.0165 | 26298826.4754 |  | 1478867.319 | 6141486.3649 | 0 | 159314459.8586 |  | 7498942.0933 | 32.1703 | 4952.2207 |  | 111.0523
1 | 3900 | 707 | 0.035 | 15 | 15 | 7 | 1e-08 | 0 | Water | Porous | Wet | R245fa | MinimizeLCOE | IgnoreSilica | 237.1929 | 86.9637 | 8.0505 | 4 | 4949.4932 |  | 110.9912 |  | 148.0976 | -1.838e-05 | 24006280837.8904 | 10307914.3969 | 472867.1898 | 11946773.2287 | 15678698.0378 | 24077.0464 | 1062503.4495 | 0 | 15402205.0061 | 40073377.9991 | 27350903.91 | 122319320.2641 | 3144235.0165 | 26298826.4754 |  | 1478867.319 | 6141486.3649 | 0 | 159382735.4399 |  | 10000000 | 32.2018 | 4949.4932 |  | 110.9912
1 | 4000 | 707 | 0.035 | 15 | 15 | 7 | 1e-13 | 0 | Water | Porous | Wet | R245fa | MinimizeLCOE | IgnoreSilica | 0 | 0 | 0 | 4 |  |  |  |  | 0 | 0 | 4067579255.4769 | 3521.912 | 77.8346 | 3599.6028 | 25651.4113 | 24077.0464 | 16254.7753 | 0 | 28541.2071 | 74258.3663 | 50682.8609 | 226665.0166 | 3144235.0165 | 27168162.5832 |  | 1478867.319 | 6315353.5865 | 0 |  |  | 100 | 0
1 | 4000 | 707 | 0.035 | 15 | 15 | 7 | 1.3335e-13 | 0 | Water | Porous | Wet | R245fa | MinimizeLCOE | IgnoreSilica | 0.74446 | 0.11878 | 6.5636e-05 | 4 | 148354883.41 |  | 3326822.1589 |  | 95.7183 | -4.842e-05 | 1787799074.4838 | 76168.7628 | 2519.3606 | 63194.3401 | 51000.1102 | 24077.0464 | 55225.1341 | 0 | 106152.0542 | 276185.8702 | 188502.5315 | 843025.2101 | 3144235.0165 | 27168162.5832 |  | 1478867.319 | 6315353.5865 | 0 | 38949643.7154 |  | 133.3521 | 0.00026254 | 148354883.41 |  | 3326822.1589
1 | 4000 | 707 | 0.035 | 15 | 15 | 7 | 1.7783e-13 | 0 | Water | Porous | Wet | R245fa | MinimizeLCOE | IgnoreSilica | 0.99265 | 0.19341 | 0.0038523 | 4 | 2546221.4035 |  | 57098.3954 |  | 106.1016 | -5.2641e-05 | 5909397767.7412 | 114094.1554 | 4043.7646 | 92675.0526 | 64749.0129 | 24077.0464 | 64619.7857 | 0 | 142060.9389 | 369613.4223 | 252268.7555 | 1128201.9345 | 3144235.0165 | 27168162.5832 |  | 1478867.319 | 6315353.5865 | 0 | 39234820.4397 |  | 177.8279 | 0.015409 | 2546221.4035 |  | 57098.3954
1 | 4000 | 707 | 0.035 | 15 | 15 | 7 | 2.3714e-13 | 0 | Water | Porous | Wet | R245fa | MinimizeLCOE | IgnoreSilica | 1.2899 | 0.29021 | 0.010031 | 4 | 986166.2771 |  | 22114.5388 |  | 114.4333 | -5.4802e-05 | 10223423265.0431 | 158582.8154 | 5939.591 | 127500.4858 | 82179.0382 | 24077.0464 | 73445.8354 | 0 | 183972.6767 | 478659.1668 | 326694.7168 | 1461051.3724 | 3144235.0165 | 27168162.5832 |  | 1478867.319 | 6315353.5865 | 0 | 39567669.8776 |  | 237.1374 | 0.040123 | 986166.2771 |  | 22114.5388
1 | 4000 | 707 | 0.035 | 15 | 15 | 7 | 3.1623e-13 | 0 | Water | Porous | Wet | R245fa | MinimizeLCOE | IgnoreSilica | 1.6752 | 0.4225 | 0.019401 | 4 | 515273.6834 |  | 11554.887 |  | 121.572 | -5.6532e-05 | 13603994014.3155 | 213795.2933 | 8396.7545 | 171377.877 | 105766.2863 | 24077.0464 | 83520.331 | 0 | 236704.0995 | 615855.5122 | 420334.0416 | 1879827.2417 | 3144235.0165 | 27168162.5832 |  | 1478867.319 | 6315353.5865 | 0 | 39986445.747 |  | 316.2278 | 0.077602 | 515273.6834 |  | 11554.887
1 | 4000 | 707 | 0.035 | 15 | 15 | 7 | 4.217e-13 | 0 | Water | Porous | Wet | R245fa | MinimizeLCOE | IgnoreSilica | 2.2088 | 0.61272 | 0.033452 | 4 | 303025.3103 |  | 6795.2688 |  | 127.87 | -5.902e-05 | 15998189059.535 | 285734.9791 | 11706.0239 | 229780.5007 | 139574.9489 | 24077.0464 | 97022.7174 | 0 | 307279.5244 | 799478.2908 | 545660.3611 | 2440314.3927 | 3144235.0165 | 27168162.5832 |  | 1478867.319 | 6315353.5865 | 0 | 40546932.898 |  | 421.6965 | 0.13381 | 303025.3103 |  | 6795.2688
1 | 4000 | 707 | 0.035 | 15 | 15 | 7 | 5.6234e-13 | 0 | Water | Porous | Wet | R245fa | MinimizeLCOE | IgnoreSilica | 2.8934 | 0.86296 | 0.052996 | 4 | 194498.4933 |  | 4361.5814 |  | 132.8778 | -6.0527e-05 | 17829820016.41 | 371529.644 | 15746.01 | 301217.8941 | 184071.6984 | 24077.0464 | 112053.8493 | 0 | 393391.4954 | 1023523.9755 | 698576.1446 | 3124187.7576 | 3144235.0165 | 27168162.5832 |  | 1478867.319 | 6315353.5865 | 0 | 41230806.2629 |  | 562.3413 | 0.21199 | 194498.4933 |  | 4361.5814
1 | 4000 | 707 | 0.035 | 15 | 15 | 7 | 7.4989e-13 | 0 | Water | Porous | Wet | R245fa | MinimizeLCOE | IgnoreSilica | 3.8265 | 1.2097 | 0.080528 | 4 | 130756.6052 |  | 2932.1851 |  | 137.0283 | -6.2348e-05 | 18999137291.0277 | 479424.1484 | 20903.4588 | 393597.3799 | 245843.3913 | 24077.0464 | 131430.8036 | 0 | 505157.7291 | 1314316.789 | 897048.215 | 4011798.9616 | 3144235.0165 | 27168162.5832 |  | 1478867.319 | 6315353.5865 | 0 | 42118417.4668 |  | 749.8942 | 0.32211 | 130756.6052 |  | 2932.1851
1 | 4000 | 707 | 0.035 | 15 | 15 | 7 | 1e-12 | 0 | Water | Porous | Wet | R245fa | MinimizeLCOE | IgnoreSilica | 5.0595 | 1.6726 | 0.11802 | 4 | 91571.364 |  | 2053.4656 |  | 140.2936 | -6.3729e-05 | 19809663339.1952 | 610293.1342 | 27213.3485 | 508997.1389 | 328510.098 | 24077.0464 | 154581.7079 | 0 | 644932.2649 | 1677981.4594 | 1145256.8251 | 5121843.0233 | 3144235.0165 | 27168162.5832 |  | 1478867.319 | 6315353.5865 | 0 | 43228461.5286 |  | 1000 | 0.47207 | 91571.364 |  | 2053.4656
1 | 4000 | 707 | 0.035 | 15 | 15 | 7 | 1.3335e-12 | 0 | Water | Porous | Wet | R245fa | MinimizeLCOE | IgnoreSilica | 6.699 | 2.2922 | 0.16875 | 4 | 66113.2877 |  | 1482.5744 |  | 142.8507 | -6.4842e-05 | 20347379405.7129 | 769731.601 | 34930.1667 | 653846.6565 | 439361.1519 | 24077.0464 | 182681.4893 | 0 | 820804.9636 | 2135566.145 | 1457567.7754 | 6518566.9957 | 3144235.0165 | 27168162.5832 |  | 1478867.319 | 6315353.5865 | 0 | 44625185.501 |  | 1333.5214 | 0.67498 | 66113.2877 |  | 1482.5744
1 | 4000 | 707 | 0.035 | 15 | 15 | 7 | 1.7783e-12 | 0 | Water | Porous | Wet | R245fa | MinimizeLCOE | IgnoreSilica | 8.887 | 3.1223 | 0.23709 | 4 | 48914.5795 |  | 1096.8975 |  | 144.8392 | -6.5786e-05 | 20725870741.2949 | 964511.5796 | 44362.4568 | 836154.9263 | 588095.1119 | 24077.0464 | 217070.1748 | 0 | 1042965.8053 | 2713583.0838 | 1852076.2132 | 8282896.3981 | 3144235.0165 | 27168162.5832 |  | 1478867.319 | 6315353.5865 | 0 | 46389514.9033 |  | 1778.2794 | 0.94838 | 48914.5795 |  | 1096.8975
1 | 4000 | 707 | 0.035 | 15 | 15 | 7 | 2.3714e-12 | 0 | Water | Porous | Wet | R245fa | MinimizeLCOE | IgnoreSilica | 11.7802 | 4.2224 | 0.32825 | 4 | 37013.2194 |  | 830.0124 |  | 146.3612 | -6.6395e-05 | 20935832624.5036 | 1200373.4603 | 55766.6385 | 1063467.0817 | 785426.0285 | 24077.0464 | 258307.8858 | 0 | 1321093.075 | 3437213.1877 | 2345968.6283 | 10491693.0321 | 3144235.0165 | 27168162.5832 |  | 1478867.319 | 6315353.5865 | 0 | 48598311.5374 |  | 2371.3737 | 1.313 | 37013.2194 |  | 830.0124
1 | 4000 | 707 | 0.035 | 15 | 15 | 7 | 3.1623e-12 | 0 | Water | Porous | Wet | R245fa | MinimizeLCOE | IgnoreSilica | 15.6442 | 5.6937 | 0.45028 | 4 | 28536.2144 |  | 639.9177 |  | 147.5318 | -6.6949e-05 | 21076864879.826 | 1489045.0486 | 69683.6856 | 1349771.156 | 1049525.2732 | 24077.0464 | 308982.3392 | 0 | 1673522.9741 | 4354163.4918 | 2971806.0523 | 13290577.067 | 3144235.0165 | 27168162.5832 |  | 1478867.319 | 6315353.5865 | 0 | 51397195.5723 |  | 3162.2777 | 1.8011 | 28536.2144 |  | 639.9177
1 | 4000 | 707 | 0.035 | 15 | 15 | 7 | 4.217e-12 | 0 | Water | Porous | Wet | R245fa | MinimizeLCOE | IgnoreSilica | 20.7863 | 7.6534 | 0.61293 | 4 | 22406.812 |  | 502.4673 |  | 148.4245 | -6.7405e-05 | 21147997730.3612 | 1841332.2573 | 86605.9272 | 1709110.8994 | 1401434.6548 | 24077.0464 | 370844.3733 | 0 | 2119028.0117 | 5513276.2141 | 3762924.3026 | 16828633.6868 | 3144235.0165 | 27168162.5832 |  | 1478867.319 | 6315353.5865 | 0 | 54935252.1921 |  | 4216.965 | 2.4517 | 22406.812 |  | 502.4673
1 | 4000 | 707 | 0.035 | 15 | 15 | 7 | 5.6234e-12 | 0 | Water | Porous | Wet | R245fa | MinimizeLCOE | IgnoreSilica | 27.581 | 10.2445 | 0.82829 | 4 | 17923.2297 |  | 401.9241 |  | 149.1002 | -6.7682e-05 | 21189993391.3483 | 2268744.6316 | 107051.9789 | 2157178.7042 | 1866859.1157 | 24077.0464 | 445483.005 | 0 | 2679063.8479 | 6970374.5807 | 4757423.8782 | 21276256.7887 | 3144235.0165 | 27168162.5832 |  | 1478867.319 | 6315353.5865 | 0 | 59382875.2939 |  | 5623.4133 | 3.3132 | 17923.2297 |  | 401.9241
1 | 4000 | 707 | 0.035 | 15 | 15 | 7 | 7.4989e-12 | 0 | Water | Porous | Wet | R245fa | MinimizeLCOE | IgnoreSilica | 36.5332 | 13.6595 | 1.1123 | 4 | 14602.457 |  | 327.4565 |  | 149.6124 | -6.7844e-05 | 21188992624.7395 | 2786543.6491 | 131720.9927 | 2714521.7863 | 2480374.8578 | 24077.0464 | 535625.7061 | 0 | 3382416.9749 | 8800355.1397 | 6006423.212 | 26862059.365 | 3144235.0165 | 27168162.5832 |  | 1478867.319 | 6315353.5865 | 0 | 64968677.8702 |  | 7498.9421 | 4.4492 | 14602.457 |  | 327.4565
1 | 4000 | 707 | 0.035 | 15 | 15 | 7 | 1e-11 | 0 | Water | Porous | Wet | R245fa | MinimizeLCOE | IgnoreSilica | 48.2117 | 18.1165 | 1.4831 | 4 | 12124.6894 |  | 271.8932 |  | 150.0012 | -6.786e-05 | 21145291274.5323 | 3408784.1583 | 161239.2681 | 3401682.4749 | 3281166.7291 | 24077.0464 | 643461.7008 | 0 | 4258960.4372 | 11080941.4248 | 7562970.213 | 33823283.4525 | 3144235.0165 | 27168162.5832 |  | 1478867.319 | 6315353.5865 | 0 | 71929901.9577 |  | 10000 | 5.9325 | 12124.6894 |  | 271.8932
1 | 4000 | 707 | 0.035 | 15 | 15 | 7 | 1.3335e-11 | 0 | Water | Porous | Wet | R245fa | MinimizeLCOE | IgnoreSilica | 63.2347 | 23.8526 | 1.9605 | 4 | 10266.0419 |  | 230.2135 |  | 150.2991 | -6.7724e-05 | 21036758120.9435 | 4147897.3536 | 196161.7423 | 4238157.9703 | 4311825.7317 | 24077.0464 | 771136.5715 | 0 | 5338810.0021 | 13890488.485 | 9480543.812 | 42399098.7147 | 3144235.0165 | 27168162.5832 |  | 1478867.319 | 6315353.5865 | 0 | 80505717.22 |  | 13335.2143 | 7.8419 | 10266.0419 |  | 230.2135
1 | 4000 | 707 | 0.035 | 15 | 15 | 7 | 1.7783e-11 | 0 | Water | Porous | Wet | R245fa | MinimizeLCOE | IgnoreSilica | 82.0775 | 31.0529 | 2.5599 | 4 | 8871.1515 |  | 198.9334 |  | 150.5321 | -6.7367e-05 | 20840231207.2425 | 5006854.0318 | 236590.846 | 5233149.2067 | 5605584.3519 | 24077.0464 | 918900.9939 | 0 | 6639811.0259 | 17275426.277 | 11790833.4085 | 52731227.1882 | 3144235.0165 | 27168162.5832 |  | 1478867.319 | 6315353.5865 | 0 | 90837845.6934 |  | 17782.7941 | 10.2397 | 8871.1515 |  | 198.9334
1 | 4000 | 707 | 0.035 | 15 | 15 | 7 | 2.3714e-11 | 0 | Water | Porous | Wet | R245fa | MinimizeLCOE | IgnoreSilica | 104.84 | 39.7613 | 3.2854 | 4 | 7828.0534 |  | 175.5422 |  | 150.7217 | -6.6715e-05 | 20523987601.1773 | 5973026.4672 | 281912.4659 | 6376701.9538 | 7170320.4055 | 24077.0464 | 1084426.0232 | 0 | 8155081.1012 | 21217848.1881 | 14481617.3715 | 64765011.0227 | 3144235.0165 | 27168162.5832 |  | 1478867.319 | 6315353.5865 | 0 | 102871629.528 |  | 23713.7371 | 13.1414 | 7828.0534 |  | 175.5422
1 | 4000 | 707 | 0.035 | 15 | 15 | 7 | 3.1623e-11 | 0 | Water | Porous | Wet | R245fa | MinimizeLCOE | IgnoreSilica | 130.928 | 49.7595 | 4.1191 | 4 | 7054.3125 |  | 158.1912 |  | 150.8849 | -6.5703e-05 | 20065450847.6424 | 7011038.0322 | 330471.1747 | 7629235.0043 | 8966722.9815 | 24077.0464 | 1261477.7103 | 0 | 9836978.5602 | 25593800.3719 | 17468294.6539 | 78122095.5353 | 3144235.0165 | 27168162.5832 |  | 1478867.319 | 6315353.5865 | 0 | 116228714.0405 |  | 31622.7766 | 16.4763 | 7054.3125 |  | 158.1912
1 | 4000 | 707 | 0.035 | 15 | 15 | 7 | 4.217e-11 | 0 | Water | Porous | Wet | R245fa | MinimizeLCOE | IgnoreSilica | 155.0445 | 59.0216 | 4.9406 | 4 | 6484.7468 |  | 145.4189 |  | 151.0126 | -6.2241e-05 | 20164533343.3549 | 7921260.1308 | 372973.4463 | 8744857.8601 | 10630825.51 | 24077.0464 | 1379254.8534 | 0 | 11338567.0503 | 29500625.605 | 20134783.1527 | 90047224.655 | 3144235.0165 | 27168162.5832 |  | 1478867.319 | 6315353.5865 | 0 | 128153843.1603 |  | 42169.6503 | 19.7624 | 6484.7468 |  | 145.4189
1 | 4000 | 707 | 0.035 | 15 | 15 | 7 | 5.6234e-11 | 0 | Water | Porous | Wet | R245fa | MinimizeLCOE | IgnoreSilica | 172.036 | 65.5596 | 5.6226 | 4 | 6055.0787 |  | 135.7837 |  | 151.096 | -5.5779e-05 | 21266900252.0676 | 8539832.3595 | 401830.3335 | 9511054.2064 | 11805437.5482 | 24077.0464 | 1382751.3787 | 0 | 12349343.3204 | 32130458.121 | 21929697.8825 | 98074482.1967 | 3144235.0165 | 27168162.5832 |  | 1478867.319 | 6315353.5865 | 0 | 136181100.702 |  | 56234.1325 | 22.4904 | 6055.0787 |  | 135.7837
1 | 4000 | 707 | 0.035 | 15 | 15 | 7 | 7.4989e-11 | 0 | Water | Porous | Wet | R245fa | MinimizeLCOE | IgnoreSilica | 186.8102 | 71.2543 | 6.2408 | 4 | 5729.7527 |  | 128.4883 |  | 151.1669 | -5.0065e-05 | 22216883306.8072 | 9064845.4978 | 426312.9083 | 10165948.8553 | 12828513.7199 | 24077.0464 | 1367626.2366 | 0 | 13212156.463 | 34375320.9309 | 23461862.8776 | 104926664.5357 | 3144235.0165 | 27168162.5832 |  | 1478867.319 | 6315353.5865 | 0 | 143033283.041 |  | 74989.4209 | 24.9633 | 5729.7527 |  | 128.4883
1 | 4000 | 707 | 0.035 | 15 | 15 | 7 | 1e-10 | 0 | Water | Porous | Wet | R245fa | MinimizeLCOE | IgnoreSilica | 199.166 | 76.0244 | 6.7771 | 4 | 5484.4599 |  | 122.9877 |  | 151.226 | -4.5207e-05 | 23012046556.9775 | 9495802.8682 | 446406.4044 | 10706425.3266 | 13685462.344 | 24077.0464 | 1340884.1593 | 0 | 13922632.678 | 36223834.3035 | 24723511.2375 | 110569036.3678 | 3144235.0165 | 27168162.5832 |  | 1478867.319 | 6315353.5865 | 0 | 148675654.8731 |  | 100000 | 27.1085 | 5484.4599 |  | 122.9877
1 | 4000 | 707 | 0.035 | 15 | 15 | 7 | 1.3335e-10 | 0 | Water | Porous | Wet | R245fa | MinimizeLCOE | IgnoreSilica | 209.1855 | 79.898 | 7.226 | 4 | 5300.029 |  | 118.8519 |  | 151.274 | -4.0563e-05 | 23663089451.319 | 9840350.6026 | 462470.9295 | 11140298.6469 | 14381330.6365 | 24077.0464 | 1308740.01 | 0 | 14491334.4701 | 37703479.7097 | 25733399.6309 | 115085481.6827 | 3144235.0165 | 27168162.5832 |  | 1478867.319 | 6315353.5865 | 0 | 153192100.188 |  | 133352.1432 | 28.904 | 5300.029 |  | 118.8519
1 | 4000 | 707 | 0.035 | 15 | 15 | 7 | 1.7783e-10 | 0 | Water | Porous | Wet | R245fa | MinimizeLCOE | IgnoreSilica | 217.1197 | 82.969 | 7.5912 | 4 | 5161.5903 |  | 115.7474 |  | 151.3123 | -3.5441e-05 | 24187566862.0899 | 10110296.6204 | 475057.9938 | 11481270.0216 | 14933017.7795 | 24077.0464 | 1275777.968 | 0 | 14936803.9976 | 38862500.0419 | 26524454.8231 | 118623256.2923 | 3144235.0165 | 27168162.5832 |  | 1478867.319 | 6315353.5865 | 0 | 156729874.7975 |  | 177827.941 | 30.3646 | 5161.5903 |  | 115.7474
1 | 4000 | 707 | 0.035 | 15 | 15 | 7 | 2.3714e-10 | 0 | Water | Porous | Wet | R245fa | MinimizeLCOE | IgnoreSilica | 223.3077 | 85.3664 | 7.8822 | 4 | 5057.7667 |  | 113.4192 |  | 151.3424 | -3.1652e-05 | 24602823068.1758 | 10319152.7973 | 484797.489 | 11745680.3105 | 15363685.3308 | 24077.0464 | 1245097.0911 | 0 | 15281171.1254 | 39758472.669 | 27135974.5515 | 121358108.411 | 3144235.0165 | 27168162.5832 |  | 1478867.319 | 6315353.5865 | 0 | 159464726.9163 |  | 237137.3706 | 31.5287 | 5057.7667 |  | 113.4192
1 | 4000 | 707 | 0.035 | 15 | 15 | 7 | 3.1623e-10 | 0 | Water | Porous | Wet | R245fa | MinimizeLCOE | IgnoreSilica | 228.0749 | 87.2148 | 8.1104 | 4 | 4979.9347 |  | 111.6738 |  | 151.3657 | -2.906e-05 | 24928152693.4533 | 10479099.6086 | 492256.9528 | 11948515.8222 | 15695722.8777 | 24077.0464 | 1218158.1392 | 0 | 15544553.8743 | 40443740.5545 | 27603683.9642 | 123449808.8399 | 3144235.0165 | 27168162.5832 |  | 1478867.319 | 6315353.5865 | 0 | 161556427.3452 |  | 316227.766 | 32.4415 | 4979.9347 |  | 111.6738
1 | 4000 | 707 | 0.035 | 15 | 15 | 7 | 4.217e-10 | 0 | Water | Porous | Wet | R245fa | MinimizeLCOE | IgnoreSilica | 231.7218 | 88.6297 | 8.2873 | 4 | 4921.5959 |  | 110.3656 |  | 151.3837 | -2.6923e-05 | 25180073790.534 | 10600916.2906 | 497938.6503 | 12103192.2084 | 15949882.4218 | 24077.0464 | 1195523.6494 | 0 | 15744896.8041 | 40964991.7618 | 27959448.6238 | 125040867.4565 | 3144235.0165 | 27168162.5832 |  | 1478867.319 | 6315353.5865 | 0 | 163147485.9618 |  | 421696.5034 | 33.1493 | 4921.5959 |  | 110.3656
1 | 4000 | 707 | 0.035 | 15 | 15 | 7 | 5.6234e-10 | 0 | Water | Porous | Wet | R245fa | MinimizeLCOE | IgnoreSilica | 234.5038 | 89.7095 | 8.4236 | 4 | 4877.8687 |  | 109.385 |  | 151.3974 | -2.5147e-05 | 25372655832.3754 | 10693532.3044 | 502258.7291 | 12220901.9554 | 16143849.3842 | 24077.0464 | 1177159.9234 | 0 | 15897093.9437 | 41360977.4992 | 28229717.0263 | 126249567.8121 | 3144235.0165 | 27168162.5832 |  | 1478867.319 | 6315353.5865 | 0 | 164356186.3174 |  | 562341.3252 | 33.6943 | 4877.8687 |  | 109.385
1 | 4000 | 707 | 0.035 | 15 | 15 | 7 | 7.4989e-10 | 0 | Water | Porous | Wet | R245fa | MinimizeLCOE | IgnoreSilica | 236.6056 | 90.5256 | 8.5275 | 4 | 4845.0918 |  | 108.65 |  | 151.4078 | -2.3648e-05 | 25520623883.7713 | 10763329.8508 | 505514.6405 | 12309673.2436 | 16290442.4451 | 24077.0464 | 1162416.5522 | 0 | 16011626.9737 | 41658968.9491 | 28433102.314 | 127159152.0154 | 3144235.0165 | 27168162.5832 |  | 1478867.319 | 6315353.5865 | 0 | 165265770.5207 |  | 749894.2093 | 34.1099 | 4845.0918 |  | 108.65
1 | 4000 | 707 | 0.035 | 15 | 15 | 7 | 1e-09 | 0 | Water | Porous | Wet | R245fa | MinimizeLCOE | IgnoreSilica | 238.1844 | 91.1387 | 8.6063 | 4 | 4820.5213 |  | 108.099 |  | 151.4156 | -2.2978e-05 | 25634392511.7416 | 10815662.2394 | 507955.9533 | 12376266.6253 | 16400587.0692 | 24077.0464 | 1150713.2306 | 0 | 16097352.244 | 41882008.518 | 28585331.4027 | 127839954.3289 | 3144235.0165 | 27168162.5832 |  | 1478867.319 | 6315353.5865 | 0 | 165946572.8341 |  | 1000000 | 34.425 | 4820.5213 |  | 108.099
1 | 4000 | 707 | 0.035 | 15 | 15 | 7 | 1.3335e-09 | 0 | Water | Porous | Wet | R245fa | MinimizeLCOE | IgnoreSilica | 239.3829 | 91.6043 | 8.6661 | 4 | 4802.1013 |  | 107.686 |  | 151.4216 | -2.1858e-05 | 25719548298.3349 | 10855336.4702 | 509806.8414 | 12426772.0056 | 16484222.1106 | 24077.0464 | 1141732.4874 | 0 | 16162359.315 | 42051143.5817 | 28700769.5591 | 128356219.4172 | 3144235.0165 | 27168162.5832 |  | 1478867.319 | 6315353.5865 | 0 | 166462837.9225 |  | 1333521.4322 | 34.6646 | 4802.1013 |  | 107.686
1 | 4000 | 707 | 0.035 | 15 | 15 | 7 | 1.7783e-09 | 0 | Water | Porous | Wet | R245fa | MinimizeLCOE | IgnoreSilica | 240.2844 | 91.9546 | 8.7114 | 4 | 4788.2914 |  | 107.3763 |  | 151.4261 | -2.1478e-05 | 25784058080.5864 | 10885145.0467 | 511197.5172 | 12464729.5312 | 16547134.8329 | 24077.0464 | 1134806.6281 | 0 | 16211165.3349 | 42178126.8343 | 28787438.2382 | 128743821.0098 | 3144235.0165 | 27168162.5832 |  | 1478867.319 | 6315353.5865 | 0 | 166850439.5151 |  | 1778279.41 | 34.8455 | 4788.2914 |  | 107.3763
1 | 4000 | 707 | 0.035 | 15 | 15 | 7 | 2.3714e-09 | 0 | Water | Porous | Wet | R245fa | MinimizeLCOE | IgnoreSilica | 240.9714 | 92.2215 | 8.7457 | 4 | 4777.9373 |  | 107.1441 |  | 151.4295 | -2.1194e-05 | 25831532130.0902 | 10907844.7238 | 512256.5716 | 12493640.9697 | 16595086.5714 | 24077.0464 | 1129625.7269 | 0 | 16248387.3278 | 42274970.8245 | 28853536.2515 | 129039426.0136 | 3144235.0165 | 27168162.5832 |  | 1478867.319 | 6315353.5865 | 0 | 167146044.5188 |  | 2371373.7057 | 34.9829 | 4777.9373 |  | 107.1441
1 | 4000 | 707 | 0.035 | 15 | 15 | 7 | 3.1623e-09 | 0 | Water | Porous | Wet | R245fa | MinimizeLCOE | IgnoreSilica | 241.4855 | 92.4213 | 8.7715 | 4 | 4770.1753 |  | 106.97 |  | 151.4321 | -2.0365e-05 | 25867548943.7463 | 10924827.5618 | 513049.018 | 12515272.9801 | 16630983.3984 | 24077.0464 | 1125658.7681 | 0 | 16276208.8213 | 42347356.6436 | 28902941.0604 | 129260375.2981 | 3144235.0165 | 27168162.5832 |  | 1478867.319 | 6315353.5865 | 0 | 167366993.8034 |  | 3162277.6602 | 35.0861 | 4770.1753 |  | 106.97
1 | 4000 | 707 | 0.035 | 15 | 15 | 7 | 4.217e-09 | 0 | Water | Porous | Wet | R245fa | MinimizeLCOE | IgnoreSilica | 241.8682 | 92.5701 | 8.7909 | 4 | 4764.3552 |  | 106.8395 |  | 151.4341 | -2.0203e-05 | 25897061879.628 | 10937461.1302 | 513638.5268 | 12531367.0994 | 16657700.6302 | 24077.0464 | 1122605.0098 | 0 | 16296871.2827 | 42401116.1295 | 28939633.0142 | 129424469.8692 | 3144235.0165 | 27168162.5832 |  | 1478867.319 | 6315353.5865 | 0 | 167531088.3745 |  | 4216965.0343 | 35.1634 | 4764.3552 |  | 106.8395
1 | 4000 | 707 | 0.035 | 15 | 15 | 7 | 5.6234e-09 | 0 | Water | Porous | Wet | R245fa | MinimizeLCOE | IgnoreSilica | 242.148 | 92.6789 | 8.8052 | 4 | 4759.9911 |  | 106.7416 |  | 151.4355 | -2.0079e-05 | 25916822820.8997 | 10946697.6378 | 514069.5213 | 12543134.8012 | 16677241.2097 | 24077.0464 | 1120200.5306 | 0 | 16311914.0913 | 42440254.432 | 28966345.7099 | 129543934.9803 | 3144235.0165 | 27168162.5832 |  | 1478867.319 | 6315353.5865 | 0 | 167650553.4855 |  | 5623413.2519 | 35.2208 | 4759.9911 |  | 106.7416
1 | 4000 | 707 | 0.035 | 15 | 15 | 7 | 7.4989e-09 | 0 | Water | Porous | Wet | R245fa | MinimizeLCOE | IgnoreSilica | 242.3675 | 92.7642 | 8.8162 | 4 | 4756.7186 |  | 106.6683 |  | 151.4366 | -1.9989e-05 | 25931893949.505 | 10953940.087 | 514407.4782 | 12552362.5007 | 16692567.3001 | 24077.0464 | 1118507.6238 | 0 | 16323786.1941 | 42471143.2082 | 28987427.9343 | 129638219.3728 | 3144235.0165 | 27168162.5832 |  | 1478867.319 | 6315353.5865 | 0 | 167744837.878 |  | 7498942.0933 | 35.2648 | 4756.7186 |  | 106.6683
1 | 4000 | 707 | 0.035 | 15 | 15 | 7 | 1e-08 | 0 | Water | Porous | Wet | R245fa | MinimizeLCOE | IgnoreSilica | 242.5307 | 92.8276 | 8.8244 | 4 | 4754.2647 |  | 106.6132 |  | 151.4374 | -1.992e-05 | 25943413925.8489 | 10959323.231 | 514658.6742 | 12559221.6111 | 16703961.2907 | 24077.0464 | 1117212.3972 | 0 | 16332597.1577 | 42494067.528 | 29003074.2537 | 129708193.19 | 3144235.0165 | 27168162.5832 |  | 1478867.319 | 6315353.5865 | 0 | 167814811.6952 |  | 10000000 | 35.2977 | 4754.2647 |  | 106.6132
1 | 4100 | 707 | 0.035 | 15 | 15 | 7 | 1e-13 | 0 | Water | Porous | Wet | R245fa | MinimizeLCOE | IgnoreSilica | 0 | 0 | 0 | 4 |  |  |  |  | 0 | 0 | 3689272320.5107 | 3535.6021 | 78.1667 | 3613.0914 | 25657.1703 | 24077.0464 | 15923.5693 | 0 | 28425.012 | 73956.0504 | 50476.524 | 225742.2325 | 3144235.0165 | 28049218.8728 |  | 1478867.319 | 6491564.8444 | 0 |  |  | 100 | 0
1 | 4100 | 707 | 0.035 | 15 | 15 | 7 | 1.3335e-13 | 0 | Water | Porous | Wet | R245fa | MinimizeLCOE | IgnoreSilica | 0.76854 | 0.12843 | 0.00068438 | 4 | 14628040.2599 |  | 328030.2432 |  | 98.0014 | -4.9213e-05 | 2834849555.1944 | 81652.7231 | 2741.3286 | 67162.232 | 52670.8676 | 24077.0464 | 56108.8528 | 0 | 110921.0897 | 288593.9223 | 196971.282 | 880899.3444 | 3144235.0165 | 28049218.8728 |  | 1478867.319 | 6491564.8444 | 0 | 40044785.3972 |  | 133.3521 | 0.0027375 | 14628040.2599 |  | 328030.2432
1 | 4100 | 707 | 0.035 | 15 | 15 | 7 | 1.7783e-13 | 0 | Water | Porous | Wet | R245fa | MinimizeLCOE | IgnoreSilica | 1.0223 | 0.20796 | 0.0050327 | 4 | 2004076.6314 |  | 44940.9308 |  | 108.5243 | -5.3572e-05 | 7855641975.5758 | 121727.5866 | 4382.3895 | 98051.1076 | 67147.4015 | 24077.0464 | 65517.3534 | 0 | 148552.1251 | 386502.1573 | 263795.6642 | 1179752.8314 | 3144235.0165 | 28049218.8728 |  | 1478867.319 | 6491564.8444 | 0 | 40343638.8842 |  | 177.8279 | 0.020131 | 2004076.6314 |  | 44940.9308
1 | 4100 | 707 | 0.035 | 15 | 15 | 7 | 2.3714e-13 | 0 | Water | Porous | Wet | R245fa | MinimizeLCOE | IgnoreSilica | 1.3242 | 0.31036 | 0.011986 | 4 | 848695.1903 |  | 19031.7831 |  | 116.9389 | -5.5637e-05 | 12334363246.7029 | 168442.8122 | 6411.8051 | 134313.028 | 85413.3772 | 24077.0464 | 74136.5145 | 0 | 192189.8875 | 500038.6636 | 341286.6627 | 1526309.797 | 3144235.0165 | 28049218.8728 |  | 1478867.319 | 6491564.8444 | 0 | 40690195.8498 |  | 237.1374 | 0.047944 | 848695.1903 |  | 19031.7831
1 | 4100 | 707 | 0.035 | 15 | 15 | 7 | 3.1623e-13 | 0 | Water | Porous | Wet | R245fa | MinimizeLCOE | IgnoreSilica | 1.7335 | 0.45689 | 0.022714 | 4 | 452902.5843 |  | 10156.2302 |  | 124.4456 | -5.8233e-05 | 15784297352.7274 | 229083.8052 | 9167.2556 | 182106.9925 | 111344.4247 | 24077.0464 | 85181.0252 | 0 | 249974.6144 | 650382.6697 | 443899.5361 | 1985217.3698 | 3144235.0165 | 28049218.8728 |  | 1478867.319 | 6491564.8444 | 0 | 41149103.4226 |  | 316.2278 | 0.090856 | 452902.5843 |  | 10156.2302
1 | 4100 | 707 | 0.035 | 15 | 15 | 7 | 4.217e-13 | 0 | Water | Porous | Wet | R245fa | MinimizeLCOE | IgnoreSilica | 2.2671 | 0.65521 | 0.038234 | 4 | 272821.0034 |  | 6117.9446 |  | 130.6776 | -6.0304e-05 | 18420122130.8866 | 303493.5957 | 12665.4446 | 242000.4073 | 146393.497 | 24077.0464 | 97963.3553 | 0 | 322371.405 | 838744.2685 | 572460.1977 | 2560169.2175 | 3144235.0165 | 28049218.8728 |  | 1478867.319 | 6491564.8444 | 0 | 41724055.2703 |  | 421.6965 | 0.15294 | 272821.0034 |  | 6117.9446
1 | 4100 | 707 | 0.035 | 15 | 15 | 7 | 5.6234e-13 | 0 | Water | Porous | Wet | R245fa | MinimizeLCOE | IgnoreSilica | 2.9639 | 0.9207 | 0.059953 | 4 | 176974.4082 |  | 3968.608 |  | 135.7634 | -6.1858e-05 | 20382296818.0949 | 393971.6006 | 17021.8175 | 316643.5287 | 193404.6344 | 24077.0464 | 112881.7173 | 0 | 412620.1345 | 1073552.95 | 732721.9477 | 3276895.3771 | 3144235.0165 | 28049218.8728 |  | 1478867.319 | 6491564.8444 | 0 | 42440781.4299 |  | 562.3413 | 0.23981 | 176974.4082 |  | 3968.608
1 | 4100 | 707 | 0.035 | 15 | 15 | 7 | 7.4989e-13 | 0 | Water | Porous | Wet | R245fa | MinimizeLCOE | IgnoreSilica | 3.9191 | 1.2907 | 0.090653 | 4 | 119625.3308 |  | 2682.5689 |  | 140.01 | -6.3884e-05 | 21626439944.6369 | 508485.7938 | 22623.9466 | 413738.2027 | 259121.6582 | 24077.0464 | 132427.3091 | 0 | 530584.8432 | 1380472.924 | 942201.1365 | 4213732.8606 | 3144235.0165 | 28049218.8728 |  | 1478867.319 | 6491564.8444 | 0 | 43377618.9134 |  | 749.8942 | 0.36261 | 119625.3308 |  | 2682.5689
1 | 4100 | 707 | 0.035 | 15 | 15 | 7 | 1e-12 | 0 | Water | Porous | Wet | R245fa | MinimizeLCOE | IgnoreSilica | 5.1689 | 1.7799 | 0.13216 | 4 | 84252.162 |  | 1889.3342 |  | 143.3263 | -6.5241e-05 | 22529654872.3948 | 646144.4812 | 29420.9573 | 533896.6061 | 346305.0661 | 24077.0464 | 155277.4347 | 0 | 676697.4208 | 1760627.8791 | 1201664.7048 | 5374111.5965 | 3144235.0165 | 28049218.8728 |  | 1478867.319 | 6491564.8444 | 0 | 44537997.6493 |  | 1000 | 0.52863 | 84252.162 |  | 1889.3342
1 | 4100 | 707 | 0.035 | 15 | 15 | 7 | 1.3335e-12 | 0 | Water | Porous | Wet | R245fa | MinimizeLCOE | IgnoreSilica | 6.8474 | 2.4413 | 0.18867 | 4 | 60971.4841 |  | 1367.2707 |  | 145.9539 | -6.6561e-05 | 23087627924.2149 | 815613.435 | 37824.71 | 686249.3409 | 464464.0869 | 24077.0464 | 183699.9407 | 0 | 862652.1384 | 2244443.9097 | 1531879.0871 | 6850903.695 | 3144235.0165 | 28049218.8728 |  | 1478867.319 | 6491564.8444 | 0 | 46014789.7478 |  | 1333.5214 | 0.75469 | 60971.4841 |  | 1367.2707
1 | 4100 | 707 | 0.035 | 15 | 15 | 7 | 1.7783e-12 | 0 | Water | Porous | Wet | R245fa | MinimizeLCOE | IgnoreSilica | 9.0742 | 3.3222 | 0.26452 | 4 | 45241.0038 |  | 1014.5185 |  | 147.9864 | -6.7555e-05 | 23466532051.704 | 1021506.838 | 48043.6076 | 876896.4203 | 622164.4796 | 24077.0464 | 218028.1291 | 0 | 1096179.4432 | 2852034.0539 | 1946571.8452 | 8705501.8632 | 3144235.0165 | 28049218.8728 |  | 1478867.319 | 6491564.8444 | 0 | 47869387.916 |  | 1778.2794 | 1.0581 | 45241.0038 |  | 1014.5185
1 | 4100 | 707 | 0.035 | 15 | 15 | 7 | 2.3714e-12 | 0 | Water | Porous | Wet | R245fa | MinimizeLCOE | IgnoreSilica | 12.0238 | 4.4918 | 0.36577 | 4 | 34308.4772 |  | 769.3593 |  | 149.5467 | -6.8243e-05 | 23735091001.3439 | 1271333.6621 | 60424.1811 | 1115063.2596 | 831835.6725 | 24077.0464 | 259380.0678 | 0 | 1389224.4169 | 3614476.9637 | 2466954.7978 | 11032770.068 | 3144235.0165 | 28049218.8728 |  | 1478867.319 | 6491564.8444 | 0 | 50196656.1207 |  | 2371.3737 | 1.4631 | 34308.4772 |  | 769.3593
1 | 4100 | 707 | 0.035 | 15 | 15 | 7 | 3.1623e-12 | 0 | Water | Porous | Wet | R245fa | MinimizeLCOE | IgnoreSilica | 15.9802 | 6.0629 | 0.50174 | 4 | 26487.7536 |  | 593.9814 |  | 150.7516 | -6.896e-05 | 23862266266.7882 | 1578442.1665 | 75599.846 | 1416330.4063 | 1113744.8502 | 24077.0464 | 310715.8626 | 0 | 1762374.9694 | 4585338.1575 | 3129587.5118 | 13996210.8165 | 3144235.0165 | 28049218.8728 |  | 1478867.319 | 6491564.8444 | 0 | 53160096.8693 |  | 3162.2777 | 2.007 | 26487.7536 |  | 593.9814
1 | 4100 | 707 | 0.035 | 15 | 15 | 7 | 4.217e-12 | 0 | Water | Porous | Wet | R245fa | MinimizeLCOE | IgnoreSilica | 21.2079 | 8.1408 | 0.68207 | 4 | 20847.7758 |  | 467.5063 |  | 151.6642 | -6.9395e-05 | 23959251548.6878 | 1950625.6426 | 93922.6491 | 1791794.3655 | 1486784.6152 | 24077.0464 | 372387.6554 | 0 | 2230640.8699 | 5803669.9762 | 3961124.0122 | 17715026.8324 | 3144235.0165 | 28049218.8728 |  | 1478867.319 | 6491564.8444 | 0 | 56878912.8852 |  | 4216.965 | 2.7283 | 20847.7758 |  | 467.5063
1 | 4100 | 707 | 0.035 | 15 | 15 | 7 | 5.6234e-12 | 0 | Water | Porous | Wet | R245fa | MinimizeLCOE | IgnoreSilica | 28.1385 | 10.897 | 0.92137 | 4 | 16706.5545 |  | 374.6404 |  | 152.3582 | -6.9732e-05 | 24000158579.2752 | 2403777.891 | 116140.7224 | 2261521.944 | 1981795.0295 | 24077.0464 | 447422.4841 | 0 | 2821546.6958 | 7341085.7236 | 5010441.8506 | 22407809.3874 | 3144235.0165 | 28049218.8728 |  | 1478867.319 | 6491564.8444 | 0 | 61571695.4402 |  | 5623.4133 | 3.6855 | 16706.5545 |  | 374.6404
1 | 4100 | 707 | 0.035 | 15 | 15 | 7 | 7.4989e-12 | 0 | Water | Porous | Wet | R245fa | MinimizeLCOE | IgnoreSilica | 37.2495 | 14.5219 | 1.2364 | 4 | 13639.3548 |  | 305.8592 |  | 152.8835 | -6.9902e-05 | 24005193450.5208 | 2951632.7686 | 142887.1847 | 2844595.4107 | 2632946.8698 | 24077.0464 | 537666.2991 | 0 | 3562184.176 | 9268072.5214 | 6325649.9357 | 28289712.2125 | 3144235.0165 | 28049218.8728 |  | 1478867.319 | 6491564.8444 | 0 | 67453598.2652 |  | 7498.9421 | 4.9455 | 13639.3548 |  | 305.8592
1 | 4100 | 707 | 0.035 | 15 | 15 | 7 | 1e-11 | 0 | Water | Porous | Wet | R245fa | MinimizeLCOE | IgnoreSilica | 49.1474 | 19.2572 | 1.6479 | 4 | 11346.8465 |  | 254.4503 |  | 153.283 | -6.9959e-05 | 23955416981.1613 | 3610784.0107 | 174932.8176 | 3564183.6771 | 3483690.871 | 24077.0464 | 646029.9835 | 0 | 4486442.3784 | 11672802.7728 | 7966927.7446 | 35629871.302 | 3144235.0165 | 28049218.8728 |  | 1478867.319 | 6491564.8444 | 0 | 74793757.3548 |  | 10000 | 6.5916 | 11346.8465 |  | 254.4503
1 | 4100 | 707 | 0.035 | 15 | 15 | 7 | 1.3335e-11 | 0 | Water | Porous | Wet | R245fa | MinimizeLCOE | IgnoreSilica | 64.4138 | 25.3364 | 2.1764 | 4 | 9627.6621 |  | 215.898 |  | 153.5888 | -6.9828e-05 | 23843147279.2855 | 4391922.7596 | 212751.7649 | 4438046.2201 | 4575962.4892 | 24077.0464 | 773876.1354 | 0 | 5622488.2021 | 14628560.9709 | 9984293.4495 | 44651979.0382 | 3144235.0165 | 28049218.8728 |  | 1478867.319 | 6491564.8444 | 0 | 83815865.091 |  | 13335.2143 | 8.7057 | 9627.6621 |  | 215.898
1 | 4100 | 707 | 0.035 | 15 | 15 | 7 | 1.7783e-11 | 0 | Water | Porous | Wet | R245fa | MinimizeLCOE | IgnoreSilica | 83.4905 | 32.9391 | 2.8379 | 4 | 8337.8411 |  | 186.9741 |  | 153.8277 | -6.9437e-05 | 23647888780.8777 | 5296694.5717 | 256386.1501 | 5473879.5189 | 5942041.6971 | 24077.0464 | 921122.0937 | 0 | 6986538.4204 | 18177539.8338 | 12406544.4477 | 55484823.7798 | 3144235.0165 | 28049218.8728 |  | 1478867.319 | 6491564.8444 | 0 | 94648709.8326 |  | 17782.7941 | 11.3517 | 8337.8411 |  | 186.9741
1 | 4100 | 707 | 0.035 | 15 | 15 | 7 | 2.3714e-11 | 0 | Water | Porous | Wet | R245fa | MinimizeLCOE | IgnoreSilica | 106.4406 | 42.0965 | 3.6353 | 4 | 7373.4931 |  | 165.3488 |  | 154.0221 | -6.8735e-05 | 23332859410.4491 | 6310781.1868 | 305127.2578 | 6659880.671 | 7587570.1567 | 24077.0464 | 1085402.498 | 0 | 8569407.1385 | 22295839.5473 | 15217368.6247 | 68055454.1272 | 3144235.0165 | 28049218.8728 |  | 1478867.319 | 6491564.8444 | 0 | 107219340.1799 |  | 23713.7371 | 14.5412 | 7373.4931 |  | 165.3488
1 | 4100 | 707 | 0.035 | 15 | 15 | 7 | 3.1623e-11 | 0 | Water | Porous | Wet | R245fa | MinimizeLCOE | IgnoreSilica | 132.6085 | 52.5558 | 4.5471 | 4 | 6658.4783 |  | 149.3148 |  | 154.189 | -6.7662e-05 | 22872469400.4615 | 7395419.6067 | 357122.5886 | 7952749.9797 | 9467134.6394 | 24077.0464 | 1260278.129 | 0 | 10318144.976 | 26845696.685 | 18322739.6114 | 81943363.2621 | 3144235.0165 | 28049218.8728 |  | 1478867.319 | 6491564.8444 | 0 | 121107249.3148 |  | 31622.7766 | 18.1884 | 6658.4783 |  | 149.3148
1 | 4100 | 707 | 0.035 | 15 | 15 | 7 | 4.217e-11 | 0 | Water | Porous | Wet | R245fa | MinimizeLCOE | IgnoreSilica | 160.5622 | 63.7555 | 5.5248 | 4 | 6134.0906 |  | 137.5555 |  | 154.34 | -6.6228e-05 | 22261224865.0114 | 8491606.9905 | 409576.4008 | 9280906.5158 | 11479869.3983 | 24077.0464 | 1436363.1517 | 0 | 12137735.8063 | 31579898.7761 | 21553929.8167 | 96393963.9027 | 3144235.0165 | 28049218.8728 |  | 1478867.319 | 6491564.8444 | 0 | 135557849.9555 |  | 42169.6503 | 22.0991 | 6134.0906 |  | 137.5555
1 | 4100 | 707 | 0.035 | 15 | 15 | 7 | 5.6234e-11 | 0 | Water | Porous | Wet | R245fa | MinimizeLCOE | IgnoreSilica | 178.6861 | 71.0328 | 6.2854 | 4 | 5746.4645 |  | 128.8631 |  | 154.4303 | -5.9878e-05 | 23200898282.1435 | 9175058.7645 | 442248.2102 | 10118517.7271 | 12787779.5594 | 24077.0464 | 1453511.384 | 0 | 13260465.1497 | 34501010.224 | 23547648.4028 | 105310316.4679 | 3144235.0165 | 28049218.8728 |  | 1478867.319 | 6491564.8444 | 0 | 144474202.5207 |  | 56234.1325 | 25.1414 | 5746.4645 |  | 128.8631
1 | 4100 | 707 | 0.035 | 15 | 15 | 7 | 7.4989e-11 | 0 | Water | Porous | Wet | R245fa | MinimizeLCOE | IgnoreSilica | 193.366 | 76.9379 | 6.9466 | 4 | 5453.1125 |  | 122.2847 |  | 154.502 | -5.3764e-05 | 24186315998.6748 | 9715535.0604 | 468077.3251 | 10785514.6871 | 13849122.0274 | 24077.0464 | 1434655.4159 | 0 | 14148022.8093 | 36810253.1913 | 25123754.1781 | 112359011.7412 | 3144235.0165 | 28049218.8728 |  | 1478867.319 | 6491564.8444 | 0 | 151522897.7939 |  | 74989.4209 | 27.7865 | 5453.1125 |  | 122.2847
1 | 4100 | 707 | 0.035 | 15 | 15 | 7 | 1e-10 | 0 | Water | Porous | Wet | R245fa | MinimizeLCOE | IgnoreSilica | 205.5728 | 81.8561 | 7.5162 | 4 | 5231.9465 |  | 117.3251 |  | 154.5615 | -4.8601e-05 | 25006810913.0419 | 10157069.4431 | 489177.1956 | 11333190.4512 | 14733139.0877 | 24077.0464 | 1404888.368 | 0 | 14875201.2209 | 38702222.2534 | 26415061.9391 | 118134027.0052 | 3144235.0165 | 28049218.8728 |  | 1478867.319 | 6491564.8444 | 0 | 157297913.058 |  | 100000 | 30.0649 | 5231.9465 |  | 117.3251
1 | 4100 | 707 | 0.035 | 15 | 15 | 7 | 1.3335e-10 | 0 | Water | Porous | Wet | R245fa | MinimizeLCOE | IgnoreSilica | 215.4265 | 85.8318 | 7.9902 | 4 | 5065.6554 |  | 113.5961 |  | 154.6098 | -4.306e-05 | 25675987401.1745 | 10508734.9119 | 505983.8064 | 11771072.8088 | 15447783.9638 | 24077.0464 | 1370460.6185 | 0 | 15454964.1308 | 40210646.4192 | 27444592.4272 | 122738316.133 | 3144235.0165 | 28049218.8728 |  | 1478867.319 | 6491564.8444 | 0 | 161902202.1857 |  | 133352.1432 | 31.9608 | 5065.6554 |  | 113.5961
1 | 4100 | 707 | 0.035 | 15 | 15 | 7 | 1.7783e-10 | 0 | Water | Porous | Wet | R245fa | MinimizeLCOE | IgnoreSilica | 223.2003 | 88.9721 | 8.374 | 4 | 4940.8249 |  | 110.7968 |  | 154.6482 | -3.7732e-05 | 26213754063.8502 | 10783386.5383 | 519111.5593 | 12114044.416 | 16012267.901 | 24077.0464 | 1335835.8145 | 0 | 15907602.0774 | 41388317.5076 | 28248377.1438 | 126333020.0044 | 3144235.0165 | 28049218.8728 |  | 1478867.319 | 6491564.8444 | 0 | 165496906.0571 |  | 177827.941 | 33.4958 | 4940.8249 |  | 110.7968
1 | 4100 | 707 | 0.035 | 15 | 15 | 7 | 2.3714e-10 | 0 | Water | Porous | Wet | R245fa | MinimizeLCOE | IgnoreSilica | 229.2392 | 91.4139 | 8.6785 | 4 | 4847.198 |  | 108.6972 |  | 154.6782 | -3.3791e-05 | 26639686418.8755 | 10995143.2006 | 529234.5339 | 12379042.2635 | 16451209.2254 | 24077.0464 | 1303899.8048 | 0 | 16256216.3691 | 42295340.384 | 28867438.8944 | 129101601.7221 | 3144235.0165 | 28049218.8728 |  | 1478867.319 | 6491564.8444 | 0 | 168265487.7749 |  | 237137.3706 | 34.714 | 4847.198 |  | 108.6972
1 | 4100 | 707 | 0.035 | 15 | 15 | 7 | 3.1623e-10 | 0 | Water | Porous | Wet | R245fa | MinimizeLCOE | IgnoreSilica | 233.8996 | 93.2997 | 8.9171 | 4 | 4777.003 |  | 107.1231 |  | 154.7015 | -3.1098e-05 | 26970368055.3232 | 11157646.4937 | 537004.035 | 12582727.1392 | 16790220.3319 | 24077.0464 | 1276336.1864 | 0 | 16523524.3807 | 42990820.9976 | 29342118.7039 | 131224475.3147 | 3144235.0165 | 28049218.8728 |  | 1478867.319 | 6491564.8444 | 0 | 170388361.3675 |  | 316227.766 | 35.6685 | 4777.003 |  | 107.1231
1 | 4100 | 707 | 0.035 | 15 | 15 | 7 | 4.217e-10 | 0 | Water | Porous | Wet | R245fa | MinimizeLCOE | IgnoreSilica | 237.4487 | 94.7367 | 9.1015 | 4 | 4724.3837 |  | 105.9432 |  | 154.7194 | -2.8879e-05 | 27227656747.7272 | 11280877.8869 | 542896.5782 | 12737371.325 | 17048542.6253 | 24077.0464 | 1253152.5521 | 0 | 16725898.0254 | 43517355.7086 | 29701489.4634 | 132831661.2113 | 3144235.0165 | 28049218.8728 |  | 1478867.319 | 6491564.8444 | 0 | 171995547.2641 |  | 421696.5034 | 36.4059 | 4724.3837 |  | 105.9432
1 | 4100 | 707 | 0.035 | 15 | 15 | 7 | 5.6234e-10 | 0 | Water | Porous | Wet | R245fa | MinimizeLCOE | IgnoreSilica | 240.1406 | 95.8271 | 9.2429 | 4 | 4684.9403 |  | 105.0586 |  | 154.733 | -2.7035e-05 | 27425865111.3705 | 11374057.1872 | 547352.552 | 12854406.0604 | 17244572.1899 | 24077.0464 | 1234257.3116 | 0 | 16878701.7155 | 43914919.566 | 29972834.9652 | 134045178.5942 | 3144235.0165 | 28049218.8728 |  | 1478867.319 | 6491564.8444 | 0 | 173209064.647 |  | 562341.3252 | 36.9715 | 4684.9403 |  | 105.0586
1 | 4100 | 707 | 0.035 | 15 | 15 | 7 | 7.4989e-10 | 0 | Water | Porous | Wet | R245fa | MinimizeLCOE | IgnoreSilica | 242.2017 | 96.6623 | 9.3514 | 4 | 4655.3724 |  | 104.3956 |  | 154.7434 | -2.5492e-05 | 27574032989.7164 | 11445234.223 | 550756.6361 | 12943864.1804 | 17394718.496 | 24077.0464 | 1219529.7266 | 0 | 16995490.3203 | 44218779.559 | 30180225.6541 | 134972675.8419 | 3144235.0165 | 28049218.8728 |  | 1478867.319 | 6491564.8444 | 0 | 174136561.8947 |  | 749894.2093 | 37.4055 | 4655.3724 |  | 104.3956
1 | 4100 | 707 | 0.035 | 15 | 15 | 7 | 1e-09 | 0 | Water | Porous | Wet | R245fa | MinimizeLCOE | IgnoreSilica | 243.7339 | 97.2833 | 9.4331 | 4 | 4633.2064 |  | 103.8985 |  | 154.7512 | -2.4163e-05 | 27689986117.5088 | 11498050.3568 | 553282.7296 | 13010278.7093 | 17506359.3427 | 24077.0464 | 1207654.9811 | 0 | 17081884.2347 | 44443558.8025 | 30333642.1065 | 135658788.3096 | 3144235.0165 | 28049218.8728 |  | 1478867.319 | 6491564.8444 | 0 | 174822674.3624 |  | 1000000 | 37.7325 | 4633.2064 |  | 103.8985
1 | 4100 | 707 | 0.035 | 15 | 15 | 7 | 1.3335e-09 | 0 | Water | Porous | Wet | R245fa | MinimizeLCOE | IgnoreSilica | 244.8935 | 97.7534 | 9.4952 | 4 | 4616.5883 |  | 103.5259 |  | 154.7571 | -2.3637e-05 | 27777163896.7285 | 11537974.8756 | 555192.3383 | 13060500.7143 | 17590877.4484 | 24077.0464 | 1198517.583 | 0 | 17147184.6023 | 44613456.9639 | 30449601.0927 | 136177382.6648 | 3144235.0165 | 28049218.8728 |  | 1478867.319 | 6491564.8444 | 0 | 175341268.7175 |  | 1333521.4322 | 37.9807 | 4616.5883 |  | 103.5259
1 | 4100 | 707 | 0.035 | 15 | 15 | 7 | 1.7783e-09 | 0 | Water | Porous | Wet | R245fa | MinimizeLCOE | IgnoreSilica | 245.7749 | 98.1108 | 9.5423 | 4 | 4604.1289 |  | 103.2465 |  | 154.7616 | -2.3243e-05 | 27841900254.4034 | 11568288.3874 | 556642.3105 | 13098643.1341 | 17655122.2909 | 24077.0464 | 1191606.0809 | 0 | 17196807.9075 | 44742566.6251 | 30537721.0894 | 136571474.8722 | 3144235.0165 | 28049218.8728 |  | 1478867.319 | 6491564.8444 | 0 | 175735360.925 |  | 1778279.41 | 38.1691 | 4604.1289 |  | 103.2465
1 | 4100 | 707 | 0.035 | 15 | 15 | 7 | 2.3714e-09 | 0 | Water | Porous | Wet | R245fa | MinimizeLCOE | IgnoreSilica | 246.4204 | 98.3725 | 9.5773 | 4 | 4594.7871 |  | 103.037 |  | 154.7649 | -2.2314e-05 | 27893060001.2278 | 11590473.0728 | 557703.4716 | 13126563.3615 | 17702179.5884 | 24077.0464 | 1186096.7244 | 0 | 17232966.3734 | 44836643.5361 | 30601930.5143 | 136858633.6888 | 3144235.0165 | 28049218.8728 |  | 1478867.319 | 6491564.8444 | 0 | 176022519.7416 |  | 2371373.7057 | 38.3092 | 4594.7871 |  | 103.037
1 | 4100 | 707 | 0.035 | 15 | 15 | 7 | 3.1623e-09 | 0 | Water | Porous | Wet | R245fa | MinimizeLCOE | IgnoreSilica | 246.9151 | 98.5731 | 9.6039 | 4 | 4587.7826 |  | 102.8799 |  | 154.7674 | -2.2089e-05 | 27930284200.4888 | 11607466.8534 | 558516.3637 | 13147953.7215 | 17738248.6158 | 24077.0464 | 1182036.7723 | 0 | 17260736.7555 | 44908896.3738 | 30651244.5607 | 137079177.063 | 3144235.0165 | 28049218.8728 |  | 1478867.319 | 6491564.8444 | 0 | 176243063.1158 |  | 3162277.6602 | 38.4157 | 4587.7826 |  | 102.8799
1 | 4100 | 707 | 0.035 | 15 | 15 | 7 | 4.217e-09 | 0 | Water | Porous | Wet | R245fa | MinimizeLCOE | IgnoreSilica | 247.2977 | 98.7283 | 9.6243 | 4 | 4582.5304 |  | 102.7621 |  | 154.7693 | -2.1925e-05 | 27956172188.6675 | 11620606.3394 | 559144.9093 | 13164494.3411 | 17766150.1787 | 24077.0464 | 1179107.1242 | 0 | 17282296.1762 | 44964989.5641 | 30689529.3157 | 137250394.995 | 3144235.0165 | 28049218.8728 |  | 1478867.319 | 6491564.8444 | 0 | 176414281.0478 |  | 4216965.0343 | 38.4971 | 4582.5304 |  | 102.7621
1 | 4100 | 707 | 0.035 | 15 | 15 | 7 | 5.6234e-09 | 0 | Water | Porous | Wet | R245fa | MinimizeLCOE | IgnoreSilica | 247.5756 | 98.841 | 9.6393 | 4 | 4578.5921 |  | 102.6738 |  | 154.7708 | -2.1798e-05 | 27977377000.6331 | 11630143.0175 | 559601.1053 | 13176500.7924 | 17786408.8185 | 24077.0464 | 1176767.2566 | 0 | 17297864.2343 | 45005494.4578 | 30717174.7379 | 137374031.4668 | 3144235.0165 | 28049218.8728 |  | 1478867.319 | 6491564.8444 | 0 | 176537917.5195 |  | 5623413.2519 | 38.5572 | 4578.5921 |  | 102.6738
1 | 4100 | 707 | 0.035 | 15 | 15 | 7 | 7.4989e-09 | 0 | Water | Porous | Wet | R245fa | MinimizeLCOE | IgnoreSilica | 247.7823 | 98.9249 | 9.6506 | 4 | 4575.6389 |  | 102.6076 |  | 154.7718 | -2.1702e-05 | 27994174907.7267 | 11637236.3081 | 559940.4206 | 13185431.6839 | 17801481.0656 | 24077.0464 | 1174978.2447 | 0 | 17309426.46 | 45035576.9974 | 30737706.6893 | 137465854.9159 | 3144235.0165 | 28049218.8728 |  | 1478867.319 | 6491564.8444 | 0 | 176629740.9687 |  | 7498942.0933 | 38.6022 | 4575.6389 |  | 102.6076
1 | 4100 | 707 | 0.035 | 15 | 15 | 7 | 1e-08 | 0 | Water | Porous | Wet | R245fa | MinimizeLCOE | IgnoreSilica | 247.946 | 98.9913 | 9.6592 | 4 | 4573.4244 |  | 102.5579 |  | 154.7727 | -2.1632e-05 | 28004886356.9528 | 11642854.9204 | 560209.2045 | 13192506.0492 | 17813422.0322 | 24077.0464 | 1173745.0992 | 0 | 17318657.5973 | 45059594.5229 | 30754099.144 | 137539165.616 | 3144235.0165 | 28049218.8728 |  | 1478867.319 | 6491564.8444 | 0 | 176703051.6688 |  | 10000000 | 38.6369 | 4573.4244 |  | 102.5579
1 | 4200 | 707 | 0.035 | 15 | 15 | 7 | 1e-13 | 0 | Water | Porous | Wet | R245fa | MinimizeLCOE | IgnoreSilica | 0 | 0 | 0 | 4 |  |  |  |  | 0 | 0 | 3323456449.6314 | 3547.8283 | 78.4635 | 3625.1285 | 25662.3053 | 24077.0464 | 15591.6065 | 0 | 28307.1276 | 73649.3394 | 50267.1875 | 224806.0328 | 3144235.0165 | 28941995.3441 |  | 1478867.319 | 6670120.1387 | 0 |  |  | 100 | 0
1 | 4200 | 707 | 0.035 | 15 | 15 | 7 | 1.3335e-13 | 0 | Water | Porous | Wet | R245fa | MinimizeLCOE | IgnoreSilica | 0.80743 | 0.14311 | 0.0014409 | 4 | 7144070.5372 |  | 160204.0433 |  | 101.014 | -5.1396e-05 | 4404097602.6526 | 89759.4044 | 3073.6015 | 73084.1646 | 55235.2437 | 24077.0464 | 58222.4068 | 0 | 118346.2283 | 307912.6098 | 210156.6832 | 939867.3887 | 3144235.0165 | 28941995.3441 |  | 1478867.319 | 6670120.1387 | 0 | 41175085.207 |  | 133.3521 | 0.0057635 | 7144070.5372 |  | 160204.0433
1 | 4200 | 707 | 0.035 | 15 | 15 | 7 | 1.7783e-13 | 0 | Water | Porous | Wet | R245fa | MinimizeLCOE | IgnoreSilica | 1.0464 | 0.22128 | 0.0062916 | 4 | 1647455.6021 |  | 36943.791 |  | 110.7578 | -5.3965e-05 | 9884014745.8242 | 128743.0007 | 4702.1094 | 102889.2504 | 69298.0305 | 24077.0464 | 65865.5623 | 0 | 154274.2498 | 401389.952 | 273956.89 | 1225196.0914 | 3144235.0165 | 28941995.3441 |  | 1478867.319 | 6670120.1387 | 0 | 41460413.9097 |  | 177.8279 | 0.025166 | 1647455.6021 |  | 36943.791
1 | 4200 | 707 | 0.035 | 15 | 15 | 7 | 2.3714e-13 | 0 | Water | Porous | Wet | R245fa | MinimizeLCOE | IgnoreSilica | 1.3631 | 0.33307 | 0.01417 | 4 | 738108.5752 |  | 16551.9052 |  | 119.5488 | -5.6752e-05 | 14505017107.0262 | 179383.5514 | 6944.7784 | 141872.4798 | 89072.1181 | 24077.0464 | 75090.2454 | 0 | 201411.6856 | 524031.8907 | 357662.5332 | 1599546.3289 | 3144235.0165 | 28941995.3441 |  | 1478867.319 | 6670120.1387 | 0 | 41834764.1472 |  | 237.1374 | 0.056678 | 738108.5752 |  | 16551.9052
1 | 4200 | 707 | 0.035 | 15 | 15 | 7 | 3.1623e-13 | 0 | Water | Porous | Wet | R245fa | MinimizeLCOE | IgnoreSilica | 1.7678 | 0.48386 | 0.025904 | 4 | 408238.1653 |  | 9154.6415 |  | 126.962 | -5.8805e-05 | 18253134175.8796 | 241408.3577 | 9820.2945 | 190342.9037 | 115589.8852 | 24077.0464 | 85265.2063 | 0 | 259936.4406 | 676301.2981 | 461589.5325 | 2064330.965 | 3144235.0165 | 28941995.3441 |  | 1478867.319 | 6670120.1387 | 0 | 42299548.7834 |  | 316.2278 | 0.10361 | 408238.1653 |  | 9154.6415
1 | 4200 | 707 | 0.035 | 15 | 15 | 7 | 4.217e-13 | 0 | Water | Porous | Wet | R245fa | MinimizeLCOE | IgnoreSilica | 2.3209 | 0.69776 | 0.043294 | 4 | 247803.8837 |  | 5556.9418 |  | 133.4407 | -6.1438e-05 | 20991288634.3403 | 321278.1655 | 13656.3202 | 254036.488 | 153229.2063 | 24077.0464 | 98564.2522 | 0 | 337288.1766 | 877554.6483 | 598949.0794 | 2678633.3829 | 3144235.0165 | 28941995.3441 |  | 1478867.319 | 6670120.1387 | 0 | 42913851.2013 |  | 421.6965 | 0.17318 | 247803.8837 |  | 5556.9418
1 | 4200 | 707 | 0.035 | 15 | 15 | 7 | 5.6234e-13 | 0 | Water | Porous | Wet | R245fa | MinimizeLCOE | IgnoreSilica | 3.0371 | 0.98199 | 0.06749 | 4 | 161776.9133 |  | 3627.8079 |  | 138.6618 | -6.3297e-05 | 23046930552.1908 | 417603.2184 | 18400.5021 | 332769.9706 | 203420.1966 | 24077.0464 | 113752.2933 | 0 | 432909.0587 | 1126340.5688 | 768750.5822 | 3438023.4371 | 3144235.0165 | 28941995.3441 |  | 1478867.319 | 6670120.1387 | 0 | 43673241.2555 |  | 562.3413 | 0.26996 | 161776.9133 |  | 3627.8079
1 | 4200 | 707 | 0.035 | 15 | 15 | 7 | 7.4989e-13 | 0 | Water | Porous | Wet | R245fa | MinimizeLCOE | IgnoreSilica | 4.0117 | 1.3752 | 0.10153 | 4 | 109959.7157 |  | 2465.8199 |  | 142.9889 | -6.547e-05 | 24383183773.0183 | 538685.338 | 24466.2884 | 434441.158 | 273173.0176 | 24077.0464 | 133322.5744 | 0 | 556984.5148 | 1449159.4544 | 989081.1049 | 4423390.4968 | 3144235.0165 | 28941995.3441 |  | 1478867.319 | 6670120.1387 | 0 | 44658608.3151 |  | 749.8942 | 0.40614 | 109959.7157 |  | 2465.8199
1 | 4200 | 707 | 0.035 | 15 | 15 | 7 | 1e-12 | 0 | Water | Porous | Wet | R245fa | MinimizeLCOE | IgnoreSilica | 5.2958 | 1.8989 | 0.14775 | 4 | 77648.6115 |  | 1741.2512 |  | 146.3914 | -6.7106e-05 | 25319460126.6267 | 685303.9726 | 31885.3282 | 561146.5654 | 366466.6401 | 24077.0464 | 156588.6792 | 0 | 711932.6104 | 1852302.6148 | 1264234.5956 | 5653938.0527 | 3144235.0165 | 28941995.3441 |  | 1478867.319 | 6670120.1387 | 0 | 45889155.8711 |  | 1000 | 0.59098 | 77648.6115 |  | 1741.2512
1 | 4200 | 707 | 0.035 | 15 | 15 | 7 | 1.3335e-12 | 0 | Water | Porous | Wet | R245fa | MinimizeLCOE | IgnoreSilica | 6.9937 | 2.596 | 0.21 | 4 | 56464.8966 |  | 1266.2116 |  | 149.0509 | -6.8332e-05 | 25974644539.3865 | 863146.8552 | 40927.8677 | 719378.1144 | 491068.7252 | 24077.0464 | 184518.3387 | 0 | 906015.6096 | 2357266.7668 | 1608883.0053 | 7195282.3294 | 3144235.0165 | 28941995.3441 |  | 1478867.319 | 6670120.1387 | 0 | 47430500.1478 |  | 1333.5214 | 0.84 | 56464.8966 |  | 1266.2116
1 | 4200 | 707 | 0.035 | 15 | 15 | 7 | 1.7783e-12 | 0 | Water | Porous | Wet | R245fa | MinimizeLCOE | IgnoreSilica | 9.2595 | 3.53 | 0.29387 | 4 | 42007.8164 |  | 942.0151 |  | 151.128 | -6.9394e-05 | 26390788368.3615 | 1080649.2936 | 52000.4917 | 918617.4269 | 658436.0703 | 24077.0464 | 218782.5173 | 0 | 1151499.51 | 2995965.5201 | 2044808.0284 | 9144835.9048 | 3144235.0165 | 28941995.3441 |  | 1478867.319 | 6670120.1387 | 0 | 49380053.7232 |  | 1778.2794 | 1.1755 | 42007.8164 |  | 942.0151
1 | 4200 | 707 | 0.035 | 15 | 15 | 7 | 2.3714e-12 | 0 | Water | Porous | Wet | R245fa | MinimizeLCOE | IgnoreSilica | 12.2795 | 4.7781 | 0.40633 | 4 | 31897.8445 |  | 715.3014 |  | 152.7327 | -7.028e-05 | 26651579786.2139 | 1346275.2293 | 65505.5256 | 1169090.7704 | 882465.793 | 24077.0464 | 260681.949 | 0 | 1461757.5624 | 3803193.3296 | 2595757.5952 | 11608804.8009 | 3144235.0165 | 28941995.3441 |  | 1478867.319 | 6670120.1387 | 0 | 51844022.6193 |  | 2371.3737 | 1.6253 | 31897.8445 |  | 715.3014
1 | 4200 | 707 | 0.035 | 15 | 15 | 7 | 3.1623e-12 | 0 | Water | Porous | Wet | R245fa | MinimizeLCOE | IgnoreSilica | 16.3164 | 6.4485 | 0.557 | 4 | 24672.4206 |  | 553.273 |  | 153.9668 | -7.1083e-05 | 26790268139.8906 | 1671660.3349 | 82005.3017 | 1484749.9878 | 1182670.8442 | 24077.0464 | 312268.2688 | 0 | 1855398.3956 | 4827366.0309 | 3294776.5085 | 14734972.7186 | 3144235.0165 | 28941995.3441 |  | 1478867.319 | 6670120.1387 | 0 | 54970190.537 |  | 3162.2777 | 2.228 | 24672.4206 |  | 553.273
1 | 4200 | 707 | 0.035 | 15 | 15 | 7 | 4.217e-12 | 0 | Water | Porous | Wet | R245fa | MinimizeLCOE | IgnoreSilica | 21.6559 | 8.6602 | 0.75696 | 4 | 19452.6076 |  | 436.22 |  | 154.9026 | -7.161e-05 | 26885818124.1835 | 2066456.6422 | 101948.1071 | 1878597.8368 | 1580437.3444 | 24077.0464 | 374410.5956 | 0 | 2350111.7533 | 6114508.7078 | 4173277.8337 | 18663825.8672 | 3144235.0165 | 28941995.3441 |  | 1478867.319 | 6670120.1387 | 0 | 58899043.6856 |  | 4216.965 | 3.0278 | 19452.6076 |  | 436.22
1 | 4200 | 707 | 0.035 | 15 | 15 | 7 | 5.6234e-12 | 0 | Water | Porous | Wet | R245fa | MinimizeLCOE | IgnoreSilica | 28.7064 | 11.582 | 1.0215 | 4 | 15623.093 |  | 350.3441 |  | 155.612 | -7.1935e-05 | 26944762151.8411 | 2545299.5172 | 126039.1206 | 2369342.4767 | 2106151.4352 | 24077.0464 | 449360.0464 | 0 | 2971905.1605 | 7732287.6062 | 5277445.1738 | 23601907.583 | 3144235.0165 | 28941995.3441 |  | 1478867.319 | 6670120.1387 | 0 | 63837125.4014 |  | 5623.4133 | 4.0861 | 15623.093 |  | 350.3441
1 | 4200 | 707 | 0.035 | 15 | 15 | 7 | 7.4989e-12 | 0 | Water | Porous | Wet | R245fa | MinimizeLCOE | IgnoreSilica | 38.007 | 15.4381 | 1.3706 | 4 | 12777.6819 |  | 286.5364 |  | 156.1513 | -7.2183e-05 | 26940891455.9677 | 3126326.8971 | 155141.1229 | 2980699.4456 | 2800185.1109 | 24077.0464 | 540325.4284 | 0 | 3754434.47 | 9768268.3504 | 6667043.867 | 29816501.7385 | 3144235.0165 | 28941995.3441 |  | 1478867.319 | 6670120.1387 | 0 | 70051719.5569 |  | 7498.9421 | 5.4823 | 12777.6819 |  | 286.5364
1 | 4200 | 707 | 0.035 | 15 | 15 | 7 | 1e-11 | 0 | Water | Porous | Wet | R245fa | MinimizeLCOE | IgnoreSilica | 50.0869 | 20.4487 | 1.8247 | 4 | 10654.516 |  | 238.9249 |  | 156.5597 | -7.2199e-05 | 26903939856.0756 | 3821777.0748 | 189822.0375 | 3731261.573 | 3702170.8054 | 24077.0464 | 648360.3002 | 0 | 4725812.8466 | 12295595.6293 | 8391996.6662 | 37530873.9794 | 3144235.0165 | 28941995.3441 |  | 1478867.319 | 6670120.1387 | 0 | 77766091.7978 |  | 10000 | 7.2989 | 10654.516 |  | 238.9249
1 | 4200 | 707 | 0.035 | 15 | 15 | 7 | 1.3335e-11 | 0 | Water | Porous | Wet | R245fa | MinimizeLCOE | IgnoreSilica | 65.5905 | 26.8834 | 2.4078 | 4 | 9059.6021 |  | 203.1594 |  | 156.8732 | -7.2067e-05 | 26790654761.8541 | 4646433.3507 | 230770.2019 | 4643195.8602 | 4860641.2563 | 24077.0464 | 776239.497 | 0 | 5920729.3129 | 15404523.1635 | 10513903.5904 | 47020513.2791 | 3144235.0165 | 28941995.3441 |  | 1478867.319 | 6670120.1387 | 0 | 87255731.0975 |  | 13335.2143 | 9.6313 | 9059.6021 |  | 203.1594
1 | 4200 | 707 | 0.035 | 15 | 15 | 7 | 1.7783e-11 | 0 | Water | Porous | Wet | R245fa | MinimizeLCOE | IgnoreSilica | 84.9131 | 34.9093 | 3.1357 | 4 | 7862.9275 |  | 176.3242 |  | 157.1181 | -7.1659e-05 | 26593876150.2553 | 5599476.0486 | 277912.214 | 5721508.1899 | 6305765.1882 | 24077.0464 | 923175.9904 | 0 | 7352246.7242 | 19129037.8233 | 13055961.3768 | 58389160.6019 | 3144235.0165 | 28941995.3441 |  | 1478867.319 | 6670120.1387 | 0 | 98624378.4202 |  | 17782.7941 | 12.543 | 7862.9275 |  | 176.3242
1 | 4200 | 707 | 0.035 | 15 | 15 | 7 | 2.3714e-11 | 0 | Water | Porous | Wet | R245fa | MinimizeLCOE | IgnoreSilica | 108.0756 | 44.5415 | 4.01 | 4 | 6968.4486 |  | 156.2658 |  | 157.3173 | -7.0925e-05 | 26278026530.1869 | 6664342.524 | 330412.2591 | 6952004.6651 | 8040310.6362 | 24077.0464 | 1086616.8724 | 0 | 9008127.9613 | 23437301.1341 | 15996439.6124 | 71539632.7109 | 3144235.0165 | 28941995.3441 |  | 1478867.319 | 6670120.1387 | 0 | 111774850.5293 |  | 23713.7371 | 16.0401 | 6968.4486 |  | 156.2658
1 | 4200 | 707 | 0.035 | 15 | 15 | 7 | 3.1623e-11 | 0 | Water | Porous | Wet | R245fa | MinimizeLCOE | IgnoreSilica | 134.3406 | 55.4834 | 5.0046 | 4 | 6305.808 |  | 141.4062 |  | 157.4879 | -6.9796e-05 | 25814527433.0958 | 7797790.3329 | 386146.7398 | 8286629.7327 | 10011001.8951 | 24077.0464 | 1259591.6507 | 0 | 10828442.5851 | 28173386.3874 | 19228915.1146 | 85995981.4846 | 3144235.0165 | 28941995.3441 |  | 1478867.319 | 6670120.1387 | 0 | 126231199.303 |  | 31622.7766 | 20.0182 | 6305.808 |  | 141.4062
1 | 4200 | 707 | 0.035 | 15 | 15 | 7 | 4.217e-11 | 0 | Water | Porous | Wet | R245fa | MinimizeLCOE | IgnoreSilica | 162.2064 | 67.1199 | 6.0642 | 4 | 5820.1829 |  | 130.5162 |  | 157.6415 | -6.828e-05 | 25213574490.5401 | 8936368.9834 | 442037.3586 | 9649006.8889 | 12107187.0653 | 24077.0464 | 1432340.9461 | 0 | 12710497.1326 | 33070106.2575 | 22571027.0435 | 100942648.7223 | 3144235.0165 | 28941995.3441 |  | 1478867.319 | 6670120.1387 | 0 | 141177866.5407 |  | 42169.6503 | 24.2566 | 5820.1829 |  | 130.5162
1 | 4200 | 707 | 0.035 | 15 | 15 | 7 | 5.6234e-11 | 0 | Water | Porous | Wet | R245fa | MinimizeLCOE | IgnoreSilica | 185.3345 | 76.8031 | 7.007 | 4 | 5466.4666 |  | 122.5842 |  | 157.76 | -6.4282e-05 | 25269293829.4123 | 9842460.6586 | 486478.6576 | 10746550.3533 | 13851866.5879 | 24077.0464 | 1525684.4212 | 0 | 14226075.9127 | 37013331.3555 | 25262359.198 | 112978884.1911 | 3144235.0165 | 28941995.3441 |  | 1478867.319 | 6670120.1387 | 0 | 153214102.0095 |  | 56234.1325 | 28.028 | 5466.4666 |  | 122.5842
1 | 4200 | 707 | 0.035 | 15 | 15 | 7 | 7.4989e-11 | 0 | Water | Porous | Wet | R245fa | MinimizeLCOE | IgnoreSilica | 199.936 | 82.9286 | 7.7136 | 4 | 5201.1924 |  | 116.6355 |  | 157.8325 | -5.7755e-05 | 26288230224.6258 | 10399359.1839 | 513784.541 | 11426368.6856 | 14955734.105 | 24077.0464 | 1503378.8801 | 0 | 15140853.9523 | 39393396.1678 | 26886802.3379 | 120243754.8999 | 3144235.0165 | 28941995.3441 |  | 1478867.319 | 6670120.1387 | 0 | 160478972.7183 |  | 74989.4209 | 30.8543 | 5201.1924 |  | 116.6355
1 | 4200 | 707 | 0.035 | 15 | 15 | 7 | 1e-10 | 0 | Water | Porous | Wet | R245fa | MinimizeLCOE | IgnoreSilica | 211.9971 | 87.9968 | 8.3177 | 4 | 5001.2131 |  | 112.151 |  | 157.8925 | -5.2268e-05 | 27135273955.7551 | 10851689.0401 | 535964.9269 | 11981203.3102 | 15869183.4643 | 24077.0464 | 1470607.8469 | 0 | 15885762.9975 | 41331496.7016 | 28209595.7762 | 126159581.11 | 3144235.0165 | 28941995.3441 |  | 1478867.319 | 6670120.1387 | 0 | 166394798.9284 |  | 100000 | 33.2709 | 5001.2131 |  | 112.151
1 | 4200 | 707 | 0.035 | 15 | 15 | 7 | 1.3335e-10 | 0 | Water | Porous | Wet | R245fa | MinimizeLCOE | IgnoreSilica | 221.6876 | 92.0747 | 8.8176 | 4 | 4850.8534 |  | 108.7792 |  | 157.941 | -4.5788e-05 | 27824298610.7705 | 11210518.0958 | 553563.4815 | 12422944.8771 | 16604226.9744 | 24077.0464 | 1433861.113 | 0 | 16477184.7193 | 42870254.7044 | 29259829.7314 | 130856460.7432 | 3144235.0165 | 28941995.3441 |  | 1478867.319 | 6670120.1387 | 0 | 171091678.5616 |  | 133352.1432 | 35.2704 | 4850.8534 |  | 108.7792
1 | 4200 | 707 | 0.035 | 15 | 15 | 7 | 1.7783e-10 | 0 | Water | Porous | Wet | R245fa | MinimizeLCOE | IgnoreSilica | 229.3124 | 95.287 | 9.2208 | 4 | 4737.9767 |  | 106.248 |  | 157.9794 | -4.0244e-05 | 28375782976.9299 | 11490173.435 | 567281.8146 | 12768150.3593 | 17183320.1108 | 24077.0464 | 1397637.347 | 0 | 16937949.6441 | 44069070.5226 | 30078046.1606 | 134515706.4403 | 3144235.0165 | 28941995.3441 |  | 1478867.319 | 6670120.1387 | 0 | 174750924.2586 |  | 177827.941 | 36.883 | 4737.9767 |  | 106.248
1 | 4200 | 707 | 0.035 | 15 | 15 | 7 | 2.3714e-10 | 0 | Water | Porous | Wet | R245fa | MinimizeLCOE | IgnoreSilica | 235.2755 | 97.8016 | 9.5412 | 4 | 4653.3057 |  | 104.3492 |  | 158.0097 | -3.6166e-05 | 28803822139.0526 | 11707327.5376 | 577937.3761 | 13036729.5212 | 17636660.0134 | 24077.0464 | 1365353.8666 | 0 | 17295753.2909 | 45000002.216 | 30713426.17 | 137357267.0381 | 3144235.0165 | 28941995.3441 |  | 1478867.319 | 6670120.1387 | 0 | 177592484.8564 |  | 237137.3706 | 38.1648 | 4653.3057 |  | 104.3492
1 | 4200 | 707 | 0.035 | 15 | 15 | 7 | 3.1623e-10 | 0 | Water | Porous | Wet | R245fa | MinimizeLCOE | IgnoreSilica | 239.8117 | 99.7156 | 9.79 | 4 | 4589.8141 |  | 102.9255 |  | 158.0329 | -3.3357e-05 | 29143944876.4269 | 11871632.6447 | 586002.7423 | 13240224.1499 | 17981746.7679 | 24077.0464 | 1336826.2975 | 0 | 17565798.763 | 45702605.1405 | 31192967.103 | 139501880.6551 | 3144235.0165 | 28941995.3441 |  | 1478867.319 | 6670120.1387 | 0 | 179737098.4735 |  | 316227.766 | 39.16 | 4589.8141 |  | 102.9255
1 | 4200 | 707 | 0.035 | 15 | 15 | 7 | 4.217e-10 | 0 | Water | Porous | Wet | R245fa | MinimizeLCOE | IgnoreSilica | 243.2734 | 101.1771 | 9.9822 | 4 | 4542.2166 |  | 101.8581 |  | 158.0506 | -3.0404e-05 | 29406452526.6879 | 11996524.9948 | 592134.3926 | 13395076.2444 | 18245260.2395 | 24077.0464 | 1313145.8149 | 0 | 17770825.3057 | 46236042.1478 | 31557048.8215 | 141130135.0074 | 3144235.0165 | 28941995.3441 |  | 1478867.319 | 6670120.1387 | 0 | 181365352.8258 |  | 421696.5034 | 39.9288 | 4542.2166 |  | 101.8581
1 | 4200 | 707 | 0.035 | 15 | 15 | 7 | 5.6234e-10 | 0 | Water | Porous | Wet | R245fa | MinimizeLCOE | IgnoreSilica | 245.9166 | 102.2935 | 10.13 | 4 | 4506.5352 |  | 101.058 |  | 158.0643 | -2.8503e-05 | 29605010270.2144 | 12091603.476 | 596802.932 | 13513059.4637 | 18446560.1049 | 24077.0464 | 1294195.2804 | 0 | 17926856.3383 | 46642002.8884 | 31834125.3686 | 142369282.8986 | 3144235.0165 | 28941995.3441 |  | 1478867.319 | 6670120.1387 | 0 | 182604500.717 |  | 562341.3252 | 40.5199 | 4506.5352 |  | 101.058
1 | 4200 | 707 | 0.035 | 15 | 15 | 7 | 7.4989e-10 | 0 | Water | Porous | Wet | R245fa | MinimizeLCOE | IgnoreSilica | 247.9091 | 103.1353 | 10.2424 | 4 | 4479.7861 |  | 100.4581 |  | 158.0746 | -2.7545e-05 | 29758648393.1763 | 12163121.1354 | 600314.9344 | 13601860.7492 | 18598368.9304 | 24077.0464 | 1279052.0951 | 0 | 18044050.0075 | 46946916.7758 | 32042235.3622 | 143299997.0363 | 3144235.0165 | 28941995.3441 |  | 1478867.319 | 6670120.1387 | 0 | 183535214.8547 |  | 749894.2093 | 40.9696 | 4479.7861 |  | 100.4581
1 | 4200 | 707 | 0.035 | 15 | 15 | 7 | 1e-09 | 0 | Water | Porous | Wet | R245fa | MinimizeLCOE | IgnoreSilica | 249.4024 | 103.7664 | 10.3274 | 4 | 4459.7324 |  | 100.0084 |  | 158.0823 | -2.6175e-05 | 29876355703.3201 | 12216627.7282 | 602942.6625 | 13668328.8319 | 18712165.2726 | 24077.0464 | 1267060.1655 | 0 | 18131568.6658 | 47174622.3722 | 32197649.1106 | 143995041.8556 | 3144235.0165 | 28941995.3441 |  | 1478867.319 | 6670120.1387 | 0 | 184230259.674 |  | 1000000 | 41.3097 | 4459.7324 |  | 100.0084
1 | 4200 | 707 | 0.035 | 15 | 15 | 7 | 1.3335e-09 | 0 | Water | Porous | Wet | R245fa | MinimizeLCOE | IgnoreSilica | 250.5427 | 104.2485 | 10.3922 | 4 | 4444.6975 |  | 99.6713 |  | 158.0882 | -2.563e-05 | 29963354992.8618 | 12257441.2365 | 604947.1707 | 13719046.0585 | 18799091.4279 | 24077.0464 | 1257990.6716 | 0 | 18198411.5085 | 47348533.7377 | 32316347.191 | 144525886.0488 | 3144235.0165 | 28941995.3441 |  | 1478867.319 | 6670120.1387 | 0 | 184761103.8672 |  | 1333521.4322 | 41.5689 | 4444.6975 |  | 99.6713
1 | 4200 | 707 | 0.035 | 15 | 15 | 7 | 1.7783e-09 | 0 | Water | Porous | Wet | R245fa | MinimizeLCOE | IgnoreSilica | 251.3929 | 104.6079 | 10.4409 | 4 | 4433.4249 |  | 99.4185 |  | 158.0927 | -2.4577e-05 | 30030191104.3672 | 12287839.48 | 606440.2037 | 13756830.5363 | 18863905.3708 | 24077.0464 | 1250916.3455 | 0 | 18248103.5032 | 47477822.1147 | 32404589.165 | 144920523.7656 | 3144235.0165 | 28941995.3441 |  | 1478867.319 | 6670120.1387 | 0 | 185155741.584 |  | 1778279.41 | 41.7636 | 4433.4249 |  | 99.4185
1 | 4200 | 707 | 0.035 | 15 | 15 | 7 | 2.3714e-09 | 0 | Water | Porous | Wet | R245fa | MinimizeLCOE | IgnoreSilica | 252.0313 | 104.8778 | 10.4776 | 4 | 4424.9727 |  | 99.2289 |  | 158.096 | -2.4265e-05 | 30080049909.5242 | 12310651.5375 | 607560.6737 | 13785190.9477 | 18912583.7648 | 24077.0464 | 1245506.8465 | 0 | 18285372.6185 | 47574788.7076 | 32470770.8571 | 145216502.9998 | 3144235.0165 | 28941995.3441 |  | 1478867.319 | 6670120.1387 | 0 | 185451720.8182 |  | 2371373.7057 | 41.9103 | 4424.9727 |  | 99.2289
1 | 4200 | 707 | 0.035 | 15 | 15 | 7 | 3.1623e-09 | 0 | Water | Porous | Wet | R245fa | MinimizeLCOE | IgnoreSilica | 252.5159 | 105.0827 | 10.5053 | 4 | 4418.6351 |  | 99.0868 |  | 158.0985 | -2.4033e-05 | 30118043998.2825 | 12327955.5145 | 608410.6303 | 13806706.583 | 18949530.8944 | 24077.0464 | 1241462.5014 | 0 | 18313675.8363 | 47648427.8747 | 32521031.1017 | 145441277.9828 | 3144235.0165 | 28941995.3441 |  | 1478867.319 | 6670120.1387 | 0 | 185676495.8011 |  | 3162277.6602 | 42.0212 | 4418.6351 |  | 99.0868
1 | 4200 | 707 | 0.035 | 15 | 15 | 7 | 4.217e-09 | 0 | Water | Porous | Wet | R245fa | MinimizeLCOE | IgnoreSilica | 252.8667 | 105.2311 | 10.5258 | 4 | 4413.8829 |  | 98.9803 |  | 158.1003 | -2.3854e-05 | 30147943855.7124 | 12340478.9173 | 609025.7636 | 13822280.0227 | 18976283.0759 | 24077.0464 | 1238221.6204 | 0 | 18334042.914 | 47701418.8329 | 32557198.5196 | 145603026.7128 | 3144235.0165 | 28941995.3441 |  | 1478867.319 | 6670120.1387 | 0 | 185838244.5311 |  | 4216965.0343 | 42.1031 | 4413.8829 |  | 98.9803
1 | 4200 | 707 | 0.035 | 15 | 15 | 7 | 5.6234e-09 | 0 | Water | Porous | Wet | R245fa | MinimizeLCOE | IgnoreSilica | 253.1445 | 105.3486 | 10.5416 | 4 | 4410.3195 |  | 98.9003 |  | 158.1018 | -2.3724e-05 | 30168422220.8415 | 12350394.6518 | 609512.8395 | 13834611.3683 | 18997471.6137 | 24077.0464 | 1235970.8236 | 0 | 18350294.9539 | 47743703.307 | 32586058.542 | 145732095.1462 | 3144235.0165 | 28941995.3441 |  | 1478867.319 | 6670120.1387 | 0 | 185967312.9646 |  | 5623413.2519 | 42.1664 | 4410.3195 |  | 98.9003
1 | 4200 | 707 | 0.035 | 15 | 15 | 7 | 7.4989e-09 | 0 | Water | Porous | Wet | R245fa | MinimizeLCOE | IgnoreSilica | 253.3466 | 105.434 | 10.5533 | 4 | 4407.6475 |  | 98.8404 |  | 158.1028 | -2.3624e-05 | 30184693343.8899 | 12357604.5086 | 609866.9941 | 13843578.3279 | 19012882.2322 | 24077.0464 | 1234185.5577 | 0 | 18362055.9201 | 47774302.9285 | 32606943.4124 | 145825496.9279 | 3144235.0165 | 28941995.3441 |  | 1478867.319 | 6670120.1387 | 0 | 186060714.7462 |  | 7498942.0933 | 42.2132 | 4407.6475 |  | 98.8404
1 | 4200 | 707 | 0.035 | 15 | 15 | 7 | 1e-08 | 0 | Water | Porous | Wet | R245fa | MinimizeLCOE | IgnoreSilica | 253.4929 | 105.4959 | 10.5619 | 4 | 4405.6438 |  | 98.7955 |  | 158.1036 | -2.3548e-05 | 30197640704.7639 | 12362824.3622 | 610123.3927 | 13850070.7055 | 19024041.5853 | 24077.0464 | 1232769.2499 | 0 | 18370523.4734 | 47796333.7652 | 32621979.9112 | 145892743.4919 | 3144235.0165 | 28941995.3441 |  | 1478867.319 | 6670120.1387 | 0 | 186127961.3103 |  | 10000000 | 42.2476 | 4405.6438 |  | 98.7955
1 | 4300 | 707 | 0.035 | 15 | 15 | 7 | 1e-13 | 0 | Water | Porous | Wet | R245fa | MinimizeLCOE | IgnoreSilica | 0 | 0 | 0 | 4 |  |  |  |  | 0 | 0 | 2969356864.5072 | 3558.7433 | 78.7285 | 3635.8675 | 25666.8831 | 24077.0464 | 15258.0383 | 0 | 28187.3698 | 73337.7542 | 50054.5242 | 223854.9554 | 3144235.0165 | 29846491.9972 |  | 1478867.319 | 6851019.4693 | 0 |  |  | 100 | 0
1 | 4300 | 707 | 0.035 | 15 | 15 | 7 | 1.3335e-13 | 0 | Water | Porous | Wet | R245fa | MinimizeLCOE | IgnoreSilica | 0.82688 | 0.15235 | 0.0022058 | 4 | 4793650.138 |  | 107496.4378 |  | 103.0615 | -5.1724e-05 | 6169476577.0536 | 94961.8761 | 3295.1464 | 76729.961 | 56772.9556 | 24077.0464 | 58612.1087 | 0 | 122635.1468 | 319071.496 | 217772.8523 | 973928.5893 | 3144235.0165 | 29846491.9972 |  | 1478867.319 | 6851019.4693 | 0 | 42294542.3913 |  | 133.3521 | 0.008823 | 4793650.138 |  | 107496.4378
1 | 4300 | 707 | 0.035 | 15 | 15 | 7 | 1.7783e-13 | 0 | Water | Porous | Wet | R245fa | MinimizeLCOE | IgnoreSilica | 1.0658 | 0.23347 | 0.0075829 | 4 | 1404030.0749 |  | 31485.0328 |  | 112.8338 | -5.404e-05 | 11977407033.6396 | 135210.3326 | 5004.9124 | 107249.0524 | 71229.3206 | 24077.0464 | 65847.8388 | 0 | 159361.2162 | 414625.1952 | 282990.2154 | 1265595.13 | 3144235.0165 | 29846491.9972 |  | 1478867.319 | 6851019.4693 | 0 | 42586208.932 |  | 177.8279 | 0.030331 | 1404030.0749 |  | 31485.0328
1 | 4300 | 707 | 0.035 | 15 | 15 | 7 | 2.3714e-13 | 0 | Water | Porous | Wet | R245fa | MinimizeLCOE | IgnoreSilica | 1.3974 | 0.35506 | 0.016465 | 4 | 652750.3838 |  | 14637.7685 |  | 122.0528 | -5.7586e-05 | 16812154560.5689 | 189983.3576 | 7475.66 | 149073.1774 | 92582.1596 | 24077.0464 | 75663.1731 | 0 | 210153.2839 | 546775.7362 | 373185.6751 | 1668969.2692 | 3144235.0165 | 29846491.9972 |  | 1478867.319 | 6851019.4693 | 0 | 42989583.0712 |  | 237.1374 | 0.065859 | 652750.3838 |  | 14637.7685
1 | 4300 | 707 | 0.035 | 15 | 15 | 7 | 3.1623e-13 | 0 | Water | Porous | Wet | R245fa | MinimizeLCOE | IgnoreSilica | 1.8067 | 0.51364 | 0.029398 | 4 | 369693.1778 |  | 8290.2795 |  | 129.5456 | -5.9596e-05 | 20795907283.5927 | 254844.2469 | 10544.934 | 199321.3644 | 120327.4044 | 24077.0464 | 85575.1507 | 0 | 270929.1572 | 704902.0919 | 481110.162 | 2151631.5579 | 3144235.0165 | 29846491.9972 |  | 1478867.319 | 6851019.4693 | 0 | 43472245.3599 |  | 316.2278 | 0.11759 | 369693.1778 |  | 8290.2795
1 | 4300 | 707 | 0.035 | 15 | 15 | 7 | 4.217e-13 | 0 | Water | Porous | Wet | R245fa | MinimizeLCOE | IgnoreSilica | 2.3792 | 0.74404 | 0.048832 | 4 | 225915.7118 |  | 5066.1049 |  | 136.2448 | -6.2766e-05 | 23658556108.0902 | 340383.4601 | 14743.5856 | 266940.219 | 160744.3239 | 24077.0464 | 99346.4356 | 0 | 353431.6776 | 919556.7263 | 627616.3607 | 2806839.8352 | 3144235.0165 | 29846491.9972 |  | 1478867.319 | 6851019.4693 | 0 | 44127453.6372 |  | 421.6965 | 0.19533 | 225915.7118 |  | 5066.1049
1 | 4300 | 707 | 0.035 | 15 | 15 | 7 | 5.6234e-13 | 0 | Water | Porous | Wet | R245fa | MinimizeLCOE | IgnoreSilica | 3.1102 | 1.046 | 0.075588 | 4 | 148588.0589 |  | 3332.0511 |  | 141.5579 | -6.4772e-05 | 25837013066.3896 | 442141.9721 | 19874.0782 | 349341.3753 | 213994.6813 | 24077.0464 | 114531.3945 | 0 | 453944.6136 | 1181070.7677 | 806105.0675 | 3605080.9965 | 3144235.0165 | 29846491.9972 |  | 1478867.319 | 6851019.4693 | 0 | 44925694.7985 |  | 562.3413 | 0.30235 | 148588.0589 |  | 3332.0511
1 | 4300 | 707 | 0.035 | 15 | 15 | 7 | 7.4989e-13 | 0 | Water | Porous | Wet | R245fa | MinimizeLCOE | IgnoreSilica | 4.1043 | 1.4635 | 0.11321 | 4 | 101494.6665 |  | 2275.9932 |  | 145.965 | -6.7109e-05 | 27274759456.6288 | 570070.9029 | 26440.9167 | 455724.3843 | 288079.7084 | 24077.0464 | 134116.5415 | 0 | 584418.7051 | 1520537.5898 | 1037798.149 | 4641263.9441 | 3144235.0165 | 29846491.9972 |  | 1478867.319 | 6851019.4693 | 0 | 45961877.7461 |  | 749.8942 | 0.45285 | 101494.6665 |  | 2275.9932
1 | 4300 | 707 | 0.035 | 15 | 15 | 7 | 1e-12 | 0 | Water | Porous | Wet | R245fa | MinimizeLCOE | IgnoreSilica | 5.4079 | 2.017 | 0.16409 | 4 | 71989.4944 |  | 1614.3469 |  | 149.4228 | -6.8791e-05 | 28307764919.2188 | 724385.5822 | 34449.7755 | 587717.4289 | 386825.2405 | 24077.0464 | 157170.274 | 0 | 746703.8856 | 1942770.3402 | 1325980.6771 | 5930080.2504 | 3144235.0165 | 29846491.9972 |  | 1478867.319 | 6851019.4693 | 0 | 47250694.0524 |  | 1000 | 0.65636 | 71989.4944 |  | 1614.3469
1 | 4300 | 707 | 0.035 | 15 | 15 | 7 | 1.3335e-12 | 0 | Water | Porous | Wet | R245fa | MinimizeLCOE | IgnoreSilica | 7.14 | 2.7576 | 0.23286 | 4 | 52473.7298 |  | 1176.7106 |  | 152.1441 | -7.0184e-05 | 29003914911.0009 | 912615.3661 | 44272.2629 | 753421.7187 | 519504.5761 | 24077.0464 | 185213.7493 | 0 | 951250.8406 | 2474959.5588 | 1689210.7542 | 7554525.873 | 3144235.0165 | 29846491.9972 |  | 1478867.319 | 6851019.4693 | 0 | 48875139.6751 |  | 1333.5214 | 0.93142 | 52473.7298 |  | 1176.7106
1 | 4300 | 707 | 0.035 | 15 | 15 | 7 | 1.7783e-12 | 0 | Water | Porous | Wet | R245fa | MinimizeLCOE | IgnoreSilica | 9.4615 | 3.754 | 0.32581 | 4 | 39086.6648 |  | 876.5089 |  | 154.2771 | -7.1492e-05 | 29425969670.7414 | 1143842.2552 | 56362.3198 | 962917.0653 | 698594.8483 | 24077.0464 | 219970.8603 | 0 | 1211248.1142 | 3151419.132 | 2150908.3128 | 9619339.9543 | 3144235.0165 | 29846491.9972 |  | 1478867.319 | 6851019.4693 | 0 | 50939953.7563 |  | 1778.2794 | 1.3033 | 39086.6648 |  | 876.5089
1 | 4300 | 707 | 0.035 | 15 | 15 | 7 | 2.3714e-12 | 0 | Water | Porous | Wet | R245fa | MinimizeLCOE | IgnoreSilica | 12.5574 | 5.0862 | 0.45051 | 4 | 29717.3463 |  | 666.4043 |  | 155.9232 | -7.259e-05 | 29683595731.454 | 1426342.1418 | 71117.3842 | 1226377.7606 | 938563.7883 | 24077.0464 | 262502.2387 | 0 | 1540102.3404 | 4007030.3712 | 2734880.5646 | 12230993.636 | 3144235.0165 | 29846491.9972 |  | 1478867.319 | 6851019.4693 | 0 | 53551607.4381 |  | 2371.3737 | 1.802 | 29717.3463 |  | 666.4043
1 | 4300 | 707 | 0.035 | 15 | 15 | 7 | 3.1623e-12 | 0 | Water | Porous | Wet | R245fa | MinimizeLCOE | IgnoreSilica | 16.6453 | 6.848 | 0.6161 | 4 | 23058.0837 |  | 517.0719 |  | 157.1756 | -7.3289e-05 | 29880939601.7061 | 1768353.5687 | 88931.3155 | 1554511.1738 | 1256392.4096 | 24077.0464 | 313435.3329 | 0 | 1952223.3303 | 5079284.6494 | 3466716.1421 | 15503924.9687 | 3144235.0165 | 29846491.9972 |  | 1478867.319 | 6851019.4693 | 0 | 56824538.7707 |  | 3162.2777 | 2.4644 | 23058.0837 |  | 517.0719
1 | 4300 | 707 | 0.035 | 15 | 15 | 7 | 4.217e-12 | 0 | Water | Porous | Wet | R245fa | MinimizeLCOE | IgnoreSilica | 22.0969 | 9.1996 | 0.83718 | 4 | 18208.7275 |  | 408.3263 |  | 158.1352 | -7.393e-05 | 29976054278.9949 | 2186890.4605 | 110653.3021 | 1967296.4786 | 1680993.6368 | 24077.0464 | 376041.1852 | 0 | 2474921.3227 | 6439237.6055 | 4394911.9789 | 19655023.0167 | 3144235.0165 | 29846491.9972 |  | 1478867.319 | 6851019.4693 | 0 | 60975636.8187 |  | 4216.965 | 3.3487 | 18208.7275 |  | 408.3263
1 | 4300 | 707 | 0.035 | 15 | 15 | 7 | 5.6234e-12 | 0 | Water | Porous | Wet | R245fa | MinimizeLCOE | IgnoreSilica | 29.2984 | 12.3075 | 1.1297 | 4 | 14648.5982 |  | 328.4912 |  | 158.8626 | -7.4355e-05 | 30024777927.6396 | 2694740.5876 | 136903.8648 | 2481817.3628 | 2242475.8677 | 24077.0464 | 451638.1594 | 0 | 3132344.6266 | 8149718.1862 | 5562350.122 | 24876065.8236 | 3144235.0165 | 29846491.9972 |  | 1478867.319 | 6851019.4693 | 0 | 66196679.6256 |  | 5623.4133 | 4.519 | 14648.5982 |  | 328.4912
1 | 4300 | 707 | 0.035 | 15 | 15 | 7 | 7.4989e-12 | 0 | Water | Porous | Wet | R245fa | MinimizeLCOE | IgnoreSilica | 38.7453 | 16.3864 | 1.5142 | 4 | 12008.5596 |  | 269.289 |  | 159.4131 | -7.4564e-05 | 30040657188.1105 | 3307670.8932 | 168443.6827 | 3119280.3447 | 2979659.2923 | 24077.0464 | 542291.2179 | 0 | 3955154.7661 | 10290501.3876 | 7023478.6457 | 31410557.2765 | 3144235.0165 | 29846491.9972 |  | 1478867.319 | 6851019.4693 | 0 | 72731171.0786 |  | 7498.9421 | 6.0566 | 12008.5596 |  | 269.289
1 | 4300 | 707 | 0.035 | 15 | 15 | 7 | 1e-11 | 0 | Water | Porous | Wet | R245fa | MinimizeLCOE | IgnoreSilica | 51.0615 | 21.7069 | 2.0155 | 4 | 10032.1149 |  | 224.9677 |  | 159.8321 | -7.4651e-05 | 29991565540.6794 | 4044242.8398 | 206173.4569 | 3904983.2316 | 3941469.732 | 24077.0464 | 651094.2226 | 0 | 4981095.8064 | 12959789.5251 | 8845322.6479 | 39558248.5086 | 3144235.0165 | 29846491.9972 |  | 1478867.319 | 6851019.4693 | 0 | 80878862.3106 |  | 10000 | 8.062 | 10032.1149 |  | 224.9677
1 | 4300 | 707 | 0.035 | 15 | 15 | 7 | 1.3335e-11 | 0 | Water | Porous | Wet | R245fa | MinimizeLCOE | IgnoreSilica | 66.8085 | 28.5131 | 2.6572 | 4 | 8548.9674 |  | 191.7085 |  | 160.1529 | -7.4514e-05 | 29880113746.5489 | 4914515.885 | 250563.2258 | 4856007.4507 | 5172082.6238 | 24077.0464 | 779025.8142 | 0 | 6238546.0979 | 16231417.2449 | 11078275.7919 | 49544511.1805 | 3144235.0165 | 29846491.9972 |  | 1478867.319 | 6851019.4693 | 0 | 90865124.9825 |  | 13335.2143 | 10.6288 | 8548.9674 |  | 191.7085
1 | 4300 | 707 | 0.035 | 15 | 15 | 7 | 1.7783e-11 | 0 | Water | Porous | Wet | R245fa | MinimizeLCOE | IgnoreSilica | 86.3675 | 36.9737 | 3.4557 | 4 | 7436.4114 |  | 166.7597 |  | 160.4035 | -7.4065e-05 | 29685662420.6148 | 5917258.3645 | 301512.9596 | 5976972.6691 | 6702071.9434 | 24077.0464 | 925405.8769 | 0 | 7740446.5554 | 20139054.1532 | 13745318.2758 | 61472117.8443 | 3144235.0165 | 29846491.9972 |  | 1478867.319 | 6851019.4693 | 0 | 102792731.6463 |  | 17782.7941 | 13.8229 | 7436.4114 |  | 166.7597
1 | 4300 | 707 | 0.035 | 15 | 15 | 7 | 2.3714e-11 | 0 | Water | Porous | Wet | R245fa | MinimizeLCOE | IgnoreSilica | 109.7199 | 47.0879 | 4.4111 | 4 | 6605.0082 |  | 148.1157 |  | 160.6071 | -7.3275e-05 | 29369495529.5296 | 7033836.7755 | 358055.5145 | 7251586.9747 | 8531486.2102 | 24077.0464 | 1087609.7134 | 0 | 9471794.3715 | 24643666.0225 | 16819808.4371 | 75221921.0657 | 3144235.0165 | 29846491.9972 |  | 1478867.319 | 6851019.4693 | 0 | 116542534.8677 |  | 23713.7371 | 17.6446 | 6605.0082 |  | 148.1157
1 | 4300 | 707 | 0.035 | 15 | 15 | 7 | 3.1623e-11 | 0 | Water | Porous | Wet | R245fa | MinimizeLCOE | IgnoreSilica | 136.0728 | 58.5224 | 5.4928 | 4 | 5989.36 |  | 134.3099 |  | 160.7813 | -7.2078e-05 | 28913527222.4685 | 8217403.9782 | 417836.7543 | 8628000.3606 | 10600233.38 | 24077.0464 | 1258522.5764 | 0 | 11366968.8974 | 29574521.385 | 20185218.5409 | 90272782.9191 | 3144235.0165 | 29846491.9972 |  | 1478867.319 | 6851019.4693 | 0 | 131593396.7212 |  | 31622.7766 | 21.9712 | 5989.36 |  | 134.3099
1 | 4300 | 707 | 0.035 | 15 | 15 | 7 | 4.217e-11 | 0 | Water | Porous | Wet | R245fa | MinimizeLCOE | IgnoreSilica | 163.8459 | 70.6021 | 6.6381 | 4 | 5538.4841 |  | 124.1992 |  | 160.9373 | -7.0469e-05 | 28326703935.6906 | 9399358.2917 | 477440.4887 | 10024416.4453 | 12786455.1555 | 24077.0464 | 1427823.4684 | 0 | 13314432.6494 | 34641422.5882 | 23643482.7265 | 105738908.86 | 3144235.0165 | 29846491.9972 |  | 1478867.319 | 6851019.4693 | 0 | 147059522.662 |  | 42169.6503 | 26.5523 | 5538.4841 |  | 124.1992
1 | 4300 | 707 | 0.035 | 15 | 15 | 7 | 5.6234e-11 | 0 | Water | Porous | Wet | R245fa | MinimizeLCOE | IgnoreSilica | 191.1736 | 82.5217 | 7.7706 | 4 | 5211.2524 |  | 116.8611 |  | 161.0805 | -6.8595e-05 | 27634406240.937 | 10511936.2424 | 533517.1998 | 11355732.8689 | 14944560.5707 | 24077.0464 | 1586412.191 | 0 | 15192932.0865 | 39528892.7902 | 26979281.5668 | 120657342.5627 | 3144235.0165 | 29846491.9972 |  | 1478867.319 | 6851019.4693 | 0 | 161977956.3647 |  | 56234.1325 | 31.0823 | 5211.2524 |  | 116.8611
1 | 4300 | 707 | 0.035 | 15 | 15 | 7 | 7.4989e-11 | 0 | Water | Porous | Wet | R245fa | MinimizeLCOE | IgnoreSilica | 206.5861 | 89.2591 | 8.5491 | 4 | 4970.693 |  | 111.4666 |  | 161.1586 | -6.2088e-05 | 28529568540.9824 | 11121170.1549 | 564222.4184 | 12090899.5004 | 16164815.2405 | 24077.0464 | 1574697.6377 | 0 | 16200553.9793 | 42150518.2637 | 28768594.8215 | 128659549.0629 | 3144235.0165 | 29846491.9972 |  | 1478867.319 | 6851019.4693 | 0 | 169980162.8649 |  | 74989.4209 | 34.1965 | 4970.693 |  | 111.4666
1 | 4300 | 707 | 0.035 | 15 | 15 | 7 | 1e-10 | 0 | Water | Porous | Wet | R245fa | MinimizeLCOE | IgnoreSilica | 218.5009 | 94.4762 | 9.1892 | 4 | 4789.3992 |  | 107.4011 |  | 161.219 | -5.5566e-05 | 29405618145.7325 | 11584369.7139 | 587572.3043 | 12652488.8766 | 17109947.2692 | 24077.0464 | 1538847.1117 | 0 | 16963947.9056 | 44136712.6663 | 30124213.3135 | 134722176.2075 | 3144235.0165 | 29846491.9972 |  | 1478867.319 | 6851019.4693 | 0 | 176042790.0095 |  | 100000 | 36.7568 | 4789.3992 |  | 107.4011
1 | 4300 | 707 | 0.035 | 15 | 15 | 7 | 1.3335e-10 | 0 | Water | Porous | Wet | R245fa | MinimizeLCOE | IgnoreSilica | 228.0601 | 98.6679 | 9.7168 | 4 | 4653.0932 |  | 104.3445 |  | 161.2677 | -4.8121e-05 | 30112046576.5599 | 11951532.5557 | 606086.6076 | 13099156.3316 | 17869454.1405 | 24077.0464 | 1500149.9964 | 0 | 17569678.1045 | 45712698.3913 | 31199855.9541 | 139532689.1281 | 3144235.0165 | 29846491.9972 |  | 1478867.319 | 6851019.4693 | 0 | 180853302.9301 |  | 133352.1432 | 38.8673 | 4653.0932 |  | 104.3445
1 | 4300 | 707 | 0.035 | 15 | 15 | 7 | 1.7783e-10 | 0 | Water | Porous | Wet | R245fa | MinimizeLCOE | IgnoreSilica | 235.5534 | 101.9574 | 10.1405 | 4 | 4550.7648 |  | 102.0498 |  | 161.3063 | -4.3033e-05 | 30676942614.0677 | 12236751.218 | 620473.2222 | 13447015.7119 | 18465614.7222 | 24077.0464 | 1462469.3432 | 0 | 18039996.4929 | 46936370.3625 | 32035037.2184 | 143267805.3377 | 3144235.0165 | 29846491.9972 |  | 1478867.319 | 6851019.4693 | 0 | 184588419.1397 |  | 177827.941 | 40.5621 | 4550.7648 |  | 102.0498
1 | 4300 | 707 | 0.035 | 15 | 15 | 7 | 2.3714e-10 | 0 | Water | Porous | Wet | R245fa | MinimizeLCOE | IgnoreSilica | 241.3392 | 104.4998 | 10.4744 | 4 | 4474.0062 |  | 100.3285 |  | 161.3362 | -3.8767e-05 | 31123701052.3103 | 12455499.225 | 631510.0257 | 13714307.8718 | 18926426.1607 | 24077.0464 | 1428318.9425 | 0 | 18400254.3161 | 47873687.3194 | 32674775.3014 | 146128856.2089 | 3144235.0165 | 29846491.9972 |  | 1478867.319 | 6851019.4693 | 0 | 187449470.0109 |  | 237137.3706 | 41.8975 | 4474.0062 |  | 100.3285
1 | 4300 | 707 | 0.035 | 15 | 15 | 7 | 3.1623e-10 | 0 | Water | Porous | Wet | R245fa | MinimizeLCOE | IgnoreSilica | 245.7897 | 106.4568 | 10.7347 | 4 | 4416.4503 |  | 99.0378 |  | 161.3594 | -3.5182e-05 | 31469400465.7071 | 12622918.9144 | 639959.0831 | 13919166.2966 | 19281185.1287 | 24077.0464 | 1399272.7932 | 0 | 18675765.9123 | 48590511.9775 | 33164022.8598 | 148316880.012 | 3144235.0165 | 29846491.9972 |  | 1478867.319 | 6851019.4693 | 0 | 189637493.8141 |  | 316227.766 | 42.9389 | 4416.4503 |  | 99.0378
1 | 4300 | 707 | 0.035 | 15 | 15 | 7 | 4.217e-10 | 0 | Water | Porous | Wet | R245fa | MinimizeLCOE | IgnoreSilica | 249.1855 | 107.9509 | 10.9356 | 4 | 4373.2998 |  | 98.0702 |  | 161.3772 | -3.2795e-05 | 31735429805.0087 | 12750184.5542 | 646382.9503 | 14075053.1483 | 19552050.0583 | 24077.0464 | 1375314.8492 | 0 | 18884994.4166 | 49134881.627 | 33535566.3313 | 149978504.9815 | 3144235.0165 | 29846491.9972 |  | 1478867.319 | 6851019.4693 | 0 | 191299118.7835 |  | 421696.5034 | 43.7425 | 4373.2998 |  | 98.0702
1 | 4300 | 707 | 0.035 | 15 | 15 | 7 | 5.6234e-10 | 0 | Water | Porous | Wet | R245fa | MinimizeLCOE | IgnoreSilica | 251.7607 | 109.0845 | 11.0894 | 4 | 4340.9506 |  | 97.3448 |  | 161.3908 | -3.0821e-05 | 31939367440.9597 | 12846429.1424 | 651241.7383 | 14193033.8045 | 19757569.9036 | 24077.0464 | 1355985.1105 | 0 | 19043051.3307 | 49546113.2957 | 33816240.3951 | 151233741.767 | 3144235.0165 | 29846491.9972 |  | 1478867.319 | 6851019.4693 | 0 | 192554355.5691 |  | 562341.3252 | 44.3576 | 4340.9506 |  | 97.3448
1 | 4300 | 707 | 0.035 | 15 | 15 | 7 | 7.4989e-10 | 0 | Water | Porous | Wet | R245fa | MinimizeLCOE | IgnoreSilica | 253.7 | 109.9384 | 11.2063 | 4 | 4316.6987 |  | 96.8009 |  | 161.401 | -2.9163e-05 | 32096679805.9569 | 12918753.0235 | 654893.3418 | 14281742.6998 | 19912392.129 | 24077.0464 | 1340571.7573 | 0 | 19161647.6992 | 49854676.7189 | 34026841.2718 | 152175595.6878 | 3144235.0165 | 29846491.9972 |  | 1478867.319 | 6851019.4693 | 0 | 193496209.4898 |  | 749894.2093 | 44.825 | 4316.6987 |  | 96.8009
1 | 4300 | 707 | 0.035 | 15 | 15 | 7 | 1e-09 | 0 | Water | Porous | Wet | R245fa | MinimizeLCOE | IgnoreSilica | 255.1707 | 110.5862 | 11.2951 | 4 | 4298.5164 |  | 96.3932 |  | 161.4088 | -2.8408e-05 | 32213751347.3786 | 12973517.124 | 657658.6273 | 14348942.3142 | 20029841.5672 | 24077.0464 | 1328647.9194 | 0 | 19251446.9934 | 50088316.0621 | 34186304.9243 | 152888752.5783 | 3144235.0165 | 29846491.9972 |  | 1478867.319 | 6851019.4693 | 0 | 194209366.3803 |  | 1000000 | 45.1806 | 4298.5164 |  | 96.3932
1 | 4300 | 707 | 0.035 | 15 | 15 | 7 | 1.3335e-09 | 0 | Water | Porous | Wet | R245fa | MinimizeLCOE | IgnoreSilica | 256.2696 | 111.0703 | 11.3621 | 4 | 4284.8842 |  | 96.0875 |  | 161.4146 | -2.7182e-05 | 32304168516.6871 | 13014388.0282 | 659722.5141 | 14399110.2472 | 20117616.9227 | 24077.0464 | 1319307.719 | 0 | 19318346.7663 | 50262375.5481 | 34305104.1001 | 153420048.8921 | 3144235.0165 | 29846491.9972 |  | 1478867.319 | 6851019.4693 | 0 | 194740662.6941 |  | 1333521.4322 | 45.4483 | 4284.8842 |  | 96.0875
1 | 4300 | 707 | 0.035 | 15 | 15 | 7 | 1.7783e-09 | 0 | Water | Porous | Wet | R245fa | MinimizeLCOE | IgnoreSilica | 257.1003 | 111.4363 | 11.4127 | 4 | 4274.6631 |  | 95.8583 |  | 161.419 | -2.6751e-05 | 32371878874.4145 | 13045258.2355 | 661281.4794 | 14437011.5628 | 20183983.1766 | 24077.0464 | 1312201.0503 | 0 | 19368886.8949 | 50393870.5955 | 34394852.1719 | 153821422.2133 | 3144235.0165 | 29846491.9972 |  | 1478867.319 | 6851019.4693 | 0 | 195142036.0153 |  | 1778279.41 | 45.6509 | 4274.6631 |  | 95.8583
1 | 4300 | 707 | 0.035 | 15 | 15 | 7 | 2.3714e-09 | 0 | Water | Porous | Wet | R245fa | MinimizeLCOE | IgnoreSilica | 257.7265 | 111.7122 | 11.4509 | 4 | 4266.9992 |  | 95.6864 |  | 161.4223 | -2.6428e-05 | 32422673655.8618 | 13068514.1425 | 662455.9689 | 14465569.4051 | 20234018.7969 | 24077.0464 | 1306806.0539 | 0 | 19406962.1513 | 50492934.6025 | 34462465.3923 | 154123803.5598 | 3144235.0165 | 29846491.9972 |  | 1478867.319 | 6851019.4693 | 0 | 195444417.3618 |  | 2371373.7057 | 45.8037 | 4266.9992 |  | 95.6864
1 | 4300 | 707 | 0.035 | 15 | 15 | 7 | 3.1623e-09 | 0 | Water | Porous | Wet | R245fa | MinimizeLCOE | IgnoreSilica | 258.1844 | 111.914 | 11.4793 | 4 | 4261.2526 |  | 95.5576 |  | 161.4247 | -2.618e-05 | 32462690259.5084 | 13085508.2735 | 663314.2258 | 14486440.9841 | 20270603.567 | 24077.0464 | 1302532.5826 | 0 | 19434665.9049 | 50565014.0865 | 34511661.1212 | 154343817.7919 | 3144235.0165 | 29846491.9972 |  | 1478867.319 | 6851019.4693 | 0 | 195664431.5939 |  | 3162277.6602 | 45.9171 | 4261.2526 |  | 95.5576
1 | 4300 | 707 | 0.035 | 15 | 15 | 7 | 4.217e-09 | 0 | Water | Porous | Wet | R245fa | MinimizeLCOE | IgnoreSilica | 258.5204 | 112.0621 | 11.5003 | 4 | 4256.9436 |  | 95.4609 |  | 161.4265 | -2.5991e-05 | 32487076149.6148 | 13097974.9422 | 663943.8322 | 14501753.7831 | 20297453.2397 | 24077.0464 | 1299189.5387 | 0 | 19454913.0291 | 50617692.9503 | 34547615.5282 | 154504613.8898 | 3144235.0165 | 29846491.9972 |  | 1478867.319 | 6851019.4693 | 0 | 195825227.6918 |  | 4216965.0343 | 46.0014 | 4256.9436 |  | 95.4609
1 | 4300 | 707 | 0.035 | 15 | 15 | 7 | 5.6234e-09 | 0 | Water | Porous | Wet | R245fa | MinimizeLCOE | IgnoreSilica | 258.8176 | 112.1931 | 11.5176 | 4 | 4253.7125 |  | 95.3885 |  | 161.4281 | -2.5215e-05 | 32510969513.9765 | 13109004.2828 | 664500.9401 | 14515301.0002 | 20321214.0352 | 24077.0464 | 1297296.2183 | 0 | 19473243.474 | 50665385.0078 | 34580166.3374 | 154650188.3421 | 3144235.0165 | 29846491.9972 |  | 1478867.319 | 6851019.4693 | 0 | 195970802.1441 |  | 5623413.2519 | 46.0705 | 4253.7125 |  | 95.3885
1 | 4300 | 707 | 0.035 | 15 | 15 | 7 | 7.4989e-09 | 0 | Water | Porous | Wet | R245fa | MinimizeLCOE | IgnoreSilica | 259.0151 | 112.2801 | 11.5298 | 4 | 4251.2895 |  | 95.3341 |  | 161.4292 | -2.5112e-05 | 32527426511.8306 | 13116326.5561 | 664870.7648 | 14524295.9711 | 20336993.367 | 24077.0464 | 1295508.3319 | 0 | 19485208.0945 | 50696514.4961 | 34601412.8528 | 154745207.4806 | 3144235.0165 | 29846491.9972 |  | 1478867.319 | 6851019.4693 | 0 | 196065821.2826 |  | 7498942.0933 | 46.1191 | 4251.2895 |  | 95.3341
1 | 4300 | 707 | 0.035 | 15 | 15 | 7 | 1e-08 | 0 | Water | Porous | Wet | R245fa | MinimizeLCOE | IgnoreSilica | 259.1466 | 112.3381 | 11.5384 | 4 | 4249.4727 |  | 95.2934 |  | 161.4299 | -2.5028e-05 | 32542126636.3384 | 13121202.1184 | 665116.9875 | 14530285.9576 | 20347502.3835 | 24077.0464 | 1293929.7684 | 0 | 19493024.5621 | 50716851.3414 | 34615293.1676 | 154807283.3328 | 3144235.0165 | 29846491.9972 |  | 1478867.319 | 6851019.4693 | 0 | 196127897.1348 |  | 10000000 | 46.1535 | 4249.4727 |  | 95.2934
1 | 4400 | 707 | 0.035 | 15 | 15 | 7 | 1e-13 | 0 | Water | Porous | Wet | R245fa | MinimizeLCOE | IgnoreSilica | 0 | 0 | 0 | 4 |  |  |  |  | 0 | 0 | 2626238248.9725 | 3568.4835 | 78.9651 | 3645.4448 | 25670.963 | 24077.0464 | 14921.9605 | 0 | 28065.5167 | 73020.7173 | 49838.14 | 222887.2373 | 3144235.0165 | 30762708.832 |  | 1478867.319 | 7034262.8363 | 0 |  |  | 100 | 0
1 | 4400 | 707 | 0.035 | 15 | 15 | 7 | 1.3335e-13 | 0 | Water | Porous | Wet | R245fa | MinimizeLCOE | IgnoreSilica | 0.8417 | 0.16039 | 0.0029995 | 4 | 3619094.4306 |  | 81157.3119 |  | 104.883 | -5.1581e-05 | 7954787103.058 | 99525.8536 | 3494.4481 | 79852.3996 | 58077.1074 | 24077.0464 | 58562.8358 | 0 | 126199.9794 | 328346.4593 | 224103.2053 | 1002239.335 | 3144235.0165 | 30762708.832 |  | 1478867.319 | 7034262.8363 | 0 | 43422313.3387 |  | 133.3521 | 0.011998 | 3619094.4306 |  | 81157.3119
1 | 4400 | 707 | 0.035 | 15 | 15 | 7 | 1.7783e-13 | 0 | Water | Porous | Wet | R245fa | MinimizeLCOE | IgnoreSilica | 1.1047 | 0.25323 | 0.0092274 | 4 | 1185447.6144 |  | 26583.3743 |  | 115.5687 | -5.5606e-05 | 14061329266.1195 | 145224.8828 | 5471.7177 | 114242.14 | 74472.6185 | 24077.0464 | 67265.4531 | 0 | 167994.0048 | 437085.9402 | 298320.1354 | 1334153.939 | 3144235.0165 | 30762708.832 |  | 1478867.319 | 7034262.8363 | 0 | 43754227.9427 |  | 177.8279 | 0.036909 | 1185447.6144 |  | 26583.3743
1 | 4400 | 707 | 0.035 | 15 | 15 | 7 | 2.3714e-13 | 0 | Water | Porous | Wet | R245fa | MinimizeLCOE | IgnoreSilica | 1.4363 | 0.37977 | 0.019024 | 4 | 580395.4022 |  | 13015.2257 |  | 124.6601 | -5.8706e-05 | 19196477361.7076 | 201727.3593 | 8074.2224 | 157048.7717 | 96551.4825 | 24077.0464 | 76492.4723 | 0 | 219948.8283 | 572261.7334 | 390580.3919 | 1746762.308 | 3144235.0165 | 30762708.832 |  | 1478867.319 | 7034262.8363 | 0 | 44166836.3118 |  | 237.1374 | 0.076098 | 580395.4022 |  | 13015.2257
1 | 4400 | 707 | 0.035 | 15 | 15 | 7 | 3.1623e-13 | 0 | Water | Porous | Wet | R245fa | MinimizeLCOE | IgnoreSilica | 1.8604 | 0.55069 | 0.033478 | 4 | 333658.0199 |  | 7482.1999 |  | 132.3464 | -6.1119e-05 | 23360510941.0353 | 271103.3918 | 11428.896 | 210359.9391 | 126340.0334 | 24077.0464 | 86726.2865 | 0 | 284713.8814 | 740767.1164 | 505588.7782 | 2261105.3692 | 3144235.0165 | 30762708.832 |  | 1478867.319 | 7034262.8363 | 0 | 44681179.3729 |  | 316.2278 | 0.13391 | 333658.0199 |  | 7482.1999
1 | 4400 | 707 | 0.035 | 15 | 15 | 7 | 4.217e-13 | 0 | Water | Porous | Wet | R245fa | MinimizeLCOE | IgnoreSilica | 2.4329 | 0.79035 | 0.054659 | 4 | 207438.675 |  | 4651.7618 |  | 139.0046 | -6.394e-05 | 26469728577.4346 | 359513.1485 | 15867.4912 | 279650.16 | 168311.2286 | 24077.0464 | 99790.9193 | 0 | 369411.8977 | 961133.981 | 655993.6914 | 2933749.5641 | 3144235.0165 | 30762708.832 |  | 1478867.319 | 7034262.8363 | 0 | 45353823.5678 |  | 421.6965 | 0.21864 | 207438.675 |  | 4651.7618
1 | 4400 | 707 | 0.035 | 15 | 15 | 7 | 5.6234e-13 | 0 | Water | Porous | Wet | R245fa | MinimizeLCOE | IgnoreSilica | 3.1834 | 1.1127 | 0.084276 | 4 | 137045.3785 |  | 3073.2093 |  | 144.4517 | -6.6288e-05 | 28772273694.6901 | 467624.8207 | 21449.9476 | 366376.8969 | 225187.317 | 24077.0464 | 115219.149 | 0 | 475774.7193 | 1237868.2247 | 844870.499 | 3778448.6206 | 3144235.0165 | 30762708.832 |  | 1478867.319 | 7034262.8363 | 0 | 46198522.6244 |  | 562.3413 | 0.3371 | 137045.3785 |  | 3073.2093
1 | 4400 | 707 | 0.035 | 15 | 15 | 7 | 7.4989e-13 | 0 | Water | Porous | Wet | R245fa | MinimizeLCOE | IgnoreSilica | 4.1969 | 1.5556 | 0.12573 | 4 | 94023.4498 |  | 2108.453 |  | 148.9383 | -6.8806e-05 | 30312031893.0751 | 602695.2229 | 28560.4058 | 477597.8688 | 303932.128 | 24077.0464 | 134808.2441 | 0 | 612951.6572 | 1594774.4784 | 1088466.3509 | 4867863.4025 | 3144235.0165 | 30762708.832 |  | 1478867.319 | 7034262.8363 | 0 | 47287937.4063 |  | 749.8942 | 0.50294 | 94023.4498 |  | 2108.453
1 | 4400 | 707 | 0.035 | 15 | 15 | 7 | 1e-12 | 0 | Water | Porous | Wet | R245fa | MinimizeLCOE | IgnoreSilica | 5.5199 | 2.1402 | 0.18158 | 4 | 66963.6159 |  | 1501.6428 |  | 152.4508 | -7.0546e-05 | 31446098584.8349 | 765031.9881 | 37210.1356 | 615016.6497 | 408569.2729 | 24077.0464 | 157642.4277 | 0 | 782943.533 | 2037058.469 | 1390334.2624 | 6217883.7848 | 3144235.0165 | 30762708.832 |  | 1478867.319 | 7034262.8363 | 0 | 48637957.7885 |  | 1000 | 0.72633 | 66963.6159 |  | 1501.6428
1 | 4400 | 707 | 0.035 | 15 | 15 | 7 | 1.3335e-12 | 0 | Water | Porous | Wet | R245fa | MinimizeLCOE | IgnoreSilica | 7.3032 | 2.9334 | 0.25788 | 4 | 48826.8794 |  | 1094.9309 |  | 155.2538 | -7.2348e-05 | 32145638873.8162 | 965944.5699 | 47986.9218 | 789961.2176 | 551324.6307 | 24077.0464 | 186408.7009 | 0 | 1000624.204 | 2603418.9227 | 1776886.9096 | 7946633.1237 | 3144235.0165 | 30762708.832 |  | 1478867.319 | 7034262.8363 | 0 | 50366707.1274 |  | 1333.5214 | 1.0315 | 48826.8794 |  | 1094.9309
1 | 4400 | 707 | 0.035 | 15 | 15 | 7 | 1.7783e-12 | 0 | Water | Porous | Wet | R245fa | MinimizeLCOE | IgnoreSilica | 9.681 | 3.9957 | 0.36067 | 4 | 36427.7709 |  | 816.8839 |  | 157.4343 | -7.3879e-05 | 32586026632.4169 | 1211485.9263 | 61187.3276 | 1010028.9395 | 743255.3435 | 24077.0464 | 221609.9727 | 0 | 1275941.3768 | 3319737.7309 | 2265789.2152 | 10133112.8789 | 3144235.0165 | 30762708.832 |  | 1478867.319 | 7034262.8363 | 0 | 52553186.8826 |  | 1778.2794 | 1.4427 | 36427.7709 |  | 816.8839
1 | 4400 | 707 | 0.035 | 15 | 15 | 7 | 2.3714e-12 | 0 | Water | Porous | Wet | R245fa | MinimizeLCOE | IgnoreSilica | 12.8131 | 5.3982 | 0.49729 | 4 | 27792.8049 |  | 623.2469 |  | 159.1002 | -7.4861e-05 | 32921246637.6577 | 1507975.1865 | 77120.9742 | 1283404.7117 | 997368.811 | 24077.0464 | 263474.4254 | 0 | 1619834.2505 | 4214476.4462 | 2876466.7734 | 12864198.6253 | 3144235.0165 | 30762708.832 |  | 1478867.319 | 7034262.8363 | 0 | 55284272.629 |  | 2371.3737 | 1.9892 | 27792.8049 |  | 623.2469
1 | 4400 | 707 | 0.035 | 15 | 15 | 7 | 3.1623e-12 | 0 | Water | Porous | Wet | R245fa | MinimizeLCOE | IgnoreSilica | 16.9937 | 7.2732 | 0.68018 | 4 | 21592.8618 |  | 484.2147 |  | 160.3841 | -7.5737e-05 | 33113070368.9269 | 1870960.9835 | 96578.8692 | 1627626.7382 | 1337691.93 | 24077.0464 | 314962.6735 | 0 | 2056040.3139 | 5349395.145 | 3651072.1055 | 16328405.8052 | 3144235.0165 | 30762708.832 |  | 1478867.319 | 7034262.8363 | 0 | 58748479.809 |  | 3162.2777 | 2.7207 | 21592.8618 |  | 484.2147
1 | 4400 | 707 | 0.035 | 15 | 15 | 7 | 4.217e-12 | 0 | Water | Porous | Wet | R245fa | MinimizeLCOE | IgnoreSilica | 22.5574 | 9.7708 | 0.924 | 4 | 17081.6513 |  | 383.0519 |  | 161.3653 | -7.6476e-05 | 33213314925.8107 | 2314272.8299 | 120258.2176 | 2059757.5329 | 1791544.1048 | 24077.0464 | 377954.5091 | 0 | 2608267.0539 | 6786175.8451 | 4631704.4562 | 20714011.5959 | 3144235.0165 | 30762708.832 |  | 1478867.319 | 7034262.8363 | 0 | 63134085.5996 |  | 4216.965 | 3.696 | 17081.6513 |  | 383.0519
1 | 4400 | 707 | 0.035 | 15 | 15 | 7 | 5.6234e-12 | 0 | Water | Porous | Wet | R245fa | MinimizeLCOE | IgnoreSilica | 29.8831 | 13.0612 | 1.2459 | 4 | 13772.3977 |  | 308.8427 |  | 162.1075 | -7.6905e-05 | 33282254373.4552 | 2850575.7689 | 148784.6504 | 2596752.7664 | 2389918.3277 | 24077.0464 | 453496.9661 | 0 | 3300806.1551 | 8588020.5271 | 5861500.4759 | 26213932.6841 | 3144235.0165 | 30762708.832 |  | 1478867.319 | 7034262.8363 | 0 | 68634006.6878 |  | 5623.4133 | 4.9834 | 13772.3977 |  | 308.8427
1 | 4400 | 707 | 0.035 | 15 | 15 | 7 | 7.4989e-12 | 0 | Water | Porous | Wet | R245fa | MinimizeLCOE | IgnoreSilica | 39.5347 | 17.3979 | 1.6701 | 4 | 11309.4246 |  | 253.6111 |  | 162.6719 | -7.7228e-05 | 33282521775.7639 | 3500716.8937 | 183217.042 | 3264855.2702 | 3178907.7193 | 24077.0464 | 545085.7258 | 0 | 4171775.282 | 10854103.5349 | 7408148.6921 | 33130887.2064 | 3144235.0165 | 30762708.832 |  | 1478867.319 | 7034262.8363 | 0 | 75550961.2101 |  | 7498.9421 | 6.6804 | 11309.4246 |  | 253.6111
1 | 4400 | 707 | 0.035 | 15 | 15 | 7 | 1e-11 | 0 | Water | Porous | Wet | R245fa | MinimizeLCOE | IgnoreSilica | 52.058 | 23.0279 | 2.2213 | 4 | 9469.2993 |  | 212.3467 |  | 163.0997 | -7.7307e-05 | 33242524492.1726 | 4278409.2255 | 224213.2338 | 4084469.3458 | 4203522.4837 | 24077.0464 | 653933.8024 | 0 | 5252763.8036 | 13666613.9271 | 9327744.8261 | 41715747.6943 | 3144235.0165 | 30762708.832 |  | 1478867.319 | 7034262.8363 | 0 | 84135821.698 |  | 10000 | 8.8851 | 9469.2993 |  | 212.3467
1 | 4400 | 707 | 0.035 | 15 | 15 | 7 | 1.3335e-11 | 0 | Water | Porous | Wet | R245fa | MinimizeLCOE | IgnoreSilica | 68.0265 | 30.2104 | 2.9251 | 4 | 8088.1336 |  | 181.3744 |  | 163.4272 | -7.7126e-05 | 33139922772.6964 | 5195130.0624 | 272333.4128 | 5074050.7335 | 5511013.496 | 24077.0464 | 781442.0761 | 0 | 6574638.2626 | 17105860.1155 | 11675101.0191 | 52213646.2243 | 3144235.0165 | 30762708.832 |  | 1478867.319 | 7034262.8363 | 0 | 94633720.228 |  | 13335.2143 | 11.7003 | 8088.1336 |  | 181.3744
1 | 4400 | 707 | 0.035 | 15 | 15 | 7 | 1.7783e-11 | 0 | Water | Porous | Wet | R245fa | MinimizeLCOE | IgnoreSilica | 87.8562 | 39.1378 | 3.8002 | 4 | 7050.8438 |  | 158.1135 |  | 163.6836 | -7.6678e-05 | 32939545592.9183 | 6251592.4214 | 327566.4619 | 6240589.0761 | 7136528.4963 | 24077.0464 | 927855.5593 | 0 | 8154201.5339 | 21215559.7345 | 14480055.455 | 64758025.7848 | 3144235.0165 | 30762708.832 |  | 1478867.319 | 7034262.8363 | 0 | 107178099.7885 |  | 17782.7941 | 15.2007 | 7050.8438 |  | 158.1135
1 | 4400 | 707 | 0.035 | 15 | 15 | 7 | 2.3714e-11 | 0 | Water | Porous | Wet | R245fa | MinimizeLCOE | IgnoreSilica | 111.3905 | 49.7467 | 4.8417 | 4 | 6276.69 |  | 140.7532 |  | 163.8915 | -7.5815e-05 | 32630875415.9663 | 7421567.3699 | 388529.1054 | 7559523.3141 | 9068801.5063 | 24077.0464 | 1088645.817 | 0 | 9964946.222 | 25926745.9781 | 17695536.8714 | 79138373.2305 | 3144235.0165 | 30762708.832 |  | 1478867.319 | 7034262.8363 | 0 | 121558447.2342 |  | 23713.7371 | 19.3666 | 6276.69 |  | 140.7532
1 | 4400 | 707 | 0.035 | 15 | 15 | 7 | 3.1623e-11 | 0 | Water | Porous | Wet | R245fa | MinimizeLCOE | IgnoreSilica | 137.822 | 61.6826 | 6.0153 | 4 | 5703.5327 |  | 127.9003 |  | 164.069 | -7.4532e-05 | 32185078213.6145 | 8656686.5898 | 452734.5417 | 8977540.4322 | 11243636.2504 | 24077.0464 | 1257308.2162 | 0 | 11938673.3999 | 31061979.2279 | 21200439.0829 | 94813074.7873 | 3144235.0165 | 30762708.832 |  | 1478867.319 | 7034262.8363 | 0 | 137233148.791 |  | 31622.7766 | 24.0611 | 5703.5327 |  | 127.9003
1 | 4400 | 707 | 0.035 | 15 | 15 | 7 | 4.217e-11 | 0 | Water | Porous | Wet | R245fa | MinimizeLCOE | IgnoreSilica | 165.5199 | 74.2192 | 7.2511 | 4 | 5283.9106 |  | 118.4904 |  | 164.2274 | -7.2828e-05 | 31613331890.5922 | 9884058.0647 | 516457.1091 | 10408521.1258 | 13529033.2243 | 24077.0464 | 1423352.7061 | 0 | 13956344.7177 | 36311546.1156 | 24783376.3516 | 110836766.4611 | 3144235.0165 | 30762708.832 |  | 1478867.319 | 7034262.8363 | 0 | 153256840.4649 |  | 42169.6503 | 29.0044 | 5283.9106 |  | 118.4904
1 | 4400 | 707 | 0.035 | 15 | 15 | 7 | 5.6234e-11 | 0 | Water | Porous | Wet | R245fa | MinimizeLCOE | IgnoreSilica | 192.589 | 86.5062 | 8.4656 | 4 | 4979.4583 |  | 111.6631 |  | 164.3717 | -7.0843e-05 | 30948169788.6823 | 11032495.952 | 576056.356 | 11764339.3925 | 15770304.4829 | 24077.0464 | 1577434.1513 | 0 | 15890435.8786 | 41343654.5796 | 28217893.7777 | 126196691.6171 | 3144235.0165 | 30762708.832 |  | 1478867.319 | 7034262.8363 | 0 | 168616765.6208 |  | 56234.1325 | 33.8625 | 4979.4583 |  | 111.6631
1 | 4400 | 707 | 0.035 | 15 | 15 | 7 | 7.4989e-11 | 0 | Water | Porous | Wet | R245fa | MinimizeLCOE | IgnoreSilica | 213.254 | 95.9122 | 9.4585 | 4 | 4758.973 |  | 106.7188 |  | 164.4797 | -6.6759e-05 | 30940805467.229 | 11881661.0573 | 620134.4326 | 12775990.5346 | 17487088.5991 | 24077.0464 | 1647591.3285 | 0 | 17330251.7694 | 45089760.1806 | 30774687.8252 | 137631242.7738 | 3144235.0165 | 30762708.832 |  | 1478867.319 | 7034262.8363 | 0 | 180051316.7775 |  | 74989.4209 | 37.8341 | 4758.973 |  | 106.7188
1 | 4400 | 707 | 0.035 | 15 | 15 | 7 | 1e-10 | 0 | Water | Porous | Wet | R245fa | MinimizeLCOE | IgnoreSilica | 225.0781 | 101.3042 | 10.1378 | 4 | 4594.2857 |  | 103.0257 |  | 164.5407 | -5.8475e-05 | 31839423255.4137 | 12358179.3593 | 644875.3105 | 13346822.0483 | 18471622.4848 | 24077.0464 | 1609457.4528 | 0 | 18117463.1438 | 47137922.6974 | 32172600.8284 | 143883020.3716 | 3144235.0165 | 30762708.832 |  | 1478867.319 | 7034262.8363 | 0 | 186303094.3753 |  | 100000 | 40.551 | 4594.2857 |  | 103.0257
1 | 4400 | 707 | 0.035 | 15 | 15 | 7 | 1.3335e-10 | 0 | Water | Porous | Wet | R245fa | MinimizeLCOE | IgnoreSilica | 234.4844 | 105.5997 | 10.6936 | 4 | 4470.4704 |  | 100.2492 |  | 164.5896 | -5.1404e-05 | 32569364692.9104 | 12732930.8766 | 664340.7264 | 13797183.4256 | 19256191.618 | 24077.0464 | 1568403.072 | 0 | 18736819.4383 | 48749360.7283 | 33272440.3963 | 148801747.3278 | 3144235.0165 | 30762708.832 |  | 1478867.319 | 7034262.8363 | 0 | 191221821.3315 |  | 133352.1432 | 42.7744 | 4470.4704 |  | 100.2492
1 | 4400 | 707 | 0.035 | 15 | 15 | 7 | 1.7783e-10 | 0 | Water | Porous | Wet | R245fa | MinimizeLCOE | IgnoreSilica | 241.8534 | 108.9688 | 11.1388 | 4 | 4377.5185 |  | 98.1648 |  | 164.6282 | -4.5405e-05 | 33149025612.0643 | 13024010.2616 | 679466.1019 | 14147822.7824 | 19871707.2069 | 24077.0464 | 1529275.1897 | 0 | 19217779.8497 | 50000721.0602 | 34126519.5357 | 152621379.0345 | 3144235.0165 | 30762708.832 |  | 1478867.319 | 7034262.8363 | 0 | 195041453.0382 |  | 177827.941 | 44.5553 | 4377.5185 |  | 98.1648
1 | 4400 | 707 | 0.035 | 15 | 15 | 7 | 2.3714e-10 | 0 | Water | Porous | Wet | R245fa | MinimizeLCOE | IgnoreSilica | 247.5413 | 111.5717 | 11.489 | 4 | 4307.7913 |  | 96.6012 |  | 164.6582 | -4.0975e-05 | 33605087791.5334 | 13247255.7897 | 691070.6552 | 14417222.9092 | 20347348.0968 | 24077.0464 | 1494275.994 | 0 | 19586287.6916 | 50959502.8734 | 34780907.8242 | 155547948.8803 | 3144235.0165 | 30762708.832 |  | 1478867.319 | 7034262.8363 | 0 | 197968022.884 |  | 237137.3706 | 45.9558 | 4307.7913 |  | 96.6012
1 | 4400 | 707 | 0.035 | 15 | 15 | 7 | 3.1623e-10 | 0 | Water | Porous | Wet | R245fa | MinimizeLCOE | IgnoreSilica | 251.9117 | 113.5732 | 11.7615 | 4 | 4255.5055 |  | 95.4287 |  | 164.6814 | -3.7938e-05 | 33957282209.5181 | 13417975.1018 | 699947.4333 | 14623506.8863 | 20713140.7994 | 24077.0464 | 1464701.233 | 0 | 19867905.9151 | 51692215.7231 | 35280999.3999 | 157784469.5383 | 3144235.0165 | 30762708.832 |  | 1478867.319 | 7034262.8363 | 0 | 200204543.542 |  | 316227.766 | 47.046 | 4255.5055 |  | 95.4287
1 | 4400 | 707 | 0.035 | 15 | 15 | 7 | 4.217e-10 | 0 | Water | Porous | Wet | R245fa | MinimizeLCOE | IgnoreSilica | 255.2218 | 115.0899 | 11.9708 | 4 | 4216.3047 |  | 94.5496 |  | 164.6991 | -3.545e-05 | 34231115996.8454 | 13546817.9849 | 706648.3174 | 14779342.5202 | 20990379.9507 | 24077.0464 | 1440103.0762 | 0 | 20080073.8693 | 52244233.2184 | 35657762.6832 | 159469438.6665 | 3144235.0165 | 30762708.832 |  | 1478867.319 | 7034262.8363 | 0 | 201889512.6703 |  | 421696.5034 | 47.883 | 4216.3047 |  | 94.5496
1 | 4400 | 707 | 0.035 | 15 | 15 | 7 | 5.6234e-10 | 0 | Water | Porous | Wet | R245fa | MinimizeLCOE | IgnoreSilica | 257.7387 | 116.2437 | 12.131 | 4 | 4186.9154 |  | 93.8906 |  | 164.7126 | -3.3401e-05 | 34438861575.2498 | 13644528.8055 | 711731.0268 | 14897609.0744 | 21201298.0438 | 24077.0464 | 1420457.4098 | 0 | 20240883.5486 | 52662627.0174 | 35943325.0481 | 160746537.0209 | 3144235.0165 | 30762708.832 |  | 1478867.319 | 7034262.8363 | 0 | 203166611.0246 |  | 562341.3252 | 48.5242 | 4186.9154 |  | 93.8906
1 | 4400 | 707 | 0.035 | 15 | 15 | 7 | 7.4989e-10 | 0 | Water | Porous | Wet | R245fa | MinimizeLCOE | IgnoreSilica | 259.6413 | 117.1162 | 12.253 | 4 | 4164.8819 |  | 93.3965 |  | 164.7228 | -3.1687e-05 | 34598219169.4628 | 13718243.6734 | 715566.0661 | 14986879.6851 | 21360797.8278 | 24077.0464 | 1404952.8712 | 0 | 20362101.6963 | 52978011.7725 | 36158581.624 | 161709212.2629 | 3144235.0165 | 30762708.832 |  | 1478867.319 | 7034262.8363 | 0 | 204129286.2667 |  | 749894.2093 | 49.012 | 4164.8819 |  | 93.3965
1 | 4400 | 707 | 0.035 | 15 | 15 | 7 | 1e-09 | 0 | Water | Porous | Wet | R245fa | MinimizeLCOE | IgnoreSilica | 261.0614 | 117.7675 | 12.3449 | 4 | 4148.3624 |  | 93.026 |  | 164.7304 | -3.0224e-05 | 34720752919.8677 | 13773182.5495 | 718424.5603 | 15053439.1492 | 21479882.9105 | 24077.0464 | 1392657.9431 | 0 | 20452249.022 | 53212556.6221 | 36318663.3033 | 162425133.1063 | 3144235.0165 | 30762708.832 |  | 1478867.319 | 7034262.8363 | 0 | 204845207.1101 |  | 1000000 | 49.3798 | 4148.3624 |  | 93.026
1 | 4400 | 707 | 0.035 | 15 | 15 | 7 | 1.3335e-09 | 0 | Water | Porous | Wet | R245fa | MinimizeLCOE | IgnoreSilica | 262.148 | 118.2661 | 12.415 | 4 | 4135.9766 |  | 92.7483 |  | 164.7363 | -2.9631e-05 | 34810928558.9384 | 13815177.9187 | 720609.8177 | 15104332.0755 | 21571032.6233 | 24077.0464 | 1383423.2837 | 0 | 20521274.5785 | 53392146.9609 | 36441237.3997 | 162973311.7044 | 3144235.0165 | 30762708.832 |  | 1478867.319 | 7034262.8363 | 0 | 205393385.7081 |  | 1333521.4322 | 49.6602 | 4135.9766 |  | 92.7483
1 | 4400 | 707 | 0.035 | 15 | 15 | 7 | 1.7783e-09 | 0 | Water | Porous | Wet | R245fa | MinimizeLCOE | IgnoreSilica | 262.9593 | 118.6383 | 12.4677 | 4 | 4126.6899 |  | 92.54 |  | 164.7407 | -2.9182e-05 | 34879890408.6533 | 13846503.8124 | 722239.9734 | 15142303.7056 | 21639093.0086 | 24077.0464 | 1376258.4636 | 0 | 20572685.6439 | 53525908.0073 | 36532532.0624 | 163381601.7236 | 3144235.0165 | 30762708.832 |  | 1478867.319 | 7034262.8363 | 0 | 205801675.7274 |  | 1778279.41 | 49.8709 | 4126.6899 |  | 92.54
1 | 4400 | 707 | 0.035 | 15 | 15 | 7 | 2.3714e-09 | 0 | Water | Porous | Wet | R245fa | MinimizeLCOE | IgnoreSilica | 263.5707 | 118.9189 | 12.5075 | 4 | 4119.7266 |  | 92.3839 |  | 164.744 | -2.818e-05 | 34931622046.469 | 13870097.7974 | 723467.8343 | 15170907.874 | 21690393.0406 | 24077.0464 | 1370822.6677 | 0 | 20611408.8416 | 53626657.8245 | 36601295.8829 | 163689128.8095 | 3144235.0165 | 30762708.832 |  | 1478867.319 | 7034262.8363 | 0 | 206109202.8132 |  | 2371373.7057 | 50.0298 | 4119.7266 |  | 92.3839
1 | 4400 | 707 | 0.035 | 15 | 15 | 7 | 3.1623e-09 | 0 | Water | Porous | Wet | R245fa | MinimizeLCOE | IgnoreSilica | 264.0239 | 119.1269 | 12.5371 | 4 | 4114.5053 |  | 92.2668 |  | 164.7464 | -2.7924e-05 | 34971431832.7274 | 13887578.959 | 724377.5964 | 15192103.9846 | 21728423.5021 | 24077.0464 | 1366609.9866 | 0 | 20640036.7192 | 53701141.6898 | 36652132.6514 | 163916482.1354 | 3144235.0165 | 30762708.832 |  | 1478867.319 | 7034262.8363 | 0 | 206336556.1391 |  | 3162277.6602 | 50.1486 | 4114.5053 |  | 92.2668
1 | 4400 | 707 | 0.035 | 15 | 15 | 7 | 4.217e-09 | 0 | Water | Porous | Wet | R245fa | MinimizeLCOE | IgnoreSilica | 264.3749 | 119.288 | 12.5598 | 4 | 4110.5901 |  | 92.179 |  | 164.7483 | -2.7736e-05 | 34999826633.9728 | 13901113.1584 | 725081.9916 | 15208515.6018 | 21757879.4555 | 24077.0464 | 1363576.538 | 0 | 20662295.0788 | 53759053.3754 | 36691658.5668 | 164093250.8126 | 3144235.0165 | 30762708.832 |  | 1478867.319 | 7034262.8363 | 0 | 206513324.8164 |  | 4216965.0343 | 50.2393 | 4110.5901 |  | 92.179
1 | 4400 | 707 | 0.035 | 15 | 15 | 7 | 5.6234e-09 | 0 | Water | Porous | Wet | R245fa | MinimizeLCOE | IgnoreSilica | 264.6307 | 119.4054 | 12.5766 | 4 | 4107.6543 |  | 92.1131 |  | 164.7497 | -2.7591e-05 | 35022269825.0597 | 13910972.9753 | 725595.1461 | 15220472.7109 | 21779345.4731 | 24077.0464 | 1361175.6806 | 0 | 20678439.2226 | 53801057.126 | 36720326.9897 | 164221462.3705 | 3144235.0165 | 30762708.832 |  | 1478867.319 | 7034262.8363 | 0 | 206641536.3742 |  | 5623413.2519 | 50.3065 | 4107.6543 |  | 92.1131
1 | 4400 | 707 | 0.035 | 15 | 15 | 7 | 7.4989e-09 | 0 | Water | Porous | Wet | R245fa | MinimizeLCOE | IgnoreSilica | 264.8204 | 119.4924 | 12.5891 | 4 | 4105.4528 |  | 92.0638 |  | 164.7507 | -2.7482e-05 | 35039450958.0249 | 13918283.0833 | 725975.6018 | 15229338.2861 | 21795264.2383 | 24077.0464 | 1359333.7478 | 0 | 20690386.0814 | 53832140.4021 | 36741541.9643 | 164316340.4514 | 3144235.0165 | 30762708.832 |  | 1478867.319 | 7034262.8363 | 0 | 206736414.4551 |  | 7498942.0933 | 50.3565 | 4105.4528 |  | 92.0638
1 | 4400 | 707 | 0.035 | 15 | 15 | 7 | 1e-08 | 0 | Water | Porous | Wet | R245fa | MinimizeLCOE | IgnoreSilica | 264.9667 | 119.5596 | 12.5987 | 4 | 4103.8019 |  | 92.0268 |  | 164.7515 | -2.7402e-05 | 35051773782.2104 | 13923921.8252 | 726269.0832 | 15236177.0092 | 21807545.4259 | 24077.0464 | 1358005.0159 | 0 | 20699638.2082 | 53856212.5382 | 36757971.6918 | 164389817.8441 | 3144235.0165 | 30762708.832 |  | 1478867.319 | 7034262.8363 | 0 | 206809891.8478 |  | 10000000 | 50.3947 | 4103.8019 |  | 92.0268
1 | 4500 | 707 | 0.035 | 15 | 15 | 7 | 1e-13 | 0 | Water | Porous | Wet | R245fa | MinimizeLCOE | IgnoreSilica | 0 | 0 | 0 | 4 |  |  |  |  | 0 | 0 | 2293407621.0827 | 3577.1702 | 79.1762 | 3653.9816 | 25674.5976 | 24077.0464 | 14582.3955 | 0 | 27941.3033 | 72697.5397 | 49617.5647 | 221900.7753 | 3144235.0165 | 31690645.8484 |  | 1478867.319 | 7219850.2396 | 0 |  |  | 100 | 0
1 | 4500 | 707 | 0.035 | 15 | 15 | 7 | 1.3335e-13 | 0 | Water | Porous | Wet | R245fa | MinimizeLCOE | IgnoreSilica | 0.86115 | 0.1703 | 0.0038806 | 4 | 2871417.0605 |  | 64390.8288 |  | 106.9317 | -5.1903e-05 | 9840841643.3705 | 105039.9919 | 3737.1837 | 83659.3753 | 59700.4889 | 24077.0464 | 58895.8147 | 0 | 130692.8613 | 340036.0164 | 232081.5682 | 1037920.3468 | 3144235.0165 | 31690645.8484 |  | 1478867.319 | 7219850.2396 | 0 | 44571518.7703 |  | 133.3521 | 0.015522 | 2871417.0605 |  | 64390.8288
1 | 4500 | 707 | 0.035 | 15 | 15 | 7 | 1.7783e-13 | 0 | Water | Porous | Wet | R245fa | MinimizeLCOE | IgnoreSilica | 1.1195 | 0.26474 | 0.01065 | 4 | 1054134.4339 |  | 23638.7082 |  | 117.4907 | -5.5294e-05 | 16338877963.9684 | 151343.7948 | 5773.5188 | 118228.107 | 76253.2281 | 24077.0464 | 66807.5873 | 0 | 172568.4801 | 448987.7866 | 306443.3902 | 1370482.9393 | 3144235.0165 | 31690645.8484 |  | 1478867.319 | 7219850.2396 | 0 | 44904081.3628 |  | 177.8279 | 0.042598 | 1054134.4339 |  | 23638.7082
1 | 4500 | 707 | 0.035 | 15 | 15 | 7 | 2.3714e-13 | 0 | Water | Porous | Wet | R245fa | MinimizeLCOE | IgnoreSilica | 1.4557 | 0.39765 | 0.021369 | 4 | 530375.7523 |  | 11893.5472 |  | 126.8296 | -5.8605e-05 | 21787159406.5402 | 210536.552 | 8547.1477 | 162705.2959 | 99322.9387 | 24077.0464 | 75944.2439 | 0 | 226641.9576 | 589675.883 | 402465.9068 | 1799916.9719 | 3144235.0165 | 31690645.8484 |  | 1478867.319 | 7219850.2396 | 0 | 45333515.3954 |  | 237.1374 | 0.085474 | 530375.7523 |  | 11893.5472
1 | 4500 | 707 | 0.035 | 15 | 15 | 7 | 3.1623e-13 | 0 | Water | Porous | Wet | R245fa | MinimizeLCOE | IgnoreSilica | 1.8993 | 0.58313 | 0.037506 | 4 | 305874.0718 |  | 6859.1516 |  | 134.9284 | -6.1923e-05 | 26133298733.8149 | 285550.4401 | 12248.1788 | 219848.2948 | 131560.304 | 24077.0464 | 86899.2332 | 0 | 296471.564 | 771358.1948 | 526467.8178 | 2354481.0739 | 3144235.0165 | 31690645.8484 |  | 1478867.319 | 7219850.2396 | 0 | 45888079.4974 |  | 316.2278 | 0.15002 | 305874.0718 |  | 6859.1516
1 | 4500 | 707 | 0.035 | 15 | 15 | 7 | 4.217e-13 | 0 | Water | Porous | Wet | R245fa | MinimizeLCOE | IgnoreSilica | 2.484 | 0.83741 | 0.060816 | 4 | 191540.5203 |  | 4295.2496 |  | 141.7389 | -6.503e-05 | 29431043668.4773 | 378933.8394 | 17043.9513 | 292372.9454 | 176078.074 | 24077.0464 | 100012.9718 | 0 | 385522.343 | 1003050.0551 | 684602.2732 | 3061693.4996 | 3144235.0165 | 31690645.8484 |  | 1478867.319 | 7219850.2396 | 0 | 46595291.9232 |  | 421.6965 | 0.24327 | 191540.5203 |  | 4295.2496
1 | 4500 | 707 | 0.035 | 15 | 15 | 7 | 5.6234e-13 | 0 | Water | Porous | Wet | R245fa | MinimizeLCOE | IgnoreSilica | 3.2714 | 1.189 | 0.094058 | 4 | 126278.5426 |  | 2831.7656 |  | 147.4272 | -6.8299e-05 | 31850599711.042 | 496217.7442 | 23251.7645 | 385586.107 | 238239.9575 | 24077.0464 | 116548.3172 | 0 | 500729.1653 | 1302794.5745 | 889184.0669 | 3976628.7435 | 3144235.0165 | 31690645.8484 |  | 1478867.319 | 7219850.2396 | 0 | 47510227.167 |  | 562.3413 | 0.37623 | 126278.5426 |  | 2831.7656
1 | 4500 | 707 | 0.035 | 15 | 15 | 7 | 7.4989e-13 | 0 | Water | Porous | Wet | R245fa | MinimizeLCOE | IgnoreSilica | 4.2869 | 1.6505 | 0.13906 | 4 | 87432.2086 |  | 1960.646 |  | 151.8998 | -7.0501e-05 | 33518972722.0756 | 636273.7634 | 30820.7275 | 499788.2511 | 320624.1256 | 24077.0464 | 135280.0319 | 0 | 642276.9388 | 1671072.8458 | 1140541.5543 | 5100755.2847 | 3144235.0165 | 31690645.8484 |  | 1478867.319 | 7219850.2396 | 0 | 48634353.7082 |  | 749.8942 | 0.55625 | 87432.2086 |  | 1960.646
1 | 4500 | 707 | 0.035 | 15 | 15 | 7 | 1e-12 | 0 | Water | Porous | Wet | R245fa | MinimizeLCOE | IgnoreSilica | 5.6636 | 2.283 | 0.20141 | 4 | 62171.4283 |  | 1394.1792 |  | 155.5401 | -7.2948e-05 | 34642103502.6895 | 811190.6015 | 40404.8381 | 646293.7985 | 434476.8362 | 24077.0464 | 159291.0787 | 0 | 825136.3377 | 2146835.492 | 1465259.3364 | 6552965.3655 | 3144235.0165 | 31690645.8484 |  | 1478867.319 | 7219850.2396 | 0 | 50086563.789 |  | 1000 | 0.80562 | 62171.4283 |  | 1394.1792
1 | 4500 | 707 | 0.035 | 15 | 15 | 7 | 1.3335e-12 | 0 | Water | Porous | Wet | R245fa | MinimizeLCOE | IgnoreSilica | 7.4736 | 3.1204 | 0.28503 | 4 | 45520.7851 |  | 1020.7925 |  | 158.3682 | -7.4721e-05 | 35442298068.7977 | 1022396.8512 | 52065.1688 | 828232.7089 | 586218.1555 | 24077.0464 | 187741.7215 | 0 | 1053285.3443 | 2740432.4074 | 1870401.4283 | 8364850.8323 | 3144235.0165 | 31690645.8484 |  | 1478867.319 | 7219850.2396 | 0 | 51898449.2558 |  | 1333.5214 | 1.1401 | 45520.7851 |  | 1020.7925
1 | 4500 | 707 | 0.035 | 15 | 15 | 7 | 1.7783e-12 | 0 | Water | Porous | Wet | R245fa | MinimizeLCOE | IgnoreSilica | 9.8831 | 4.2398 | 0.39754 | 4 | 34077.3447 |  | 764.1762 |  | 160.5749 | -7.621e-05 | 35964097372.2931 | 1280378.2406 | 66355.4771 | 1056797.3137 | 790047.3429 | 24077.0464 | 222504.1051 | 0 | 1341662.215 | 3490729.8707 | 2382494.8641 | 10655046.4756 | 3144235.0165 | 31690645.8484 |  | 1478867.319 | 7219850.2396 | 0 | 54188644.8991 |  | 1778.2794 | 1.5902 | 34077.3447 |  | 764.1762
1 | 4500 | 707 | 0.035 | 15 | 15 | 7 | 2.3714e-12 | 0 | Water | Porous | Wet | R245fa | MinimizeLCOE | IgnoreSilica | 13.0986 | 5.7373 | 0.5486 | 4 | 26016.8067 |  | 583.4206 |  | 162.2845 | -7.7498e-05 | 36317632345.1135 | 1596089.269 | 83846.695 | 1344482.2142 | 1063654.1634 | 24077.0464 | 265194.3586 | 0 | 1707164.0611 | 4441690.6996 | 3031545.1701 | 13557743.6774 | 3144235.0165 | 31690645.8484 |  | 1478867.319 | 7219850.2396 | 0 | 57091342.1009 |  | 2371.3737 | 2.1944 | 26016.8067 |  | 583.4206
1 | 4500 | 707 | 0.035 | 15 | 15 | 7 | 3.1623e-12 | 0 | Water | Porous | Wet | R245fa | MinimizeLCOE | IgnoreSilica | 17.3615 | 7.7256 | 0.74982 | 4 | 20254.2048 |  | 454.1956 |  | 163.5922 | -7.8448e-05 | 36508886202.9853 | 1980033.7451 | 105075.8604 | 1704208.8803 | 1427746.5556 | 24077.0464 | 316841.1254 | 0 | 2167613.4531 | 5639685.5664 | 3849201.283 | 17214483.5158 | 3144235.0165 | 31690645.8484 |  | 1478867.319 | 7219850.2396 | 0 | 60748081.9393 |  | 3162.2777 | 2.9993 | 20254.2048 |  | 454.1956
1 | 4500 | 707 | 0.035 | 15 | 15 | 7 | 4.217e-12 | 0 | Water | Porous | Wet | R245fa | MinimizeLCOE | IgnoreSilica | 23.03 | 10.3718 | 1.0179 | 4 | 16056.2466 |  | 360.0574 |  | 164.592 | -7.9235e-05 | 36629735338.8446 | 2448689.8328 | 130900.3423 | 2155481.7055 | 1913038.3862 | 24077.0464 | 379951.9486 | 0 | 2750334.3121 | 7155805.7089 | 4883984.4334 | 21842263.7163 | 3144235.0165 | 31690645.8484 |  | 1478867.319 | 7219850.2396 | 0 | 65375862.1398 |  | 4216.965 | 4.0717 | 16056.2466 |  | 360.0574
1 | 4500 | 707 | 0.035 | 15 | 15 | 7 | 5.6234e-12 | 0 | Water | Porous | Wet | R245fa | MinimizeLCOE | IgnoreSilica | 30.5085 | 13.865 | 1.3723 | 4 | 12969.479 |  | 290.8374 |  | 165.3502 | -7.9755e-05 | 36700167259.1087 | 3016873.9263 | 162081.2007 | 2717378.4109 | 2554226.3724 | 24077.0464 | 456038.4245 | 0 | 3482963.3986 | 9061956.3091 | 6184971.3856 | 27660566.4743 | 3144235.0165 | 31690645.8484 |  | 1478867.319 | 7219850.2396 | 0 | 71194164.8979 |  | 5623.4133 | 5.4894 | 12969.479 |  | 290.8374
1 | 4500 | 707 | 0.035 | 15 | 15 | 7 | 7.4989e-12 | 0 | Water | Porous | Wet | R245fa | MinimizeLCOE | IgnoreSilica | 40.3259 | 18.4529 | 1.8382 | 4 | 10674.8285 |  | 239.3804 |  | 165.9253 | -8.0072e-05 | 36714925260.1227 | 3703349.3682 | 199580.5681 | 3414130.4507 | 3396881.0512 | 24077.0464 | 547611.9187 | 0 | 4401395.8573 | 11451529.1702 | 7815903.9641 | 34954459.3949 | 3144235.0165 | 31690645.8484 |  | 1478867.319 | 7219850.2396 | 0 | 78488057.8184 |  | 7498.9421 | 7.3526 | 10674.8285 |  | 239.3804
1 | 4500 | 707 | 0.035 | 15 | 15 | 7 | 1e-11 | 0 | Water | Porous | Wet | R245fa | MinimizeLCOE | IgnoreSilica | 53.0689 | 24.4099 | 2.4435 | 4 | 8957.3459 |  | 200.8663 |  | 166.3622 | -8.0167e-05 | 36679835892.0981 | 4525011.8151 | 244271.5578 | 4269109.758 | 4491419.86 | 24077.0464 | 656701.3567 | 0 | 5542130.6437 | 14419487.0876 | 9841596.2281 | 44013805.3535 | 3144235.0165 | 31690645.8484 |  | 1478867.319 | 7219850.2396 | 0 | 87547403.7771 |  | 10000 | 9.7738 | 8957.3459 |  | 200.8663
1 | 4500 | 707 | 0.035 | 15 | 15 | 7 | 1.3335e-11 | 0 | Water | Porous | Wet | R245fa | MinimizeLCOE | IgnoreSilica | 69.2789 | 31.9924 | 3.2146 | 4 | 7668.4387 |  | 171.9629 |  | 166.6965 | -7.9967e-05 | 36582211855.7214 | 5491566.2509 | 296608.712 | 5299222.585 | 5885102.8839 | 24077.0464 | 784105.3901 | 0 | 6934466.3186 | 18042058.9064 | 12314075.9308 | 55071284.0241 | 3144235.0165 | 31690645.8484 |  | 1478867.319 | 7219850.2396 | 0 | 98604882.4476 |  | 13335.2143 | 12.8585 | 7668.4387 |  | 171.9629
1 | 4500 | 707 | 0.035 | 15 | 15 | 7 | 1.7783e-11 | 0 | Water | Porous | Wet | R245fa | MinimizeLCOE | IgnoreSilica | 89.3495 | 41.3895 | 4.1709 | 4 | 6700.4095 |  | 150.2551 |  | 166.9582 | -7.9477e-05 | 36387236205.8471 | 6602662.431 | 356529.2446 | 6510294.8524 | 7612905.5869 | 24077.0464 | 929950.8408 | 0 | 8594203.8008 | 22360355.376 | 15261402.0035 | 68252381.1823 | 3144235.0165 | 31690645.8484 |  | 1478867.319 | 7219850.2396 | 0 | 111785979.6058 |  | 17782.7941 | 16.6835 | 6700.4095 |  | 150.2551
1 | 4500 | 707 | 0.035 | 15 | 15 | 7 | 2.3714e-11 | 0 | Water | Porous | Wet | R245fa | MinimizeLCOE | IgnoreSilica | 113.0884 | 52.5169 | 5.305 | 4 | 5977.8822 |  | 134.0526 |  | 167.1703 | -7.8554e-05 | 36084842331.4013 | 7829589.5672 | 422499.3402 | 7875100.5856 | 9659656.781 | 24077.0464 | 1089647.8677 | 0 | 10491222.7633 | 27296009.5845 | 18630087.4183 | 83317890.9541 | 3144235.0165 | 31690645.8484 |  | 1478867.319 | 7219850.2396 | 0 | 126851489.3777 |  | 23713.7371 | 21.2201 | 5977.8822 |  | 134.0526
1 | 4500 | 707 | 0.035 | 15 | 15 | 7 | 3.1623e-11 | 0 | Water | Porous | Wet | R245fa | MinimizeLCOE | IgnoreSilica | 139.5838 | 64.9586 | 6.5758 | 4 | 5443.457 |  | 122.0682 |  | 167.3509 | -7.7163e-05 | 35656231134.1457 | 9117661.8184 | 491601.4193 | 9333946.7755 | 11949424.3267 | 24077.0464 | 1255760.0709 | 0 | 12547263.8683 | 32645406.7876 | 22281160.9286 | 99646303.0416 | 3144235.0165 | 31690645.8484 |  | 1478867.319 | 7219850.2396 | 0 | 143179901.4651 |  | 31622.7766 | 26.3031 | 5443.457 |  | 122.0682
1 | 4500 | 707 | 0.035 | 15 | 15 | 7 | 4.217e-11 | 0 | Water | Porous | Wet | R245fa | MinimizeLCOE | IgnoreSilica | 167.1984 | 77.9568 | 7.9069 | 4 | 5052.3539 |  | 113.2978 |  | 167.5115 | -7.5346e-05 | 35102095082.998 | 10391755.0349 | 559870.0389 | 10799042.0417 | 14343307.5538 | 24077.0464 | 1418360.9181 | 0 | 14639200.9271 | 38088197.8994 | 25995977.7005 | 116259789.1608 | 3144235.0165 | 31690645.8484 |  | 1478867.319 | 7219850.2396 | 0 | 159793387.5843 |  | 42169.6503 | 31.6275 | 5052.3539 |  | 113.2978
1 | 4500 | 707 | 0.035 | 15 | 15 | 7 | 5.6234e-11 | 0 | Water | Porous | Wet | R245fa | MinimizeLCOE | IgnoreSilica | 194.0117 | 90.6138 | 9.2073 | 4 | 4768.6401 |  | 106.9356 |  | 167.6568 | -7.3236e-05 | 34469754994.8465 | 11577165.2086 | 623375.211 | 12178912.1774 | 16676308.3372 | 24077.0464 | 1567846.1071 | 0 | 16632596.7942 | 43274605.0438 | 29535807.1466 | 132090693.0722 | 3144235.0165 | 31690645.8484 |  | 1478867.319 | 7219850.2396 | 0 | 175624291.4958 |  | 56234.1325 | 36.829 | 4768.6401 |  | 106.9356
1 | 4500 | 707 | 0.035 | 15 | 15 | 7 | 7.4989e-11 | 0 | Water | Porous | Wet | R245fa | MinimizeLCOE | IgnoreSilica | 218.448 | 102.1839 | 10.3959 | 4 | 4565.6972 |  | 102.3846 |  | 167.787 | -7.1214e-05 | 33772267420.8715 | 12621827.1048 | 679373.1727 | 13406497.9567 | 18810918.1017 | 24077.0464 | 1700912.6148 | 0 | 18425006.3388 | 47938087.0051 | 32718729.4101 | 146325428.7509 | 3144235.0165 | 31690645.8484 |  | 1478867.319 | 7219850.2396 | 0 | 189859027.1745 |  | 74989.4209 | 41.5838 | 4565.6972 |  | 102.3846
1 | 4500 | 707 | 0.035 | 15 | 15 | 7 | 1e-10 | 0 | Water | Porous | Wet | R245fa | MinimizeLCOE | IgnoreSilica | 231.6292 | 108.4391 | 11.1663 | 4 | 4415.0325 |  | 99.006 |  | 167.8567 | -6.2475e-05 | 34456946277.0599 | 13173181.4449 | 708945.8628 | 14058357.3647 | 19965742.9731 | 24077.0464 | 1682757.5152 | 0 | 19349094.2608 | 50342374.2215 | 34359704.8385 | 153664235.5279 | 3144235.0165 | 31690645.8484 |  | 1478867.319 | 7219850.2396 | 0 | 197197833.9514 |  | 100000 | 44.6651 | 4415.0325 |  | 99.006
1 | 4500 | 707 | 0.035 | 15 | 15 | 7 | 1.3335e-10 | 0 | Water | Porous | Wet | R245fa | MinimizeLCOE | IgnoreSilica | 240.9519 | 112.8695 | 11.755 | 4 | 4301.84 |  | 96.4677 |  | 167.9061 | -5.4349e-05 | 35209711971.4018 | 13558541.888 | 729626.0478 | 14515461.2079 | 20784057.74 | 24077.0464 | 1639599.5458 | 0 | 19988031.7556 | 52004758.5191 | 35494316.2802 | 158738470.0308 | 3144235.0165 | 31690645.8484 |  | 1478867.319 | 7219850.2396 | 0 | 202272068.4543 |  | 133352.1432 | 47.0199 | 4301.84 |  | 96.4677
1 | 4500 | 707 | 0.035 | 15 | 15 | 7 | 1.7783e-10 | 0 | Water | Porous | Wet | R245fa | MinimizeLCOE | IgnoreSilica | 248.2186 | 116.327 | 12.2243 | 4 | 4216.874 |  | 94.5624 |  | 167.9449 | -4.8776e-05 | 35808920759.8415 | 13856477.5728 | 745623.0019 | 14869653.3892 | 21422881.4577 | 24077.0464 | 1598642.216 | 0 | 20481768.3268 | 53289359.7979 | 36371083.0489 | 162659565.8575 | 3144235.0165 | 31690645.8484 |  | 1478867.319 | 7219850.2396 | 0 | 206193164.281 |  | 177827.941 | 48.8972 | 4216.874 |  | 94.5624
1 | 4500 | 707 | 0.035 | 15 | 15 | 7 | 2.3714e-10 | 0 | Water | Porous | Wet | R245fa | MinimizeLCOE | IgnoreSilica | 253.8413 | 119.0047 | 12.5933 | 4 | 4153.1428 |  | 93.1332 |  | 167.9752 | -4.415e-05 | 36275586890.9611 | 14085611.8893 | 757931.3399 | 15142503.0352 | 21917779.1388 | 24077.0464 | 1562683.0515 | 0 | 20861328.3454 | 54276897.1078 | 37045097.5548 | 165673908.5089 | 3144235.0165 | 31690645.8484 |  | 1478867.319 | 7219850.2396 | 0 | 209207506.9324 |  | 237137.3706 | 50.3733 | 4153.1428 |  | 93.1332
1 | 4500 | 707 | 0.035 | 15 | 15 | 7 | 3.1623e-10 | 0 | Water | Porous | Wet | R245fa | MinimizeLCOE | IgnoreSilica | 258.1138 | 121.0409 | 12.8785 | 4 | 4105.3562 |  | 92.0616 |  | 167.9983 | -4.0267e-05 | 36641790985.1525 | 14258938.3054 | 767245.1617 | 15349150.9813 | 22294193.287 | 24077.0464 | 1531816.789 | 0 | 21147914.4125 | 55022535.2677 | 37554010.9203 | 167949882.1712 | 3144235.0165 | 31690645.8484 |  | 1478867.319 | 7219850.2396 | 0 | 211483480.5947 |  | 316227.766 | 51.514 | 4105.3562 |  | 92.0616
1 | 4500 | 707 | 0.035 | 15 | 15 | 7 | 4.217e-10 | 0 | Water | Porous | Wet | R245fa | MinimizeLCOE | IgnoreSilica | 261.4512 | 122.6319 | 13.101 | 4 | 4069.5203 |  | 91.258 |  | 168.0165 | -3.7706e-05 | 36910234006.221 | 14393873.7048 | 774502.6425 | 15510120.9399 | 22588348.0146 | 24077.0464 | 1507845.8321 | 0 | 21371519.5903 | 55604310.0726 | 37951084.1789 | 169725682.0222 | 3144235.0165 | 31690645.8484 |  | 1478867.319 | 7219850.2396 | 0 | 213259280.4457 |  | 421696.5034 | 52.404 | 4069.5203 |  | 91.258
1 | 4500 | 707 | 0.035 | 15 | 15 | 7 | 5.6234e-10 | 0 | Water | Porous | Wet | R245fa | MinimizeLCOE | IgnoreSilica | 263.9339 | 123.8159 | 13.2693 | 4 | 4042.6538 |  | 90.6555 |  | 168.03 | -3.5576e-05 | 37122425854.4346 | 14493990.9869 | 779888.9623 | 15629633.2996 | 22807273.738 | 24077.0464 | 1487915.3741 | 0 | 21536883.9688 | 56034554.2645 | 38244734.6805 | 171038952.3211 | 3144235.0165 | 31690645.8484 |  | 1478867.319 | 7219850.2396 | 0 | 214572550.7447 |  | 562341.3252 | 53.0772 | 4042.6538 |  | 90.6555
1 | 4500 | 707 | 0.035 | 15 | 15 | 7 | 7.4989e-10 | 0 | Water | Porous | Wet | R245fa | MinimizeLCOE | IgnoreSilica | 265.7897 | 124.7012 | 13.3965 | 4 | 4022.512 |  | 90.2039 |  | 168.0402 | -3.3791e-05 | 37286807287.096 | 14568687.32 | 783908.3243 | 15718845.0046 | 22970987.4056 | 24077.0464 | 1471921.3702 | 0 | 21659986.3237 | 56354841.3402 | 38463337.1909 | 172016591.3259 | 3144235.0165 | 31690645.8484 |  | 1478867.319 | 7219850.2396 | 0 | 215550189.7494 |  | 749894.2093 | 53.586 | 4022.512 |  | 90.2039
1 | 4500 | 707 | 0.035 | 15 | 15 | 7 | 1e-09 | 0 | Water | Porous | Wet | R245fa | MinimizeLCOE | IgnoreSilica | 267.1929 | 125.3707 | 13.493 | 4 | 4007.4111 |  | 89.8652 |  | 168.0479 | -3.2959e-05 | 37410804812.3829 | 14625089.5748 | 786943.7323 | 15786232.3558 | 23094817.142 | 24077.0464 | 1459545.763 | 0 | 21752915.1895 | 56596623.1867 | 38628358.2693 | 172754602.2597 | 3144235.0165 | 31690645.8484 |  | 1478867.319 | 7219850.2396 | 0 | 216288200.6832 |  | 1000000 | 53.9721 | 4007.4111 |  | 89.8652
1 | 4500 | 707 | 0.035 | 15 | 15 | 7 | 1.3335e-09 | 0 | Water | Porous | Wet | R245fa | MinimizeLCOE | IgnoreSilica | 268.2575 | 125.8788 | 13.5663 | 4 | 3996.089 |  | 89.6113 |  | 168.0537 | -3.1656e-05 | 37503341358.9929 | 14667837.6039 | 789244.5794 | 15837320.0128 | 23188790.1881 | 24077.0464 | 1450130.7642 | 0 | 21823386.076 | 56779973.9776 | 38753498.9515 | 173314259.1999 | 3144235.0165 | 31690645.8484 |  | 1478867.319 | 7219850.2396 | 0 | 216847857.6234 |  | 1333521.4322 | 54.265 | 3996.089 |  | 89.6113
1 | 4500 | 707 | 0.035 | 15 | 15 | 7 | 1.7783e-09 | 0 | Water | Porous | Wet | R245fa | MinimizeLCOE | IgnoreSilica | 269.0493 | 126.2568 | 13.6212 | 4 | 3987.5999 |  | 89.421 |  | 168.0581 | -3.1182e-05 | 37573788786.2333 | 14699606.3558 | 790954.6 | 15875294.6033 | 23258695.1434 | 24077.0464 | 1442792.737 | 0 | 21875653.9895 | 56915964.3669 | 38846315.1866 | 173729354.0288 | 3144235.0165 | 31690645.8484 |  | 1478867.319 | 7219850.2396 | 0 | 217262952.4523 |  | 1778279.41 | 54.4846 | 3987.5999 |  | 89.421
1 | 4500 | 707 | 0.035 | 15 | 15 | 7 | 2.3714e-09 | 0 | Water | Porous | Wet | R245fa | MinimizeLCOE | IgnoreSilica | 269.6413 | 126.5394 | 13.6624 | 4 | 3981.2347 |  | 89.2782 |  | 168.0613 | -3.0824e-05 | 37628507340.916 | 14723342.3545 | 792232.3103 | 15903671.7436 | 23310962.1352 | 24077.0464 | 1437160.1233 | 0 | 21914663.8282 | 57017459.9653 | 38915588.018 | 174039157.5249 | 3144235.0165 | 31690645.8484 |  | 1478867.319 | 7219850.2396 | 0 | 217572755.9484 |  | 2371373.7057 | 54.6496 | 3981.2347 |  | 89.2782
1 | 4500 | 707 | 0.035 | 15 | 15 | 7 | 3.1623e-09 | 0 | Water | Porous | Wet | R245fa | MinimizeLCOE | IgnoreSilica | 270.1017 | 126.7592 | 13.694 | 4 | 3976.4619 |  | 89.1712 |  | 168.0639 | -3.0562e-05 | 37666845531.7707 | 14741798.195 | 793225.8797 | 15925738.3314 | 23351623.8765 | 24077.0464 | 1433121.9952 | 0 | 21945138.2765 | 57096748.2285 | 38969703.8868 | 174281175.716 | 3144235.0165 | 31690645.8484 |  | 1478867.319 | 7219850.2396 | 0 | 217814774.1395 |  | 3162277.6602 | 54.776 | 3976.4619 |  | 89.1712
1 | 4500 | 707 | 0.035 | 15 | 15 | 7 | 4.217e-09 | 0 | Water | Porous | Wet | R245fa | MinimizeLCOE | IgnoreSilica | 270.4307 | 126.9162 | 13.7171 | 4 | 3972.883 |  | 89.0909 |  | 168.0657 | -2.9682e-05 | 37698129633.8151 | 14754977.5458 | 793935.3698 | 15941498.0252 | 23380672.746 | 24077.0464 | 1429819.7121 | 0 | 21966742.3736 | 57152957.6578 | 39008067.9773 | 174452748.4539 | 3144235.0165 | 31690645.8484 |  | 1478867.319 | 7219850.2396 | 0 | 217986346.8774 |  | 4216965.0343 | 54.8686 | 3972.883 |  | 89.0909
1 | 4500 | 707 | 0.035 | 15 | 15 | 7 | 5.6234e-09 | 0 | Water | Porous | Wet | R245fa | MinimizeLCOE | IgnoreSilica | 270.6935 | 127.0417 | 13.7351 | 4 | 3970.1994 |  | 89.0308 |  | 168.0671 | -2.9536e-05 | 37719295918.2059 | 14765506.8762 | 794502.2601 | 15954089.1447 | 23403887.3281 | 24077.0464 | 1427563.0193 | 0 | 21984154.0132 | 57198259.1722 | 39038987.1917 | 174591026.0518 | 3144235.0165 | 31690645.8484 |  | 1478867.319 | 7219850.2396 | 0 | 218124624.4753 |  | 5623413.2519 | 54.9405 | 3970.1994 |  | 89.0308
1 | 4500 | 707 | 0.035 | 15 | 15 | 7 | 7.4989e-09 | 0 | Water | Porous | Wet | R245fa | MinimizeLCOE | IgnoreSilica | 270.8787 | 127.1302 | 13.7482 | 4 | 3968.187 |  | 88.9856 |  | 168.0682 | -2.9421e-05 | 37736952289.1138 | 14772924.6697 | 794901.604 | 15962960.259 | 23420245.8006 | 24077.0464 | 1425684.9921 | 0 | 21996309.8051 | 57229886.0492 | 39060573.1851 | 174687563.4113 | 3144235.0165 | 31690645.8484 |  | 1478867.319 | 7219850.2396 | 0 | 218221161.8349 |  | 7498942.0933 | 54.9927 | 3968.187 |  | 88.9856
1 | 4500 | 707 | 0.035 | 15 | 15 | 7 | 1e-08 | 0 | Water | Porous | Wet | R245fa | MinimizeLCOE | IgnoreSilica | 271.0102 | 127.193 | 13.7577 | 4 | 3966.678 |  | 88.9518 |  | 168.0689 | -2.9331e-05 | 37751299269.7741 | 14778190.1038 | 795185.0567 | 15969257.7852 | 23431859.7559 | 24077.0464 | 1424161.8143 | 0 | 22004865.3093 | 57252145.7162 | 39075765.8652 | 174755508.4529 | 3144235.0165 | 31690645.8484 |  | 1478867.319 | 7219850.2396 | 0 | 218289106.8764 |  | 10000000 | 55.0307 | 3966.678 |  | 88.9518
1 | 4600 | 707 | 0.035 | 15 | 15 | 7 | 1e-13 | 0 | Water | Porous | Wet | R245fa | MinimizeLCOE | IgnoreSilica | 0.65185 | 0.10345 | 0.00035754 | 4 | 31768618.2014 |  | 712403.5324 |  | 95.4605 | -4.5918e-05 | 1970205668.1292 | 69141.5985 | 2279.3761 | 56591.5908 | 47574.4822 | 24077.0464 | 49967.1017 | 0 | 97356.1663 | 253300.7742 | 172882.9832 | 773171.1194 | 3144235.0165 | 32630303.0467 |  | 1478867.319 | 7407781.6792 | 0 | 45434358.1808 |  | 100 | 0.0014302 | 31768618.2014 |  | 712403.5324
1 | 4600 | 707 | 0.035 | 15 | 15 | 7 | 1.3335e-13 | 0 | Water | Porous | Wet | R245fa | MinimizeLCOE | IgnoreSilica | 0.90004 | 0.18761 | 0.0050657 | 4 | 2258540.351 |  | 50647.2178 |  | 109.9193 | -5.4039e-05 | 12138205643.7811 | 114311.8144 | 4146.8646 | 90210.7562 | 62605.9233 | 24077.0464 | 60786.3023 | 0 | 138894.0959 | 361373.9464 | 246645.1439 | 1103051.8935 | 3144235.0165 | 32630303.0467 |  | 1478867.319 | 7407781.6792 | 0 | 45764238.9549 |  | 133.3521 | 0.020263 | 2258540.351 |  | 50647.2178
1 | 4600 | 707 | 0.035 | 15 | 15 | 7 | 1.7783e-13 | 0 | Water | Porous | Wet | R245fa | MinimizeLCOE | IgnoreSilica | 1.1584 | 0.28608 | 0.012585 | 4 | 915819.8023 |  | 20537.0362 |  | 120.2227 | -5.685e-05 | 18636524493.3046 | 162029.199 | 6292.327 | 125564.3277 | 79727.8019 | 24077.0464 | 68108.8428 | 0 | 181661.8225 | 472646.7981 | 322591.1516 | 1442699.3169 | 3144235.0165 | 32630303.0467 |  | 1478867.319 | 7407781.6792 | 0 | 46103886.3783 |  | 177.8279 | 0.050342 | 915819.8023 |  | 20537.0362
1 | 4600 | 707 | 0.035 | 15 | 15 | 7 | 2.3714e-13 | 0 | Water | Porous | Wet | R245fa | MinimizeLCOE | IgnoreSilica | 1.5094 | 0.43051 | 0.02466 | 4 | 472061.5399 |  | 10585.8652 |  | 129.7677 | -6.0659e-05 | 24326954811.9872 | 225685.595 | 9342.5555 | 173043.3765 | 104689.7431 | 24077.0464 | 77645.7546 | 0 | 239648.7877 | 623516.987 | 425563.1556 | 1903213.0014 | 3144235.0165 | 32630303.0467 |  | 1478867.319 | 7407781.6792 | 0 | 46564400.0628 |  | 237.1374 | 0.098641 | 472061.5399 |  | 10585.8652
1 | 4600 | 707 | 0.035 | 15 | 15 | 7 | 3.1623e-13 | 0 | Water | Porous | Wet | R245fa | MinimizeLCOE | IgnoreSilica | 1.953 | 0.6234 | 0.042227 | 4 | 279044.8663 |  | 6257.5132 |  | 137.7255 | -6.3478e-05 | 28950815873.8296 | 303006.4538 | 13246.3595 | 231491.9878 | 138173.0753 | 24077.0464 | 87898.1942 | 0 | 311178.3156 | 809622.1457 | 552583.7505 | 2471277.3287 | 3144235.0165 | 32630303.0467 |  | 1478867.319 | 7407781.6792 | 0 | 47132464.3901 |  | 316.2278 | 0.16891 | 279044.8663 |  | 6257.5132
1 | 4600 | 707 | 0.035 | 15 | 15 | 7 | 4.217e-13 | 0 | Water | Porous | Wet | R245fa | MinimizeLCOE | IgnoreSilica | 2.5572 | 0.89646 | 0.068099 | 4 | 175790.0628 |  | 3942.0494 |  | 144.6737 | -6.702e-05 | 32423902144.0617 | 402571.8014 | 18485.5536 | 308162.7308 | 186051.6407 | 24077.0464 | 101357.1812 | 0 | 405875.3221 | 1056004.3317 | 720744.6551 | 3223330.263 | 3144235.0165 | 32630303.0467 |  | 1478867.319 | 7407781.6792 | 0 | 47884517.3244 |  | 421.6965 | 0.2724 | 175790.0628 |  | 3942.0494
1 | 4600 | 707 | 0.035 | 15 | 15 | 7 | 5.6234e-13 | 0 | Water | Porous | Wet | R245fa | MinimizeLCOE | IgnoreSilica | 3.3538 | 1.2662 | 0.1044 | 4 | 116946.5457 |  | 2622.4978 |  | 150.3682 | -7.0201e-05 | 34966726303.8106 | 525158.1829 | 25144.5739 | 404698.685 | 251683.2139 | 24077.0464 | 117501.1519 | 0 | 525822.513 | 1368082.3179 | 933744.2932 | 4175911.978 | 3144235.0165 | 32630303.0467 |  | 1478867.319 | 7407781.6792 | 0 | 48837099.0394 |  | 562.3413 | 0.4176 | 116946.5457 |  | 2622.4978
1 | 4600 | 707 | 0.035 | 15 | 15 | 7 | 7.4989e-13 | 0 | Water | Porous | Wet | R245fa | MinimizeLCOE | IgnoreSilica | 4.399 | 1.7598 | 0.15414 | 4 | 81146.7087 |  | 1819.6952 |  | 154.9337 | -7.2793e-05 | 36806027162.1347 | 674222.2197 | 33427.4691 | 525026.8775 | 340349.2619 | 24077.0464 | 136632.4005 | 0 | 676156.7572 | 1759221.1835 | 1200704.6061 | 5369817.8218 | 3144235.0165 | 32630303.0467 |  | 1478867.319 | 7407781.6792 | 0 | 50031004.8832 |  | 749.8942 | 0.61655 | 81146.7087 |  | 1819.6952
1 | 4600 | 707 | 0.035 | 15 | 15 | 7 | 1e-12 | 0 | Water | Porous | Wet | R245fa | MinimizeLCOE | IgnoreSilica | 5.7757 | 2.4172 | 0.22155 | 4 | 58145.4518 |  | 1303.8976 |  | 158.5612 | -7.487e-05 | 38131465191.1427 | 855384.8626 | 43649.2067 | 675117.5707 | 459630.5297 | 24077.0464 | 159528.2783 | 0 | 864781.1228 | 2249983.0905 | 1535659.6918 | 6867811.3995 | 3144235.0165 | 32630303.0467 |  | 1478867.319 | 7407781.6792 | 0 | 51528998.4609 |  | 1000 | 0.88621 | 58145.4518 |  | 1303.8976
1 | 4600 | 707 | 0.035 | 15 | 15 | 7 | 1.3335e-12 | 0 | Water | Porous | Wet | R245fa | MinimizeLCOE | IgnoreSilica | 7.6394 | 3.3133 | 0.31404 | 4 | 42557.7482 |  | 954.3471 |  | 161.473 | -7.7148e-05 | 38944715153.2778 | 1080846.769 | 56488.4657 | 867066.5865 | 623548.9496 | 24077.0464 | 188764.9839 | 0 | 1107909.1924 | 2882552.4552 | 1967401.2812 | 8798655.7299 | 3144235.0165 | 32630303.0467 |  | 1478867.319 | 7407781.6792 | 0 | 53459842.7912 |  | 1333.5214 | 1.2562 | 42557.7482 |  | 954.3471
1 | 4600 | 707 | 0.035 | 15 | 15 | 7 | 1.7783e-12 | 0 | Water | Porous | Wet | R245fa | MinimizeLCOE | IgnoreSilica | 10.1064 | 4.5044 | 0.438 | 4 | 31898.5438 |  | 715.3171 |  | 163.726 | -7.8899e-05 | 39500918802.1276 | 1354686.5321 | 72156.7895 | 1106747.128 | 842742.6634 | 24077.0464 | 223959.6932 | 0 | 1413504.2425 | 3677648.0894 | 2510070.3891 | 11225592.5735 | 3144235.0165 | 32630303.0467 |  | 1478867.319 | 7407781.6792 | 0 | 55886779.6349 |  | 1778.2794 | 1.752 | 31898.5438 |  | 715.3171
1 | 4600 | 707 | 0.035 | 15 | 15 | 7 | 2.3714e-12 | 0 | Water | Porous | Wet | R245fa | MinimizeLCOE | IgnoreSilica | 13.381 | 6.0893 | 0.60379 | 4 | 24407.4008 |  | 547.33 |  | 165.4629 | -8.0264e-05 | 39879886455.7104 | 1688149.5407 | 91258.3194 | 1406807.985 | 1135633.246 | 24077.0464 | 266638.2646 | 0 | 1798900.1168 | 4680369.0987 | 3194448.0819 | 14286281.6994 | 3144235.0165 | 32630303.0467 |  | 1478867.319 | 7407781.6792 | 0 | 58947468.7608 |  | 2371.3737 | 2.4151 | 24407.4008 |  | 547.33
1 | 4600 | 707 | 0.035 | 15 | 15 | 7 | 3.1623e-12 | 0 | Water | Porous | Wet | R245fa | MinimizeLCOE | IgnoreSilica | 17.7294 | 8.1969 | 0.82493 | 4 | 19035.7044 |  | 426.871 |  | 166.7953 | -8.1324e-05 | 40121841462.1312 | 2094496.3297 | 114503.3997 | 1782632.0084 | 1526216.5996 | 24077.0464 | 318506.1026 | 0 | 2285568.2797 | 5946579.8292 | 4058662.9234 | 18151242.5187 | 3144235.0165 | 32630303.0467 |  | 1478867.319 | 7407781.6792 | 0 | 62812429.5801 |  | 3162.2777 | 3.2997 | 19035.7044 |  | 426.871
1 | 4600 | 707 | 0.035 | 15 | 15 | 7 | 4.217e-12 | 0 | Water | Porous | Wet | R245fa | MinimizeLCOE | IgnoreSilica | 23.5099 | 11.0008 | 1.1186 | 4 | 15132.4683 |  | 339.3419 |  | 167.8139 | -8.2652e-05 | 40214795499.959 | 2590472.3707 | 142793.4854 | 2253924.9767 | 2046795.606 | 24077.0464 | 383204.5022 | 0 | 2902094.5151 | 7550654.6268 | 5153476.9332 | 23047494.0624 | 3144235.0165 | 32630303.0467 |  | 1478867.319 | 7407781.6792 | 0 | 67708681.1238 |  | 4216.965 | 4.4744 | 15132.4683 |  | 339.3419
1 | 4600 | 707 | 0.035 | 15 | 15 | 7 | 5.6234e-12 | 0 | Water | Porous | Wet | R245fa | MinimizeLCOE | IgnoreSilica | 31.1347 | 14.7011 | 1.5081 | 4 | 12244.1275 |  | 274.5716 |  | 168.5873 | -8.3118e-05 | 40311159145.4697 | 3191799.8056 | 176962.3198 | 2840637.1259 | 2734614.9311 | 24077.0464 | 459456.2586 | 0 | 3676743.5201 | 9566132.4355 | 6529081.9516 | 29199505.3947 | 3144235.0165 | 32630303.0467 |  | 1478867.319 | 7407781.6792 | 0 | 73860692.4561 |  | 5623.4133 | 6.0323 | 12244.1275 |  | 274.5716
1 | 4600 | 707 | 0.035 | 15 | 15 | 7 | 7.4989e-12 | 0 | Water | Porous | Wet | R245fa | MinimizeLCOE | IgnoreSilica | 41.1347 | 19.5565 | 2.0196 | 4 | 10097.1449 |  | 226.426 |  | 169.1738 | -8.3371e-05 | 40349046191.6442 | 3917774.1008 | 218026.6483 | 3567511.961 | 3637836.0977 | 24077.0464 | 551116.369 | 0 | 4647373.467 | 12091512.4538 | 8252705.7055 | 36907933.8495 | 3144235.0165 | 32630303.0467 |  | 1478867.319 | 7407781.6792 | 0 | 81569120.9109 |  | 7498.9421 | 8.0784 | 10097.1449 |  | 226.426
1 | 4600 | 707 | 0.035 | 15 | 15 | 7 | 1e-11 | 0 | Water | Porous | Wet | R245fa | MinimizeLCOE | IgnoreSilica | 54.0849 | 25.8462 | 2.683 | 4 | 8491.0466 |  | 190.4097 |  | 169.619 | -8.3373e-05 | 40333571827.1237 | 4784951.1851 | 266866.8169 | 4457522.2596 | 4808481.5031 | 24077.0464 | 659918.0379 | 0 | 5850708.571 | 15222343.5565 | 10389562.2652 | 46464431.2416 | 3144235.0165 | 32630303.0467 |  | 1478867.319 | 7407781.6792 | 0 | 91125618.303 |  | 10000 | 10.732 | 8491.0466 |  | 190.4097
1 | 4600 | 707 | 0.035 | 15 | 15 | 7 | 1.3335e-11 | 0 | Water | Porous | Wet | R245fa | MinimizeLCOE | IgnoreSilica | 70.5622 | 33.8549 | 3.5281 | 4 | 7284.4235 |  | 163.3514 |  | 169.9604 | -8.3131e-05 | 40242987241.6628 | 5805596.3422 | 324082.4135 | 5530368.5573 | 6299765.3555 | 24077.0464 | 787396.6237 | 0 | 7320801.6721 | 19047224.2478 | 13000121.9304 | 58139434.189 | 3144235.0165 | 32630303.0467 |  | 1478867.319 | 7407781.6792 | 0 | 102800621.2503 |  | 13335.2143 | 14.1124 | 7284.4235 |  | 163.3514
1 | 4600 | 707 | 0.035 | 15 | 15 | 7 | 1.7783e-11 | 0 | Water | Porous | Wet | R245fa | MinimizeLCOE | IgnoreSilica | 90.8789 | 43.7361 | 4.5721 | 4 | 6379.0491 |  | 143.0486 |  | 170.2273 | -8.2543e-05 | 40062720060.397 | 6974399.8957 | 389377.1528 | 6786288.3072 | 8140476.5129 | 24077.0464 | 932410.7809 | 0 | 9066341.5814 | 23588761.0324 | 16099814.1052 | 72001946.4149 | 3144235.0165 | 32630303.0467 |  | 1478867.319 | 7407781.6792 | 0 | 116663133.4763 |  | 17782.7941 | 18.2885 | 6379.0491 |  | 143.0486
1 | 4600 | 707 | 0.035 | 15 | 15 | 7 | 2.3714e-11 | 0 | Water | Porous | Wet | R245fa | MinimizeLCOE | IgnoreSilica | 114.8011 | 55.3859 | 5.8052 | 4 | 5703.8317 |  | 127.907 |  | 170.4434 | -8.1494e-05 | 39776807993.3104 | 8260022.9947 | 460973.5981 | 8195975.5467 | 10311866.0529 | 24077.0464 | 1090345.6398 | 0 | 11053871.7426 | 28759906.8134 | 19629227.3571 | 87786266.7915 | 3144235.0165 | 32630303.0467 |  | 1478867.319 | 7407781.6792 | 0 | 132447453.8529 |  | 23713.7371 | 23.2208 | 5703.8317 |  | 127.907
1 | 4600 | 707 | 0.035 | 15 | 15 | 7 | 3.1623e-11 | 0 | Water | Porous | Wet | R245fa | MinimizeLCOE | IgnoreSilica | 141.369 | 68.3479 | 7.1802 | 4 | 5204.6618 |  | 116.7133 |  | 170.627 | -7.9968e-05 | 39370466789.1858 | 9604009.4233 | 535661.0391 | 9696054.4863 | 12729674.9275 | 24077.0464 | 1253746.2651 | 0 | 13198857.0432 | 34340718.5685 | 23438246.0542 | 104821044.8536 | 3144235.0165 | 32630303.0467 |  | 1478867.319 | 7407781.6792 | 0 | 149482231.915 |  | 31622.7766 | 28.7208 | 5204.6618 |  | 116.7133
1 | 4600 | 707 | 0.035 | 15 | 15 | 7 | 4.217e-11 | 0 | Water | Porous | Wet | R245fa | MinimizeLCOE | IgnoreSilica | 168.889 | 81.8064 | 8.6122 | 4 | 4839.592 |  | 108.5267 |  | 170.7895 | -7.8e-05 | 38846880168.4094 | 10926304.3884 | 609074.1977 | 11194024.1525 | 15242506.3294 | 24077.0464 | 1412408.6182 | 0 | 15369273.9457 | 39987698.1353 | 27292425.6423 | 122057792.456 | 3144235.0165 | 32630303.0467 |  | 1478867.319 | 7407781.6792 | 0 | 166718979.5174 |  | 42169.6503 | 34.449 | 4839.592 |  | 108.5267
1 | 4600 | 707 | 0.035 | 15 | 15 | 7 | 5.6234e-11 | 0 | Water | Porous | Wet | R245fa | MinimizeLCOE | IgnoreSilica | 195.4764 | 94.8454 | 10.0044 | 4 | 4574.7926 |  | 102.5886 |  | 170.9358 | -7.5756e-05 | 38252335367.148 | 12151369.9855 | 677100.2696 | 12598441.5525 | 17679764.3521 | 24077.0464 | 1557468.8779 | 0 | 17428406.6127 | 45345138.9486 | 30948989.0818 | 138410756.727 | 3144235.0165 | 32630303.0467 |  | 1478867.319 | 7407781.6792 | 0 | 183071943.7884 |  | 56234.1325 | 40.0175 | 4574.7926 |  | 102.5886
1 | 4600 | 707 | 0.035 | 15 | 15 | 7 | 7.4989e-11 | 0 | Water | Porous | Wet | R245fa | MinimizeLCOE | IgnoreSilica | 219.5736 | 106.6965 | 11.2748 | 4 | 4383.4803 |  | 98.2985 |  | 171.0663 | -7.3433e-05 | 37630579484.6795 | 13225856.8993 | 736848.6816 | 13841272.8219 | 19897589.5218 | 24077.0464 | 1682824.4337 | 0 | 19269303.0678 | 50134773.905 | 34218013.3567 | 153030559.7343 | 3144235.0165 | 32630303.0467 |  | 1478867.319 | 7407781.6792 | 0 | 197691746.7957 |  | 74989.4209 | 45.0993 | 4383.4803 |  | 98.2985
1 | 4600 | 707 | 0.035 | 15 | 15 | 7 | 1e-10 | 0 | Water | Porous | Wet | R245fa | MinimizeLCOE | IgnoreSilica | 238.7593 | 116.1564 | 12.318 | 4 | 4245.1174 |  | 95.1957 |  | 171.1708 | -6.608e-05 | 37293603488.9927 | 14060877.0855 | 783367.5693 | 14813283.0735 | 21669877.2576 | 24077.0464 | 1761568.5429 | 0 | 20714089.7243 | 53893812.4186 | 36783634.3828 | 164504587.1008 | 3144235.0165 | 32630303.0467 |  | 1478867.319 | 7407781.6792 | 0 | 209165774.1622 |  | 100000 | 49.2721 | 4245.1174 |  | 95.1957
1 | 4600 | 707 | 0.035 | 15 | 15 | 7 | 1.3335e-10 | 0 | Water | Porous | Wet | R245fa | MinimizeLCOE | IgnoreSilica | 247.9286 | 120.6846 | 12.9367 | 4 | 4142.5622 |  | 92.8959 |  | 171.2201 | -5.8364e-05 | 38065610494.4878 | 14454066.1523 | 805287.3535 | 15272838.8801 | 22518773.9719 | 24077.0464 | 1716659.109 | 0 | 21368763.9802 | 55597140.5402 | 37946190.8257 | 169703797.8594 | 3144235.0165 | 32630303.0467 |  | 1478867.319 | 7407781.6792 | 0 | 214364984.9208 |  | 133352.1432 | 51.747 | 4142.5622 |  | 92.8959
1 | 4600 | 707 | 0.035 | 15 | 15 | 7 | 1.7783e-10 | 0 | Water | Porous | Wet | R245fa | MinimizeLCOE | IgnoreSilica | 255.0781 | 124.2193 | 13.429 | 4 | 4065.5892 |  | 91.1698 |  | 171.2588 | -5.1867e-05 | 38675071525.1553 | 14758293.7005 | 822260.3316 | 15629140.1169 | 23181738.728 | 24077.0464 | 1674909.1642 | 0 | 21875263.4441 | 56914948.2481 | 38845621.6646 | 173726252.4443 | 3144235.0165 | 32630303.0467 |  | 1478867.319 | 7407781.6792 | 0 | 218387439.5057 |  | 177827.941 | 53.7161 | 4065.5892 |  | 91.1698
1 | 4600 | 707 | 0.035 | 15 | 15 | 7 | 2.3714e-10 | 0 | Water | Porous | Wet | R245fa | MinimizeLCOE | IgnoreSilica | 260.5692 | 126.9366 | 13.8139 | 4 | 4007.857 |  | 89.8752 |  | 171.2888 | -4.707e-05 | 39153550633.0095 | 14990619.8769 | 835229.8215 | 15901641.8158 | 23691572.1829 | 24077.0464 | 1638058.4401 | 0 | 22261667.6816 | 57920292.8115 | 39531789.9869 | 176794949.6635 | 3144235.0165 | 32630303.0467 |  | 1478867.319 | 7407781.6792 | 0 | 221456136.7248 |  | 237137.3706 | 55.2555 | 4007.857 |  | 89.8752
1 | 4600 | 707 | 0.035 | 15 | 15 | 7 | 3.1623e-10 | 0 | Water | Porous | Wet | R245fa | MinimizeLCOE | IgnoreSilica | 264.7692 | 129.0164 | 14.112 | 4 | 3964.5701 |  | 88.9045 |  | 171.3119 | -4.3069e-05 | 39523067534.132 | 15167563.8511 | 845112.5002 | 16109414.2965 | 24081913.3702 | 24077.0464 | 1607154.5466 | 0 | 22555741.8883 | 58685413.5745 | 40054000.6293 | 179130391.7032 | 3144235.0165 | 32630303.0467 |  | 1478867.319 | 7407781.6792 | 0 | 223791578.7646 |  | 316227.766 | 56.4479 | 3964.5701 |  | 88.9045
1 | 4600 | 707 | 0.035 | 15 | 15 | 7 | 4.217e-10 | 0 | Water | Porous | Wet | R245fa | MinimizeLCOE | IgnoreSilica | 267.948 | 130.5913 | 14.3403 | 4 | 3932.1181 |  | 88.1768 |  | 171.3294 | -4.0383e-05 | 39808808136.2187 | 15301060.1815 | 852571.371 | 16266298.6117 | 24377568.1511 | 24077.0464 | 1581743.2161 | 0 | 22777294.2453 | 59261847.3608 | 40447428.5329 | 180889888.7168 | 3144235.0165 | 32630303.0467 |  | 1478867.319 | 7407781.6792 | 0 | 225551075.7782 |  | 421696.5034 | 57.3612 | 3932.1181 |  | 88.1768
1 | 4600 | 707 | 0.035 | 15 | 15 | 7 | 5.6234e-10 | 0 | Water | Porous | Wet | R245fa | MinimizeLCOE | IgnoreSilica | 270.3575 | 131.7856 | 14.5146 | 4 | 3907.7895 |  | 87.6312 |  | 171.3427 | -3.8179e-05 | 40026506139.3749 | 15402011.6861 | 858213.551 | 16385008.552 | 24601803.9346 | 24077.0464 | 1561509.906 | 0 | 22944723.6237 | 59697464.2588 | 40744746.0169 | 182219558.5755 | 3144235.0165 | 32630303.0467 |  | 1478867.319 | 7407781.6792 | 0 | 226880745.6369 |  | 562341.3252 | 58.0586 | 3907.7895 |  | 87.6312
1 | 4600 | 707 | 0.035 | 15 | 15 | 7 | 7.4989e-10 | 0 | Water | Porous | Wet | R245fa | MinimizeLCOE | IgnoreSilica | 272.1823 | 132.6903 | 14.6473 | 4 | 3889.5506 |  | 87.2222 |  | 171.3528 | -3.6346e-05 | 40191165419.5495 | 15478330.7783 | 862480.0252 | 16474793.5405 | 24771700.0673 | 24077.0464 | 1545698.565 | 0 | 23071261.2089 | 60026689.099 | 40969448.7352 | 183224479.0658 | 3144235.0165 | 32630303.0467 |  | 1478867.319 | 7407781.6792 | 0 | 227885666.1272 |  | 749894.2093 | 58.5892 | 3889.5506 |  | 87.2222
1 | 4600 | 707 | 0.035 | 15 | 15 | 7 | 1e-09 | 0 | Water | Porous | Wet | R245fa | MinimizeLCOE | IgnoreSilica | 273.5512 | 133.3692 | 14.7475 | 4 | 3875.8763 |  | 86.9156 |  | 171.3604 | -3.5482e-05 | 40316863046.5867 | 15535510.0841 | 865677.063 | 16542084.704 | 24899199.3184 | 24077.0464 | 1533325.7038 | 0 | 23165950.8287 | 60273052.0664 | 41137596.5227 | 183976473.3375 | 3144235.0165 | 32630303.0467 |  | 1478867.319 | 7407781.6792 | 0 | 228637660.3989 |  | 1000000 | 58.9899 | 3875.8763 |  | 86.9156
1 | 4600 | 707 | 0.035 | 15 | 15 | 7 | 1.3335e-09 | 0 | Water | Porous | Wet | R245fa | MinimizeLCOE | IgnoreSilica | 274.577 | 133.878 | 14.823 | 4 | 3865.624 |  | 86.6857 |  | 171.3662 | -3.4138e-05 | 40412539294.4513 | 15578310.7889 | 868070.457 | 16592467.3474 | 24994754.8276 | 24077.0464 | 1523734.3649 | 0 | 23236751.7845 | 60457261.6301 | 41263323.3351 | 184538751.5818 | 3144235.0165 | 32630303.0467 |  | 1478867.319 | 7407781.6792 | 0 | 229199938.6432 |  | 1333521.4322 | 59.2918 | 3865.624 |  | 86.6857
1 | 4600 | 707 | 0.035 | 15 | 15 | 7 | 1.7783e-09 | 0 | Water | Porous | Wet | R245fa | MinimizeLCOE | IgnoreSilica | 275.3487 | 134.2608 | 14.8799 | 4 | 3857.937 |  | 86.5133 |  | 171.3705 | -3.3647e-05 | 40484630314.8447 | 15610488.9164 | 869870.0233 | 16630352.766 | 25066660.9688 | 24077.0464 | 1516409.0016 | 0 | 23289964.9018 | 60595711.2457 | 41357818.0425 | 184961352.9124 | 3144235.0165 | 32630303.0467 |  | 1478867.319 | 7407781.6792 | 0 | 229622539.9738 |  | 1778279.41 | 59.5195 | 3857.937 |  | 86.5133
1 | 4600 | 707 | 0.035 | 15 | 15 | 7 | 2.3714e-09 | 0 | Water | Porous | Wet | R245fa | MinimizeLCOE | IgnoreSilica | 275.9406 | 134.5545 | 14.9232 | 4 | 3852.1732 |  | 86.384 |  | 171.3738 | -3.3283e-05 | 40537119960.5771 | 15635158.9489 | 871249.8493 | 16659402.0389 | 25121827.5036 | 24077.0464 | 1511019.0066 | 0 | 23330866.4135 | 60702128.5892 | 41430450.0661 | 185286179.4624 | 3144235.0165 | 32630303.0467 |  | 1478867.319 | 7407781.6792 | 0 | 229947366.5238 |  | 2371373.7057 | 59.6929 | 3852.1732 |  | 86.384
1 | 4600 | 707 | 0.035 | 15 | 15 | 7 | 3.1623e-09 | 0 | Water | Porous | Wet | R245fa | MinimizeLCOE | IgnoreSilica | 276.3692 | 134.7672 | 14.9552 | 4 | 3847.8514 |  | 86.2871 |  | 171.3761 | -3.2313e-05 | 40578991212.8164 | 15653012.9361 | 872248.4433 | 16680428.1837 | 25161773.3226 | 24077.0464 | 1506690.6016 | 0 | 23360309.9082 | 60778734.5226 | 41482735.1898 | 185520010.1544 | 3144235.0165 | 32630303.0467 |  | 1478867.319 | 7407781.6792 | 0 | 230181197.2158 |  | 3162277.6602 | 59.8207 | 3847.8514 |  | 86.2871
1 | 4600 | 707 | 0.035 | 15 | 15 | 7 | 4.217e-09 | 0 | Water | Porous | Wet | R245fa | MinimizeLCOE | IgnoreSilica | 276.6982 | 134.9304 | 14.9795 | 4 | 3844.6107 |  | 86.2145 |  | 171.378 | -3.2106e-05 | 40609395163.7163 | 15666711.5894 | 873014.6849 | 16696561.6737 | 25192433.8253 | 24077.0464 | 1503527.4031 | 0 | 23382967.2269 | 60837684.2183 | 41522969.5684 | 185699947.2363 | 3144235.0165 | 32630303.0467 |  | 1478867.319 | 7407781.6792 | 0 | 230361134.2977 |  | 4216965.0343 | 59.9179 | 3844.6107 |  | 86.2145
1 | 4600 | 707 | 0.035 | 15 | 15 | 7 | 5.6234e-09 | 0 | Water | Porous | Wet | R245fa | MinimizeLCOE | IgnoreSilica | 276.9493 | 135.055 | 14.9979 | 4 | 3842.1806 |  | 86.16 |  | 171.3794 | -3.1952e-05 | 40630912457.7006 | 15677168.5085 | 873599.6338 | 16708877.7976 | 25215845.4503 | 24077.0464 | 1501205.4064 | 0 | 23400301.7987 | 60882785.2184 | 41553751.9277 | 185837612.7876 | 3144235.0165 | 32630303.0467 |  | 1478867.319 | 7407781.6792 | 0 | 230498799.849 |  | 5623413.2519 | 59.9917 | 3842.1806 |  | 86.16
1 | 4600 | 707 | 0.035 | 15 | 15 | 7 | 7.4989e-09 | 0 | Water | Porous | Wet | R245fa | MinimizeLCOE | IgnoreSilica | 277.1346 | 135.1469 | 15.0116 | 4 | 3840.3584 |  | 86.1191 |  | 171.3804 | -3.1835e-05 | 40648069132.2724 | 15684878.7727 | 874030.9363 | 16717959.456 | 25233111.5907 | 24077.0464 | 1499407.0924 | 0 | 23413051.3088 | 60915956.8284 | 41576392.2331 | 185938865.2649 | 3144235.0165 | 32630303.0467 |  | 1478867.319 | 7407781.6792 | 0 | 230600052.3262 |  | 7498942.0933 | 60.0465 | 3840.3584 |  | 86.1191
1 | 4600 | 707 | 0.035 | 15 | 15 | 7 | 1e-08 | 0 | Water | Porous | Wet | R245fa | MinimizeLCOE | IgnoreSilica | 277.2661 | 135.2122 | 15.0216 | 4 | 3838.992 |  | 86.0885 |  | 171.3812 | -3.1744e-05 | 40662745333.0996 | 15690351.7788 | 874337.0665 | 16724406.4352 | 25245369.8243 | 24077.0464 | 1497941.255 | 0 | 23422028.5284 | 60939313.7123 | 41592333.7863 | 186010159.4333 | 3144235.0165 | 32630303.0467 |  | 1478867.319 | 7407781.6792 | 0 | 230671346.4946 |  | 10000000 | 60.0864 | 3838.992 |  | 86.0885
1 | 4700 | 707 | 0.035 | 15 | 15 | 7 | 1e-13 | 0 | Water | Porous | Wet | R245fa | MinimizeLCOE | IgnoreSilica | 0.71482 | 0.12552 | 0.0011448 | 4 | 10192093.9112 |  | 228555.2258 |  | 100.5294 | -5.148e-05 | 6251578522.305 | 81749.9361 | 2786.7793 | 65827.1626 | 51501.5805 | 24077.0464 | 54605.3578 | 0 | 109413.6665 | 284671.9164 | 194294.4323 | 868927.8779 | 3144235.0165 | 33581680.4266 |  | 1478867.319 | 7598057.1552 | 0 | 46671767.7953 |  | 100 | 0.0045792 | 10192093.9112 |  | 228555.2258
1 | 4700 | 707 | 0.035 | 15 | 15 | 7 | 1.3335e-13 | 0 | Water | Porous | Wet | R245fa | MinimizeLCOE | IgnoreSilica | 0.91949 | 0.1985 | 0.0061285 | 4 | 1914997.1141 |  | 42943.3443 |  | 111.9685 | -5.4308e-05 | 13997175324.529 | 120277.5503 | 4421.5588 | 94249.0461 | 64362.2013 | 24077.0464 | 61011.374 | 0 | 143675.523 | 373814.2389 | 255135.8991 | 1141024.4378 | 3144235.0165 | 33581680.4266 |  | 1478867.319 | 7598057.1552 | 0 | 46943864.3551 |  | 133.3521 | 0.024514 | 1914997.1141 |  | 42943.3443
1 | 4700 | 707 | 0.035 | 15 | 15 | 7 | 1.7783e-13 | 0 | Water | Porous | Wet | R245fa | MinimizeLCOE | IgnoreSilica | 1.1973 | 0.30844 | 0.014705 | 4 | 804498.3524 |  | 18040.6798 |  | 122.9463 | -5.841e-05 | 21052897087.8927 | 173128.0977 | 6844.218 | 133119.6658 | 83358.8948 | 24077.0464 | 69346.486 | 0 | 191051.0194 | 497075.5625 | 339264.2853 | 1517265.2758 | 3144235.0165 | 33581680.4266 |  | 1478867.319 | 7598057.1552 | 0 | 47320105.1931 |  | 177.8279 | 0.058819 | 804498.3524 |  | 18040.6798
1 | 4700 | 707 | 0.035 | 15 | 15 | 7 | 2.3714e-13 | 0 | Water | Porous | Wet | R245fa | MinimizeLCOE | IgnoreSilica | 1.5483 | 0.45847 | 0.027855 | 4 | 428925.7057 |  | 9618.5546 |  | 132.3711 | -6.1783e-05 | 27060337512.0047 | 238721.0339 | 10055.6095 | 181668.2447 | 109208.373 | 24077.0464 | 78280.9259 | 0 | 250384.381 | 651448.7986 | 444627.191 | 1988471.604 | 3144235.0165 | 33581680.4266 |  | 1478867.319 | 7598057.1552 | 0 | 47791311.5213 |  | 237.1374 | 0.11142 | 428925.7057 |  | 9618.5546
1 | 4700 | 707 | 0.035 | 15 | 15 | 7 | 3.1623e-13 | 0 | Water | Porous | Wet | R245fa | MinimizeLCOE | IgnoreSilica | 2.0114 | 0.66758 | 0.047461 | 4 | 254956.443 |  | 5717.3362 |  | 140.5858 | -6.5296e-05 | 31896666796.6736 | 321938.8348 | 14354.7986 | 244070.7264 | 145512.845 | 24077.0464 | 89093.84 | 0 | 327228.7556 | 851382.0981 | 581085.7761 | 2598744.721 | 3144235.0165 | 33581680.4266 |  | 1478867.319 | 7598057.1552 | 0 | 48401584.6383 |  | 316.2278 | 0.18984 | 254956.443 |  | 5717.3362
1 | 4700 | 707 | 0.035 | 15 | 15 | 7 | 4.217e-13 | 0 | Water | Porous | Wet | R245fa | MinimizeLCOE | IgnoreSilica | 2.6155 | 0.95117 | 0.075427 | 4 | 162984.742 |  | 3654.8932 |  | 147.4707 | -6.8454e-05 | 35647722015.9809 | 424720.5784 | 19898.7942 | 322528.2344 | 195394.0521 | 24077.0464 | 101803.6145 | 0 | 424484.7048 | 1104422.128 | 753790.796 | 3371119.9487 | 3144235.0165 | 33581680.4266 |  | 1478867.319 | 7598057.1552 | 0 | 49173959.866 |  | 421.6965 | 0.30171 | 162984.742 |  | 3654.8932
1 | 4700 | 707 | 0.035 | 15 | 15 | 7 | 5.6234e-13 | 0 | Water | Porous | Wet | R245fa | MinimizeLCOE | IgnoreSilica | 3.4244 | 1.341 | 0.11505 | 4 | 109018.3246 |  | 2444.7094 |  | 153.2403 | -7.1782e-05 | 38391651144.6087 | 553451.4475 | 27079.5191 | 422912.0434 | 264997.3068 | 24077.0464 | 117771.5338 | 0 | 550012.6698 | 1431020.1437 | 976700.6526 | 4368022.3629 | 3144235.0165 | 33581680.4266 |  | 1478867.319 | 7598057.1552 | 0 | 50170862.2802 |  | 562.3413 | 0.46021 | 109018.3246 |  | 2444.7094
1 | 4700 | 707 | 0.035 | 15 | 15 | 7 | 7.4989e-13 | 0 | Water | Porous | Wet | R245fa | MinimizeLCOE | IgnoreSilica | 4.5018 | 1.8696 | 0.16999 | 4 | 75655.2922 |  | 1696.5515 |  | 157.9328 | -7.4948e-05 | 40381120209.5802 | 712495.3944 | 36177.8141 | 549927.9767 | 360730.8604 | 24077.0464 | 137458.7921 | 0 | 710138.4748 | 1847634.6419 | 1261048.6082 | 5639689.6089 | 3144235.0165 | 33581680.4266 |  | 1478867.319 | 7598057.1552 | 0 | 51442529.5262 |  | 749.8942 | 0.67996 | 75655.2922 |  | 1696.5515
1 | 4700 | 707 | 0.035 | 15 | 15 | 7 | 1e-12 | 0 | Water | Porous | Wet | R245fa | MinimizeLCOE | IgnoreSilica | 5.907 | 2.5665 | 0.24392 | 4 | 54343.5209 |  | 1218.6402 |  | 161.6181 | -7.7248e-05 | 41758505589.5518 | 903994.0756 | 47329.8479 | 706757.4171 | 488547.0488 | 24077.0464 | 160427.5246 | 0 | 909141.8545 | 2365400.6149 | 1614434.5238 | 7220109.9536 | 3144235.0165 | 33581680.4266 |  | 1478867.319 | 7598057.1552 | 0 | 53022949.8709 |  | 1000 | 0.9757 | 54343.5209 |  | 1218.6402
1 | 4700 | 707 | 0.035 | 15 | 15 | 7 | 1.3335e-12 | 0 | Water | Porous | Wet | R245fa | MinimizeLCOE | IgnoreSilica | 7.8025 | 3.5131 | 0.34515 | 4 | 39877.2517 |  | 894.2377 |  | 164.5707 | -7.9659e-05 | 42677852156.4604 | 1141690.8251 | 61333.0692 | 906598.6873 | 663855.558 | 24077.0464 | 189549.6031 | 0 | 1164970.8677 | 3031015.2294 | 2068730.1752 | 9251821.0615 | 3144235.0165 | 33581680.4266 |  | 1478867.319 | 7598057.1552 | 0 | 55054660.9788 |  | 1333.5214 | 1.3806 | 39877.2517 |  | 894.2377
1 | 4700 | 707 | 0.035 | 15 | 15 | 7 | 1.7783e-12 | 0 | Water | Porous | Wet | R245fa | MinimizeLCOE | IgnoreSilica | 10.3259 | 4.7782 | 0.48148 | 4 | 29921.1876 |  | 670.9754 |  | 166.8699 | -8.1692e-05 | 43284288289.2631 | 1432210.7388 | 78562.1252 | 1157528.7724 | 899928.8651 | 24077.0464 | 225119.3649 | 0 | 1488796.496 | 3873543.0885 | 2643772.7512 | 11823539.2486 | 3144235.0165 | 33581680.4266 |  | 1478867.319 | 7598057.1552 | 0 | 57626379.1659 |  | 1778.2794 | 1.9259 | 29921.1876 |  | 670.9754
1 | 4700 | 707 | 0.035 | 15 | 15 | 7 | 2.3714e-12 | 0 | Water | Porous | Wet | R245fa | MinimizeLCOE | IgnoreSilica | 13.6562 | 6.4517 | 0.66269 | 4 | 22957.2198 |  | 514.8101 |  | 168.6333 | -8.3433e-05 | 43744019268.442 | 1784147.8852 | 99496.1272 | 1469795.3132 | 1213812.5699 | 24077.0464 | 268271.0375 | 0 | 1895243.9919 | 4931036.0991 | 3365533.4603 | 15051413.5306 | 3144235.0165 | 33581680.4266 |  | 1478867.319 | 7598057.1552 | 0 | 60854253.4479 |  | 2371.3737 | 2.6508 | 22957.2198 |  | 514.8101
1 | 4700 | 707 | 0.035 | 15 | 15 | 7 | 3.1623e-12 | 0 | Water | Porous | Wet | R245fa | MinimizeLCOE | IgnoreSilica | 18.0996 | 8.6874 | 0.90614 | 4 | 17919.4016 |  | 401.8382 |  | 169.9938 | -8.4465e-05 | 44041163838.0087 | 2215229.2526 | 125131.9222 | 1862758.4897 | 1634684.6529 | 24077.0464 | 320190.4673 | 0 | 2411008.0141 | 6272948.287 | 4281416.1021 | 19147444.2343 | 3144235.0165 | 33581680.4266 |  | 1478867.319 | 7598057.1552 | 0 | 64950284.1516 |  | 3162.2777 | 3.6246 | 17919.4016 |  | 401.8382
1 | 4700 | 707 | 0.035 | 15 | 15 | 7 | 4.217e-12 | 0 | Water | Porous | Wet | R245fa | MinimizeLCOE | IgnoreSilica | 23.9922 | 11.654 | 1.23 | 4 | 14252.9689 |  | 319.6194 |  | 171.0321 | -8.5242e-05 | 44227474524.0657 | 2740248.4513 | 156298.532 | 2354221.9872 | 2194432.4418 | 24077.0464 | 383270.5735 | 0 | 3062494.1226 | 7967981.503 | 5438311.1014 | 24321335.7592 | 3144235.0165 | 33581680.4266 |  | 1478867.319 | 7598057.1552 | 0 | 70124175.6766 |  | 4216.965 | 4.92 | 14252.9689 |  | 319.6194
1 | 4700 | 707 | 0.035 | 15 | 15 | 7 | 5.6234e-12 | 0 | Water | Porous | Wet | R245fa | MinimizeLCOE | IgnoreSilica | 31.7654 | 15.5687 | 1.6581 | 4 | 11554.354 |  | 259.1036 |  | 171.8203 | -8.5755e-05 | 44339517777.3604 | 3376955.8538 | 193971.3919 | 2966038.0024 | 2934208.805 | 24077.0464 | 459406.9694 | 0 | 3882316.6468 | 10100991.5424 | 6894134.2823 | 30832100.5402 | 3144235.0165 | 33581680.4266 |  | 1478867.319 | 7598057.1552 | 0 | 76634940.4575 |  | 5623.4133 | 6.6326 | 11554.354 |  | 259.1036
1 | 4700 | 707 | 0.035 | 15 | 15 | 7 | 7.4989e-12 | 0 | Water | Porous | Wet | R245fa | MinimizeLCOE | IgnoreSilica | 41.9608 | 20.7044 | 2.2205 | 4 | 9547.1297 |  | 214.0921 |  | 172.4185 | -8.6062e-05 | 44391137829.1497 | 4145817.3236 | 239288.9294 | 3723873.0462 | 3905646.962 | 24077.0464 | 551049.2018 | 0 | 4910003.4787 | 12774821.8714 | 8719078.4236 | 38993656.2833 | 3144235.0165 | 33581680.4266 |  | 1478867.319 | 7598057.1552 | 0 | 84796496.2006 |  | 7498.9421 | 8.8819 | 9547.1297 |  | 214.0921
1 | 4700 | 707 | 0.035 | 15 | 15 | 7 | 1e-11 | 0 | Water | Porous | Wet | R245fa | MinimizeLCOE | IgnoreSilica | 55.1495 | 27.3515 | 2.949 | 4 | 8046.0573 |  | 180.4309 |  | 172.8724 | -8.6096e-05 | 44370687334.3566 | 5063398.0258 | 293117.4267 | 4651072.4521 | 5163891.9787 | 24077.0464 | 659729.7956 | 0 | 6183561.8228 | 16088359.4401 | 10980635.9006 | 49107843.8886 | 3144235.0165 | 33581680.4266 |  | 1478867.319 | 7598057.1552 | 0 | 94910683.806 |  | 10000 | 11.7959 | 8046.0573 |  | 180.4309
1 | 4700 | 707 | 0.035 | 15 | 15 | 7 | 1.3335e-11 | 0 | Water | Porous | Wet | R245fa | MinimizeLCOE | IgnoreSilica | 71.8728 | 35.7831 | 3.8742 | 4 | 6919.2747 |  | 155.1631 |  | 173.22 | -8.5825e-05 | 44289855067.513 | 6139960.182 | 356025.9444 | 5764643.7478 | 6760821.0846 | 24077.0464 | 786386.8145 | 0 | 7734446.7797 | 20123443.9677 | 13734664.0034 | 61424469.5706 | 3144235.0165 | 33581680.4266 |  | 1478867.319 | 7598057.1552 | 0 | 107227309.4879 |  | 13335.2143 | 15.4969 | 6919.2747 |  | 155.1631
1 | 4700 | 707 | 0.035 | 15 | 15 | 7 | 1.7783e-11 | 0 | Water | Porous | Wet | R245fa | MinimizeLCOE | IgnoreSilica | 92.0775 | 45.9775 | 4.9945 | 4 | 6085.2771 |  | 136.4609 |  | 173.487 | -8.5236e-05 | 44104349704.9959 | 7349175.3528 | 426424.5666 | 7043014.6128 | 8692733.7088 | 24077.0464 | 927469.8989 | 0 | 9540529.1226 | 24822499.7454 | 16941866.1276 | 75767790.1819 | 3144235.0165 | 33581680.4266 |  | 1478867.319 | 7598057.1552 | 0 | 121570630.0992 |  | 17782.7941 | 19.9778 | 6085.2771 |  | 136.4609
1 | 4700 | 707 | 0.035 | 15 | 15 | 7 | 2.3714e-11 | 0 | Water | Porous | Wet | R245fa | MinimizeLCOE | IgnoreSilica | 116.1117 | 58.1208 | 6.3309 | 4 | 5452.8823 |  | 122.2796 |  | 173.7072 | -8.4143e-05 | 43830814057.2114 | 8694400.4344 | 504505.5282 | 8493732.6082 | 10995791.1598 | 24077.0464 | 1083106.0067 | 0 | 11620288.9856 | 30233608.2916 | 20635058.8975 | 92284568.9585 | 3144235.0165 | 33581680.4266 |  | 1478867.319 | 7598057.1552 | 0 | 138087408.8758 |  | 23713.7371 | 25.3237 | 5452.8823 |  | 122.2796
1 | 4700 | 707 | 0.035 | 15 | 15 | 7 | 3.1623e-11 | 0 | Water | Porous | Wet | R245fa | MinimizeLCOE | IgnoreSilica | 142.7011 | 71.5798 | 7.8156 | 4 | 4985.4531 |  | 111.7976 |  | 173.894 | -8.2559e-05 | 43437451283.6186 | 10096169.1088 | 585718.3951 | 10032072.273 | 13550978.4317 | 24077.0464 | 1243581.221 | 0 | 13857712.6256 | 36054925.6442 | 24608227.6068 | 110053462.3527 | 3144235.0165 | 33581680.4266 |  | 1478867.319 | 7598057.1552 | 0 | 155856302.27 |  | 31622.7766 | 31.2622 | 4985.4531 |  | 111.7976
1 | 4700 | 707 | 0.035 | 15 | 15 | 7 | 4.217e-11 | 0 | Water | Porous | Wet | R245fa | MinimizeLCOE | IgnoreSilica | 170.1212 | 85.4886 | 9.3551 | 4 | 4643.5992 |  | 104.1316 |  | 174.0585 | -8.0516e-05 | 42946713468.9392 | 11470116.9946 | 665321.0707 | 11561579.4476 | 16194791.3947 | 24077.0464 | 1398642.7397 | 0 | 16112666.1905 | 41921852.2654 | 28612525.5791 | 127961572.7287 | 3144235.0165 | 33581680.4266 |  | 1478867.319 | 7598057.1552 | 0 | 173764412.646 |  | 42169.6503 | 37.4202 | 4643.5992 |  | 104.1316
1 | 4700 | 707 | 0.035 | 15 | 15 | 7 | 5.6234e-11 | 0 | Water | Porous | Wet | R245fa | MinimizeLCOE | IgnoreSilica | 196.5138 | 98.9062 | 10.8461 | 4 | 4395.4538 |  | 98.567 |  | 174.2058 | -7.8201e-05 | 42380343253.546 | 12739121.9627 | 738978.0392 | 12989899.5065 | 18748729.1525 | 24077.0464 | 1539905.76 | 0 | 18244477.4723 | 47468387.9259 | 32398150.1373 | 144891727.0028 | 3144235.0165 | 33581680.4266 |  | 1478867.319 | 7598057.1552 | 0 | 190694566.9201 |  | 56234.1325 | 43.3845 | 4395.4538 |  | 98.567
1 | 4700 | 707 | 0.035 | 15 | 15 | 7 | 7.4989e-11 | 0 | Water | Porous | Wet | R245fa | MinimizeLCOE | IgnoreSilica | 220.3648 | 111.0657 | 12.2027 | 4 | 4216.1941 |  | 94.5471 |  | 174.3365 | -7.5821e-05 | 41794836283.6071 | 13849582.6365 | 803553.2628 | 14250640.8013 | 21066824.3665 | 24077.0464 | 1661714.6588 | 0 | 20145993.1812 | 52415741.746 | 35774820.7774 | 159992948.4769 | 3144235.0165 | 33581680.4266 |  | 1478867.319 | 7598057.1552 | 0 | 205795788.3942 |  | 74989.4209 | 48.8108 | 4216.1941 |  | 94.5471
1 | 4700 | 707 | 0.035 | 15 | 15 | 7 | 1e-10 | 0 | Water | Porous | Wet | R245fa | MinimizeLCOE | IgnoreSilica | 240.84 | 121.5329 | 13.3752 | 4 | 4086.6312 |  | 91.6417 |  | 174.4496 | -6.9041e-05 | 41238691310.271 | 14779881.5658 | 857777.5551 | 15313594.9369 | 23065443.5247 | 24077.0464 | 1762149.4678 | 0 | 21763140.3977 | 56623227.081 | 38646515.9737 | 172835807.5491 | 3144235.0165 | 33581680.4266 |  | 1478867.319 | 7598057.1552 | 0 | 218638647.4665 |  | 100000 | 53.5009 | 4086.6312 |  | 91.6417
1 | 4700 | 707 | 0.035 | 15 | 15 | 7 | 1.3335e-10 | 0 | Water | Porous | Wet | R245fa | MinimizeLCOE | IgnoreSilica | 255.0445 | 128.8108 | 14.239 | 4 | 3992.4691 |  | 89.5301 |  | 174.5288 | -6.2145e-05 | 41182894812.7162 | 15414308.8408 | 894831.7789 | 16041677.0742 | 24456856.6097 | 24077.0464 | 1798529.9322 | 0 | 22865809.7001 | 59492146.417 | 40604612.371 | 181592849.7703 | 3144235.0165 | 33581680.4266 |  | 1478867.319 | 7598057.1552 | 0 | 227395689.6876 |  | 133352.1432 | 56.9562 | 3992.4691 |  | 89.5301
1 | 4700 | 707 | 0.035 | 15 | 15 | 7 | 1.7783e-10 | 0 | Water | Porous | Wet | R245fa | MinimizeLCOE | IgnoreSilica | 262.1091 | 132.4345 | 14.7584 | 4 | 3922.2926 |  | 87.9565 |  | 174.5677 | -5.5381e-05 | 41813045179.7662 | 15726626.0951 | 913087.7667 | 16401071.7952 | 25150106.981 | 24077.0464 | 1755578.3584 | 0 | 23388513.7367 | 60852115.099 | 41532818.941 | 185743995.8195 | 3144235.0165 | 33581680.4266 |  | 1478867.319 | 7598057.1552 | 0 | 231546835.7368 |  | 177827.941 | 59.0335 | 3922.2926 |  | 87.9565
1 | 4700 | 707 | 0.035 | 15 | 15 | 7 | 2.3714e-10 | 0 | Water | Porous | Wet | R245fa | MinimizeLCOE | IgnoreSilica | 267.5413 | 135.2232 | 15.1641 | 4 | 3869.6561 |  | 86.7761 |  | 174.5978 | -5.0395e-05 | 42304771424.0208 | 15965477.0062 | 927061.505 | 16676295.6684 | 25683893.393 | 24077.0464 | 1718148.8901 | 0 | 23788031.8685 | 61891579.3256 | 42242274.6345 | 188916839.3377 | 3144235.0165 | 33581680.4266 |  | 1478867.319 | 7598057.1552 | 0 | 234719679.255 |  | 237137.3706 | 60.6565 | 3869.6561 |  | 86.7761
1 | 4700 | 707 | 0.035 | 15 | 15 | 7 | 3.1623e-10 | 0 | Water | Porous | Wet | R245fa | MinimizeLCOE | IgnoreSilica | 271.6829 | 137.3509 | 15.4775 | 4 | 3830.1884 |  | 85.891 |  | 174.6209 | -4.6243e-05 | 42684829771.1382 | 16146853.346 | 937680.0054 | 16885499.8784 | 26091304.2068 | 24077.0464 | 1686752.4586 | 0 | 24091145.1072 | 62680217.7955 | 42780536.5951 | 191324066.4393 | 3144235.0165 | 33581680.4266 |  | 1478867.319 | 7598057.1552 | 0 | 237126906.3566 |  | 316227.766 | 61.91 | 3830.1884 |  | 85.891
1 | 4700 | 707 | 0.035 | 15 | 15 | 7 | 4.217e-10 | 0 | Water | Porous | Wet | R245fa | MinimizeLCOE | IgnoreSilica | 274.8204 | 138.9635 | 15.7175 | 4 | 3800.5986 |  | 85.2275 |  | 174.6385 | -4.3453e-05 | 42978886995.3679 | 16283839.9953 | 945703.9939 | 17043619.8374 | 26400181.4154 | 24077.0464 | 1661105.701 | 0 | 24319825.9158 | 63275198.3507 | 43186623.0497 | 193140175.3054 | 3144235.0165 | 33581680.4266 |  | 1478867.319 | 7598057.1552 | 0 | 238943015.2227 |  | 421696.5034 | 62.8698 | 3800.5986 |  | 85.2275
1 | 4700 | 707 | 0.035 | 15 | 15 | 7 | 5.6234e-10 | 0 | Water | Porous | Wet | R245fa | MinimizeLCOE | IgnoreSilica | 277.2124 | 140.1935 | 15.9012 | 4 | 3778.4151 |  | 84.73 |  | 174.6519 | -4.1175e-05 | 43199929810.3575 | 16388048.7602 | 951810.6245 | 17163969.7206 | 26635824.3347 | 24077.0464 | 1640969.288 | 0 | 24493832.912 | 63727928.8611 | 43495620.9257 | 194522082.4732 | 3144235.0165 | 33581680.4266 |  | 1478867.319 | 7598057.1552 | 0 | 240324922.3906 |  | 562341.3252 | 63.6047 | 3778.4151 |  | 84.73
1 | 4700 | 707 | 0.035 | 15 | 15 | 7 | 7.4989e-10 | 0 | Water | Porous | Wet | R245fa | MinimizeLCOE | IgnoreSilica | 279.0003 | 141.1131 | 16.0399 | 4 | 3761.7839 |  | 84.3571 |  | 174.662 | -3.9273e-05 | 43370568209.5232 | 16465809.0213 | 956368.72 | 17253811.5668 | 26812038.3207 | 24077.0464 | 1624898.9495 | 0 | 24623431.4136 | 64065117.5779 | 43725759.1535 | 195551311.7697 | 3144235.0165 | 33581680.4266 |  | 1478867.319 | 7598057.1552 | 0 | 241354151.687 |  | 749894.2093 | 64.1595 | 3761.7839 |  | 84.3571
1 | 4700 | 707 | 0.035 | 15 | 15 | 7 | 1e-09 | 0 | Water | Porous | Wet | R245fa | MinimizeLCOE | IgnoreSilica | 280.3575 | 141.8114 | 16.1453 | 4 | 3749.3148 |  | 84.0775 |  | 174.6696 | -3.7671e-05 | 43498238654.1903 | 16524767.505 | 959825.5855 | 17321950.3768 | 26945859.5064 | 24077.0464 | 1612599.8198 | 0 | 24721741.1375 | 64320899.3134 | 43900335.4437 | 196332055.7344 | 3144235.0165 | 33581680.4266 |  | 1478867.319 | 7598057.1552 | 0 | 242134895.6517 |  | 1000000 | 64.5811 | 3749.3148 |  | 84.0775
1 | 4700 | 707 | 0.035 | 15 | 15 | 7 | 1.3335e-09 | 0 | Water | Porous | Wet | R245fa | MinimizeLCOE | IgnoreSilica | 281.3781 | 142.3366 | 16.2248 | 4 | 3739.9659 |  | 83.8678 |  | 174.6754 | -3.6995e-05 | 43594813618.3548 | 16569058.6639 | 962422.9422 | 17373149.5878 | 27046510.8905 | 24077.0464 | 1603130.2937 | 0 | 24795556.2755 | 64512951.161 | 44031414.776 | 196918271.6369 | 3144235.0165 | 33581680.4266 |  | 1478867.319 | 7598057.1552 | 0 | 242721111.5542 |  | 1333521.4322 | 64.8993 | 3739.9659 |  | 83.8678
1 | 4700 | 707 | 0.035 | 15 | 15 | 7 | 1.7783e-09 | 0 | Water | Porous | Wet | R245fa | MinimizeLCOE | IgnoreSilica | 282.1286 | 142.7228 | 16.284 | 4 | 3732.9562 |  | 83.7106 |  | 174.6797 | -3.6477e-05 | 43670177673.5061 | 16601605.1933 | 964331.7326 | 17410779.4545 | 27120539.2707 | 24077.0464 | 1595634.3117 | 0 | 24849617.1336 | 64653606.4242 | 44127414.8833 | 197347605.4501 | 3144235.0165 | 33581680.4266 |  | 1478867.319 | 7598057.1552 | 0 | 243150445.3675 |  | 1778279.41 | 65.1362 | 3732.9562 |  | 83.7106
1 | 4700 | 707 | 0.035 | 15 | 15 | 7 | 2.3714e-09 | 0 | Water | Porous | Wet | R245fa | MinimizeLCOE | IgnoreSilica | 282.7157 | 143.025 | 16.3296 | 4 | 3727.7003 |  | 83.5928 |  | 174.683 | -3.5398e-05 | 43725640425.9001 | 16627056.9054 | 965824.7054 | 17440208.8927 | 27178468.8049 | 24077.0464 | 1590297.7462 | 0 | 24892114.2994 | 64764175.3323 | 44202880.435 | 197685104.1677 | 3144235.0165 | 33581680.4266 |  | 1478867.319 | 7598057.1552 | 0 | 243487944.085 |  | 2371373.7057 | 65.3185 | 3727.7003 |  | 83.5928
1 | 4700 | 707 | 0.035 | 15 | 15 | 7 | 3.1623e-09 | 0 | Water | Porous | Wet | R245fa | MinimizeLCOE | IgnoreSilica | 283.1445 | 143.2457 | 16.3634 | 4 | 3723.7592 |  | 83.5044 |  | 174.6854 | -3.5108e-05 | 43765277373.7905 | 16645635.4665 | 966914.5285 | 17461693.627 | 27220776.5192 | 24077.0464 | 1586064.0886 | 0 | 24923012.8977 | 64844567.1469 | 44257749.5004 | 197930490.8211 | 3144235.0165 | 33581680.4266 |  | 1478867.319 | 7598057.1552 | 0 | 243733330.7385 |  | 3162277.6602 | 65.4536 | 3723.7592 |  | 83.5044
1 | 4700 | 707 | 0.035 | 15 | 15 | 7 | 4.217e-09 | 0 | Water | Porous | Wet | R245fa | MinimizeLCOE | IgnoreSilica | 283.4586 | 143.4074 | 16.3884 | 4 | 3720.804 |  | 83.4381 |  | 174.6872 | -3.4887e-05 | 43797920504.5703 | 16659241.3914 | 967712.6598 | 17477429.3488 | 27251772.1049 | 24077.0464 | 1582744.3287 | 0 | 24945560.9832 | 64903232.64 | 44297789.9049 | 198109560.408 | 3144235.0165 | 33581680.4266 |  | 1478867.319 | 7598057.1552 | 0 | 243912400.3253 |  | 4216965.0343 | 65.5537 | 3720.804 |  | 83.4381
1 | 4700 | 707 | 0.035 | 15 | 15 | 7 | 5.6234e-09 | 0 | Water | Porous | Wet | R245fa | MinimizeLCOE | IgnoreSilica | 283.7 | 143.5316 | 16.4075 | 4 | 3718.588 |  | 83.3884 |  | 174.6886 | -3.4724e-05 | 43819423550.944 | 16669693.9585 | 968325.8705 | 17489518.4374 | 27275590.569 | 24077.0464 | 1580327.9022 | 0 | 24962938.1758 | 64948444.5306 | 44328647.9492 | 198247564.4395 | 3144235.0165 | 33581680.4266 |  | 1478867.319 | 7598057.1552 | 0 | 244050404.3569 |  | 5623413.2519 | 65.6299 | 3718.588 |  | 83.3884
1 | 4700 | 707 | 0.035 | 15 | 15 | 7 | 7.4989e-09 | 0 | Water | Porous | Wet | R245fa | MinimizeLCOE | IgnoreSilica | 283.8802 | 143.6244 | 16.4217 | 4 | 3716.9263 |  | 83.3512 |  | 174.6896 | -3.46e-05 | 43839507572.1405 | 16677496.0689 | 968783.5995 | 17498542.4942 | 27293373.1641 | 24077.0464 | 1578493.8183 | 0 | 24975898.8146 | 64982165.4543 | 44351663.1725 | 198350493.6327 | 3144235.0165 | 33581680.4266 |  | 1478867.319 | 7598057.1552 | 0 | 244153333.5501 |  | 7498942.0933 | 65.6869 | 3716.9263 |  | 83.3512
1 | 4700 | 707 | 0.035 | 15 | 15 | 7 | 1e-08 | 0 | Water | Porous | Wet | R245fa | MinimizeLCOE | IgnoreSilica | 284.0265 | 143.6997 | 16.4329 | 4 | 3715.6802 |  | 83.3232 |  | 174.6904 | -3.4513e-05 | 43851276891.3905 | 16683831.9946 | 969155.3812 | 17505870.3931 | 27307816.1667 | 24077.0464 | 1577286.6111 | 0 | 24986534.6613 | 65009837.7458 | 44370550.0801 | 198434960.0804 | 3144235.0165 | 33581680.4266 |  | 1478867.319 | 7598057.1552 | 0 | 244237799.9977 |  | 10000000 | 65.7317 | 3715.6802 |  | 83.3232
1 | 4800 | 707 | 0.035 | 15 | 15 | 7 | 1e-13 | 0 | Water | Porous | Wet | R245fa | MinimizeLCOE | IgnoreSilica | 0.71482 | 0.12749 | 0.0016377 | 4 | 7301487.2713 |  | 163734.0753 |  | 101.3404 | -4.985e-05 | 7928244825.348 | 83070.4843 | 2846.4841 | 66613.9886 | 51769.2574 | 24077.0464 | 53444.8186 | 0 | 109910.6109 | 285964.8639 | 195176.8956 | 872874.4498 | 3144235.0165 | 34544777.9883 |  | 1478867.319 | 7790676.6675 | 0 | 47831431.4411 |  | 100 | 0.0065509 | 7301487.2713 |  | 163734.0753
1 | 4800 | 707 | 0.035 | 15 | 15 | 7 | 1.3335e-13 | 0 | Water | Porous | Wet | R245fa | MinimizeLCOE | IgnoreSilica | 0.93431 | 0.20799 | 0.0071901 | 4 | 1673522.5559 |  | 37528.3361 |  | 113.7976 | -5.4113e-05 | 16143283636.8778 | 125516.4615 | 4669.0694 | 97716.0871 | 65861.7651 | 24077.0464 | 60819.568 | 0 | 147677.399 | 384226.2995 | 262242.3445 | 1172806.0405 | 3144235.0165 | 34544777.9883 |  | 1478867.319 | 7790676.6675 | 0 | 48131363.0318 |  | 133.3521 | 0.028761 | 1673522.5559 |  | 37528.3361
1 | 4800 | 707 | 0.035 | 15 | 15 | 7 | 1.7783e-13 | 0 | Water | Porous | Wet | R245fa | MinimizeLCOE | IgnoreSilica | 1.2121 | 0.32157 | 0.016449 | 4 | 737378.2783 |  | 16535.5285 |  | 124.8771 | -5.8044e-05 | 23598917633.4285 | 179954.7009 | 7204.3998 | 137458.1947 | 85389.934 | 24077.0464 | 68749.0316 | 0 | 196104.9899 | 510224.957 | 348239.0173 | 1557402.2716 | 3144235.0165 | 34544777.9883 |  | 1478867.319 | 7790676.6675 | 0 | 48515959.2629 |  | 177.8279 | 0.065795 | 737378.2783 |  | 16535.5285
1 | 4800 | 707 | 0.035 | 15 | 15 | 7 | 2.3714e-13 | 0 | Water | Porous | Wet | R245fa | MinimizeLCOE | IgnoreSilica | 1.5826 | 0.48551 | 0.031147 | 4 | 393517.8928 |  | 8824.543 |  | 134.872 | -6.2606e-05 | 29929671647.4523 | 251343.0489 | 10766.9871 | 189880.5571 | 113579.381 | 24077.0464 | 78543.2922 | 0 | 260594.222 | 678012.7104 | 462757.6066 | 2069554.8518 | 3144235.0165 | 34544777.9883 |  | 1478867.319 | 7790676.6675 | 0 | 49028111.8431 |  | 237.1374 | 0.12459 | 393517.8928 |  | 8824.543
1 | 4800 | 707 | 0.035 | 15 | 15 | 7 | 3.1623e-13 | 0 | Water | Porous | Wet | R245fa | MinimizeLCOE | IgnoreSilica | 2.0625 | 0.71034 | 0.052855 | 4 | 234978.2016 |  | 5269.329 |  | 143.3397 | -6.6767e-05 | 35019570884.7266 | 340305.242 | 15469.2416 | 256039.0951 | 152670.97 | 24077.0464 | 89773.9222 | 0 | 342550.8517 | 891247.0494 | 608294.4245 | 2720427.8428 | 3144235.0165 | 34544777.9883 |  | 1478867.319 | 7790676.6675 | 0 | 49678984.8341 |  | 316.2278 | 0.21142 | 234978.2016 |  | 5269.329
1 | 4800 | 707 | 0.035 | 15 | 15 | 7 | 4.217e-13 | 0 | Water | Porous | Wet | R245fa | MinimizeLCOE | IgnoreSilica | 2.6887 | 1.0155 | 0.08384 | 4 | 150596.4036 |  | 3377.0877 |  | 150.3992 | -7.0538e-05 | 38963235734.5418 | 450231.2341 | 21553.8455 | 339205.7246 | 206615.1176 | 24077.0464 | 102962.0205 | 0 | 446411.5456 | 1161471.27 | 792728.0077 | 3545255.812 | 3144235.0165 | 34544777.9883 |  | 1478867.319 | 7790676.6675 | 0 | 50503812.8033 |  | 421.6965 | 0.33536 | 150596.4036 |  | 3377.0877
1 | 4800 | 707 | 0.035 | 15 | 15 | 7 | 5.6234e-13 | 0 | Water | Porous | Wet | R245fa | MinimizeLCOE | IgnoreSilica | 3.4975 | 1.4202 | 0.12654 | 4 | 101805.3863 |  | 2282.961 |  | 156.1245 | -7.3492e-05 | 41981998059.0984 | 583268.5126 | 29188.5056 | 441904.7903 | 279454.5646 | 24077.0464 | 118072.2463 | 0 | 575626.6097 | 1497662.3611 | 1022185.3353 | 4571439.9718 | 3144235.0165 | 34544777.9883 |  | 1478867.319 | 7790676.6675 | 0 | 51529996.9631 |  | 562.3413 | 0.50616 | 101805.3863 |  | 2282.961
1 | 4800 | 707 | 0.035 | 15 | 15 | 7 | 7.4989e-13 | 0 | Water | Porous | Wet | R245fa | MinimizeLCOE | IgnoreSilica | 4.599 | 1.9811 | 0.18677 | 4 | 70774.2139 |  | 1587.0945 |  | 160.9099 | -7.7047e-05 | 44072171739.2279 | 751605.1587 | 39122.4146 | 574823.1999 | 382170.1576 | 24077.0464 | 137924.3273 | 0 | 744791.6988 | 1937795.2224 | 1322585.057 | 5914894.2826 | 3144235.0165 | 34544777.9883 |  | 1478867.319 | 7790676.6675 | 0 | 52873451.2739 |  | 749.8942 | 0.74707 | 70774.2139 |  | 1587.0945
1 | 4800 | 707 | 0.035 | 15 | 15 | 7 | 1e-12 | 0 | Water | Porous | Wet | R245fa | MinimizeLCOE | IgnoreSilica | 6.058 | 2.7322 | 0.26889 | 4 | 50739.4295 |  | 1137.8194 |  | 164.7109 | -8.0125e-05 | 45563107681.001 | 957499.3223 | 51535.1546 | 741359.3403 | 521821.772 | 24077.0464 | 161984.7982 | 0 | 958728.1991 | 2494414.112 | 1702488.8865 | 7613908.6313 | 3144235.0165 | 34544777.9883 |  | 1478867.319 | 7790676.6675 | 0 | 54572465.6226 |  | 1000 | 1.0755 | 50739.4295 |  | 1137.8194
1 | 4800 | 707 | 0.035 | 15 | 15 | 7 | 1.3335e-12 | 0 | Water | Porous | Wet | R245fa | MinimizeLCOE | IgnoreSilica | 7.9754 | 3.7257 | 0.37911 | 4 | 37389.2545 |  | 838.4449 |  | 167.6757 | -8.2442e-05 | 46649270940.0146 | 1206699.8423 | 66785.5859 | 948020.1331 | 708807.2175 | 24077.0464 | 190534.5948 | 0 | 1226520.5238 | 3191154.8089 | 2178028.7288 | 9740628.4814 | 3144235.0165 | 34544777.9883 |  | 1478867.319 | 7790676.6675 | 0 | 56699185.4727 |  | 1333.5214 | 1.5165 | 37389.2545 |  | 838.4449
1 | 4800 | 707 | 0.035 | 15 | 15 | 7 | 1.7783e-12 | 0 | Water | Porous | Wet | R245fa | MinimizeLCOE | IgnoreSilica | 10.5474 | 5.0635 | 0.52852 | 4 | 28105.5494 |  | 630.2601 |  | 170.0106 | -8.4733e-05 | 47445457168.4571 | 1514003.9531 | 85777.7932 | 1209475.4852 | 962887.9718 | 24077.0464 | 226281.963 | 0 | 1568776.6429 | 4081635.0245 | 2785799.7735 | 12458715.6535 | 3144235.0165 | 34544777.9883 |  | 1478867.319 | 7790676.6675 | 0 | 59417272.6449 |  | 1778.2794 | 2.1141 | 28105.5494 |  | 630.2601
1 | 4800 | 707 | 0.035 | 15 | 15 | 7 | 2.3714e-12 | 0 | Water | Porous | Wet | R245fa | MinimizeLCOE | IgnoreSilica | 13.958 | 6.8402 | 0.72884 | 4 | 21556.2105 |  | 483.3928 |  | 171.8103 | -8.6125e-05 | 47979004678.1342 | 1888245.9624 | 109053.1596 | 1536156.5686 | 1302605.3361 | 24077.0464 | 268784.6345 | 0 | 2000279.8559 | 5204317.8713 | 3552053.8852 | 15885574.3199 | 3144235.0165 | 34544777.9883 |  | 1478867.319 | 7790676.6675 | 0 | 62844131.3112 |  | 2371.3737 | 2.9154 | 21556.2105 |  | 483.3928
1 | 4800 | 707 | 0.035 | 15 | 15 | 7 | 3.1623e-12 | 0 | Water | Porous | Wet | R245fa | MinimizeLCOE | IgnoreSilica | 18.4869 | 9.2012 | 0.99633 | 4 | 16855.984 |  | 377.9913 |  | 173.1919 | -8.719e-05 | 48337978589.3182 | 2344671.1323 | 137521.8045 | 1944987.9691 | 1756088.525 | 24077.0464 | 320454.3149 | 0 | 2545842.3089 | 6623759.4638 | 4520851.9387 | 20218254.5036 | 3144235.0165 | 34544777.9883 |  | 1478867.319 | 7790676.6675 | 0 | 67176811.4949 |  | 3162.2777 | 3.9853 | 16855.984 |  | 377.9913
1 | 4800 | 707 | 0.035 | 15 | 15 | 7 | 4.217e-12 | 0 | Water | Porous | Wet | R245fa | MinimizeLCOE | IgnoreSilica | 24.3601 | 12.2635 | 1.3445 | 4 | 13486.9825 |  | 302.4423 |  | 174.2286 | -8.8007e-05 | 48524225030.4964 | 2888980.8819 | 171475.975 | 2445170.1316 | 2346080.1382 | 24077.0464 | 381766.1924 | 0 | 3220444.6425 | 8378936.3558 | 5718796.2327 | 25575727.5964 | 3144235.0165 | 34544777.9883 |  | 1478867.319 | 7790676.6675 | 0 | 72534284.5877 |  | 4216.965 | 5.3781 | 13486.9825 |  | 302.4423
1 | 4800 | 707 | 0.035 | 15 | 15 | 7 | 5.6234e-12 | 0 | Water | Porous | Wet | R245fa | MinimizeLCOE | IgnoreSilica | 32.2212 | 16.3628 | 1.8114 | 4 | 10955.8157 |  | 245.6815 |  | 175.0332 | -8.8626e-05 | 48673290194.6442 | 3559596.6466 | 213237.4679 | 3077212.4032 | 3137471.2265 | 24077.0464 | 457366.8466 | 0 | 4082895.0385 | 10622855.3733 | 7250317.0702 | 32425029.1193 | 3144235.0165 | 34544777.9883 |  | 1478867.319 | 7790676.6675 | 0 | 79383586.1106 |  | 5623.4133 | 7.2458 | 10955.8157 |  | 245.6815
1 | 4800 | 707 | 0.035 | 15 | 15 | 7 | 7.4989e-12 | 0 | Water | Porous | Wet | R245fa | MinimizeLCOE | IgnoreSilica | 42.5185 | 21.7294 | 2.4242 | 4 | 9070.7826 |  | 203.4101 |  | 175.6442 | -8.8962e-05 | 48737093586.6256 | 4368681.3909 | 263540.2584 | 3858592.4611 | 4174805.9496 | 24077.0464 | 548060.2376 | 0 | 5162725.3642 | 13432352.377 | 9167856.5046 | 41000691.5898 | 3144235.0165 | 34544777.9883 |  | 1478867.319 | 7790676.6675 | 0 | 87959248.5811 |  | 7498.9421 | 9.697 | 9070.7826 |  | 203.4101
1 | 4800 | 707 | 0.035 | 15 | 15 | 7 | 1e-11 | 0 | Water | Porous | Wet | R245fa | MinimizeLCOE | IgnoreSilica | 55.817 | 28.6638 | 3.2171 | 4 | 7660.4129 |  | 171.7829 |  | 176.1081 | -8.8989e-05 | 48763106655.4808 | 5333117.6075 | 323236.112 | 4813278.4329 | 5516620.9516 | 24077.0464 | 655367.1249 | 0 | 6499621.9374 | 16910683.0252 | 11541888.6445 | 51617890.8824 | 3144235.0165 | 34544777.9883 |  | 1478867.319 | 7790676.6675 | 0 | 98576447.8737 |  | 10000 | 12.8683 | 7660.4129 |  | 171.7829
1 | 4800 | 707 | 0.035 | 15 | 15 | 7 | 1.3335e-11 | 0 | Water | Porous | Wet | R245fa | MinimizeLCOE | IgnoreSilica | 72.7011 | 37.4649 | 4.2251 | 4 | 6598.9077 |  | 147.9789 |  | 176.4643 | -8.8744e-05 | 48689470491.0787 | 6466451.971 | 393239.8009 | 5960665.852 | 7220768.1404 | 24077.0464 | 780944.6873 | 0 | 8129997.5242 | 21152585.8662 | 14437074.4959 | 64565805.3843 | 3144235.0165 | 34544777.9883 |  | 1478867.319 | 7790676.6675 | 0 | 111524362.3757 |  | 13335.2143 | 16.9004 | 6598.9077 |  | 147.9789
1 | 4800 | 707 | 0.035 | 15 | 15 | 7 | 1.7783e-11 | 0 | Water | Porous | Wet | R245fa | MinimizeLCOE | IgnoreSilica | 93.381 | 48.256 | 5.4628 | 4 | 5803.8342 |  | 130.1496 |  | 176.742 | -8.8071e-05 | 48536831045.5399 | 7756842.242 | 472618.8876 | 7296206.3675 | 9312199.686 | 24077.0464 | 922586.1388 | 0 | 10055966.8436 | 26163562.9647 | 17857169.3309 | 79861229.5075 | 3144235.0165 | 34544777.9883 |  | 1478867.319 | 7790676.6675 | 0 | 126819786.4988 |  | 17782.7941 | 21.851 | 5803.8342 |  | 130.1496
1 | 4800 | 707 | 0.035 | 15 | 15 | 7 | 2.3714e-11 | 0 | Water | Porous | Wet | R245fa | MinimizeLCOE | IgnoreSilica | 117.581 | 60.9009 | 6.9156 | 4 | 5211.197 |  | 116.8598 |  | 176.9665 | -8.6924e-05 | 48280251763.4845 | 9169047.265 | 559250.6017 | 8787062.7363 | 11765672.2492 | 24077.0464 | 1076153.8386 | 0 | 12238692.8575 | 31842568.3141 | 21733207.1737 | 97195732.0826 | 3144235.0165 | 34544777.9883 |  | 1478867.319 | 7790676.6675 | 0 | 144154289.0739 |  | 23713.7371 | 27.6624 | 5211.197 |  | 116.8598
1 | 4800 | 707 | 0.035 | 15 | 15 | 7 | 3.1623e-11 | 0 | Water | Porous | Wet | R245fa | MinimizeLCOE | IgnoreSilica | 144.248 | 74.8405 | 8.5235 | 4 | 4772.7102 |  | 107.0269 |  | 177.1564 | -8.5258e-05 | 47926210212.385 | 10635628.4111 | 649413.9059 | 10359695.0205 | 14473232.9925 | 24077.0464 | 1233791.4199 | 0 | 14576577.1306 | 37925263.6266 | 25884771.7114 | 115762451.2649 | 3144235.0165 | 34544777.9883 |  | 1478867.319 | 7790676.6675 | 0 | 162721008.2562 |  | 31622.7766 | 34.094 | 4772.7102 |  | 107.0269
1 | 4800 | 707 | 0.035 | 15 | 15 | 7 | 4.217e-11 | 0 | Water | Porous | Wet | R245fa | MinimizeLCOE | IgnoreSilica | 171.617 | 89.1714 | 10.1831 | 4 | 4452.3172 |  | 99.8421 |  | 177.3228 | -8.3134e-05 | 47463565773.4099 | 12067321.8338 | 737584.1257 | 11915785.5729 | 17261377.4588 | 24077.0464 | 1385452.4099 | 0 | 16922723.3945 | 44029454.9446 | 30051007.7145 | 134394784.501 | 3144235.0165 | 34544777.9883 |  | 1478867.319 | 7790676.6675 | 0 | 181353341.4923 |  | 42169.6503 | 40.7323 | 4452.3172 |  | 99.8421
1 | 4800 | 707 | 0.035 | 15 | 15 | 7 | 5.6234e-11 | 0 | Water | Porous | Wet | R245fa | MinimizeLCOE | IgnoreSilica | 197.8322 | 102.9295 | 11.7828 | 4 | 4220.0922 |  | 94.6345 |  | 177.4711 | -8.0748e-05 | 46940110215.2596 | 13384320.0438 | 818907.6034 | 13362553.6535 | 19943389.709 | 24077.0464 | 1523007.1766 | 0 | 19131939.5407 | 49777382.1846 | 33974086.1639 | 151939663.1218 | 3144235.0165 | 34544777.9883 |  | 1478867.319 | 7790676.6675 | 0 | 198898220.1131 |  | 56234.1325 | 47.1312 | 4220.0922 |  | 94.6345
1 | 4800 | 707 | 0.035 | 15 | 15 | 7 | 7.4989e-11 | 0 | Water | Porous | Wet | R245fa | MinimizeLCOE | IgnoreSilica | 221.3905 | 115.3235 | 13.2308 | 4 | 4052.4353 |  | 90.8749 |  | 177.6015 | -7.829e-05 | 46403026247.9803 | 14531241.2441 | 889989.9667 | 14632466.6744 | 22364628.3554 | 24077.0464 | 1640606.8996 | 0 | 21092373.9728 | 54878030.4363 | 37455383.4035 | 167508797.9991 | 3144235.0165 | 34544777.9883 |  | 1478867.319 | 7790676.6675 | 0 | 214467354.9905 |  | 74989.4209 | 52.9231 | 4052.4353 |  | 90.8749
1 | 4800 | 707 | 0.035 | 15 | 15 | 7 | 1e-10 | 0 | Water | Porous | Wet | R245fa | MinimizeLCOE | IgnoreSilica | 241.5757 | 125.9685 | 14.4795 | 4 | 3931.2287 |  | 88.1568 |  | 177.7139 | -7.1315e-05 | 45893124995.3131 | 15490906.2694 | 949710.095 | 15701071.5208 | 24448605.4605 | 24077.0464 | 1737679.4931 | 0 | 22757299.4553 | 59209825.0186 | 40411922.2154 | 180731096.5746 | 3144235.0165 | 34544777.9883 |  | 1478867.319 | 7790676.6675 | 0 | 227689653.5659 |  | 100000 | 57.9182 | 3931.2287 |  | 88.1568
1 | 4800 | 707 | 0.035 | 15 | 15 | 7 | 1.3335e-10 | 0 | Water | Porous | Wet | R245fa | MinimizeLCOE | IgnoreSilica | 258.2311 | 134.7716 | 15.5162 | 4 | 3843.2947 |  | 86.1849 |  | 177.8081 | -6.4871e-05 | 45437184995.4664 | 16268923.4837 | 998320.1107 | 16570871.5181 | 26175386.7867 | 24077.0464 | 1815383.6217 | 0 | 24122655.4012 | 62762201.117 | 42836491.8967 | 191574310.9823 | 3144235.0165 | 34544777.9883 |  | 1478867.319 | 7790676.6675 | 0 | 238532867.9736 |  | 133352.1432 | 62.0647 | 3843.2947 |  | 86.1849
1 | 4800 | 707 | 0.035 | 15 | 15 | 7 | 1.7783e-10 | 0 | Water | Porous | Wet | R245fa | MinimizeLCOE | IgnoreSilica | 270.1212 | 141.0673 | 16.2859 | 4 | 3779.1433 |  | 84.7464 |  | 177.8762 | -5.8927e-05 | 45284259700.686 | 16817436.9533 | 1032701.9436 | 17185781.3036 | 27412274.5306 | 24077.0464 | 1851993.5448 | 0 | 25086463.4757 | 65269832.0225 | 44548001.5163 | 199228562.3368 | 3144235.0165 | 34544777.9883 |  | 1478867.319 | 7790676.6675 | 0 | 246187119.3281 |  | 177827.941 | 65.1436 | 3779.1433 |  | 84.7464
1 | 4800 | 707 | 0.035 | 15 | 15 | 7 | 2.3714e-10 | 0 | Water | Porous | Wet | R245fa | MinimizeLCOE | IgnoreSilica | 275.4802 | 143.9069 | 16.7135 | 4 | 3731.4092 |  | 83.6759 |  | 177.9063 | -5.3768e-05 | 45789910275.6989 | 17062711.6776 | 1048090.3072 | 17461297.9698 | 27970526.208 | 24077.0464 | 1814172.6215 | 0 | 25498541.5739 | 66341974.7052 | 45279760.9276 | 202501153.0373 | 3144235.0165 | 34544777.9883 |  | 1478867.319 | 7790676.6675 | 0 | 249459710.0286 |  | 237137.3706 | 66.854 | 3731.4092 |  | 83.6759
1 | 4800 | 707 | 0.035 | 15 | 15 | 7 | 3.1623e-10 | 0 | Water | Porous | Wet | R245fa | MinimizeLCOE | IgnoreSilica | 279.5681 | 146.0743 | 17.0435 | 4 | 3695.6237 |  | 82.8735 |  | 177.9294 | -4.9485e-05 | 46179726124.786 | 17249113.0438 | 1059798.3389 | 17670847.0366 | 28396869.2891 | 24077.0464 | 1782714.8739 | 0 | 25811533.6552 | 67156315.8973 | 45835565.5242 | 204986834.7055 | 3144235.0165 | 34544777.9883 |  | 1478867.319 | 7790676.6675 | 0 | 251945391.6968 |  | 316227.766 | 68.174 | 3695.6237 |  | 82.8735
1 | 4800 | 707 | 0.035 | 15 | 15 | 7 | 4.217e-10 | 0 | Water | Porous | Wet | R245fa | MinimizeLCOE | IgnoreSilica | 282.6498 | 147.7089 | 17.2953 | 4 | 3668.7982 |  | 82.2719 |  | 177.9468 | -4.6599e-05 | 46481555261.9277 | 17389238.9856 | 1068607.3215 | 17828466.4313 | 28718550.268 | 24077.0464 | 1756903.9977 | 0 | 26046479.1797 | 67767595.958 | 46252776.7262 | 206852695.9143 | 3144235.0165 | 34544777.9883 |  | 1478867.319 | 7790676.6675 | 0 | 253811252.9056 |  | 421696.5034 | 69.181 | 3668.7982 |  | 82.2719
1 | 4800 | 707 | 0.035 | 15 | 15 | 7 | 5.6234e-10 | 0 | Water | Porous | Wet | R245fa | MinimizeLCOE | IgnoreSilica | 301.2273 | 156.0995 | 18.2176 | 4 | 3632.8675 |  | 81.4662 |  | 178.0607 | -4.7292e-05 | 43120571164.6583 | 18219186.4188 | 1141216.493 | 18611140.2216 | 30309127.4306 | 24077.0464 | 2005811.3612 | 0 | 27421117.9989 | 71344124.1884 | 48693830.7337 | 217769631.8925 | 3144235.0165 | 34544777.9883 |  | 1478867.319 | 7790676.6675 | 0 | 264728188.8838 |  | 562341.3252 | 72.8703 | 3632.8675 |  | 81.4662
1 | 4800 | 707 | 0.035 | 15 | 15 | 7 | 7.4989e-10 | 0 | Water | Porous | Wet | R245fa | MinimizeLCOE | IgnoreSilica | 304.7279 | 157.4257 | 18.436 | 4 | 3612.6611 |  | 81.013 |  | 178.0817 | -4.5576e-05 | 42223329690.5207 | 18371516.4971 | 1158197.5327 | 18730096.6709 | 30549627.2326 | 24077.0464 | 2020650.2608 | 0 | 27633124.4438 | 71895721.4695 | 49070307.2123 | 219453318.366 | 3144235.0165 | 34544777.9883 |  | 1478867.319 | 7790676.6675 | 0 | 266411875.3573 |  | 749894.2093 | 73.7439 | 3612.6611 |  | 81.013
1 | 4800 | 707 | 0.035 | 15 | 15 | 7 | 1e-09 | 0 | Water | Porous | Wet | R245fa | MinimizeLCOE | IgnoreSilica | 307.3958 | 158.4282 | 18.6016 | 4 | 3597.6323 |  | 80.676 |  | 178.0978 | -4.4643e-05 | 41803674468.037 | 18486996.6675 | 1171260.5859 | 18819795.4457 | 30731742.5638 | 24077.0464 | 2032061.3651 | 0 | 27793714.133 | 72313542.8994 | 49355478.9236 | 220728669.6305 | 3144235.0165 | 34544777.9883 |  | 1478867.319 | 7790676.6675 | 0 | 267687226.6218 |  | 1000000 | 74.4065 | 3597.6323 |  | 80.676
1 | 4800 | 707 | 0.035 | 15 | 15 | 7 | 1.3335e-09 | 0 | Water | Porous | Wet | R245fa | MinimizeLCOE | IgnoreSilica | 309.3884 | 159.1732 | 18.7253 | 4 | 3586.5383 |  | 80.4272 |  | 178.1099 | -4.3773e-05 | 41493385806.543 | 18572909.6286 | 1181076.7939 | 18886340.6053 | 30867315.442 | 24077.0464 | 2040390.3351 | 0 | 27913122.842 | 72624219.8661 | 49567522.3371 | 221676974.8965 | 3144235.0165 | 34544777.9883 |  | 1478867.319 | 7790676.6675 | 0 | 268635531.8878 |  | 1333521.4322 | 74.9011 | 3586.5383 |  | 80.4272
1 | 4800 | 707 | 0.035 | 15 | 15 | 7 | 1.7783e-09 | 0 | Water | Porous | Wet | R245fa | MinimizeLCOE | IgnoreSilica | 310.8789 | 159.7285 | 18.8177 | 4 | 3578.315 |  | 80.2428 |  | 178.1189 | -4.2953e-05 | 41263377101.7523 | 18636994.0001 | 1188454.0159 | 18935877.0902 | 30968510.6004 | 24077.0464 | 2046522.4222 | 0 | 28002169.7183 | 72855901.5722 | 49725649.8621 | 222384156.3278 | 3144235.0165 | 34544777.9883 |  | 1478867.319 | 7790676.6675 | 0 | 269342713.3191 |  | 1778279.41 | 75.2708 | 3578.315 |  | 80.2428
1 | 4800 | 707 | 0.035 | 15 | 15 | 7 | 2.3714e-09 | 0 | Water | Porous | Wet | R245fa | MinimizeLCOE | IgnoreSilica | 312.0043 | 160.1465 | 18.8873 | 4 | 3572.1915 |  | 80.1055 |  | 178.1258 | -4.2177e-05 | 41089995413.8168 | 18685277.7105 | 1194044.7033 | 18973137.6102 | 31044789.4824 | 24077.0464 | 2051227.0112 | 0 | 28069295.8899 | 73030550.1013 | 49844851.0719 | 222917250.627 | 3144235.0165 | 34544777.9883 |  | 1478867.319 | 7790676.6675 | 0 | 269875807.6183 |  | 2371373.7057 | 75.5491 | 3572.1915 |  | 80.1055
1 | 4800 | 707 | 0.035 | 15 | 15 | 7 | 3.1623e-09 | 0 | Water | Porous | Wet | R245fa | MinimizeLCOE | IgnoreSilica | 312.8474 | 160.4591 | 18.9394 | 4 | 3567.6294 |  | 80.0032 |  | 178.1309 | -4.2097e-05 | 40960934255.4969 | 18721394.1959 | 1198244.3853 | 19000977.9337 | 31101877.3052 | 24077.0464 | 2054725.3128 | 0 | 28119505.5099 | 73161185.233 | 49934012.2336 | 223315999.1557 | 3144235.0165 | 34544777.9883 |  | 1478867.319 | 7790676.6675 | 0 | 270274556.147 |  | 3162277.6602 | 75.7575 | 3567.6294 |  | 80.0032
1 | 4800 | 707 | 0.035 | 15 | 15 | 7 | 4.217e-09 | 0 | Water | Porous | Wet | R245fa | MinimizeLCOE | IgnoreSilica | 313.4905 | 160.6971 | 18.9789 | 4 | 3564.2137 |  | 79.9266 |  | 178.1348 | -4.2042e-05 | 40861724909.087 | 18748909.7734 | 1201455.4224 | 19022162.8725 | 31145373.3464 | 24077.0464 | 2057530.6519 | 0 | 28157808.5541 | 73260841.8969 | 50002029.9544 | 223620189.5183 | 3144235.0165 | 34544777.9883 |  | 1478867.319 | 7790676.6675 | 0 | 270578746.5097 |  | 4216965.0343 | 75.9154 | 3564.2137 |  | 79.9266
1 | 4800 | 707 | 0.035 | 15 | 15 | 7 | 5.6234e-09 | 0 | Water | Porous | Wet | R245fa | MinimizeLCOE | IgnoreSilica | 313.9682 | 160.8737 | 19.0083 | 4 | 3561.6661 |  | 79.8695 |  | 178.1377 | -4.1333e-05 | 40792749166.0338 | 18769331.7718 | 1203843.9896 | 19037879.6528 | 31177673.7609 | 24077.0464 | 2059550.0739 | 0 | 28186218.9552 | 73334759.9329 | 50052480.5328 | 223845815.7162 | 3144235.0165 | 34544777.9883 |  | 1478867.319 | 7790676.6675 | 0 | 270804372.7075 |  | 5623413.2519 | 76.0331 | 3561.6661 |  | 79.8695
1 | 4800 | 707 | 0.035 | 15 | 15 | 7 | 7.4989e-09 | 0 | Water | Porous | Wet | R245fa | MinimizeLCOE | IgnoreSilica | 314.3212 | 161.0042 | 19.0301 | 4 | 3559.7658 |  | 79.8269 |  | 178.1399 | -4.1298e-05 | 40735678409.0088 | 18784414.3163 | 1205610.6839 | 19049485.6013 | 31201543.0983 | 24077.0464 | 2060970.1162 | 0 | 28207179.3363 | 73389294.5449 | 50089701.5261 | 224012276.2696 | 3144235.0165 | 34544777.9883 |  | 1478867.319 | 7790676.6675 | 0 | 270970833.2609 |  | 7498942.0933 | 76.1204 | 3559.7658 |  | 79.8269
1 | 4800 | 707 | 0.035 | 15 | 15 | 7 | 1e-08 | 0 | Water | Porous | Wet | R245fa | MinimizeLCOE | IgnoreSilica | 314.5842 | 161.1013 | 19.0464 | 4 | 3558.3453 |  | 79.795 |  | 178.1415 | -4.1271e-05 | 40696380325.8453 | 18795646.1011 | 1206927.8911 | 19058126.7723 | 31219324.608 | 24077.0464 | 2062003.1916 | 0 | 28222781.1881 | 73429887.3629 | 50117406.9585 | 224136181.12 | 3144235.0165 | 34544777.9883 |  | 1478867.319 | 7790676.6675 | 0 | 271094738.1113 |  | 10000000 | 76.1856 | 3558.3453 |  | 79.795
1 | 4900 | 707 | 0.035 | 15 | 15 | 7 | 1e-13 | 0 | Water | Porous | Wet | R245fa | MinimizeLCOE | IgnoreSilica | 0.74909 | 0.14153 | 0.002459 | 4 | 4987541.2404 |  | 111844.3986 |  | 104.4148 | -5.2123e-05 | 9932414065.3752 | 91036.2025 | 3182.757 | 72269.1898 | 54171.6356 | 24077.0464 | 55356.0549 | 0 | 117036.2256 | 304504.2516 | 207830.4087 | 929463.7721 | 3144235.0165 | 35519595.7317 |  | 1478867.319 | 7985640.2162 | 0 | 49057802.0555 |  | 100 | 0.0098361 | 4987541.2404 |  | 111844.3986
1 | 4900 | 707 | 0.035 | 15 | 15 | 7 | 1.3335e-13 | 0 | Water | Porous | Wet | R245fa | MinimizeLCOE | IgnoreSilica | 0.97321 | 0.22746 | 0.0087518 | 4 | 1410317.1623 |  | 31626.0192 |  | 116.7655 | -5.6235e-05 | 18467581743.8333 | 135732.0799 | 5147.7935 | 104760.6968 | 69068.8506 | 24077.0464 | 62544.8446 | 0 | 156519.2115 | 407230.8819 | 277943.4447 | 1243024.8498 | 3144235.0165 | 35519595.7317 |  | 1478867.319 | 7985640.2162 | 0 | 49371363.1332 |  | 133.3521 | 0.035007 | 1410317.1623 |  | 31626.0192
1 | 4900 | 707 | 0.035 | 15 | 15 | 7 | 1.7783e-13 | 0 | Water | Porous | Wet | R245fa | MinimizeLCOE | IgnoreSilica | 1.251 | 0.34565 | 0.018899 | 4 | 658304.6291 |  | 14762.3211 |  | 127.5988 | -5.9593e-05 | 26247521259.6638 | 191770.6754 | 7816.828 | 145375.8932 | 89297.072 | 24077.0464 | 69866.5581 | 0 | 205999.5885 | 535968.673 | 365809.6324 | 1635981.9671 | 3144235.0165 | 35519595.7317 |  | 1478867.319 | 7985640.2162 | 0 | 49764320.2505 |  | 177.8279 | 0.075595 | 658304.6291 |  | 14762.3211
1 | 4900 | 707 | 0.035 | 15 | 15 | 7 | 2.3714e-13 | 0 | Water | Porous | Wet | R245fa | MinimizeLCOE | IgnoreSilica | 1.6215 | 0.51577 | 0.03481 | 4 | 361159.6939 |  | 8098.9182 |  | 137.4736 | -6.373e-05 | 32913486506.9532 | 265292.2573 | 11567.7715 | 198956.7552 | 118530.8257 | 24077.0464 | 79045.7816 | 0 | 272013.4707 | 707723.2531 | 483035.6625 | 2160242.8239 | 3144235.0165 | 35519595.7317 |  | 1478867.319 | 7985640.2162 | 0 | 50288581.1073 |  | 237.1374 | 0.13924 | 361159.6939 |  | 8098.9182
1 | 4900 | 707 | 0.035 | 15 | 15 | 7 | 3.1623e-13 | 0 | Water | Porous | Wet | R245fa | MinimizeLCOE | IgnoreSilica | 2.1162 | 0.7562 | 0.058738 | 4 | 216976.7892 |  | 4865.6517 |  | 146.128 | -6.8398e-05 | 38291741748.6126 | 359843.4714 | 16686.3364 | 268689.259 | 160463.369 | 24077.0464 | 90527.1967 | 0 | 358911.8048 | 933814.8931 | 637347.8525 | 2850361.2293 | 3144235.0165 | 35519595.7317 |  | 1478867.319 | 7985640.2162 | 0 | 50978699.5127 |  | 316.2278 | 0.23495 | 216976.7892 |  | 4865.6517
1 | 4900 | 707 | 0.035 | 15 | 15 | 7 | 4.217e-13 | 0 | Water | Porous | Wet | R245fa | MinimizeLCOE | IgnoreSilica | 2.7424 | 1.0728 | 0.092067 | 4 | 140730.7806 |  | 3155.8535 |  | 153.1509 | -7.1846e-05 | 42553815162.1004 | 473363.8941 | 23137.5701 | 353774.4134 | 216800.3024 | 24077.0464 | 102982.2383 | 0 | 465712.8312 | 1211689.256 | 827002.8149 | 3698540.3668 | 3144235.0165 | 35519595.7317 |  | 1478867.319 | 7985640.2162 | 0 | 51826878.6502 |  | 421.6965 | 0.36827 | 140730.7806 |  | 3155.8535
1 | 4900 | 707 | 0.035 | 15 | 15 | 7 | 5.6234e-13 | 0 | Water | Porous | Wet | R245fa | MinimizeLCOE | IgnoreSilica | 3.5901 | 1.5128 | 0.13972 | 4 | 94726.1823 |  | 2124.2116 |  | 159.1142 | -7.5915e-05 | 45705845518.1571 | 617494.2068 | 31660.7936 | 463857.2389 | 296837.6414 | 24077.0464 | 119218.1576 | 0 | 605726.5831 | 1575976.3175 | 1075636.2198 | 4810484.2051 | 3144235.0165 | 35519595.7317 |  | 1478867.319 | 7985640.2162 | 0 | 52938822.4884 |  | 562.3413 | 0.55886 | 94726.1823 |  | 2124.2116
1 | 4900 | 707 | 0.035 | 15 | 15 | 7 | 7.4989e-13 | 0 | Water | Porous | Wet | R245fa | MinimizeLCOE | IgnoreSilica | 4.7085 | 2.1036 | 0.20536 | 4 | 66163.0299 |  | 1483.6898 |  | 163.9249 | -7.9552e-05 | 48019158753.3763 | 794303.5038 | 42458.3454 | 601797.555 | 406582.3256 | 24077.0464 | 138813.3205 | 0 | 783132.5177 | 2037550.1685 | 1390669.8575 | 6219384.6403 | 3144235.0165 | 35519595.7317 |  | 1478867.319 | 7985640.2162 | 0 | 54347722.9237 |  | 749.8942 | 0.82142 | 66163.0299 |  | 1483.6898
1 | 4900 | 707 | 0.035 | 15 | 15 | 7 | 1e-12 | 0 | Water | Porous | Wet | R245fa | MinimizeLCOE | IgnoreSilica | 6.1849 | 2.8919 | 0.29468 | 4 | 47617.4838 |  | 1067.8105 |  | 167.7512 | -8.2647e-05 | 49728232274.5614 | 1010268.7222 | 55993.7166 | 774043.8301 | 555693.1144 | 24077.0464 | 162431.177 | 0 | 1007177.9666 | 2620470.4685 | 1788524.94 | 7998680.9817 | 3144235.0165 | 35519595.7317 |  | 1478867.319 | 7985640.2162 | 0 | 56127019.2651 |  | 1000 | 1.1787 | 47617.4838 |  | 1067.8105
1 | 4900 | 707 | 0.035 | 15 | 15 | 7 | 1.3335e-12 | 0 | Water | Porous | Wet | R245fa | MinimizeLCOE | IgnoreSilica | 8.1682 | 3.957 | 0.41691 | 4 | 35025.1478 |  | 785.4304 |  | 170.8 | -8.5623e-05 | 51080653525.0709 | 1277725.1583 | 73104.995 | 992300.9135 | 760227.1998 | 24077.0464 | 192003.8998 | 0 | 1294581.293 | 3368234.9692 | 2298889.5768 | 10281145.0519 | 3144235.0165 | 35519595.7317 |  | 1478867.319 | 7985640.2162 | 0 | 58409483.3352 |  | 1333.5214 | 1.6676 | 35025.1478 |  | 785.4304
1 | 4900 | 707 | 0.035 | 15 | 15 | 7 | 1.7783e-12 | 0 | Water | Porous | Wet | R245fa | MinimizeLCOE | IgnoreSilica | 10.7863 | 5.3666 | 0.58109 | 4 | 26362.8888 |  | 591.1814 |  | 173.1593 | -8.7484e-05 | 51968495766.8059 | 1602578.8505 | 94233.3668 | 1263607.5794 | 1034090.6458 | 24077.0464 | 226782.9704 | 0 | 1655694.4791 | 4307777.4051 | 2940146.595 | 13148988.9386 | 3144235.0165 | 35519595.7317 |  | 1478867.319 | 7985640.2162 | 0 | 61277327.222 |  | 1778.2794 | 2.3244 | 26362.8888 |  | 591.1814
1 | 4900 | 707 | 0.035 | 15 | 15 | 7 | 2.3714e-12 | 0 | Water | Porous | Wet | R245fa | MinimizeLCOE | IgnoreSilica | 14.1775 | 7.1932 | 0.79593 | 4 | 20358.9193 |  | 456.5438 |  | 174.9484 | -8.8916e-05 | 52525932837.912 | 1989861.6548 | 119742.6986 | 1594576.7313 | 1392015.2558 | 24077.0464 | 267875.9446 | 0 | 2101378.2393 | 5467355.1266 | 3731582.2168 | 16688464.9142 | 3144235.0165 | 35519595.7317 |  | 1478867.319 | 7985640.2162 | 0 | 64816803.1976 |  | 2371.3737 | 3.1837 | 20358.9193 |  | 456.5438
1 | 4900 | 707 | 0.035 | 15 | 15 | 7 | 3.1623e-12 | 0 | Water | Porous | Wet | R245fa | MinimizeLCOE | IgnoreSilica | 18.7453 | 9.6494 | 1.0871 | 4 | 15950.419 |  | 357.6843 |  | 176.3536 | -9.0066e-05 | 53045797474.7943 | 2469958.6624 | 151743.9975 | 2013962.3795 | 1876208.5828 | 24077.0464 | 318842.3819 | 0 | 2673369.2897 | 6955558.5082 | 4747311.6043 | 21231032.4526 | 3144235.0165 | 35519595.7317 |  | 1478867.319 | 7985640.2162 | 0 | 69359370.736 |  | 3162.2777 | 4.3484 | 15950.419 |  | 357.6843
1 | 4900 | 707 | 0.035 | 15 | 15 | 7 | 4.217e-12 | 0 | Water | Porous | Wet | R245fa | MinimizeLCOE | IgnoreSilica | 24.8205 | 12.9093 | 1.4761 | 4 | 12722.4033 |  | 285.2968 |  | 177.4327 | -9.0962e-05 | 53390650328.5006 | 3057303.1991 | 191259.4341 | 2538647.4056 | 2521602.7986 | 24077.0464 | 381104.557 | 0 | 3398457.8319 | 8842090.1589 | 6034908.2202 | 26989450.6517 | 3144235.0165 | 35519595.7317 |  | 1478867.319 | 7985640.2162 | 0 | 75117788.935 |  | 4216.965 | 5.9044 | 12722.4033 |  | 285.2968
1 | 4900 | 707 | 0.035 | 15 | 15 | 7 | 5.6234e-12 | 0 | Water | Porous | Wet | R245fa | MinimizeLCOE | IgnoreSilica | 33.0884 | 16.6142 | 2.0085 | 4 | 10166.5145 |  | 227.9816 |  | 178.2805 | -8.7339e-05 | 53066904361.805 | 3778140.8522 | 260763.3747 | 3088396.4244 | 3235345.9106 | 24077.0464 | 445511.5897 | 0 | 4224571.7272 | 10991469.0554 | 7501903.4824 | 33550179.4629 | 3144235.0165 | 35519595.7317 |  | 1478867.319 | 7985640.2162 | 0 | 81678517.7463 |  | 5623.4133 | 8.0341 | 10166.5145 |  | 227.9816
1 | 4900 | 707 | 0.035 | 15 | 15 | 7 | 7.4989e-12 | 0 | Water | Porous | Wet | R245fa | MinimizeLCOE | IgnoreSilica | 43.381 | 22.7712 | 2.9139 | 4 | 8109.6951 |  | 181.8579 |  | 178.8806 | -9.1029e-05 | 25045425080.9925 | 4932504.4528 | 421858.0174 | 3945612.2293 | 5111433.1777 | 24077.0464 | 543828.7445 | 0 | 5841932.3305 | 15199509.579 | 10373977.6063 | 46394733.1838 | 3144235.0165 | 35519595.7317 |  | 1478867.319 | 7985640.2162 | 0 | 94523071.4672 |  | 7498.9421 | 11.6556 | 8109.6951 |  | 181.8579
1 | 4900 | 707 | 0.035 | 15 | 15 | 7 | 1e-11 | 0 | Water | Porous | Wet | R245fa | MinimizeLCOE | IgnoreSilica | 44.9985 | 25.6254 | 3.3647 | 4 | 7608.8893 |  | 170.6275 |  | 178.9451 | -7.3831e-05 | 312876014987.947 | 5371670.6919 | 473736.2515 | 4335768.2222 | 6841425.2982 | 24077.0464 | 478316.8899 | 0 | 6834747.816 | 17782611.8177 | 12136997.9617 | 54279351.9955 | 3144235.0165 | 35519595.7317 |  | 1478867.319 | 7985640.2162 | 0 | 102407690.2789 |  | 10000 | 13.459 | 7608.8893 |  | 170.6275
1 | 4900 | 707 | 0.035 | 15 | 15 | 7 | 1.3335e-11 | 0 | Water | Porous | Wet | R245fa | MinimizeLCOE | IgnoreSilica | 40 | 19.6013 | 2.6765 | 4 | 8092.1096 |  | 181.4636 |  | 178.7074 | -2.6487e-05 | 76757194774.3073 | 4395918.9159 | 350685.6328 | 3504438.9243 | 3934362.2039 | 24077.0464 | 222908.7696 | 0 | 4848632.6822 | 12615147.6478 | 8610097.485 | 38506269.3079 | 3144235.0165 | 35519595.7317 |  | 1478867.319 | 7985640.2162 | 0 | 86634607.5913 |  | 13335.2143 | 10.7061 | 8092.1096 |  | 181.4636
1 | 4900 | 707 | 0.035 | 15 | 15 | 7 | 1.7783e-11 | 0 | Water | Porous | Wet | R245fa | MinimizeLCOE | IgnoreSilica | 40 | 19.5893 | 2.7219 | 4 | 7924.8511 |  | 177.7129 |  | 178.7024 | -1.0188e-05 | 76883531297.8922 | 4392617.4977 | 349763.5451 | 3502903.3736 | 3926955.3858 | 24077.0464 | 122581.5031 | 0 | 4804370.3572 | 12499986.1575 | 8531497.4015 | 38154752.2678 | 3144235.0165 | 35519595.7317 |  | 1478867.319 | 7985640.2162 | 0 | 86283090.5512 |  | 17782.7941 | 10.8877 | 7924.8511 |  | 177.7129
1 | 4900 | 707 | 0.035 | 15 | 15 | 7 | 2.3714e-11 | 0 | Water | Porous | Wet | R245fa | MinimizeLCOE | IgnoreSilica | 87.7967 | 59.0772 | 7.6761 | 4 | 7801.6192 |  | 174.9494 |  | 179.9102 | -9.1315e-05 | 76856650505.4635 | 9727699.7674 | 873805.9815 | 8458789.3038 | 41845702.4179 | 24077.0464 | 871988.0269 | 0 | 24102804.3921 | 62710552.8632 | 42801240.9021 | 191416660.7012 | 3144235.0165 | 35519595.7317 |  | 1478867.319 | 7985640.2162 | 0 | 239544998.9846 |  | 23713.7371 | 30.7045 | 7801.6192 |  | 174.9494
1 | 4900 | 707 | 0.035 | 15 | 15 | 7 | 3.1623e-11 | 0 | Water | Porous | Wet | R245fa | MinimizeLCOE | IgnoreSilica | 111.2623 | 74.9975 | 9.7523 | 4 | 7330.7764 |  | 164.3909 |  | 180.1541 | -9.028e-05 | 76330688964.2342 | 11533719.0294 | 1031083.0858 | 10237753.0489 | 52942728.1948 | 24077.0464 | 1021177.5121 | 0 | 29948309.7878 | 77919358.8247 | 53181563.4806 | 237839770.0104 | 3144235.0165 | 35519595.7317 |  | 1478867.319 | 7985640.2162 | 0 | 285968108.2938 |  | 31622.7766 | 39.0093 | 7330.7764 |  | 164.3909
1 | 4900 | 707 | 0.035 | 15 | 15 | 7 | 4.217e-11 | 0 | Water | Porous | Wet | R245fa | MinimizeLCOE | IgnoreSilica | 137.7714 | 92.9892 | 12.1004 | 4 | 6964.9383 |  | 156.187 |  | 180.3583 | -8.8687e-05 | 75976396853.9797 | 13448669.7119 | 1196995.3253 | 12159312.5562 | 65296895.0028 | 24077.0464 | 1177691.893 | 0 | 36388420.1989 | 94675205.0661 | 64617772.8386 | 288985039.6391 | 3144235.0165 | 35519595.7317 |  | 1478867.319 | 7985640.2162 | 0 | 337113377.9225 |  | 42169.6503 | 48.4015 | 6964.9383 |  | 156.187
1 | 4900 | 707 | 0.035 | 15 | 15 | 7 | 5.6234e-11 | 0 | Water | Porous | Wet | R245fa | MinimizeLCOE | IgnoreSilica | 165.6685 | 111.9636 | 14.5795 | 4 | 6701.9658 |  | 150.29 |  | 180.5358 | -8.6556e-05 | 75488500904.8588 | 15357959.8955 | 1361605.5615 | 14106551.7324 | 78470493.1949 | 24077.0464 | 1331415.9375 | 0 | 43154320.3136 | 112278689.2877 | 76632512.5352 | 342717625.5048 | 3144235.0165 | 35519595.7317 |  | 1478867.319 | 7985640.2162 | 0 | 390845963.7882 |  | 56234.1325 | 58.3181 | 6701.9658 |  | 150.29
1 | 4900 | 707 | 0.035 | 15 | 15 | 7 | 7.4989e-11 | 0 | Water | Porous | Wet | R245fa | MinimizeLCOE | IgnoreSilica | 190.343 | 128.7847 | 16.8185 | 4 | 6515.4688 |  | 146.1078 |  | 180.6781 | -8.2089e-05 | 75381420208.9743 | 16975434.4065 | 1500415.0965 | 15777870.9177 | 90271764.695 | 24077.0464 | 1430762.6342 | 0 | 49132326.6706 | 127832235.5708 | 87248127.4668 | 390193014.5045 | 3144235.0165 | 35519595.7317 |  | 1478867.319 | 7985640.2162 | 0 | 438321352.7879 |  | 74989.4209 | 67.274 | 6515.4688 |  | 146.1078
1 | 4900 | 707 | 0.035 | 15 | 15 | 7 | 1e-10 | 0 | Water | Porous | Wet | R245fa | MinimizeLCOE | IgnoreSilica | 201.2774 | 136.2491 | 17.9935 | 4 | 6376.8738 |  | 142.9998 |  | 180.7365 | -7.0256e-05 | 77098595328.6728 | 17673921.3568 | 1560198.7337 | 16505273.1509 | 95548020.4798 | 24077.0464 | 1335371.2122 | 0 | 51732276.1721 | 134596770.8509 | 91865061.7928 | 410840970.7958 | 3144235.0165 | 35519595.7317 |  | 1478867.319 | 7985640.2162 | 0 | 458969309.0791 |  | 100000 | 71.974 | 6376.8738 |  | 142.9998
1 | 4900 | 707 | 0.035 | 15 | 15 | 7 | 1.3335e-10 | 0 | Water | Porous | Wet | R245fa | MinimizeLCOE | IgnoreSilica | 209.9854 | 142.1992 | 18.9515 | 4 | 6271.0645 |  | 140.6271 |  | 180.7825 | -6.046e-05 | 78506333612.227 | 18223058.4987 | 1607122.6725 | 17079411.2158 | 99773108.4584 | 24077.0464 | 1239976.7862 | 0 | 53799234.3244 | 139974571.9718 | 95535521.5606 | 427256082.5348 | 3144235.0165 | 35519595.7317 |  | 1478867.319 | 7985640.2162 | 0 | 475384420.8182 |  | 133352.1432 | 75.806 | 6271.0645 |  | 140.6271
1 | 4900 | 707 | 0.035 | 15 | 15 | 7 | 1.7783e-10 | 0 | Water | Porous | Wet | R245fa | MinimizeLCOE | IgnoreSilica | 216.781 | 146.8463 | 19.7141 | 4 | 6190.6761 |  | 138.8244 |  | 180.8181 | -5.2544e-05 | 79636268772.8614 | 18647471.1403 | 1643342.426 | 17524474.3787 | 103085626.5484 | 24077.0464 | 1151171.4147 | 0 | 55409703.5522 | 144164682.5499 | 98395358.1283 | 440045907.1848 | 3144235.0165 | 35519595.7317 |  | 1478867.319 | 7985640.2162 | 0 | 488174245.4682 |  | 177827.941 | 78.8564 | 6190.6761 |  | 138.8244
1 | 4900 | 707 | 0.035 | 15 | 15 | 7 | 2.3714e-10 | 0 | Water | Porous | Wet | R245fa | MinimizeLCOE | IgnoreSilica | 221.9803 | 150.4041 | 20.3082 | 4 | 6129.8105 |  | 137.4595 |  | 180.8453 | -4.6246e-05 | 80533902744.3863 | 18969858.5949 | 1670828.3575 | 17863304.985 | 105629587.7943 | 24077.0464 | 1072202.9102 | 0 | 56639645.2784 | 147364738.6257 | 100579462.1546 | 449813705.747 | 3144235.0165 | 35519595.7317 |  | 1478867.319 | 7985640.2162 | 0 | 497942044.0304 |  | 237137.3706 | 81.2329 | 6129.8105 |  | 137.4595
1 | 4900 | 707 | 0.035 | 15 | 15 | 7 | 3.1623e-10 | 0 | Water | Porous | Wet | R245fa | MinimizeLCOE | IgnoreSilica | 225.9345 | 153.1111 | 20.7664 | 4 | 6083.8376 |  | 136.4286 |  | 180.8658 | -4.0466e-05 | 81236055665.8344 | 19213727.6195 | 1691604.5622 | 18120039.2944 | 107570042.9288 | 24077.0464 | 1004859.1625 | 0 | 57573496.7394 | 149794428.5678 | 102237775.4652 | 457230051.3862 | 3144235.0165 | 35519595.7317 |  | 1478867.319 | 7985640.2162 | 0 | 505358389.6696 |  | 316227.766 | 83.0657 | 6083.8376 |  | 136.4286
1 | 4900 | 707 | 0.035 | 15 | 15 | 7 | 4.217e-10 | 0 | Water | Porous | Wet | R245fa | MinimizeLCOE | IgnoreSilica | 228.9315 | 155.1656 | 21.1175 | 4 | 6049.3432 |  | 135.655 |  | 180.8828 | -3.6626e-05 | 81774596839.3511 | 19398009.2557 | 1707280.0706 | 18314275.2489 | 109048545.0992 | 24077.0464 | 949421.9939 | 0 | 58282227.3987 | 151638400.3627 | 103496324.1051 | 462858560.5811 | 3144235.0165 | 35519595.7317 |  | 1478867.319 | 7985640.2162 | 0 | 510986898.8645 |  | 421696.5034 | 84.4698 | 6049.3432 |  | 135.655
1 | 4900 | 707 | 0.035 | 15 | 15 | 7 | 5.6234e-10 | 0 | Water | Porous | Wet | R245fa | MinimizeLCOE | IgnoreSilica | 230.9707 | 156.5671 | 21.3665 | 4 | 6023.6435 |  | 135.0787 |  | 180.8966 | -3.4364e-05 | 82214539670.8806 | 19523347.0177 | 1717911.7544 | 18446487.0372 | 110064001.367 | 24077.0464 | 901938.5749 | 0 | 58764327.491 | 152892725.9107 | 104352427.0654 | 466687243.2646 | 3144235.0165 | 35519595.7317 |  | 1478867.319 | 7985640.2162 | 0 | 514815581.548 |  | 562341.3252 | 85.4658 | 6023.6435 |  | 135.0787
1 | 4900 | 707 | 0.035 | 15 | 15 | 7 | 7.4989e-10 | 0 | Water | Porous | Wet | R245fa | MinimizeLCOE | IgnoreSilica | 232.4958 | 157.6157 | 21.5543 | 4 | 6004.3084 |  | 134.6452 |  | 180.907 | -3.1997e-05 | 82551303981.3102 | 19616909.1883 | 1725844.9889 | 18545241.7704 | 110825021.4852 | 24077.0464 | 864127.2371 | 0 | 59124476.4693 | 153829759.6755 | 104991971.864 | 469547429.7251 | 3144235.0165 | 35519595.7317 |  | 1478867.319 | 7985640.2162 | 0 | 517675768.0085 |  | 749894.2093 | 86.2174 | 6004.3084 |  | 134.6452
1 | 4900 | 707 | 0.035 | 15 | 15 | 7 | 1e-09 | 0 | Water | Porous | Wet | R245fa | MinimizeLCOE | IgnoreSilica | 233.6167 | 158.3866 | 21.6942 | 4 | 5989.7722 |  | 134.3192 |  | 180.9147 | -3.0191e-05 | 82810289709.9886 | 19685587.3932 | 1731666.341 | 18617764.542 | 111385342.1087 | 24077.0464 | 834165.9865 | 0 | 59388655.3329 | 154517098.888 | 105461095 | 471645452.6387 | 3144235.0165 | 35519595.7317 |  | 1478867.319 | 7985640.2162 | 0 | 519773790.9221 |  | 1000000 | 86.7769 | 5989.7722 |  | 134.3192
1 | 4900 | 707 | 0.035 | 15 | 15 | 7 | 1.3335e-09 | 0 | Water | Porous | Wet | R245fa | MinimizeLCOE | IgnoreSilica | 234.4793 | 158.9798 | 21.8014 | 4 | 5978.8497 |  | 134.0743 |  | 180.9206 | -2.8837e-05 | 83003648997.4831 | 19738377.9236 | 1736140.3179 | 18673529.4275 | 111816938.0557 | 24077.0464 | 811214.1184 | 0 | 59592107.9869 | 155046440.9598 | 105822381.8408 | 473261207.6771 | 3144235.0165 | 35519595.7317 |  | 1478867.319 | 7985640.2162 | 0 | 521389545.9605 |  | 1333521.4322 | 87.2057 | 5978.8497 |  | 134.0743
1 | 4900 | 707 | 0.035 | 15 | 15 | 7 | 1.7783e-09 | 0 | Water | Porous | Wet | R245fa | MinimizeLCOE | IgnoreSilica | 235.1055 | 159.4106 | 21.8804 | 4 | 5970.6464 |  | 133.8903 |  | 180.9249 | -2.7805e-05 | 83152379562.7303 | 19776678.2149 | 1739385.4776 | 18713997.8475 | 112130643.3568 | 24077.0464 | 793266.1481 | 0 | 59739438.7556 | 155429765.3982 | 106084008.6466 | 474431260.8917 | 3144235.0165 | 35519595.7317 |  | 1478867.319 | 7985640.2162 | 0 | 522559599.1751 |  | 1778279.41 | 87.5214 | 5970.6464 |  | 133.8903
1 | 4900 | 707 | 0.035 | 15 | 15 | 7 | 2.3714e-09 | 0 | Water | Porous | Wet | R245fa | MinimizeLCOE | IgnoreSilica | 235.5634 | 159.7257 | 21.9387 | 4 | 5964.4874 |  | 133.7522 |  | 180.9281 | -2.7022e-05 | 83266007497.5456 | 19804666.9695 | 1741756.5185 | 18743576.4094 | 112360202.5956 | 24077.0464 | 779380.144 | 0 | 59846927.2765 | 155709428.4807 | 106274884.4469 | 475284899.8876 | 3144235.0165 | 35519595.7317 |  | 1478867.319 | 7985640.2162 | 0 | 523413238.1709 |  | 2371373.7057 | 87.7549 | 5964.4874 |  | 133.7522
1 | 4900 | 707 | 0.035 | 15 | 15 | 7 | 3.1623e-09 | 0 | Water | Porous | Wet | R245fa | MinimizeLCOE | IgnoreSilica | 235.9292 | 159.9774 | 21.9845 | 4 | 5959.8645 |  | 133.6485 |  | 180.9306 | -2.6444e-05 | 83348136229.2376 | 19827016.5904 | 1743649.9659 | 18767198.9988 | 112543616.4238 | 24077.0464 | 769112.4147 | 0 | 59933121.8615 | 155933689.11 | 106427946.9345 | 475969429.3459 | 3144235.0165 | 35519595.7317 |  | 1478867.319 | 7985640.2162 | 0 | 524097767.6293 |  | 3162277.6602 | 87.9379 | 5959.8645 |  | 133.6485
1 | 4900 | 707 | 0.035 | 15 | 15 | 7 | 4.217e-09 | 0 | Water | Porous | Wet | R245fa | MinimizeLCOE | IgnoreSilica | 236.1896 | 160.1566 | 22.0176 | 4 | 5956.3954 |  | 133.5707 |  | 180.9324 | -2.6003e-05 | 83412693013.8258 | 19842923.7231 | 1744997.3481 | 18784013.8578 | 112674289.211 | 24077.0464 | 761136.1155 | 0 | 59994260.5477 | 156092759.4303 | 106536515.6966 | 476454972.9765 | 3144235.0165 | 35519595.7317 |  | 1478867.319 | 7985640.2162 | 0 | 524583311.2599 |  | 4216965.0343 | 88.0706 | 5956.3954 |  | 133.5707
1 | 4900 | 707 | 0.035 | 15 | 15 | 7 | 5.6234e-09 | 0 | Water | Porous | Wet | R245fa | MinimizeLCOE | IgnoreSilica | 236.3942 | 160.2974 | 22.0433 | 4 | 5953.7926 |  | 133.5124 |  | 180.9338 | -2.5676e-05 | 83459595660.5044 | 19855421.4605 | 1746056.011 | 18797225.8768 | 112776981.6154 | 24077.0464 | 755229.2448 | 0 | 60042446.5894 | 156218129.6263 | 106622083.4315 | 476837650.9021 | 3144235.0165 | 35519595.7317 |  | 1478867.319 | 7985640.2162 | 0 | 524965989.1855 |  | 5623413.2519 | 88.1734 | 5953.7926 |  | 133.5124
1 | 4900 | 707 | 0.035 | 15 | 15 | 7 | 7.4989e-09 | 0 | Water | Porous | Wet | R245fa | MinimizeLCOE | IgnoreSilica | 236.5333 | 160.3931 | 22.0614 | 4 | 5951.84 |  | 133.4686 |  | 180.9348 | -2.5423e-05 | 83496053091.2935 | 19863915.5161 | 1746775.3251 | 18806205.8227 | 112846843.0751 | 24077.0464 | 750577.0785 | 0 | 60074973.6069 | 156302758.2536 | 106679844.2086 | 477095969.933 | 3144235.0165 | 35519595.7317 |  | 1478867.319 | 7985640.2162 | 0 | 525224308.2164 |  | 7498942.0933 | 88.2457 | 5951.84 |  | 133.4686
1 | 4900 | 707 | 0.035 | 15 | 15 | 7 | 1e-08 | 0 | Water | Porous | Wet | R245fa | MinimizeLCOE | IgnoreSilica | 236.648 | 160.472 | 22.0759 | 4 | 5950.3752 |  | 133.4357 |  | 180.9356 | -2.5239e-05 | 83522889365.5541 | 19870915.0092 | 1747368.1968 | 18813606.1053 | 112904397.0685 | 24077.0464 | 747210.8384 | 0 | 60101953.9632 | 156372955.6062 | 106727755.3442 | 477310239.1781 | 3144235.0165 | 35519595.7317 |  | 1478867.319 | 7985640.2162 | 0 | 525438577.4614 |  | 10000000 | 88.3034 | 5950.3752 |  | 133.4357
1 | 5000 | 707 | 0.035 | 15 | 15 | 7 | 1e-13 | 0 | Water | Porous | Wet | R245fa | MinimizeLCOE | IgnoreSilica | 0.76854 | 0.15084 | 0.0032218 | 4 | 3901309.7523 |  | 87485.9218 |  | 106.5079 | -5.2697e-05 | 11797803124.907 | 96359.8333 | 3414.9791 | 75940.5163 | 55714.4319 | 24077.0464 | 55893.3759 | 0 | 121446.0713 | 315977.7656 | 215661.3177 | 964485.3375 | 3144235.0165 | 36506133.6568 |  | 1478867.319 | 8182947.8012 | 0 | 50276669.1311 |  | 100 | 0.012887 | 3901309.7523 |  | 87485.9218
1 | 5000 | 707 | 0.035 | 15 | 15 | 7 | 1.3335e-13 | 0 | Water | Porous | Wet | R245fa | MinimizeLCOE | IgnoreSilica | 0.99265 | 0.23976 | 0.010079 | 4 | 1255041.5781 |  | 28144.002 |  | 118.8168 | -5.6453e-05 | 20814207939.0894 | 142329.3686 | 5470.5544 | 109119.7029 | 71026.2046 | 24077.0464 | 62638.8368 | 0 | 161718.0683 | 420757.2409 | 287175.4626 | 1284312.4856 | 3144235.0165 | 36506133.6568 |  | 1478867.319 | 8182947.8012 | 0 | 50596496.2791 |  | 133.3521 | 0.040315 | 1255041.5781 |  | 28144.002
1 | 5000 | 707 | 0.035 | 15 | 15 | 7 | 1.7783e-13 | 0 | Water | Porous | Wet | R245fa | MinimizeLCOE | IgnoreSilica | 1.2899 | 0.37084 | 0.021557 | 4 | 591791.7617 |  | 13270.7862 |  | 130.3132 | -6.1148e-05 | 29021539635.5999 | 204027.9037 | 8468.1177 | 153517.5069 | 93388.4976 | 24077.0464 | 70917.9246 | 0 | 216214.8288 | 562546.6327 | 383949.636 | 1717108.0944 | 3144235.0165 | 36506133.6568 |  | 1478867.319 | 8182947.8012 | 0 | 51029291.8879 |  | 177.8279 | 0.086228 | 591791.7617 |  | 13270.7862
1 | 5000 | 707 | 0.035 | 15 | 15 | 7 | 2.3714e-13 | 0 | Water | Porous | Wet | R245fa | MinimizeLCOE | IgnoreSilica | 1.6706 | 0.55227 | 0.039098 | 4 | 329825.2296 |  | 7396.2505 |  | 140.2929 | -6.5541e-05 | 36045939606.8777 | 281782.8164 | 12528.6939 | 209757.7669 | 124595.4389 | 24077.0464 | 80142.7496 | 0 | 285824.9597 | 743657.9144 | 507561.8072 | 2269929.1934 | 3144235.0165 | 36506133.6568 |  | 1478867.319 | 8182947.8012 | 0 | 51582112.987 |  | 237.1374 | 0.15639 | 329825.2296 |  | 7396.2505
1 | 5000 | 707 | 0.035 | 15 | 15 | 7 | 3.1623e-13 | 0 | Water | Porous | Wet | R245fa | MinimizeLCOE | IgnoreSilica | 2.1551 | 0.7964 | 0.06443 | 4 | 202836.1308 |  | 4548.5509 |  | 148.7069 | -6.9243e-05 | 41777132833.657 | 377274.5394 | 17826.3691 | 279584.012 | 167372.9896 | 24077.0464 | 90325.0279 | 0 | 373019.3939 | 970519.9461 | 662399.8054 | 2962399.1298 | 3144235.0165 | 36506133.6568 |  | 1478867.319 | 8182947.8012 | 0 | 52274582.9234 |  | 316.2278 | 0.25772 | 202836.1308 |  | 4548.5509
1 | 5000 | 707 | 0.035 | 15 | 15 | 7 | 4.217e-13 | 0 | Water | Porous | Wet | R245fa | MinimizeLCOE | IgnoreSilica | 2.8202 | 1.145 | 0.10195 | 4 | 130474.2162 |  | 2925.8525 |  | 156.1146 | -7.4233e-05 | 46235663869.8125 | 501743.7816 | 25100.6164 | 371966.1041 | 229971.55 | 24077.0464 | 104196.5136 | 0 | 490251.6887 | 1275534.3296 | 870578.3896 | 3893420.02 | 3144235.0165 | 36506133.6568 |  | 1478867.319 | 8182947.8012 | 0 | 53205603.8135 |  | 421.6965 | 0.40779 | 130474.2162 |  | 2925.8525
1 | 5000 | 707 | 0.035 | 15 | 15 | 7 | 5.6234e-13 | 0 | Water | Porous | Wet | R245fa | MinimizeLCOE | IgnoreSilica | 3.6828 | 1.6095 | 0.1539 | 4 | 88323.7712 |  | 1980.6391 |  | 162.1 | -7.8429e-05 | 49675992933.8521 | 653236.8042 | 34356.6745 | 486406.8455 | 315610.2089 | 24077.0464 | 120254.1222 | 0 | 637237.2637 | 1657960.6447 | 1131592.2077 | 5060731.8178 | 3144235.0165 | 36506133.6568 |  | 1478867.319 | 8182947.8012 | 0 | 54372915.6113 |  | 562.3413 | 0.61561 | 88323.7712 |  | 1980.6391
1 | 5000 | 707 | 0.035 | 15 | 15 | 7 | 7.4989e-13 | 0 | Water | Porous | Wet | R245fa | MinimizeLCOE | IgnoreSilica | 4.8205 | 2.2327 | 0.22552 | 4 | 61918.37 |  | 1388.5044 |  | 166.9449 | -8.2233e-05 | 52251005429.5082 | 839436.6465 | 46170.809 | 629727.637 | 433423.5443 | 24077.0464 | 139690.2117 | 0 | 823885.099 | 2143580.0256 | 1463037.4136 | 6543028.4331 | 3144235.0165 | 36506133.6568 |  | 1478867.319 | 8182947.8012 | 0 | 55855212.2266 |  | 749.8942 | 0.90208 | 61918.37 |  | 1388.5044
1 | 5000 | 707 | 0.035 | 15 | 15 | 7 | 1e-12 | 0 | Water | Porous | Wet | R245fa | MinimizeLCOE | IgnoreSilica | 6.3358 | 3.0706 | 0.32385 | 4 | 44578.9118 |  | 999.6712 |  | 170.8357 | -8.5732e-05 | 54354815689.9709 | 1069277.4048 | 61248.6288 | 810057.9943 | 595414.5768 | 24077.0464 | 163624.0479 | 0 | 1062242.8826 | 2763738.0846 | 1886308.0319 | 8435988.6981 | 3144235.0165 | 36506133.6568 |  | 1478867.319 | 8182947.8012 | 0 | 57748172.4917 |  | 1000 | 1.2954 | 44578.9118 |  | 999.6712
1 | 5000 | 707 | 0.035 | 15 | 15 | 7 | 1.3335e-12 | 0 | Water | Porous | Wet | R245fa | MinimizeLCOE | IgnoreSilica | 8.3043 | 4.1636 | 0.45492 | 4 | 33025.9768 |  | 740.5995 |  | 173.8531 | -8.8083e-05 | 55733431115.669 | 1345321.9811 | 79915.9609 | 1030738.3427 | 810710.3021 | 24077.0464 | 191287.0002 | 0 | 1357999.747 | 3533236.7776 | 2411506.7015 | 10784793.8593 | 3144235.0165 | 36506133.6568 |  | 1478867.319 | 8182947.8012 | 0 | 60096977.6528 |  | 1333.5214 | 1.8197 | 33025.9768 |  | 740.5995
1 | 5000 | 707 | 0.035 | 15 | 15 | 7 | 1.7783e-12 | 0 | Water | Porous | Wet | R245fa | MinimizeLCOE | IgnoreSilica | 10.9495 | 5.6307 | 0.63371 | 4 | 24896.6701 |  | 558.3018 |  | 176.2499 | -9.0273e-05 | 56968961614.7328 | 1687685.3445 | 103816.5987 | 1309033.3537 | 1104066.6156 | 24077.0464 | 225845.8006 | 0 | 1737264.6562 | 4520006.2735 | 3084997.1585 | 13796792.8478 | 3144235.0165 | 36506133.6568 |  | 1478867.319 | 8182947.8012 | 0 | 63108976.6413 |  | 1778.2794 | 2.5348 | 24896.6701 |  | 558.3018
1 | 5000 | 707 | 0.035 | 15 | 15 | 7 | 2.3714e-12 | 0 | Water | Porous | Wet | R245fa | MinimizeLCOE | IgnoreSilica | 14.5648 | 7.4462 | 0.88207 | 4 | 18927.1978 |  | 424.4378 |  | 178.153 | -8.9875e-05 | 59302748326.4514 | 2115055.7389 | 140981.7003 | 1628769.7928 | 1465613.4751 | 24077.0464 | 265369.8798 | 0 | 2199548.3769 | 5722773.6874 | 3905910.6329 | 17468100.3304 | 3144235.0165 | 36506133.6568 |  | 1478867.319 | 8182947.8012 | 0 | 66780284.1239 |  | 2371.3737 | 3.5283 | 18927.1978 |  | 424.4378
1 | 5000 | 707 | 0.035 | 15 | 15 | 7 | 3.1623e-12 | 0 | Water | Porous | Wet | R245fa | MinimizeLCOE | IgnoreSilica | 16.9205 | 9.8839 | 1.2755 | 4 | 14626.1763 |  | 327.9884 |  | 178.9578 | -9.1514e-05 | 788754500465.1484 | 2734534.3239 | 244901.7812 | 2023367.2782 | 2853105.5284 | 24077.0464 | 292290.8035 | 0 | 3187187.937 | 8292409.2299 | 5659739.6914 | 25311613.6199 | 3144235.0165 | 36506133.6568 |  | 1478867.319 | 8182947.8012 | 0 | 74623797.4134 |  | 3162.2777 | 5.1021 | 14626.1763 |  | 327.9884
1 | 5000 | 707 | 0.035 | 15 | 15 | 7 | 4.217e-12 | 0 | Water | Porous | Wet | R245fa | MinimizeLCOE | IgnoreSilica | 16.9813 | 10.2893 | 1.3681 | 4 | 13986.5279 |  | 313.6445 |  | 178.9727 | -6.4001e-05 | 1.168e+12 | 2813056.7001 | 254074.3713 | 2089535.2059 | 3381168.1479 | 24077.0464 | 229065.2089 | 0 | 3428480.9054 | 8920204.0377 | 6088222.5476 | 27227884.1712 | 3144235.0165 | 36506133.6568 |  | 1478867.319 | 8182947.8012 | 0 | 76540067.9647 |  | 4216.965 | 5.4724 | 13986.5279 |  | 313.6445
1 | 5000 | 707 | 0.035 | 15 | 15 | 7 | 5.6234e-12 | 0 | Water | Porous | Wet | R245fa | MinimizeLCOE | IgnoreSilica | 23.6757 | 15.9847 | 2.0801 | 4 | 12920.6276 |  | 289.7419 |  | 180.4004 | -9.3904e-05 | 79467953505.2678 | 3841479.2563 | 348871.849 | 2972527.2084 | 11237036.2078 | 24077.0464 | 364610.5528 | 0 | 7327554.8271 | 19064794.5719 | 13012114.0377 | 58193065.5573 | 3144235.0165 | 36506133.6568 |  | 1478867.319 | 8182947.8012 | 0 | 107505249.3509 |  | 5623.4133 | 8.3204 | 12920.6276 |  | 289.7419
1 | 5000 | 707 | 0.035 | 15 | 15 | 7 | 7.4989e-12 | 0 | Water | Porous | Wet | R245fa | MinimizeLCOE | IgnoreSilica | 31.0615 | 21.1103 | 2.7534 | 4 | 11239.2841 |  | 252.0382 |  | 181.2685 | -9.4613e-05 | 79554252520.8977 | 4680261.3602 | 421476.7805 | 3713148.622 | 14771810.4515 | 24077.0464 | 433920.6869 | 0 | 9377431.0295 | 24398151.9632 | 16652240.0468 | 74472517.9869 | 3144235.0165 | 36506133.6568 |  | 1478867.319 | 8182947.8012 | 0 | 123784701.7805 |  | 7498.9421 | 11.0136 | 11239.2841 |  | 252.0382
1 | 5000 | 707 | 0.035 | 15 | 15 | 7 | 1e-11 | 0 | Water | Porous | Wet | R245fa | MinimizeLCOE | IgnoreSilica | 40.7131 | 27.8161 | 3.6343 | 4 | 9963.5454 |  | 223.4301 |  | 181.9352 | -9.4989e-05 | 80039455876.82 | 5693774.0743 | 508958.0883 | 4629939.5274 | 19470080.8764 | 24077.0464 | 516899.2403 | 0 | 12029054.2527 | 31297131.6672 | 21360935.4546 | 95530850.2276 | 3144235.0165 | 36506133.6568 |  | 1478867.319 | 8182947.8012 | 0 | 144843034.0211 |  | 10000 | 14.5373 | 9963.5454 |  | 223.4301
1 | 5000 | 707 | 0.035 | 15 | 15 | 7 | 1.3335e-11 | 0 | Water | Porous | Wet | R245fa | MinimizeLCOE | IgnoreSilica | 53.3273 | 36.5617 | 4.7829 | 4 | 8932.5306 |  | 200.3098 |  | 182.4508 | -9.5148e-05 | 79778254847.9575 | 6915879.4466 | 614000.8686 | 5761754.2634 | 25321908.6037 | 24077.0464 | 616813.8897 | 0 | 15309229.3061 | 39831474.2997 | 27185799.6645 | 121580937.3886 | 3144235.0165 | 36506133.6568 |  | 1478867.319 | 8182947.8012 | 0 | 170893121.1821 |  | 13335.2143 | 19.1315 | 8932.5306 |  | 200.3098
1 | 5000 | 707 | 0.035 | 15 | 15 | 7 | 1.7783e-11 | 0 | Water | Porous | Wet | R245fa | MinimizeLCOE | IgnoreSilica | 69.3689 | 47.7084 | 6.2468 | 4 | 8174.3539 |  | 183.3079 |  | 182.8463 | -9.5011e-05 | 79855421469.8806 | 8358497.5459 | 737609.0065 | 7128639.0214 | 33042931.011 | 24077.0464 | 733900.894 | 0 | 19510005.2648 | 50761031.6467 | 34645447.1338 | 154942138.5705 | 3144235.0165 | 36506133.6568 |  | 1478867.319 | 8182947.8012 | 0 | 204254322.364 |  | 17782.7941 | 24.9872 | 8174.3539 |  | 183.3079
1 | 5000 | 707 | 0.035 | 15 | 15 | 7 | 2.3714e-11 | 0 | Water | Porous | Wet | R245fa | MinimizeLCOE | IgnoreSilica | 89.2595 | 61.5279 | 8.0625 | 4 | 7581.7119 |  | 170.018 |  | 183.1548 | -9.4412e-05 | 79524847111.8272 | 10019972.0319 | 879335.2079 | 8737499.4715 | 42494200.3162 | 24077.0464 | 867432.34 | 0 | 24578781.4014 | 63948947.4053 | 43646470.6236 | 195196715.8442 | 3144235.0165 | 36506133.6568 |  | 1478867.319 | 8182947.8012 | 0 | 244508899.6378 |  | 23713.7371 | 32.2498 | 7581.7119 |  | 170.018
1 | 5000 | 707 | 0.035 | 15 | 15 | 7 | 3.1623e-11 | 0 | Water | Porous | Wet | R245fa | MinimizeLCOE | IgnoreSilica | 112.9595 | 77.9951 | 10.2267 | 4 | 7118.7165 |  | 159.6355 |  | 183.4027 | -9.3328e-05 | 79304377268.2207 | 11867136.7204 | 1036123.63 | 10562899.8872 | 53593687.8654 | 24077.0464 | 1014720.157 | 0 | 30458471.6695 | 79246695.3924 | 54087497.9621 | 241891310.3304 | 3144235.0165 | 36506133.6568 |  | 1478867.319 | 8182947.8012 | 0 | 291203494.1239 |  | 31622.7766 | 40.9067 | 7118.7165 |  | 159.6355
1 | 5000 | 707 | 0.035 | 15 | 15 | 7 | 4.217e-11 | 0 | Water | Porous | Wet | R245fa | MinimizeLCOE | IgnoreSilica | 139.5152 | 96.4796 | 12.658 | 4 | 6780.6405 |  | 152.0542 |  | 183.6089 | -9.1649e-05 | 78944306083.143 | 13813495.3208 | 1200537.6781 | 12522109.3264 | 66196462.6615 | 24077.0464 | 1167777.6879 | 0 | 37020539.2913 | 96319849.2791 | 65740276.3079 | 294005124.5994 | 3144235.0165 | 36506133.6568 |  | 1478867.319 | 8182947.8012 | 0 | 343317308.3929 |  | 42169.6503 | 50.632 | 6780.6405 |  | 152.0542
1 | 5000 | 707 | 0.035 | 15 | 15 | 7 | 5.6234e-11 | 0 | Water | Porous | Wet | R245fa | MinimizeLCOE | IgnoreSilica | 167.381 | 115.916 | 15.2166 | 4 | 6536.6598 |  | 146.583 |  | 183.788 | -8.9466e-05 | 78450906949.9296 | 15749477.5486 | 1363243.557 | 14502541.4222 | 79577794.2408 | 24077.0464 | 1318143.3078 | 0 | 43888758.0779 | 114189545.6965 | 77936711.2984 | 348550292.1955 | 3144235.0165 | 36506133.6568 |  | 1478867.319 | 8182947.8012 | 0 | 397862475.989 |  | 56234.1325 | 60.8663 | 6536.6598 |  | 146.583
1 | 5000 | 707 | 0.035 | 15 | 15 | 7 | 7.4989e-11 | 0 | Water | Porous | Wet | R245fa | MinimizeLCOE | IgnoreSilica | 191.5755 | 132.8291 | 17.4883 | 4 | 6363.3221 |  | 142.6959 |  | 183.9287 | -8.4594e-05 | 78393853400.1595 | 17360544.0762 | 1497997.2483 | 16172020.5669 | 91334854.6074 | 24077.0464 | 1408810.5004 | 0 | 49841338.5778 | 129676939.1151 | 88507175.5407 | 395823757.2791 | 3144235.0165 | 36506133.6568 |  | 1478867.319 | 8182947.8012 | 0 | 445135941.0726 |  | 74989.4209 | 69.9534 | 6363.3221 |  | 142.6959
1 | 5000 | 707 | 0.035 | 15 | 15 | 7 | 1e-10 | 0 | Water | Porous | Wet | R245fa | MinimizeLCOE | IgnoreSilica | 219.5152 | 152.3762 | 20.0251 | 4 | 6224.3588 |  | 139.5797 |  | 184.0866 | -8.4171e-05 | 76956423724.2799 | 19152291.6146 | 1647009.3966 | 18049446.2147 | 104602360.9679 | 24077.0464 | 1575975.3174 | 0 | 56569952.6175 | 147183412.6179 | 100455703.4284 | 449260229.2215 | 3144235.0165 | 36506133.6568 |  | 1478867.319 | 8182947.8012 | 0 | 498572413.015 |  | 100000 | 80.1002 | 6224.3588 |  | 139.5797
1 | 5000 | 707 | 0.035 | 15 | 15 | 7 | 1.3335e-10 | 0 | Water | Porous | Wet | R245fa | MinimizeLCOE | IgnoreSilica | 234.1897 | 162.6457 | 21.4915 | 4 | 6114.8536 |  | 137.1241 |  | 184.1671 | -7.4645e-05 | 77467872169.8022 | 20067502.7339 | 1722787.3149 | 19016245.07 | 111404544.6139 | 24077.0464 | 1564850.8163 | 0 | 59982002.9621 | 156060867.7069 | 106514748.9401 | 476357627.2044 | 3144235.0165 | 36506133.6568 |  | 1478867.319 | 8182947.8012 | 0 | 525669810.9979 |  | 133352.1432 | 85.9661 | 6114.8536 |  | 137.1241
1 | 5000 | 707 | 0.035 | 15 | 15 | 7 | 1.7783e-10 | 0 | Water | Porous | Wet | R245fa | MinimizeLCOE | IgnoreSilica | 242.2406 | 168.2846 | 22.3933 | 4 | 6032.1221 |  | 135.2689 |  | 184.2101 | -6.4133e-05 | 78488204447.6546 | 20563107.9452 | 1763750.1795 | 19541879.9074 | 115148556.7326 | 24077.0464 | 1487632.7432 | 0 | 61826311.7762 | 160859380.9213 | 109789832.8085 | 491004530.0603 | 3144235.0165 | 36506133.6568 |  | 1478867.319 | 8182947.8012 | 0 | 540316713.8538 |  | 177827.941 | 89.5732 | 6032.1221 |  | 135.2689
1 | 5000 | 707 | 0.035 | 15 | 15 | 7 | 2.3714e-10 | 0 | Water | Porous | Wet | R245fa | MinimizeLCOE | IgnoreSilica | 248.4427 | 172.6314 | 23.0993 | 4 | 5969.5464 |  | 133.8656 |  | 184.2432 | -5.5318e-05 | 79296295528.465 | 20941974.1273 | 1795022.4743 | 19944669.8461 | 118037992.2346 | 24077.0464 | 1418639.1455 | 0 | 63243326.2009 | 164546161.7847 | 112306136.5036 | 502257999.3633 | 3144235.0165 | 36506133.6568 |  | 1478867.319 | 8182947.8012 | 0 | 551570183.1568 |  | 237137.3706 | 92.3973 | 5969.5464 |  | 133.8656
1 | 5000 | 707 | 0.035 | 15 | 15 | 7 | 3.1623e-10 | 0 | Water | Porous | Wet | R245fa | MinimizeLCOE | IgnoreSilica | 253.1614 | 175.9401 | 23.6441 | 4 | 5922.3348 |  | 132.8069 |  | 184.2685 | -4.8733e-05 | 79930231049.1278 | 21228574.0024 | 1818654.9033 | 20249914.9195 | 120239656.5186 | 24077.0464 | 1359454.5879 | 0 | 64318929.4714 | 167344660.8581 | 114216169.6246 | 510800091.9321 | 3144235.0165 | 36506133.6568 |  | 1478867.319 | 8182947.8012 | 0 | 560112275.7256 |  | 316227.766 | 94.5763 | 5922.3348 |  | 132.8069
1 | 5000 | 707 | 0.035 | 15 | 15 | 7 | 4.217e-10 | 0 | Water | Porous | Wet | R245fa | MinimizeLCOE | IgnoreSilica | 256.6936 | 178.4192 | 24.0577 | 4 | 5886.7693 |  | 132.0094 |  | 184.2884 | -4.4057e-05 | 80427248480.1823 | 21442307.7916 | 1836250.8749 | 20477860.8527 | 121888438.5933 | 24077.0464 | 1310034.0257 | 0 | 65121797.982 | 169433560.0315 | 115641886.233 | 517176213.431 | 3144235.0165 | 36506133.6568 |  | 1478867.319 | 8182947.8012 | 0 | 566488397.2245 |  | 421696.5034 | 96.2308 | 5886.7693 |  | 132.0094
1 | 5000 | 707 | 0.035 | 15 | 15 | 7 | 5.6234e-10 | 0 | Water | Porous | Wet | R245fa | MinimizeLCOE | IgnoreSilica | 259.1808 | 180.1695 | 24.3579 | 4 | 5859.9887 |  | 131.4088 |  | 184.3057 | -4.1763e-05 | 80824051801.4662 | 21592704.7079 | 1848575.608 | 20638426.6484 | 123046492.6259 | 24077.0464 | 1268215.2005 | 0 | 65683211.8165 | 170894243.6671 | 116638832.8284 | 521634780.1491 | 3144235.0165 | 36506133.6568 |  | 1478867.319 | 8182947.8012 | 0 | 570946963.9426 |  | 562341.3252 | 97.4314 | 5859.9887 |  | 131.4088
1 | 5000 | 707 | 0.035 | 15 | 15 | 7 | 7.4989e-10 | 0 | Water | Porous | Wet | R245fa | MinimizeLCOE | IgnoreSilica | 261.0614 | 181.4934 | 24.586 | 4 | 5839.8561 |  | 130.9574 |  | 184.3189 | -4.0217e-05 | 81125594546.5126 | 21706177.8494 | 1857869.5256 | 20759656.3704 | 123923142.7367 | 24077.0464 | 1235223.7262 | 0 | 66107397.4293 | 171997887.6193 | 117392092.5034 | 525003524.8067 | 3144235.0165 | 36506133.6568 |  | 1478867.319 | 8182947.8012 | 0 | 574315708.6002 |  | 749894.2093 | 98.3442 | 5839.8561 |  | 130.9574
1 | 5000 | 707 | 0.035 | 15 | 15 | 7 | 1e-09 | 0 | Water | Porous | Wet | R245fa | MinimizeLCOE | IgnoreSilica | 262.4723 | 182.4869 | 24.7583 | 4 | 5824.7308 |  | 130.6182 |  | 184.3288 | -3.9239e-05 | 81354728620.7355 | 21791188.4139 | 1864829.2927 | 20850525.2243 | 124581541.1335 | 24077.0464 | 1209398.6178 | 0 | 66425408.2942 | 172825286.6567 | 117956809.3477 | 527529064.0274 | 3144235.0165 | 36506133.6568 |  | 1478867.319 | 8182947.8012 | 0 | 576841247.8209 |  | 1000000 | 99.0331 | 5824.7308 |  | 130.6182
1 | 5000 | 707 | 0.035 | 15 | 15 | 7 | 1.3335e-09 | 0 | Water | Porous | Wet | R245fa | MinimizeLCOE | IgnoreSilica | 263.5272 | 183.2298 | 24.8878 | 4 | 5813.3727 |  | 130.3635 |  | 184.3363 | -3.788e-05 | 81529662390.7529 | 21854669.444 | 1870024.7349 | 20918407.2438 | 125074111.5392 | 24077.0464 | 1189344.2035 | 0 | 66662947.3426 | 173443314.5347 | 118378626.0737 | 529415522.1627 | 3144235.0165 | 36506133.6568 |  | 1478867.319 | 8182947.8012 | 0 | 578727705.9562 |  | 1333521.4322 | 99.5511 | 5813.3727 |  | 130.3635
1 | 5000 | 707 | 0.035 | 15 | 15 | 7 | 1.7783e-09 | 0 | Water | Porous | Wet | R245fa | MinimizeLCOE | IgnoreSilica | 264.3166 | 183.7859 | 24.9851 | 4 | 5804.8464 |  | 130.1723 |  | 184.3418 | -3.6853e-05 | 81662269157.4839 | 21902136.0474 | 1873908.5601 | 20969179.2801 | 125442936.5615 | 24077.0464 | 1173910.6344 | 0 | 66840597.7706 | 173905524.5073 | 118694093.8774 | 530826364.2852 | 3144235.0165 | 36506133.6568 |  | 1478867.319 | 8182947.8012 | 0 | 580138548.0787 |  | 1778279.41 | 99.9404 | 5804.8464 |  | 130.1723
1 | 5000 | 707 | 0.035 | 15 | 15 | 7 | 2.3714e-09 | 0 | Water | Porous | Wet | R245fa | MinimizeLCOE | IgnoreSilica | 264.9083 | 184.2028 | 25.0582 | 4 | 5798.4475 |  | 130.0288 |  | 184.346 | -3.6894e-05 | 81762404003.1464 | 21937697.8434 | 1876817.7813 | 21007225.7088 | 125719551.1119 | 24077.0464 | 1162120.7619 | 0 | 66973721.1989 | 174251884.3604 | 118930491.5942 | 531883587.4072 | 3144235.0165 | 36506133.6568 |  | 1478867.319 | 8182947.8012 | 0 | 581195771.2008 |  | 2371373.7057 | 100.233 | 5798.4475 |  | 130.0288
1 | 5000 | 707 | 0.035 | 15 | 15 | 7 | 3.1623e-09 | 0 | Water | Porous | Wet | R245fa | MinimizeLCOE | IgnoreSilica | 265.3487 | 184.513 | 25.1129 | 4 | 5793.6462 |  | 129.9211 |  | 184.3492 | -3.631e-05 | 81839026423.2076 | 21964147.4315 | 1878981.207 | 21035527.8514 | 125925443.3643 | 24077.0464 | 1153107.1896 | 0 | 67072700.7952 | 174509408.9663 | 119106257.4293 | 532669651.281 | 3144235.0165 | 36506133.6568 |  | 1478867.319 | 8182947.8012 | 0 | 581981835.0746 |  | 3162277.6602 | 100.4517 | 5793.6462 |  | 129.9211
1 | 5000 | 707 | 0.035 | 15 | 15 | 7 | 4.217e-09 | 0 | Water | Porous | Wet | R245fa | MinimizeLCOE | IgnoreSilica | 265.6823 | 184.7481 | 25.1543 | 4 | 5790.0441 |  | 129.8403 |  | 184.3515 | -3.5873e-05 | 81895711918.4681 | 21984176.2613 | 1880619.3432 | 21056962.0861 | 126081454.0564 | 24077.0464 | 1146327.4885 | 0 | 67147710.3499 | 174704568.4412 | 119239457.781 | 533265352.854 | 3144235.0165 | 36506133.6568 |  | 1478867.319 | 8182947.8012 | 0 | 582577536.6475 |  | 4216965.0343 | 100.6171 | 5790.0441 |  | 129.8403
1 | 5000 | 707 | 0.035 | 15 | 15 | 7 | 5.6234e-09 | 0 | Water | Porous | Wet | R245fa | MinimizeLCOE | IgnoreSilica | 265.9212 | 184.9164 | 25.1844 | 4 | 5787.342 |  | 129.7797 |  | 184.3532 | -3.5538e-05 | 81939945566.2099 | 21998520.2972 | 1881792.2491 | 21072314.0541 | 126193211.187 | 24077.0464 | 1141039.6565 | 0 | 67201272.2512 | 174843925.5214 | 119334571.8517 | 533690724.1147 | 3144235.0165 | 36506133.6568 |  | 1478867.319 | 8182947.8012 | 0 | 583002907.9083 |  | 5623413.2519 | 100.7376 | 5787.342 |  | 129.7797
1 | 5000 | 707 | 0.035 | 15 | 15 | 7 | 7.4989e-09 | 0 | Water | Porous | Wet | R245fa | MinimizeLCOE | IgnoreSilica | 266.1233 | 185.0588 | 25.2089 | 4 | 5785.3152 |  | 129.7343 |  | 184.3547 | -3.5299e-05 | 81969901284.0307 | 22010645.7465 | 1882784.0906 | 21085292.3071 | 126287762.5336 | 24077.0464 | 1137387.0648 | 0 | 67246900.0277 | 174962639.6361 | 119415596.6744 | 534053085.1272 | 3144235.0165 | 36506133.6568 |  | 1478867.319 | 8182947.8012 | 0 | 583365268.9207 |  | 7498942.0933 | 100.8355 | 5785.3152 |  | 129.7343
1 | 5000 | 707 | 0.035 | 15 | 15 | 7 | 1e-08 | 0 | Water | Porous | Wet | R245fa | MinimizeLCOE | IgnoreSilica | 266.2501 | 185.1482 | 25.2252 | 4 | 5783.795 |  | 129.7002 |  | 184.3556 | -3.5107e-05 | 81995933270.1827 | 22018260.8397 | 1883406.5781 | 21093443.5155 | 126347113.0442 | 24077.0464 | 1134274.3622 | 0 | 67275224.4006 | 175036333.8442 | 119465894.4857 | 534278028.1165 | 3144235.0165 | 36506133.6568 |  | 1478867.319 | 8182947.8012 | 0 | 583590211.91 |  | 10000000 | 100.9009 | 5783.795 |  | 129.7002
1 | 5100 | 707 | 0.035 | 15 | 15 | 7 | 1e-13 | 0 | Water | Porous | Wet | R245fa | MinimizeLCOE | IgnoreSilica | 0.78799 | 0.16051 | 0.0040497 | 4 | 3179894.3751 |  | 71308.3575 |  | 108.6001 | -5.3252e-05 | 13808308253.4166 | 101854.6074 | 3659.1221 | 79698.3724 | 57304.7621 | 24077.0464 | 56391.1462 | 0 | 125964.172 | 327732.9369 | 223684.4636 | 1000366.6291 | 3144235.0165 | 37504391.7636 |  | 1478867.319 | 8382599.4226 | 0 | 51510460.1508 |  | 100 | 0.016199 | 3179894.3751 |  | 71308.3575
1 | 5100 | 707 | 0.035 | 15 | 15 | 7 | 1.3335e-13 | 0 | Water | Porous | Wet | R245fa | MinimizeLCOE | IgnoreSilica | 1.0269 | 0.25892 | 0.011835 | 4 | 1095536.308 |  | 24567.1351 |  | 121.5514 | -5.8115e-05 | 23347572079.0651 | 152274.8332 | 5958.5736 | 115831.8183 | 74142.5405 | 24077.0464 | 63874.9299 | 0 | 170102.2993 | 442571.2901 | 302063.9994 | 1350897.3308 | 3144235.0165 | 37504391.7636 |  | 1478867.319 | 8382599.4226 | 0 | 51860990.8525 |  | 133.3521 | 0.047338 | 1095536.308 |  | 24567.1351
1 | 5100 | 707 | 0.035 | 15 | 15 | 7 | 1.7783e-13 | 0 | Water | Porous | Wet | R245fa | MinimizeLCOE | IgnoreSilica | 1.3242 | 0.39493 | 0.024286 | 4 | 538402.0088 |  | 12073.534 |  | 132.8747 | -6.2324e-05 | 31922158228.1387 | 215753.0855 | 9110.1817 | 161178.211 | 97298.8358 | 24077.0464 | 71568.8987 | 0 | 225804.641 | 587497.357 | 400979.018 | 1793267.2751 | 3144235.0165 | 37504391.7636 |  | 1478867.319 | 8382599.4226 | 0 | 52303360.7968 |  | 177.8279 | 0.097146 | 538402.0088 |  | 12073.534
1 | 5100 | 707 | 0.035 | 15 | 15 | 7 | 2.3714e-13 | 0 | Water | Porous | Wet | R245fa | MinimizeLCOE | IgnoreSilica | 1.7141 | 0.58759 | 0.043504 | 4 | 303908.0511 |  | 6815.0641 |  | 142.9888 | -6.6995e-05 | 39303008436.2866 | 297753.2556 | 13491.5142 | 220036.3281 | 130508.7495 | 24077.0464 | 80800.9791 | 0 | 299000.4704 | 777937.8906 | 530958.5954 | 2374564.8293 | 3144235.0165 | 37504391.7636 |  | 1478867.319 | 8382599.4226 | 0 | 52884658.351 |  | 237.1374 | 0.17402 | 303908.0511 |  | 6815.0641
1 | 5100 | 707 | 0.035 | 15 | 15 | 7 | 3.1623e-13 | 0 | Water | Porous | Wet | R245fa | MinimizeLCOE | IgnoreSilica | 2.2088 | 0.846 | 0.071138 | 4 | 188406.9385 |  | 4224.9797 |  | 151.492 | -7.0911e-05 | 45395356951.6055 | 398248.6896 | 19212.4796 | 292887.7159 | 176089.6605 | 24077.0464 | 90915.2322 | 0 | 390558.0215 | 1016151.8574 | 693544.5225 | 3101685.2255 | 3144235.0165 | 37504391.7636 |  | 1478867.319 | 8382599.4226 | 0 | 53611778.7473 |  | 316.2278 | 0.28455 | 188406.9385 |  | 4224.9797
1 | 5100 | 707 | 0.035 | 15 | 15 | 7 | 4.217e-13 | 0 | Water | Porous | Wet | R245fa | MinimizeLCOE | IgnoreSilica | 2.8934 | 1.218 | 0.11236 | 4 | 121488.7856 |  | 2724.3565 |  | 159.0332 | -7.6487e-05 | 50168437292.988 | 530470.3813 | 27175.5097 | 390028.7483 | 243660.2697 | 24077.0464 | 105064.0781 | 0 | 514985.6531 | 1339887.0312 | 914500.4307 | 4089849.1485 | 3144235.0165 | 37504391.7636 |  | 1478867.319 | 8382599.4226 | 0 | 54599942.6703 |  | 421.6965 | 0.44942 | 121488.7856 |  | 2724.3565
1 | 5100 | 707 | 0.035 | 15 | 15 | 7 | 5.6234e-13 | 0 | Water | Porous | Wet | R245fa | MinimizeLCOE | IgnoreSilica | 3.7754 | 1.7103 | 0.16919 | 4 | 82501.4167 |  | 1850.0742 |  | 165.082 | -8.1037e-05 | 53922800209.7504 | 690617.0858 | 37317.3715 | 509519.0915 | 335957.7342 | 24077.0464 | 121174.6074 | 0 | 670278.5453 | 1743927.2819 | 1190266.204 | 5323134.9681 | 3144235.0165 | 37504391.7636 |  | 1478867.319 | 8382599.4226 | 0 | 55833228.4898 |  | 562.3413 | 0.67675 | 82501.4167 |  | 1850.0742
1 | 5100 | 707 | 0.035 | 15 | 15 | 7 | 7.4989e-13 | 0 | Water | Porous | Wet | R245fa | MinimizeLCOE | IgnoreSilica | 4.9326 | 2.3666 | 0.24728 | 4 | 58025.7446 |  | 1301.2132 |  | 169.9612 | -8.5094e-05 | 57022447209.8417 | 886853.9834 | 50328.7487 | 658202.7401 | 462779.6563 | 24077.0464 | 140496.7712 | 0 | 866868.189 | 2255413.2086 | 1539365.859 | 6884386.2027 | 3144235.0165 | 37504391.7636 |  | 1478867.319 | 8382599.4226 | 0 | 57394479.7244 |  | 749.8942 | 0.98912 | 58025.7446 |  | 1301.2132
1 | 5100 | 707 | 0.035 | 15 | 15 | 7 | 1e-12 | 0 | Water | Porous | Wet | R245fa | MinimizeLCOE | IgnoreSilica | 6.4601 | 3.2393 | 0.35403 | 4 | 41927.3869 |  | 940.2114 |  | 173.8632 | -8.8426e-05 | 59196653403.4676 | 1127691.771 | 67050.7561 | 843202.1626 | 636119.8396 | 24077.0464 | 163646.8232 | 0 | 1116097.4756 | 2903856.6883 | 1981941.8581 | 8863684.4208 | 3144235.0165 | 37504391.7636 |  | 1478867.319 | 8382599.4226 | 0 | 59373777.9425 |  | 1000 | 1.4161 | 41927.3869 |  | 940.2114
1 | 5100 | 707 | 0.035 | 15 | 15 | 7 | 1.3335e-12 | 0 | Water | Porous | Wet | R245fa | MinimizeLCOE | IgnoreSilica | 8.4675 | 4.3843 | 0.49829 | 4 | 31037.014 |  | 695.9975 |  | 176.9339 | -9.0839e-05 | 61255430716.2724 | 1421344.265 | 88584.1928 | 1070722.8195 | 869145.0994 | 24077.0464 | 191032.9301 | 0 | 1429313.4777 | 3718780.4766 | 2538144.0886 | 11351144.3961 | 3144235.0165 | 37504391.7636 |  | 1478867.319 | 8382599.4226 | 0 | 61861237.9178 |  | 1333.5214 | 1.9931 | 31037.014 |  | 695.9975
1 | 5100 | 707 | 0.035 | 15 | 15 | 7 | 1.7783e-12 | 0 | Water | Porous | Wet | R245fa | MinimizeLCOE | IgnoreSilica | 10.5622 | 5.8783 | 0.75623 | 4 | 21960.4611 |  | 492.458 |  | 178.9314 | -9.2319e-05 | 807792956400.3142 | 1894125.2308 | 167773.3847 | 1335161.5866 | 1501256.2321 | 24077.0464 | 217068.1943 | 0 | 2004390.0532 | 5215011.7616 | 3559352.6851 | 15918216.1748 | 3144235.0165 | 37504391.7636 |  | 1478867.319 | 8382599.4226 | 0 | 66428309.6966 |  | 1778.2794 | 3.0249 | 21960.4611 |  | 492.458
1 | 5100 | 707 | 0.035 | 15 | 15 | 7 | 2.3714e-12 | 0 | Water | Porous | Wet | R245fa | MinimizeLCOE | IgnoreSilica | 10.8595 | 7.2629 | 0.94226 | 4 | 21110.3271 |  | 473.3939 |  | 179.1552 | -9.2882e-05 | 81054837270.7236 | 2197458.6441 | 202363.6551 | 1581531.849 | 5154242.9011 | 24077.0464 | 221458.5354 | 0 | 3658641.7261 | 9519035.2808 | 6496937.1758 | 29055746.8138 | 3144235.0165 | 37504391.7636 |  | 1478867.319 | 8382599.4226 | 0 | 79565840.3356 |  | 2371.3737 | 3.769 | 21110.3271 |  | 473.3939
1 | 5100 | 707 | 0.035 | 15 | 15 | 7 | 3.1623e-12 | 0 | Water | Porous | Wet | R245fa | MinimizeLCOE | IgnoreSilica | 14.1238 | 9.5831 | 1.2495 | 4 | 17513.0661 |  | 392.7262 |  | 181.0015 | -9.4772e-05 | 82404140511.6336 | 2674698.016 | 242930.2928 | 1974049.7109 | 6775589.4591 | 24077.0464 | 260174.9256 | 0 | 4661092.5858 | 12127206.7867 | 8277067.8211 | 37016886.6443 | 3144235.0165 | 37504391.7636 |  | 1478867.319 | 8382599.4226 | 0 | 87526980.166 |  | 3162.2777 | 4.9978 | 17513.0661 |  | 392.7262
1 | 5100 | 707 | 0.035 | 15 | 15 | 7 | 4.217e-12 | 0 | Water | Porous | Wet | R245fa | MinimizeLCOE | IgnoreSilica | 18.448 | 12.649 | 1.6551 | 4 | 14702.5694 |  | 329.7015 |  | 182.4597 | -9.6092e-05 | 82135830584.0439 | 3255913.8348 | 292052.3494 | 2464775.8801 | 8775322.1368 | 24077.0464 | 306922.7304 | 0 | 5896434.9514 | 15341314.2184 | 10470762.1866 | 46827575.3343 | 3144235.0165 | 37504391.7636 |  | 1478867.319 | 8382599.4226 | 0 | 97337668.856 |  | 4216.965 | 6.6205 | 14702.5694 |  | 329.7015
1 | 5100 | 707 | 0.035 | 15 | 15 | 7 | 5.6234e-12 | 0 | Water | Porous | Wet | R245fa | MinimizeLCOE | IgnoreSilica | 24.1534 | 16.7013 | 2.1908 | 4 | 12571.5906 |  | 281.9149 |  | 183.5966 | -9.7119e-05 | 82452666135.9668 | 3964458.012 | 351752.8003 | 3078430.3614 | 11479194.1657 | 24077.0464 | 363706.6619 | 0 | 7512031.4285 | 19544764.8476 | 13339703.6132 | 59658118.9369 | 3144235.0165 | 37504391.7636 |  | 1478867.319 | 8382599.4226 | 0 | 110168212.4586 |  | 5623.4133 | 8.7633 | 12571.5906 |  | 281.9149
1 | 5100 | 707 | 0.035 | 15 | 15 | 7 | 7.4989e-12 | 0 | Water | Porous | Wet | R245fa | MinimizeLCOE | IgnoreSilica | 31.6754 | 22.0463 | 2.897 | 4 | 10933.266 |  | 245.1758 |  | 184.478 | -9.7862e-05 | 82480707898.0231 | 4826973.7851 | 424204.3415 | 3844159.0027 | 15045474.1427 | 24077.0464 | 432535.3239 | 0 | 9592995.2205 | 24959005.7698 | 17035034.2942 | 76184458.9267 | 3144235.0165 | 37504391.7636 |  | 1478867.319 | 8382599.4226 | 0 | 126694552.4484 |  | 7498.9421 | 11.588 | 10933.266 |  | 245.1758
1 | 5100 | 707 | 0.035 | 15 | 15 | 7 | 1e-11 | 0 | Water | Porous | Wet | R245fa | MinimizeLCOE | IgnoreSilica | 41.522 | 29.0494 | 3.822 | 4 | 9682.1766 |  | 217.1205 |  | 185.1563 | -9.8325e-05 | 82403280281.8807 | 5870792.1552 | 511640.7093 | 4793465.3679 | 19767123.2104 | 24077.0464 | 515349.4211 | 0 | 12278154.685 | 31945239.8946 | 21803282.6371 | 97509125.1271 | 3144235.0165 | 37504391.7636 |  | 1478867.319 | 8382599.4226 | 0 | 148019218.6488 |  | 10000 | 15.2878 | 9682.1766 |  | 217.1205
1 | 5100 | 707 | 0.035 | 15 | 15 | 7 | 1.3335e-11 | 0 | Water | Porous | Wet | R245fa | MinimizeLCOE | IgnoreSilica | 54.3212 | 38.1442 | 5.023 | 4 | 8694.7029 |  | 194.9766 |  | 185.6786 | -9.8468e-05 | 82612573551.7218 | 7124343.8527 | 616237.4871 | 5960629.8555 | 25755721.8703 | 24077.0464 | 614202.6889 | 0 | 15637132.9923 | 40684612.429 | 27768083.968 | 124185042.1901 | 3144235.0165 | 37504391.7636 |  | 1478867.319 | 8382599.4226 | 0 | 174695135.7118 |  | 13335.2143 | 20.0921 | 8694.7029 |  | 194.9766
1 | 5100 | 707 | 0.035 | 15 | 15 | 7 | 1.7783e-11 | 0 | Water | Porous | Wet | R245fa | MinimizeLCOE | IgnoreSilica | 70.5816 | 49.7157 | 6.5512 | 4 | 7955.1939 |  | 178.3933 |  | 186.0799 | -9.8282e-05 | 82412351320.922 | 8602054.9179 | 739147.0175 | 7368051.4819 | 33535143.0728 | 24077.0464 | 729840.1208 | 0 | 19889342.3263 | 51747988.868 | 35319065.7173 | 157954710.5689 | 3144235.0165 | 37504391.7636 |  | 1478867.319 | 8382599.4226 | 0 | 208464804.0906 |  | 17782.7941 | 26.2049 | 7955.1939 |  | 178.3933
1 | 5100 | 707 | 0.035 | 15 | 15 | 7 | 2.3714e-11 | 0 | Water | Porous | Wet | R245fa | MinimizeLCOE | IgnoreSilica | 90.7669 | 64.0678 | 8.4467 | 4 | 7363.278 |  | 165.1197 |  | 186.3938 | -9.7674e-05 | 82321093408.026 | 10305059.3101 | 880093.003 | 9025629.8956 | 42918252.1612 | 24077.0464 | 862250.1147 | 0 | 24965990.9971 | 64956387.3454 | 44334069.0835 | 198271808.9569 | 3144235.0165 | 37504391.7636 |  | 1478867.319 | 8382599.4226 | 0 | 248781902.4787 |  | 23713.7371 | 33.7868 | 7363.278 |  | 165.1197
1 | 5100 | 707 | 0.035 | 15 | 15 | 7 | 3.1623e-11 | 0 | Water | Porous | Wet | R245fa | MinimizeLCOE | IgnoreSilica | 114.6379 | 81.067 | 10.6927 | 4 | 6926.1508 |  | 155.3172 |  | 186.6447 | -9.6536e-05 | 82088723356.1838 | 12187750.4163 | 1035230.8569 | 10895523.6769 | 54187042.2099 | 24077.0464 | 1007062.4233 | 0 | 30941307.7856 | 80502935.9231 | 54944907.9375 | 245725838.2759 | 3144235.0165 | 37504391.7636 |  | 1478867.319 | 8382599.4226 | 0 | 296235931.7976 |  | 31622.7766 | 42.7706 | 6926.1508 |  | 155.3172
1 | 5100 | 707 | 0.035 | 15 | 15 | 7 | 4.217e-11 | 0 | Water | Porous | Wet | R245fa | MinimizeLCOE | IgnoreSilica | 141.281 | 100.0722 | 13.2054 | 4 | 6605.5452 |  | 148.1277 |  | 186.8532 | -9.4789e-05 | 81717611549.7922 | 14164626.9918 | 1197322.9808 | 12895262.1409 | 66906512.1502 | 24077.0464 | 1157009.9099 | 0 | 37574476.3758 | 97761079.945 | 66723945.8518 | 298404313.3926 | 3144235.0165 | 37504391.7636 |  | 1478867.319 | 8382599.4226 | 0 | 348914406.9144 |  | 42169.6503 | 52.8214 | 6605.5452 |  | 148.1277
1 | 5100 | 707 | 0.035 | 15 | 15 | 7 | 5.6234e-11 | 0 | Water | Porous | Wet | R245fa | MinimizeLCOE | IgnoreSilica | 169.0937 | 119.9422 | 15.8345 | 4 | 6367.8556 |  | 142.7976 |  | 187.0334 | -9.2497e-05 | 81014249230.7903 | 16120791.8432 | 1356823.6836 | 14906060.7083 | 80201819.8763 | 24077.0464 | 1303223.4021 | 0 | 44425990.6584 | 115587314.6693 | 78890717.3436 | 352816819.2311 | 3144235.0165 | 37504391.7636 |  | 1478867.319 | 8382599.4226 | 0 | 403326912.7529 |  | 56234.1325 | 63.3379 | 6367.8556 |  | 142.7976
1 | 5100 | 707 | 0.035 | 15 | 15 | 7 | 7.4989e-11 | 0 | Water | Porous | Wet | R245fa | MinimizeLCOE | IgnoreSilica | 196.2043 | 139.3134 | 18.3998 | 4 | 6176.0911 |  | 138.4973 |  | 187.1925 | -8.9833e-05 | 80378352345.4845 | 17941189.8824 | 1504271.964 | 16802949.5911 | 92742853.4426 | 24077.0464 | 1437336.9246 | 0 | 50876544.7519 | 132370333.2302 | 90345472.3679 | 404045029.201 | 3144235.0165 | 37504391.7636 |  | 1478867.319 | 8382599.4226 | 0 | 454555122.7228 |  | 74989.4209 | 73.5992 | 6176.0911 |  | 138.4973
1 | 5100 | 707 | 0.035 | 15 | 15 | 7 | 1e-10 | 0 | Water | Porous | Wet | R245fa | MinimizeLCOE | IgnoreSilica | 220.8984 | 156.9946 | 20.7437 | 4 | 6038.1305 |  | 135.4036 |  | 187.332 | -8.7046e-05 | 79713218597.0964 | 19541119.6049 | 1633161.8716 | 18488615.4192 | 104212480.1278 | 24077.0464 | 1553190.4508 | 0 | 56726531.3631 | 147590798.3952 | 100733752.5924 | 450503726.8715 | 3144235.0165 | 37504391.7636 |  | 1478867.319 | 8382599.4226 | 0 | 501013820.3932 |  | 100000 | 82.975 | 6038.1305 |  | 135.4036
1 | 5100 | 707 | 0.035 | 15 | 15 | 7 | 1.3335e-10 | 0 | Water | Porous | Wet | R245fa | MinimizeLCOE | IgnoreSilica | 233.807 | 166.2505 | 22.1031 | 4 | 5937.708 |  | 133.1517 |  | 187.4023 | -7.7046e-05 | 80469156933.5102 | 20358240.0048 | 1698757.8594 | 19355743.7016 | 110233111.9016 | 24077.0464 | 1516041.6184 | 0 | 59742529.1316 | 155437805.9225 | 106089496.4696 | 474455803.6559 | 3144235.0165 | 37504391.7636 |  | 1478867.319 | 8382599.4226 | 0 | 524965897.1776 |  | 133352.1432 | 88.4122 | 5937.708 |  | 133.1517
1 | 5100 | 707 | 0.035 | 15 | 15 | 7 | 1.7783e-10 | 0 | Water | Porous | Wet | R245fa | MinimizeLCOE | IgnoreSilica | 241.6487 | 171.8774 | 23.003 | 4 | 5861.6368 |  | 131.4458 |  | 187.444 | -6.6157e-05 | 81471623354.5787 | 20848708.0105 | 1738062.2706 | 19878155.6941 | 113900101.1795 | 24077.0464 | 1438105.6089 | 0 | 61552611.8259 | 160147269.7942 | 109303802.3318 | 488830893.7619 | 3144235.0165 | 37504391.7636 |  | 1478867.319 | 8382599.4226 | 0 | 539340987.2836 |  | 177827.941 | 92.012 | 5861.6368 |  | 131.4458
1 | 5100 | 707 | 0.035 | 15 | 15 | 7 | 2.3714e-10 | 0 | Water | Porous | Wet | R245fa | MinimizeLCOE | IgnoreSilica | 247.6922 | 176.2167 | 23.707 | 4 | 5804.0968 |  | 130.1555 |  | 187.4762 | -5.7029e-05 | 82262503376.2259 | 21223857.782 | 1768083.2294 | 20278699.0493 | 116731222.4564 | 24077.0464 | 1368982.3605 | 0 | 62944019.5503 | 163767427.2762 | 111774634.2001 | 499881002.9506 | 3144235.0165 | 37504391.7636 |  | 1478867.319 | 8382599.4226 | 0 | 550391096.4723 |  | 237137.3706 | 94.828 | 5804.0968 |  | 130.1555
1 | 5100 | 707 | 0.035 | 15 | 15 | 7 | 3.1623e-10 | 0 | Water | Porous | Wet | R245fa | MinimizeLCOE | IgnoreSilica | 252.3092 | 179.5333 | 24.2513 | 4 | 5760.681 |  | 129.1819 |  | 187.5007 | -5.0224e-05 | 82877878971.598 | 21508834.0926 | 1790863.5699 | 20583512.8564 | 118897165.1061 | 24077.0464 | 1310225.3105 | 0 | 64004724.413 | 166527163.7483 | 113658211.0493 | 508304777.1926 | 3144235.0165 | 37504391.7636 |  | 1478867.319 | 8382599.4226 | 0 | 558814870.7143 |  | 316227.766 | 97.005 | 5760.681 |  | 129.1819
1 | 5100 | 707 | 0.035 | 15 | 15 | 7 | 4.217e-10 | 0 | Water | Porous | Wet | R245fa | MinimizeLCOE | IgnoreSilica | 255.7554 | 182.0119 | 24.6633 | 4 | 5728.0227 |  | 128.4495 |  | 187.5206 | -4.6238e-05 | 83361323882.3596 | 21720812.8965 | 1807768.981 | 20810578.4969 | 120515436.7415 | 24077.0464 | 1261271.9374 | 0 | 64794578.9789 | 168582203.3073 | 115060817.7751 | 514577546.161 | 3144235.0165 | 37504391.7636 |  | 1478867.319 | 8382599.4226 | 0 | 565087639.6827 |  | 421696.5034 | 98.6532 | 5728.0227 |  | 128.4495
1 | 5100 | 707 | 0.035 | 15 | 15 | 7 | 5.6234e-10 | 0 | Water | Porous | Wet | R245fa | MinimizeLCOE | IgnoreSilica | 258.1844 | 183.7637 | 24.9621 | 4 | 5703.537 |  | 127.9004 |  | 187.5378 | -4.3872e-05 | 83744095658.804 | 21870091.9111 | 1819611.889 | 20970695.0482 | 121656741.5162 | 24077.0464 | 1219968.0172 | 0 | 65348862.3169 | 170024334.8538 | 116045102.1884 | 518979484.7871 | 3144235.0165 | 37504391.7636 |  | 1478867.319 | 8382599.4226 | 0 | 569489578.3088 |  | 562341.3252 | 99.8485 | 5703.537 |  | 127.9004
1 | 5100 | 707 | 0.035 | 15 | 15 | 7 | 7.4989e-10 | 0 | Water | Porous | Wet | R245fa | MinimizeLCOE | IgnoreSilica | 260.0091 | 185.0802 | 25.1882 | 4 | 5685.1248 |  | 127.4875 |  | 187.5508 | -4.1422e-05 | 84036980285.2705 | 21982011.7366 | 1828485.4616 | 21090825.2877 | 122515159.3247 | 24077.0464 | 1187238.2572 | 0 | 65764840.8746 | 171106625.7318 | 116783787.9515 | 522283051.6722 | 3144235.0165 | 37504391.7636 |  | 1478867.319 | 8382599.4226 | 0 | 572793145.1939 |  | 749894.2093 | 100.753 | 5685.1248 |  | 127.4875
1 | 5100 | 707 | 0.035 | 15 | 15 | 7 | 1e-09 | 0 | Water | Porous | Wet | R245fa | MinimizeLCOE | IgnoreSilica | 261.3781 | 186.0682 | 25.3588 | 4 | 5671.289 |  | 127.1773 |  | 187.5606 | -4.0415e-05 | 84260075235.6321 | 22065847.944 | 1835129.3043 | 21180859.3375 | 123159728.9249 | 24077.0464 | 1161636.552 | 0 | 66076638.8526 | 171917860.1121 | 117337472.0853 | 524759250.1591 | 3144235.0165 | 37504391.7636 |  | 1478867.319 | 8382599.4226 | 0 | 575269343.6808 |  | 1000000 | 101.4354 | 5671.289 |  | 127.1773
1 | 5100 | 707 | 0.035 | 15 | 15 | 7 | 1.3335e-09 | 0 | Water | Porous | Wet | R245fa | MinimizeLCOE | IgnoreSilica | 262.4038 | 186.8085 | 25.4873 | 4 | 5660.8975 |  | 126.9442 |  | 187.5679 | -3.9009e-05 | 84429481053.4267 | 22128593.8303 | 1840100.005 | 21248270.5499 | 123643021.3213 | 24077.0464 | 1141802.3913 | 0 | 66310087.4062 | 172525245.3618 | 117752024.9987 | 526613222.911 | 3144235.0165 | 37504391.7636 |  | 1478867.319 | 8382599.4226 | 0 | 577123316.4327 |  | 1333521.4322 | 101.9491 | 5660.8975 |  | 126.9442
1 | 5100 | 707 | 0.035 | 15 | 15 | 7 | 1.7783e-09 | 0 | Water | Porous | Wet | R245fa | MinimizeLCOE | IgnoreSilica | 263.1614 | 187.3554 | 25.5829 | 4 | 5653.0957 |  | 126.7693 |  | 187.5734 | -3.879e-05 | 84559297986.4735 | 22174898.0391 | 1843766.9885 | 21298032.4576 | 124000146.4778 | 24077.0464 | 1126397.9069 | 0 | 66482254.3773 | 172973188.5043 | 118057755.3978 | 527980517.1958 | 3144235.0165 | 37504391.7636 |  | 1478867.319 | 8382599.4226 | 0 | 578490610.7175 |  | 1778279.41 | 102.3316 | 5653.0957 |  | 126.7693
1 | 5100 | 707 | 0.035 | 15 | 15 | 7 | 2.3714e-09 | 0 | Water | Porous | Wet | R245fa | MinimizeLCOE | IgnoreSilica | 263.7292 | 187.7654 | 25.6548 | 4 | 5647.2401 |  | 126.638 |  | 187.5774 | -3.7986e-05 | 84657293253.073 | 22209587.2562 | 1846513.5959 | 21335320.1536 | 124267960.1839 | 24077.0464 | 1114635.2285 | 0 | 66611256.4512 | 173308825.4385 | 118286834.502 | 529005009.8563 | 3144235.0165 | 37504391.7636 |  | 1478867.319 | 8382599.4226 | 0 | 579515103.378 |  | 2371373.7057 | 102.6192 | 5647.2401 |  | 126.638
1 | 5100 | 707 | 0.035 | 15 | 15 | 7 | 3.1623e-09 | 0 | Water | Porous | Wet | R245fa | MinimizeLCOE | IgnoreSilica | 264.1749 | 188.0872 | 25.7105 | 4 | 5642.846 |  | 126.5394 |  | 187.5806 | -3.7392e-05 | 84728301491.0749 | 22236793.7117 | 1848667.8378 | 21364568.9646 | 124478183.9061 | 24077.0464 | 1105983.298 | 0 | 66712727.1582 | 173572831.4036 | 118467023.998 | 529810857.3242 | 3144235.0165 | 37504391.7636 |  | 1478867.319 | 8382599.4226 | 0 | 580320950.8459 |  | 3162277.6602 | 102.8419 | 5642.846 |  | 126.5394
1 | 5100 | 707 | 0.035 | 15 | 15 | 7 | 4.217e-09 | 0 | Water | Porous | Wet | R245fa | MinimizeLCOE | IgnoreSilica | 264.4844 | 188.3107 | 25.7502 | 4 | 5639.5493 |  | 126.4655 |  | 187.5829 | -3.6931e-05 | 84785269872.4846 | 22255685.2378 | 1850163.0162 | 21384881.7141 | 124624221.9844 | 24077.0464 | 1099067.9655 | 0 | 66782857.8161 | 173755296.9898 | 118591560.5098 | 530367812.2801 | 3144235.0165 | 37504391.7636 |  | 1478867.319 | 8382599.4226 | 0 | 580877905.8018 |  | 4216965.0343 | 103.0008 | 5639.5493 |  | 126.4655
1 | 5100 | 707 | 0.035 | 15 | 15 | 7 | 5.6234e-09 | 0 | Water | Porous | Wet | R245fa | MinimizeLCOE | IgnoreSilica | 264.7233 | 188.4832 | 25.7806 | 4 | 5637.0762 |  | 126.4101 |  | 187.5846 | -3.6589e-05 | 84827121774.7868 | 22270265.1853 | 1851317.0106 | 21400559.7611 | 124736983.5013 | 24077.0464 | 1093943.2249 | 0 | 66837086.8345 | 173896389.7717 | 118687859.2327 | 530798481.5685 | 3144235.0165 | 37504391.7636 |  | 1478867.319 | 8382599.4226 | 0 | 581308575.0902 |  | 5623413.2519 | 103.1224 | 5637.0762 |  | 126.4101
1 | 5100 | 707 | 0.035 | 15 | 15 | 7 | 7.4989e-09 | 0 | Water | Porous | Wet | R245fa | MinimizeLCOE | IgnoreSilica | 264.913 | 188.6202 | 25.8043 | 4 | 5635.221 |  | 126.3685 |  | 187.586 | -3.6339e-05 | 84857073832.6552 | 22281835.7513 | 1852232.9834 | 21413002.3955 | 124826508.6255 | 24077.0464 | 1090231.1113 | 0 | 66880276.2862 | 174008759.8657 | 118764554.1308 | 531141478.196 | 3144235.0165 | 37504391.7636 |  | 1478867.319 | 8382599.4226 | 0 | 581651571.7177 |  | 7498942.0933 | 103.2172 | 5635.221 |  | 126.3685
1 | 5100 | 707 | 0.035 | 15 | 15 | 7 | 1e-08 | 0 | Water | Porous | Wet | R245fa | MinimizeLCOE | IgnoreSilica | 265.0586 | 188.7254 | 25.8224 | 4 | 5633.8296 |  | 126.3373 |  | 187.587 | -3.6153e-05 | 84879082377.3292 | 22290719.9571 | 1852936.3286 | 21422556.6455 | 124895268.7932 | 24077.0464 | 1087484.9346 | 0 | 66913487.0451 | 174095167.448 | 118823529.0812 | 531405227.2798 | 3144235.0165 | 37504391.7636 |  | 1478867.319 | 8382599.4226 | 0 | 581915320.8015 |  | 10000000 | 103.2895 | 5633.8296 |  | 126.3373
1 | 5200 | 707 | 0.035 | 15 | 15 | 7 | 1e-13 | 0 | Water | Porous | Wet | R245fa | MinimizeLCOE | IgnoreSilica | 0.80743 | 0.17056 | 0.004947 | 4 | 2666199.6508 |  | 59788.8784 |  | 110.6917 | -5.3773e-05 | 15951399209.7482 | 107524.2856 | 3915.6086 | 83547.4881 | 58945.888 | 24077.0464 | 56841.5525 | 0 | 130592.229 | 339774.1917 | 231902.8675 | 1037121.1573 | 3144235.0165 | 38514370.0522 |  | 1478867.319 | 8584595.0803 | 0 | 52759188.6254 |  | 100 | 0.019788 | 2666199.6508 |  | 59788.8784
1 | 5200 | 707 | 0.035 | 15 | 15 | 7 | 1.3335e-13 | 0 | Water | Porous | Wet | R245fa | MinimizeLCOE | IgnoreSilica | 1.0464 | 0.27228 | 0.013368 | 4 | 993364.2299 |  | 22275.9511 |  | 123.6046 | -5.8297e-05 | 25889273540.2142 | 159344.5138 | 6319.7171 | 120427.628 | 76263.475 | 24077.0464 | 63874.7481 | 0 | 175619.78 | 456926.6431 | 311861.8228 | 1394715.3742 | 3144235.0165 | 38514370.0522 |  | 1478867.319 | 8584595.0803 | 0 | 53116782.8422 |  | 133.3521 | 0.053472 | 993364.2299 |  | 22275.9511
1 | 5200 | 707 | 0.035 | 15 | 15 | 7 | 1.7783e-13 | 0 | Water | Porous | Wet | R245fa | MinimizeLCOE | IgnoreSilica | 1.3436 | 0.41275 | 0.026699 | 4 | 501608.3877 |  | 11248.446 |  | 134.9655 | -6.2252e-05 | 34899356765.7412 | 224646.2459 | 9620.4418 | 166742.3299 | 100147.0654 | 24077.0464 | 71101.3813 | 0 | 232570.4592 | 605100.6281 | 412993.6123 | 1846999.2104 | 3144235.0165 | 38514370.0522 |  | 1478867.319 | 8584595.0803 | 0 | 53569066.6784 |  | 177.8279 | 0.10679 | 501608.3877 |  | 11248.446
1 | 5200 | 707 | 0.035 | 15 | 15 | 7 | 2.3714e-13 | 0 | Water | Porous | Wet | R245fa | MinimizeLCOE | IgnoreSilica | 1.753 | 0.62195 | 0.048028 | 4 | 282111.5777 |  | 6326.2835 |  | 145.5849 | -6.8135e-05 | 42740430174.2314 | 313320.5842 | 14462.3498 | 229881.2225 | 136322.7997 | 24077.0464 | 81085.9289 | 0 | 311668.4733 | 810897.4355 | 553454.162 | 2475170.0022 | 3144235.0165 | 38514370.0522 |  | 1478867.319 | 8584595.0803 | 0 | 54197237.4702 |  | 237.1374 | 0.19211 | 282111.5777 |  | 6326.2835
1 | 5200 | 707 | 0.035 | 15 | 15 | 7 | 3.1623e-13 | 0 | Water | Porous | Wet | R245fa | MinimizeLCOE | IgnoreSilica | 2.2671 | 0.90021 | 0.078551 | 4 | 174968.3192 |  | 3923.622 |  | 154.3383 | -7.2872e-05 | 49205262710.7169 | 420984.4282 | 20758.931 | 307222.0387 | 185829.8425 | 24077.0464 | 91687.2564 | 0 | 409718.2218 | 1066002.7684 | 727568.7936 | 3253849.327 | 3144235.0165 | 38514370.0522 |  | 1478867.319 | 8584595.0803 | 0 | 54975916.795 |  | 316.2278 | 0.3142 | 174968.3192 |  | 3923.622
1 | 5200 | 707 | 0.035 | 15 | 15 | 7 | 4.217e-13 | 0 | Water | Porous | Wet | R245fa | MinimizeLCOE | IgnoreSilica | 2.9639 | 1.2926 | 0.12341 | 4 | 113473.7086 |  | 2544.6203 |  | 161.9257 | -7.869e-05 | 54364522728.0488 | 559932.5291 | 29400.8265 | 408202.8907 | 258135.7426 | 24077.0464 | 105693.1525 | 0 | 540322.4532 | 1405808.1879 | 959492.9747 | 4291065.8035 | 3144235.0165 | 38514370.0522 |  | 1478867.319 | 8584595.0803 | 0 | 56013133.2716 |  | 421.6965 | 0.49362 | 113473.7086 |  | 2544.6203
1 | 5200 | 707 | 0.035 | 15 | 15 | 7 | 5.6234e-13 | 0 | Water | Porous | Wet | R245fa | MinimizeLCOE | IgnoreSilica | 3.8654 | 1.8137 | 0.18544 | 4 | 77274.3836 |  | 1732.8592 |  | 168.0462 | -8.3931e-05 | 58646651662.1718 | 729321.4987 | 40567.9354 | 532801.3746 | 357823.564 | 24077.0464 | 122086.9921 | 0 | 704604.5803 | 1833236.5837 | 1251221.6376 | 5595741.2127 | 3144235.0165 | 38514370.0522 |  | 1478867.319 | 8584595.0803 | 0 | 57317808.6807 |  | 562.3413 | 0.74174 | 77274.3836 |  | 1732.8592
1 | 5200 | 707 | 0.035 | 15 | 15 | 7 | 7.4989e-13 | 0 | Water | Porous | Wet | R245fa | MinimizeLCOE | IgnoreSilica | 5.04 | 2.5021 | 0.27081 | 4 | 54428.1822 |  | 1220.5387 |  | 172.9588 | -8.7418e-05 | 62210241353.2425 | 936107.5206 | 55032.9991 | 686392.9588 | 494473.1294 | 24077.0464 | 140473.242 | 0 | 911257.1896 | 2370904.2827 | 1618190.8901 | 7236909.2587 | 3144235.0165 | 38514370.0522 |  | 1478867.319 | 8584595.0803 | 0 | 58958976.7267 |  | 749.8942 | 1.0832 | 54428.1822 |  | 1220.5387
1 | 5200 | 707 | 0.035 | 15 | 15 | 7 | 1e-12 | 0 | Water | Porous | Wet | R245fa | MinimizeLCOE | IgnoreSilica | 6.5916 | 3.4118 | 0.38765 | 4 | 39369.7223 |  | 882.8564 |  | 176.9011 | -9.1145e-05 | 65041667548.5954 | 1191221.0373 | 74263.9353 | 876124.6509 | 681546.4771 | 24077.0464 | 163525.0926 | 0 | 1174195.7134 | 3055016.3856 | 2085111.4575 | 9325081.796 | 3144235.0165 | 38514370.0522 |  | 1478867.319 | 8584595.0803 | 0 | 61047149.264 |  | 1000 | 1.5506 | 39369.7223 |  | 882.8564
1 | 5200 | 707 | 0.035 | 15 | 15 | 7 | 1.3335e-12 | 0 | Water | Porous | Wet | R245fa | MinimizeLCOE | IgnoreSilica | 7.8025 | 4.3628 | 0.56583 | 4 | 28395.4567 |  | 636.7612 |  | 178.9344 | -8.5948e-05 | 1.0579e+12 | 1535195.2043 | 136390.296 | 1051834.3071 | 1132606.9221 | 24077.0464 | 170596.6299 | 0 | 1579773.1582 | 4110245.7016 | 2805327.1484 | 12546046.4139 | 3144235.0165 | 38514370.0522 |  | 1478867.319 | 8584595.0803 | 0 | 64268113.8819 |  | 1333.5214 | 2.2633 | 28395.4567 |  | 636.7612
1 | 5200 | 707 | 0.035 | 15 | 15 | 7 | 1.7783e-12 | 0 | Water | Porous | Wet | R245fa | MinimizeLCOE | IgnoreSilica | 8.5795 | 5.7752 | 0.75114 | 4 | 25141.8223 |  | 563.7992 |  | 179.9495 | -9.3888e-05 | 85704341231.773 | 1869885.8904 | 171562.1574 | 1316520.4172 | 4117679.6532 | 24077.0464 | 190196.7702 | 0 | 2999069.5545 | 7802963.7871 | 5325683.1196 | 23817638.3959 | 3144235.0165 | 38514370.0522 |  | 1478867.319 | 8584595.0803 | 0 | 75539705.8639 |  | 1778.2794 | 3.0045 | 25141.8223 |  | 563.7992
1 | 5200 | 707 | 0.035 | 15 | 15 | 7 | 2.3714e-12 | 0 | Water | Porous | Wet | R245fa | MinimizeLCOE | IgnoreSilica | 11.0958 | 7.5988 | 0.99434 | 4 | 20523.6021 |  | 460.2368 |  | 182.2892 | -9.6026e-05 | 83982595187.8723 | 2270763.0312 | 204684.6272 | 1639578.5515 | 5295697.9031 | 24077.0464 | 221341.6084 | 0 | 3765895.6794 | 9798088.0664 | 6687396.4359 | 29907522.9493 | 3144235.0165 | 38514370.0522 |  | 1478867.319 | 8584595.0803 | 0 | 81629590.4173 |  | 2371.3737 | 3.9774 | 20523.6021 |  | 460.2368
1 | 5200 | 707 | 0.035 | 15 | 15 | 7 | 3.1623e-12 | 0 | Water | Porous | Wet | R245fa | MinimizeLCOE | IgnoreSilica | 14.4138 | 10.0096 | 1.3151 | 4 | 17022.8447 |  | 381.7331 |  | 184.1547 | -9.7807e-05 | 84230967986.6601 | 2758870.2927 | 244737.1076 | 2043926.7765 | 6880881.9322 | 24077.0464 | 259271.817 | 0 | 4762588.3392 | 12391277.9174 | 8457301.7939 | 37822933.0229 | 3144235.0165 | 38514370.0522 |  | 1478867.319 | 8584595.0803 | 0 | 89545000.4909 |  | 3162.2777 | 5.2603 | 17022.8447 |  | 381.7331
1 | 5200 | 707 | 0.035 | 15 | 15 | 7 | 4.217e-12 | 0 | Water | Porous | Wet | R245fa | MinimizeLCOE | IgnoreSilica | 18.8185 | 13.2097 | 1.7399 | 4 | 14315.1791 |  | 321.0144 |  | 185.6333 | -9.9304e-05 | 84897924218.3391 | 3356008.0848 | 293458.7811 | 2551893.6824 | 8936264.0447 | 24077.0464 | 305799.4928 | 0 | 6032325.4415 | 15694873.3987 | 10712073.592 | 47906773.5642 | 3144235.0165 | 38514370.0522 |  | 1478867.319 | 8584595.0803 | 0 | 99628841.0322 |  | 4216.965 | 6.9597 | 14315.1791 |  | 321.0144
1 | 5200 | 707 | 0.035 | 15 | 15 | 7 | 5.6234e-12 | 0 | Water | Porous | Wet | R245fa | MinimizeLCOE | IgnoreSilica | 24.6379 | 17.4424 | 2.3011 | 4 | 12244.8481 |  | 274.5877 |  | 186.7882 | -3.1499e-07 | 85110782347.9879 | 4084400.8153 | 352681.3626 | 3187592.5103 | 11678179.7614 | 24077.0464 | 362423.3545 | 0 | 7678848.3917 | 19978788.3667 | 13635933.5833 | 60982925.192 | 3144235.0165 | 38514370.0522 |  | 1478867.319 | 8584595.0803 | 0 | 112704992.66 |  | 5623.4133 | 9.2043 | 12244.8481 |  | 274.5877
1 | 5200 | 707 | 0.035 | 15 | 15 | 7 | 7.4989e-12 | 0 | Water | Porous | Wet | R245fa | MinimizeLCOE | IgnoreSilica | 32.3092 | 23.0214 | 3.0401 | 4 | 10641.1462 |  | 238.6251 |  | 187.6834 | -3.1878e-07 | 85106861769.1419 | 4970397.0749 | 424468.4296 | 3980302.1508 | 15249736.6125 | 24077.0464 | 430911.7003 | 0 | 9781158.2756 | 25448567.4417 | 17369170.1947 | 77678788.9265 | 3144235.0165 | 38514370.0522 |  | 1478867.319 | 8584595.0803 | 0 | 129400856.3945 |  | 7498.9421 | 12.1604 | 10641.1462 |  | 238.6251
1 | 5200 | 707 | 0.035 | 15 | 15 | 7 | 1e-11 | 0 | Water | Porous | Wet | R245fa | MinimizeLCOE | IgnoreSilica | 43.0689 | 30.6254 | 4.0452 | 4 | 8768.9738 |  | 196.6421 |  | 188.4096 | -3.2121e-07 | 84394341610.8492 | 6086197.6339 | 516635.4808 | 5001389.4176 | 16964495.152 | 24077.0464 | 518840.8105 | 0 | 11353537.8611 | 29539576.5837 | 20161367.996 | 90166117.982 | 3144235.0165 | 38514370.0522 |  | 1478867.319 | 8584595.0803 | 0 | 141888185.45 |  | 10000 | 16.1807 | 8768.9738 |  | 196.6421
1 | 5200 | 707 | 0.035 | 15 | 15 | 7 | 1.3335e-11 | 0 | Water | Porous | Wet | R245fa | MinimizeLCOE | IgnoreSilica | 56.2969 | 40.1827 | 5.3105 | 4 | 7733.7781 |  | 173.4281 |  | 188.9307 | -3.2193e-07 | 84423196804.2149 | 7383282.4919 | 624755.2977 | 6215234.9478 | 21476602.2279 | 24077.0464 | 617992.7961 | 0 | 14173358.475 | 36876171.3965 | 25168744.7077 | 112560219.387 | 3144235.0165 | 38514370.0522 |  | 1478867.319 | 8584595.0803 | 0 | 164282286.855 |  | 13335.2143 | 21.2422 | 7733.7781 |  | 173.4281
1 | 5200 | 707 | 0.035 | 15 | 15 | 7 | 1.7783e-11 | 0 | Water | Porous | Wet | R245fa | MinimizeLCOE | IgnoreSilica | 73.0884 | 52.3193 | 6.9177 | 4 | 6942.5928 |  | 155.686 |  | 189.3318 | -3.2089e-07 | 84367298268.1257 | 8910040.6728 | 751521.7722 | 7676357.2581 | 27229422.4088 | 24077.0464 | 733848.0568 | 0 | 17676854.2139 | 45991548.6432 | 31390176.9808 | 140383847.0529 | 3144235.0165 | 38514370.0522 |  | 1478867.319 | 8584595.0803 | 0 | 192105914.521 |  | 17782.7941 | 27.6706 | 6942.5928 |  | 155.686
1 | 5200 | 707 | 0.035 | 15 | 15 | 7 | 2.3714e-11 | 0 | Water | Porous | Wet | R245fa | MinimizeLCOE | IgnoreSilica | 93.7365 | 67.2514 | 8.8957 | 4 | 6339.5327 |  | 142.1625 |  | 189.6445 | -3.1758e-07 | 84209868889.0922 | 10656679.1514 | 895924.7067 | 9383978.6488 | 34306477.6696 | 24077.0464 | 865060.62 | 0 | 21891557.1587 | 56957341.1511 | 38874555.6919 | 173855651.8445 | 3144235.0165 | 38514370.0522 |  | 1478867.319 | 8584595.0803 | 0 | 225577719.3125 |  | 23713.7371 | 35.5827 | 6339.5327 |  | 142.1625
1 | 5200 | 707 | 0.035 | 15 | 15 | 7 | 3.1623e-11 | 0 | Water | Porous | Wet | R245fa | MinimizeLCOE | IgnoreSilica | 118.0265 | 84.8314 | 11.2254 | 4 | 5881.6424 |  | 131.8944 |  | 189.8952 | -9.9811e-05 | 83921924445.9617 | 12577752.5228 | 1054075.7807 | 11299810.8922 | 42604205.9387 | 24077.0464 | 1007908.5016 | 0 | 26741453.9661 | 69575777.7934 | 47486897.9833 | 212371960.4252 | 3144235.0165 | 38514370.0522 |  | 1478867.319 | 8584595.0803 | 0 | 264094027.8932 |  | 31622.7766 | 44.9014 | 5881.6424 |  | 131.8944
1 | 5200 | 707 | 0.035 | 15 | 15 | 7 | 4.217e-11 | 0 | Water | Porous | Wet | R245fa | MinimizeLCOE | IgnoreSilica | 144.9326 | 104.3267 | 13.8105 | 4 | 5536.4191 |  | 124.1529 |  | 190.1038 | -9.7951e-05 | 83493920496.8266 | 14580781.0078 | 1218313.1801 | 13333438.0631 | 51735327.3191 | 24077.0464 | 1154888.2534 | 0 | 31998261.6992 | 83252913.1954 | 56821823.9322 | 254119823.6967 | 3144235.0165 | 38514370.0522 |  | 1478867.319 | 8584595.0803 | 0 | 305841891.1647 |  | 42169.6503 | 55.2418 | 5536.4191 |  | 124.1529
1 | 5200 | 707 | 0.035 | 15 | 15 | 7 | 5.6234e-11 | 0 | Water | Porous | Wet | R245fa | MinimizeLCOE | IgnoreSilica | 172.7205 | 124.49 | 16.4866 | 4 | 5278.0086 |  | 118.3581 |  | 190.2833 | -9.5529e-05 | 82942516463.2431 | 16544136.2869 | 1378716.8499 | 15357955.2092 | 61077982.9353 | 24077.0464 | 1296535.9885 | 0 | 37314967.6833 | 97085891.5596 | 66263115.905 | 296343379.4642 | 3144235.0165 | 38514370.0522 |  | 1478867.319 | 8584595.0803 | 0 | 348065446.9322 |  | 56234.1325 | 65.9464 | 5278.0086 |  | 118.3581
1 | 5200 | 707 | 0.035 | 15 | 15 | 7 | 7.4989e-11 | 0 | Water | Porous | Wet | R245fa | MinimizeLCOE | IgnoreSilica | 199.481 | 143.9405 | 19.0707 | 4 | 5085.5354 |  | 114.0419 |  | 190.4406 | -9.2761e-05 | 82306370555.5908 | 18354790.3174 | 1526188.2991 | 17249334.9521 | 69973914.7096 | 24077.0464 | 1424894.0461 | 0 | 42335747.7546 | 110148931.4014 | 75178909.0157 | 336216787.5423 | 3144235.0165 | 38514370.0522 |  | 1478867.319 | 8584595.0803 | 0 | 387938855.0103 |  | 74989.4209 | 76.2828 | 5085.5354 |  | 114.0419
1 | 5200 | 707 | 0.035 | 15 | 15 | 7 | 1e-10 | 0 | Water | Porous | Wet | R245fa | MinimizeLCOE | IgnoreSilica | 223.6562 | 161.5436 | 21.4121 | 4 | 4942.6289 |  | 110.8373 |  | 190.5775 | -8.9891e-05 | 81646359063.453 | 19934935.8383 | 1654557.3515 | 18917234.069 | 77913962.7232 | 24077.0464 | 1534692.8667 | 0 | 46791989.3591 | 121743157.9556 | 83092206.8765 | 371606814.0864 | 3144235.0165 | 38514370.0522 |  | 1478867.319 | 8584595.0803 | 0 | 423328881.5544 |  | 100000 | 85.6485 | 4942.6289 |  | 110.8373
1 | 5200 | 707 | 0.035 | 15 | 15 | 7 | 1.3335e-10 | 0 | Water | Porous | Wet | R245fa | MinimizeLCOE | IgnoreSilica | 244.4332 | 176.6987 | 23.4299 | 4 | 4836.5657 |  | 108.4588 |  | 190.6942 | -8.2699e-05 | 81011007229.2955 | 21256974.7061 | 1761738.9809 | 20324155.8912 | 84658144.128 | 24077.0464 | 1625063.8587 | 0 | 50563560.2984 | 131556011.8841 | 89789681.3166 | 401559408.1105 | 3144235.0165 | 38514370.0522 |  | 1478867.319 | 8584595.0803 | 0 | 453281475.5785 |  | 133352.1432 | 93.7197 | 4836.5657 |  | 108.4588
1 | 5200 | 707 | 0.035 | 15 | 15 | 7 | 1.7783e-10 | 0 | Water | Porous | Wet | R245fa | MinimizeLCOE | IgnoreSilica | 261.5757 | 189.2226 | 25.0995 | 4 | 4757.8403 |  | 106.6934 |  | 190.7913 | -7.3449e-05 | 80444412877.8726 | 22325646.3462 | 1848241.2602 | 21468624.8893 | 90163701.452 | 24077.0464 | 1696597.3869 | 0 | 53635486.4685 | 139548533.6401 | 95244741.645 | 425955650.1344 | 3144235.0165 | 38514370.0522 |  | 1478867.319 | 8584595.0803 | 0 | 477677717.6024 |  | 177827.941 | 100.398 | 4757.8403 |  | 106.6934
1 | 5200 | 707 | 0.035 | 15 | 15 | 7 | 2.3714e-10 | 0 | Water | Porous | Wet | R245fa | MinimizeLCOE | IgnoreSilica | 275.3541 | 199.3026 | 26.4445 | 4 | 4699.307 |  | 105.3808 |  | 190.8701 | -6.6597e-05 | 79958570954.534 | 23171461.0792 | 1916620.7725 | 22378774.152 | 94548662.0827 | 24077.0464 | 1752405.0957 | 0 | 56078880.0891 | 145905742.6319 | 99583667.4095 | 445360290.3591 | 3144235.0165 | 38514370.0522 |  | 1478867.319 | 8584595.0803 | 0 | 497082357.8271 |  | 237137.3706 | 105.7778 | 4699.307 |  | 105.3808
1 | 5200 | 707 | 0.035 | 15 | 15 | 7 | 3.1623e-10 | 0 | Water | Porous | Wet | R245fa | MinimizeLCOE | IgnoreSilica | 286.2238 | 207.2637 | 27.5072 | 4 | 4655.7201 |  | 104.4034 |  | 190.9331 | -6.1121e-05 | 79554678912.7118 | 23831040.6374 | 1969894.3824 | 23091092.9896 | 97981885.9785 | 24077.0464 | 1795549.8049 | 0 | 57990480.9273 | 150879335.8895 | 102978247.0049 | 460541604.6609 | 3144235.0165 | 38514370.0522 |  | 1478867.319 | 8584595.0803 | 0 | 512263672.1289 |  | 316227.766 | 110.0289 | 4655.7201 |  | 104.4034
1 | 5200 | 707 | 0.035 | 15 | 15 | 7 | 4.217e-10 | 0 | Water | Porous | Wet | R245fa | MinimizeLCOE | IgnoreSilica | 294.6574 | 213.4491 | 28.3329 | 4 | 4623.0868 |  | 103.6716 |  | 190.9843 | -5.7625e-05 | 79228238878.8377 | 24338628.4332 | 2010862.7155 | 23640759.8004 | 100620661.7686 | 24077.0464 | 1828814.4811 | 0 | 59460883.6556 | 154705022.1676 | 105589356.4997 | 472219066.5681 | 3144235.0165 | 38514370.0522 |  | 1478867.319 | 8584595.0803 | 0 | 523941134.0361 |  | 421696.5034 | 113.3315 | 4623.0868 |  | 103.6716
1 | 5200 | 707 | 0.035 | 15 | 15 | 7 | 5.6234e-10 | 0 | Water | Porous | Wet | R245fa | MinimizeLCOE | IgnoreSilica | 300.0164 | 217.3883 | 28.8787 | 4 | 4598.7899 |  | 103.1267 |  | 191.0209 | -5.5243e-05 | 79135037906.7118 | 24659742.6829 | 2036770.7294 | 23989148.2844 | 102270298.9315 | 24077.0464 | 1836335.6691 | 0 | 60378385.604 | 157092174.0319 | 107218636.6981 | 479505569.6777 | 3144235.0165 | 38514370.0522 |  | 1478867.319 | 8584595.0803 | 0 | 531227637.1457 |  | 562341.3252 | 115.5147 | 4598.7899 |  | 103.1267
1 | 5200 | 707 | 0.035 | 15 | 15 | 7 | 7.4989e-10 | 0 | Water | Porous | Wet | R245fa | MinimizeLCOE | IgnoreSilica | 303.3079 | 219.8098 | 29.2329 | 4 | 4580.8036 |  | 102.7234 |  | 191.0441 | -5.3563e-05 | 79194930342.6662 | 24856337.5335 | 2052629.114 | 24202687.412 | 103276994.4624 | 24077.0464 | 1828292.7113 | 0 | 60933997.129 | 158537761.2482 | 108205279.6772 | 483918056.3339 | 3144235.0165 | 38514370.0522 |  | 1478867.319 | 8584595.0803 | 0 | 535640123.8019 |  | 749894.2093 | 116.9315 | 4580.8036 |  | 102.7234
1 | 5200 | 707 | 0.035 | 15 | 15 | 7 | 1e-09 | 0 | Water | Porous | Wet | R245fa | MinimizeLCOE | IgnoreSilica | 305.7757 | 221.6261 | 29.4999 | 4 | 4567.29 |  | 102.4204 |  | 191.0616 | -5.228e-05 | 79244029121.5406 | 25003397.2806 | 2064489.4087 | 24362544.2125 | 104029831.6099 | 24077.0464 | 1821352.5206 | 0 | 61349219.9107 | 159618085.7522 | 108942623.3496 | 487215621.0911 | 3144235.0165 | 38514370.0522 |  | 1478867.319 | 8584595.0803 | 0 | 538937688.5591 |  | 1000000 | 117.9994 | 4567.29 |  | 102.4204
1 | 5200 | 707 | 0.035 | 15 | 15 | 7 | 1.3335e-09 | 0 | Water | Porous | Wet | R245fa | MinimizeLCOE | IgnoreSilica | 307.671 | 223.0214 | 29.7044 | 4 | 4557.1266 |  | 102.1925 |  | 191.075 | -5.1331e-05 | 79275636930.8372 | 25116141.2101 | 2073580.8049 | 24485169.4491 | 104607069.7859 | 24077.0464 | 1816381.5474 | 0 | 61667743.7391 | 160446819.4155 | 109508251.1035 | 489745234.1018 | 3144235.0165 | 38514370.0522 |  | 1478867.319 | 8584595.0803 | 0 | 541467301.5698 |  | 1333521.4322 | 118.8177 | 4557.1266 |  | 102.1925
1 | 5200 | 707 | 0.035 | 15 | 15 | 7 | 1.7783e-09 | 0 | Water | Porous | Wet | R245fa | MinimizeLCOE | IgnoreSilica | 309.0742 | 224.0546 | 29.8569 | 4 | 4549.503 |  | 102.0215 |  | 191.0851 | -5.0602e-05 | 79303654812.3357 | 25199505.5714 | 2080302.3611 | 24575879.297 | 105033721.3675 | 24077.0464 | 1812057.1283 | 0 | 61902961.681 | 161058808.2504 | 109925946.0585 | 491613258.7616 | 3144235.0165 | 38514370.0522 |  | 1478867.319 | 8584595.0803 | 0 | 543335326.2296 |  | 1778279.41 | 119.4274 | 4549.503 |  | 102.0215
1 | 5200 | 707 | 0.035 | 15 | 15 | 7 | 2.3714e-09 | 0 | Water | Porous | Wet | R245fa | MinimizeLCOE | IgnoreSilica | 310.1406 | 224.84 | 29.9725 | 4 | 4543.7768 |  | 101.8931 |  | 191.0927 | -5.0059e-05 | 79323013646.2351 | 25262796.4912 | 2085404.9997 | 24644769.1116 | 105357654.4289 | 24077.0464 | 1808884.3743 | 0 | 62081598.7163 | 161523585.1729 | 110243165.8583 | 493031936.1995 | 3144235.0165 | 38514370.0522 |  | 1478867.319 | 8584595.0803 | 0 | 544754003.6675 |  | 2371373.7057 | 119.8901 | 4543.7768 |  | 101.8931
1 | 5200 | 707 | 0.035 | 15 | 15 | 7 | 3.1623e-09 | 0 | Water | Porous | Wet | R245fa | MinimizeLCOE | IgnoreSilica | 310.9495 | 225.4357 | 30.0602 | 4 | 4539.4773 |  | 101.7967 |  | 191.0985 | -4.9655e-05 | 79336397441.9319 | 25310765.5728 | 2089272.1187 | 24696994.3743 | 105603180.4362 | 24077.0464 | 1806564.4877 | 0 | 62217033.0741 | 161875957.5904 | 110483667.2737 | 494107511.9742 | 3144235.0165 | 38514370.0522 |  | 1478867.319 | 8584595.0803 | 0 | 545829579.4422 |  | 3162277.6602 | 120.2406 | 4539.4773 |  | 101.7967
1 | 5200 | 707 | 0.035 | 15 | 15 | 7 | 4.217e-09 | 0 | Water | Porous | Wet | R245fa | MinimizeLCOE | IgnoreSilica | 311.5368 | 225.8684 | 30.1244 | 4 | 4536.2577 |  | 101.7245 |  | 191.1027 | -4.934e-05 | 79349880319.7272 | 25345580.6881 | 2092078.6772 | 24734905.3937 | 105781272.8368 | 24077.0464 | 1804448.6056 | 0 | 62315121.6667 | 162131163.9876 | 110657850.8838 | 494886499.7859 | 3144235.0165 | 38514370.0522 |  | 1478867.319 | 8584595.0803 | 0 | 546608567.2539 |  | 4216965.0343 | 120.4977 | 4536.2577 |  | 101.7245
1 | 5200 | 707 | 0.035 | 15 | 15 | 7 | 5.6234e-09 | 0 | Water | Porous | Wet | R245fa | MinimizeLCOE | IgnoreSilica | 311.9849 | 226.1985 | 30.1733 | 4 | 4533.8402 |  | 101.6703 |  | 191.1059 | -4.9107e-05 | 79358839491.2829 | 25372129.0178 | 2094218.7491 | 24763818.3756 | 105917104.0764 | 24077.0464 | 1802959.8161 | 0 | 62389979.7617 | 162325929.3955 | 110790782.2767 | 495480998.5153 | 3144235.0165 | 38514370.0522 |  | 1478867.319 | 8584595.0803 | 0 | 547203065.9833 |  | 5623413.2519 | 120.6931 | 4533.8402 |  | 101.6703
1 | 5200 | 707 | 0.035 | 15 | 15 | 7 | 7.4989e-09 | 0 | Water | Porous | Wet | R245fa | MinimizeLCOE | IgnoreSilica | 312.3332 | 226.4551 | 30.2109 | 4 | 4532.0229 |  | 101.6295 |  | 191.1084 | -4.8939e-05 | 79363551627.3226 | 25392764.1347 | 2095882.1092 | 24786293.765 | 106022733.7857 | 24077.0464 | 1802034.6408 | 0 | 62448276.3379 | 162477605.1283 | 110894304.081 | 495943971.0288 | 3144235.0165 | 38514370.0522 |  | 1478867.319 | 8584595.0803 | 0 | 547666038.4969 |  | 7498942.0933 | 120.8436 | 4532.0229 |  | 101.6295
1 | 5200 | 707 | 0.035 | 15 | 15 | 7 | 1e-08 | 0 | Water | Porous | Wet | R245fa | MinimizeLCOE | IgnoreSilica | 312.589 | 226.6435 | 30.2387 | 4 | 4530.6616 |  | 101.599 |  | 191.1103 | -4.881e-05 | 79368042652.3914 | 25407911.0122 | 2097103.0482 | 24802792.7476 | 106100241.2666 | 24077.0464 | 1801239.2664 | 0 | 62491012.1111 | 162588794.8439 | 110970193.3466 | 496283364.689 | 3144235.0165 | 38514370.0522 |  | 1478867.319 | 8584595.0803 | 0 | 548005432.157 |  | 10000000 | 120.9548 | 4530.6616 |  | 101.599
1 | 5300 | 707 | 0.035 | 15 | 15 | 7 | 1e-13 | 0 | Water | Porous | Wet | R245fa | MinimizeLCOE | IgnoreSilica | 0.82688 | 0.18098 | 0.0059133 | 4 | 2283970.4926 |  | 51217.4825 |  | 112.7829 | -5.4283e-05 | 18141745753.0458 | 113370.2248 | 4185.0982 | 87482.36 | 60637.8418 | 24077.0464 | 57256.6424 | 0 | 135333.5933 | 352110.2489 | 240322.48 | 1074775.5356 | 3144235.0165 | 39536068.5225 |  | 1478867.319 | 8788934.7744 | 0 | 54022881.168 |  | 100 | 0.023653 | 2283970.4926 |  | 51217.4825
1 | 5300 | 707 | 0.035 | 15 | 15 | 7 | 1.3335e-13 | 0 | Water | Porous | Wet | R245fa | MinimizeLCOE | IgnoreSilica | 1.0658 | 0.2861 | 0.014991 | 4 | 906993.3397 |  | 20339.1049 |  | 125.6586 | -5.8456e-05 | 28518932330.2101 | 166614.4276 | 6697.8931 | 125124.0769 | 78457.8805 | 24077.0464 | 63832.9081 | 0 | 181273.6507 | 471636.8548 | 321901.8446 | 1439616.5827 | 3144235.0165 | 39536068.5225 |  | 1478867.319 | 8788934.7744 | 0 | 54387722.215 |  | 133.3521 | 0.059965 | 906993.3397 |  | 20339.1049
1 | 5300 | 707 | 0.035 | 15 | 15 | 7 | 1.7783e-13 | 0 | Water | Porous | Wet | R245fa | MinimizeLCOE | IgnoreSilica | 1.3974 | 0.44855 | 0.030534 | 4 | 449568.339 |  | 10081.4606 |  | 138.1336 | -6.506e-05 | 38147054554.1062 | 241489.1496 | 10568.7936 | 177851.796 | 106094.4654 | 24077.0464 | 73008.0344 | 0 | 246904.8213 | 642395.6978 | 438448.2637 | 1960838.0682 | 3144235.0165 | 39536068.5225 |  | 1478867.319 | 8788934.7744 | 0 | 54908943.7005 |  | 177.8279 | 0.12214 | 449568.339 |  | 10081.4606
1 | 5300 | 707 | 0.035 | 15 | 15 | 7 | 2.3714e-13 | 0 | Water | Porous | Wet | R245fa | MinimizeLCOE | IgnoreSilica | 1.8067 | 0.66576 | 0.053539 | 4 | 259400.972 |  | 5817.0037 |  | 148.4878 | -7.033e-05 | 46357353551.5512 | 332695.3757 | 15685.2559 | 242283.52 | 143886.3229 | 24077.0464 | 82245.1878 | 0 | 327940.3564 | 853233.5375 | 582349.4215 | 2604396.024 | 3144235.0165 | 39536068.5225 |  | 1478867.319 | 8788934.7744 | 0 | 55552501.6563 |  | 237.1374 | 0.21416 | 259400.972 |  | 5817.0037
1 | 5300 | 707 | 0.035 | 15 | 15 | 7 | 3.1623e-13 | 0 | Water | Porous | Wet | R245fa | MinimizeLCOE | IgnoreSilica | 2.3209 | 0.95414 | 0.086261 | 4 | 163320.1716 |  | 3662.4151 |  | 157.1179 | -7.4604e-05 | 53239510483.9472 | 443661.4571 | 22365.4188 | 321254.0075 | 195768.5225 | 24077.0464 | 92102.2696 | 0 | 428699.2016 | 1115387.3842 | 761274.8086 | 3404590.1164 | 3144235.0165 | 39536068.5225 |  | 1478867.319 | 8788934.7744 | 0 | 56352695.7487 |  | 316.2278 | 0.34504 | 163320.1716 |  | 3662.4151
1 | 5300 | 707 | 0.035 | 15 | 15 | 7 | 4.217e-13 | 0 | Water | Porous | Wet | R245fa | MinimizeLCOE | IgnoreSilica | 3.0371 | 1.3718 | 0.13543 | 4 | 106056.808 |  | 2378.2981 |  | 164.8372 | -8.108e-05 | 58857684093.634 | 591217.3088 | 31871.721 | 427188.3053 | 274074.8268 | 24077.0464 | 106354.1977 | 0 | 567365.5283 | 1476168.7219 | 1007515.4849 | 4505833.141 | 3144235.0165 | 39536068.5225 |  | 1478867.319 | 8788934.7744 | 0 | 57453938.7733 |  | 421.6965 | 0.54173 | 106056.808 |  | 2378.2981
1 | 5300 | 707 | 0.035 | 15 | 15 | 7 | 5.6234e-13 | 0 | Water | Porous | Wet | R245fa | MinimizeLCOE | IgnoreSilica | 3.958 | 1.9223 | 0.20338 | 4 | 72318.7089 |  | 1621.7294 |  | 171.0205 | -8.6374e-05 | 63775707584.9471 | 770498.6567 | 44260.1951 | 556838.0928 | 382053.8167 | 24077.0464 | 122462.3505 | 0 | 741074.1617 | 1928122.9536 | 1315983.5348 | 5885370.8084 | 3144235.0165 | 39536068.5225 |  | 1478867.319 | 8788934.7744 | 0 | 58833476.4407 |  | 562.3413 | 0.81353 | 72318.7089 |  | 1621.7294
1 | 5300 | 707 | 0.035 | 15 | 15 | 7 | 7.4989e-13 | 0 | Water | Porous | Wet | R245fa | MinimizeLCOE | IgnoreSilica | 5.1495 | 2.6405 | 0.29636 | 4 | 51089.7174 |  | 1145.6745 |  | 175.9591 | -9.0546e-05 | 67799610262.7743 | 988835.7148 | 60680.3764 | 714490.2556 | 529539.3904 | 24077.0464 | 140987.5574 | 0 | 958858.033 | 2494751.913 | 1702719.4427 | 7614939.7297 | 3144235.0165 | 39536068.5225 |  | 1478867.319 | 8788934.7744 | 0 | 60563045.362 |  | 749.8942 | 1.1854 | 51089.7174 |  | 1145.6745
1 | 5300 | 707 | 0.035 | 15 | 15 | 7 | 1e-12 | 0 | Water | Porous | Wet | R245fa | MinimizeLCOE | IgnoreSilica | 6.2534 | 3.5667 | 0.4602 | 4 | 34657.5131 |  | 777.1863 |  | 178.9459 | -9.1953e-05 | 939360276587.4326 | 1332337.9183 | 119193.3317 | 895239.7273 | 976883.4417 | 24077.0464 | 155318.8715 | 0 | 1366189.6314 | 3554545.1769 | 2426050.1218 | 10849835.2671 | 3144235.0165 | 39536068.5225 |  | 1478867.319 | 8788934.7744 | 0 | 63797940.8995 |  | 1000 | 1.8408 | 34657.5131 |  | 777.1863
1 | 5300 | 707 | 0.035 | 15 | 15 | 7 | 1.3335e-12 | 0 | Water | Porous | Wet | R245fa | MinimizeLCOE | IgnoreSilica | 6.8279 | 4.602 | 0.59897 | 4 | 30242.8863 |  | 678.1894 |  | 180.1378 | -9.4307e-05 | 84859474530.8403 | 1593398.3176 | 146173.4229 | 1097800.9958 | 3273112.2951 | 24077.0464 | 164763.485 | 0 | 2456736.9695 | 6391925.6485 | 4362620.596 | 19510608.7767 | 3144235.0165 | 39536068.5225 |  | 1478867.319 | 8788934.7744 | 0 | 72458714.4091 |  | 1333.5214 | 2.3959 | 30242.8863 |  | 678.1894
1 | 5300 | 707 | 0.035 | 15 | 15 | 7 | 1.7783e-12 | 0 | Water | Porous | Wet | R245fa | MinimizeLCOE | IgnoreSilica | 8.7648 | 6.0377 | 0.79171 | 4 | 24433.8152 |  | 547.9224 |  | 183.048 | -9.6857e-05 | 85599211774.1207 | 1930595.6558 | 173292.0711 | 1364040.9896 | 4205640.3669 | 24077.0464 | 189815.8472 | 0 | 3076110.171 | 8003407.668 | 5462490.187 | 24429470.0031 | 3144235.0165 | 39536068.5225 |  | 1478867.319 | 8788934.7744 | 0 | 77377575.6354 |  | 1778.2794 | 3.1668 | 24433.8152 |  | 547.9224
1 | 5300 | 707 | 0.035 | 15 | 15 | 7 | 2.3714e-12 | 0 | Water | Porous | Wet | R245fa | MinimizeLCOE | IgnoreSilica | 11.3394 | 7.9474 | 1.0468 | 4 | 19960.7501 |  | 447.615 |  | 185.4234 | -9.9296e-05 | 86692245597.1413 | 2343053.6296 | 206011.1704 | 1699518.6847 | 5395735.6136 | 24077.0464 | 221011.2681 | 0 | 3856868.891 | 10034781.7017 | 6848944.7056 | 30630002.7109 | 3144235.0165 | 39536068.5225 |  | 1478867.319 | 8788934.7744 | 0 | 83578108.3433 |  | 2371.3737 | 4.1871 | 19960.7501 |  | 447.615
1 | 5300 | 707 | 0.035 | 15 | 15 | 7 | 3.1623e-12 | 0 | Water | Porous | Wet | R245fa | MinimizeLCOE | IgnoreSilica | 14.7279 | 10.4659 | 1.3821 | 4 | 16559.7018 |  | 371.3473 |  | 187.313 | -3.1864e-07 | 86764398824.1323 | 2843713.0431 | 245379.5296 | 2118446.6459 | 6972044.6654 | 24077.0464 | 258719.7719 | 0 | 4860328.4739 | 12645577.6987 | 8630866.62 | 38599153.4951 | 3144235.0165 | 39536068.5225 |  | 1478867.319 | 8788934.7744 | 0 | 91547259.1274 |  | 3162.2777 | 5.5283 | 16559.7018 |  | 371.3473
1 | 5300 | 707 | 0.035 | 15 | 15 | 7 | 4.217e-12 | 0 | Water | Porous | Wet | R245fa | MinimizeLCOE | IgnoreSilica | 19.5152 | 13.9246 | 1.8407 | 4 | 13186.4944 |  | 295.7039 |  | 188.884 | -3.264e-07 | 86536646985.6877 | 3478907.1853 | 297532.1747 | 2662267.8901 | 7481118.9463 | 24077.0464 | 307780.5537 | 0 | 5558156.6806 | 14461183.5483 | 9870054.9193 | 44141078.9448 | 3144235.0165 | 39536068.5225 |  | 1478867.319 | 8788934.7744 | 0 | 97089184.5772 |  | 4216.965 | 7.3628 | 13186.4944 |  | 295.7039
1 | 5300 | 707 | 0.035 | 15 | 15 | 7 | 5.6234e-12 | 0 | Water | Porous | Wet | R245fa | MinimizeLCOE | IgnoreSilica | 25.5588 | 18.3894 | 2.4336 | 4 | 11003.2821 |  | 246.7459 |  | 190.039 | -3.3205e-07 | 86775750595.4478 | 4236938.9768 | 361476.3903 | 3325675.9652 | 9174447.2906 | 24077.0464 | 364660.7435 | 0 | 6820037.801 | 17744339.376 | 12110876.2338 | 54162529.8235 | 3144235.0165 | 39536068.5225 |  | 1478867.319 | 8788934.7744 | 0 | 107110635.4559 |  | 5623.4133 | 9.7344 | 11003.2821 |  | 246.7459
1 | 5300 | 707 | 0.035 | 15 | 15 | 7 | 7.4989e-12 | 0 | Water | Porous | Wet | R245fa | MinimizeLCOE | IgnoreSilica | 33.5099 | 24.2655 | 3.2141 | 4 | 9345.9385 |  | 209.5804 |  | 190.9325 | -3.3599e-07 | 86949642434.8964 | 5158387.8086 | 438903.5582 | 4151616.6022 | 11492909.0362 | 24077.0464 | 433301.8486 | 0 | 8462686.4011 | 22018174.0799 | 15027856.2377 | 67207912.6188 | 3144235.0165 | 39536068.5225 |  | 1478867.319 | 8788934.7744 | 0 | 120156018.2511 |  | 7498.9421 | 12.8565 | 9345.9385 |  | 209.5804
1 | 5300 | 707 | 0.035 | 15 | 15 | 7 | 1e-11 | 0 | Water | Porous | Wet | R245fa | MinimizeLCOE | IgnoreSilica | 43.9191 | 31.9603 | 4.2363 | 4 | 8077.9586 |  | 181.1463 |  | 191.6206 | -3.3847e-07 | 87051648008.3665 | 6273605.056 | 532257.3236 | 5175048.164 | 14578404.9576 | 24077.0464 | 515971.1463 | 0 | 10568751.8406 | 27497724.3402 | 18767761.8839 | 83933601.7586 | 3144235.0165 | 39536068.5225 |  | 1478867.319 | 8788934.7744 | 0 | 136881707.391 |  | 10000 | 16.9451 | 8077.9586 |  | 181.1463
1 | 5300 | 707 | 0.035 | 15 | 15 | 7 | 1.3335e-11 | 0 | Water | Porous | Wet | R245fa | MinimizeLCOE | IgnoreSilica | 57.381 | 41.9147 | 5.5587 | 4 | 7106.2446 |  | 159.3558 |  | 192.1489 | -3.3935e-07 | 87079510751.9941 | 7608455.8311 | 643518.9253 | 6428632.5852 | 18600628.2236 | 24077.0464 | 614323.7117 | 0 | 13228658.1661 | 34418254.9772 | 23491166.2463 | 105057715.7128 | 3144235.0165 | 39536068.5225 |  | 1478867.319 | 8788934.7744 | 0 | 158005821.3451 |  | 13335.2143 | 22.2348 | 7106.2446 |  | 159.3558
1 | 5300 | 707 | 0.035 | 15 | 15 | 7 | 1.7783e-11 | 0 | Water | Porous | Wet | R245fa | MinimizeLCOE | IgnoreSilica | 74.4332 | 54.5288 | 7.2348 | 4 | 6362.1255 |  | 142.6691 |  | 192.5553 | -3.3828e-07 | 87023728704.5187 | 9176639.6486 | 773647.0935 | 7934619.7547 | 23711435.228 | 24077.0464 | 728943.9826 | 0 | 16516251.474 | 42971898.3863 | 29329203.6329 | 131166716.2471 | 3144235.0165 | 39536068.5225 |  | 1478867.319 | 8788934.7744 | 0 | 184114821.8794 |  | 17782.7941 | 28.9392 | 6362.1255 |  | 142.6691
1 | 5300 | 707 | 0.035 | 15 | 15 | 7 | 2.3714e-11 | 0 | Water | Porous | Wet | R245fa | MinimizeLCOE | IgnoreSilica | 95.3347 | 69.9987 | 9.2912 | 4 | 5794.23 |  | 129.9342 |  | 192.8718 | -3.347e-07 | 86868759328.0048 | 10965511.8662 | 921441.703 | 9689413.9116 | 29973017.5108 | 24077.0464 | 858229.9212 | 0 | 20448359.8641 | 53202437.8309 | 36311757.0204 | 162394246.6745 | 3144235.0165 | 39536068.5225 |  | 1478867.319 | 8788934.7744 | 0 | 215342352.3068 |  | 23713.7371 | 37.165 | 5794.23 |  | 129.9342
1 | 5300 | 707 | 0.035 | 15 | 15 | 7 | 3.1623e-11 | 0 | Water | Porous | Wet | R245fa | MinimizeLCOE | IgnoreSilica | 119.8294 | 88.1426 | 11.7041 | 4 | 5363.2085 |  | 120.2686 |  | 193.1251 | -3.2838e-07 | 86583694744.923 | 12926474.4809 | 1082767.5445 | 11651303.0332 | 37289253.7618 | 24077.0464 | 998447.7643 | 0 | 24949206.2161 | 64912716.7885 | 44304263.0311 | 198138509.6668 | 3144235.0165 | 39536068.5225 |  | 1478867.319 | 8788934.7744 | 0 | 251086615.2992 |  | 31622.7766 | 46.8165 | 5363.2085 |  | 120.2686
1 | 5300 | 707 | 0.035 | 15 | 15 | 7 | 4.217e-11 | 0 | Water | Porous | Wet | R245fa | MinimizeLCOE | IgnoreSilica | 146.8279 | 108.1636 | 14.3684 | 4 | 5039.1644 |  | 113.002 |  | 193.3353 | -3.1908e-07 | 86163015954.198 | 14962136.9852 | 1249573.55 | 13724312.7293 | 45311377.9599 | 24077.0464 | 1141900.9472 | 0 | 29801217.895 | 77536655.8926 | 52920360.8656 | 236671613.8713 | 3144235.0165 | 39536068.5225 |  | 1478867.319 | 8788934.7744 | 0 | 289619719.5037 |  | 42169.6503 | 57.4738 | 5039.1644 |  | 113.002
1 | 5300 | 707 | 0.035 | 15 | 15 | 7 | 5.6234e-11 | 0 | Water | Porous | Wet | R245fa | MinimizeLCOE | IgnoreSilica | 174.5648 | 128.7614 | 17.1122 | 4 | 4797.8264 |  | 107.5901 |  | 193.5154 | -9.8892e-05 | 85624980873.5538 | 16948257.7774 | 1411740.465 | 15778077.287 | 53494300.0129 | 24077.0464 | 1279306.0183 | 0 | 34684945.8567 | 90243114.2584 | 61592779.7919 | 275456598.5139 | 3144235.0165 | 39536068.5225 |  | 1478867.319 | 8788934.7744 | 0 | 328404704.1463 |  | 56234.1325 | 68.4486 | 4797.8264 |  | 107.5901
1 | 5300 | 707 | 0.035 | 15 | 15 | 7 | 7.4989e-11 | 0 | Water | Porous | Wet | R245fa | MinimizeLCOE | IgnoreSilica | 201.1347 | 148.5251 | 19.7477 | 4 | 4619.3119 |  | 103.5869 |  | 193.6721 | -9.6018e-05 | 85010123882.1652 | 18771386.687 | 1560144.7483 | 17687462.9172 | 61267144.9049 | 24077.0464 | 1402961.1976 | 0 | 39278139.2255 | 102193661.2105 | 69749273.6459 | 311934251.5832 | 3144235.0165 | 39536068.5225 |  | 1478867.319 | 8788934.7744 | 0 | 364882357.2156 |  | 74989.4209 | 78.9906 | 4619.3119 |  | 103.5869
1 | 5300 | 707 | 0.035 | 15 | 15 | 7 | 1e-10 | 0 | Water | Porous | Wet | R245fa | MinimizeLCOE | IgnoreSilica | 225.0595 | 166.3522 | 22.1275 | 4 | 4487.7226 |  | 100.6361 |  | 193.8076 | -9.3075e-05 | 84372686166.4449 | 20358125.1712 | 1688981.9034 | 19366383.025 | 68204014.1687 | 24077.0464 | 1508518.7229 | 0 | 43348539.0147 | 112784006.5081 | 76977401.9214 | 344260047.4817 | 3144235.0165 | 39536068.5225 |  | 1478867.319 | 8788934.7744 | 0 | 397208153.1141 |  | 100000 | 88.51 | 4487.7226 |  | 100.6361
1 | 5300 | 707 | 0.035 | 15 | 15 | 7 | 1.3335e-10 | 0 | Water | Porous | Wet | R245fa | MinimizeLCOE | IgnoreSilica | 245.5199 | 181.6236 | 24.1687 | 4 | 4390.8192 |  | 98.4631 |  | 193.9224 | -8.5637e-05 | 83768706968.7106 | 21679774.8401 | 1796079.6087 | 20776073.4663 | 74085528.7169 | 24077.0464 | 1594498.56 | 0 | 46782852.573 | 121719385.9123 | 83075981.9684 | 371534252.6921 | 3144235.0165 | 39536068.5225 |  | 1478867.319 | 8788934.7744 | 0 | 424482358.3244 |  | 133352.1432 | 96.675 | 4390.8192 |  | 98.4631
1 | 5300 | 707 | 0.035 | 15 | 15 | 7 | 1.7783e-10 | 0 | Water | Porous | Wet | R245fa | MinimizeLCOE | IgnoreSilica | 262.4018 | 194.2432 | 25.857 | 4 | 4319.3099 |  | 96.8595 |  | 194.0176 | -7.61e-05 | 83228240443.74 | 22748572.048 | 1882554.3798 | 21923114.857 | 78900471.0795 | 24077.0464 | 1662950.147 | 0 | 49585278.4275 | 129010723.1292 | 88052469.441 | 393790210.5554 | 3144235.0165 | 39536068.5225 |  | 1478867.319 | 8788934.7744 | 0 | 446738316.1878 |  | 177827.941 | 103.4282 | 4319.3099 |  | 96.8595
1 | 5300 | 707 | 0.035 | 15 | 15 | 7 | 2.3714e-10 | 0 | Water | Porous | Wet | R245fa | MinimizeLCOE | IgnoreSilica | 275.9265 | 204.3664 | 27.2129 | 4 | 4266.419 |  | 95.6734 |  | 194.0945 | -6.9027e-05 | 82765731236.9153 | 23591961.4246 | 1950717.4071 | 22832487.6145 | 82731139.1759 | 24077.0464 | 1715888.204 | 0 | 51810045.6403 | 134799111.0544 | 92003163.1394 | 411458590.7066 | 3144235.0165 | 39536068.5225 |  | 1478867.319 | 8788934.7744 | 0 | 464406696.339 |  | 237137.3706 | 108.8516 | 4266.419 |  | 95.6734
1 | 5300 | 707 | 0.035 | 15 | 15 | 7 | 3.1623e-10 | 0 | Water | Porous | Wet | R245fa | MinimizeLCOE | IgnoreSilica | 286.5721 | 212.3433 | 28.2821 | 4 | 4227.2098 |  | 94.7942 |  | 194.1556 | -6.3366e-05 | 82386145201.5217 | 24248328.8522 | 2003717.3818 | 23542710.9123 | 85729809.0304 | 24077.0464 | 1756558.6641 | 0 | 53549028.736 | 139323588.3549 | 95091211.8657 | 425269030.8436 | 3144235.0165 | 39536068.5225 |  | 1478867.319 | 8788934.7744 | 0 | 478217136.476 |  | 316227.766 | 113.1283 | 4227.2098 |  | 94.7942
1 | 5300 | 707 | 0.035 | 15 | 15 | 7 | 4.217e-10 | 0 | Water | Porous | Wet | R245fa | MinimizeLCOE | IgnoreSilica | 294.8205 | 218.5333 | 29.1114 | 4 | 4197.9927 |  | 94.139 |  | 194.206 | -5.9739e-05 | 82077017173.652 | 24752922.7629 | 2044434.5718 | 24090158.6044 | 88034723.9975 | 24077.0464 | 1788050.9387 | 0 | 54886403.4894 | 142803163.13 | 97466093.1478 | 435890027.6888 | 3144235.0165 | 39536068.5225 |  | 1478867.319 | 8788934.7744 | 0 | 488838133.3211 |  | 421696.5034 | 116.4457 | 4197.9927 |  | 94.139
1 | 5300 | 707 | 0.035 | 15 | 15 | 7 | 5.6234e-10 | 0 | Water | Porous | Wet | R245fa | MinimizeLCOE | IgnoreSilica | 299.9025 | 222.3554 | 29.6458 | 4 | 4176.6132 |  | 93.6595 |  | 194.241 | -5.8002e-05 | 82016990596.7137 | 25062501.7361 | 2069404.1561 | 24426641.5389 | 89438041.2329 | 24077.0464 | 1792164.4474 | 0 | 55697003.7615 | 144912178.7611 | 98905539.6519 | 442327552.3323 | 3144235.0165 | 39536068.5225 |  | 1478867.319 | 8788934.7744 | 0 | 495275657.9647 |  | 562341.3252 | 118.5831 | 4176.6132 |  | 93.6595
1 | 5300 | 707 | 0.035 | 15 | 15 | 7 | 7.4989e-10 | 0 | Water | Porous | Wet | R245fa | MinimizeLCOE | IgnoreSilica | 303.1226 | 224.7793 | 30.0003 | 4 | 4160.8351 |  | 93.3057 |  | 194.2638 | -5.6266e-05 | 82076925386.1737 | 25258051.737 | 2085172.0868 | 24639422.8401 | 90323359.7836 | 24077.0464 | 1783999.7792 | 0 | 56204492.4765 | 146232560.2971 | 99806727.1814 | 446357863.2279 | 3144235.0165 | 39536068.5225 |  | 1478867.319 | 8788934.7744 | 0 | 499305968.8602 |  | 749894.2093 | 120.0014 | 4160.8351 |  | 93.3057
1 | 5300 | 707 | 0.035 | 15 | 15 | 7 | 1e-09 | 0 | Water | Porous | Wet | R245fa | MinimizeLCOE | IgnoreSilica | 305.5394 | 226.599 | 30.2677 | 4 | 4148.9925 |  | 93.0401 |  | 194.281 | -5.4943e-05 | 82125426672.9699 | 25404482.5334 | 2096977.0787 | 24798875.9166 | 90986535.4375 | 24077.0464 | 1777050.5855 | 0 | 56584319.4533 | 147220792.1775 | 100481215.7459 | 449374325.9747 | 3144235.0165 | 39536068.5225 |  | 1478867.319 | 8788934.7744 | 0 | 502322431.6071 |  | 1000000 | 121.0709 | 4148.9925 |  | 93.0401
1 | 5300 | 707 | 0.035 | 15 | 15 | 7 | 1.3335e-09 | 0 | Water | Porous | Wet | R245fa | MinimizeLCOE | IgnoreSilica | 307.381 | 227.9861 | 30.4714 | 4 | 4140.0949 |  | 92.8406 |  | 194.2941 | -5.3955e-05 | 82159116253.925 | 25515875.3075 | 2105956.0676 | 24920242.9907 | 91491246.635 | 24077.0464 | 1771834.6218 | 0 | 56873400.7409 | 147972922.3892 | 100994560.0702 | 451670115.8693 | 3144235.0165 | 39536068.5225 |  | 1478867.319 | 8788934.7744 | 0 | 504618221.5017 |  | 1333521.4322 | 121.8857 | 4140.0949 |  | 92.8406
1 | 5300 | 707 | 0.035 | 15 | 15 | 7 | 1.7783e-09 | 0 | Water | Porous | Wet | R245fa | MinimizeLCOE | IgnoreSilica | 308.7648 | 229.0286 | 30.6248 | 4 | 4133.4184 |  | 92.6909 |  | 194.3041 | -5.3209e-05 | 82185137829.3156 | 25599468.0457 | 2112693.4581 | 25011359.1924 | 91870069.5224 | 24077.0464 | 1767689.1565 | 0 | 57090289.0044 | 148537221.1609 | 101379705.577 | 453392572.1639 | 3144235.0165 | 39536068.5225 |  | 1478867.319 | 8788934.7744 | 0 | 506340677.7962 |  | 1778279.41 | 122.4993 | 4133.4184 |  | 92.6909
1 | 5300 | 707 | 0.035 | 15 | 15 | 7 | 2.3714e-09 | 0 | Water | Porous | Wet | R245fa | MinimizeLCOE | IgnoreSilica | 309.7905 | 229.8015 | 30.7391 | 4 | 4128.4143 |  | 92.5787 |  | 194.3114 | -5.2638e-05 | 82207301968.8038 | 25661374.2058 | 2117682.5559 | 25078858.1599 | 92150603.2995 | 24077.0464 | 1764222.6842 | 0 | 57250759.0012 | 148954731.1757 | 101664664.7411 | 454666972.8697 | 3144235.0165 | 39536068.5225 |  | 1478867.319 | 8788934.7744 | 0 | 507615078.5021 |  | 2371373.7057 | 122.9564 | 4128.4143 |  | 92.5787
1 | 5300 | 707 | 0.035 | 15 | 15 | 7 | 3.1623e-09 | 0 | Water | Porous | Wet | R245fa | MinimizeLCOE | IgnoreSilica | 310.5816 | 230.3976 | 30.8268 | 4 | 4124.6527 |  | 92.4943 |  | 194.3171 | -5.2221e-05 | 82220675499.7006 | 25709087.3847 | 2121527.5865 | 25130894.171 | 92366915.7947 | 24077.0464 | 1761898.6892 | 0 | 57374616.2623 | 149276982.3624 | 101884607.7976 | 455650607.0947 | 3144235.0165 | 39536068.5225 |  | 1478867.319 | 8788934.7744 | 0 | 508598712.7271 |  | 3162277.6602 | 123.307 | 4124.6527 |  | 92.4943
1 | 5300 | 707 | 0.035 | 15 | 15 | 7 | 4.217e-09 | 0 | Water | Porous | Wet | R245fa | MinimizeLCOE | IgnoreSilica | 311.1736 | 230.8437 | 30.8925 | 4 | 4121.8319 |  | 92.4311 |  | 194.3214 | -5.1104e-05 | 82223167387.7389 | 25744767.7818 | 2124402.8066 | 25169814.1893 | 92528681.4114 | 24077.0464 | 1760083.0543 | 0 | 57467212.253 | 149517898.1361 | 102049037.7635 | 456385974.4422 | 3144235.0165 | 39536068.5225 |  | 1478867.319 | 8788934.7744 | 0 | 509334080.0746 |  | 4216965.0343 | 123.5698 | 4121.8319 |  | 92.4311
1 | 5300 | 707 | 0.035 | 15 | 15 | 7 | 5.6234e-09 | 0 | Water | Porous | Wet | R245fa | MinimizeLCOE | IgnoreSilica | 311.617 | 231.1779 | 30.9417 | 4 | 4119.7164 |  | 92.3836 |  | 194.3246 | -5.0868e-05 | 82231209462.2065 | 25771484.9783 | 2126555.6742 | 25198961.0846 | 92649813.7139 | 24077.0464 | 1758684.824 | 0 | 57536535.1554 | 149698262.1081 | 102172139.8804 | 456936514.4653 | 3144235.0165 | 39536068.5225 |  | 1478867.319 | 8788934.7744 | 0 | 509884620.0977 |  | 5623413.2519 | 123.7669 | 4119.7164 |  | 92.3836
1 | 5300 | 707 | 0.035 | 15 | 15 | 7 | 7.4989e-09 | 0 | Water | Porous | Wet | R245fa | MinimizeLCOE | IgnoreSilica | 311.9311 | 231.4147 | 30.9772 | 4 | 4118.1364 |  | 92.3482 |  | 194.3269 | -5.148e-05 | 82248312922.3681 | 25790408.0669 | 2128080.4574 | 25219607.0791 | 92735546.3283 | 24077.0464 | 1757313.6277 | 0 | 57585462.7162 | 149825561.585 | 102259024.3892 | 457325081.296 | 3144235.0165 | 39536068.5225 |  | 1478867.319 | 8788934.7744 | 0 | 510273186.9283 |  | 7498942.0933 | 123.9088 | 4118.1364 |  | 92.3482
1 | 5300 | 707 | 0.035 | 15 | 15 | 7 | 1e-08 | 0 | Water | Porous | Wet | R245fa | MinimizeLCOE | IgnoreSilica | 312.1869 | 231.6075 | 31.0055 | 4 | 4116.9442 |  | 92.3215 |  | 194.3287 | -5.055e-05 | 82243892676.6848 | 25805810.5505 | 2129321.5316 | 25236413.1617 | 92805405.4021 | 24077.0464 | 1756613.0866 | 0 | 57625479.9037 | 149929678.0982 | 102330086.0488 | 457642884.8295 | 3144235.0165 | 39536068.5225 |  | 1478867.319 | 8788934.7744 | 0 | 510590990.4618 |  | 10000000 | 124.0218 | 4116.9442 |  | 92.3215
1 | 5400 | 707 | 0.035 | 15 | 15 | 7 | 1e-13 | 0 | Water | Porous | Wet | R245fa | MinimizeLCOE | IgnoreSilica | 0.8417 | 0.18983 | 0.0068569 | 4 | 2016001.116 |  | 45208.3344 |  | 114.5814 | -5.4232e-05 | 20338748269.0209 | 118359.0772 | 4420.5236 | 90780.5508 | 62052.4401 | 24077.0464 | 57232.1495 | 0 | 139199.4971 | 362168.5378 | 247187.4689 | 1105477.2913 | 3144235.0165 | 40569487.1745 |  | 1478867.319 | 8995618.5048 | 0 | 55293685.3061 |  | 100 | 0.027427 | 2016001.116 |  | 45208.3344
1 | 5400 | 707 | 0.035 | 15 | 15 | 7 | 1.3335e-13 | 0 | Water | Porous | Wet | R245fa | MinimizeLCOE | IgnoreSilica | 1.1047 | 0.30971 | 0.01732 | 4 | 804115.0438 |  | 18032.0842 |  | 128.5905 | -6.0557e-05 | 31464312190.7577 | 178588.3723 | 7320.6751 | 133064.6465 | 82306.7661 | 24077.0464 | 65261.0861 | 0 | 191341.2511 | 497830.6858 | 339779.6725 | 1519570.2018 | 3144235.0165 | 40569487.1745 |  | 1478867.319 | 8995618.5048 | 0 | 55707778.2166 |  | 133.3521 | 0.069278 | 804115.0438 |  | 18032.0842
1 | 5400 | 707 | 0.035 | 15 | 15 | 7 | 1.7783e-13 | 0 | Water | Porous | Wet | R245fa | MinimizeLCOE | IgnoreSilica | 1.4168 | 0.46799 | 0.033296 | 4 | 422023.4483 |  | 9463.7731 |  | 140.23 | -6.4946e-05 | 41387609336.3215 | 251079.0188 | 11149.3747 | 183738.1368 | 109265.1665 | 24077.0464 | 72422.6952 | 0 | 254175.261 | 661311.8906 | 451358.954 | 2018577.5441 | 3144235.0165 | 40569487.1745 |  | 1478867.319 | 8995618.5048 | 0 | 56206785.5589 |  | 177.8279 | 0.13318 | 422023.4483 |  | 9463.7731
1 | 5400 | 707 | 0.035 | 15 | 15 | 7 | 2.3714e-13 | 0 | Water | Porous | Wet | R245fa | MinimizeLCOE | IgnoreSilica | 1.8456 | 0.70318 | 0.058735 | 4 | 242194.2109 |  | 5431.1462 |  | 151.0802 | -7.1486e-05 | 50151726332.4098 | 349484.5393 | 16798.1903 | 252683.3729 | 150442.0926 | 24077.0464 | 82377.6566 | 0 | 341586.5302 | 888738.0826 | 606582.0031 | 2712769.514 | 3144235.0165 | 40569487.1745 |  | 1478867.319 | 8995618.5048 | 0 | 56900977.5288 |  | 237.1374 | 0.23494 | 242194.2109 |  | 5431.1462
1 | 5400 | 707 | 0.035 | 15 | 15 | 7 | 3.1623e-13 | 0 | Water | Porous | Wet | R245fa | MinimizeLCOE | IgnoreSilica | 2.394 | 1.0218 | 0.095631 | 4 | 151057.0427 |  | 3387.4174 |  | 160.1554 | -7.7534e-05 | 57518788236.9829 | 471491.7104 | 24375.1907 | 338630.6405 | 208557.4171 | 24077.0464 | 93543.5553 | 0 | 452663.4686 | 1177737.4911 | 803830.0378 | 3594906.5579 | 3144235.0165 | 40569487.1745 |  | 1478867.319 | 8995618.5048 | 0 | 57783114.5727 |  | 316.2278 | 0.38253 | 151057.0427 |  | 3387.4174
1 | 5400 | 707 | 0.035 | 15 | 15 | 7 | 4.217e-13 | 0 | Water | Porous | Wet | R245fa | MinimizeLCOE | IgnoreSilica | 3.1102 | 1.4542 | 0.14838 | 4 | 99268.0258 |  | 2226.0613 |  | 167.7452 | -8.3541e-05 | 63716771648.1338 | 623962.9744 | 34602.3164 | 446596.3034 | 291392.2043 | 24077.0464 | 106905.0559 | 0 | 595739.0013 | 1549990.6784 | 1057900.4871 | 4731166.0674 | 3144235.0165 | 40569487.1745 |  | 1478867.319 | 8995618.5048 | 0 | 58919374.0822 |  | 421.6965 | 0.59354 | 99268.0258 |  | 2226.0613
1 | 5400 | 707 | 0.035 | 15 | 15 | 7 | 5.6234e-13 | 0 | Water | Porous | Wet | R245fa | MinimizeLCOE | IgnoreSilica | 4.0311 | 2.0219 | 0.22141 | 4 | 68143.0582 |  | 1528.0915 |  | 173.889 | -8.8521e-05 | 69217109738.4931 | 810188.6077 | 48231.6919 | 578327.8201 | 406164.3101 | 24077.0464 | 122094.4146 | 0 | 775742.7174 | 2018323.424 | 1377547.2092 | 6160697.2414 | 3144235.0165 | 40569487.1745 |  | 1478867.319 | 8995618.5048 | 0 | 60348905.2561 |  | 562.3413 | 0.88562 | 68143.0582 |  | 1528.0915
1 | 5400 | 707 | 0.035 | 15 | 15 | 7 | 7.4989e-13 | 0 | Water | Porous | Wet | R245fa | MinimizeLCOE | IgnoreSilica | 5.2226 | 2.6639 | 0.34164 | 4 | 45624.719 |  | 1023.1232 |  | 178.8394 | -8.8839e-05 | 549263280257.6232 | 1081903.1244 | 92093.66 | 709107.3324 | 591434.7022 | 24077.0464 | 136424.1937 | 0 | 1027665.6231 | 2673775.148 | 1824906.4791 | 8161387.3092 | 3144235.0165 | 40569487.1745 |  | 1478867.319 | 8995618.5048 | 0 | 62349595.324 |  | 749.8942 | 1.3666 | 45624.719 |  | 1023.1232
1 | 5400 | 707 | 0.035 | 15 | 15 | 7 | 1e-12 | 0 | Water | Porous | Wet | R245fa | MinimizeLCOE | IgnoreSilica | 5.4662 | 3.6679 | 0.47682 | 4 | 36808.682 |  | 825.4257 |  | 179.6004 | -9.3889e-05 | 89441387405.1048 | 1357890.1266 | 125111.6049 | 915614.7823 | 2604479.4871 | 24077.0464 | 143784.9524 | 0 | 2016673.6199 | 5246971.0823 | 3581165.5781 | 16015768.2799 | 3144235.0165 | 40569487.1745 |  | 1478867.319 | 8995618.5048 | 0 | 70203976.2947 |  | 1000 | 1.9073 | 36808.682 |  | 825.4257
1 | 5400 | 707 | 0.035 | 15 | 15 | 7 | 1.3335e-12 | 0 | Water | Porous | Wet | R245fa | MinimizeLCOE | IgnoreSilica | 6.9742 | 4.8087 | 0.63094 | 4 | 29395.707 |  | 659.1916 |  | 183.1952 | -9.7118e-05 | 87895396013.8634 | 1644370.6359 | 147599.9149 | 1136976.2676 | 3339771.3901 | 24077.0464 | 164292.3665 | 0 | 2518264.1724 | 6552006.8095 | 4471879.2778 | 19999237.8812 | 3144235.0165 | 40569487.1745 |  | 1478867.319 | 8995618.5048 | 0 | 74187445.896 |  | 1333.5214 | 2.5238 | 29395.707 |  | 659.1916
1 | 5400 | 707 | 0.035 | 15 | 15 | 7 | 1.7783e-12 | 0 | Water | Porous | Wet | R245fa | MinimizeLCOE | IgnoreSilica | 8.9622 | 6.3158 | 0.83311 | 4 | 23757.4696 |  | 532.7555 |  | 186.1561 | -3.1372e-07 | 88201443642.8258 | 1991577.9423 | 174247.353 | 1414168.3825 | 4272331.1419 | 24077.0464 | 189544.0667 | 0 | 3145718.9138 | 8184515.338 | 5586099.8931 | 24982280.0776 | 3144235.0165 | 40569487.1745 |  | 1478867.319 | 8995618.5048 | 0 | 79170488.0924 |  | 1778.2794 | 3.3324 | 23757.4696 |  | 532.7555
1 | 5400 | 707 | 0.035 | 15 | 15 | 7 | 2.3714e-12 | 0 | Water | Porous | Wet | R245fa | MinimizeLCOE | IgnoreSilica | 11.7459 | 8.3678 | 1.1063 | 4 | 18701.7708 |  | 419.3827 |  | 188.667 | -3.2636e-07 | 88427251356.1467 | 2426488.0771 | 208321.7619 | 1771400.2889 | 4571213.0902 | 24077.0464 | 222241.3626 | 0 | 3597259.2346 | 9359330.6291 | 6387935.4694 | 28568266.9602 | 3144235.0165 | 40569487.1745 |  | 1478867.319 | 8995618.5048 | 0 | 82756474.975 |  | 2371.3737 | 4.4251 | 18701.7708 |  | 419.3827
1 | 5400 | 707 | 0.035 | 15 | 15 | 7 | 3.1623e-12 | 0 | Water | Porous | Wet | R245fa | MinimizeLCOE | IgnoreSilica | 15.281 | 11.0364 | 1.4616 | 4 | 15120.8633 |  | 339.0817 |  | 190.5666 | -3.3646e-07 | 88857758563.2459 | 2951027.192 | 252846.7907 | 2210481.2472 | 5348662.5611 | 24077.0464 | 260544.1199 | 0 | 4308579.1934 | 11210039.25 | 7651082.1314 | 34217339.5322 | 3144235.0165 | 40569487.1745 |  | 1478867.319 | 8995618.5048 | 0 | 88405547.5469 |  | 3162.2777 | 5.8466 | 15120.8633 |  | 339.0817
1 | 5400 | 707 | 0.035 | 15 | 15 | 7 | 4.217e-12 | 0 | Water | Porous | Wet | R245fa | MinimizeLCOE | IgnoreSilica | 19.9368 | 14.5537 | 1.9304 | 4 | 12428.5541 |  | 278.7073 |  | 192.0587 | -3.4407e-07 | 89207203265.5276 | 3589543.6696 | 306892.8052 | 2758066.655 | 6503572.1695 | 24077.0464 | 306653.829 | 0 | 5260634.4081 | 13687091.6255 | 9341721.276 | 41778253.4844 | 3144235.0165 | 40569487.1745 |  | 1478867.319 | 8995618.5048 | 0 | 95966461.4992 |  | 4216.965 | 7.7215 | 12428.5541 |  | 278.7073
1 | 5400 | 707 | 0.035 | 15 | 15 | 7 | 5.6234e-12 | 0 | Water | Porous | Wet | R245fa | MinimizeLCOE | IgnoreSilica | 26.0922 | 19.2064 | 2.5504 | 4 | 10375.6217 |  | 232.6708 |  | 193.2258 | -3.5005e-07 | 89462538901.5216 | 4369626.2267 | 372663.5832 | 3443358.0523 | 8106323.3887 | 24077.0464 | 362848.1657 | 0 | 6504769.6206 | 16924076.241 | 11551029.7894 | 51658772.1139 | 3144235.0165 | 40569487.1745 |  | 1478867.319 | 8995618.5048 | 0 | 105846980.1287 |  | 5623.4133 | 10.2015 | 10375.6217 |  | 232.6708
1 | 5400 | 707 | 0.035 | 15 | 15 | 7 | 7.4989e-12 | 0 | Water | Porous | Wet | R245fa | MinimizeLCOE | IgnoreSilica | 34.1969 | 25.3346 | 3.3671 | 4 | 8803.0452 |  | 197.4061 |  | 194.1302 | -3.5438e-07 | 89641861734.3582 | 5318810.5341 | 452384.7784 | 4297305.1053 | 10260939.1412 | 24077.0464 | 430891.3334 | 0 | 8105919.0962 | 21089938.7356 | 14394316.542 | 64374582.3127 | 3144235.0165 | 40569487.1745 |  | 1478867.319 | 8995618.5048 | 0 | 118562790.3275 |  | 7498.9421 | 13.4684 | 8803.0452 |  | 197.4061
1 | 5400 | 707 | 0.035 | 15 | 15 | 7 | 1e-11 | 0 | Water | Porous | Wet | R245fa | MinimizeLCOE | IgnoreSilica | 44.8011 | 33.3549 | 4.436 | 4 | 7594.5398 |  | 170.3057 |  | 194.8269 | -3.5713e-07 | 89746680720.4743 | 6467107.866 | 548454.6588 | 5354925.0056 | 13106092.9346 | 24077.0464 | 512828.519 | 0 | 10145259.5518 | 26395884.2749 | 18015733.3988 | 80570363.2557 | 3144235.0165 | 40569487.1745 |  | 1478867.319 | 8995618.5048 | 0 | 134758571.2705 |  | 10000 | 17.7441 | 7594.5398 |  | 170.3057
1 | 5400 | 707 | 0.035 | 15 | 15 | 7 | 1.3335e-11 | 0 | Water | Porous | Wet | R245fa | MinimizeLCOE | IgnoreSilica | 58.4869 | 43.7092 | 5.8163 | 4 | 6666.3888 |  | 149.4921 |  | 195.3613 | -3.5803e-07 | 89781141298.5667 | 7839000.5584 | 662726.5644 | 6647881.3457 | 16795686.8714 | 24077.0464 | 609968.8509 | 0 | 12705943.0825 | 33058257.5534 | 22562940.0594 | 100906481.9325 | 3144235.0165 | 40569487.1745 |  | 1478867.319 | 8995618.5048 | 0 | 155094689.9473 |  | 13335.2143 | 23.2652 | 6666.3888 |  | 149.4921
1 | 5400 | 707 | 0.035 | 15 | 15 | 7 | 1.7783e-11 | 0 | Water | Porous | Wet | R245fa | MinimizeLCOE | IgnoreSilica | 75.7951 | 56.809 | 7.5629 | 4 | 5954.1265 |  | 133.5198 |  | 195.7726 | -3.5686e-07 | 89728749940.8609 | 9448588.8835 | 796206.054 | 8198960.5771 | 21468659.9162 | 24077.0464 | 723061.8054 | 0 | 15857226.1702 | 41257249.7306 | 28158920.6929 | 125932950.8764 | 3144235.0165 | 40569487.1745 |  | 1478867.319 | 8995618.5048 | 0 | 180121158.8911 |  | 17782.7941 | 30.2515 | 5954.1265 |  | 133.5198
1 | 5400 | 707 | 0.035 | 15 | 15 | 7 | 2.3714e-11 | 0 | Water | Porous | Wet | R245fa | MinimizeLCOE | IgnoreSilica | 96.9548 | 72.8326 | 9.7002 | 4 | 5410.2851 |  | 121.3243 |  | 196.0926 | -3.5303e-07 | 89575821525.9169 | 11280528.8176 | 947461.6971 | 10001977.3867 | 27177013.0989 | 24077.0464 | 850320.6527 | 0 | 19609737.6927 | 51020514.9662 | 34822549.8312 | 155734181.1895 | 3144235.0165 | 40569487.1745 |  | 1478867.319 | 8995618.5048 | 0 | 209922389.2043 |  | 23713.7371 | 38.8006 | 5410.2851 |  | 121.3243
1 | 5400 | 707 | 0.035 | 15 | 15 | 7 | 3.1623e-11 | 0 | Water | Porous | Wet | R245fa | MinimizeLCOE | IgnoreSilica | 121.6365 | 91.5383 | 12.1965 | 4 | 4998.0906 |  | 112.081 |  | 196.3482 | -3.4618e-07 | 89298770945.0246 | 13280290.6035 | 1111874.2891 | 12009021.2202 | 33818447.9032 | 24077.0464 | 987458.8391 | 0 | 23880156.2615 | 62131268.099 | 42405867.1474 | 189648461.4093 | 3144235.0165 | 40569487.1745 |  | 1478867.319 | 8995618.5048 | 0 | 243836669.4241 |  | 31622.7766 | 48.786 | 4998.0906 |  | 112.081
1 | 5400 | 707 | 0.035 | 15 | 15 | 7 | 4.217e-11 | 0 | Water | Porous | Wet | R245fa | MinimizeLCOE | IgnoreSilica | 148.7259 | 112.0915 | 14.9412 | 4 | 4688.8045 |  | 105.1453 |  | 196.5597 | -3.3626e-07 | 88886779429.0453 | 15348628.6779 | 1281251.9529 | 14121584.9789 | 41077008.9699 | 24077.0464 | 1127242.0822 | 0 | 28462119.5462 | 74052596.6757 | 50542418.8599 | 226036928.79 | 3144235.0165 | 40569487.1745 |  | 1478867.319 | 8995618.5048 | 0 | 280225136.8047 |  | 42169.6503 | 59.7647 | 4688.8045 |  | 105.1453
1 | 5400 | 707 | 0.035 | 15 | 15 | 7 | 5.6234e-11 | 0 | Water | Porous | Wet | R245fa | MinimizeLCOE | IgnoreSilica | 176.4212 | 133.1338 | 17.7539 | 4 | 4459.2725 |  | 99.9981 |  | 196.7401 | -3.2374e-07 | 88362041584.699 | 17358082.4435 | 1445225.4661 | 16205263.227 | 48456115.3212 | 24077.0464 | 1260462.4429 | 0 | 33052198.1193 | 85995039.5685 | 58693381.5268 | 262489845.1617 | 3144235.0165 | 40569487.1745 |  | 1478867.319 | 8995618.5048 | 0 | 316678053.1765 |  | 56234.1325 | 71.0156 | 4459.2725 |  | 99.9981
1 | 5400 | 707 | 0.035 | 15 | 15 | 7 | 7.4989e-11 | 0 | Water | Porous | Wet | R245fa | MinimizeLCOE | IgnoreSilica | 202.8131 | 153.2181 | 20.4418 | 4 | 4290.2787 |  | 96.2085 |  | 196.8959 | -9.9456e-05 | 87769501911.3968 | 19194136.3291 | 1594596.6257 | 18133160.3252 | 55441712.7384 | 24077.0464 | 1379480.4401 | 0 | 37349193.7669 | 97174940.8084 | 66323893.8471 | 296615191.9272 | 3144235.0165 | 40569487.1745 |  | 1478867.319 | 8995618.5048 | 0 | 350803399.942 |  | 74989.4209 | 81.767 | 4290.2787 |  | 96.2085
1 | 5400 | 707 | 0.035 | 15 | 15 | 7 | 1e-10 | 0 | Water | Porous | Wet | R245fa | MinimizeLCOE | IgnoreSilica | 226.4601 | 171.2437 | 22.8571 | 4 | 4166.3231 |  | 93.4288 |  | 197.0298 | -9.6411e-05 | 87162820941.036 | 20785121.8517 | 1723712.3875 | 19820611.2361 | 61657274.6294 | 24077.0464 | 1480229.0377 | 0 | 41141500.2136 | 107041744.2738 | 73058189.9547 | 326732460.6309 | 3144235.0165 | 40569487.1745 |  | 1478867.319 | 8995618.5048 | 0 | 380920668.6457 |  | 100000 | 91.4285 | 4166.3231 |  | 93.4288
1 | 5400 | 707 | 0.035 | 15 | 15 | 7 | 1.3335e-10 | 0 | Water | Porous | Wet | R245fa | MinimizeLCOE | IgnoreSilica | 246.6453 | 186.6553 | 24.9245 | 4 | 4075.3801 |  | 91.3894 |  | 197.1426 | -8.8741e-05 | 86586970399.1319 | 22108467.8565 | 1830906.0526 | 21235260.8449 | 66926652.057 | 24077.0464 | 1562308.8246 | 0 | 44338192.3459 | 115358881.4703 | 78734806.9914 | 352119553.4895 | 3144235.0165 | 40569487.1745 |  | 1478867.319 | 8995618.5048 | 0 | 406307761.5043 |  | 133352.1432 | 99.6981 | 4075.3801 |  | 91.3894
1 | 5400 | 707 | 0.035 | 15 | 15 | 7 | 1.7783e-10 | 0 | Water | Porous | Wet | R245fa | MinimizeLCOE | IgnoreSilica | 263.2347 | 199.3399 | 26.6281 | 4 | 4008.5752 |  | 89.8913 |  | 197.2355 | -7.9802e-05 | 86076410279.2609 | 23174821.579 | 1917151.257 | 22382088.1359 | 71231489.8762 | 24077.0464 | 1627009.5206 | 0 | 46939088.5919 | 122125879.985 | 83353422.5257 | 372775028.5176 | 3144235.0165 | 40569487.1745 |  | 1478867.319 | 8995618.5048 | 0 | 426963236.5324 |  | 177827.941 | 106.5125 | 4008.5752 |  | 89.8913
1 | 5400 | 707 | 0.035 | 15 | 15 | 7 | 2.3714e-10 | 0 | Water | Porous | Wet | R245fa | MinimizeLCOE | IgnoreSilica | 276.5332 | 209.5208 | 27.9965 | 4 | 3959.336 |  | 88.7871 |  | 197.3104 | -7.1579e-05 | 85640567652.0531 | 24017025.2097 | 1985187.9711 | 23292010.7917 | 74664805.4321 | 24077.0464 | 1677367.5756 | 0 | 49007584.8703 | 127507682.9947 | 87026613.6648 | 389202355.5563 | 3144235.0165 | 40569487.1745 |  | 1478867.319 | 8995618.5048 | 0 | 443390563.5711 |  | 237137.3706 | 111.9861 | 3959.336 |  | 88.7871
1 | 5400 | 707 | 0.035 | 15 | 15 | 7 | 3.1623e-10 | 0 | Water | Porous | Wet | R245fa | MinimizeLCOE | IgnoreSilica | 286.9548 | 217.5074 | 29.0714 | 4 | 3922.9605 |  | 87.9714 |  | 197.3696 | -6.5718e-05 | 85287695047.1925 | 24669714.7493 | 2037868.2021 | 23999622.0094 | 77344136.2637 | 24077.0464 | 1715433.3408 | 0 | 50618432.1286 | 131698777.1304 | 89887121.5307 | 401995182.4014 | 3144235.0165 | 40569487.1745 |  | 1478867.319 | 8995618.5048 | 0 | 456183390.4161 |  | 316227.766 | 116.2855 | 3922.9605 |  | 87.9714
1 | 5400 | 707 | 0.035 | 15 | 15 | 7 | 4.217e-10 | 0 | Water | Porous | Wet | R245fa | MinimizeLCOE | IgnoreSilica | 295.0595 | 223.7288 | 29.9073 | 4 | 3895.9315 |  | 87.3653 |  | 197.4194 | -6.1974e-05 | 84990398209.4306 | 25173523.3749 | 2078505.0665 | 24547244.3789 | 79413007.9601 | 24077.0464 | 1745759.5795 | 0 | 51863025.7885 | 134936954.5322 | 92097244.1454 | 411879341.8723 | 3144235.0165 | 40569487.1745 |  | 1478867.319 | 8995618.5048 | 0 | 466067549.8871 |  | 421696.5034 | 119.6293 | 3895.9315 |  | 87.3653
1 | 5400 | 707 | 0.035 | 15 | 15 | 7 | 5.6234e-10 | 0 | Water | Porous | Wet | R245fa | MinimizeLCOE | IgnoreSilica | 299.8636 | 227.4247 | 30.4288 | 4 | 3876.5147 |  | 86.9299 |  | 197.4527 | -6.0068e-05 | 84963743890.1852 | 25470960.7788 | 2102485.6858 | 24871118.2912 | 80627883.5929 | 24077.0464 | 1746456.4837 | 0 | 52588762.9327 | 136825173.7123 | 93385992.5348 | 417642911.0584 | 3144235.0165 | 40569487.1745 |  | 1478867.319 | 8995618.5048 | 0 | 471831119.0731 |  | 562341.3252 | 121.7153 | 3876.5147 |  | 86.9299
1 | 5400 | 707 | 0.035 | 15 | 15 | 7 | 7.4989e-10 | 0 | Water | Porous | Wet | R245fa | MinimizeLCOE | IgnoreSilica | 302.9984 | 229.8381 | 30.7823 | 4 | 3862.2204 |  | 86.6094 |  | 197.475 | -5.8269e-05 | 85026562871.9881 | 25664460.7698 | 2118082.2096 | 25082041.2229 | 81418006.5029 | 24077.0464 | 1737911.7642 | 0 | 53057386.0111 | 138044434.8346 | 94218163.3041 | 421364563.6657 | 3144235.0165 | 40569487.1745 |  | 1478867.319 | 8995618.5048 | 0 | 475552771.6804 |  | 749894.2093 | 123.1294 | 3862.2204 |  | 86.6094
1 | 5400 | 707 | 0.035 | 15 | 15 | 7 | 1e-09 | 0 | Water | Porous | Wet | R245fa | MinimizeLCOE | IgnoreSilica | 305.3884 | 231.6789 | 31.052 | 4 | 3851.4832 |  | 86.3686 |  | 197.492 | -5.6922e-05 | 85070948402.873 | 25811661.1045 | 2129944.6297 | 25242613.2515 | 82019616.0418 | 24077.0464 | 1731330.5372 | 0 | 53414104.6183 | 138972543.4775 | 94851616.5236 | 424197507.2305 | 3144235.0165 | 40569487.1745 |  | 1478867.319 | 8995618.5048 | 0 | 478385715.2452 |  | 1000000 | 124.2082 | 3851.4832 |  | 86.3686
1 | 5400 | 707 | 0.035 | 15 | 15 | 7 | 1.3335e-09 | 0 | Water | Porous | Wet | R245fa | MinimizeLCOE | IgnoreSilica | 307.1789 | 233.0582 | 31.2549 | 4 | 3843.4333 |  | 86.1881 |  | 197.5049 | -5.5898e-05 | 85106566971.6737 | 25921753.508 | 2138815.3754 | 25362772.5274 | 82469793.892 | 24077.0464 | 1725898.3528 | 0 | 53680813.1738 | 139666464.4293 | 95325231.8319 | 426315620.137 | 3144235.0165 | 40569487.1745 |  | 1478867.319 | 8995618.5048 | 0 | 480503828.1517 |  | 1333521.4322 | 125.0194 | 3843.4333 |  | 86.1881
1 | 5400 | 707 | 0.035 | 15 | 15 | 7 | 1.7783e-09 | 0 | Water | Porous | Wet | R245fa | MinimizeLCOE | IgnoreSilica | 308.5212 | 234.0925 | 31.4073 | 4 | 3837.3972 |  | 86.0527 |  | 197.5145 | -5.5122e-05 | 85134485958.0269 | 26004183.6853 | 2145456.5209 | 25452776.9992 | 82806983.4182 | 24077.0464 | 1721551.3776 | 0 | 53880461.3285 | 140185907.9745 | 95679762.725 | 427901161.0756 | 3144235.0165 | 40569487.1745 |  | 1478867.319 | 8995618.5048 | 0 | 482089369.0904 |  | 1778279.41 | 125.6293 | 3837.3972 |  | 86.0527
1 | 5400 | 707 | 0.035 | 15 | 15 | 7 | 2.3714e-09 | 0 | Water | Porous | Wet | R245fa | MinimizeLCOE | IgnoreSilica | 309.5347 | 234.8736 | 31.5225 | 4 | 3832.8676 |  | 85.9511 |  | 197.5219 | -5.4541e-05 | 85154935892.2 | 26066365.5966 | 2150465.9275 | 25520693.4684 | 83061434.8645 | 24077.0464 | 1718254.4076 | 0 | 54031103.6113 | 140577848.2933 | 95947270.0461 | 429097513.2617 | 3144235.0165 | 40569487.1745 |  | 1478867.319 | 8995618.5048 | 0 | 483285721.2764 |  | 2371373.7057 | 126.0899 | 3832.8676 |  | 85.9511
1 | 5400 | 707 | 0.035 | 15 | 15 | 7 | 3.1623e-09 | 0 | Water | Porous | Wet | R245fa | MinimizeLCOE | IgnoreSilica | 310.3064 | 235.4683 | 31.6099 | 4 | 3829.4657 |  | 85.8748 |  | 197.5274 | -5.411e-05 | 85168734848.5634 | 26113678.2498 | 2154277.2291 | 25572381.3729 | 83255113.7483 | 24077.0464 | 1715888.7324 | 0 | 54145812.3877 | 140876296.9996 | 96150967.4207 | 430008493.1868 | 3144235.0165 | 40569487.1745 |  | 1478867.319 | 8995618.5048 | 0 | 484196701.2016 |  | 3162277.6602 | 126.4398 | 3829.4657 |  | 85.8748
1 | 5400 | 707 | 0.035 | 15 | 15 | 7 | 4.217e-09 | 0 | Water | Porous | Wet | R245fa | MinimizeLCOE | IgnoreSilica | 310.8789 | 235.9096 | 31.6751 | 4 | 3826.9175 |  | 85.8177 |  | 197.5316 | -5.3782e-05 | 85180287015.3262 | 26148760.2053 | 2157103.1524 | 25610714.2078 | 83398729.1778 | 24077.0464 | 1713964.3443 | 0 | 54230805.7723 | 141097432.3516 | 96301896.8423 | 430683483.1002 | 3144235.0165 | 40569487.1745 |  | 1478867.319 | 8995618.5048 | 0 | 484871691.115 |  | 4216965.0343 | 126.7003 | 3826.9175 |  | 85.8177
1 | 5400 | 707 | 0.035 | 15 | 15 | 7 | 5.6234e-09 | 0 | Water | Porous | Wet | R245fa | MinimizeLCOE | IgnoreSilica | 311.3005 | 236.2346 | 31.7233 | 4 | 3825.0101 |  | 85.7749 |  | 197.5346 | -5.353e-05 | 85190320545.8469 | 26174583.0471 | 2159183.1669 | 25638933.5519 | 83504429.5808 | 24077.0464 | 1712366.0051 | 0 | 54293293.2353 | 141260011.9125 | 96412860.7332 | 431179738.2792 | 3144235.0165 | 40569487.1745 |  | 1478867.319 | 8995618.5048 | 0 | 485367946.294 |  | 5623413.2519 | 126.8932 | 3825.0101 |  | 85.7749
1 | 5400 | 707 | 0.035 | 15 | 15 | 7 | 7.4989e-09 | 0 | Water | Porous | Wet | R245fa | MinimizeLCOE | IgnoreSilica | 311.6365 | 236.4936 | 31.7612 | 4 | 3823.5709 |  | 85.7426 |  | 197.537 | -5.3354e-05 | 85194688782.5462 | 26195156.5985 | 2160840.3097 | 25661418.6422 | 83588708.8091 | 24077.0464 | 1711479.3797 | 0 | 54343255.5063 | 141390003.493 | 96501582.658 | 431576522.4429 | 3144235.0165 | 40569487.1745 |  | 1478867.319 | 8995618.5048 | 0 | 485764730.4576 |  | 7498942.0933 | 127.0448 | 3823.5709 |  | 85.7426
1 | 5400 | 707 | 0.035 | 15 | 15 | 7 | 1e-08 | 0 | Water | Porous | Wet | R245fa | MinimizeLCOE | IgnoreSilica | 311.8728 | 236.6758 | 31.7883 | 4 | 3822.4986 |  | 85.7186 |  | 197.5388 | -5.3211e-05 | 85200530994.758 | 26209626.1349 | 2162005.7706 | 25677233.742 | 83647943.2658 | 24077.0464 | 1710548.3585 | 0 | 54378259.3841 | 141481076.4027 | 96563741.7902 | 431854511.8951 | 3144235.0165 | 40569487.1745 |  | 1478867.319 | 8995618.5048 | 0 | 486042719.9099 |  | 10000000 | 127.1531 | 3822.4986 |  | 85.7186
1 | 5500 | 707 | 0.035 | 15 | 15 | 7 | 1e-13 | 0 | Water | Porous | Wet | R245fa | MinimizeLCOE | IgnoreSilica | 0.86115 | 0.20097 | 0.0079597 | 4 | 1777309.3337 |  | 39855.7293 |  | 116.6737 | -5.4699e-05 | 22693725491.8774 | 124542.193 | 4715.3383 | 94887.4474 | 63847.8026 | 24077.0464 | 57570.4223 | 0 | 144159.6975 | 375073.9616 | 255995.6858 | 1144869.5948 | 3144235.0165 | 41614626.0082 |  | 1478867.319 | 9204646.2715 | 0 | 56587244.2101 |  | 100 | 0.031839 | 1777309.3337 |  | 39855.7293
1 | 5500 | 707 | 0.035 | 15 | 15 | 7 | 1.3335e-13 | 0 | Water | Porous | Wet | R245fa | MinimizeLCOE | IgnoreSilica | 1.1195 | 0.32244 | 0.019029 | 4 | 748896.4574 |  | 16793.8208 |  | 130.4399 | -6.0201e-05 | 34256662148.8266 | 185291.1239 | 7689.4733 | 137256.9599 | 84317.4956 | 24077.0464 | 64760.3837 | 0 | 196323.0683 | 510792.3523 | 348626.2762 | 1559134.1795 | 3144235.0165 | 41614626.0082 |  | 1478867.319 | 9204646.2715 | 0 | 57001508.7948 |  | 133.3521 | 0.076114 | 748896.4574 |  | 16793.8208
1 | 5500 | 707 | 0.035 | 15 | 15 | 7 | 1.7783e-13 | 0 | Water | Porous | Wet | R245fa | MinimizeLCOE | IgnoreSilica | 1.4557 | 0.49861 | 0.03706 | 4 | 388253.6698 |  | 8706.4941 |  | 142.9276 | -6.6495e-05 | 44882713608.9635 | 265556.4019 | 12018.1355 | 192956.8462 | 114400.2117 | 24077.0464 | 73142.1485 | 0 | 266038.8081 | 692178.4067 | 472425.9854 | 2112793.9904 | 3144235.0165 | 41614626.0082 |  | 1478867.319 | 9204646.2715 | 0 | 57555168.6057 |  | 177.8279 | 0.14824 | 388253.6698 |  | 8706.4941
1 | 5500 | 707 | 0.035 | 15 | 15 | 7 | 2.3714e-13 | 0 | Water | Porous | Wet | R245fa | MinimizeLCOE | IgnoreSilica | 1.8993 | 0.75069 | 0.065069 | 4 | 223969.1961 |  | 5022.4547 |  | 153.9722 | -7.3739e-05 | 54188030571.9764 | 370332.4138 | 18200.004 | 265737.6202 | 158952.6101 | 24077.0464 | 83369.5052 | 0 | 359060.9879 | 934203.037 | 637612.7687 | 2851545.9934 | 3144235.0165 | 41614626.0082 |  | 1478867.319 | 9204646.2715 | 0 | 58293920.6086 |  | 237.1374 | 0.26028 | 223969.1961 |  | 5022.4547
1 | 5500 | 707 | 0.035 | 15 | 15 | 7 | 3.1623e-13 | 0 | Water | Porous | Wet | R245fa | MinimizeLCOE | IgnoreSilica | 2.4524 | 1.0834 | 0.10484 | 4 | 141190.8749 |  | 3166.171 |  | 162.9891 | -7.9639e-05 | 62101096055.1471 | 497236.693 | 26350.0204 | 354149.1418 | 220655.937 | 24077.0464 | 94034.5341 | 0 | 474436.3153 | 1234385.9722 | 842493.7901 | 3767819.4502 | 3144235.0165 | 41614626.0082 |  | 1478867.319 | 9204646.2715 | 0 | 59210194.0654 |  | 316.2278 | 0.41936 | 141190.8749 |  | 3166.171
1 | 5500 | 707 | 0.035 | 15 | 15 | 7 | 4.217e-13 | 0 | Water | Porous | Wet | R245fa | MinimizeLCOE | IgnoreSilica | 3.1834 | 1.5395 | 0.16237 | 4 | 93013.3005 |  | 2085.8006 |  | 170.6496 | -8.6054e-05 | 69270229331.1698 | 658338.7446 | 37662.0392 | 466345.7507 | 310290.1834 | 24077.0464 | 107327.669 | 0 | 625576.1589 | 1627620.8423 | 1110884.6691 | 4968123.1035 | 3144235.0165 | 41614626.0082 |  | 1478867.319 | 9204646.2715 | 0 | 60410497.7188 |  | 421.6965 | 0.64948 | 93013.3005 |  | 2085.8006
1 | 5500 | 707 | 0.035 | 15 | 15 | 7 | 5.6234e-13 | 0 | Water | Porous | Wet | R245fa | MinimizeLCOE | IgnoreSilica | 4.1238 | 2.1335 | 0.24258 | 4 | 63819.4485 |  | 1431.1356 |  | 176.8567 | -9.129e-05 | 75945461928.8783 | 856444.8026 | 53405.7858 | 601827.9905 | 435072.4668 | 24077.0464 | 122338.705 | 0 | 816335.0508 | 2123936.3489 | 1449630.2006 | 6483068.3972 | 3144235.0165 | 41614626.0082 |  | 1478867.319 | 9204646.2715 | 0 | 61925443.0125 |  | 562.3413 | 0.97032 | 63819.4485 |  | 1431.1356
1 | 5500 | 707 | 0.035 | 15 | 15 | 7 | 7.4989e-13 | 0 | Water | Porous | Wet | R245fa | MinimizeLCOE | IgnoreSilica | 4.5648 | 2.6585 | 0.34811 | 4 | 46062.024 |  | 1032.9297 |  | 178.9564 | -7.9939e-05 | 1.8378e+12 | 1083689.303 | 97601.1788 | 707693.695 | 778066.9993 | 24077.0464 | 116587.7795 | 0 | 1095009.2407 | 2848989.4271 | 1944493.8249 | 8696208.4947 | 3144235.0165 | 41614626.0082 |  | 1478867.319 | 9204646.2715 | 0 | 64138583.1099 |  | 749.8942 | 1.3924 | 46062.024 |  | 1032.9297
1 | 5500 | 707 | 0.035 | 15 | 15 | 7 | 1e-12 | 0 | Water | Porous | Wet | R245fa | MinimizeLCOE | IgnoreSilica | 5.5905 | 3.8382 | 0.50304 | 4 | 35748.4785 |  | 801.6509 |  | 182.6335 | -9.6833e-05 | 91352862439.2241 | 1402961.083 | 126579.1689 | 949361.6022 | 2677110.8905 | 24077.0464 | 143704.4913 | 0 | 2076279.7701 | 5402054.0582 | 3687012.8958 | 16489141.0064 | 3144235.0165 | 41614626.0082 |  | 1478867.319 | 9204646.2715 | 0 | 71931515.6217 |  | 1000 | 2.0122 | 35748.4785 |  | 801.6509
1 | 5500 | 707 | 0.035 | 15 | 15 | 7 | 1.3335e-12 | 0 | Water | Porous | Wet | R245fa | MinimizeLCOE | IgnoreSilica | 7.14 | 5.036 | 0.66452 | 4 | 28567.1581 |  | 640.6116 |  | 186.2846 | -3.1542e-07 | 90293395220.6239 | 1697526.2176 | 148522.1402 | 1179855.4844 | 3401794.6961 | 24077.0464 | 164352.2818 | 0 | 2580289.8679 | 6713384.9461 | 4582023.172 | 20491825.8525 | 3144235.0165 | 41614626.0082 |  | 1478867.319 | 9204646.2715 | 0 | 75934200.4677 |  | 1333.5214 | 2.6581 | 28567.1581 |  | 640.6116
1 | 5500 | 707 | 0.035 | 15 | 15 | 7 | 1.7783e-12 | 0 | Water | Porous | Wet | R245fa | MinimizeLCOE | IgnoreSilica | 9.2789 | 6.6452 | 0.87948 | 4 | 22268.349 |  | 499.3623 |  | 189.3958 | -3.3059e-07 | 90536672465.3036 | 2061982.6798 | 177270.511 | 1473108.072 | 3465345.0695 | 24077.0464 | 190476.5917 | 0 | 2882981.3885 | 7500926.1921 | 5119536.2547 | 22895703.8057 | 3144235.0165 | 41614626.0082 |  | 1478867.319 | 9204646.2715 | 0 | 78338078.421 |  | 1778.2794 | 3.5179 | 22268.349 |  | 499.3623
1 | 5500 | 707 | 0.035 | 15 | 15 | 7 | 2.3714e-12 | 0 | Water | Porous | Wet | R245fa | MinimizeLCOE | IgnoreSilica | 12.0043 | 8.7469 | 1.1603 | 4 | 17798.1231 |  | 399.1186 |  | 191.7999 | -3.4349e-07 | 91127651169.1984 | 2503642.8717 | 214879.732 | 1835300.1316 | 3970217.1259 | 24077.0464 | 221431.5684 | 0 | 3420123.9056 | 8898460.8386 | 6073382.3674 | 27161515.5877 | 3144235.0165 | 41614626.0082 |  | 1478867.319 | 9204646.2715 | 0 | 82603890.203 |  | 2371.3737 | 4.6412 | 17798.1231 |  | 399.1186
1 | 5500 | 707 | 0.035 | 15 | 15 | 7 | 3.1623e-12 | 0 | Water | Porous | Wet | R245fa | MinimizeLCOE | IgnoreSilica | 15.6099 | 11.5308 | 1.5323 | 4 | 14425.6486 |  | 323.4917 |  | 193.7192 | -3.5444e-07 | 91574518990.2432 | 3043987.6925 | 260739.1997 | 2289353.705 | 4768682.3317 | 24077.0464 | 259318.3281 | 0 | 4152001.7383 | 10802656.8305 | 7373035.2592 | 32973852.1314 | 3144235.0165 | 41614626.0082 |  | 1478867.319 | 9204646.2715 | 0 | 88416226.7466 |  | 3162.2777 | 6.1291 | 14425.6486 |  | 323.4917
1 | 5500 | 707 | 0.035 | 15 | 15 | 7 | 4.217e-12 | 0 | Water | Porous | Wet | R245fa | MinimizeLCOE | IgnoreSilica | 20.3648 | 15.205 | 2.0234 | 4 | 11860.9227 |  | 265.9783 |  | 195.2291 | -3.6292e-07 | 91928151863.111 | 3702649.9961 | 316464.103 | 2856372.046 | 5889637.5067 | 24077.0464 | 305120.3895 | 0 | 5106785.2241 | 13286807.6075 | 9068519.2087 | 40556433.1279 | 3144235.0165 | 41614626.0082 |  | 1478867.319 | 9204646.2715 | 0 | 95998807.7432 |  | 4216.965 | 8.0937 | 11860.9227 |  | 265.9783
1 | 5500 | 707 | 0.035 | 15 | 15 | 7 | 5.6234e-12 | 0 | Water | Porous | Wet | R245fa | MinimizeLCOE | IgnoreSilica | 26.6259 | 20.0457 | 2.6708 | 4 | 9899.235 |  | 221.9879 |  | 196.4065 | -3.6908e-07 | 92206614057.2116 | 4504274.5182 | 384015.3088 | 3563217.2166 | 7408243.2377 | 24077.0464 | 360348.1282 | 0 | 6335228.4278 | 16482964.835 | 11249962.191 | 50312330.9096 | 3144235.0165 | 41614626.0082 |  | 1478867.319 | 9204646.2715 | 0 | 105754705.5249 |  | 5623.4133 | 10.6831 | 9899.235 |  | 221.9879
1 | 5500 | 707 | 0.035 | 15 | 15 | 7 | 7.4989e-12 | 0 | Water | Porous | Wet | R245fa | MinimizeLCOE | IgnoreSilica | 34.8937 | 26.4401 | 3.5257 | 4 | 8386.666 |  | 188.0689 |  | 197.3225 | -3.74e-07 | 92384998273.9547 | 5482700.0631 | 466152.0187 | 4446683.5207 | 9439113.485 | 24077.0464 | 427870.6405 | 0 | 7911772.742 | 20584809.747 | 14049555.6278 | 62832734.8912 | 3144235.0165 | 41614626.0082 |  | 1478867.319 | 9204646.2715 | 0 | 118275109.5064 |  | 7498.9421 | 14.1028 | 8386.666 |  | 188.0689
1 | 5500 | 707 | 0.035 | 15 | 15 | 7 | 1e-11 | 0 | Water | Porous | Wet | R245fa | MinimizeLCOE | IgnoreSilica | 45.6831 | 34.7872 | 4.6419 | 4 | 7223.6205 |  | 161.9879 |  | 198.0268 | -3.7691e-07 | 92499000284.7365 | 6663448.8456 | 564879.1663 | 5538093.2168 | 12105100.4579 | 24077.0464 | 508694.9684 | 0 | 9907674.5435 | 25777736.8186 | 17593835.0582 | 78683540.1215 | 3144235.0165 | 41614626.0082 |  | 1478867.319 | 9204646.2715 | 0 | 134125914.7368 |  | 10000 | 18.5677 | 7223.6205 |  | 161.9879
1 | 5500 | 707 | 0.035 | 15 | 15 | 7 | 1.3335e-11 | 0 | Water | Porous | Wet | R245fa | MinimizeLCOE | IgnoreSilica | 59.6079 | 45.563 | 6.0831 | 4 | 6328.3242 |  | 141.9111 |  | 198.5677 | -3.7798e-07 | 92533922410.6203 | 8074374.2868 | 682319.0266 | 6872508.7015 | 15557256.3456 | 24077.0464 | 604735.5351 | 0 | 12407955.6674 | 32282955.4249 | 22033780.4259 | 98539962.4602 | 3144235.0165 | 41614626.0082 |  | 1478867.319 | 9204646.2715 | 0 | 153982337.0754 |  | 13335.2143 | 24.3322 | 6328.3242 |  | 141.9111
1 | 5500 | 707 | 0.035 | 15 | 15 | 7 | 1.7783e-11 | 0 | Water | Porous | Wet | R245fa | MinimizeLCOE | IgnoreSilica | 77.1789 | 59.1659 | 7.9027 | 4 | 5641.0362 |  | 126.4989 |  | 198.9835 | -3.7675e-07 | 92483828689.6025 | 9726455.062 | 819229.7536 | 8469977.8745 | 19916327.698 | 24077.0464 | 716220.4603 | 0 | 15472192.2789 | 40255470.5268 | 27475185.8017 | 122875136.5021 | 3144235.0165 | 41614626.0082 |  | 1478867.319 | 9204646.2715 | 0 | 178317511.1174 |  | 17782.7941 | 31.6108 | 5641.0362 |  | 126.4989
1 | 5500 | 707 | 0.035 | 15 | 15 | 7 | 2.3714e-11 | 0 | Water | Porous | Wet | R245fa | MinimizeLCOE | IgnoreSilica | 98.599 | 75.7577 | 10.1231 | 4 | 5116.3604 |  | 114.7331 |  | 199.3069 | -3.7266e-07 | 92333677845.098 | 11602065.282 | 973989.3541 | 10322060.4414 | 25225432.9553 | 24077.0464 | 841289.4131 | 0 | 19105676.652 | 49709051.5352 | 33927449.0917 | 151731091.7711 | 3144235.0165 | 41614626.0082 |  | 1478867.319 | 9204646.2715 | 0 | 207173466.3863 |  | 23713.7371 | 40.4924 | 5116.3604 |  | 114.7331
1 | 5500 | 707 | 0.035 | 15 | 15 | 7 | 3.1623e-11 | 0 | Water | Porous | Wet | R245fa | MinimizeLCOE | IgnoreSilica | 123.4905 | 95.0538 | 12.7068 | 4 | 4719.1125 |  | 105.8249 |  | 199.5647 | -3.6536e-07 | 92061004384.8186 | 13642706.2546 | 1141653.0978 | 12376579.2108 | 31381289.4839 | 24077.0464 | 975544.6519 | 0 | 23221321.4007 | 60417114.9366 | 41235922.3918 | 184416208.4746 | 3144235.0165 | 41614626.0082 |  | 1478867.319 | 9204646.2715 | 0 | 239858583.0898 |  | 31622.7766 | 50.8271 | 4719.1125 |  | 105.8249
1 | 5500 | 707 | 0.035 | 15 | 15 | 7 | 4.217e-11 | 0 | Water | Porous | Wet | R245fa | MinimizeLCOE | IgnoreSilica | 150.6548 | 116.1348 | 15.5317 | 4 | 4421.788 |  | 99.1575 |  | 199.777 | -3.5472e-07 | 91663111195.217 | 15742510.6466 | 1313497.6353 | 14527639.9103 | 38075734.4829 | 24077.0464 | 1111261.5803 | 0 | 27609941.3077 | 71835403.7048 | 49029139.0985 | 219269205.4127 | 3144235.0165 | 41614626.0082 |  | 1478867.319 | 9204646.2715 | 0 | 274711580.0279 |  | 42169.6503 | 62.1268 | 4421.788 |  | 99.1575
1 | 5500 | 707 | 0.035 | 15 | 15 | 7 | 5.6234e-11 | 0 | Water | Porous | Wet | R245fa | MinimizeLCOE | IgnoreSilica | 178.2849 | 137.6067 | 18.4119 | 4 | 4201.7072 |  | 94.2223 |  | 199.9572 | -3.414e-07 | 91158771769.1105 | 17773410.1102 | 1479119.6195 | 16639366.3504 | 44853673.1432 | 24077.0464 | 1239796.0471 | 0 | 31983682.5035 | 83214981.1187 | 56795934.5104 | 254004040.4493 | 3144235.0165 | 41614626.0082 |  | 1478867.319 | 9204646.2715 | 0 | 309446415.0646 |  | 56234.1325 | 73.6478 | 4201.7072 |  | 94.2223
1 | 5500 | 707 | 0.035 | 15 | 15 | 7 | 7.4989e-11 | 0 | Water | Porous | Wet | R245fa | MinimizeLCOE | IgnoreSilica | 204.5064 | 158.0158 | 21.1528 | 4 | 4040.0975 |  | 90.5982 |  | 200.112 | -3.2667e-07 | 90590148333.8674 | 19622569.8745 | 1629480.7183 | 18585984.224 | 51251009.9525 | 24077.0464 | 1354177.1625 | 0 | 36062246.6014 | 93826568.2731 | 64038560.7895 | 286394674.6421 | 3144235.0165 | 41614626.0082 |  | 1478867.319 | 9204646.2715 | 0 | 341837049.2574 |  | 74989.4209 | 84.6111 | 4040.0975 |  | 90.5982
1 | 5500 | 707 | 0.035 | 15 | 15 | 7 | 1e-10 | 0 | Water | Porous | Wet | R245fa | MinimizeLCOE | IgnoreSilica | 227.9124 | 176.263 | 23.6064 | 4 | 3921.9316 |  | 87.9484 |  | 200.244 | -9.9953e-05 | 90014427102.6221 | 21219735.1983 | 1759038.6318 | 20284015.5519 | 56929459.3808 | 24077.0464 | 1450525.112 | 0 | 39650071.8593 | 103161353.6297 | 70409743.6061 | 314888020.0163 | 3144235.0165 | 41614626.0082 |  | 1478867.319 | 9204646.2715 | 0 | 370330394.6316 |  | 100000 | 94.4255 | 3921.9316 |  | 87.9484
1 | 5500 | 707 | 0.035 | 15 | 15 | 7 | 1.3335e-10 | 0 | Water | Porous | Wet | R245fa | MinimizeLCOE | IgnoreSilica | 247.8025 | 191.7931 | 25.6975 | 4 | 3835.5745 |  | 86.0118 |  | 200.3544 | -9.2016e-05 | 89471352802.2281 | 22542862.607 | 1866160.1723 | 21701585.4132 | 61729445.3487 | 24077.0464 | 1528235.2418 | 0 | 42663022.6735 | 111000433.6072 | 75760076.7677 | 338815898.8778 | 3144235.0165 | 41614626.0082 |  | 1478867.319 | 9204646.2715 | 0 | 394258273.4931 |  | 133352.1432 | 102.7899 | 3835.5745 |  | 86.0118
1 | 5500 | 707 | 0.035 | 15 | 15 | 7 | 1.7783e-10 | 0 | Water | Porous | Wet | R245fa | MinimizeLCOE | IgnoreSilica | 264.1238 | 204.5543 | 27.4176 | 4 | 3772.2891 |  | 84.5927 |  | 200.445 | -8.2774e-05 | 88992630810.6413 | 23607748.9184 | 1952245.1324 | 22849242.8885 | 65649604.2532 | 24077.0464 | 1589409.6733 | 0 | 45112207.8857 | 117372711.1324 | 80109287.1159 | 358266534.0461 | 3144235.0165 | 41614626.0082 |  | 1478867.319 | 9204646.2715 | 0 | 413708908.6614 |  | 177827.941 | 109.6705 | 3772.2891 |  | 84.5927
1 | 5500 | 707 | 0.035 | 15 | 15 | 7 | 2.3714e-10 | 0 | Water | Porous | Wet | R245fa | MinimizeLCOE | IgnoreSilica | 277.1789 | 214.7737 | 28.7964 | 4 | 3725.7516 |  | 83.5491 |  | 200.5177 | -7.4265e-05 | 88578978464.1806 | 24447192.0141 | 2020027.4739 | 23758000.829 | 68772751.5314 | 24077.0464 | 1636762.3434 | 0 | 47056936.3829 | 122432495.7633 | 83562694.0947 | 373710937.4789 | 3144235.0165 | 41614626.0082 |  | 1478867.319 | 9204646.2715 | 0 | 429153312.0942 |  | 237137.3706 | 115.1857 | 3725.7516 |  | 83.5491
1 | 5500 | 707 | 0.035 | 15 | 15 | 7 | 3.1623e-10 | 0 | Water | Porous | Wet | R245fa | MinimizeLCOE | IgnoreSilica | 287.4152 | 222.7944 | 29.8797 | 4 | 3691.4227 |  | 82.7793 |  | 200.5751 | -6.8216e-05 | 88256802309.4192 | 25098220.1872 | 2072550.1131 | 24465173.1782 | 71213547.1884 | 24077.0464 | 1672722.3284 | 0 | 48573053.1162 | 126377120.5052 | 86254981.535 | 385751445.198 | 3144235.0165 | 41614626.0082 |  | 1478867.319 | 9204646.2715 | 0 | 441193819.8133 |  | 316227.766 | 119.5186 | 3691.4227 |  | 82.7793
1 | 5500 | 707 | 0.035 | 15 | 15 | 7 | 4.217e-10 | 0 | Water | Porous | Wet | R245fa | MinimizeLCOE | IgnoreSilica | 295.3347 | 229.0112 | 30.7182 | 4 | 3666.0126 |  | 82.2094 |  | 200.624 | -6.5213e-05 | 87979353666.1232 | 25598343.4468 | 2112872.3003 | 25009807.0112 | 73089461.3958 | 24077.0464 | 1701140.9187 | 0 | 49738923.8265 | 129410476.9403 | 88325309.6311 | 395010412.517 | 3144235.0165 | 41614626.0082 |  | 1478867.319 | 9204646.2715 | 0 | 450452787.1323 |  | 421696.5034 | 122.8727 | 3666.0126 |  | 82.2094
1 | 5500 | 707 | 0.035 | 15 | 15 | 7 | 5.6234e-10 | 0 | Water | Porous | Wet | R245fa | MinimizeLCOE | IgnoreSilica | 299.9025 | 232.6047 | 31.2291 | 4 | 3648.0793 |  | 81.8073 |  | 200.6558 | -6.2248e-05 | 87979250337.1619 | 25885697.065 | 2136030.2478 | 25323267.4984 | 74163210.8369 | 24077.0464 | 1699114.011 | 0 | 50400244.7152 | 131131098.2371 | 89499669.0215 | 400262408.6793 | 3144235.0165 | 41614626.0082 |  | 1478867.319 | 9204646.2715 | 0 | 455704783.2945 |  | 562341.3252 | 124.9164 | 3648.0793 |  | 81.8073
1 | 5500 | 707 | 0.035 | 15 | 15 | 7 | 7.4989e-10 | 0 | Water | Porous | Wet | R245fa | MinimizeLCOE | IgnoreSilica | 302.9595 | 235.0114 | 31.5819 | 4 | 3634.898 |  | 81.5117 |  | 200.6776 | -6.0384e-05 | 88044175124.6368 | 26077449.2997 | 2151479.5978 | 25532654.7549 | 74879977.9725 | 24077.0464 | 1690294.1745 | 0 | 50838813.8098 | 132272165.0585 | 90278470.5736 | 403745382.2877 | 3144235.0165 | 41614626.0082 |  | 1478867.319 | 9204646.2715 | 0 | 459187756.9029 |  | 749894.2093 | 126.3275 | 3634.898 |  | 81.5117
1 | 5500 | 707 | 0.035 | 15 | 15 | 7 | 1e-09 | 0 | Water | Porous | Wet | R245fa | MinimizeLCOE | IgnoreSilica | 305.2958 | 236.8512 | 31.8515 | 4 | 3624.9964 |  | 81.2897 |  | 200.6944 | -5.8994e-05 | 88089324142.0657 | 26223676.7152 | 2163258.8553 | 25692444.5626 | 75427204.7585 | 24077.0464 | 1683612.8983 | 0 | 51173567.1862 | 133143124.6765 | 90872918.4093 | 406403885.1084 | 3144235.0165 | 41614626.0082 |  | 1478867.319 | 9204646.2715 | 0 | 461846259.7236 |  | 1000000 | 127.406 | 3624.9964 |  | 81.2897
1 | 5500 | 707 | 0.035 | 15 | 15 | 7 | 1.3335e-09 | 0 | Water | Porous | Wet | R245fa | MinimizeLCOE | IgnoreSilica | 307.0474 | 238.231 | 32.0543 | 4 | 3617.5772 |  | 81.1233 |  | 200.7069 | -5.7937e-05 | 88125171762.3654 | 26333129.0656 | 2172074.4916 | 25812112.7746 | 75837095.9597 | 24077.0464 | 1678151.3675 | 0 | 51424089.8751 | 133794933.3239 | 91317791.2045 | 408393455.109 | 3144235.0165 | 41614626.0082 |  | 1478867.319 | 9204646.2715 | 0 | 463835829.7243 |  | 1333521.4322 | 128.2173 | 3617.5772 |  | 81.1233
1 | 5500 | 707 | 0.035 | 15 | 15 | 7 | 1.7783e-09 | 0 | Water | Porous | Wet | R245fa | MinimizeLCOE | IgnoreSilica | 308.358 | 239.2636 | 32.2065 | 4 | 3612.0181 |  | 80.9986 |  | 200.7164 | -5.7135e-05 | 88153591134.1569 | 26414926.186 | 2178662.0049 | 25901580.3263 | 76143570.6625 | 24077.0464 | 1673755.0812 | 0 | 51611262.8098 | 134281918.9055 | 91650168.8705 | 409879921.8931 | 3144235.0165 | 41614626.0082 |  | 1478867.319 | 9204646.2715 | 0 | 465322296.5083 |  | 1778279.41 | 128.8261 | 3612.0181 |  | 80.9986
1 | 5500 | 707 | 0.035 | 15 | 15 | 7 | 2.3714e-09 | 0 | Water | Porous | Wet | R245fa | MinimizeLCOE | IgnoreSilica | 309.3495 | 240.0449 | 32.3217 | 4 | 3607.846 |  | 80.9051 |  | 200.7236 | -5.6536e-05 | 88174134117.3588 | 26476747.2974 | 2183640.3661 | 25969218.9022 | 76375309.2442 | 24077.0464 | 1670454.642 | 0 | 51752784.5243 | 134650129.3764 | 91901480.0829 | 411003841.4818 | 3144235.0165 | 41614626.0082 |  | 1478867.319 | 9204646.2715 | 0 | 466446216.0971 |  | 2371373.7057 | 129.2866 | 3607.846 |  | 80.9051
1 | 5500 | 707 | 0.035 | 15 | 15 | 7 | 3.1623e-09 | 0 | Water | Porous | Wet | R245fa | MinimizeLCOE | IgnoreSilica | 310.1064 | 240.6414 | 32.4093 | 4 | 3604.7108 |  | 80.8348 |  | 200.729 | -5.6093e-05 | 88187749668.6709 | 26523908.5229 | 2187437.9632 | 26020829.7773 | 76552178.3767 | 24077.0464 | 1668116.0751 | 0 | 51860853.627 | 134931303.0137 | 92093386.8679 | 411862091.2703 | 3144235.0165 | 41614626.0082 |  | 1478867.319 | 9204646.2715 | 0 | 467304465.8855 |  | 3162277.6602 | 129.6372 | 3604.7108 |  | 80.8348
1 | 5500 | 707 | 0.035 | 15 | 15 | 7 | 4.217e-09 | 0 | Water | Porous | Wet | R245fa | MinimizeLCOE | IgnoreSilica | 310.6548 | 241.0736 | 32.4734 | 4 | 3602.371 |  | 80.7823 |  | 200.733 | -5.5747e-05 | 88201187967.3371 | 26558065.6343 | 2190188.3027 | 26058215.913 | 76680258.1614 | 24077.0464 | 1666004.974 | 0 | 51938955.9124 | 135134509.1392 | 92232079.224 | 412482354.3074 | 3144235.0165 | 41614626.0082 |  | 1478867.319 | 9204646.2715 | 0 | 467924728.9227 |  | 4216965.0343 | 129.8935 | 3602.371 |  | 80.7823
1 | 5500 | 707 | 0.035 | 15 | 15 | 7 | 5.6234e-09 | 0 | Water | Porous | Wet | R245fa | MinimizeLCOE | IgnoreSilica | 311.081 | 241.4096 | 32.5228 | 4 | 3600.6083 |  | 80.7428 |  | 200.7361 | -5.5497e-05 | 88209006222.1203 | 26584596.8609 | 2192324.5319 | 26087258.9124 | 76779796.2895 | 24077.0464 | 1664638.354 | 0 | 51999749.8781 | 135292682.5674 | 92340035.8389 | 412965160.2795 | 3144235.0165 | 41614626.0082 |  | 1478867.319 | 9204646.2715 | 0 | 468407534.8948 |  | 5623413.2519 | 130.0912 | 3600.6083 |  | 80.7428
1 | 5500 | 707 | 0.035 | 15 | 15 | 7 | 7.4989e-09 | 0 | Water | Porous | Wet | R245fa | MinimizeLCOE | IgnoreSilica | 311.3905 | 241.6535 | 32.559 | 4 | 3599.2922 |  | 80.7133 |  | 200.7384 | -5.5302e-05 | 88216528427.4145 | 26603859.7632 | 2193875.4967 | 26108347.4771 | 76852049.237 | 24077.0464 | 1663434.7069 | 0 | 52043801.0536 | 135407294.69 | 92418260.9676 | 413315000.4384 | 3144235.0165 | 41614626.0082 |  | 1478867.319 | 9204646.2715 | 0 | 468757375.0536 |  | 7498942.0933 | 130.236 | 3599.2922 |  | 80.7133
1 | 5500 | 707 | 0.035 | 15 | 15 | 7 | 1e-08 | 0 | Water | Porous | Wet | R245fa | MinimizeLCOE | IgnoreSilica | 311.6365 | 241.8474 | 32.5874 | 4 | 3598.2977 |  | 80.691 |  | 200.7401 | -5.5165e-05 | 88219999602.0426 | 26619164.9885 | 2195107.7816 | 26125104.473 | 76909497.7659 | 24077.0464 | 1662749.9377 | 0 | 52078923.7773 | 135498676.8123 | 92480631.1438 | 413593933.7263 | 3144235.0165 | 41614626.0082 |  | 1478867.319 | 9204646.2715 | 0 | 469036308.3416 |  | 10000000 | 130.3495 | 3598.2977 |  | 80.691
1 | 5600 | 707 | 0.035 | 15 | 15 | 7 | 1e-13 | 0 | Water | Porous | Wet | R245fa | MinimizeLCOE | IgnoreSilica | 0.90004 | 0.22138 | 0.0096366 | 4 | 1502879.6783 |  | 33701.7111 |  | 119.9677 | -5.7451e-05 | 25536890042.3383 | 135519.5578 | 5243.0979 | 102297.0105 | 67192.9626 | 24077.0464 | 59520.9211 | 0 | 153601.7325 | 399640.2 | 272762.6483 | 1219855.177 | 3144235.0165 | 42671485.0237 |  | 1478867.319 | 9416018.0746 | 0 | 57930460.6108 |  | 100 | 0.038546 | 1502879.6783 |  | 33701.7111
1 | 5600 | 707 | 0.035 | 15 | 15 | 7 | 1.3335e-13 | 0 | Water | Porous | Wet | R245fa | MinimizeLCOE | IgnoreSilica | 1.1584 | 0.34788 | 0.021714 | 4 | 671861.1859 |  | 15066.3236 |  | 133.3592 | -6.2294e-05 | 37481112839.2359 | 198032.5666 | 8381.7969 | 145577.2617 | 88482.5661 | 24077.0464 | 66064.3092 | 0 | 206940.0633 | 538415.5953 | 367479.7072 | 1643450.9126 | 3144235.0165 | 42671485.0237 |  | 1478867.319 | 9416018.0746 | 0 | 58354056.3464 |  | 133.3521 | 0.086854 | 671861.1859 |  | 15066.3236
1 | 5600 | 707 | 0.035 | 15 | 15 | 7 | 1.7783e-13 | 0 | Water | Porous | Wet | R245fa | MinimizeLCOE | IgnoreSilica | 1.49 | 0.52791 | 0.040874 | 4 | 360332.6615 |  | 8080.3722 |  | 145.4798 | -6.7635e-05 | 48512680034.6842 | 279425.5393 | 12878.7508 | 201638.2674 | 119362.1272 | 24077.0464 | 73469.7571 | 0 | 277232.0804 | 721301.005 | 492302.7571 | 2201687.3306 | 3144235.0165 | 42671485.0237 |  | 1478867.319 | 9416018.0746 | 0 | 58912292.7644 |  | 177.8279 | 0.16349 | 360332.6615 |  | 8080.3722
1 | 5600 | 707 | 0.035 | 15 | 15 | 7 | 2.3714e-13 | 0 | Water | Porous | Wet | R245fa | MinimizeLCOE | IgnoreSilica | 1.9382 | 0.79132 | 0.071018 | 4 | 210085.8821 |  | 4711.1248 |  | 156.5615 | -7.491e-05 | 58409135934.9497 | 388462.6216 | 19486.5613 | 276695.9327 | 166410.7751 | 24077.0464 | 83344.2711 | 0 | 373806.1112 | 972566.8231 | 663796.841 | 2968646.9833 | 3144235.0165 | 42671485.0237 |  | 1478867.319 | 9416018.0746 | 0 | 59679252.4171 |  | 237.1374 | 0.28407 | 210085.8821 |  | 4711.1248
1 | 5600 | 707 | 0.035 | 15 | 15 | 7 | 3.1623e-13 | 0 | Water | Porous | Wet | R245fa | MinimizeLCOE | IgnoreSilica | 2.5035 | 1.1428 | 0.11425 | 4 | 132709.8701 |  | 2975.9865 |  | 165.7252 | -8.1332e-05 | 67021246284.6794 | 522428.8548 | 28395.6221 | 368876.3625 | 232844.4507 | 24077.0464 | 94018.0723 | 0 | 495549.7594 | 1289318.8228 | 879986.5894 | 3935495.5805 | 3144235.0165 | 42671485.0237 |  | 1478867.319 | 9416018.0746 | 0 | 60646101.0143 |  | 316.2278 | 0.45698 | 132709.8701 |  | 2975.9865
1 | 5600 | 707 | 0.035 | 15 | 15 | 7 | 4.217e-13 | 0 | Water | Porous | Wet | R245fa | MinimizeLCOE | IgnoreSilica | 3.2418 | 1.6177 | 0.17642 | 4 | 87721.636 |  | 1967.1363 |  | 173.4279 | -8.7865e-05 | 71410453697.1003 | 691268.7058 | 40907.7857 | 484012.644 | 328973.7594 | 24077.0464 | 106868.6186 | 0 | 653682.3384 | 1700747.3558 | 1160795.0172 | 5191333.2713 | 3144235.0165 | 42671485.0237 |  | 1478867.319 | 9416018.0746 | 0 | 61901938.7051 |  | 421.6965 | 0.70566 | 87721.636 |  | 1967.1363
1 | 5600 | 707 | 0.035 | 15 | 15 | 7 | 5.6234e-13 | 0 | Water | Porous | Wet | R245fa | MinimizeLCOE | IgnoreSilica | 4.0506 | 2.2563 | 0.29103 | 4 | 55119.4281 |  | 1236.0398 |  | 178.932 | -9.2098e-05 | 1.4236e+12 | 965605.1926 | 85855.7805 | 620668.2131 | 592283.1808 | 24077.0464 | 118757.3509 | 0 | 938826.2381 | 2442633.2917 | 1667147.4127 | 7455853.7067 | 3144235.0165 | 42671485.0237 |  | 1478867.319 | 9416018.0746 | 0 | 64166459.1405 |  | 562.3413 | 1.1641 | 55119.4281 |  | 1236.0398
1 | 5600 | 707 | 0.035 | 15 | 15 | 7 | 7.4989e-13 | 0 | Water | Porous | Wet | R245fa | MinimizeLCOE | IgnoreSilica | 4.5064 | 3.0619 | 0.40002 | 4 | 43986.6298 |  | 986.3895 |  | 181.2312 | -9.5636e-05 | 91316747662.9106 | 1196543.7031 | 109127.6701 | 792397.8344 | 2164957.7975 | 24077.0464 | 126717.642 | 0 | 1721390.4605 | 4478704.8724 | 3056808.1036 | 13670725.13 | 3144235.0165 | 42671485.0237 |  | 1478867.319 | 9416018.0746 | 0 | 70381330.5638 |  | 749.8942 | 1.6001 | 43986.6298 |  | 986.3895
1 | 5600 | 707 | 0.035 | 15 | 15 | 7 | 1e-12 | 0 | Water | Porous | Wet | R245fa | MinimizeLCOE | IgnoreSilica | 5.722 | 4.0181 | 0.52985 | 4 | 34741.2733 |  | 779.0646 |  | 185.6833 | -3.1327e-07 | 93349511454.7235 | 1448277.369 | 127510.2923 | 984842.1103 | 2734626.8156 | 24077.0464 | 143680.7916 | 0 | 2130575.6258 | 5543320.7371 | 3783430.3069 | 16920341.0948 | 3144235.0165 | 42671485.0237 |  | 1478867.319 | 9416018.0746 | 0 | 73630946.5286 |  | 1000 | 2.1194 | 34741.2733 |  | 779.0646
1 | 5600 | 707 | 0.035 | 15 | 15 | 7 | 1.3335e-12 | 0 | Water | Porous | Wet | R245fa | MinimizeLCOE | IgnoreSilica | 7.3912 | 5.2982 | 0.70133 | 4 | 26919.6397 |  | 603.6664 |  | 189.5246 | -3.3282e-07 | 92476559276.725 | 1757472.4885 | 151276.3431 | 1228938.6957 | 2745371.2129 | 24077.0464 | 165291.441 | 0 | 2368246.6188 | 6161691.9079 | 4205481.3372 | 18807847.0915 | 3144235.0165 | 42671485.0237 |  | 1478867.319 | 9416018.0746 | 0 | 75518452.5253 |  | 1333.5214 | 2.8053 | 26919.6397 |  | 603.6664
1 | 5600 | 707 | 0.035 | 15 | 15 | 7 | 1.7783e-12 | 0 | Water | Porous | Wet | R245fa | MinimizeLCOE | IgnoreSilica | 9.4958 | 6.9544 | 0.92337 | 4 | 21312.5315 |  | 477.9283 |  | 192.5141 | -3.4841e-07 | 93242900070.3696 | 2129260.8766 | 183015.8388 | 1527691.2115 | 3051162.4452 | 24077.0464 | 190118.7708 | 0 | 2771077.2138 | 7209774.4843 | 4920819.2316 | 22006997.1191 | 3144235.0165 | 42671485.0237 |  | 1478867.319 | 9416018.0746 | 0 | 78717602.5529 |  | 1778.2794 | 3.6935 | 21312.5315 |  | 477.9283
1 | 5600 | 707 | 0.035 | 15 | 15 | 7 | 2.3714e-12 | 0 | Water | Porous | Wet | R245fa | MinimizeLCOE | IgnoreSilica | 12.2795 | 9.1495 | 1.2176 | 4 | 17081.1805 |  | 383.0413 |  | 194.9387 | -3.6241e-07 | 93855132945.7734 | 2584578.57 | 221773.6417 | 1902580.5779 | 3595889.0711 | 24077.0464 | 220754.5304 | 0 | 3334364.8406 | 8675333.343 | 5921093.2669 | 26480444.8879 | 3144235.0165 | 42671485.0237 |  | 1478867.319 | 9416018.0746 | 0 | 83191050.3218 |  | 2371.3737 | 4.8703 | 17081.1805 |  | 383.0413
1 | 5600 | 707 | 0.035 | 15 | 15 | 7 | 3.1623e-12 | 0 | Water | Porous | Wet | R245fa | MinimizeLCOE | IgnoreSilica | 15.9459 | 12.0443 | 1.6058 | 4 | 13866.0416 |  | 310.9426 |  | 196.8687 | -3.7369e-07 | 94341056388.5458 | 3139329.0716 | 268831.5229 | 2370554.2744 | 4384757.9456 | 24077.0464 | 257801.0902 | 0 | 4073686.8709 | 10598897.61 | 7233965.4044 | 32351900.8364 | 3144235.0165 | 42671485.0237 |  | 1478867.319 | 9416018.0746 | 0 | 89062506.2702 |  | 3162.2777 | 6.4231 | 13866.0416 |  | 310.9426
1 | 5600 | 707 | 0.035 | 15 | 15 | 7 | 4.217e-12 | 0 | Water | Porous | Wet | R245fa | MinimizeLCOE | IgnoreSilica | 20.7863 | 15.8691 | 2.1188 | 4 | 11402.6758 |  | 255.7022 |  | 198.3919 | -3.8265e-07 | 94716770530.6429 | 3816553.1499 | 326096.4748 | 2955742.6798 | 5466449.1715 | 24077.0464 | 302809.9226 | 0 | 5027774.0935 | 13081236.853 | 8928212.9447 | 39928952.3362 | 3144235.0165 | 42671485.0237 |  | 1478867.319 | 9416018.0746 | 0 | 96639557.77 |  | 4216.965 | 8.4752 | 11402.6758 |  | 255.7022
1 | 5600 | 707 | 0.035 | 15 | 15 | 7 | 5.6234e-12 | 0 | Water | Porous | Wet | R245fa | MinimizeLCOE | IgnoreSilica | 27.1984 | 20.9385 | 2.7986 | 4 | 9503.9752 |  | 213.1243 |  | 199.5867 | -3.9011e-07 | 94977868070.5757 | 4645740.604 | 395929.0466 | 3689618.2272 | 6926567.3356 | 24077.0464 | 358073.6901 | 0 | 6255602.3205 | 16275794.0373 | 11108563.8646 | 49679966.1723 | 3144235.0165 | 42671485.0237 |  | 1478867.319 | 9416018.0746 | 0 | 106390571.6061 |  | 5623.4133 | 11.1943 | 9503.9752 |  | 213.1243
1 | 5600 | 707 | 0.035 | 15 | 15 | 7 | 7.4989e-12 | 0 | Water | Porous | Wet | R245fa | MinimizeLCOE | IgnoreSilica | 35.6099 | 27.5911 | 3.691 | 4 | 8044.9483 |  | 180.406 |  | 200.5101 | -3.9512e-07 | 95175882593.3851 | 5651247.911 | 480295.5126 | 4600871.9778 | 8858024.9125 | 24077.0464 | 424411.445 | 0 | 7815182.234 | 20333501.0587 | 13878032.2842 | 62065644.3822 | 3144235.0165 | 42671485.0237 |  | 1478867.319 | 9416018.0746 | 0 | 118776249.816 |  | 7498.9421 | 14.7641 | 8044.9483 |  | 180.406
1 | 5600 | 707 | 0.035 | 15 | 15 | 7 | 1e-11 | 0 | Water | Porous | Wet | R245fa | MinimizeLCOE | IgnoreSilica | 46.6064 | 36.2906 | 4.858 | 4 | 6919.058 |  | 155.1582 |  | 201.2223 | -3.9841e-07 | 95291000633.2816 | 6867084.5618 | 581889.3345 | 5728756.1633 | 11393833.4764 | 24077.0464 | 504368.989 | 0 | 9789003.7328 | 25468979.7121 | 17383101.9887 | 77741095.005 | 3144235.0165 | 42671485.0237 |  | 1478867.319 | 9416018.0746 | 0 | 134451700.4388 |  | 10000 | 19.4321 | 6919.058 |  | 155.1582
1 | 5600 | 707 | 0.035 | 15 | 15 | 7 | 1.3335e-11 | 0 | Water | Porous | Wet | R245fa | MinimizeLCOE | IgnoreSilica | 60.7669 | 47.4966 | 6.3615 | 4 | 6052.2786 |  | 135.7209 |  | 201.7685 | -3.9954e-07 | 95332185441.9152 | 8316987.8576 | 702502.6999 | 7104847.1346 | 14666293.8091 | 24077.0464 | 598993.7262 | 0 | 12251343.8868 | 31875483.6972 | 21755672.599 | 97296202.4567 | 3144235.0165 | 42671485.0237 |  | 1478867.319 | 9416018.0746 | 0 | 154006807.8905 |  | 13335.2143 | 25.4461 | 6052.2786 |  | 135.7209
1 | 5600 | 707 | 0.035 | 15 | 15 | 7 | 1.7783e-11 | 0 | Water | Porous | Wet | R245fa | MinimizeLCOE | IgnoreSilica | 78.5795 | 61.5982 | 8.2542 | 4 | 5387.0823 |  | 120.804 |  | 202.1879 | -3.9803e-07 | 95293788142.1193 | 10009957.9511 | 842717.4335 | 8747406.0674 | 18784200.5577 | 24077.0464 | 708255.3422 | 0 | 15255479.6153 | 39691628.63 | 27090352.1214 | 121154074.765 | 3144235.0165 | 42671485.0237 |  | 1478867.319 | 9416018.0746 | 0 | 177864680.1988 |  | 17782.7941 | 33.0169 | 5387.0823 |  | 120.804
1 | 5600 | 707 | 0.035 | 15 | 15 | 7 | 2.3714e-11 | 0 | Water | Porous | Wet | R245fa | MinimizeLCOE | IgnoreSilica | 100.2721 | 78.7809 | 10.561 | 4 | 4878.7419 |  | 109.4046 |  | 202.5145 | -3.9374e-07 | 95144571696.0091 | 11930748.9992 | 1001103.736 | 10650296.3367 | 23794876.7687 | 24077.0464 | 831126.3658 | 0 | 18810569.4086 | 48941243.0227 | 33403404.005 | 149387445.689 | 3144235.0165 | 42671485.0237 |  | 1478867.319 | 9416018.0746 | 0 | 206098051.1228 |  | 23713.7371 | 42.2441 | 4878.7419 |  | 109.4046
1 | 5600 | 707 | 0.035 | 15 | 15 | 7 | 3.1623e-11 | 0 | Water | Porous | Wet | R245fa | MinimizeLCOE | IgnoreSilica | 125.3541 | 98.6641 | 13.2322 | 4 | 4494.5854 |  | 100.79 |  | 202.7739 | -3.8586e-07 | 94882149101.764 | 14011016.7609 | 1171914.3138 | 12751236.2942 | 29577359.431 | 24077.0464 | 962004.3518 | 0 | 22814067.1972 | 59357523.0385 | 40512729.1489 | 181181927.5828 | 3144235.0165 | 42671485.0237 |  | 1478867.319 | 9416018.0746 | 0 | 237892533.0166 |  | 31622.7766 | 52.9287 | 4494.5854 |  | 100.79
1 | 5600 | 707 | 0.035 | 15 | 15 | 7 | 4.217e-11 | 0 | Water | Porous | Wet | R245fa | MinimizeLCOE | IgnoreSilica | 152.589 | 120.2772 | 16.1383 | 4 | 4207.5658 |  | 94.3536 |  | 202.9868 | -3.7446e-07 | 94500806460.8115 | 16142092.4405 | 1346209.78 | 14940722.1085 | 35837684.9446 | 24077.0464 | 1093444.8627 | 0 | 27059850.1613 | 70404179.3811 | 48052299.0888 | 214900559.814 | 3144235.0165 | 42671485.0237 |  | 1478867.319 | 9416018.0746 | 0 | 271611165.2478 |  | 42169.6503 | 64.553 | 4207.5658 |  | 94.3536
1 | 5600 | 707 | 0.035 | 15 | 15 | 7 | 5.6234e-11 | 0 | Water | Porous | Wet | R245fa | MinimizeLCOE | IgnoreSilica | 180.1795 | 142.2019 | 19.089 | 4 | 3995.4554 |  | 89.5971 |  | 203.1666 | -3.604e-07 | 94014987351.8854 | 18196196.1882 | 1513624.3403 | 17082410.115 | 42155546.7882 | 24077.0464 | 1217546.4316 | 0 | 31273866.3547 | 81368185.1029 | 55535458.2817 | 248366910.6489 | 3144235.0165 | 42671485.0237 |  | 1478867.319 | 9416018.0746 | 0 | 305077516.0827 |  | 56234.1325 | 76.3561 | 3995.4554 |  | 89.5971
1 | 5600 | 707 | 0.035 | 15 | 15 | 7 | 7.4989e-11 | 0 | Water | Porous | Wet | R245fa | MinimizeLCOE | IgnoreSilica | 206.2043 | 162.9136 | 21.8804 | 4 | 3840.2169 |  | 86.1159 |  | 203.3198 | -3.4481e-07 | 93478441742.0275 | 20056203.9744 | 1664770.9265 | 19045427.3146 | 48088905.8123 | 24077.0464 | 1326733.9718 | 0 | 35180386.428 | 91532148.996 | 62472572.4874 | 279391226.9574 | 3144235.0165 | 42671485.0237 |  | 1478867.319 | 9416018.0746 | 0 | 336101832.3912 |  | 74989.4209 | 87.5216 | 3840.2169 |  | 86.1159
1 | 5600 | 707 | 0.035 | 15 | 15 | 7 | 1e-10 | 0 | Water | Porous | Wet | R245fa | MinimizeLCOE | IgnoreSilica | 229.3495 | 181.3622 | 24.37 | 4 | 3726.9636 |  | 83.5763 |  | 203.4496 | -3.2929e-07 | 92935611378.8931 | 21657718.0682 | 1794597.4428 | 20752108.0694 | 53342071.7433 | 24077.0464 | 1418231.3196 | 0 | 38605633.439 | 100443939.1039 | 68555052.355 | 306593428.5876 | 3144235.0165 | 42671485.0237 |  | 1478867.319 | 9416018.0746 | 0 | 363304034.0214 |  | 100000 | 97.4799 | 3726.9636 |  | 83.5763
1 | 5600 | 707 | 0.035 | 15 | 15 | 7 | 1.3335e-10 | 0 | Water | Porous | Wet | R245fa | MinimizeLCOE | IgnoreSilica | 248.9816 | 197.0336 | 26.4874 | 4 | 3644.3331 |  | 81.7233 |  | 203.5577 | -9.5466e-05 | 92428184119.7265 | 22982563.5849 | 1901789.9556 | 22174665.7893 | 57778983.6819 | 24077.0464 | 1491956.1517 | 0 | 41478074.1218 | 107917440.5421 | 73655870.6516 | 329405421.5253 | 3144235.0165 | 42671485.0237 |  | 1478867.319 | 9416018.0746 | 0 | 386116026.9591 |  | 133352.1432 | 105.9497 | 3644.3331 |  | 81.7233
1 | 5600 | 707 | 0.035 | 15 | 15 | 7 | 1.7783e-10 | 0 | Water | Porous | Wet | R245fa | MinimizeLCOE | IgnoreSilica | 265.04 | 209.869 | 28.2239 | 4 | 3583.9152 |  | 80.3684 |  | 203.6456 | -8.5903e-05 | 91983976677.9366 | 24045796.7573 | 1987687.4993 | 23322947.4595 | 61394564.6479 | 24077.0464 | 1549518.3401 | 0 | 43806590.7827 | 113975763.2492 | 77790800.3853 | 347897746.1676 | 3144235.0165 | 42671485.0237 |  | 1478867.319 | 9416018.0746 | 0 | 404608351.6014 |  | 177827.941 | 112.8956 | 3583.9152 |  | 80.3684
1 | 5600 | 707 | 0.035 | 15 | 15 | 7 | 2.3714e-10 | 0 | Water | Porous | Wet | R245fa | MinimizeLCOE | IgnoreSilica | 277.8562 | 220.1242 | 29.6128 | 4 | 3539.5599 |  | 79.3738 |  | 203.716 | -7.8065e-05 | 91610494109.315 | 24882281.6248 | 2055189.2474 | 24230317.5342 | 64271004.9558 | 24077.0464 | 1593784.2077 | 0 | 45652095.3004 | 118777387.4392 | 81068007.5585 | 362554144.9143 | 3144235.0165 | 42671485.0237 |  | 1478867.319 | 9416018.0746 | 0 | 419264750.3481 |  | 237137.3706 | 118.4511 | 3539.5599 |  | 79.3738
1 | 5600 | 707 | 0.035 | 15 | 15 | 7 | 3.1623e-10 | 0 | Water | Porous | Wet | R245fa | MinimizeLCOE | IgnoreSilica | 287.9124 | 228.1782 | 30.7043 | 4 | 3506.8636 |  | 78.6406 |  | 203.7714 | -7.084e-05 | 91307380916.3394 | 25531600.1849 | 2107541.8785 | 24936995.5244 | 66522127.3462 | 24077.0464 | 1627580.0047 | 0 | 47092469.5742 | 122524945.8382 | 83625793.1705 | 373993130.5679 | 3144235.0165 | 42671485.0237 |  | 1478867.319 | 9416018.0746 | 0 | 430703736.0017 |  | 316227.766 | 122.8174 | 3506.8636 |  | 78.6406
1 | 5600 | 707 | 0.035 | 15 | 15 | 7 | 4.217e-10 | 0 | Water | Porous | Wet | R245fa | MinimizeLCOE | IgnoreSilica | 295.6831 | 234.4148 | 31.5481 | 4 | 3482.7322 |  | 78.0994 |  | 203.8197 | -6.7727e-05 | 91042810062.2569 | 26030012.6219 | 2147701.0994 | 25480787.3306 | 68250805.0247 | 24077.0464 | 1654617.3601 | 0 | 48199320.1884 | 125404744.0901 | 85591314.6513 | 382783379.4129 | 3144235.0165 | 42671485.0237 |  | 1478867.319 | 9416018.0746 | 0 | 439493984.8467 |  | 421696.5034 | 126.1923 | 3482.7322 |  | 78.0994
1 | 5600 | 707 | 0.035 | 15 | 15 | 7 | 5.6234e-10 | 0 | Water | Porous | Wet | R245fa | MinimizeLCOE | IgnoreSilica | 299.9951 | 237.8829 | 32.0455 | 4 | 3466.0556 |  | 77.7255 |  | 203.8499 | -6.5461e-05 | 91072105284.7919 | 26305572.2504 | 2169894.4686 | 25781930.9636 | 69203971.5813 | 24077.0464 | 1649581.9907 | 0 | 48802661.0374 | 126974513.2169 | 86662714.3359 | 387574916.8911 | 3144235.0165 | 42671485.0237 |  | 1478867.319 | 9416018.0746 | 0 | 444285522.3249 |  | 562341.3252 | 128.1819 | 3466.0556 |  | 77.7255
1 | 5600 | 707 | 0.035 | 15 | 15 | 7 | 7.4989e-10 | 0 | Water | Porous | Wet | R245fa | MinimizeLCOE | IgnoreSilica | 302.9984 | 240.2999 | 32.3994 | 4 | 3453.7614 |  | 77.4498 |  | 203.8714 | -6.3537e-05 | 91135814416.9548 | 26496950.5113 | 2185303.933 | 25991282.4811 | 69866586.406 | 24077.0464 | 1640855.842 | 0 | 49219971.9257 | 128060270.5462 | 87403766.0232 | 390889064.7149 | 3144235.0165 | 42671485.0237 |  | 1478867.319 | 9416018.0746 | 0 | 447599670.1487 |  | 749894.2093 | 129.5977 | 3453.7614 |  | 77.4498
1 | 5600 | 707 | 0.035 | 15 | 15 | 7 | 1e-09 | 0 | Water | Porous | Wet | R245fa | MinimizeLCOE | IgnoreSilica | 305.2615 | 242.1219 | 32.667 | 4 | 3444.5501 |  | 77.2432 |  | 203.8876 | -6.2078e-05 | 91185118463.4793 | 26640862.5525 | 2196889.3499 | 26148819.8739 | 70365443.0825 | 24077.0464 | 1633748.6667 | 0 | 49533837.823 | 128876885.2282 | 87961122.3234 | 393381685.9465 | 3144235.0165 | 42671485.0237 |  | 1478867.319 | 9416018.0746 | 0 | 450092291.3803 |  | 1000000 | 130.6679 | 3444.5501 |  | 77.2432
1 | 5600 | 707 | 0.035 | 15 | 15 | 7 | 1.3335e-09 | 0 | Water | Porous | Wet | R245fa | MinimizeLCOE | IgnoreSilica | 306.9742 | 243.5011 | 32.8697 | 4 | 3437.6404 |  | 77.0883 |  | 203.9 | -6.0982e-05 | 91221487472.7129 | 26749596.9962 | 2205641.6331 | 26267911.3423 | 70742707.1997 | 24077.0464 | 1628244.8885 | 0 | 49771089.8514 | 129494166.339 | 88382429.3654 | 395265864.662 | 3144235.0165 | 42671485.0237 |  | 1478867.319 | 9416018.0746 | 0 | 451976470.0958 |  | 1333521.4322 | 131.4787 | 3437.6404 |  | 77.0883
1 | 5600 | 707 | 0.035 | 15 | 15 | 7 | 1.7783e-09 | 0 | Water | Porous | Wet | R245fa | MinimizeLCOE | IgnoreSilica | 308.2654 | 244.541 | 33.0226 | 4 | 3432.4592 |  | 76.9721 |  | 203.9093 | -6.0158e-05 | 91248718487.0322 | 26831470.1368 | 2212231.101 | 26357618.1632 | 71026963.5982 | 24077.0464 | 1623985.8639 | 0 | 49949774.9047 | 129959068.1943 | 88699734.4344 | 396684923.4428 | 3144235.0165 | 42671485.0237 |  | 1478867.319 | 9416018.0746 | 0 | 453395528.8766 |  | 1778279.41 | 132.0906 | 3432.4592 |  | 76.9721
1 | 5600 | 707 | 0.035 | 15 | 15 | 7 | 2.3714e-09 | 0 | Water | Porous | Wet | R245fa | MinimizeLCOE | IgnoreSilica | 309.24 | 245.3261 | 33.1381 | 4 | 3428.5723 |  | 76.8849 |  | 203.9163 | -5.954e-05 | 91268718963.8323 | 26893214.5385 | 2217200.14 | 26425290.2629 | 71241447.1171 | 24077.0464 | 1620757.5343 | 0 | 50084574.7893 | 130309789.8427 | 88939109.1661 | 397755460.4371 | 3144235.0165 | 42671485.0237 |  | 1478867.319 | 9416018.0746 | 0 | 454466065.871 |  | 2371373.7057 | 132.5526 | 3428.5723 |  | 76.8849
1 | 5600 | 707 | 0.035 | 15 | 15 | 7 | 3.1623e-09 | 0 | Water | Porous | Wet | R245fa | MinimizeLCOE | IgnoreSilica | 309.9757 | 245.9187 | 33.2253 | 4 | 3425.6559 |  | 76.8195 |  | 203.9217 | -5.9078e-05 | 91283288914.747 | 26939789.8189 | 2220948.1837 | 26476348.2724 | 71403303.2438 | 24077.0464 | 1618336.5669 | 0 | 50186293.2215 | 130574440.3381 | 89119738.5672 | 398563275.259 | 3144235.0165 | 42671485.0237 |  | 1478867.319 | 9416018.0746 | 0 | 455273880.6928 |  | 3162277.6602 | 132.9012 | 3425.6559 |  | 76.8195
1 | 5600 | 707 | 0.035 | 15 | 15 | 7 | 4.217e-09 | 0 | Water | Porous | Wet | R245fa | MinimizeLCOE | IgnoreSilica | 310.5085 | 246.348 | 33.289 | 4 | 3423.4823 |  | 76.7708 |  | 203.9255 | -5.8717e-05 | 91297315395.953 | 26973506.0658 | 2223661.3063 | 26513315.6722 | 71520460.4951 | 24077.0464 | 1616174.8312 | 0 | 50259766.2126 | 130765601.9896 | 89250210.3223 | 399146773.9415 | 3144235.0165 | 42671485.0237 |  | 1478867.319 | 9416018.0746 | 0 | 455857379.3753 |  | 4216965.0343 | 133.156 | 3423.4823 |  | 76.7708
1 | 5600 | 707 | 0.035 | 15 | 15 | 7 | 5.6234e-09 | 0 | Water | Porous | Wet | R245fa | MinimizeLCOE | IgnoreSilica | 310.93 | 246.6876 | 33.3388 | 4 | 3421.8382 |  | 76.7339 |  | 203.9286 | -5.8461e-05 | 91304527833.4969 | 27000169.952 | 2225806.86 | 26542554.2776 | 71613179.5729 | 24077.0464 | 1614881.7344 | 0 | 50318061.0829 | 130917273.2841 | 89353729.0974 | 399609732.9077 | 3144235.0165 | 42671485.0237 |  | 1478867.319 | 9416018.0746 | 0 | 456320338.3415 |  | 5623413.2519 | 133.3553 | 3421.8382 |  | 76.7339
1 | 5600 | 707 | 0.035 | 15 | 15 | 7 | 7.4989e-09 | 0 | Water | Porous | Wet | R245fa | MinimizeLCOE | IgnoreSilica | 311.2468 | 246.9428 | 33.3763 | 4 | 3420.6052 |  | 76.7062 |  | 203.9309 | -5.827e-05 | 91309899171.666 | 27020197.5834 | 2227418.3756 | 26564517.9089 | 71682833.712 | 24077.0464 | 1613907.9203 | 0 | 50361851.4931 | 131031206.9489 | 89431491.1647 | 399957502.1533 | 3144235.0165 | 42671485.0237 |  | 1478867.319 | 9416018.0746 | 0 | 456668107.5871 |  | 7498942.0933 | 133.5051 | 3420.6052 |  | 76.7062
1 | 5600 | 707 | 0.035 | 15 | 15 | 7 | 1e-08 | 0 | Water | Porous | Wet | R245fa | MinimizeLCOE | IgnoreSilica | 311.4636 | 247.1176 | 33.4025 | 4 | 3419.6944 |  | 76.6858 |  | 203.9325 | -5.811e-05 | 91317147380.6625 | 27033912.1557 | 2228521.8931 | 26579559.2544 | 71730492.1567 | 24077.0464 | 1612839.3511 | 0 | 50391666.7244 | 131108780.0647 | 89484436.4102 | 400194285.0567 | 3144235.0165 | 42671485.0237 |  | 1478867.319 | 9416018.0746 | 0 | 456904890.4905 |  | 10000000 | 133.6099 | 3419.6944 |  | 76.6858
1 | 5700 | 707 | 0.035 | 15 | 15 | 7 | 1e-13 | 0 | Water | Porous | Wet | R245fa | MinimizeLCOE | IgnoreSilica | 0.91949 | 0.23364 | 0.010947 | 4 | 1353201.6601 |  | 30345.2179 |  | 122.0537 | -5.7884e-05 | 28113318929.6586 | 142201.7232 | 5577.3245 | 106658.593 | 69155.2997 | 24077.0464 | 59761.4605 | 0 | 158898.2644 | 413420.6894 | 282168.1155 | 1261918.5165 | 3144235.0165 | 43740064.2209 |  | 1478867.319 | 9629733.914 | 0 | 59254818.9869 |  | 100 | 0.043789 | 1353201.6601 |  | 30345.2179
1 | 5700 | 707 | 0.035 | 15 | 15 | 7 | 1.3335e-13 | 0 | Water | Porous | Wet | R245fa | MinimizeLCOE | IgnoreSilica | 1.1973 | 0.37452 | 0.024629 | 4 | 606227.9077 |  | 13594.5133 |  | 136.261 | -6.4404e-05 | 40866973232.7922 | 211255.9833 | 9120.0459 | 154138.483 | 92866.8171 | 24077.0464 | 67300.7273 | 0 | 217916.0502 | 566972.8618 | 386970.6283 | 1730618.6432 | 3144235.0165 | 43740064.2209 |  | 1478867.319 | 9629733.914 | 0 | 59723519.1136 |  | 133.3521 | 0.098517 | 606227.9077 |  | 13594.5133
1 | 5700 | 707 | 0.035 | 15 | 15 | 7 | 1.7783e-13 | 0 | Water | Porous | Wet | R245fa | MinimizeLCOE | IgnoreSilica | 1.5289 | 0.56106 | 0.045183 | 4 | 333620.1047 |  | 7481.3497 |  | 148.1692 | -6.9186e-05 | 52362369635.9456 | 294943.985 | 13863.4133 | 211332.8853 | 125069.4156 | 24077.0464 | 74046.6194 | 0 | 289900.0123 | 754260.3654 | 514798.1979 | 2302291.9406 | 3144235.0165 | 43740064.2209 |  | 1478867.319 | 9629733.914 | 0 | 60295192.411 |  | 177.8279 | 0.18073 | 333620.1047 |  | 7481.3497
1 | 5700 | 707 | 0.035 | 15 | 15 | 7 | 2.3714e-13 | 0 | Water | Porous | Wet | R245fa | MinimizeLCOE | IgnoreSilica | 1.9919 | 0.84275 | 0.078279 | 4 | 195170.4629 |  | 4376.6501 |  | 159.4437 | -7.7225e-05 | 62951862941.269 | 410940.935 | 21109.3004 | 290414.0443 | 176088.2501 | 24077.0464 | 84163.4537 | 0 | 392649.2816 | 1021592.8873 | 697258.1372 | 3118293.336 | 3144235.0165 | 43740064.2209 |  | 1478867.319 | 9629733.914 | 0 | 61111193.8064 |  | 237.1374 | 0.31312 | 195170.4629 |  | 4376.6501
1 | 5700 | 707 | 0.035 | 15 | 15 | 7 | 3.1623e-13 | 0 | Water | Porous | Wet | R245fa | MinimizeLCOE | IgnoreSilica | 2.5766 | 1.2189 | 0.12589 | 4 | 123417.5515 |  | 2767.6086 |  | 168.7438 | -8.4624e-05 | 72586466915.2287 | 554064.8838 | 31040.4246 | 387478.3441 | 248938.3585 | 24077.0464 | 95238.3112 | 0 | 522926.5738 | 1360547.678 | 928601.7467 | 4152913.3671 | 3144235.0165 | 43740064.2209 |  | 1478867.319 | 9629733.914 | 0 | 62145813.8376 |  | 316.2278 | 0.50354 | 123417.5515 |  | 2767.6086
1 | 5700 | 707 | 0.035 | 15 | 15 | 7 | 4.217e-13 | 0 | Water | Porous | Wet | R245fa | MinimizeLCOE | IgnoreSilica | 3.3344 | 1.7187 | 0.19449 | 4 | 81602.0005 |  | 1829.905 |  | 176.4856 | -9.1408e-05 | 82171227074.1779 | 734233.3185 | 45496.235 | 506448.6381 | 354265.9783 | 24077.0464 | 107956.4226 | 0 | 691266.2791 | 1798533.0601 | 1227535.7697 | 5489812.7478 | 3144235.0165 | 43740064.2209 |  | 1478867.319 | 9629733.914 | 0 | 63482713.2182 |  | 421.6965 | 0.77796 | 81602.0005 |  | 1829.905
1 | 5700 | 707 | 0.035 | 15 | 15 | 7 | 5.6234e-13 | 0 | Water | Porous | Wet | R245fa | MinimizeLCOE | IgnoreSilica | 3.6633 | 2.1187 | 0.27842 | 4 | 58563.2201 |  | 1313.266 |  | 178.9531 | -7.6782e-05 | 1.8534e+12 | 924035.7932 | 83106.49 | 590175.0201 | 612526.9834 | 24077.0464 | 99448.3456 | 0 | 910014.1747 | 2367670.2129 | 1615983.5711 | 7227037.6374 | 3144235.0165 | 43740064.2209 |  | 1478867.319 | 9629733.914 | 0 | 65219938.1078 |  | 562.3413 | 1.1137 | 58563.2201 |  | 1313.266
1 | 5700 | 707 | 0.035 | 15 | 15 | 7 | 7.4989e-13 | 0 | Water | Porous | Wet | R245fa | MinimizeLCOE | IgnoreSilica | 4.6185 | 3.2097 | 0.42222 | 4 | 42660.6406 |  | 956.6545 |  | 184.2668 | -9.8916e-05 | 93844873202.0749 | 1237001.6269 | 110286.7461 | 822810.1628 | 2217237.7492 | 24077.0464 | 126975.2483 | 0 | 1769971.5461 | 4605102.8918 | 3143077.3491 | 14056540.3667 | 3144235.0165 | 43740064.2209 |  | 1478867.319 | 9629733.914 | 0 | 72049440.8372 |  | 749.8942 | 1.6889 | 42660.6406 |  | 956.6545
1 | 5700 | 707 | 0.035 | 15 | 15 | 7 | 1e-12 | 0 | Water | Porous | Wet | R245fa | MinimizeLCOE | IgnoreSilica | 5.907 | 4.2147 | 0.5578 | 4 | 33067.893 |  | 741.5395 |  | 188.8819 | -3.2922e-07 | 94167251760.0007 | 1495827.3658 | 128892.0134 | 1023393.1008 | 2281512.8764 | 24077.0464 | 143982.4953 | 0 | 1988097.1103 | 5172620.8662 | 3530420.0279 | 15788822.9025 | 3144235.0165 | 43740064.2209 |  | 1478867.319 | 9629733.914 | 0 | 73781723.373 |  | 1000 | 2.2312 | 33067.893 |  | 741.5395
1 | 5700 | 707 | 0.035 | 15 | 15 | 7 | 1.3335e-12 | 0 | Water | Porous | Wet | R245fa | MinimizeLCOE | IgnoreSilica | 7.5468 | 5.5298 | 0.73456 | 4 | 25904.1433 |  | 580.8941 |  | 192.5834 | -3.4879e-07 | 95223098323.8497 | 1811287.8429 | 155883.1542 | 1271716.9119 | 2422934.0122 | 24077.0464 | 164242.207 | 0 | 2281555.058 | 5936138.2497 | 4051536.3309 | 18119370.8131 | 3144235.0165 | 43740064.2209 |  | 1478867.319 | 9629733.914 | 0 | 76112271.2836 |  | 1333.5214 | 2.9382 | 25904.1433 |  | 580.8941
1 | 5700 | 707 | 0.035 | 15 | 15 | 7 | 1.7783e-12 | 0 | Water | Porous | Wet | R245fa | MinimizeLCOE | IgnoreSilica | 9.7199 | 7.2781 | 0.96936 | 4 | 20525.7802 |  | 460.2856 |  | 195.6347 | -3.6769e-07 | 95995075979.6415 | 2198754.9183 | 188948.8496 | 1584299.919 | 2786420.9411 | 24077.0464 | 189649.7826 | 0 | 2719139.0682 | 7074642.0834 | 4828588.5913 | 21594521.1998 | 3144235.0165 | 43740064.2209 |  | 1478867.319 | 9629733.914 | 0 | 79587421.6703 |  | 1778.2794 | 3.8774 | 20525.7802 |  | 460.2856
1 | 5700 | 707 | 0.035 | 15 | 15 | 7 | 2.3714e-12 | 0 | Water | Porous | Wet | R245fa | MinimizeLCOE | IgnoreSilica | 12.5379 | 9.5497 | 1.2751 | 4 | 16496.674 |  | 369.9339 |  | 198.0603 | -3.8146e-07 | 96678117725.854 | 2664017.6824 | 228536.5439 | 1968873.3485 | 3336697.6199 | 24077.0464 | 219094.2063 | 0 | 3292105.6145 | 8565383.5051 | 5846050.2433 | 26144835.8102 | 3144235.0165 | 43740064.2209 |  | 1478867.319 | 9629733.914 | 0 | 84137736.2807 |  | 2371.3737 | 5.1003 | 16496.674 |  | 369.9339
1 | 5700 | 707 | 0.035 | 15 | 15 | 7 | 3.1623e-12 | 0 | Water | Porous | Wet | R245fa | MinimizeLCOE | IgnoreSilica | 16.2969 | 12.5839 | 1.683 | 4 | 13383.9461 |  | 300.1317 |  | 200.0184 | -3.9464e-07 | 97149515439.384 | 3238273.6778 | 277221.7429 | 2455149.1425 | 4115737.9158 | 24077.0464 | 256194.8432 | 0 | 4042995.2038 | 10519044.1879 | 7179463.803 | 32108157.5633 | 3144235.0165 | 43740064.2209 |  | 1478867.319 | 9629733.914 | 0 | 90101058.0337 |  | 3162.2777 | 6.732 | 13383.9461 |  | 300.1317
1 | 5700 | 707 | 0.035 | 15 | 15 | 7 | 4.217e-12 | 0 | Water | Porous | Wet | R245fa | MinimizeLCOE | IgnoreSilica | 21.2273 | 16.5669 | 2.219 | 4 | 11006.6098 |  | 246.8205 |  | 201.5532 | -4.0412e-07 | 97547180607.6803 | 3934782.7333 | 336088.3285 | 3059271.989 | 5163696.5609 | 24077.0464 | 300385.944 | 0 | 4999138.0148 | 13006731.6504 | 8877361.613 | 39701533.8805 | 3144235.0165 | 43740064.2209 |  | 1478867.319 | 9629733.914 | 0 | 97694434.3509 |  | 4216.965 | 8.876 | 11006.6098 |  | 246.8205
1 | 5700 | 707 | 0.035 | 15 | 15 | 7 | 5.6234e-12 | 0 | Water | Porous | Wet | R245fa | MinimizeLCOE | IgnoreSilica | 27.7636 | 21.8501 | 2.9297 | 4 | 9168.1148 |  | 205.5927 |  | 202.7593 | -4.122e-07 | 97819211065.9135 | 4788423.3658 | 407944.7854 | 3817571.5207 | 6571614.935 | 24077.0464 | 354850.7784 | 0 | 6226148.1483 | 16199160.3233 | 11056259.7801 | 49446050.6833 | 3144235.0165 | 43740064.2209 |  | 1478867.319 | 9629733.914 | 0 | 107438951.1538 |  | 5623.4133 | 11.7188 | 9168.1148 |  | 205.5927
1 | 5700 | 707 | 0.035 | 15 | 15 | 7 | 7.4989e-12 | 0 | Water | Porous | Wet | R245fa | MinimizeLCOE | IgnoreSilica | 36.348 | 28.7912 | 3.8636 | 4 | 7752.135 |  | 173.8397 |  | 203.6929 | -4.1791e-07 | 98016584719.7813 | 5824855.6611 | 494841.1794 | 4760277.4353 | 8432510.1449 | 24077.0464 | 420510.8684 | 0 | 7783258.2108 | 20250441.2988 | 13821342.2914 | 61812114.1364 | 3144235.0165 | 43740064.2209 |  | 1478867.319 | 9629733.914 | 0 | 119805014.6068 |  | 7498.9421 | 15.4545 | 7752.135 |  | 173.8397
1 | 5700 | 707 | 0.035 | 15 | 15 | 7 | 1e-11 | 0 | Water | Porous | Wet | R245fa | MinimizeLCOE | IgnoreSilica | 47.5273 | 37.8331 | 5.0806 | 4 | 6660.9989 |  | 149.3713 |  | 204.4108 | -4.212e-07 | 98147795656.7653 | 7073512.569 | 599109.3956 | 5922728.835 | 10862931.8306 | 24077.0464 | 498893.5774 | 0 | 9742688.769 | 25348477.6767 | 17300856.8735 | 77373276.5731 | 3144235.0165 | 43740064.2209 |  | 1478867.319 | 9629733.914 | 0 | 135366177.0436 |  | 10000 | 20.3222 | 6660.9989 |  | 149.3713
1 | 5700 | 707 | 0.035 | 15 | 15 | 7 | 1.3335e-11 | 0 | Water | Porous | Wet | R245fa | MinimizeLCOE | IgnoreSilica | 61.9311 | 49.4865 | 6.649 | 4 | 5818.9525 |  | 130.4886 |  | 204.9626 | -4.2251e-07 | 98192003340.7195 | 8563776.5346 | 723024.1167 | 7341994.0256 | 13998155.9978 | 24077.0464 | 592052.2099 | 0 | 12184801.1731 | 31702353.206 | 21637507.4813 | 96767741.7913 | 3144235.0165 | 43740064.2209 |  | 1478867.319 | 9629733.914 | 0 | 154760642.2618 |  | 13335.2143 | 26.596 | 5818.9525 |  | 130.4886
1 | 5700 | 707 | 0.035 | 15 | 15 | 7 | 1.7783e-11 | 0 | Water | Porous | Wet | R245fa | MinimizeLCOE | IgnoreSilica | 80.0164 | 64.1241 | 8.6198 | 4 | 5172.8406 |  | 115.9997 |  | 205.386 | -4.2096e-07 | 98156288198.8903 | 10301038.2431 | 866817.8411 | 9033195.8058 | 17936276.4301 | 24077.0464 | 699419.0468 | 0 | 15155721.5211 | 39432078.532 | 26913203.8463 | 120361828.3126 | 3144235.0165 | 43740064.2209 |  | 1478867.319 | 9629733.914 | 0 | 178354728.7831 |  | 17782.7941 | 34.4791 | 5172.8406 |  | 115.9997
1 | 5700 | 707 | 0.035 | 15 | 15 | 7 | 2.3714e-11 | 0 | Water | Porous | Wet | R245fa | MinimizeLCOE | IgnoreSilica | 101.9608 | 81.8949 | 11.0132 | 4 | 4679.5867 |  | 104.9386 |  | 205.715 | -4.163e-07 | 98019053319.4876 | 12265603.0474 | 1028709.9899 | 10985760.5317 | 22711096.3549 | 24077.0464 | 819511.6918 | 0 | 18655555.8782 | 48537929.6143 | 33128134.3165 | 148156378.471 | 3144235.0165 | 43740064.2209 |  | 1478867.319 | 9629733.914 | 0 | 206149278.9415 |  | 23713.7371 | 44.0529 | 4679.5867 |  | 104.9386
1 | 5700 | 707 | 0.035 | 15 | 15 | 7 | 3.1623e-11 | 0 | Water | Porous | Wet | R245fa | MinimizeLCOE | IgnoreSilica | 127.23 | 102.3743 | 13.7735 | 4 | 4307.2228 |  | 96.5884 |  | 205.9759 | -4.0781e-07 | 97765385985.5161 | 14385583.8671 | 1202670.8888 | 13133406.1612 | 28200212.1108 | 24077.0464 | 946772.6711 | 0 | 22578161.8707 | 58743745.7698 | 40093813.5512 | 179308443.9371 | 3144235.0165 | 43740064.2209 |  | 1478867.319 | 9629733.914 | 0 | 237301344.4075 |  | 31622.7766 | 55.0938 | 4307.2228 |  | 96.5884
1 | 5700 | 707 | 0.035 | 15 | 15 | 7 | 4.217e-11 | 0 | Water | Porous | Wet | R245fa | MinimizeLCOE | IgnoreSilica | 154.5648 | 124.5511 | 16.7649 | 4 | 4029.2864 |  | 90.3558 |  | 206.1892 | -3.9574e-07 | 97397266546.2693 | 16550325.7137 | 1379610.1257 | 15363940.0298 | 34123116.3849 | 24077.0464 | 1074215.5059 | 0 | 26720961.0745 | 69522459.493 | 47450507.1477 | 212209212.5216 | 3144235.0165 | 43740064.2209 |  | 1478867.319 | 9629733.914 | 0 | 270202112.992 |  | 42169.6503 | 67.0595 | 4029.2864 |  | 90.3558
1 | 5700 | 707 | 0.035 | 15 | 15 | 7 | 5.6234e-11 | 0 | Water | Porous | Wet | R245fa | MinimizeLCOE | IgnoreSilica | 182.0775 | 146.9014 | 19.7833 | 4 | 3824.4495 |  | 85.7623 |  | 206.368 | -3.8075e-07 | 96939938772.5887 | 18624636.2516 | 1548571.1835 | 17532555.8961 | 40065479.8994 | 24077.0464 | 1193147.6617 | 0 | 30805502.4962 | 80149598.4175 | 54703747.8295 | 244647316.6821 | 3144235.0165 | 43740064.2209 |  | 1478867.319 | 9629733.914 | 0 | 302640217.1525 |  | 56234.1325 | 79.133 | 3824.4495 |  | 85.7623
1 | 5700 | 707 | 0.035 | 15 | 15 | 7 | 7.4989e-11 | 0 | Water | Porous | Wet | R245fa | MinimizeLCOE | IgnoreSilica | 207.917 | 167.923 | 22.6262 | 4 | 3674.7778 |  | 82.406 |  | 206.5194 | -3.6428e-07 | 96437194398.7661 | 20495973.5734 | 1700553.0605 | 19512489.2376 | 45626251.6459 | 24077.0464 | 1297155.7238 | 0 | 34576035.1121 | 89959750.8417 | 61399378.4375 | 274591664.6789 | 3144235.0165 | 43740064.2209 |  | 1478867.319 | 9629733.914 | 0 | 332584565.1493 |  | 74989.4209 | 90.5047 | 3674.7778 |  | 82.406
1 | 5700 | 707 | 0.035 | 15 | 15 | 7 | 1e-10 | 0 | Water | Porous | Wet | R245fa | MinimizeLCOE | IgnoreSilica | 230.8252 | 186.5875 | 25.1535 | 4 | 3565.7389 |  | 79.9608 |  | 206.6467 | -3.4802e-07 | 95930164308.7082 | 22102997.7709 | 1830757.2215 | 21229045.5667 | 50537951.8676 | 24077.0464 | 1383974.0376 | 0 | 37872433.3692 | 98536302.9224 | 67253051.4631 | 300770591.2655 | 3144235.0165 | 43740064.2209 |  | 1478867.319 | 9629733.914 | 0 | 358763491.736 |  | 100000 | 100.6141 | 3565.7389 |  | 79.9608
1 | 5700 | 707 | 0.035 | 15 | 15 | 7 | 1.3335e-10 | 0 | Water | Porous | Wet | R245fa | MinimizeLCOE | IgnoreSilica | 250.1795 | 202.3784 | 27.2948 | 4 | 3486.34 |  | 78.1803 |  | 206.7519 | -3.1933e-07 | 95462804983.8924 | 23427700.9369 | 1937884.4982 | 22654566.8937 | 54673279.7514 | 24077.0464 | 1453249.0899 | 0 | 40626595.7045 | 105702068.3624 | 72143833.6177 | 322643255.9012 | 3144235.0165 | 43740064.2209 |  | 1478867.319 | 9629733.914 | 0 | 380636156.3717 |  | 133352.1432 | 109.1793 | 3486.34 |  | 78.1803
1 | 5700 | 707 | 0.035 | 15 | 15 | 7 | 1.7783e-10 | 0 | Water | Porous | Wet | R245fa | MinimizeLCOE | IgnoreSilica | 265.9802 | 215.2857 | 29.0474 | 4 | 3428.3462 |  | 76.8798 |  | 206.8372 | -8.9196e-05 | 95056088607.2953 | 24489127.5744 | 2023595.2484 | 23803270.6676 | 58039007.6128 | 24077.0464 | 1507092.1433 | 0 | 42855606.4142 | 111501496.9961 | 76102062.8265 | 340345336.5297 | 3144235.0165 | 43740064.2209 |  | 1478867.319 | 9629733.914 | 0 | 398338237.0002 |  | 177827.941 | 116.1896 | 3428.3462 |  | 76.8798
1 | 5700 | 707 | 0.035 | 15 | 15 | 7 | 2.3714e-10 | 0 | Water | Porous | Wet | R245fa | MinimizeLCOE | IgnoreSilica | 278.5795 | 225.5885 | 30.4477 | 4 | 3385.8041 |  | 75.9258 |  | 206.9051 | -8.1087e-05 | 94714551248.7736 | 25323654.6296 | 2090908.2458 | 24710307.4254 | 60715930.7308 | 24077.0464 | 1548457.0388 | 0 | 44621200.6955 | 116095211.1429 | 79237367.1231 | 354367114.0782 | 3144235.0165 | 43740064.2209 |  | 1478867.319 | 9629733.914 | 0 | 412360014.5487 |  | 237137.3706 | 121.7909 | 3385.8041 |  | 75.9258
1 | 5700 | 707 | 0.035 | 15 | 15 | 7 | 3.1623e-10 | 0 | Water | Porous | Wet | R245fa | MinimizeLCOE | IgnoreSilica | 288.448 | 233.6651 | 31.5464 | 4 | 3354.4755 |  | 75.2233 |  | 206.9584 | -7.3601e-05 | 94437466251.1686 | 25970424.916 | 2143032.3933 | 25415554.4846 | 62808272.4149 | 24077.0464 | 1579834.3068 | 0 | 45997066.2692 | 119674931.1368 | 81680599.5748 | 365293792.5428 | 3144235.0165 | 43740064.2209 |  | 1478867.319 | 9629733.914 | 0 | 423286693.0132 |  | 316227.766 | 126.1857 | 3354.4755 |  | 75.2233
1 | 5700 | 707 | 0.035 | 15 | 15 | 7 | 4.217e-10 | 0 | Water | Porous | Wet | R245fa | MinimizeLCOE | IgnoreSilica | 296.0728 | 239.9201 | 32.3952 | 4 | 3331.4057 |  | 74.706 |  | 207.0061 | -7.0368e-05 | 94191117057.8729 | 26467043.5854 | 2183030.7012 | 25958392.5631 | 64415060.0283 | 24077.0464 | 1605473.271 | 0 | 47054700.1062 | 122426677.4301 | 83558722.9627 | 373693177.6942 | 3144235.0165 | 43740064.2209 |  | 1478867.319 | 9629733.914 | 0 | 431686078.1646 |  | 421696.5034 | 129.5808 | 3331.4057 |  | 74.706
1 | 5700 | 707 | 0.035 | 15 | 15 | 7 | 5.6234e-10 | 0 | Water | Porous | Wet | R245fa | MinimizeLCOE | IgnoreSilica | 300.1406 | 243.2642 | 32.8788 | 4 | 3315.8199 |  | 74.3565 |  | 207.0348 | -6.7897e-05 | 94247461630.4855 | 26731067.5259 | 2204290.0222 | 26247443.3629 | 65267424.0325 | 24077.0464 | 1597664.9939 | 0 | 47608067.1237 | 123866424.8984 | 84541380.1937 | 378087839.1996 | 3144235.0165 | 43740064.2209 |  | 1478867.319 | 9629733.914 | 0 | 436080739.6701 |  | 562341.3252 | 131.5152 | 3315.8199 |  | 74.3565
1 | 5700 | 707 | 0.035 | 15 | 15 | 7 | 7.4989e-10 | 0 | Water | Porous | Wet | R245fa | MinimizeLCOE | IgnoreSilica | 303.0884 | 245.6887 | 33.2336 | 4 | 3304.2639 |  | 74.0973 |  | 207.0558 | -6.5914e-05 | 94310781847.8271 | 26921859.9339 | 2219648.9722 | 26456516.915 | 65884250.0549 | 24077.0464 | 1588982.959 | 0 | 48007180.9937 | 124904837.3188 | 85250118.0078 | 381257472.2017 | 3144235.0165 | 43740064.2209 |  | 1478867.319 | 9629733.914 | 0 | 439250372.6722 |  | 749894.2093 | 132.9344 | 3304.2639 |  | 74.0973
1 | 5700 | 707 | 0.035 | 15 | 15 | 7 | 1e-09 | 0 | Water | Porous | Wet | R245fa | MinimizeLCOE | IgnoreSilica | 305.2958 | 247.505 | 33.5004 | 4 | 3295.6217 |  | 73.9035 |  | 207.0717 | -6.44e-05 | 94361777900.8971 | 27064440.242 | 2231124.7665 | 26612865.406 | 66345771.6973 | 24077.0464 | 1581722.6159 | 0 | 48305400.6919 | 125680743.8002 | 85779690.1247 | 383625836.3909 | 3144235.0165 | 43740064.2209 |  | 1478867.319 | 9629733.914 | 0 | 441618736.8613 |  | 1000000 | 134.0016 | 3295.6217 |  | 73.9035
1 | 5700 | 707 | 0.035 | 15 | 15 | 7 | 1.3335e-09 | 0 | Water | Porous | Wet | R245fa | MinimizeLCOE | IgnoreSilica | 306.9742 | 248.8863 | 33.7033 | 4 | 3289.1336 |  | 73.758 |  | 207.0838 | -6.3269e-05 | 94398237025.1828 | 27172681.4039 | 2239835.5579 | 26731619.3772 | 66696506.514 | 24077.0464 | 1576239.9217 | 0 | 48531974.3302 | 126270241.9305 | 86182034.7116 | 385425210.7934 | 3144235.0165 | 43740064.2209 |  | 1478867.319 | 9629733.914 | 0 | 443418111.2638 |  | 1333521.4322 | 134.813 | 3289.1336 |  | 73.758
1 | 5700 | 707 | 0.035 | 15 | 15 | 7 | 1.7783e-09 | 0 | Water | Porous | Wet | R245fa | MinimizeLCOE | IgnoreSilica | 308.2506 | 249.9369 | 33.8574 | 4 | 3284.2607 |  | 73.6487 |  | 207.093 | -6.2427e-05 | 94423867329.2999 | 27254892.1281 | 2246450.8599 | 26821849.5271 | 66963112.6766 | 24077.0464 | 1572178.4554 | 0 | 48704198.6705 | 126718334.3357 | 86487866.9855 | 386792960.6851 | 3144235.0165 | 43740064.2209 |  | 1478867.319 | 9629733.914 | 0 | 444785861.1555 |  | 1778279.41 | 135.4295 | 3284.2607 |  | 73.6487
1 | 5700 | 707 | 0.035 | 15 | 15 | 7 | 2.3714e-09 | 0 | Water | Porous | Wet | R245fa | MinimizeLCOE | IgnoreSilica | 309.1863 | 250.7072 | 33.9711 | 4 | 3280.6271 |  | 73.5673 |  | 207.0998 | -6.1775e-05 | 94446840689.5097 | 27315113.6152 | 2251296.3797 | 26887964.452 | 67158464.7045 | 24077.0464 | 1568666.9612 | 0 | 48830177.432 | 127046105.2314 | 86711577.3568 | 387793443.1791 | 3144235.0165 | 43740064.2209 |  | 1478867.319 | 9629733.914 | 0 | 445786343.6496 |  | 2371373.7057 | 135.8845 | 3280.6271 |  | 73.5673
1 | 5700 | 707 | 0.035 | 15 | 15 | 7 | 3.1623e-09 | 0 | Water | Porous | Wet | R245fa | MinimizeLCOE | IgnoreSilica | 309.9025 | 251.2969 | 34.0579 | 4 | 3277.8929 |  | 73.506 |  | 207.105 | -6.1295e-05 | 94462179232.9343 | 27361176.8937 | 2255002.4969 | 26938546.4349 | 67307974.7745 | 24077.0464 | 1566189.1016 | 0 | 48926657.0317 | 127297125.3592 | 86882903.752 | 388559652.8908 | 3144235.0165 | 43740064.2209 |  | 1478867.319 | 9629733.914 | 0 | 446552553.3612 |  | 3162277.6602 | 136.2316 | 3277.8929 |  | 73.506
1 | 5700 | 707 | 0.035 | 15 | 15 | 7 | 4.217e-09 | 0 | Water | Porous | Wet | R245fa | MinimizeLCOE | IgnoreSilica | 310.4379 | 251.7377 | 34.1229 | 4 | 3275.845 |  | 73.46 |  | 207.1088 | -6.0932e-05 | 94474106145.5391 | 27395592.7345 | 2257771.3782 | 26976344.5059 | 67419708.1723 | 24077.0464 | 1564262.6444 | 0 | 48998725.0279 | 127484631.502 | 87010880.5473 | 389131993.5589 | 3144235.0165 | 43740064.2209 |  | 1478867.319 | 9629733.914 | 0 | 447124894.0294 |  | 4216965.0343 | 136.4915 | 3275.845 |  | 73.46
1 | 5700 | 707 | 0.035 | 15 | 15 | 7 | 5.6234e-09 | 0 | Water | Porous | Wet | R245fa | MinimizeLCOE | IgnoreSilica | 310.84 | 252.0688 | 34.1717 | 4 | 3274.3094 |  | 73.4256 |  | 207.1118 | -6.066e-05 | 94483050053.7886 | 27421431.5329 | 2259850.139 | 27004726.0548 | 67503614.5025 | 24077.0464 | 1562804.4648 | 0 | 49052836.4587 | 127625418.3454 | 87106970.4608 | 389561729.0053 | 3144235.0165 | 43740064.2209 |  | 1478867.319 | 9629733.914 | 0 | 447554629.4757 |  | 5623413.2519 | 136.6867 | 3274.3094 |  | 73.4256
1 | 5700 | 707 | 0.035 | 15 | 15 | 7 | 7.4989e-09 | 0 | Water | Porous | Wet | R245fa | MinimizeLCOE | IgnoreSilica | 311.1541 | 252.3275 | 34.2095 | 4 | 3273.1486 |  | 73.3996 |  | 207.114 | -6.0465e-05 | 94487918706.5743 | 27441609.0619 | 2261473.4028 | 27026891.2665 | 67569173.1618 | 24077.0464 | 1561896.0196 | 0 | 49095196.784 | 127735631.2223 | 87182193.014 | 389898140.9792 | 3144235.0165 | 43740064.2209 |  | 1478867.319 | 9629733.914 | 0 | 447891041.4496 |  | 7498942.0933 | 136.838 | 3273.1486 |  | 73.3996
1 | 5700 | 707 | 0.035 | 15 | 15 | 7 | 1e-08 | 0 | Water | Porous | Wet | R245fa | MinimizeLCOE | IgnoreSilica | 311.371 | 252.5061 | 34.2361 | 4 | 3272.2927 |  | 73.3804 |  | 207.1156 | -6.0304e-05 | 94494404519.3314 | 27455540.6308 | 2262594.168 | 27042196.2725 | 67614406.8814 | 24077.0464 | 1560913.3122 | 0 | 49124294.0414 | 127811336.3174 | 87233863.2969 | 390129221.9668 | 3144235.0165 | 43740064.2209 |  | 1478867.319 | 9629733.914 | 0 | 448122122.4373 |  | 10000000 | 136.9444 | 3272.2927 |  | 73.3804
1 | 5800 | 707 | 0.035 | 15 | 15 | 7 | 1e-13 | 0 | Water | Porous | Wet | R245fa | MinimizeLCOE | IgnoreSilica | 0.93431 | 0.24407 | 0.012199 | 4 | 1241579.2806 |  | 27842.1132 |  | 123.8595 | -5.7736e-05 | 30673581471.6904 | 147922.4348 | 5871.0027 | 110318.4695 | 70806.4823 | 24077.0464 | 59572.594 | 0 | 163241.5316 | 424720.9798 | 289880.7958 | 1296411.3369 | 3144235.0165 | 44820363.5998 |  | 1478867.319 | 9845793.7898 | 0 | 60585671.0621 |  | 100 | 0.048797 | 1241579.2806 |  | 27842.1132
1 | 5800 | 707 | 0.035 | 15 | 15 | 7 | 1.3335e-13 | 0 | Water | Porous | Wet | R245fa | MinimizeLCOE | IgnoreSilica | 1.2121 | 0.38904 | 0.026719 | 4 | 571362.9846 |  | 12812.6759 |  | 138.1227 | -6.3961e-05 | 44018657801.2677 | 218758.4407 | 9565.2669 | 158710.2011 | 95214.1683 | 24077.0464 | 66645.7379 | 0 | 223458.6359 | 581393.5329 | 396813.0327 | 1774636.0627 | 3144235.0165 | 44820363.5998 |  | 1478867.319 | 9845793.7898 | 0 | 61063895.7878 |  | 133.3521 | 0.10687 | 571362.9846 |  | 12812.6759
1 | 5800 | 707 | 0.035 | 15 | 15 | 7 | 1.7783e-13 | 0 | Water | Porous | Wet | R245fa | MinimizeLCOE | IgnoreSilica | 1.5826 | 0.60458 | 0.050633 | 4 | 304762.024 |  | 6834.2142 |  | 151.2891 | -7.2113e-05 | 56573419846.0963 | 314876.2669 | 15149.6937 | 223885.857 | 132716.4055 | 24077.0464 | 75560.5937 | 0 | 306643.6867 | 797823.9715 | 544531.2542 | 2435264.7756 | 3144235.0165 | 44820363.5998 |  | 1478867.319 | 9845793.7898 | 0 | 61724524.5008 |  | 177.8279 | 0.20253 | 304762.024 |  | 6834.2142
1 | 5800 | 707 | 0.035 | 15 | 15 | 7 | 2.3714e-13 | 0 | Water | Porous | Wet | R245fa | MinimizeLCOE | IgnoreSilica | 2.043 | 0.8947 | 0.085912 | 4 | 182042.8366 |  | 4082.2663 |  | 162.2685 | -7.9378e-05 | 67791774866.289 | 433704.9931 | 22828.1266 | 304041.9742 | 186187.171 | 24077.0464 | 84730.5449 | 0 | 411672.2439 | 1071086.7331 | 731038.704 | 3269367.5371 | 3144235.0165 | 44820363.5998 |  | 1478867.319 | 9845793.7898 | 0 | 62558627.2623 |  | 237.1374 | 0.34365 | 182042.8366 |  | 4082.2663
1 | 5800 | 707 | 0.035 | 15 | 15 | 7 | 3.1623e-13 | 0 | Water | Porous | Wet | R245fa | MinimizeLCOE | IgnoreSilica | 2.6452 | 1.2946 | 0.13825 | 4 | 115120.5201 |  | 2581.5496 |  | 171.6948 | -8.7304e-05 | 78554732808.5471 | 586198.236 | 33942.065 | 405623.3168 | 265914.4198 | 24077.0464 | 95835.7083 | 0 | 550520.409 | 1432341.1769 | 977602.2849 | 4372054.6629 | 3144235.0165 | 44820363.5998 |  | 1478867.319 | 9845793.7898 | 0 | 63661314.388 |  | 316.2278 | 0.553 | 115120.5201 |  | 2581.5496
1 | 5800 | 707 | 0.035 | 15 | 15 | 7 | 4.217e-13 | 0 | Water | Porous | Wet | R245fa | MinimizeLCOE | IgnoreSilica | 3.3344 | 1.6572 | 0.21251 | 4 | 76347.0038 |  | 1712.063 |  | 178.7768 | -8.5968e-05 | 397846663643.4702 | 773067.5756 | 64171.719 | 485284.9581 | 362887.5356 | 24077.0464 | 101625.8207 | 0 | 706334.7156 | 1837738.0408 | 1254293.9746 | 5609481.3864 | 3144235.0165 | 44820363.5998 |  | 1478867.319 | 9845793.7898 | 0 | 64898741.1116 |  | 421.6965 | 0.85005 | 76347.0038 |  | 1712.063
1 | 5800 | 707 | 0.035 | 15 | 15 | 7 | 5.6234e-13 | 0 | Water | Porous | Wet | R245fa | MinimizeLCOE | IgnoreSilica | 3.7365 | 2.5503 | 0.33387 | 4 | 53144.935 |  | 1191.7622 |  | 181.8219 | -9.6174e-05 | 99291172032.8479 | 1052392.5863 | 95634.5103 | 684558.1599 | 1803268.3889 | 24077.0464 | 112583.5793 | 0 | 1471280.5657 | 3827970.2309 | 2612668.3395 | 11684433.4072 | 3144235.0165 | 44820363.5998 |  | 1478867.319 | 9845793.7898 | 0 | 70973693.1323 |  | 562.3413 | 1.3355 | 53144.935 |  | 1191.7622
1 | 5800 | 707 | 0.035 | 15 | 15 | 7 | 7.4989e-13 | 0 | Water | Porous | Wet | R245fa | MinimizeLCOE | IgnoreSilica | 4.7279 | 3.3591 | 0.44404 | 4 | 41482.0989 |  | 930.226 |  | 187.2853 | -3.2271e-07 | 95419746837.2425 | 1275707.4816 | 110783.3373 | 853442.0318 | 2255235.6189 | 24077.0464 | 126877.3924 | 0 | 1811987.9343 | 4714420.9151 | 3217689.1463 | 14390220.9041 | 3144235.0165 | 44820363.5998 |  | 1478867.319 | 9845793.7898 | 0 | 73679480.6292 |  | 749.8942 | 1.7762 | 41482.0989 |  | 930.226
1 | 5800 | 707 | 0.035 | 15 | 15 | 7 | 1e-12 | 0 | Water | Porous | Wet | R245fa | MinimizeLCOE | IgnoreSilica | 6.058 | 4.4196 | 0.58668 | 4 | 31746.6818 |  | 711.9116 |  | 191.9745 | -3.4749e-07 | 96883762305.7996 | 1546680.3318 | 133251.9663 | 1063000.6052 | 2000172.439 | 24077.0464 | 144180.3965 | 0 | 1915431.4862 | 4983559.8182 | 3401381.9778 | 15211736.0675 | 3144235.0165 | 44820363.5998 |  | 1478867.319 | 9845793.7898 | 0 | 74500995.7927 |  | 1000 | 2.3467 | 31746.6818 |  | 711.9116
1 | 5800 | 707 | 0.035 | 15 | 15 | 7 | 1.3335e-12 | 0 | Water | Porous | Wet | R245fa | MinimizeLCOE | IgnoreSilica | 7.7294 | 5.7896 | 0.77144 | 4 | 24991.6991 |  | 560.4328 |  | 195.6852 | -3.6805e-07 | 97996670811.7122 | 1870922.1768 | 160986.6421 | 1319309.3655 | 2217121.4669 | 24077.0464 | 163943.8289 | 0 | 2244980.6053 | 5840979.0263 | 3986588.2055 | 17828908.3637 | 3144235.0165 | 44820363.5998 |  | 1478867.319 | 9845793.7898 | 0 | 77118168.0888 |  | 1333.5214 | 3.0858 | 24991.6991 |  | 560.4328
1 | 5800 | 707 | 0.035 | 15 | 15 | 7 | 1.7783e-12 | 0 | Water | Porous | Wet | R245fa | MinimizeLCOE | IgnoreSilica | 9.9368 | 7.6047 | 1.0161 | 4 | 19859.1987 |  | 445.3377 |  | 198.7414 | -3.8749e-07 | 98831594782.7051 | 2268007.8517 | 194857.032 | 1640938.1543 | 2601556.2854 | 24077.0464 | 188540.0293 | 0 | 2698010.7957 | 7019670.6522 | 4791069.4599 | 21426727.3069 | 3144235.0165 | 44820363.5998 |  | 1478867.319 | 9845793.7898 | 0 | 80715987.032 |  | 1778.2794 | 4.0644 | 19859.1987 |  | 445.3377
1 | 5800 | 707 | 0.035 | 15 | 15 | 7 | 2.3714e-12 | 0 | Water | Porous | Wet | R245fa | MinimizeLCOE | IgnoreSilica | 12.8326 | 9.9907 | 1.3379 | 4 | 15954.9063 |  | 357.7849 |  | 201.2003 | -4.0359e-07 | 99500207543.6264 | 2750441.6795 | 235886.0018 | 2041278.9772 | 3156200.7326 | 24077.0464 | 218133.7812 | 0 | 3286147.1053 | 8549880.6865 | 5835469.251 | 26097515.2614 | 3144235.0165 | 44820363.5998 |  | 1478867.319 | 9845793.7898 | 0 | 85386774.9866 |  | 2371.3737 | 5.3518 | 15954.9063 |  | 357.7849
1 | 5800 | 707 | 0.035 | 15 | 15 | 7 | 3.1623e-12 | 0 | Water | Porous | Wet | R245fa | MinimizeLCOE | IgnoreSilica | 16.6453 | 13.1363 | 1.7624 | 4 | 12961.7462 |  | 290.664 |  | 203.1608 | -4.1667e-07 | 100028332391.8348 | 3338309.153 | 285703.9786 | 2540997.3566 | 3916727.2141 | 24077.0464 | 253957.4097 | 0 | 4040311.1418 | 10512060.8091 | 7174697.5035 | 32086841.6128 | 3144235.0165 | 44820363.5998 |  | 1478867.319 | 9845793.7898 | 0 | 91376101.338 |  | 3162.2777 | 7.0497 | 12961.7462 |  | 290.664
1 | 5800 | 707 | 0.035 | 15 | 15 | 7 | 4.217e-12 | 0 | Water | Porous | Wet | R245fa | MinimizeLCOE | IgnoreSilica | 21.6948 | 17.3058 | 2.325 | 4 | 10650.6491 |  | 238.8382 |  | 204.7144 | -4.2772e-07 | 100416545339.8505 | 4058424.2195 | 346528.7195 | 3167949.0924 | 4942606.2733 | 24077.0464 | 297981.0536 | 0 | 5006650.8978 | 13026278.6308 | 8890702.8288 | 39761198.7621 | 3144235.0165 | 44820363.5998 |  | 1478867.319 | 9845793.7898 | 0 | 99050458.4873 |  | 4216.965 | 9.2999 | 10650.6491 |  | 238.8382
1 | 5800 | 707 | 0.035 | 15 | 15 | 7 | 5.6234e-12 | 0 | Water | Porous | Wet | R245fa | MinimizeLCOE | IgnoreSilica | 28.3432 | 22.7985 | 3.0663 | 4 | 8870.8858 |  | 198.9275 |  | 205.9273 | -4.3597e-07 | 100715804792.0496 | 4935075.2269 | 420288.0423 | 3949563.2461 | 6306407.6218 | 24077.0464 | 351161.0907 | 0 | 6234763.1869 | 16221574.8866 | 11071558.1801 | 49514468.5278 | 3144235.0165 | 44820363.5998 |  | 1478867.319 | 9845793.7898 | 0 | 108803728.2529 |  | 5623.4133 | 12.2653 | 8870.8858 |  | 198.9275
1 | 5800 | 707 | 0.035 | 15 | 15 | 7 | 7.4989e-12 | 0 | Water | Porous | Wet | R245fa | MinimizeLCOE | IgnoreSilica | 37.0863 | 30.0244 | 4.0416 | 4 | 7495.6957 |  | 168.0892 |  | 206.869 | -4.4208e-07 | 100924263900.8111 | 6001138.1517 | 509618.0535 | 4922703.3796 | 8108808.5001 | 24077.0464 | 415640.0101 | 0 | 7792974.2051 | 20275720.323 | 13838595.7448 | 61889275.4144 | 3144235.0165 | 44820363.5998 |  | 1478867.319 | 9845793.7898 | 0 | 121178535.1395 |  | 7498.9421 | 16.1664 | 7495.6957 |  | 168.0892
1 | 5800 | 707 | 0.035 | 15 | 15 | 7 | 1e-11 | 0 | Water | Porous | Wet | R245fa | MinimizeLCOE | IgnoreSilica | 48.4869 | 39.4494 | 5.3138 | 4 | 6433.7037 |  | 144.2742 |  | 207.5944 | -4.4597e-07 | 101053122573.151 | 7287312.7548 | 616962.1203 | 6124304.3398 | 10463913.2741 | 24077.0464 | 493028.7627 | 0 | 9753743.3362 | 25377239.393 | 17320487.3358 | 77461068.363 | 3144235.0165 | 44820363.5998 |  | 1478867.319 | 9845793.7898 | 0 | 136750328.0881 |  | 10000 | 21.2553 | 6433.7037 |  | 144.2742
1 | 5800 | 707 | 0.035 | 15 | 15 | 7 | 1.3335e-11 | 0 | Water | Porous | Wet | R245fa | MinimizeLCOE | IgnoreSilica | 63.1226 | 51.5526 | 6.948 | 4 | 5615.5484 |  | 125.9273 |  | 208.1505 | -4.4722e-07 | 101108590775.1524 | 8817060.8994 | 744076.0148 | 7586209.1924 | 13490435.7704 | 24077.0464 | 584242.6437 | 0 | 12185979.6111 | 31705419.26 | 21639600.1262 | 96777100.5642 | 3144235.0165 | 44820363.5998 |  | 1478867.319 | 9845793.7898 | 0 | 156066360.2894 |  | 13335.2143 | 27.7918 | 5615.5484 |  | 125.9273
1 | 5800 | 707 | 0.035 | 15 | 15 | 7 | 1.7783e-11 | 0 | Water | Porous | Wet | R245fa | MinimizeLCOE | IgnoreSilica | 81.4831 | 66.7419 | 8.9993 | 4 | 4987.1425 |  | 111.8355 |  | 208.5775 | -4.4562e-07 | 101077180580.1119 | 10599322.9122 | 891499.1782 | 9327027.6059 | 17288057.4677 | 24077.0464 | 689501.0515 | 0 | 15139599.2521 | 39390131.6952 | 26884574.2682 | 120233790.4773 | 3144235.0165 | 44820363.5998 |  | 1478867.319 | 9845793.7898 | 0 | 179523050.2024 |  | 17782.7941 | 35.9972 | 4987.1425 |  | 111.8355
1 | 5800 | 707 | 0.035 | 15 | 15 | 7 | 2.3714e-11 | 0 | Water | Porous | Wet | R245fa | MinimizeLCOE | IgnoreSilica | 103.6757 | 85.1116 | 11.4813 | 4 | 4507.9523 |  | 101.0897 |  | 208.9086 | -4.4052e-07 | 100947669387.3736 | 12607750.5413 | 1056899.8728 | 11329614.846 | 21875019.0553 | 24077.0464 | 806514.6084 | 0 | 18602951.6284 | 48401064.147 | 33034720.8227 | 147738612.5683 | 3144235.0165 | 44820363.5998 |  | 1478867.319 | 9845793.7898 | 0 | 207027872.2934 |  | 23713.7371 | 45.925 | 4507.9523 |  | 101.0897
1 | 5800 | 707 | 0.035 | 15 | 15 | 7 | 3.1623e-11 | 0 | Water | Porous | Wet | R245fa | MinimizeLCOE | IgnoreSilica | 129.1428 | 106.2079 | 14.3336 | 4 | 4146.4176 |  | 92.9824 |  | 209.1705 | -4.3144e-07 | 100712753907.3514 | 14768624.697 | 1234103.769 | 13525390.4913 | 27131151.3262 | 24077.0464 | 930105.756 | 0 | 22469246.7035 | 58460370.8463 | 39900404.3431 | 178443474.979 | 3144235.0165 | 44820363.5998 |  | 1478867.319 | 9845793.7898 | 0 | 237732734.7041 |  | 31622.7766 | 57.3345 | 4146.4176 |  | 92.9824
1 | 5800 | 707 | 0.035 | 15 | 15 | 7 | 4.217e-11 | 0 | Water | Porous | Wet | R245fa | MinimizeLCOE | IgnoreSilica | 156.5332 | 128.921 | 17.4075 | 4 | 3877.1036 |  | 86.9431 |  | 209.3836 | -4.1847e-07 | 100365871017.0894 | 16963690.1137 | 1413410.8052 | 15793675.7067 | 32772131.6867 | 24077.0464 | 1052693.6881 | 0 | 26527674.8283 | 69019568.3288 | 47107273.5947 | 210674195.7986 | 3144235.0165 | 44820363.5998 |  | 1478867.319 | 9845793.7898 | 0 | 269963455.5238 |  | 42169.6503 | 69.6302 | 3877.1036 |  | 86.9431
1 | 5800 | 707 | 0.035 | 15 | 15 | 7 | 5.6234e-11 | 0 | Water | Porous | Wet | R245fa | MinimizeLCOE | IgnoreSilica | 183.9728 | 151.7035 | 20.4946 | 4 | 3678.8786 |  | 82.498 |  | 209.5611 | -4.0253e-07 | 99939206128.0449 | 19058486.5036 | 1583939.9737 | 17989567.236 | 38407912.8478 | 24077.0464 | 1166358.2405 | 0 | 30509833.3207 | 79380327.873 | 54178704.876 | 242299207.9175 | 3144235.0165 | 44820363.5998 |  | 1478867.319 | 9845793.7898 | 0 | 301588467.6427 |  | 56234.1325 | 81.9784 | 3678.8786 |  | 82.498
1 | 5800 | 707 | 0.035 | 15 | 15 | 7 | 7.4989e-11 | 0 | Water | Porous | Wet | R245fa | MinimizeLCOE | IgnoreSilica | 209.6662 | 173.066 | 23.3929 | 4 | 3534.1502 |  | 79.2525 |  | 209.7104 | -3.8526e-07 | 99468021332.6739 | 20943670.6882 | 1736960.7978 | 19989117.8029 | 43669045.1914 | 24077.0464 | 1265576.7868 | 0 | 34175094.8422 | 88916586.5036 | 60687397.3419 | 271407527.0011 | 3144235.0165 | 44820363.5998 |  | 1478867.319 | 9845793.7898 | 0 | 330696786.7262 |  | 74989.4209 | 93.5718 | 3534.1502 |  | 79.2525
1 | 5800 | 707 | 0.035 | 15 | 15 | 7 | 1e-10 | 0 | Water | Porous | Wet | R245fa | MinimizeLCOE | IgnoreSilica | 232.3138 | 191.9226 | 25.9554 | 4 | 3428.9698 |  | 76.8938 |  | 209.8349 | -3.6814e-07 | 99004865295.7651 | 22554060.1717 | 1867368.6348 | 21713263.6282 | 48292292.5524 | 24077.0464 | 1347173.14 | 0 | 37361311.7177 | 97206469.2305 | 66345412.643 | 296711428.7647 | 3144235.0165 | 44820363.5998 |  | 1478867.319 | 9845793.7898 | 0 | 356000688.4899 |  | 100000 | 103.8215 | 3428.9698 |  | 76.8938
1 | 5800 | 707 | 0.035 | 15 | 15 | 7 | 1.3335e-10 | 0 | Water | Porous | Wet | R245fa | MinimizeLCOE | IgnoreSilica | 251.4099 | 207.843 | 28.1218 | 4 | 3352.4286 |  | 75.1774 |  | 209.9371 | -3.3794e-07 | 98578877988.872 | 23879447.7034 | 1974497.6928 | 23142624.8141 | 52179427.2237 | 24077.0464 | 1412088.4131 | 0 | 40018743.5284 | 104120561.6879 | 71064422.8156 | 317815890.9254 | 3144235.0165 | 44820363.5998 |  | 1478867.319 | 9845793.7898 | 0 | 377105150.6505 |  | 133352.1432 | 112.4872 | 3352.4286 |  | 75.1774
1 | 5800 | 707 | 0.035 | 15 | 15 | 7 | 1.7783e-10 | 0 | Water | Porous | Wet | R245fa | MinimizeLCOE | IgnoreSilica | 266.9742 | 220.8339 | 29.8919 | 4 | 3296.5621 |  | 73.9246 |  | 210.0195 | -9.2693e-05 | 98209974289.7336 | 24940009.4271 | 2060097.7999 | 24292759.5784 | 55339740.9838 | 24077.0464 | 1462362.6511 | 0 | 42166428.5198 | 109708397.4848 | 74878235.5655 | 334872109.0569 | 3144235.0165 | 44820363.5998 |  | 1478867.319 | 9845793.7898 | 0 | 394161368.782 |  | 177827.941 | 119.5674 | 3296.5621 |  | 73.9246
1 | 5800 | 707 | 0.035 | 15 | 15 | 7 | 2.3714e-10 | 0 | Water | Porous | Wet | R245fa | MinimizeLCOE | IgnoreSilica | 279.3495 | 231.1729 | 31.3023 | 4 | 3255.6301 |  | 73.0067 |  | 210.0848 | -8.4284e-05 | 97904635828.0305 | 25771655.0258 | 2127147.7066 | 25198447.0893 | 57847285.3364 | 24077.0464 | 1500554.7562 | 0 | 43862975.1146 | 114122463.715 | 77890926.4676 | 348345532.2578 | 3144235.0165 | 44820363.5998 |  | 1478867.319 | 9845793.7898 | 0 | 407634791.983 |  | 237137.3706 | 125.2092 | 3255.6301 |  | 73.0067
1 | 5800 | 707 | 0.035 | 15 | 15 | 7 | 3.1623e-10 | 0 | Water | Porous | Wet | R245fa | MinimizeLCOE | IgnoreSilica | 289.0205 | 239.259 | 32.4066 | 4 | 3225.5135 |  | 72.3314 |  | 210.1357 | -7.7541e-05 | 97659856443.8436 | 26414855.8029 | 2178961.3138 | 25901133.6947 | 59803603.5858 | 24077.0464 | 1529228.3447 | 0 | 45182225.3174 | 117554882.127 | 80233622.563 | 358822589.7956 | 3144235.0165 | 44820363.5998 |  | 1478867.319 | 9845793.7898 | 0 | 418111849.5207 |  | 316227.766 | 129.6264 | 3225.5135 |  | 72.3314
1 | 5800 | 707 | 0.035 | 15 | 15 | 7 | 4.217e-10 | 0 | Water | Porous | Wet | R245fa | MinimizeLCOE | IgnoreSilica | 296.5092 | 245.537 | 33.2609 | 4 | 3203.3669 |  | 71.8347 |  | 210.1829 | -7.3151e-05 | 97431217399.503 | 26910059.3984 | 2218827.7148 | 26443424.8059 | 61309406.0431 | 24077.0464 | 1553563.4269 | 0 | 46199149.7899 | 120200711.0045 | 82039455.1382 | 366898674.3681 | 3144235.0165 | 44820363.5998 |  | 1478867.319 | 9845793.7898 | 0 | 426187934.0933 |  | 421696.5034 | 133.0437 | 3203.3669 |  | 71.8347
1 | 5800 | 707 | 0.035 | 15 | 15 | 7 | 5.6234e-10 | 0 | Water | Porous | Wet | R245fa | MinimizeLCOE | IgnoreSilica | 300.3453 | 248.7596 | 33.7307 | 4 | 3188.782 |  | 71.5077 |  | 210.2101 | -7.0464e-05 | 97509813886.6768 | 27162887.6574 | 2239173.3577 | 26720719.2058 | 62077153.6897 | 24077.0464 | 1543246.4091 | 0 | 46709230.3728 | 121527836.0494 | 82945245.251 | 370949569.0393 | 3144235.0165 | 44820363.5998 |  | 1478867.319 | 9845793.7898 | 0 | 430238828.7645 |  | 562341.3252 | 134.9226 | 3188.782 |  | 71.5077
1 | 5800 | 707 | 0.035 | 15 | 15 | 7 | 7.4989e-10 | 0 | Water | Porous | Wet | R245fa | MinimizeLCOE | IgnoreSilica | 303.2347 | 251.188 | 34.0858 | 4 | 3177.8787 |  | 71.2632 |  | 210.2307 | -6.8414e-05 | 97573682575.4897 | 27352794.6537 | 2254451.9299 | 26929190.5395 | 62654899.8243 | 24077.0464 | 1534548.1863 | 0 | 47092485.2502 | 122524986.6241 | 83625821.0076 | 373993255.0619 | 3144235.0165 | 44820363.5998 |  | 1478867.319 | 9845793.7898 | 0 | 433282514.787 |  | 749894.2093 | 136.3433 | 3177.8787 |  | 71.2632
1 | 5800 | 707 | 0.035 | 15 | 15 | 7 | 1e-09 | 0 | Water | Porous | Wet | R245fa | MinimizeLCOE | IgnoreSilica | 305.4079 | 253.015 | 34.3538 | 4 | 3169.7215 |  | 71.0802 |  | 210.2463 | -6.6856e-05 | 97623503034.6618 | 27495335.0043 | 2265917.6676 | 27085769.6353 | 63089133.1405 | 24077.0464 | 1527460.4676 | 0 | 47380200.2551 | 123273562.0483 | 84136739.1163 | 376278194.3814 | 3144235.0165 | 44820363.5998 |  | 1478867.319 | 9845793.7898 | 0 | 435567454.1066 |  | 1000000 | 137.4151 | 3169.7215 |  | 71.0802
1 | 5800 | 707 | 0.035 | 15 | 15 | 7 | 1.3335e-09 | 0 | Water | Porous | Wet | R245fa | MinimizeLCOE | IgnoreSilica | 307.0474 | 254.3937 | 34.5562 | 4 | 3163.6091 |  | 70.9432 |  | 210.2581 | -6.5683e-05 | 97661012643.0774 | 27602709.9428 | 2274553.5957 | 27203778.9 | 63416579.2465 | 24077.0464 | 1521918.8419 | 0 | 47597010.8536 | 123837658.7517 | 84521746.7074 | 378000033.886 | 3144235.0165 | 44820363.5998 |  | 1478867.319 | 9845793.7898 | 0 | 437289293.6112 |  | 1333521.4322 | 138.2248 | 3163.6091 |  | 70.9432
1 | 5800 | 707 | 0.035 | 15 | 15 | 7 | 1.7783e-09 | 0 | Water | Porous | Wet | R245fa | MinimizeLCOE | IgnoreSilica | 308.2849 | 255.4344 | 34.7091 | 4 | 3159.026 |  | 70.8404 |  | 210.267 | -6.4802e-05 | 97688873496.965 | 27683657.1463 | 2281063.3458 | 27292776.4442 | 63663628.2306 | 24077.0464 | 1517670.1588 | 0 | 47760520.2251 | 124263076.5959 | 84812103.1276 | 379298572.3205 | 3144235.0165 | 44820363.5998 |  | 1478867.319 | 9845793.7898 | 0 | 438587832.0457 |  | 1778279.41 | 138.8364 | 3159.026 |  | 70.8404
1 | 5800 | 707 | 0.035 | 15 | 15 | 7 | 2.3714e-09 | 0 | Water | Porous | Wet | R245fa | MinimizeLCOE | IgnoreSilica | 309.2252 | 256.2253 | 34.8251 | 4 | 3155.5825 |  | 70.7632 |  | 210.2738 | -6.4148e-05 | 97708462965.1439 | 27745114.3302 | 2286005.3398 | 27360364.771 | 63851320.498 | 24077.0464 | 1514552.7836 | 0 | 47884759.5599 | 124586321.8602 | 85032724.6625 | 380285240.8516 | 3144235.0165 | 44820363.5998 |  | 1478867.319 | 9845793.7898 | 0 | 439574500.5768 |  | 2371373.7057 | 139.3006 | 3155.5825 |  | 70.7632
1 | 5800 | 707 | 0.035 | 15 | 15 | 7 | 3.1623e-09 | 0 | Water | Porous | Wet | R245fa | MinimizeLCOE | IgnoreSilica | 309.922 | 256.8115 | 34.9114 | 4 | 3153.0102 |  | 70.7055 |  | 210.2788 | -6.3648e-05 | 97724651810.5183 | 27790625.411 | 2289664.8422 | 27410426.7784 | 63990354.2408 | 24077.0464 | 1512016.8081 | 0 | 47976694.3995 | 124825517.4542 | 85195980.5704 | 381015357.551 | 3144235.0165 | 44820363.5998 |  | 1478867.319 | 9845793.7898 | 0 | 440304617.2761 |  | 3162277.6602 | 139.6458 | 3153.0102 |  | 70.7055
1 | 5800 | 707 | 0.035 | 15 | 15 | 7 | 4.217e-09 | 0 | Water | Porous | Wet | R245fa | MinimizeLCOE | IgnoreSilica | 310.4379 | 257.2456 | 34.9756 | 4 | 3151.0883 |  | 70.6624 |  | 210.2826 | -6.3266e-05 | 97737904882.1063 | 27824309.5477 | 2292373.2376 | 27447485.0005 | 64093275.8732 | 24077.0464 | 1509974.5232 | 0 | 48044683.1391 | 125002410.2084 | 85316713.5099 | 381555302.0858 | 3144235.0165 | 44820363.5998 |  | 1478867.319 | 9845793.7898 | 0 | 440844561.811 |  | 4216965.0343 | 139.9023 | 3151.0883 |  | 70.6624
1 | 5800 | 707 | 0.035 | 15 | 15 | 7 | 5.6234e-09 | 0 | Water | Porous | Wet | R245fa | MinimizeLCOE | IgnoreSilica | 310.84 | 257.5839 | 35.0252 | 4 | 3149.6345 |  | 70.6298 |  | 210.2855 | -6.2992e-05 | 97745719674.2339 | 27850549.6707 | 2294483.0252 | 27476356.9723 | 64173499.855 | 24077.0464 | 1508655.5171 | 0 | 48097772.6138 | 125140538.1314 | 85410988.6556 | 381976921.4876 | 3144235.0165 | 44820363.5998 |  | 1478867.319 | 9845793.7898 | 0 | 441266181.2128 |  | 5623413.2519 | 140.1008 | 3149.6345 |  | 70.6298
1 | 5800 | 707 | 0.035 | 15 | 15 | 7 | 7.4989e-09 | 0 | Water | Porous | Wet | R245fa | MinimizeLCOE | IgnoreSilica | 311.1347 | 257.8318 | 35.0617 | 4 | 3148.5508 |  | 70.6055 |  | 210.2876 | -6.278e-05 | 97752626622.6875 | 27869775.4222 | 2296028.7983 | 27497512.9392 | 64232276.193 | 24077.0464 | 1507548.1578 | 0 | 48136615.2371 | 125241598.6696 | 85479964.5495 | 382285397.0129 | 3144235.0165 | 44820363.5998 |  | 1478867.319 | 9845793.7898 | 0 | 441574656.7381 |  | 7498942.0933 | 140.247 | 3148.5508 |  | 70.6055
1 | 5800 | 707 | 0.035 | 15 | 15 | 7 | 1e-08 | 0 | Water | Porous | Wet | R245fa | MinimizeLCOE | IgnoreSilica | 311.3588 | 258.0204 | 35.0895 | 4 | 3147.7356 |  | 70.5872 |  | 210.2893 | -6.2623e-05 | 97757377673.521 | 27884394.0356 | 2297204.1309 | 27513600.297 | 64276979.4251 | 24077.0464 | 1506759.2006 | 0 | 48166175.5129 | 125318508.4434 | 85532457.0504 | 382520155.1422 | 3144235.0165 | 44820363.5998 |  | 1478867.319 | 9845793.7898 | 0 | 441809414.8674 |  | 10000000 | 140.3579 | 3147.7356 |  | 70.5872
1 | 5900 | 707 | 0.035 | 15 | 15 | 7 | 1e-13 | 0 | Water | Porous | Wet | R245fa | MinimizeLCOE | IgnoreSilica | 0.95376 | 0.25713 | 0.01367 | 4 | 1132779.658 |  | 25402.3082 |  | 125.9476 | -5.8117e-05 | 33434030145.1503 | 154971.5911 | 6236.1124 | 114860.5796 | 72896.8545 | 24077.0464 | 59732.4029 | 0 | 168782.0889 | 439136.3734 | 299719.5982 | 1340412.6474 | 3144235.0165 | 45912383.1604 |  | 1478867.319 | 10064197.702 | 0 | 61940095.8453 |  | 100 | 0.05468 | 1132779.658 |  | 25402.3082
1 | 5900 | 707 | 0.035 | 15 | 15 | 7 | 1.3335e-13 | 0 | Water | Porous | Wet | R245fa | MinimizeLCOE | IgnoreSilica | 1.251 | 0.41764 | 0.030042 | 4 | 519823.6763 |  | 11656.9194 |  | 141.0146 | -6.606e-05 | 47727086636.8644 | 232815.42 | 10387.6508 | 167661.4494 | 99985.2443 | 24077.0464 | 67752.5606 | 0 | 235044.9549 | 611538.7582 | 417387.7683 | 1866650.8528 | 3144235.0165 | 45912383.1604 |  | 1478867.319 | 10064197.702 | 0 | 62466334.0507 |  | 133.3521 | 0.12017 | 519823.6763 |  | 11656.9194
1 | 5900 | 707 | 0.035 | 15 | 15 | 7 | 1.7783e-13 | 0 | Water | Porous | Wet | R245fa | MinimizeLCOE | IgnoreSilica | 1.6215 | 0.64082 | 0.05563 | 4 | 283767.604 |  | 6363.4195 |  | 153.9643 | -7.3697e-05 | 60868928205.1722 | 331672.4013 | 16289.9965 | 234138.6924 | 139211.4021 | 24077.0464 | 75980.9876 | 0 | 320334.5052 | 833444.673 | 568843.1149 | 2543992.8193 | 3144235.0165 | 45912383.1604 |  | 1478867.319 | 10064197.702 | 0 | 63143676.0172 |  | 177.8279 | 0.22252 | 283767.604 |  | 6363.4195
1 | 5900 | 707 | 0.035 | 15 | 15 | 7 | 2.3714e-13 | 0 | Water | Porous | Wet | R245fa | MinimizeLCOE | IgnoreSilica | 2.0819 | 0.94056 | 0.093218 | 4 | 171646.3875 |  | 3849.1285 |  | 164.8531 | -8.0573e-05 | 72881373159.0519 | 454220.1717 | 24477.3011 | 315854.4711 | 195490.5219 | 24077.0464 | 84456.1793 | 0 | 428444.5197 | 1114724.7541 | 760822.55 | 3402567.5153 | 3144235.0165 | 45912383.1604 |  | 1478867.319 | 10064197.702 | 0 | 64002250.7132 |  | 237.1374 | 0.37287 | 171646.3875 |  | 3849.1285
1 | 5900 | 707 | 0.035 | 15 | 15 | 7 | 3.1623e-13 | 0 | Water | Porous | Wet | R245fa | MinimizeLCOE | IgnoreSilica | 2.6887 | 1.355 | 0.14951 | 4 | 108942.4458 |  | 2443.0078 |  | 174.3281 | -8.8652e-05 | 85074563661.1183 | 613654.8419 | 36761.5206 | 419687.7131 | 280786.0103 | 24077.0464 | 95119.9836 | 0 | 573333.9752 | 1491697.3964 | 1018114.1244 | 4553232.6119 | 3144235.0165 | 45912383.1604 |  | 1478867.319 | 10064197.702 | 0 | 65152915.8098 |  | 316.2278 | 0.59805 | 108942.4458 |  | 2443.0078
1 | 5900 | 707 | 0.035 | 15 | 15 | 7 | 4.217e-13 | 0 | Water | Porous | Wet | R245fa | MinimizeLCOE | IgnoreSilica | 3.0908 | 1.5558 | 0.2035 | 4 | 81007.1799 |  | 1816.5663 |  | 178.8125 | -7.2348e-05 | 522996298749.16 | 740965.0149 | 62409.4997 | 461255.0333 | 348597.5091 | 24077.0464 | 87079.0746 | 0 | 672509.4394 | 1749731.6107 | 1194227.7777 | 5340852.0059 | 3144235.0165 | 45912383.1604 |  | 1478867.319 | 10064197.702 | 0 | 65940535.2038 |  | 421.6965 | 0.81401 | 81007.1799 |  | 1816.5663
1 | 5900 | 707 | 0.035 | 15 | 15 | 7 | 5.6234e-13 | 0 | Water | Porous | Wet | R245fa | MinimizeLCOE | IgnoreSilica | 3.8265 | 2.6701 | 0.35186 | 4 | 51581.1087 |  | 1156.6938 |  | 184.8058 | -9.92e-05 | 100547790063.8194 | 1086777.8085 | 96524.7771 | 710163.9343 | 1843541.7562 | 24077.0464 | 112604.9786 | 0 | 1510739.2174 | 3930633.5485 | 2682738.1633 | 11997801.2301 | 3144235.0165 | 45912383.1604 |  | 1478867.319 | 10064197.702 | 0 | 72597484.428 |  | 562.3413 | 1.4074 | 51581.1087 |  | 1156.6938
1 | 5900 | 707 | 0.035 | 15 | 15 | 7 | 7.4989e-13 | 0 | Water | Porous | Wet | R245fa | MinimizeLCOE | IgnoreSilica | 4.8742 | 3.5176 | 0.46643 | 4 | 39450.7056 |  | 884.6725 |  | 190.4592 | -3.3885e-07 | 98327275141.5196 | 1317077.7749 | 113567.2034 | 885571.6629 | 1731672.3286 | 24077.0464 | 126924.1914 | 0 | 1637567.181 | 4260613.8936 | 2907956.5293 | 13005027.8115 | 3144235.0165 | 45912383.1604 |  | 1478867.319 | 10064197.702 | 0 | 73604711.0094 |  | 749.8942 | 1.8657 | 39450.7056 |  | 884.6725
1 | 5900 | 707 | 0.035 | 15 | 15 | 7 | 1e-12 | 0 | Water | Porous | Wet | R245fa | MinimizeLCOE | IgnoreSilica | 6.1849 | 4.6102 | 0.6141 | 4 | 30743.6482 |  | 689.4188 |  | 194.9941 | -3.6374e-07 | 99762273664.4061 | 1593364.521 | 137256.9004 | 1099505.7906 | 1819677.4798 | 24077.0464 | 143071.7256 | 0 | 1878611.8508 | 4887762.6796 | 3335998.4623 | 14919326.4564 | 3144235.0165 | 45912383.1604 |  | 1478867.319 | 10064197.702 | 0 | 75519009.6543 |  | 1000 | 2.4564 | 30743.6482 |  | 689.4188
1 | 5900 | 707 | 0.035 | 15 | 15 | 7 | 1.3335e-12 | 0 | Water | Porous | Wet | R245fa | MinimizeLCOE | IgnoreSilica | 7.9124 | 6.0571 | 0.80954 | 4 | 24192.1138 |  | 542.5023 |  | 198.7814 | -3.8837e-07 | 100883095093.1382 | 1931494.7881 | 166166.5941 | 1367849.7571 | 2074279.1572 | 24077.0464 | 163323.7692 | 0 | 2233604.5337 | 5811380.8215 | 3966386.8226 | 17738563.2901 | 3144235.0165 | 45912383.1604 |  | 1478867.319 | 10064197.702 | 0 | 78338246.488 |  | 1333.5214 | 3.2382 | 24192.1138 |  | 542.5023
1 | 5900 | 707 | 0.035 | 15 | 15 | 7 | 1.7783e-12 | 0 | Water | Porous | Wet | R245fa | MinimizeLCOE | IgnoreSilica | 10.1601 | 7.9458 | 1.065 | 4 | 19256.4774 |  | 431.8218 |  | 201.8492 | -4.0883e-07 | 101722113154.7164 | 2339395.8936 | 200946.1202 | 1699549.1997 | 2467834.6242 | 24077.0464 | 187255.9576 | 0 | 2698432.9482 | 7020769.0066 | 4791819.1094 | 21430079.9059 | 3144235.0165 | 45912383.1604 |  | 1478867.319 | 10064197.702 | 0 | 82029763.1038 |  | 1778.2794 | 4.2599 | 19256.4774 |  | 431.8218
1 | 5900 | 707 | 0.035 | 15 | 15 | 7 | 2.3714e-12 | 0 | Water | Porous | Wet | R245fa | MinimizeLCOE | IgnoreSilica | 13.1032 | 10.4238 | 1.4004 | 4 | 15489.112 |  | 347.3396 |  | 204.3181 | -4.2556e-07 | 102436188019.0914 | 2834252.6808 | 243003.7048 | 2111771.5719 | 3017771.2584 | 24077.0464 | 215929.3667 | 0 | 3294254.1953 | 8570973.6716 | 5849865.6468 | 26161899.1425 | 3144235.0165 | 45912383.1604 |  | 1478867.319 | 10064197.702 | 0 | 86761582.3404 |  | 2371.3737 | 5.6015 | 15489.112 |  | 347.3396
1 | 5900 | 707 | 0.035 | 15 | 15 | 7 | 3.1623e-12 | 0 | Water | Porous | Wet | R245fa | MinimizeLCOE | IgnoreSilica | 17.0131 | 13.7204 | 1.8463 | 4 | 12572.8699 |  | 281.9435 |  | 206.3046 | -4.4085e-07 | 102950839164.0836 | 3442763.4283 | 294556.6203 | 2630975.4272 | 3769712.6617 | 24077.0464 | 251687.8274 | 0 | 4061371.4744 | 10566855.4745 | 7212095.9885 | 32254095.9487 | 3144235.0165 | 45912383.1604 |  | 1478867.319 | 10064197.702 | 0 | 92853779.1466 |  | 3162.2777 | 7.3852 | 12572.8699 |  | 281.9435
1 | 5900 | 707 | 0.035 | 15 | 15 | 7 | 4.217e-12 | 0 | Water | Porous | Wet | R245fa | MinimizeLCOE | IgnoreSilica | 22.148 | 18.0533 | 2.4329 | 4 | 10334.7257 |  | 231.7537 |  | 207.8656 | -4.5223e-07 | 103371382135.4605 | 4181978.4531 | 356966.097 | 3276942.9922 | 4771247.201 | 24077.0464 | 294496.3905 | 0 | 5033226.1903 | 13095422.0905 | 8937894.6608 | 39972251.1217 | 3144235.0165 | 45912383.1604 |  | 1478867.319 | 10064197.702 | 0 | 100571934.3196 |  | 4216.965 | 9.7315 | 10334.7257 |  | 231.7537
1 | 5900 | 707 | 0.035 | 15 | 15 | 7 | 5.6234e-12 | 0 | Water | Porous | Wet | R245fa | MinimizeLCOE | IgnoreSilica | 28.9279 | 23.7774 | 3.2077 | 4 | 8603.6646 |  | 192.9351 |  | 209.0894 | -4.613e-07 | 103678586274.1958 | 5084632.6993 | 432869.1789 | 4084656.2185 | 6103734.2814 | 24077.0464 | 346741.5643 | 0 | 6269917.2856 | 16313038.6404 | 11133984.0715 | 49793650.9863 | 3144235.0165 | 45912383.1604 |  | 1478867.319 | 10064197.702 | 0 | 110393334.1842 |  | 5623.4133 | 12.831 | 8603.6646 |  | 192.9351
1 | 5900 | 707 | 0.035 | 15 | 15 | 7 | 7.4989e-12 | 0 | Water | Porous | Wet | R245fa | MinimizeLCOE | IgnoreSilica | 37.8562 | 31.3182 | 4.2284 | 4 | 7263.6733 |  | 162.8861 |  | 210.0408 | -4.6839e-07 | 103883461048.2857 | 6183886.3467 | 524927.7871 | 5091686.7833 | 7865191.4418 | 24077.0464 | 410416.9304 | 0 | 7839072.671 | 20395659.0749 | 13920456.4075 | 62255374.4893 | 3144235.0165 | 45912383.1604 |  | 1478867.319 | 10064197.702 | 0 | 122855057.6872 |  | 7498.9421 | 16.9136 | 7263.6733 |  | 162.8861
1 | 5900 | 707 | 0.035 | 15 | 15 | 7 | 1e-11 | 0 | Water | Porous | Wet | R245fa | MinimizeLCOE | IgnoreSilica | 49.4615 | 41.1229 | 5.5559 | 4 | 6230.7793 |  | 139.7237 |  | 210.7717 | -4.7252e-07 | 104022237641.6768 | 7506038.2135 | 635185.1891 | 6331274.8289 | 10159088.7998 | 24077.0464 | 486223.5092 | 0 | 9805336.1589 | 25511473.3343 | 17412104.759 | 77870801.839 | 3144235.0165 | 45912383.1604 |  | 1478867.319 | 10064197.702 | 0 | 138470485.037 |  | 10000 | 22.2236 | 6230.7793 |  | 139.7237
1 | 5900 | 707 | 0.035 | 15 | 15 | 7 | 1.3335e-11 | 0 | Water | Porous | Wet | R245fa | MinimizeLCOE | IgnoreSilica | 64.3406 | 53.6973 | 7.2588 | 4 | 5434.6352 |  | 121.8704 |  | 211.3319 | -4.7383e-07 | 104086349032.3453 | 9076923.2187 | 765628.188 | 7837651.3068 | 13101841.5154 | 24077.0464 | 575460.0652 | 0 | 12238816.7228 | 31842890.5861 | 21733427.131 | 97196715.7804 | 3144235.0165 | 45912383.1604 |  | 1478867.319 | 10064197.702 | 0 | 157796398.9783 |  | 13335.2143 | 29.0353 | 5434.6352 |  | 121.8704
1 | 5900 | 707 | 0.035 | 15 | 15 | 7 | 1.7783e-11 | 0 | Water | Porous | Wet | R245fa | MinimizeLCOE | IgnoreSilica | 82.9595 | 69.4382 | 9.3913 | 4 | 4823.2283 |  | 108.1597 |  | 211.7618 | -4.7199e-07 | 104066243987.8757 | 10903092.7922 | 916605.5045 | 9627257.7855 | 16783887.1601 | 24077.0464 | 678057.6469 | 0 | 15183861.3949 | 39505292.7112 | 26963174.028 | 120585306.0695 | 3144235.0165 | 45912383.1604 |  | 1478867.319 | 10064197.702 | 0 | 181184989.2674 |  | 17782.7941 | 37.5651 | 4823.2283 |  | 108.1597
1 | 5900 | 707 | 0.035 | 15 | 15 | 7 | 2.3714e-11 | 0 | Water | Porous | Wet | R245fa | MinimizeLCOE | IgnoreSilica | 105.4079 | 88.4269 | 11.9648 | 4 | 4357.0399 |  | 97.7056 |  | 212.0947 | -4.665e-07 | 103947379599.5693 | 12956608.874 | 1085624.8303 | 11681312.0939 | 21220586.931 | 24077.0464 | 791871.3437 | 0 | 18626431.6365 | 48462154.3118 | 33076416.1155 | 147925083.1832 | 3144235.0165 | 45912383.1604 |  | 1478867.319 | 10064197.702 | 0 | 208524766.3811 |  | 23713.7371 | 47.8593 | 4357.0399 |  | 97.7056
1 | 5900 | 707 | 0.035 | 15 | 15 | 7 | 3.1623e-11 | 0 | Water | Porous | Wet | R245fa | MinimizeLCOE | IgnoreSilica | 131.0615 | 110.1435 | 14.9103 | 4 | 4005.7258 |  | 89.8274 |  | 212.3573 | -4.5675e-07 | 103726046809.1521 | 15157833.9628 | 1266023.5676 | 13924867.8238 | 26284884.2602 | 24077.0464 | 911391.0057 | 0 | 22451940.2899 | 58415343.1082 | 39869671.9866 | 178306033.0512 | 3144235.0165 | 45912383.1604 |  | 1478867.319 | 10064197.702 | 0 | 238905716.2491 |  | 31622.7766 | 59.6411 | 4005.7258 |  | 89.8274
1 | 5900 | 707 | 0.035 | 15 | 15 | 7 | 4.217e-11 | 0 | Water | Porous | Wet | R245fa | MinimizeLCOE | IgnoreSilica | 158.5212 | 133.4123 | 18.0695 | 4 | 3744.3741 |  | 83.9667 |  | 212.5699 | -4.429e-07 | 103406428255.9782 | 17384455.8175 | 1447796.5176 | 16232316.2598 | 31695733.9578 | 24077.0464 | 1029123.5039 | 0 | 26447266.2102 | 68810361.5986 | 46964485.7026 | 210035616.6144 | 3144235.0165 | 45912383.1604 |  | 1478867.319 | 10064197.702 | 0 | 270635299.8123 |  | 42169.6503 | 72.2778 | 3744.3741 |  | 83.9667
1 | 5900 | 707 | 0.035 | 15 | 15 | 7 | 5.6234e-11 | 0 | Water | Porous | Wet | R245fa | MinimizeLCOE | IgnoreSilica | 185.907 | 156.6466 | 21.2279 | 4 | 3552.2406 |  | 79.6581 |  | 212.7458 | -4.2604e-07 | 103011016837.9706 | 19501077.5194 | 1620000.9384 | 18456985.3755 | 37079637.6724 | 24077.0464 | 1137602.411 | 0 | 30349558.5756 | 78963325.8632 | 53894092.4357 | 241026357.8377 | 3144235.0165 | 45912383.1604 |  | 1478867.319 | 10064197.702 | 0 | 301626041.0356 |  | 56234.1325 | 84.9115 | 3552.2406 |  | 79.6581
1 | 5900 | 707 | 0.035 | 15 | 15 | 7 | 7.4989e-11 | 0 | Water | Porous | Wet | R245fa | MinimizeLCOE | IgnoreSilica | 211.4099 | 178.3123 | 24.1774 | 4 | 3412.2228 |  | 76.5183 |  | 212.8925 | -4.0776e-07 | 102582953898.4161 | 21396543.4787 | 1773770.5354 | 20472409.6319 | 42080610.1227 | 24077.0464 | 1231173.1718 | 0 | 33921647.7549 | 88257169.1714 | 60237331.463 | 269394732.3761 | 3144235.0165 | 45912383.1604 |  | 1478867.319 | 10064197.702 | 0 | 329994415.5741 |  | 74989.4209 | 96.7095 | 3412.2228 |  | 76.5183
1 | 5900 | 707 | 0.035 | 15 | 15 | 7 | 1e-10 | 0 | Water | Porous | Wet | R245fa | MinimizeLCOE | IgnoreSilica | 233.8265 | 197.3813 | 26.7774 | 4 | 3310.5251 |  | 74.2377 |  | 213.0139 | -3.8979e-07 | 102163632775.174 | 23011957.6937 | 1904516.4168 | 22205917.1992 | 46465178.2515 | 24077.0464 | 1307767.1817 | 0 | 37018571.3778 | 96314729.1719 | 65736781.7296 | 293989496.0686 | 3144235.0165 | 45912383.1604 |  | 1478867.319 | 10064197.702 | 0 | 354589179.2665 |  | 100000 | 107.1096 | 3310.5251 |  | 74.2377
1 | 5900 | 707 | 0.035 | 15 | 15 | 7 | 1.3335e-10 | 0 | Water | Porous | Wet | R245fa | MinimizeLCOE | IgnoreSilica | 252.6622 | 213.4238 | 28.9681 | 4 | 3236.6037 |  | 72.5801 |  | 213.1128 | -3.5796e-07 | 101783701174.9098 | 24337382.07 | 2011595.0367 | 23638408.9392 | 50140702.4887 | 24077.0464 | 1368079.5424 | 0 | 39592895.5981 | 103012592.7267 | 70308211.2331 | 314433944.6813 | 3144235.0165 | 45912383.1604 |  | 1478867.319 | 10064197.702 | 0 | 375033627.8792 |  | 133352.1432 | 115.8726 | 3236.6037 |  | 72.5801
1 | 5900 | 707 | 0.035 | 15 | 15 | 7 | 1.7783e-10 | 0 | Water | Porous | Wet | R245fa | MinimizeLCOE | IgnoreSilica | 267.9754 | 226.4801 | 30.7536 | 4 | 3182.6909 |  | 71.3711 |  | 213.192 | -9.6364e-05 | 101458646855.3202 | 25395613.4946 | 2096966.5315 | 24788365.5151 | 53122770.8452 | 24077.0464 | 1414366.4003 | 0 | 41668442.3349 | 108412739.5826 | 73993922.4242 | 330917264.1748 | 3144235.0165 | 45912383.1604 |  | 1478867.319 | 10064197.702 | 0 | 391516947.3727 |  | 177827.941 | 123.0144 | 3182.6909 |  | 71.3711
1 | 5900 | 707 | 0.035 | 15 | 15 | 7 | 2.3714e-10 | 0 | Water | Porous | Wet | R245fa | MinimizeLCOE | IgnoreSilica | 280.1406 | 236.8615 | 32.175 | 4 | 3143.1961 |  | 70.4854 |  | 213.2545 | -8.7647e-05 | 101190605149.9466 | 26224924.516 | 2163797.78 | 25693278.0265 | 55487820.8055 | 24077.0464 | 1449425.3947 | 0 | 43306896.1919 | 112675660.4255 | 76903453.4937 | 343929333.6801 | 3144235.0165 | 45912383.1604 |  | 1478867.319 | 10064197.702 | 0 | 404529016.878 |  | 237137.3706 | 128.6999 | 3143.1961 |  | 70.4854
1 | 5900 | 707 | 0.035 | 15 | 15 | 7 | 3.1623e-10 | 0 | Water | Porous | Wet | R245fa | MinimizeLCOE | IgnoreSilica | 289.6468 | 244.9795 | 33.2876 | 4 | 3114.1365 |  | 69.8338 |  | 213.3031 | -8.0664e-05 | 100975947715.5686 | 26866366.1523 | 2215446.9013 | 26395367.6822 | 57333395.6254 | 24077.0464 | 1475743.9949 | 0 | 44581054.987 | 115990760.2443 | 79166077.2385 | 354048289.8722 | 3144235.0165 | 45912383.1604 |  | 1478867.319 | 10064197.702 | 0 | 414647973.0701 |  | 316227.766 | 133.1502 | 3114.1365 |  | 69.8338
1 | 5900 | 707 | 0.035 | 15 | 15 | 7 | 4.217e-10 | 0 | Water | Porous | Wet | R245fa | MinimizeLCOE | IgnoreSilica | 296.9011 | 251.1933 | 34.1371 | 4 | 3092.9297 |  | 69.3582 |  | 213.3492 | -7.7058e-05 | 100775603533.9533 | 27353348.0462 | 2254634.6945 | 26929630.2484 | 58733368.0524 | 24077.0464 | 1497252.8198 | 0 | 45549001.254 | 118509157.878 | 80884935.3714 | 361735405.4111 | 3144235.0165 | 45912383.1604 |  | 1478867.319 | 10064197.702 | 0 | 422335088.609 |  | 421696.5034 | 136.5486 | 3092.9297 |  | 69.3582
1 | 5900 | 707 | 0.035 | 15 | 15 | 7 | 5.6234e-10 | 0 | Water | Porous | Wet | R245fa | MinimizeLCOE | IgnoreSilica | 300.6205 | 254.3855 | 34.6033 | 4 | 3079.1559 |  | 69.0493 |  | 213.3756 | -7.4227e-05 | 100863571210.966 | 27602214.7241 | 2274653.2433 | 27203064.7995 | 59448381.3357 | 24077.0464 | 1486239.0502 | 0 | 46035065.7777 | 119773798.0631 | 81748078.2835 | 365595572.3235 | 3144235.0165 | 45912383.1604 |  | 1478867.319 | 10064197.702 | 0 | 426195255.5214 |  | 562341.3252 | 138.413 | 3079.1559 |  | 69.0493
1 | 5900 | 707 | 0.035 | 15 | 15 | 7 | 7.4989e-10 | 0 | Water | Porous | Wet | R245fa | MinimizeLCOE | IgnoreSilica | 303.4394 | 256.8057 | 34.9574 | 4 | 3068.8457 |  | 68.8181 |  | 213.3957 | -7.2085e-05 | 100930169342.4276 | 27790313.4608 | 2289780.1614 | 27409912.5936 | 59989866.1889 | 24077.0464 | 1477331.8059 | 0 | 46402699.6902 | 120730306.0915 | 82400914.6671 | 368515201.7058 | 3144235.0165 | 45912383.1604 |  | 1478867.319 | 10064197.702 | 0 | 429114884.9037 |  | 749894.2093 | 139.8294 | 3068.8457 |  | 68.8181
1 | 5900 | 707 | 0.035 | 15 | 15 | 7 | 1e-09 | 0 | Water | Porous | Wet | R245fa | MinimizeLCOE | IgnoreSilica | 305.571 | 258.6364 | 35.2256 | 4 | 3061.1235 |  | 68.645 |  | 213.411 | -7.047e-05 | 100980278228.1511 | 27932271.1258 | 2301194.4114 | 27566122.1429 | 60399121.853 | 24077.0464 | 1470293.7429 | 0 | 46680301.3257 | 121452568.6031 | 82893873.6723 | 370719823.9236 | 3144235.0165 | 45912383.1604 |  | 1478867.319 | 10064197.702 | 0 | 431319507.1215 |  | 1000000 | 140.9024 | 3061.1235 |  | 68.645
1 | 5900 | 707 | 0.035 | 15 | 15 | 7 | 1.3335e-09 | 0 | Water | Porous | Wet | R245fa | MinimizeLCOE | IgnoreSilica | 307.1789 | 260.0176 | 35.4282 | 4 | 3055.3388 |  | 68.5152 |  | 213.4225 | -6.9253e-05 | 101018033586.0841 | 28039186.4986 | 2309789.9205 | 27683828.9685 | 60707687.2243 | 24077.0464 | 1464799.2519 | 0 | 46889453.875 | 121996740.6333 | 83265282.2645 | 372380845.6831 | 3144235.0165 | 45912383.1604 |  | 1478867.319 | 10064197.702 | 0 | 432980528.881 |  | 1333521.4322 | 141.7128 | 3055.3388 |  | 68.5152
1 | 5900 | 707 | 0.035 | 15 | 15 | 7 | 1.7783e-09 | 0 | Water | Porous | Wet | R245fa | MinimizeLCOE | IgnoreSilica | 308.3969 | 261.0641 | 35.5817 | 4 | 3050.9974 |  | 68.4179 |  | 213.4313 | -6.8343e-05 | 101045462842.5615 | 28120083.3765 | 2316293.0181 | 27772923.932 | 60941363.1454 | 24077.0464 | 1460660.0776 | 0 | 47047806.2324 | 122408740.9847 | 83546480.9702 | 373638428.7832 | 3144235.0165 | 45912383.1604 |  | 1478867.319 | 10064197.702 | 0 | 434238111.9811 |  | 1778279.41 | 142.3266 | 3050.9974 |  | 68.4179
1 | 5900 | 707 | 0.035 | 15 | 15 | 7 | 2.3714e-09 | 0 | Water | Porous | Wet | R245fa | MinimizeLCOE | IgnoreSilica | 309.2984 | 261.8387 | 35.6957 | 4 | 3047.7585 |  | 68.3452 |  | 213.4378 | -6.7646e-05 | 101068169457.4205 | 28179908.001 | 2321101.8146 | 27838829.3036 | 61114248.248 | 24077.0464 | 1457261.4713 | 0 | 47164816.0952 | 122713176.6455 | 83754264.5642 | 374567683.1899 | 3144235.0165 | 45912383.1604 |  | 1478867.319 | 10064197.702 | 0 | 435167366.3878 |  | 2371373.7057 | 142.7828 | 3047.7585 |  | 68.3452
1 | 5900 | 707 | 0.035 | 15 | 15 | 7 | 3.1623e-09 | 0 | Water | Porous | Wet | R245fa | MinimizeLCOE | IgnoreSilica | 309.9951 | 262.4374 | 35.7834 | 4 | 3045.3119 |  | 68.2904 |  | 213.4428 | -6.7139e-05 | 101082547624.8716 | 28226116.4885 | 2324815.9184 | 27889745.0802 | 61247879.46 | 24077.0464 | 1454960.6636 | 0 | 47255361.9163 | 122948758.2986 | 83915053.8832 | 375286768.7553 | 3144235.0165 | 45912383.1604 |  | 1478867.319 | 10064197.702 | 0 | 435886451.9532 |  | 3162277.6602 | 143.1336 | 3045.3119 |  | 68.2904
1 | 5900 | 707 | 0.035 | 15 | 15 | 7 | 4.217e-09 | 0 | Water | Porous | Wet | R245fa | MinimizeLCOE | IgnoreSilica | 310.5085 | 262.8786 | 35.8483 | 4 | 3043.4878 |  | 68.2495 |  | 213.4465 | -6.675e-05 | 101094761774.5002 | 28260144.9378 | 2327550.9113 | 27927245.8865 | 61346302.6584 | 24077.0464 | 1453060.2541 | 0 | 47321968.8608 | 123122055.9054 | 84033333.0607 | 375815739.5214 | 3144235.0165 | 45912383.1604 |  | 1478867.319 | 10064197.702 | 0 | 436415422.7193 |  | 4216965.0343 | 143.3932 | 3043.4878 |  | 68.2495
1 | 5900 | 707 | 0.035 | 15 | 15 | 7 | 5.6234e-09 | 0 | Water | Porous | Wet | R245fa | MinimizeLCOE | IgnoreSilica | 310.8789 | 263.197 | 35.8955 | 4 | 3042.1349 |  | 68.2191 |  | 213.4492 | -6.6444e-05 | 101106032951.6537 | 28284695.6991 | 2329524.0868 | 27954304.9563 | 61417303.288 | 24077.0464 | 1451395.7662 | 0 | 47369907.3286 | 123246781.965 | 84118461.1593 | 376196451.2956 | 3144235.0165 | 45912383.1604 |  | 1478867.319 | 10064197.702 | 0 | 436796134.4935 |  | 5623413.2519 | 143.5821 | 3042.1349 |  | 68.2191
1 | 5900 | 707 | 0.035 | 15 | 15 | 7 | 7.4989e-09 | 0 | Water | Porous | Wet | R245fa | MinimizeLCOE | IgnoreSilica | 311.1838 | 263.459 | 35.9337 | 4 | 3041.0945 |  | 68.1958 |  | 213.4514 | -6.6239e-05 | 101112815873.9396 | 28304889.2463 | 2331147.0295 | 27976563.5771 | 61475764.1088 | 24077.0464 | 1450543.823 | 0 | 47409564.0842 | 123349960.7082 | 84188882.7716 | 376511392.3951 | 3144235.0165 | 45912383.1604 |  | 1478867.319 | 10064197.702 | 0 | 437111075.593 |  | 7498942.0933 | 143.7348 | 3041.0945 |  | 68.1958
1 | 5900 | 707 | 0.035 | 15 | 15 | 7 | 1e-08 | 0 | Water | Porous | Wet | R245fa | MinimizeLCOE | IgnoreSilica | 311.3905 | 263.6367 | 35.9601 | 4 | 3040.3358 |  | 68.1788 |  | 213.4529 | -6.6065e-05 | 101117367991.3098 | 28318582.005 | 2332247.4885 | 27991657.6051 | 61515372.8261 | 24077.0464 | 1449567.9905 | 0 | 47436286.935 | 123419488.0844 | 84236336.6345 | 376723616.6155 | 3144235.0165 | 45912383.1604 |  | 1478867.319 | 10064197.702 | 0 | 437323299.8134 |  | 10000000 | 143.8405 | 3040.3358 |  | 68.1788
1 | 6000 | 707 | 0.035 | 15 | 15 | 7 | 1e-13 | 0 | Water | Porous | Wet | R245fa | MinimizeLCOE | IgnoreSilica | 0.99265 | 0.28076 | 0.015948 | 4 | 993045.2484 |  | 22268.798 |  | 129.1928 | -6.0855e-05 | 36842142284.0164 | 167343.1913 | 6881.4745 | 122969.0326 | 76752.3916 | 24077.0464 | 61449.7613 | 0 | 179194.4301 | 466227.1492 | 318209.6094 | 1423104.0863 | 3144235.0165 | 47016122.9028 |  | 1478867.319 | 10284945.6504 | 0 | 63347274.975 |  | 100 | 0.063791 | 993045.2484 |  | 22268.798
1 | 6000 | 707 | 0.035 | 15 | 15 | 7 | 1.3335e-13 | 0 | Water | Porous | Wet | R245fa | MinimizeLCOE | IgnoreSilica | 1.2899 | 0.44755 | 0.03363 | 4 | 474919.2772 |  | 10649.9492 |  | 143.8917 | -6.8176e-05 | 51622972294.3327 | 247400.4687 | 11265.6486 | 176868.7618 | 105030.3063 | 24077.0464 | 68788.7332 | 0 | 247038.0763 | 642742.4001 | 438684.8951 | 1961896.3366 | 3144235.0165 | 47016122.9028 |  | 1478867.319 | 10284945.6504 | 0 | 63886067.2253 |  | 133.3521 | 0.13452 | 474919.2772 |  | 10649.9492
1 | 6000 | 707 | 0.035 | 15 | 15 | 7 | 1.7783e-13 | 0 | Water | Porous | Wet | R245fa | MinimizeLCOE | IgnoreSilica | 1.6604 | 0.67852 | 0.060969 | 4 | 264810.1624 |  | 5938.3035 |  | 156.6358 | -7.5285e-05 | 65405412427.7011 | 349099.8389 | 17513.6257 | 244651.8207 | 146127.5521 | 24077.0464 | 76325.134 | 0 | 334540.0569 | 870404.6044 | 594069.0276 | 2656808.7066 | 3144235.0165 | 47016122.9028 |  | 1478867.319 | 10284945.6504 | 0 | 64580979.5953 |  | 177.8279 | 0.24388 | 264810.1624 |  | 5938.3035
1 | 6000 | 707 | 0.035 | 15 | 15 | 7 | 2.3714e-13 | 0 | Water | Porous | Wet | R245fa | MinimizeLCOE | IgnoreSilica | 2.1356 | 0.99821 | 0.10217 | 4 | 160264.8669 |  | 3593.9006 |  | 167.7207 | -8.2989e-05 | 78525816049.3816 | 479636.4048 | 26581.2253 | 330528.6639 | 207559.5013 | 24077.0464 | 85000.2519 | 0 | 449819.4065 | 1170337.825 | 798779.6136 | 3572319.9386 | 3144235.0165 | 47016122.9028 |  | 1478867.319 | 10284945.6504 | 0 | 65496490.8273 |  | 237.1374 | 0.40868 | 160264.8669 |  | 3593.9006
1 | 6000 | 707 | 0.035 | 15 | 15 | 7 | 3.1623e-13 | 0 | Water | Porous | Wet | R245fa | MinimizeLCOE | IgnoreSilica | 2.7619 | 1.4351 | 0.16452 | 4 | 101399.2879 |  | 2273.8544 |  | 177.3285 | -9.1841e-05 | 93608298774.8464 | 650916.9917 | 40977.4593 | 437975.5921 | 301505.4969 | 24077.0464 | 95794.0816 | 0 | 604986.2005 | 1574049.9939 | 1074321.4643 | 4804604.3267 | 3144235.0165 | 47016122.9028 |  | 1478867.319 | 10284945.6504 | 0 | 66728775.2154 |  | 316.2278 | 0.65808 | 101399.2879 |  | 2273.8544
1 | 6000 | 707 | 0.035 | 15 | 15 | 7 | 4.217e-13 | 0 | Water | Porous | Wet | R245fa | MinimizeLCOE | IgnoreSilica | 3.1102 | 2.1129 | 0.2764 | 4 | 65035.9152 |  | 1458.4146 |  | 181.206 | -9.5193e-05 | 97876034828.1792 | 922081.2899 | 84185.0757 | 588922.7453 | 1502363.8042 | 24077.0464 | 100743.8018 | 0 | 1256725.7677 | 3269742.6576 | 2231666.5503 | 9980508.7388 | 3144235.0165 | 47016122.9028 |  | 1478867.319 | 10284945.6504 | 0 | 71904679.6275 |  | 421.6965 | 1.1056 | 65035.9152 |  | 1458.4146
1 | 6000 | 707 | 0.035 | 15 | 15 | 7 | 5.6234e-13 | 0 | Water | Porous | Wet | R245fa | MinimizeLCOE | IgnoreSilica | 3.9191 | 2.7951 | 0.36994 | 4 | 50143.4549 |  | 1124.4548 |  | 187.8017 | -3.248e-07 | 101190071154.4947 | 1120648.312 | 96896.0076 | 736764.3869 | 1872593.7343 | 24077.0464 | 112558.9882 | 0 | 1545780.0054 | 4021802.4909 | 2744962.8398 | 12276083.8116 | 3144235.0165 | 47016122.9028 |  | 1478867.319 | 10284945.6504 | 0 | 74200254.7003 |  | 562.3413 | 1.4798 | 50143.4549 |  | 1124.4548
1 | 6000 | 707 | 0.035 | 15 | 15 | 7 | 7.4989e-13 | 0 | Water | Porous | Wet | R245fa | MinimizeLCOE | IgnoreSilica | 4.9863 | 3.677 | 0.48916 | 4 | 38134.3116 |  | 855.1527 |  | 193.4765 | -3.5547e-07 | 101175116174.0913 | 1358786.7653 | 117151.1389 | 917520.9024 | 1553687.4182 | 24077.0464 | 126428.6251 | 0 | 1598084.2396 | 4157887.3792 | 2837843.5723 | 12691467.0874 | 3144235.0165 | 47016122.9028 |  | 1478867.319 | 10284945.6504 | 0 | 74615637.9762 |  | 749.8942 | 1.9567 | 38134.3116 |  | 855.1527
1 | 6000 | 707 | 0.035 | 15 | 15 | 7 | 1e-12 | 0 | Water | Porous | Wet | R245fa | MinimizeLCOE | IgnoreSilica | 6.3358 | 4.8263 | 0.64482 | 4 | 29762.9706 |  | 667.4274 |  | 198.0748 | -3.8381e-07 | 102616602949.1315 | 1645644.9541 | 141739.3047 | 1140550.7886 | 1697381.8375 | 24077.0464 | 142706.0923 | 0 | 1868919.0092 | 4862543.894 | 3318786.1229 | 14842349.0497 | 3144235.0165 | 47016122.9028 |  | 1478867.319 | 10284945.6504 | 0 | 76766519.9385 |  | 1000 | 2.5793 | 29762.9706 |  | 667.4274
1 | 6000 | 707 | 0.035 | 15 | 15 | 7 | 1.3335e-12 | 0 | Water | Porous | Wet | R245fa | MinimizeLCOE | IgnoreSilica | 8.0802 | 6.319 | 0.84728 | 4 | 23507.6664 |  | 527.1537 |  | 201.8455 | -4.082e-07 | 103797348298.733 | 1990055.204 | 171174.3745 | 1414960.0202 | 1967726.6875 | 24077.0464 | 161782.5103 | 0 | 2234612.5787 | 5814003.5477 | 3968176.8871 | 17746568.8563 | 3144235.0165 | 47016122.9028 |  | 1478867.319 | 10284945.6504 | 0 | 79670739.745 |  | 1333.5214 | 3.3891 | 23507.6664 |  | 527.1537
1 | 6000 | 707 | 0.035 | 15 | 15 | 7 | 1.7783e-12 | 0 | Water | Porous | Wet | R245fa | MinimizeLCOE | IgnoreSilica | 10.3842 | 8.297 | 1.1154 | 4 | 18707.2942 |  | 419.5065 |  | 204.9517 | -4.314e-07 | 104683285950.4081 | 2411988.0908 | 207135.567 | 1759379.0132 | 2367640.9133 | 24077.0464 | 185583.6066 | 0 | 2712763.6526 | 7058054.5597 | 4817267.2655 | 21543889.7151 | 3144235.0165 | 47016122.9028 |  | 1478867.319 | 10284945.6504 | 0 | 83468060.6039 |  | 1778.2794 | 4.4618 | 18707.2942 |  | 419.5065
1 | 6000 | 707 | 0.035 | 15 | 15 | 7 | 2.3714e-12 | 0 | Water | Porous | Wet | R245fa | MinimizeLCOE | IgnoreSilica | 13.4005 | 10.8918 | 1.4675 | 4 | 15042.4596 |  | 337.3235 |  | 207.447 | -4.5042e-07 | 105398517929.7472 | 2923691.2922 | 250607.7895 | 2187272.3744 | 2916554.4264 | 24077.0464 | 214044.8593 | 0 | 3321336.6374 | 8641436.6307 | 5897958.0642 | 26376979.1205 | 3144235.0165 | 47016122.9028 |  | 1478867.319 | 10284945.6504 | 0 | 88301150.0092 |  | 2371.3737 | 5.8701 | 15042.4596 |  | 337.3235
1 | 6000 | 707 | 0.035 | 15 | 15 | 7 | 3.1623e-12 | 0 | Water | Porous | Wet | R245fa | MinimizeLCOE | IgnoreSilica | 17.381 | 14.3207 | 1.9329 | 4 | 12217.707 |  | 273.9791 |  | 209.4418 | -4.6645e-07 | 105947510901.9366 | 3548812.5152 | 303540.2229 | 2722670.1835 | 3657066.4452 | 24077.0464 | 248797.5687 | 0 | 4096935.953 | 10659386.9525 | 7275250.6236 | 32536537.511 | 3144235.0165 | 47016122.9028 |  | 1478867.319 | 10284945.6504 | 0 | 94460708.3997 |  | 3162.2777 | 7.7315 | 12217.707 |  | 273.9791
1 | 6000 | 707 | 0.035 | 15 | 15 | 7 | 4.217e-12 | 0 | Water | Porous | Wet | R245fa | MinimizeLCOE | IgnoreSilica | 22.6279 | 18.8444 | 2.5469 | 4 | 10039.5105 |  | 225.1336 |  | 211.0164 | -4.7917e-07 | 106373330528.0984 | 4311145.6829 | 367849.0593 | 3391328.1015 | 4644324.6613 | 24077.0464 | 290940.616 | 0 | 5081569.4153 | 13221201.2453 | 9023741.5185 | 40356177.3464 | 3144235.0165 | 47016122.9028 |  | 1478867.319 | 10284945.6504 | 0 | 102280348.2352 |  | 4216.965 | 10.1878 | 10039.5105 |  | 225.1336
1 | 6000 | 707 | 0.035 | 15 | 15 | 7 | 5.6234e-12 | 0 | Water | Porous | Wet | R245fa | MinimizeLCOE | IgnoreSilica | 29.5347 | 24.8024 | 3.3559 | 4 | 8357.0787 |  | 187.4055 |  | 212.2476 | -4.8879e-07 | 106698514432.7905 | 5239362.0389 | 445878.0494 | 4224923.5563 | 5950798.3704 | 24077.0464 | 341928.2513 | 0 | 6328517.252 | 16465503.7322 | 11238044.6295 | 50259032.9263 | 3144235.0165 | 47016122.9028 |  | 1478867.319 | 10284945.6504 | 0 | 112183203.8151 |  | 5623.4133 | 13.4237 | 8357.0787 |  | 187.4055
1 | 6000 | 707 | 0.035 | 15 | 15 | 7 | 7.4989e-12 | 0 | Water | Porous | Wet | R245fa | MinimizeLCOE | IgnoreSilica | 38.6138 | 32.6373 | 4.4198 | 4 | 7054.3797 |  | 158.1927 |  | 213.2045 | -4.9606e-07 | 106924007474.349 | 6368007.318 | 540344.2504 | 5262539.4039 | 7674056.4131 | 24077.0464 | 403847.382 | 0 | 7906420.0074 | 20570883.0294 | 14040050.357 | 62790225.2075 | 3144235.0165 | 47016122.9028 |  | 1478867.319 | 10284945.6504 | 0 | 124714396.0963 |  | 7498.9421 | 17.679 | 7054.3797 |  | 158.1927
1 | 6000 | 707 | 0.035 | 15 | 15 | 7 | 1e-11 | 0 | Water | Porous | Wet | R245fa | MinimizeLCOE | IgnoreSilica | 50.4379 | 42.8441 | 5.8057 | 4 | 6047.2686 |  | 135.6085 |  | 213.9419 | -5.0078e-07 | 107064923601.3578 | 7728408.6857 | 653724.0172 | 6542398.1109 | 9921724.8432 | 24077.0464 | 478149.5263 | 0 | 9885908.0696 | 25721104.9184 | 17555182.6227 | 78510677.8403 | 3144235.0165 | 47016122.9028 |  | 1478867.319 | 10284945.6504 | 0 | 140434848.729 |  | 10000 | 23.2229 | 6047.2686 |  | 135.6085
1 | 6000 | 707 | 0.035 | 15 | 15 | 7 | 1.3335e-11 | 0 | Water | Porous | Wet | R245fa | MinimizeLCOE | IgnoreSilica | 65.571 | 55.9113 | 7.5806 | 4 | 5271.4205 |  | 118.2103 |  | 214.5064 | -5.023e-07 | 107134265927.9575 | 9342145.2589 | 787626.5267 | 8095127.6861 | 12800133.4619 | 24077.0464 | 565355.2221 | 0 | 12329641.4288 | 32079197.8406 | 21894711.6878 | 97918016.1595 | 3144235.0165 | 47016122.9028 |  | 1478867.319 | 10284945.6504 | 0 | 159842187.0482 |  | 13335.2143 | 30.3224 | 5271.4205 |  | 118.2103
1 | 6000 | 707 | 0.035 | 15 | 15 | 7 | 1.7783e-11 | 0 | Water | Porous | Wet | R245fa | MinimizeLCOE | IgnoreSilica | 84.4721 | 72.2384 | 9.799 | 4 | 4675.7499 |  | 104.8526 |  | 214.9392 | -5.0044e-07 | 107120156697.7199 | 11215042.5409 | 942340.8516 | 9936608.971 | 16395099.2939 | 24077.0464 | 665418.6457 | 0 | 15279649.0663 | 39754512.5834 | 27133271.7117 | 121346020.7108 | 3144235.0165 | 47016122.9028 |  | 1478867.319 | 10284945.6504 | 0 | 183270191.5996 |  | 17782.7941 | 39.1959 | 4675.7499 |  | 104.8526
1 | 6000 | 707 | 0.035 | 15 | 15 | 7 | 2.3714e-11 | 0 | Water | Porous | Wet | R245fa | MinimizeLCOE | IgnoreSilica | 107.1789 | 91.8632 | 12.4668 | 4 | 4222.0158 |  | 94.6777 |  | 215.2736 | -4.9454e-07 | 107014170317.4733 | 13314275.4929 | 1115006.7188 | 12043066.7105 | 20710829.1133 | 24077.0464 | 775784.056 | 0 | 18713385.2637 | 48688389.8131 | 33230826.4938 | 148615640.7085 | 3144235.0165 | 47016122.9028 |  | 1478867.319 | 10284945.6504 | 0 | 210539811.5972 |  | 23713.7371 | 49.8671 | 4222.0158 |  | 94.6777
1 | 6000 | 707 | 0.035 | 15 | 15 | 7 | 3.1623e-11 | 0 | Water | Porous | Wet | R245fa | MinimizeLCOE | IgnoreSilica | 132.9984 | 114.1948 | 15.5052 | 4 | 3880.5835 |  | 87.0211 |  | 215.5362 | -4.8394e-07 | 106816360429.8867 | 15554387.8856 | 1298489.0139 | 14333119.542 | 25612638.3263 | 24077.0464 | 890660.6556 | 0 | 22508215.2632 | 58561759.0451 | 39969603.8721 | 178752950.6501 | 3144235.0165 | 47016122.9028 |  | 1478867.319 | 10284945.6504 | 0 | 240677121.5389 |  | 31622.7766 | 62.0209 | 3880.5835 |  | 87.0211
1 | 6000 | 707 | 0.035 | 15 | 15 | 7 | 4.217e-11 | 0 | Water | Porous | Wet | R245fa | MinimizeLCOE | IgnoreSilica | 160.5279 | 138.0286 | 18.7513 | 4 | 3626.7196 |  | 81.3283 |  | 215.7479 | -4.6918e-07 | 106524168137.0555 | 17812798.6185 | 1482758.0279 | 16680107.8401 | 30830805.1814 | 24077.0464 | 1003311.8668 | 0 | 26455204.8466 | 68831016.3022 | 46978582.9622 | 210098662.692 | 3144235.0165 | 47016122.9028 |  | 1478867.319 | 10284945.6504 | 0 | 272022833.5808 |  | 42169.6503 | 75.0052 | 3626.7196 |  | 81.3283
1 | 6000 | 707 | 0.035 | 15 | 15 | 7 | 5.6234e-11 | 0 | Water | Porous | Wet | R245fa | MinimizeLCOE | IgnoreSilica | 187.8368 | 161.6988 | 21.9795 | 4 | 3440.3848 |  | 77.1498 |  | 215.9217 | -4.5125e-07 | 106167880959.3534 | 19949399.3778 | 1656500.9814 | 18931672.9596 | 35996980.3645 | 24077.0464 | 1106041.5665 | 0 | 30289222.1955 | 78806342.9789 | 53786948.3915 | 240547185.862 | 3144235.0165 | 47016122.9028 |  | 1478867.319 | 10284945.6504 | 0 | 302471356.7508 |  | 56234.1325 | 87.9179 | 3440.3848 |  | 77.1498
1 | 6000 | 707 | 0.035 | 15 | 15 | 7 | 7.4989e-11 | 0 | Water | Porous | Wet | R245fa | MinimizeLCOE | IgnoreSilica | 213.1615 | 183.6768 | 24.9815 | 4 | 3304.7289 |  | 74.1077 |  | 216.0654 | -4.3195e-07 | 105785538188.8346 | 21855784.6327 | 1811076.8468 | 20963660.654 | 40777827.7756 | 24077.0464 | 1193912.1861 | 0 | 33784272.2652 | 87899746.3269 | 59993383.0273 | 268303740.7609 | 3144235.0165 | 47016122.9028 |  | 1478867.319 | 10284945.6504 | 0 | 330227911.6497 |  | 74989.4209 | 99.9259 | 3304.7289 |  | 74.1077
1 | 6000 | 707 | 0.035 | 15 | 15 | 7 | 1e-10 | 0 | Water | Porous | Wet | R245fa | MinimizeLCOE | IgnoreSilica | 235.3347 | 202.9437 | 27.6175 | 4 | 3206.3064 |  | 71.9006 |  | 216.1832 | -4.1302e-07 | 105416675399.4868 | 23474926.9998 | 1942052.387 | 22705136.7838 | 44955199.8098 | 24077.0464 | 1265088.1443 | 0 | 36802927.6567 | 95753668.4443 | 65353846.2544 | 292276923.5265 | 3144235.0165 | 47016122.9028 |  | 1478867.319 | 10284945.6504 | 0 | 354201094.4152 |  | 100000 | 110.4701 | 3206.3064 |  | 71.9006
1 | 6000 | 707 | 0.035 | 15 | 15 | 7 | 1.3335e-10 | 0 | Water | Porous | Wet | R245fa | MinimizeLCOE | IgnoreSilica | 253.9191 | 219.1106 | 29.833 | 4 | 3134.7986 |  | 70.2971 |  | 216.2786 | -3.7945e-07 | 105085933427.5532 | 24800576.6936 | 2049092.9731 | 24140945.3523 | 48449720.5644 | 24077.0464 | 1320698.0883 | 0 | 39306193.18 | 102266651.8456 | 69799091.2542 | 312157046.9979 | 3144235.0165 | 47016122.9028 |  | 1478867.319 | 10284945.6504 | 0 | 374081217.8866 |  | 133352.1432 | 119.3318 | 3134.7986 |  | 70.2971
1 | 6000 | 707 | 0.035 | 15 | 15 | 7 | 1.7783e-10 | 0 | Water | Porous | Wet | R245fa | MinimizeLCOE | IgnoreSilica | 269.0205 | 232.2604 | 31.6373 | 4 | 3082.6334 |  | 69.1273 |  | 216.3546 | -3.3392e-07 | 104802916132.7576 | 25858764.507 | 2134417.7986 | 25293198.5 | 51284621.0697 | 24077.0464 | 1363366.3731 | 0 | 41323793.6649 | 107516034.4405 | 73381902.7392 | 328180176.1394 | 3144235.0165 | 47016122.9028 |  | 1478867.319 | 10284945.6504 | 0 | 390104347.0281 |  | 177827.941 | 126.5491 | 3082.6334 |  | 69.1273
1 | 6000 | 707 | 0.035 | 15 | 15 | 7 | 2.3714e-10 | 0 | Water | Porous | Wet | R245fa | MinimizeLCOE | IgnoreSilica | 280.9884 | 242.69 | 33.0703 | 4 | 3044.4485 |  | 68.271 |  | 216.4141 | -9.1221e-05 | 104573966128.6489 | 26686187.0832 | 2201064.1805 | 26197817.0638 | 53528210.024 | 24077.0464 | 1395281.7719 | 0 | 42912728.4963 | 111650116.9363 | 76203498.9895 | 340798981.5919 | 3144235.0165 | 47016122.9028 |  | 1478867.319 | 10284945.6504 | 0 | 402723152.4806 |  | 237137.3706 | 132.2811 | 3044.4485 |  | 68.271
1 | 6000 | 707 | 0.035 | 15 | 15 | 7 | 3.1623e-10 | 0 | Water | Porous | Wet | R245fa | MinimizeLCOE | IgnoreSilica | 290.3259 | 250.8325 | 34.1903 | 4 | 3016.3663 |  | 67.6413 |  | 216.4602 | -8.2856e-05 | 104384922506.861 | 27325285.7855 | 2252500.0724 | 26898665.5429 | 55276788.4391 | 24077.0464 | 1419034.2477 | 0 | 44146576.9422 | 114860337.4955 | 78394540.4846 | 350597806.0562 | 3144235.0165 | 47016122.9028 |  | 1478867.319 | 10284945.6504 | 0 | 412521976.945 |  | 316227.766 | 136.7612 | 3016.3663 |  | 67.6413
1 | 6000 | 707 | 0.035 | 15 | 15 | 7 | 4.217e-10 | 0 | Water | Porous | Wet | R245fa | MinimizeLCOE | IgnoreSilica | 297.2884 | 256.9252 | 35.0281 | 4 | 2996.1235 |  | 67.1873 |  | 216.505 | -8.0059e-05 | 104230409896.5152 | 27799708.6025 | 2290659.2357 | 27420097.8967 | 56572696.0202 | 24077.0464 | 1436911.524 | 0 | 45062218.6269 | 117242649.3351 | 80020517.2668 | 357869535.5541 | 3144235.0165 | 47016122.9028 |  | 1478867.319 | 10284945.6504 | 0 | 419793706.4429 |  | 421696.5034 | 140.1123 | 2996.1235 |  | 67.1873
1 | 6000 | 707 | 0.035 | 15 | 15 | 7 | 5.6234e-10 | 0 | Water | Porous | Wet | R245fa | MinimizeLCOE | IgnoreSilica | 300.93 | 260.1175 | 35.4941 | 4 | 2983.0549 |  | 66.8943 |  | 216.5308 | -7.712e-05 | 104320369933.8902 | 28047029.9192 | 2310544.256 | 27692315.2108 | 57248429.4882 | 24077.0464 | 1425793.736 | 0 | 45531793.9661 | 118464388.0445 | 80854379.0401 | 361598750.7073 | 3144235.0165 | 47016122.9028 |  | 1478867.319 | 10284945.6504 | 0 | 423522921.596 |  | 562341.3252 | 141.9762 | 2983.0549 |  | 66.8943
1 | 6000 | 707 | 0.035 | 15 | 15 | 7 | 7.4989e-10 | 0 | Water | Porous | Wet | R245fa | MinimizeLCOE | IgnoreSilica | 303.7022 | 262.5484 | 35.8493 | 4 | 2973.2615 |  | 66.6747 |  | 216.5505 | -7.4909e-05 | 104386743526.5874 | 28234800.2731 | 2325637.8137 | 27899163.4046 | 57762516.3937 | 24077.0464 | 1417031.587 | 0 | 45888658.3422 | 119392875.9483 | 81488091.113 | 364432851.922 | 3144235.0165 | 47016122.9028 |  | 1478867.319 | 10284945.6504 | 0 | 426357022.8108 |  | 749894.2093 | 143.3971 | 2973.2615 |  | 66.6747
1 | 6000 | 707 | 0.035 | 15 | 15 | 7 | 1e-09 | 0 | Water | Porous | Wet | R245fa | MinimizeLCOE | IgnoreSilica | 305.8 | 264.3885 | 36.1185 | 4 | 2965.9268 |  | 66.5102 |  | 216.5654 | -7.3243e-05 | 104438787430.1615 | 28376609.7769 | 2337034.9222 | 28055481.3009 | 58151359.8062 | 24077.0464 | 1410149.0657 | 0 | 46158337.6481 | 120094526.1835 | 81966981.816 | 366574557.566 | 3144235.0165 | 47016122.9028 |  | 1478867.319 | 10284945.6504 | 0 | 428498728.4547 |  | 1000000 | 144.4738 | 2965.9268 |  | 66.5102
1 | 6000 | 707 | 0.035 | 15 | 15 | 7 | 1.3335e-09 | 0 | Water | Porous | Wet | R245fa | MinimizeLCOE | IgnoreSilica | 307.3615 | 265.7586 | 36.3196 | 4 | 2960.4564 |  | 66.3875 |  | 216.5766 | -7.1968e-05 | 104476709271.0135 | 28482016.9117 | 2345505.3059 | 28171728.1734 | 58440675.3745 | 24077.0464 | 1404482.4074 | 0 | 46358709.2355 | 120615851.9521 | 82322797.3652 | 368165843.7721 | 3144235.0165 | 47016122.9028 |  | 1478867.319 | 10284945.6504 | 0 | 430090014.6609 |  | 1333521.4322 | 145.2783 | 2960.4564 |  | 66.3875
1 | 6000 | 707 | 0.035 | 15 | 15 | 7 | 1.7783e-09 | 0 | Water | Porous | Wet | R245fa | MinimizeLCOE | IgnoreSilica | 308.5601 | 266.8103 | 36.4735 | 4 | 2956.3333 |  | 66.2951 |  | 216.5852 | -7.1031e-05 | 104503963946.9725 | 28562827.1722 | 2351998.4862 | 28260880.7171 | 58662702.6348 | 24077.0464 | 1400445.3666 | 0 | 46512543.2551 | 121016096.5151 | 82595972.5037 | 369387543.6971 | 3144235.0165 | 47016122.9028 |  | 1478867.319 | 10284945.6504 | 0 | 431311714.5858 |  | 1778279.41 | 145.8941 | 2956.3333 |  | 66.2951
1 | 6000 | 707 | 0.035 | 15 | 15 | 7 | 2.3714e-09 | 0 | Water | Porous | Wet | R245fa | MinimizeLCOE | IgnoreSilica | 309.4421 | 267.5843 | 36.5874 | 4 | 2953.2651 |  | 66.2263 |  | 216.5916 | -7.0308e-05 | 104527090211.8635 | 28622249.4387 | 2356772.7715 | 28326455.0009 | 58826034.5113 | 24077.0464 | 1397063.9627 | 0 | 46625534.5653 | 121310076.7267 | 82796620.0388 | 370284884.0623 | 3144235.0165 | 47016122.9028 |  | 1478867.319 | 10284945.6504 | 0 | 432209054.951 |  | 2371373.7057 | 146.3496 | 2953.2651 |  | 66.2263
1 | 6000 | 707 | 0.035 | 15 | 15 | 7 | 3.1623e-09 | 0 | Water | Porous | Wet | R245fa | MinimizeLCOE | IgnoreSilica | 310.1212 | 268.1804 | 36.6747 | 4 | 2950.948 |  | 66.1743 |  | 216.5964 | -6.978e-05 | 104542304351.7661 | 28667970.0531 | 2360445.997 | 28376919.2706 | 58951791.6499 | 24077.0464 | 1394726.2421 | 0 | 46712612.8011 | 121536636.4339 | 82951251.6943 | 370976431.1885 | 3144235.0165 | 47016122.9028 |  | 1478867.319 | 10284945.6504 | 0 | 432900602.0772 |  | 3162277.6602 | 146.6988 | 2950.948 |  | 66.1743
1 | 6000 | 707 | 0.035 | 15 | 15 | 7 | 4.217e-09 | 0 | Water | Porous | Wet | R245fa | MinimizeLCOE | IgnoreSilica | 310.6205 | 268.6187 | 36.7392 | 4 | 2949.2229 |  | 66.1356 |  | 216.6 | -6.9373e-05 | 104555178544.4303 | 28701575.0644 | 2363145.7349 | 28414016.542 | 59044238.0099 | 24077.0464 | 1392793.3517 | 0 | 46776539.8422 | 121702961.4818 | 83064771.9571 | 371484119.0303 | 3144235.0165 | 47016122.9028 |  | 1478867.319 | 10284945.6504 | 0 | 433408289.919 |  | 4216965.0343 | 146.9568 | 2949.2229 |  | 66.1356
1 | 6000 | 707 | 0.035 | 15 | 15 | 7 | 5.6234e-09 | 0 | Water | Porous | Wet | R245fa | MinimizeLCOE | IgnoreSilica | 311.0032 | 268.9546 | 36.7884 | 4 | 2947.9214 |  | 66.1064 |  | 216.6028 | -6.9075e-05 | 104563812039.2132 | 28727316.3836 | 2365213.6613 | 28442436.1454 | 59115083.4809 | 24077.0464 | 1391444.5709 | 0 | 46825572.8024 | 121830535.1863 | 83151843.6318 | 371873522.9088 | 3144235.0165 | 47016122.9028 |  | 1478867.319 | 10284945.6504 | 0 | 433797693.7975 |  | 5623413.2519 | 147.1538 | 2947.9214 |  | 66.1064
1 | 6000 | 707 | 0.035 | 15 | 15 | 7 | 7.4989e-09 | 0 | Water | Porous | Wet | R245fa | MinimizeLCOE | IgnoreSilica | 311.281 | 269.1985 | 36.8244 | 4 | 2946.9556 |  | 66.0848 |  | 216.6048 | -6.8843e-05 | 104571550123.0889 | 28746003.2844 | 2366714.8366 | 28463069.0978 | 59166507.637 | 24077.0464 | 1390288.3672 | 0 | 46861097.5051 | 121922963.1754 | 83214927.6336 | 372155648.5836 | 3144235.0165 | 47016122.9028 |  | 1478867.319 | 10284945.6504 | 0 | 434079819.4723 |  | 7498942.0933 | 147.2977 | 2946.9556 |  | 66.0848
1 | 6000 | 707 | 0.035 | 15 | 15 | 7 | 1e-08 | 0 | Water | Porous | Wet | R245fa | MinimizeLCOE | IgnoreSilica | 311.5025 | 269.3929 | 36.8528 | 4 | 2946.2177 |  | 66.0682 |  | 216.6064 | -6.868e-05 | 104575614449.456 | 28760896.428 | 2367911.2279 | 28479514.2652 | 59207520.8861 | 24077.0464 | 1389608.3007 | 0 | 46889515.9802 | 121996902.2181 | 83265392.5495 | 372381338.902 | 3144235.0165 | 47016122.9028 |  | 1478867.319 | 10284945.6504 | 0 | 434305509.7908 |  | 10000000 | 147.4112 | 2946.2177 |  | 66.0682
1 | 6100 | 707 | 0.035 | 15 | 15 | 7 | 1e-13 | 0 | Water | Porous | Wet | R245fa | MinimizeLCOE | IgnoreSilica | 1.0223 | 0.30055 | 0.018072 | 4 | 895767.4054 |  | 20087.3661 |  | 131.8693 | -6.2467e-05 | 39714847611.8741 | 177692.4102 | 7439.795 | 129628.99 | 79970.7272 | 24077.0464 | 62341.9585 | 0 | 187648.8616 | 488223.8458 | 333222.8068 | 1490246.4415 | 3144235.0165 | 48131582.8269 |  | 1478867.319 | 10508037.6352 | 0 | 64752969.2391 |  | 100 | 0.072288 | 895767.4054 |  | 20087.3661
1 | 6100 | 707 | 0.035 | 15 | 15 | 7 | 1.3335e-13 | 0 | Water | Porous | Wet | R245fa | MinimizeLCOE | IgnoreSilica | 1.3048 | 0.46402 | 0.036156 | 4 | 451332.3925 |  | 10121.0191 |  | 145.7653 | -6.7626e-05 | 55197015098.9831 | 255785.1165 | 11805.49 | 181834.4451 | 107802.2368 | 24077.0464 | 67973.0873 | 0 | 253218.1946 | 658821.8001 | 449659.416 | 2010976.8327 | 3144235.0165 | 48131582.8269 |  | 1478867.319 | 10508037.6352 | 0 | 65273699.6304 |  | 133.3521 | 0.14462 | 451332.3925 |  | 10121.0191
1 | 6100 | 707 | 0.035 | 15 | 15 | 7 | 1.7783e-13 | 0 | Water | Porous | Wet | R245fa | MinimizeLCOE | IgnoreSilica | 1.6946 | 0.7146 | 0.066348 | 4 | 248791.4509 |  | 5579.0877 |  | 159.1733 | -7.642e-05 | 70144227282.5914 | 365881.7692 | 18743.1306 | 254559.9908 | 152929.3872 | 24077.0464 | 76282.512 | 0 | 348064.7961 | 905593.2016 | 618085.9682 | 2764217.8022 | 3144235.0165 | 48131582.8269 |  | 1478867.319 | 10508037.6352 | 0 | 66026940.5998 |  | 177.8279 | 0.26539 | 248791.4509 |  | 5579.0877
1 | 6100 | 707 | 0.035 | 15 | 15 | 7 | 2.3714e-13 | 0 | Water | Porous | Wet | R245fa | MinimizeLCOE | IgnoreSilica | 2.2042 | 1.0685 | 0.11309 | 4 | 148209.325 |  | 3323.558 |  | 170.8582 | -8.6696e-05 | 84940312719.9507 | 510491.556 | 29264.5798 | 348138.9246 | 222911.771 | 24077.0464 | 86327.8157 | 0 | 476272.5605 | 1239163.5054 | 845754.5547 | 3782402.3141 | 3144235.0165 | 48131582.8269 |  | 1478867.319 | 10508037.6352 | 0 | 67045125.1117 |  | 237.1374 | 0.45237 | 148209.325 |  | 3323.558
1 | 6100 | 707 | 0.035 | 15 | 15 | 7 | 3.1623e-13 | 0 | Water | Porous | Wet | R245fa | MinimizeLCOE | IgnoreSilica | 2.7081 | 1.3297 | 0.17063 | 4 | 99604.2164 |  | 2233.6003 |  | 178.7216 | -8.2523e-05 | 258518589191.4928 | 660525.0678 | 53662.9642 | 407134.2528 | 290390.0577 | 24077.0464 | 87517.2572 | 0 | 594089.592 | 1545699.2538 | 1054971.5016 | 4718066.9935 | 3144235.0165 | 48131582.8269 |  | 1478867.319 | 10508037.6352 | 0 | 67980789.7911 |  | 316.2278 | 0.68251 | 99604.2164 |  | 2233.6003
1 | 6100 | 707 | 0.035 | 15 | 15 | 7 | 4.217e-13 | 0 | Water | Porous | Wet | R245fa | MinimizeLCOE | IgnoreSilica | 3.1834 | 2.2104 | 0.29118 | 4 | 63121.7618 |  | 1415.4901 |  | 184.1352 | -9.7945e-05 | 101993960516.5008 | 951875.5956 | 85037.8667 | 610538.5725 | 1539047.154 | 24077.0464 | 100660.4612 | 0 | 1291382.3116 | 3359911.8758 | 2293208.8945 | 10255739.7781 | 3144235.0165 | 48131582.8269 |  | 1478867.319 | 10508037.6352 | 0 | 73518462.5758 |  | 421.6965 | 1.1647 | 63121.7618 |  | 1415.4901
1 | 6100 | 707 | 0.035 | 15 | 15 | 7 | 5.6234e-13 | 0 | Water | Porous | Wet | R245fa | MinimizeLCOE | IgnoreSilica | 4.0506 | 2.9355 | 0.38953 | 4 | 47691.7886 |  | 1069.4768 |  | 191.0437 | -3.4372e-07 | 102122294027.0683 | 1159744.9351 | 100058.5243 | 766250.1735 | 1403016.6212 | 24077.0464 | 113248.8363 | 0 | 1390894.4933 | 3618822.16 | 2469920.4835 | 11046033.2736 | 3144235.0165 | 48131582.8269 |  | 1478867.319 | 10508037.6352 | 0 | 74308756.0712 |  | 562.3413 | 1.5581 | 47691.7886 |  | 1069.4768
1 | 6100 | 707 | 0.035 | 15 | 15 | 7 | 7.4989e-13 | 0 | Water | Porous | Wet | R245fa | MinimizeLCOE | IgnoreSilica | 5.0984 | 3.8406 | 0.5126 | 4 | 36981.1869 |  | 829.2941 |  | 196.4884 | -3.7284e-07 | 104092018412.5611 | 1401078.9837 | 120785.0168 | 950045.9563 | 1434453.5888 | 24077.0464 | 125696.475 | 0 | 1581893.4561 | 4115762.2819 | 2809092.3278 | 12562885.1328 | 3144235.0165 | 48131582.8269 |  | 1478867.319 | 10508037.6352 | 0 | 75825607.9305 |  | 749.8942 | 2.0504 | 36981.1869 |  | 829.2941
1 | 6100 | 707 | 0.035 | 15 | 15 | 7 | 1e-12 | 0 | Water | Porous | Wet | R245fa | MinimizeLCOE | IgnoreSilica | 6.4795 | 5.0421 | 0.67575 | 4 | 28903.0494 |  | 648.1438 |  | 201.1296 | -4.0395e-07 | 105571923795.8559 | 1697182.7032 | 146154.9139 | 1181177.6545 | 1608150.8379 | 24077.0464 | 141739.5139 | 0 | 1871408.2412 | 4869020.365 | 3323206.4475 | 14862117.7234 | 3144235.0165 | 48131582.8269 |  | 1478867.319 | 10508037.6352 | 0 | 78124840.5211 |  | 1000 | 2.703 | 28903.0494 |  | 648.1438
1 | 6100 | 707 | 0.035 | 15 | 15 | 7 | 1.3335e-12 | 0 | Water | Porous | Wet | R245fa | MinimizeLCOE | IgnoreSilica | 8.2654 | 6.6032 | 0.88804 | 4 | 22840.5156 |  | 512.193 |  | 204.9335 | -4.309e-07 | 106779684602.6644 | 2052816.1427 | 176538.6756 | 1465645.0197 | 1890109.3903 | 24077.0464 | 160541.5365 | 0 | 2250193.8463 | 5854542.81 | 3995845.7666 | 17870310.2341 | 3144235.0165 | 48131582.8269 |  | 1478867.319 | 10508037.6352 | 0 | 81133033.0317 |  | 1333.5214 | 3.5522 | 22840.5156 |  | 512.193
1 | 6100 | 707 | 0.035 | 15 | 15 | 7 | 1.7783e-12 | 0 | Water | Porous | Wet | R245fa | MinimizeLCOE | IgnoreSilica | 10.6205 | 8.6685 | 1.1688 | 4 | 18184.8461 |  | 407.7907 |  | 208.0609 | -4.5625e-07 | 107693542770.1742 | 2487842.997 | 213601.469 | 1822138.1689 | 2293138.0036 | 24077.0464 | 183882.8338 | 0 | 2739625.4023 | 7127943.3222 | 4864967.782 | 21757217.0251 | 3144235.0165 | 48131582.8269 |  | 1478867.319 | 10508037.6352 | 0 | 85019939.8228 |  | 1778.2794 | 4.6753 | 18184.8461 |  | 407.7907
1 | 6100 | 707 | 0.035 | 15 | 15 | 7 | 2.3714e-12 | 0 | Water | Porous | Wet | R245fa | MinimizeLCOE | IgnoreSilica | 13.7 | 11.3748 | 1.5371 | 4 | 14628.2497 |  | 328.0349 |  | 210.5707 | -4.7687e-07 | 108463058586.0834 | 3014859.8211 | 258346.4237 | 2264536.2123 | 2839546.2166 | 24077.0464 | 211684.9315 | 0 | 3359089.7541 | 8739662.4962 | 5964999.2358 | 26676802.1378 | 3144235.0165 | 48131582.8269 |  | 1478867.319 | 10508037.6352 | 0 | 89939524.9355 |  | 2371.3737 | 6.1483 | 14628.2497 |  | 328.0349
1 | 6100 | 707 | 0.035 | 15 | 15 | 7 | 3.1623e-12 | 0 | Water | Porous | Wet | R245fa | MinimizeLCOE | IgnoreSilica | 17.7442 | 14.9337 | 2.0216 | 4 | 11891.6716 |  | 266.6678 |  | 212.5704 | -4.9332e-07 | 109027255985.627 | 3655790.9303 | 312598.4723 | 2815508.6468 | 3569242.1958 | 24077.0464 | 245134.883 | 0 | 4142717.3481 | 10778500.7515 | 7356548.239 | 32900118.5132 | 3144235.0165 | 48131582.8269 |  | 1478867.319 | 10508037.6352 | 0 | 96162841.3108 |  | 3162.2777 | 8.0866 | 11891.6716 |  | 266.6678
1 | 6100 | 707 | 0.035 | 15 | 15 | 7 | 4.217e-12 | 0 | Water | Porous | Wet | R245fa | MinimizeLCOE | IgnoreSilica | 23.1032 | 19.6536 | 2.6641 | 4 | 9768.2415 |  | 219.0504 |  | 214.1591 | -5.0758e-07 | 109457812572.6457 | 4441694.0275 | 378861.3854 | 3507341.0546 | 4545233.8679 | 24077.0464 | 286475.9128 | 0 | 5141636.4849 | 13377483.439 | 9130407.3269 | 40833210.5455 | 3144235.0165 | 48131582.8269 |  | 1478867.319 | 10508037.6352 | 0 | 104095933.3432 |  | 4216.965 | 10.6566 | 9768.2415 |  | 219.0504
1 | 6100 | 707 | 0.035 | 15 | 15 | 7 | 5.6234e-12 | 0 | Water | Porous | Wet | R245fa | MinimizeLCOE | IgnoreSilica | 30.1601 | 25.8725 | 3.5108 | 4 | 8127.3971 |  | 182.2549 |  | 215.4013 | -5.1854e-07 | 109783079301.6485 | 5398946.3199 | 459270.6698 | 4370129.043 | 5836285.3844 | 24077.0464 | 336571.2641 | 0 | 6405859.0937 | 16666731.3396 | 11375386.6063 | 50873256.7672 | 3144235.0165 | 48131582.8269 |  | 1478867.319 | 10508037.6352 | 0 | 114135979.5648 |  | 5623.4133 | 14.0434 | 8127.3971 |  | 182.2549
1 | 6100 | 707 | 0.035 | 15 | 15 | 7 | 7.4989e-12 | 0 | Water | Porous | Wet | R245fa | MinimizeLCOE | IgnoreSilica | 39.4226 | 34.0382 | 4.6227 | 4 | 6857.8705 |  | 153.7861 |  | 216.3652 | -5.2663e-07 | 110013864871.5776 | 6561236.9015 | 556510.2831 | 5442478.2774 | 7534946.8125 | 24077.0464 | 397174.9978 | 0 | 8001405.4843 | 20818015.7562 | 14208723.521 | 63544569.0802 | 3144235.0165 | 48131582.8269 |  | 1478867.319 | 10508037.6352 | 0 | 126807291.8779 |  | 7498.9421 | 18.4908 | 6857.8705 |  | 153.7861
1 | 6100 | 707 | 0.035 | 15 | 15 | 7 | 1e-11 | 0 | Water | Porous | Wet | R245fa | MinimizeLCOE | IgnoreSilica | 51.4442 | 44.6394 | 6.0666 | 4 | 5877.9975 |  | 131.8127 |  | 217.1061 | -5.3136e-07 | 110172932169.7556 | 7957649.8092 | 672814.1277 | 6760801.4548 | 9742847.8014 | 24077.0464 | 469256.0987 | 0 | 9994704.0719 | 26004169.7993 | 17748380.2203 | 79374700.4297 | 3144235.0165 | 48131582.8269 |  | 1478867.319 | 10508037.6352 | 0 | 142637423.2274 |  | 10000 | 24.2663 | 5877.9975 |  | 131.8127
1 | 6100 | 707 | 0.035 | 15 | 15 | 7 | 1.3335e-11 | 0 | Water | Porous | Wet | R245fa | MinimizeLCOE | IgnoreSilica | 66.8279 | 58.2096 | 7.9152 | 4 | 5121.9493 |  | 114.8585 |  | 217.6741 | -5.3299e-07 | 110251914583.6131 | 9614342.6959 | 810193.5289 | 8360254.8592 | 12569481.4937 | 24077.0464 | 554070.2509 | 0 | 12453643.7512 | 32401826.4472 | 22114912.3411 | 98902802.4145 | 3144235.0165 | 48131582.8269 |  | 1478867.319 | 10508037.6352 | 0 | 162165525.2122 |  | 13335.2143 | 31.6609 | 5121.9493 |  | 114.8585
1 | 6100 | 707 | 0.035 | 15 | 15 | 7 | 1.7783e-11 | 0 | Water | Porous | Wet | R245fa | MinimizeLCOE | IgnoreSilica | 85.9996 | 75.1277 | 10.2207 | 4 | 4541.5863 |  | 101.844 |  | 218.1091 | -5.3096e-07 | 110249509300.2753 | 11533403.5299 | 968624.7756 | 10253300.2305 | 16091776.742 | 24077.0464 | 651100.2158 | 0 | 15413690.1907 | 40103260.0937 | 27371299.0535 | 122410531.8782 | 3144235.0165 | 48131582.8269 |  | 1478867.319 | 10508037.6352 | 0 | 185673254.6759 |  | 17782.7941 | 40.8829 | 4541.5863 |  | 101.844
1 | 6100 | 707 | 0.035 | 15 | 15 | 7 | 2.3714e-11 | 0 | Water | Porous | Wet | R245fa | MinimizeLCOE | IgnoreSilica | 108.9622 | 95.4015 | 12.985 | 4 | 4099.7406 |  | 91.9357 |  | 218.4446 | -5.246e-07 | 110158846240.0853 | 13678697.239 | 1144969.5115 | 12412744.3032 | 20307906.721 | 24077.0464 | 757684.6475 | 0 | 18847170.9927 | 49036472.8367 | 33468400.3098 | 149678123.6078 | 3144235.0165 | 48131582.8269 |  | 1478867.319 | 10508037.6352 | 0 | 212940846.4055 |  | 23713.7371 | 51.9401 | 4099.7406 |  | 91.9357
1 | 6100 | 707 | 0.035 | 15 | 15 | 7 | 3.1623e-11 | 0 | Water | Porous | Wet | R245fa | MinimizeLCOE | IgnoreSilica | 134.9669 | 118.3778 | 16.1207 | 4 | 3767.5863 |  | 84.4872 |  | 218.7071 | -5.1325e-07 | 109983274038.0298 | 15959745.0765 | 1331686.0423 | 14751615.7806 | 25078038.4152 | 24077.0464 | 867931.7422 | 0 | 22625106.7002 | 58865886.5864 | 40177177.1682 | 179681264.558 | 3144235.0165 | 48131582.8269 |  | 1478867.319 | 10508037.6352 | 0 | 242943987.3556 |  | 31622.7766 | 64.4827 | 3767.5863 |  | 84.4872
1 | 6100 | 707 | 0.035 | 15 | 15 | 7 | 4.217e-11 | 0 | Water | Porous | Wet | R245fa | MinimizeLCOE | IgnoreSilica | 162.5574 | 142.7779 | 19.4543 | 4 | 3520.947 |  | 78.9564 |  | 218.9174 | -4.9748e-07 | 109723920914.1582 | 18249331.4794 | 1518383.4926 | 17137686.4847 | 30132190.3588 | 24077.0464 | 975102.3733 | 0 | 26534340.7817 | 69036911.7723 | 47119110.8513 | 210727134.6406 | 3144235.0165 | 48131582.8269 |  | 1478867.319 | 10508037.6352 | 0 | 273989857.4382 |  | 42169.6503 | 77.8171 | 3520.947 |  | 78.9564
1 | 6100 | 707 | 0.035 | 15 | 15 | 7 | 5.6234e-11 | 0 | Water | Porous | Wet | R245fa | MinimizeLCOE | IgnoreSilica | 189.7905 | 166.8885 | 22.7531 | 4 | 3340.1509 |  | 74.9021 |  | 219.0886 | -4.7843e-07 | 109411079246.4652 | 20405862.7031 | 1693634.4695 | 19416214.0983 | 35112883.0011 | 24077.0464 | 1071841.4875 | 0 | 30312559.9943 | 78867063.144 | 53828391.1519 | 240732527.096 | 3144235.0165 | 48131582.8269 |  | 1478867.319 | 10508037.6352 | 0 | 303995249.8937 |  | 56234.1325 | 91.0124 | 3340.1509 |  | 74.9021
1 | 6100 | 707 | 0.035 | 15 | 15 | 7 | 7.4989e-11 | 0 | Water | Porous | Wet | R245fa | MinimizeLCOE | IgnoreSilica | 214.9326 | 189.1742 | 25.8072 | 4 | 3208.6558 |  | 71.9533 |  | 219.2288 | -4.5801e-07 | 109080230821.3841 | 22322499.1364 | 1848946.9115 | 21464108.0791 | 39703180.8027 | 24077.0464 | 1153686.7101 | 0 | 33741434.4876 | 87788291.2168 | 59917312.6244 | 267963537.0149 | 3144235.0165 | 48131582.8269 |  | 1478867.319 | 10508037.6352 | 0 | 331226259.8125 |  | 74989.4209 | 103.229 | 3208.6558 |  | 71.9533
1 | 6100 | 707 | 0.035 | 15 | 15 | 7 | 1e-10 | 0 | Water | Porous | Wet | R245fa | MinimizeLCOE | IgnoreSilica | 236.8622 | 208.6346 | 28.479 | 4 | 3113.3193 |  | 69.8154 |  | 219.3428 | -4.3806e-07 | 108766894642.3357 | 23944920.1995 | 1980120.6252 | 23213066.2263 | 43699993.2913 | 24077.0464 | 1219183.0325 | 0 | 36691730.5643 | 95464356.4194 | 65156384.8526 | 291393832.2576 | 3144235.0165 | 48131582.8269 |  | 1478867.319 | 10508037.6352 | 0 | 354656555.0553 |  | 100000 | 113.9159 | 3113.3193 |  | 69.8154
1 | 6100 | 707 | 0.035 | 15 | 15 | 7 | 1.3335e-10 | 0 | Water | Porous | Wet | R245fa | MinimizeLCOE | IgnoreSilica | 255.2226 | 224.9448 | 30.7215 | 4 | 3044.0229 |  | 68.2615 |  | 219.4344 | -4.027e-07 | 108486383973.2705 | 25272298.97 | 2087249.238 | 24653814.6225 | 47041036.4419 | 24077.0464 | 1270217.3064 | 0 | 39135990.5138 | 101823819.4213 | 69496849.0253 | 310805352.5855 | 3144235.0165 | 48131582.8269 |  | 1478867.319 | 10508037.6352 | 0 | 374068075.3831 |  | 133352.1432 | 122.8861 | 3044.0229 |  | 68.2615
1 | 6100 | 707 | 0.035 | 15 | 15 | 7 | 1.7783e-10 | 0 | Water | Porous | Wet | R245fa | MinimizeLCOE | IgnoreSilica | 270.0675 | 238.1436 | 32.5394 | 4 | 2993.5637 |  | 67.1299 |  | 219.5066 | -3.5444e-07 | 108255934695.4034 | 26326859.6177 | 2172242.8263 | 25804442.5178 | 49738736.3589 | 24077.0464 | 1308389.6987 | 0 | 41096151.7457 | 106923756.8623 | 72977661.122 | 326372317.7958 | 3144235.0165 | 48131582.8269 |  | 1478867.319 | 10508037.6352 | 0 | 389635040.5935 |  | 177827.941 | 130.1576 | 2993.5637 |  | 67.1299
1 | 6100 | 707 | 0.035 | 15 | 15 | 7 | 2.3714e-10 | 0 | Water | Porous | Wet | R245fa | MinimizeLCOE | IgnoreSilica | 281.8385 | 248.617 | 33.9836 | 4 | 2956.5937 |  | 66.3009 |  | 219.563 | -9.4968e-05 | 108069270472.1802 | 27152089.8957 | 2238683.7341 | 26708410.8992 | 51875510.9993 | 24077.0464 | 1336974.7959 | 0 | 42640941.4745 | 110942982.8569 | 75720865.4502 | 338640537.1522 | 3144235.0165 | 48131582.8269 |  | 1478867.319 | 10508037.6352 | 0 | 401903259.9499 |  | 237137.3706 | 135.9346 | 2956.5937 |  | 66.3009
1 | 6100 | 707 | 0.035 | 15 | 15 | 7 | 3.1623e-10 | 0 | Water | Porous | Wet | R245fa | MinimizeLCOE | IgnoreSilica | 291.0226 | 256.7939 | 35.1122 | 4 | 2929.4015 |  | 65.6911 |  | 219.6069 | -8.7448e-05 | 107931551623.97 | 27789641.1398 | 2289973.569 | 27408872.1099 | 53541062.2438 | 24077.0464 | 1358320.984 | 0 | 43840659.3662 | 114064402.7152 | 77851298.6422 | 348168307.8166 | 3144235.0165 | 48131582.8269 |  | 1478867.319 | 10508037.6352 | 0 | 411431030.6143 |  | 316227.766 | 140.4488 | 2929.4015 |  | 65.6911
1 | 6100 | 707 | 0.035 | 15 | 15 | 7 | 4.217e-10 | 0 | Water | Porous | Wet | R245fa | MinimizeLCOE | IgnoreSilica | 297.7294 | 262.7881 | 35.9406 | 4 | 2910.0456 |  | 65.2571 |  | 219.6503 | -8.3231e-05 | 107791946277.6121 | 28253413.1575 | 2327261.3608 | 27919520.3043 | 54750049.8036 | 24077.0464 | 1373067.6844 | 0 | 44712481.8493 | 116332705.9806 | 79399462.2298 | 355092039.4167 | 3144235.0165 | 48131582.8269 |  | 1478867.319 | 10508037.6352 | 0 | 418354762.2144 |  | 421696.5034 | 143.7623 | 2910.0456 |  | 65.2571
1 | 6100 | 707 | 0.035 | 15 | 15 | 7 | 5.6234e-10 | 0 | Water | Porous | Wet | R245fa | MinimizeLCOE | IgnoreSilica | 301.3005 | 265.9849 | 36.4069 | 4 | 2897.6201 |  | 64.9784 |  | 219.6755 | -8.0181e-05 | 107883430995.6004 | 28499540.1075 | 2347042.8836 | 28190900.0425 | 55392199.3112 | 24077.0464 | 1361952.7791 | 0 | 45168127.7463 | 117518203.139 | 80208588.4 | 358710631.4554 | 3144235.0165 | 48131582.8269 |  | 1478867.319 | 10508037.6352 | 0 | 421973354.2531 |  | 562341.3252 | 145.6276 | 2897.6201 |  | 64.9784
1 | 6100 | 707 | 0.035 | 15 | 15 | 7 | 7.4989e-10 | 0 | Water | Porous | Wet | R245fa | MinimizeLCOE | IgnoreSilica | 304.0117 | 268.4128 | 36.7615 | 4 | 2888.3186 |  | 64.7698 |  | 219.6947 | -7.7881e-05 | 107951941725.0938 | 28685917.7941 | 2362018.9205 | 28396571.6304 | 55879471.4985 | 24077.0464 | 1353124.8487 | 0 | 45513460.878 | 118416689.11 | 80821823.5372 | 361453155.2638 | 3144235.0165 | 48131582.8269 |  | 1478867.319 | 10508037.6352 | 0 | 424715878.0614 |  | 749894.2093 | 147.0461 | 2888.3186 |  | 64.7698
1 | 6100 | 707 | 0.035 | 15 | 15 | 7 | 1e-09 | 0 | Water | Porous | Wet | R245fa | MinimizeLCOE | IgnoreSilica | 306.0728 | 270.2589 | 37.0312 | 4 | 2881.3418 |  | 64.6134 |  | 219.7093 | -7.6158e-05 | 108002068407.3769 | 28827325.2677 | 2373379.535 | 28552715.623 | 56249760.6539 | 24077.0464 | 1346349.0454 | 0 | 45775706.7968 | 119098999.1968 | 81287514.1915 | 363535827.3564 | 3144235.0165 | 48131582.8269 |  | 1478867.319 | 10508037.6352 | 0 | 426798550.1541 |  | 1000000 | 148.1249 | 2881.3418 |  | 64.6134
1 | 6100 | 707 | 0.035 | 15 | 15 | 7 | 1.3335e-09 | 0 | Water | Porous | Wet | R245fa | MinimizeLCOE | IgnoreSilica | 307.6005 | 271.6276 | 37.232 | 4 | 2876.1497 |  | 64.497 |  | 219.7202 | -7.4833e-05 | 108043251144.6329 | 28931989.3904 | 2381787.1407 | 28668341.2962 | 56524102.2895 | 24077.0464 | 1340699.2178 | 0 | 45969688.5886 | 119603700.0277 | 81631982.8792 | 365076367.8765 | 3144235.0165 | 48131582.8269 |  | 1478867.319 | 10508037.6352 | 0 | 428339090.6741 |  | 1333521.4322 | 148.928 | 2876.1497 |  | 64.497
1 | 6100 | 707 | 0.035 | 15 | 15 | 7 | 1.7783e-09 | 0 | Water | Porous | Wet | R245fa | MinimizeLCOE | IgnoreSilica | 308.7648 | 272.6709 | 37.3848 | 4 | 2872.2439 |  | 64.4094 |  | 219.7285 | -7.3851e-05 | 108072471402.982 | 29011667.659 | 2388187.0429 | 28756395.1137 | 56733152.1542 | 24077.0464 | 1336548.5451 | 0 | 46117510.7489 | 119988302.9665 | 81894482.2877 | 366250323.5644 | 3144235.0165 | 48131582.8269 |  | 1478867.319 | 10508037.6352 | 0 | 429513046.362 |  | 1778279.41 | 149.5392 | 2872.2439 |  | 64.4094
1 | 6100 | 707 | 0.035 | 15 | 15 | 7 | 2.3714e-09 | 0 | Water | Porous | Wet | R245fa | MinimizeLCOE | IgnoreSilica | 309.6468 | 273.4613 | 37.5005 | 4 | 2869.3102 |  | 64.3436 |  | 219.7348 | -7.3119e-05 | 108093655266.1397 | 29071976.6752 | 2393030.8251 | 28823061.2873 | 56891494.8956 | 24077.0464 | 1333461.0562 | 0 | 46229469.6965 | 120279597.1821 | 82093296.5754 | 367139465.2399 | 3144235.0165 | 48131582.8269 |  | 1478867.319 | 10508037.6352 | 0 | 430402188.0375 |  | 2371373.7057 | 150.002 | 2869.3102 |  | 64.3436
1 | 6100 | 707 | 0.035 | 15 | 15 | 7 | 3.1623e-09 | 0 | Water | Porous | Wet | R245fa | MinimizeLCOE | IgnoreSilica | 310.3064 | 274.0525 | 37.5871 | 4 | 2867.1155 |  | 64.2944 |  | 219.7395 | -7.2565e-05 | 108109992594.4471 | 29117055.43 | 2396651.1779 | 28872901.6928 | 57009901.44 | 24077.0464 | 1331063.6608 | 0 | 46313143.6746 | 120497299.7094 | 82241883.0236 | 367803976.8554 | 3144235.0165 | 48131582.8269 |  | 1478867.319 | 10508037.6352 | 0 | 431066699.653 |  | 3162277.6602 | 150.3486 | 2867.1155 |  | 64.2944
1 | 6100 | 707 | 0.035 | 15 | 15 | 7 | 4.217e-09 | 0 | Water | Porous | Wet | R245fa | MinimizeLCOE | IgnoreSilica | 310.7863 | 274.4827 | 37.6506 | 4 | 2865.4888 |  | 64.2579 |  | 219.743 | -7.2134e-05 | 108124252141.6643 | 29149839.0183 | 2399283.9801 | 28909153.5159 | 57096016.8461 | 24077.0464 | 1329023.7262 | 0 | 46373883.7119 | 120655332.8267 | 82349743.8734 | 368286354.545 | 3144235.0165 | 48131582.8269 |  | 1478867.319 | 10508037.6352 | 0 | 431549077.3427 |  | 4216965.0343 | 150.6023 | 2865.4888 |  | 64.2579
1 | 6100 | 707 | 0.035 | 15 | 15 | 7 | 5.6234e-09 | 0 | Water | Porous | Wet | R245fa | MinimizeLCOE | IgnoreSilica | 311.1736 | 274.8298 | 37.7011 | 4 | 2864.238 |  | 64.2298 |  | 219.7457 | -7.1838e-05 | 108131529846.1577 | 29176280.0717 | 2401407.3585 | 28938395.0743 | 57165537.1081 | 24077.0464 | 1327864.958 | 0 | 46423089.0306 | 120783354.9728 | 82437121.6187 | 368677127.2391 | 3144235.0165 | 48131582.8269 |  | 1478867.319 | 10508037.6352 | 0 | 431939850.0368 |  | 5623413.2519 | 150.8045 | 2864.238 |  | 64.2298
1 | 6100 | 707 | 0.035 | 15 | 15 | 7 | 7.4989e-09 | 0 | Water | Porous | Wet | R245fa | MinimizeLCOE | IgnoreSilica | 311.4442 | 275.0724 | 37.7369 | 4 | 2863.3236 |  | 64.2093 |  | 219.7477 | -7.1595e-05 | 108139547626.8695 | 29194754.4586 | 2402890.931 | 28958827.9016 | 57214088.3034 | 24077.0464 | 1326704.1797 | 0 | 46457323.7 | 120872426.5601 | 82497914.8073 | 368949007.888 | 3144235.0165 | 48131582.8269 |  | 1478867.319 | 10508037.6352 | 0 | 432211730.6856 |  | 7498942.0933 | 150.9476 | 2863.3236 |  | 64.2093
1 | 6100 | 707 | 0.035 | 15 | 15 | 7 | 1e-08 | 0 | Water | Porous | Wet | R245fa | MinimizeLCOE | IgnoreSilica | 311.6559 | 275.2622 | 37.7647 | 4 | 2862.6281 |  | 64.1937 |  | 219.7492 | -7.1422e-05 | 108144463512.5229 | 29209204.5731 | 2404051.3176 | 28974810.8384 | 57252084.2678 | 24077.0464 | 1325952.9918 | 0 | 46484170.6037 | 120942276.6964 | 82545588.9605 | 369162217.2958 | 3144235.0165 | 48131582.8269 |  | 1478867.319 | 10508037.6352 | 0 | 432424940.0934 |  | 10000000 | 151.0587 | 2862.6281 |  | 64.1937
1 | 6200 | 707 | 0.035 | 15 | 15 | 7 | 1e-13 | 0 | Water | Porous | Wet | R245fa | MinimizeLCOE | IgnoreSilica | 1.0464 | 0.31807 | 0.02012 | 4 | 822130.372 |  | 18436.0735 |  | 134.2179 | -6.3371e-05 | 43445122613.5577 | 186857.976 | 7948.9591 | 135433.3315 | 82818.6131 | 24077.0464 | 62723.3136 | 0 | 194945.1035 | 507207.1706 | 346179.316 | 1548190.8298 | 3144235.0165 | 49258762.9327 |  | 1478867.319 | 10733473.6564 | 0 | 66163529.7544 |  | 100 | 0.080478 | 822130.372 |  | 18436.0735
1 | 6200 | 707 | 0.035 | 15 | 15 | 7 | 1.3335e-13 | 0 | Water | Porous | Wet | R245fa | MinimizeLCOE | IgnoreSilica | 1.3436 | 0.49607 | 0.040213 | 4 | 414832.6052 |  | 9302.5202 |  | 148.6346 | -6.9725e-05 | 59477640448.1644 | 271293.3175 | 12787.6057 | 191453.6551 | 113339.7658 | 24077.0464 | 68874.2773 | 0 | 265912.0104 | 691848.5051 | 472200.8208 | 2111787.0042 | 3144235.0165 | 49258762.9327 |  | 1478867.319 | 10733473.6564 | 0 | 66727125.9288 |  | 133.3521 | 0.16085 | 414832.6052 |  | 9302.5202
1 | 6200 | 707 | 0.035 | 15 | 15 | 7 | 1.7783e-13 | 0 | Water | Porous | Wet | R245fa | MinimizeLCOE | IgnoreSilica | 1.7335 | 0.75523 | 0.072418 | 4 | 233026.8798 |  | 5225.5711 |  | 161.8393 | -7.8002e-05 | 75255433167.1122 | 384645.2222 | 20160.3247 | 265576.0632 | 160807.0171 | 24077.0464 | 76472.9391 | 0 | 363378.0589 | 945435.1703 | 645278.9305 | 2885830.7723 | 3144235.0165 | 49258762.9327 |  | 1478867.319 | 10733473.6564 | 0 | 67501169.697 |  | 177.8279 | 0.28967 | 233026.8798 |  | 5225.5711
1 | 6200 | 707 | 0.035 | 15 | 15 | 7 | 2.3714e-13 | 0 | Water | Porous | Wet | R245fa | MinimizeLCOE | IgnoreSilica | 2.2477 | 1.1228 | 0.12272 | 4 | 139675.1037 |  | 3132.1802 |  | 173.523 | -8.8335e-05 | 90460765916.4031 | 535720.5535 | 31736.7679 | 361368.409 | 235813.8511 | 24077.0464 | 86050.9135 | 0 | 497159.3411 | 1293506.6241 | 882844.8499 | 3948278.3564 | 3144235.0165 | 49258762.9327 |  | 1478867.319 | 10733473.6564 | 0 | 68563617.281 |  | 237.1374 | 0.49088 | 139675.1037 |  | 3132.1802
1 | 6200 | 707 | 0.035 | 15 | 15 | 7 | 3.1623e-13 | 0 | Water | Porous | Wet | R245fa | MinimizeLCOE | IgnoreSilica | 2.6155 | 1.7535 | 0.22821 | 4 | 80163.4888 |  | 1797.6467 |  | 179.4945 | -9.4459e-05 | 104635493697.5761 | 808613.1297 | 74682.3785 | 507358.4402 | 1257087.1494 | 24077.0464 | 92072.3894 | 0 | 1077917.3081 | 2804519.7245 | 1914142.3391 | 8560469.9053 | 3144235.0165 | 49258762.9327 |  | 1478867.319 | 10733473.6564 | 0 | 73175808.8299 |  | 316.2278 | 0.91283 | 80163.4888 |  | 1797.6467
1 | 6200 | 707 | 0.035 | 15 | 15 | 7 | 4.217e-13 | 0 | Water | Porous | Wet | R245fa | MinimizeLCOE | IgnoreSilica | 3.276 | 2.327 | 0.30784 | 4 | 61037.1862 |  | 1368.744 |  | 187.2476 | -3.2327e-07 | 101520807528.2617 | 985657.0949 | 85711.3378 | 636246.0885 | 1570854.0277 | 24077.0464 | 101488.5974 | 0 | 1327573.3352 | 3454073.4953 | 2357476.1347 | 10543157.1579 | 3144235.0165 | 49258762.9327 |  | 1478867.319 | 10733473.6564 | 0 | 75158496.0825 |  | 421.6965 | 1.2314 | 61037.1862 |  | 1368.744
1 | 6200 | 707 | 0.035 | 15 | 15 | 7 | 5.6234e-13 | 0 | Water | Porous | Wet | R245fa | MinimizeLCOE | IgnoreSilica | 4.1432 | 3.0672 | 0.40833 | 4 | 46195.2797 |  | 1035.9179 |  | 194.0247 | -3.6006e-07 | 105034420809.0026 | 1196080.7629 | 103186.2232 | 793625.0718 | 1269170.8824 | 24077.0464 | 112744.9474 | 0 | 1364565.1243 | 3550318.5427 | 2423165.3571 | 10836933.9582 | 3144235.0165 | 49258762.9327 |  | 1478867.319 | 10733473.6564 | 0 | 75452272.8829 |  | 562.3413 | 1.6333 | 46195.2797 |  | 1035.9179
1 | 6200 | 707 | 0.035 | 15 | 15 | 7 | 7.4989e-13 | 0 | Water | Porous | Wet | R245fa | MinimizeLCOE | IgnoreSilica | 5.2226 | 4.0195 | 0.53805 | 4 | 35860.9696 |  | 804.1735 |  | 199.5456 | -3.9312e-07 | 107027515693.097 | 1446705.9907 | 124701.9526 | 985279.8263 | 1350869.7709 | 24077.0464 | 125271.4866 | 0 | 1582193.3687 | 4116542.5929 | 2809624.9061 | 12565266.9414 | 3144235.0165 | 49258762.9327 |  | 1478867.319 | 10733473.6564 | 0 | 77180605.866 |  | 749.8942 | 2.1522 | 35860.9696 |  | 804.1735
1 | 6200 | 707 | 0.035 | 15 | 15 | 7 | 1e-12 | 0 | Water | Porous | Wet | R245fa | MinimizeLCOE | IgnoreSilica | 6.6259 | 5.2662 | 0.70793 | 4 | 28101.5755 |  | 630.171 |  | 204.1854 | -4.2545e-07 | 108594065930.1539 | 1750005.4991 | 150673.4571 | 1222985.9233 | 1541857.6799 | 24077.0464 | 140574.2021 | 0 | 1883767.7851 | 4901177.3628 | 3345154.2592 | 14960273.2149 | 3144235.0165 | 49258762.9327 |  | 1478867.319 | 10733473.6564 | 0 | 79575612.1396 |  | 1000 | 2.8317 | 28101.5755 |  | 630.171
1 | 6200 | 707 | 0.035 | 15 | 15 | 7 | 1.3335e-12 | 0 | Water | Porous | Wet | R245fa | MinimizeLCOE | IgnoreSilica | 8.4675 | 6.9104 | 0.93193 | 4 | 22185.4222 |  | 497.5027 |  | 208.0431 | -4.5674e-07 | 109795551192.5646 | 2119775.6516 | 182260.5693 | 1519935.9633 | 1833665.7185 | 24077.0464 | 159531.7426 | 0 | 2277306.2097 | 5925083.618 | 4043991.3176 | 18085627.8368 | 3144235.0165 | 49258762.9327 |  | 1478867.319 | 10733473.6564 | 0 | 82700966.7614 |  | 1333.5214 | 3.7277 | 22185.4222 |  | 497.5027
1 | 6200 | 707 | 0.035 | 15 | 15 | 7 | 1.7783e-12 | 0 | Water | Porous | Wet | R245fa | MinimizeLCOE | IgnoreSilica | 10.8595 | 9.0529 | 1.2242 | 4 | 17695.4208 |  | 396.8155 |  | 211.1661 | -4.8274e-07 | 110779321151.2193 | 2565307.5376 | 220189.9029 | 1886486.5125 | 2236612.1081 | 24077.0464 | 181799.8258 | 0 | 2774644.444 | 7219055.6855 | 4927153.8421 | 22035326.9049 | 3144235.0165 | 49258762.9327 |  | 1478867.319 | 10733473.6564 | 0 | 86650665.8295 |  | 1778.2794 | 4.8968 | 17695.4208 |  | 396.8155
1 | 6200 | 707 | 0.035 | 15 | 15 | 7 | 2.3714e-12 | 0 | Water | Porous | Wet | R245fa | MinimizeLCOE | IgnoreSilica | 13.9922 | 11.8649 | 1.608 | 4 | 14247.5247 |  | 319.4973 |  | 213.683 | -5.0436e-07 | 111564355573.0149 | 3106230.8525 | 266105.9333 | 2342255.3769 | 2778957.2927 | 24077.0464 | 208542.6703 | 0 | 3403205.9771 | 8854443.8589 | 6043339.8743 | 27027158.8825 | 3144235.0165 | 49258762.9327 |  | 1478867.319 | 10733473.6564 | 0 | 91642497.8071 |  | 2371.3737 | 6.4322 | 14247.5247 |  | 319.4973
1 | 6200 | 707 | 0.035 | 15 | 15 | 7 | 3.1623e-12 | 0 | Water | Porous | Wet | R245fa | MinimizeLCOE | IgnoreSilica | 18.1385 | 15.5917 | 2.1167 | 4 | 11574.5042 |  | 259.5554 |  | 215.7042 | -5.2345e-07 | 112150168853.5676 | 3769232.3126 | 322192.7381 | 2914324.962 | 3506845.4297 | 24077.0464 | 241618.8753 | 0 | 4203533.632 | 10936732.2471 | 7464544.486 | 33383101.7291 | 3144235.0165 | 49258762.9327 |  | 1478867.319 | 10733473.6564 | 0 | 97998440.6537 |  | 3162.2777 | 8.4668 | 11574.5042 |  | 259.5554
1 | 6200 | 707 | 0.035 | 15 | 15 | 7 | 4.217e-12 | 0 | Water | Porous | Wet | R245fa | MinimizeLCOE | IgnoreSilica | 23.6025 | 20.5072 | 2.7877 | 4 | 9509.8324 |  | 213.2557 |  | 217.3002 | -5.3871e-07 | 112601909808.2277 | 4577735.9649 | 390325.4162 | 3628680.4915 | 4473334.5571 | 24077.0464 | 281753.9453 | 0 | 5216603.8944 | 13572533.2606 | 9263532.838 | 41428577.4144 | 3144235.0165 | 49258762.9327 |  | 1478867.319 | 10733473.6564 | 0 | 106043916.339 |  | 4216.965 | 11.151 | 9509.8324 |  | 213.2557
1 | 6200 | 707 | 0.035 | 15 | 15 | 7 | 5.6234e-12 | 0 | Water | Porous | Wet | R245fa | MinimizeLCOE | IgnoreSilica | 30.7863 | 26.9735 | 3.6708 | 4 | 7913.9723 |  | 177.4689 |  | 218.5478 | -5.5017e-07 | 112949465294.7292 | 5561205.2908 | 472894.4406 | 4518281.52 | 5748726.091 | 24077.0464 | 330209.1232 | 0 | 6495603.4696 | 16900227.7965 | 11534752.7361 | 51585977.514 | 3144235.0165 | 49258762.9327 |  | 1478867.319 | 10733473.6564 | 0 | 116201316.4387 |  | 5623.4133 | 14.6831 | 7913.9723 |  | 177.4689
1 | 6200 | 707 | 0.035 | 15 | 15 | 7 | 7.4989e-12 | 0 | Water | Porous | Wet | R245fa | MinimizeLCOE | IgnoreSilica | 40.2138 | 35.4627 | 4.8301 | 4 | 6677.4404 |  | 149.74 |  | 219.5169 | -5.5872e-07 | 113195953582.0458 | 6755421.7556 | 572745.0804 | 5623941.0778 | 7425941.7068 | 24077.0464 | 388912.4211 | 0 | 8108505.2444 | 21096667.3628 | 14398908.9682 | 64395120.6635 | 3144235.0165 | 49258762.9327 |  | 1478867.319 | 10733473.6564 | 0 | 129010459.5881 |  | 7498.9421 | 19.3203 | 6677.4404 |  | 149.74
1 | 6200 | 707 | 0.035 | 15 | 15 | 7 | 1e-11 | 0 | Water | Porous | Wet | R245fa | MinimizeLCOE | IgnoreSilica | 52.4648 | 46.4977 | 6.3373 | 4 | 5721.0372 |  | 128.2929 |  | 220.2634 | -5.6418e-07 | 113357683083.1936 | 8192219.6577 | 692346.0501 | 6985035.0879 | 9608052.065 | 24077.0464 | 459146.9479 | 0 | 10124741.9735 | 26342501.7448 | 17979298.7251 | 80407419.2983 | 3144235.0165 | 49258762.9327 |  | 1478867.319 | 10733473.6564 | 0 | 145022758.2229 |  | 10000 | 25.349 | 5721.0372 |  | 128.2929
1 | 6200 | 707 | 0.035 | 15 | 15 | 7 | 1.3335e-11 | 0 | Water | Porous | Wet | R245fa | MinimizeLCOE | IgnoreSilica | 68.1191 | 60.6025 | 8.2641 | 4 | 4983.4259 |  | 111.7521 |  | 220.8351 | -5.6619e-07 | 113441692672.6898 | 9894549.1665 | 833421.6746 | 8634080.6865 | 12397487.4828 | 24077.0464 | 541605.7912 | 0 | 12606836.5207 | 32800402.6091 | 22386948.7616 | 100119409.7394 | 3144235.0165 | 49258762.9327 |  | 1478867.319 | 10733473.6564 | 0 | 164734748.664 |  | 13335.2143 | 33.0565 | 4983.4259 |  | 111.7521
1 | 6200 | 707 | 0.035 | 15 | 15 | 7 | 1.7783e-11 | 0 | Water | Porous | Wet | R245fa | MinimizeLCOE | IgnoreSilica | 87.5662 | 78.1313 | 10.6598 | 4 | 4417.9078 |  | 99.0705 |  | 221.2719 | -5.6397e-07 | 113452736439.404 | 11860714.2952 | 995631.2848 | 10579940.8238 | 15862569.1807 | 24077.0464 | 635340.9038 | 0 | 15583726.6785 | 40545660.1555 | 27673246.1862 | 123760906.5548 | 3144235.0165 | 49258762.9327 |  | 1478867.319 | 10733473.6564 | 0 | 188376245.4794 |  | 17782.7941 | 42.6392 | 4417.9078 |  | 99.0705
1 | 6200 | 707 | 0.035 | 15 | 15 | 7 | 2.3714e-11 | 0 | Water | Porous | Wet | R245fa | MinimizeLCOE | IgnoreSilica | 110.7669 | 99.0538 | 13.5212 | 4 | 3987.8425 |  | 89.4264 |  | 221.6077 | -5.5695e-07 | 113384355188.4633 | 14050864.8927 | 1175522.692 | 12791467.1953 | 19994615.6108 | 24077.0464 | 737545.9704 | 0 | 19021896.429 | 49491072.5807 | 33778673.9762 | 151065736.3934 | 3144235.0165 | 49258762.9327 |  | 1478867.319 | 10733473.6564 | 0 | 215681075.318 |  | 23713.7371 | 54.0847 | 3987.8425 |  | 89.4264
1 | 6200 | 707 | 0.035 | 15 | 15 | 7 | 3.1623e-11 | 0 | Water | Porous | Wet | R245fa | MinimizeLCOE | IgnoreSilica | 136.9548 | 122.6867 | 16.7561 | 4 | 3664.6161 |  | 82.1781 |  | 221.8696 | -5.4479e-07 | 113234568305.5163 | 16373069.7765 | 1365461.1556 | 15179634.4522 | 24654903.5475 | 24077.0464 | 842819.2661 | 0 | 22791586.4452 | 59299032.7333 | 40472808.3138 | 181003392.7365 | 3144235.0165 | 49258762.9327 |  | 1478867.319 | 10733473.6564 | 0 | 245618731.6612 |  | 31622.7766 | 67.0244 | 3664.6161 |  | 82.1781
1 | 6200 | 707 | 0.035 | 15 | 15 | 7 | 4.217e-11 | 0 | Water | Porous | Wet | R245fa | MinimizeLCOE | IgnoreSilica | 164.599 | 147.6559 | 20.1781 | 4 | 3424.9381 |  | 76.8034 |  | 222.078 | -5.2794e-07 | 113013265515.427 | 18693394.6666 | 1554521.2687 | 17604510.8672 | 29568716.9015 | 24077.0464 | 944107.4347 | 0 | 26671837.9922 | 69394651.3095 | 47363275.4362 | 211819092.923 | 3144235.0165 | 49258762.9327 |  | 1478867.319 | 10733473.6564 | 0 | 276434431.8476 |  | 42169.6503 | 80.7122 | 3424.9381 |  | 76.8034
1 | 6200 | 707 | 0.035 | 15 | 15 | 7 | 5.6234e-11 | 0 | Water | Porous | Wet | R245fa | MinimizeLCOE | IgnoreSilica | 191.7459 | 172.2013 | 23.5472 | 4 | 3249.4546 |  | 72.8682 |  | 222.2461 | -5.0765e-07 | 112750256251.411 | 20868961.9139 | 1731197.4624 | 19909138.3254 | 34387479.5472 | 24077.0464 | 1034418.6247 | 0 | 30402556.4388 | 79101215.432 | 53988204.8998 | 241447249.6907 | 3144235.0165 | 49258762.9327 |  | 1478867.319 | 10733473.6564 | 0 | 306062588.6153 |  | 56234.1325 | 94.1889 | 3249.4546 |  | 72.8682
1 | 6200 | 707 | 0.035 | 15 | 15 | 7 | 7.4989e-11 | 0 | Water | Porous | Wet | R245fa | MinimizeLCOE | IgnoreSilica | 216.699 | 194.7878 | 26.6529 | 4 | 3121.9205 |  | 70.0083 |  | 222.3824 | -4.8602e-07 | 112477036376.0491 | 22795101.4302 | 1887184.371 | 21972158.3596 | 38810307.2356 | 24077.0464 | 1109854.7463 | 0 | 33773486.4438 | 87871683.832 | 59974229.7979 | 268218083.2628 | 3144235.0165 | 49258762.9327 |  | 1478867.319 | 10733473.6564 | 0 | 332833422.1874 |  | 74989.4209 | 106.6118 | 3121.9205 |  | 70.0083
1 | 6200 | 707 | 0.035 | 15 | 15 | 7 | 1e-10 | 0 | Water | Porous | Wet | R245fa | MinimizeLCOE | IgnoreSilica | 238.4164 | 214.4661 | 29.3635 | 4 | 3029.4358 |  | 67.9344 |  | 222.4922 | -4.6509e-07 | 112220298859.4241 | 24422723.967 | 2018701.9616 | 23730685.8713 | 42654138.3421 | 24077.0464 | 1169797.3222 | 0 | 36667848.5591 | 95402220.3408 | 65113975.7022 | 291204169.1127 | 3144235.0165 | 49258762.9327 |  | 1478867.319 | 10733473.6564 | 0 | 355819508.0373 |  | 100000 | 117.4541 | 3029.4358 |  | 67.9344
1 | 6200 | 707 | 0.035 | 15 | 15 | 7 | 1.3335e-10 | 0 | Water | Porous | Wet | R245fa | MinimizeLCOE | IgnoreSilica | 256.5332 | 230.8974 | 31.6307 | 4 | 2962.2734 |  | 66.4283 |  | 222.5796 | -4.2772e-07 | 111997784586.8513 | 25749984.6462 | 2125761.4341 | 25174372.5408 | 45856641.2069 | 24077.0464 | 1215693.7486 | 0 | 39057146.9429 | 101618684.6231 | 69356840.3104 | 310179202.4993 | 3144235.0165 | 49258762.9327 |  | 1478867.319 | 10733473.6564 | 0 | 374794541.4239 |  | 133352.1432 | 126.5226 | 2962.2734 |  | 66.4283
1 | 6200 | 707 | 0.035 | 15 | 15 | 7 | 1.7783e-10 | 0 | Water | Porous | Wet | R245fa | MinimizeLCOE | IgnoreSilica | 271.1541 | 244.1685 | 33.465 | 4 | 2913.3749 |  | 65.3317 |  | 222.648 | -3.7662e-07 | 111819714484.8542 | 26802787.7826 | 2210568.062 | 26325405.8088 | 48438412.1039 | 24077.0464 | 1249578.3646 | 0 | 40969823.3757 | 106595076.3571 | 72753329.9235 | 325369058.8246 | 3144235.0165 | 49258762.9327 |  | 1478867.319 | 10733473.6564 | 0 | 389984397.7493 |  | 177827.941 | 133.86 | 2913.3749 |  | 65.3317
1 | 6200 | 707 | 0.035 | 15 | 15 | 7 | 2.3714e-10 | 0 | Water | Porous | Wet | R245fa | MinimizeLCOE | IgnoreSilica | 282.74 | 254.6914 | 34.9212 | 4 | 2877.5356 |  | 64.528 |  | 222.7012 | -9.8953e-05 | 111677503676.0433 | 27626258.8639 | 2276833.0944 | 27229198.0603 | 50482484.3802 | 24077.0464 | 1274770.6192 | 0 | 42476312.6051 | 110514652.3088 | 75428521.0497 | 337333108.028 | 3144235.0165 | 49258762.9327 |  | 1478867.319 | 10733473.6564 | 0 | 401948446.9526 |  | 237137.3706 | 139.685 | 2877.5356 |  | 64.528
1 | 6200 | 707 | 0.035 | 15 | 15 | 7 | 3.1623e-10 | 0 | Water | Porous | Wet | R245fa | MinimizeLCOE | IgnoreSilica | 291.7654 | 262.8954 | 36.0572 | 4 | 2851.2071 |  | 63.9376 |  | 222.7434 | -9.1113e-05 | 111571385986.1185 | 28261686.548 | 2327926.3858 | 27928638.3456 | 52073079.3731 | 24077.0464 | 1293737.9905 | 0 | 43644566.8188 | 113554210.1309 | 77503081.72 | 346611004.3591 | 3144235.0165 | 49258762.9327 |  | 1478867.319 | 10733473.6564 | 0 | 411226343.2837 |  | 316227.766 | 144.2289 | 2851.2071 |  | 63.9376
1 | 6200 | 707 | 0.035 | 15 | 15 | 7 | 4.217e-10 | 0 | Water | Porous | Wet | R245fa | MinimizeLCOE | IgnoreSilica | 298.2117 | 268.7779 | 36.8745 | 4 | 2832.714 |  | 63.5229 |  | 222.7847 | -8.7772e-05 | 111469376469.9676 | 28713908.8986 | 2364267.845 | 28427473.0829 | 53202965.5492 | 24077.0464 | 1305111.5134 | 0 | 44474743.5348 | 115714159.6533 | 78977291.6516 | 353203998.7752 | 3144235.0165 | 49258762.9327 |  | 1478867.319 | 10733473.6564 | 0 | 417819337.6999 |  | 421696.5034 | 147.4979 | 2832.714 |  | 63.5229
1 | 6200 | 707 | 0.035 | 15 | 15 | 7 | 5.6234e-10 | 0 | Water | Porous | Wet | R245fa | MinimizeLCOE | IgnoreSilica | 301.7265 | 271.9904 | 37.3424 | 4 | 2820.871 |  | 63.2573 |  | 222.8093 | -8.3422e-05 | 111553613309.7669 | 28959701.7664 | 2384013.1079 | 28698963.7029 | 53817665.0898 | 24077.0464 | 1294198.6706 | 0 | 44919661.5598 | 116871745.089 | 79767367.4975 | 356737393.5303 | 3144235.0165 | 49258762.9327 |  | 1478867.319 | 10733473.6564 | 0 | 421352732.455 |  | 562341.3252 | 149.3697 | 2820.871 |  | 63.2573
1 | 6200 | 707 | 0.035 | 15 | 15 | 7 | 7.4989e-10 | 0 | Water | Porous | Wet | R245fa | MinimizeLCOE | IgnoreSilica | 304.3795 | 274.4161 | 37.6965 | 4 | 2812.0277 |  | 63.059 |  | 222.828 | -8.1027e-05 | 111631779772.7335 | 29144763.7199 | 2398876.396 | 28903540.9998 | 54281433.5747 | 24077.0464 | 1285352.8209 | 0 | 45254837.3775 | 117743803.8127 | 80362565.4954 | 359399251.2432 | 3144235.0165 | 49258762.9327 |  | 1478867.319 | 10733473.6564 | 0 | 424014590.1679 |  | 749894.2093 | 150.7861 | 2812.0277 |  | 63.059
1 | 6200 | 707 | 0.035 | 15 | 15 | 7 | 1e-09 | 0 | Water | Porous | Wet | R245fa | MinimizeLCOE | IgnoreSilica | 306.3869 | 276.2519 | 37.9647 | 4 | 2805.4067 |  | 62.9106 |  | 222.8422 | -7.9223e-05 | 111684737405.9406 | 29284520.5288 | 2410099.1344 | 29058130.1023 | 54632214.3593 | 24077.0464 | 1278448.7185 | 0 | 45508121.057 | 118402795.991 | 80812341.198 | 361410748.1356 | 3144235.0165 | 49258762.9327 |  | 1478867.319 | 10733473.6564 | 0 | 426026087.0602 |  | 1000000 | 151.8589 | 2805.4067 |  | 62.9106
1 | 6200 | 707 | 0.035 | 15 | 15 | 7 | 1.3335e-09 | 0 | Water | Porous | Wet | R245fa | MinimizeLCOE | IgnoreSilica | 307.9022 | 277.638 | 38.1674 | 4 | 2800.4478 |  | 62.7994 |  | 222.8529 | -7.7867e-05 | 111724459618.1579 | 29389865.115 | 2418557.4535 | 29174708.347 | 54896931.367 | 24077.0464 | 1273114.0011 | 0 | 45699128.7987 | 118899758.9539 | 81151528.6318 | 362927669.7142 | 3144235.0165 | 49258762.9327 |  | 1478867.319 | 10733473.6564 | 0 | 427543008.6389 |  | 1333521.4322 | 152.6695 | 2800.4478 |  | 62.7994
1 | 6200 | 707 | 0.035 | 15 | 15 | 7 | 1.7783e-09 | 0 | Water | Porous | Wet | R245fa | MinimizeLCOE | IgnoreSilica | 309.04 | 278.6789 | 38.3197 | 4 | 2796.7379 |  | 62.7162 |  | 222.861 | -7.6844e-05 | 111754743271.7048 | 29468881.8886 | 2424901.2701 | 29262181.3395 | 55095656.362 | 24077.0464 | 1268967.2622 | 0 | 45842419.4158 | 119272571.7468 | 81405981.0235 | 364065637.3549 | 3144235.0165 | 49258762.9327 |  | 1478867.319 | 10733473.6564 | 0 | 428680976.2795 |  | 1778279.41 | 153.2789 | 2796.7379 |  | 62.7162
1 | 6200 | 707 | 0.035 | 15 | 15 | 7 | 2.3714e-09 | 0 | Water | Porous | Wet | R245fa | MinimizeLCOE | IgnoreSilica | 309.9025 | 279.4681 | 38.4351 | 4 | 2793.95 |  | 62.6536 |  | 222.8671 | -7.6082e-05 | 111776708833.8218 | 29528734.7733 | 2429706.1881 | 29328456.6829 | 55246293.1982 | 24077.0464 | 1265890.8667 | 0 | 45951031.9146 | 119555159.1891 | 81598852.7594 | 364928202.6186 | 3144235.0165 | 49258762.9327 |  | 1478867.319 | 10733473.6564 | 0 | 429543541.5432 |  | 2371373.7057 | 153.7406 | 2793.95 |  | 62.6536
1 | 6200 | 707 | 0.035 | 15 | 15 | 7 | 3.1623e-09 | 0 | Water | Porous | Wet | R245fa | MinimizeLCOE | IgnoreSilica | 310.5474 | 280.0582 | 38.5216 | 4 | 2791.8653 |  | 62.6069 |  | 222.8717 | -7.5506e-05 | 111793631064.5609 | 29573454.4237 | 2433296.0389 | 29377984.5487 | 55358891.8499 | 24077.0464 | 1263503.4479 | 0 | 46032170.8686 | 119766266.1036 | 81742937.5664 | 365572581.894 | 3144235.0165 | 49258762.9327 |  | 1478867.319 | 10733473.6564 | 0 | 430187920.8186 |  | 3162277.6602 | 154.0862 | 2791.8653 |  | 62.6069
1 | 6200 | 707 | 0.035 | 15 | 15 | 7 | 4.217e-09 | 0 | Water | Porous | Wet | R245fa | MinimizeLCOE | IgnoreSilica | 311.0226 | 280.4931 | 38.5855 | 4 | 2790.3143 |  | 62.5721 |  | 222.8751 | -7.5064e-05 | 111807434841.8634 | 29606401.9939 | 2435940.7877 | 29414479.8643 | 55441864.4912 | 24077.0464 | 1261569.5856 | 0 | 46091890.1699 | 119921643.4754 | 81848985.8153 | 366046853.2296 | 3144235.0165 | 49258762.9327 |  | 1478867.319 | 10733473.6564 | 0 | 430662192.1543 |  | 4216965.0343 | 154.3418 | 2790.3143 |  | 62.5721
1 | 6200 | 707 | 0.035 | 15 | 15 | 7 | 5.6234e-09 | 0 | Water | Porous | Wet | R245fa | MinimizeLCOE | IgnoreSilica | 311.3905 | 280.8297 | 38.6347 | 4 | 2789.1379 |  | 62.5457 |  | 222.8777 | -7.4744e-05 | 111816480965.5919 | 29631890.6101 | 2437986.7354 | 29442716.1111 | 55506088.9169 | 24077.0464 | 1260258.7948 | 0 | 46138177.1037 | 120042072.5824 | 81931181.1554 | 366414449.0561 | 3144235.0165 | 49258762.9327 |  | 1478867.319 | 10733473.6564 | 0 | 431029787.9807 |  | 5623413.2519 | 154.5387 | 2789.1379 |  | 62.5457
1 | 6200 | 707 | 0.035 | 15 | 15 | 7 | 7.4989e-09 | 0 | Water | Porous | Wet | R245fa | MinimizeLCOE | IgnoreSilica | 311.6559 | 281.0727 | 38.6704 | 4 | 2788.2693 |  | 62.5263 |  | 222.8796 | -7.4492e-05 | 111824548012.2867 | 29650282.0116 | 2439462.9637 | 29463091.7289 | 55552422.1289 | 24077.0464 | 1259124.0217 | 0 | 46171499.3615 | 120128770.2617 | 81990354.103 | 366679083.6273 | 3144235.0165 | 49258762.9327 |  | 1478867.319 | 10733473.6564 | 0 | 431294422.5519 |  | 7498942.0933 | 154.6818 | 2788.2693 |  | 62.5263
1 | 6200 | 707 | 0.035 | 15 | 15 | 7 | 1e-08 | 0 | Water | Porous | Wet | R245fa | MinimizeLCOE | IgnoreSilica | 311.8728 | 281.2711 | 38.6993 | 4 | 2787.596 |  | 62.5112 |  | 222.8811 | -7.4322e-05 | 111828482077.9052 | 29665301.2858 | 2440668.5002 | 29479732.434 | 55590296.0256 | 24077.0464 | 1258511.5845 | 0 | 46198848.8818 | 120199928.1035 | 82038920.7922 | 366896284.654 | 3144235.0165 | 49258762.9327 |  | 1478867.319 | 10733473.6564 | 0 | 431511623.5787 |  | 10000000 | 154.797 | 2787.596 |  | 62.5112
1 | 6300 | 707 | 0.035 | 15 | 15 | 7 | 1e-13 | 0 | Water | Porous | Wet | R245fa | MinimizeLCOE | IgnoreSilica | 1.0658 | 0.33357 | 0.022084 | 4 | 765022.2872 |  | 17155.4386 |  | 136.3008 | -6.3663e-05 | 46717976090.6972 | 194992.1673 | 8413.7723 | 140497.3216 | 85338.9641 | 24077.0464 | 62679.2257 | 0 | 201239.4139 | 523583.6752 | 357356.6169 | 1598178.2033 | 3144235.0165 | 50397663.2202 |  | 1478867.319 | 10961253.7139 | 0 | 67580197.4729 |  | 100 | 0.088338 | 765022.2872 |  | 17155.4386
1 | 6300 | 707 | 0.035 | 15 | 15 | 7 | 1.3335e-13 | 0 | Water | Porous | Wet | R245fa | MinimizeLCOE | IgnoreSilica | 1.3825 | 0.52953 | 0.044576 | 4 | 382481.757 |  | 8577.0603 |  | 151.4912 | -7.1842e-05 | 63994531835.282 | 287389.3268 | 13840.1722 | 201333.2185 | 119224.5219 | 24077.0464 | 69701.3498 | 0 | 279070.5979 | 726084.4504 | 495567.5569 | 2216288.2406 | 3144235.0165 | 50397663.2202 |  | 1478867.319 | 10961253.7139 | 0 | 68198307.5103 |  | 133.3521 | 0.1783 | 382481.757 |  | 8577.0603
1 | 6300 | 707 | 0.035 | 15 | 15 | 7 | 1.7783e-13 | 0 | Water | Porous | Wet | R245fa | MinimizeLCOE | IgnoreSilica | 1.7872 | 0.80798 | 0.080107 | 4 | 215423.7572 |  | 4830.8253 |  | 164.9089 | -8.1107e-05 | 81041631293.5212 | 408636.8429 | 22024.2928 | 279690.8191 | 171348.6594 | 24077.0464 | 77556.7653 | 0 | 383500.4261 | 997789.442 | 681011.7967 | 3045636.0906 | 3144235.0165 | 50397663.2202 |  | 1478867.319 | 10961253.7139 | 0 | 69027655.3603 |  | 177.8279 | 0.32043 | 215423.7572 |  | 4830.8253
1 | 6300 | 707 | 0.035 | 15 | 15 | 7 | 2.3714e-13 | 0 | Water | Porous | Wet | R245fa | MinimizeLCOE | IgnoreSilica | 2.3014 | 1.1849 | 0.13418 | 4 | 130658.7635 |  | 2929.991 |  | 176.3716 | -9.0807e-05 | 100348197378.9474 | 565569.6532 | 34972.3882 | 376170.9254 | 251537.0439 | 24077.0464 | 86240.6491 | 0 | 522041.4054 | 1358244.6514 | 927029.8837 | 4145883.6467 | 3144235.0165 | 50397663.2202 |  | 1478867.319 | 10961253.7139 | 0 | 70127902.9164 |  | 237.1374 | 0.53673 | 130658.7635 |  | 2929.991
1 | 6300 | 707 | 0.035 | 15 | 15 | 7 | 3.1623e-13 | 0 | Water | Porous | Wet | R245fa | MinimizeLCOE | IgnoreSilica | 2.6692 | 1.8278 | 0.23982 | 4 | 77955.4936 |  | 1748.133 |  | 182.2728 | -9.6384e-05 | 103179143695.3112 | 833078.0217 | 75503.2336 | 524419.3218 | 1292560.9472 | 24077.0464 | 91570.8398 | 0 | 1108071.6701 | 2882975.1888 | 1967689.8055 | 8799946.0748 | 3144235.0165 | 50397663.2202 |  | 1478867.319 | 10961253.7139 | 0 | 74781965.3444 |  | 316.2278 | 0.95929 | 77955.4936 |  | 1748.133
1 | 6300 | 707 | 0.035 | 15 | 15 | 7 | 4.217e-13 | 0 | Water | Porous | Wet | R245fa | MinimizeLCOE | IgnoreSilica | 3.366 | 2.4268 | 0.32206 | 4 | 58664.215 |  | 1315.5307 |  | 190.3242 | -3.3788e-07 | 105523963185.8475 | 1014614.9512 | 87580.1569 | 658043.2446 | 1211424.1822 | 24077.0464 | 101196.7771 | 0 | 1207805.1798 | 3142461.3229 | 2144794.424 | 9591997.285 | 3144235.0165 | 50397663.2202 |  | 1478867.319 | 10961253.7139 | 0 | 75574016.5546 |  | 421.6965 | 1.2882 | 58664.215 |  | 1315.5307
1 | 6300 | 707 | 0.035 | 15 | 15 | 7 | 5.6234e-13 | 0 | Water | Porous | Wet | R245fa | MinimizeLCOE | IgnoreSilica | 4.246 | 3.2115 | 0.42882 | 4 | 44752.175 |  | 1003.5566 |  | 197.0637 | -3.7931e-07 | 108055248745.3286 | 1235388.7352 | 106568.7943 | 823361.3781 | 1178501.2902 | 24077.0464 | 112537.2513 | 0 | 1357369.4532 | 3531596.8824 | 2410387.4393 | 10779788.2703 | 3144235.0165 | 50397663.2202 |  | 1478867.319 | 10961253.7139 | 0 | 76761807.54 |  | 562.3413 | 1.7153 | 44752.175 |  | 1003.5566
1 | 6300 | 707 | 0.035 | 15 | 15 | 7 | 7.4989e-13 | 0 | Water | Porous | Wet | R245fa | MinimizeLCOE | IgnoreSilica | 5.3541 | 4.2098 | 0.56512 | 4 | 34786.9818 |  | 780.0896 |  | 202.6252 | -4.1573e-07 | 110012053319.1133 | 1494623.1258 | 128815.7489 | 1022435.314 | 1290348.7111 | 24077.0464 | 124897.3431 | 0 | 1593226.9428 | 4145249.6894 | 2829218.0894 | 12652892.011 | 3144235.0165 | 50397663.2202 |  | 1478867.319 | 10961253.7139 | 0 | 78634911.2806 |  | 749.8942 | 2.2605 | 34786.9818 |  | 780.0896
1 | 6300 | 707 | 0.035 | 15 | 15 | 7 | 1e-12 | 0 | Water | Porous | Wet | R245fa | MinimizeLCOE | IgnoreSilica | 6.789 | 5.5117 | 0.74299 | 4 | 27296.2117 |  | 612.1109 |  | 207.2789 | -4.5055e-07 | 111640201153.1505 | 1807153.6278 | 155568.4564 | 1268392.1781 | 1493677.0052 | 24077.0464 | 139757.872 | 0 | 1906564.2125 | 4960488.9909 | 3385635.6641 | 15141315.0534 | 3144235.0165 | 50397663.2202 |  | 1478867.319 | 10961253.7139 | 0 | 81123334.3231 |  | 1000 | 2.972 | 27296.2117 |  | 612.1109
1 | 6300 | 707 | 0.035 | 15 | 15 | 7 | 1.3335e-12 | 0 | Water | Porous | Wet | R245fa | MinimizeLCOE | IgnoreSilica | 8.6527 | 7.2109 | 0.97534 | 4 | 21608.0648 |  | 484.5556 |  | 211.1179 | -4.8204e-07 | 112940472824.6359 | 2184447.9262 | 187774.5907 | 1572586.8549 | 1788221.7633 | 24077.0464 | 157506.3362 | 0 | 2306699.6619 | 6001559.3512 | 4096187.5769 | 18319061.1077 | 3144235.0165 | 50397663.2202 |  | 1478867.319 | 10961253.7139 | 0 | 84301080.3774 |  | 1333.5214 | 3.9014 | 21608.0648 |  | 484.5556
1 | 6300 | 707 | 0.035 | 15 | 15 | 7 | 1.7783e-12 | 0 | Water | Porous | Wet | R245fa | MinimizeLCOE | IgnoreSilica | 11.0958 | 9.4456 | 1.281 | 4 | 17239.6411 |  | 386.5948 |  | 214.2618 | -5.1048e-07 | 113954401622.6076 | 2643499.5728 | 226846.2772 | 1951677.5719 | 2192648.1198 | 24077.0464 | 179143.2141 | 0 | 2814977.8029 | 7323994.8117 | 4998776.9521 | 22355641.3689 | 3144235.0165 | 50397663.2202 |  | 1478867.319 | 10961253.7139 | 0 | 88337660.6386 |  | 1778.2794 | 5.1241 | 17239.6411 |  | 386.5948
1 | 6300 | 707 | 0.035 | 15 | 15 | 7 | 2.3714e-12 | 0 | Water | Porous | Wet | R245fa | MinimizeLCOE | IgnoreSilica | 14.3064 | 12.3887 | 1.6837 | 4 | 13874.8143 |  | 311.1393 |  | 216.8021 | -5.3504e-07 | 114744890028.2027 | 3202699.6644 | 274290.8655 | 2424620.4013 | 2736128.0517 | 24077.0464 | 205437.6477 | 0 | 3458228.934 | 8997602.306 | 6141048.4561 | 27464133.373 | 3144235.0165 | 50397663.2202 |  | 1478867.319 | 10961253.7139 | 0 | 93446152.6427 |  | 2371.3737 | 6.7349 | 13874.8143 |  | 311.1393
1 | 6300 | 707 | 0.035 | 15 | 15 | 7 | 3.1623e-12 | 0 | Water | Porous | Wet | R245fa | MinimizeLCOE | IgnoreSilica | 18.5212 | 16.2577 | 2.2134 | 4 | 11281.9185 |  | 252.9943 |  | 218.8263 | -5.5475e-07 | 115373213091.4536 | 3882664.5849 | 331785.2801 | 3013493.3035 | 3457805.7381 | 24077.0464 | 237059.1063 | 0 | 4269285.1732 | 11107804.2697 | 7581304.6567 | 33905279.1589 | 3144235.0165 | 50397663.2202 |  | 1478867.319 | 10961253.7139 | 0 | 99887298.4286 |  | 3162.2777 | 8.8538 | 11281.9185 |  | 252.9943
1 | 6300 | 707 | 0.035 | 15 | 15 | 7 | 4.217e-12 | 0 | Water | Porous | Wet | R245fa | MinimizeLCOE | IgnoreSilica | 24.1043 | 21.3873 | 2.9156 | 4 | 9267.2003 |  | 207.8147 |  | 220.4346 | -5.7188e-07 | 115830698529.4584 | 4716322.1532 | 402003.4668 | 3752731.9094 | 4419810.6273 | 24077.0464 | 276187.2659 | 0 | 5300541.6629 | 13790922.1163 | 9412587.7195 | 42095183.9677 | 3144235.0165 | 50397663.2202 |  | 1478867.319 | 10961253.7139 | 0 | 108077203.2373 |  | 4216.965 | 11.6623 | 9267.2003 |  | 207.8147
1 | 6300 | 707 | 0.035 | 15 | 15 | 7 | 5.6234e-12 | 0 | Water | Porous | Wet | R245fa | MinimizeLCOE | IgnoreSilica | 31.4396 | 28.1305 | 3.8389 | 4 | 7710.6824 |  | 172.9102 |  | 221.6905 | -5.8471e-07 | 116193987557.0067 | 5729684.6416 | 487018.556 | 4672674.1312 | 5687963.9456 | 24077.0464 | 323335.2291 | 0 | 6600653.8845 | 17173547.4271 | 11721299.0001 | 52420253.8615 | 3144235.0165 | 50397663.2202 |  | 1478867.319 | 10961253.7139 | 0 | 118402273.1312 |  | 5623.4133 | 15.3556 | 7710.6824 |  | 172.9102
1 | 6300 | 707 | 0.035 | 15 | 15 | 7 | 7.4989e-12 | 0 | Water | Porous | Wet | R245fa | MinimizeLCOE | IgnoreSilica | 41.0421 | 36.9615 | 5.0483 | 4 | 6506.1859 |  | 145.8996 |  | 222.6641 | -5.9382e-07 | 116445397443.9713 | 6957325.0077 | 589584.0586 | 5813302.1089 | 7351024.091 | 24077.0464 | 380063.7293 | 0 | 8234996.6563 | 21425772.0696 | 14623529.6931 | 65399674.4609 | 3144235.0165 | 50397663.2202 |  | 1478867.319 | 10961253.7139 | 0 | 131381693.7306 |  | 7498.9421 | 20.1934 | 6506.1859 |  | 145.8996
1 | 6300 | 707 | 0.035 | 15 | 15 | 7 | 1e-11 | 0 | Water | Porous | Wet | R245fa | MinimizeLCOE | IgnoreSilica | 53.5099 | 48.431 | 6.6193 | 4 | 5573.9248 |  | 124.9939 |  | 223.4142 | -5.9963e-07 | 116619884358.4919 | 8433429.0144 | 712392.9273 | 7216425.8109 | 9511920.7326 | 24077.0464 | 447895.3522 | 0 | 10274994.9447 | 26733429.1547 | 18246114.7151 | 81600679.6982 | 3144235.0165 | 50397663.2202 |  | 1478867.319 | 10961253.7139 | 0 | 147582698.9679 |  | 10000 | 26.4773 | 5573.9248 |  | 124.9939
1 | 6300 | 707 | 0.035 | 15 | 15 | 7 | 1.3335e-11 | 0 | Water | Porous | Wet | R245fa | MinimizeLCOE | IgnoreSilica | 69.4226 | 63.074 | 8.6254 | 4 | 4854.6294 |  | 108.8639 |  | 223.9885 | -6.018e-07 | 116715710377.705 | 10180683.3222 | 857125.9686 | 8914626.8946 | 12270572.7468 | 24077.0464 | 527454.172 | 0 | 12782070.6587 | 33256325.8907 | 22698125.7695 | 101511062.4693 | 3144235.0165 | 50397663.2202 |  | 1478867.319 | 10961253.7139 | 0 | 167493081.739 |  | 13335.2143 | 34.5017 | 4854.6294 |  | 108.8639
1 | 6300 | 707 | 0.035 | 15 | 15 | 7 | 1.7783e-11 | 0 | Water | Porous | Wet | R245fa | MinimizeLCOE | IgnoreSilica | 89.1428 | 81.2271 | 11.1136 | 4 | 4303.4 |  | 96.5027 |  | 224.4266 | -5.9936e-07 | 116746136818.5311 | 12194395.3809 | 1023152.8785 | 10913996.0352 | 15689665.7785 | 24077.0464 | 617518.4946 | 0 | 15780494.1895 | 41057608.8566 | 28022661.6941 | 125323570.3543 | 3144235.0165 | 50397663.2202 |  | 1478867.319 | 10961253.7139 | 0 | 191305589.6239 |  | 17782.7941 | 44.4545 | 4303.4 |  | 96.5027
1 | 6300 | 707 | 0.035 | 15 | 15 | 7 | 2.3714e-11 | 0 | Water | Porous | Wet | R245fa | MinimizeLCOE | IgnoreSilica | 112.589 | 102.8208 | 14.0755 | 4 | 3884.4971 |  | 87.1089 |  | 224.7626 | -5.9172e-07 | 116696969475.072 | 14430727.5696 | 1206720.037 | 13179161.6344 | 19753257.6351 | 24077.0464 | 715114.7678 | 0 | 19230532.8892 | 50033901.853 | 34149166.1086 | 152722659.541 | 3144235.0165 | 50397663.2202 |  | 1478867.319 | 10961253.7139 | 0 | 218704678.8107 |  | 23713.7371 | 56.3019 | 3884.4971 |  | 87.1089
1 | 6300 | 707 | 0.035 | 15 | 15 | 7 | 3.1623e-11 | 0 | Water | Porous | Wet | R245fa | MinimizeLCOE | IgnoreSilica | 138.9622 | 127.1261 | 17.4123 | 4 | 3569.8003 |  | 80.0519 |  | 225.0236 | -5.7877e-07 | 116576143533.9245 | 16794736.8509 | 1399955.8361 | 15617481.3974 | 24320964.8154 | 24077.0464 | 815084.7127 | 0 | 22999197.2569 | 59839193.4785 | 40841479.1216 | 182652170.5158 | 3144235.0165 | 50397663.2202 |  | 1478867.319 | 10961253.7139 | 0 | 248634189.7855 |  | 31622.7766 | 69.6493 | 3569.8003 |  | 80.0519
1 | 6300 | 707 | 0.035 | 15 | 15 | 7 | 4.217e-11 | 0 | Water | Porous | Wet | R245fa | MinimizeLCOE | IgnoreSilica | 166.6453 | 152.6601 | 20.9226 | 4 | 3336.8565 |  | 74.8282 |  | 225.2294 | -5.6069e-07 | 116399626352.042 | 19144784.0446 | 1591320.8202 | 18080209.7909 | 29110942.9524 | 24077.0464 | 909948.8366 | 0 | 26855900.5615 | 69873544.3584 | 47690129.7824 | 213280858.1935 | 3144235.0165 | 50397663.2202 |  | 1478867.319 | 10961253.7139 | 0 | 279262877.4632 |  | 42169.6503 | 83.6904 | 3336.8565 |  | 74.8282
1 | 6300 | 707 | 0.035 | 15 | 15 | 7 | 5.6234e-11 | 0 | Water | Porous | Wet | R245fa | MinimizeLCOE | IgnoreSilica | 193.717 | 177.6541 | 24.3642 | 4 | 3166.3966 |  | 71.0057 |  | 225.394 | -5.3916e-07 | 116190041835.334 | 21340235.8406 | 1769508.0502 | 20411890.71 | 33789773.3084 | 24077.0464 | 993637.4617 | 0 | 30548357.7427 | 79480560.5168 | 54247115.7149 | 242605156.3916 | 3144235.0165 | 50397663.2202 |  | 1478867.319 | 10961253.7139 | 0 | 308587175.6612 |  | 56234.1325 | 97.4569 | 3166.3966 |  | 71.0057
1 | 6300 | 707 | 0.035 | 15 | 15 | 7 | 7.4989e-11 | 0 | Water | Porous | Wet | R245fa | MinimizeLCOE | IgnoreSilica | 218.5064 | 200.5638 | 27.5246 | 4 | 3042.5789 |  | 68.2291 |  | 225.5261 | -5.1635e-07 | 115976859156.8447 | 23277535.2431 | 1926312.1514 | 22491845.2848 | 38068984.038 | 24077.0464 | 1062650.226 | 0 | 33872047.5559 | 88128119.6282 | 60149252.4981 | 269000823.6718 | 3144235.0165 | 50397663.2202 |  | 1478867.319 | 10961253.7139 | 0 | 334982842.9415 |  | 74989.4209 | 110.0983 | 3042.5789 |  | 68.2291
1 | 6300 | 707 | 0.035 | 15 | 15 | 7 | 1e-10 | 0 | Water | Porous | Wet | R245fa | MinimizeLCOE | IgnoreSilica | 239.9757 | 220.4239 | 30.2698 | 4 | 2952.9121 |  | 66.2183 |  | 225.6311 | -4.9422e-07 | 115787280784.1453 | 24907275.8494 | 2057932.2149 | 24256610.673 | 41770847.6755 | 24077.0464 | 1116221.619 | 0 | 36711856.3805 | 95516719.6647 | 65192123.8435 | 291553664.9668 | 3144235.0165 | 50397663.2202 |  | 1478867.319 | 10961253.7139 | 0 | 357535684.2364 |  | 100000 | 121.079 | 2952.9121 |  | 66.2183
1 | 6300 | 707 | 0.035 | 15 | 15 | 7 | 1.3335e-10 | 0 | Water | Porous | Wet | R245fa | MinimizeLCOE | IgnoreSilica | 257.8562 | 236.9781 | 32.5618 | 4 | 2887.7652 |  | 64.7574 |  | 225.714 | -4.5469e-07 | 115627033878.7544 | 26234539.5922 | 2164939.0371 | 25703346.2821 | 44850813.7925 | 24077.0464 | 1156754.4652 | 0 | 39052443.384 | 101606446.9276 | 69348487.8318 | 310141848.3589 | 3144235.0165 | 50397663.2202 |  | 1478867.319 | 10961253.7139 | 0 | 376123867.6286 |  | 133352.1432 | 130.2474 | 2887.7652 |  | 64.7574
1 | 6300 | 707 | 0.035 | 15 | 15 | 7 | 1.7783e-10 | 0 | Water | Porous | Wet | R245fa | MinimizeLCOE | IgnoreSilica | 272.2795 | 250.3407 | 34.4152 | 4 | 2840.3022 |  | 63.6931 |  | 225.7784 | -4.0061e-07 | 115502681387.1143 | 27287098.8387 | 2249685.9185 | 26856425.0996 | 47333190.8434 | 24077.0464 | 1186406.2614 | 0 | 40925384.7631 | 106479456.203 | 72674416.7925 | 325016141.7667 | 3144235.0165 | 50397663.2202 |  | 1478867.319 | 10961253.7139 | 0 | 390998161.0363 |  | 177827.941 | 137.6608 | 2840.3022 |  | 63.6931
1 | 6300 | 707 | 0.035 | 15 | 15 | 7 | 2.3714e-10 | 0 | Water | Porous | Wet | R245fa | MinimizeLCOE | IgnoreSilica | 283.6562 | 260.8865 | 35.8802 | 4 | 2805.5784 |  | 62.9144 |  | 225.8279 | -3.6095e-07 | 115411364146.5745 | 28106744.9052 | 2315613.1137 | 27757754.3971 | 49289933.3888 | 24077.0464 | 1207652.5894 | 0 | 42393692.4218 | 110299691.5395 | 75281805.9077 | 336676965.3094 | 3144235.0165 | 50397663.2202 |  | 1478867.319 | 10961253.7139 | 0 | 402658984.5791 |  | 237137.3706 | 143.5208 | 2805.5784 |  | 62.9144
1 | 6300 | 707 | 0.035 | 15 | 15 | 7 | 3.1623e-10 | 0 | Water | Porous | Wet | R245fa | MinimizeLCOE | IgnoreSilica | 292.5379 | 269.1277 | 37.0249 | 4 | 2780.0485 |  | 62.3419 |  | 225.8685 | -9.4984e-05 | 115337097092.7885 | 28740851.8578 | 2366577.7008 | 28457043.4857 | 50815661.4526 | 24077.0464 | 1224301.1474 | 0 | 43535119.9493 | 113269451.8271 | 77308728.3265 | 345741812.7935 | 3144235.0165 | 50397663.2202 |  | 1478867.319 | 10961253.7139 | 0 | 411723832.0632 |  | 316227.766 | 148.0995 | 2780.0485 |  | 62.3419
1 | 6300 | 707 | 0.035 | 15 | 15 | 7 | 4.217e-10 | 0 | Water | Porous | Wet | R245fa | MinimizeLCOE | IgnoreSilica | 298.7453 | 274.9103 | 37.8321 | 4 | 2762.3756 |  | 61.9456 |  | 225.9079 | -9.1368e-05 | 115269609057.8753 | 29182555.4577 | 2402058.6841 | 28945155.46 | 51876714.3823 | 24077.0464 | 1232654.6532 | 0 | 44328654.1166 | 115334064.9542 | 78717869.2093 | 352043803.9636 | 3144235.0165 | 50397663.2202 |  | 1478867.319 | 10961253.7139 | 0 | 418025823.2333 |  | 421696.5034 | 151.3284 | 2762.3756 |  | 61.9456
1 | 6300 | 707 | 0.035 | 15 | 15 | 7 | 5.6234e-10 | 0 | Water | Porous | Wet | R245fa | MinimizeLCOE | IgnoreSilica | 302.1869 | 278.1215 | 38.2996 | 4 | 2751.1036 |  | 61.6928 |  | 225.9318 | -8.807e-05 | 115364298062.2443 | 29426725.0143 | 2421665.3775 | 29215327.9498 | 52463830.3798 | 24077.0464 | 1221720.1549 | 0 | 44761604.9099 | 116460514.1078 | 79486693.9028 | 355482158.8433 | 3144235.0165 | 50397663.2202 |  | 1478867.319 | 10961253.7139 | 0 | 421464178.1129 |  | 562341.3252 | 153.1982 | 2751.1036 |  | 61.6928
1 | 6300 | 707 | 0.035 | 15 | 15 | 7 | 7.4989e-10 | 0 | Water | Porous | Wet | R245fa | MinimizeLCOE | IgnoreSilica | 304.7816 | 280.5434 | 38.6528 | 4 | 2742.694 |  | 61.5042 |  | 225.95 | -8.5564e-05 | 115437329983.6875 | 29610354.7997 | 2436407.5687 | 29418675.5705 | 52906282.5902 | 24077.0464 | 1212867.9015 | 0 | 45087379.536 | 117308112.8595 | 80065197.4673 | 358069355.3398 | 3144235.0165 | 50397663.2202 |  | 1478867.319 | 10961253.7139 | 0 | 424051374.6094 |  | 749894.2093 | 154.6113 | 2742.694 |  | 61.5042
1 | 6300 | 707 | 0.035 | 15 | 15 | 7 | 1e-09 | 0 | Water | Porous | Wet | R245fa | MinimizeLCOE | IgnoreSilica | 306.7574 | 282.3879 | 38.9218 | 4 | 2736.3808 |  | 61.3627 |  | 225.9638 | -8.3693e-05 | 115490717890.6919 | 29749912.8058 | 2447609.7627 | 29573311.5799 | 53243095.8307 | 24077.0464 | 1206143.9195 | 0 | 45335218.8685 | 117952939.9638 | 80505305.2159 | 360037614.9932 | 3144235.0165 | 50397663.2202 |  | 1478867.319 | 10961253.7139 | 0 | 426019634.2628 |  | 1000000 | 155.6873 | 2736.3808 |  | 61.3627
1 | 6300 | 707 | 0.035 | 15 | 15 | 7 | 1.3335e-09 | 0 | Water | Porous | Wet | R245fa | MinimizeLCOE | IgnoreSilica | 308.2506 | 283.7822 | 39.1252 | 4 | 2731.6506 |  | 61.2566 |  | 225.9742 | -8.2287e-05 | 115530566013.9325 | 29855239.6484 | 2456063.2157 | 29690070.72 | 53497598.781 | 24077.0464 | 1200982.297 | 0 | 45522372.3663 | 118439874.9745 | 80837648.3661 | 361523927.4152 | 3144235.0165 | 50397663.2202 |  | 1478867.319 | 10961253.7139 | 0 | 427505946.6849 |  | 1333521.4322 | 156.501 | 2731.6506 |  | 61.2566
1 | 6300 | 707 | 0.035 | 15 | 15 | 7 | 1.7783e-09 | 0 | Water | Porous | Wet | R245fa | MinimizeLCOE | IgnoreSilica | 309.3689 | 284.8266 | 39.2778 | 4 | 2728.1166 |  | 61.1774 |  | 225.9821 | -8.1224e-05 | 115561235713.0679 | 29934041.5029 | 2462387.2117 | 29777455.3461 | 53688166.1382 | 24077.0464 | 1196938.88 | 0 | 45662395.7888 | 118804187.1972 | 81086298.944 | 362635948.0553 | 3144235.0165 | 50397663.2202 |  | 1478867.319 | 10961253.7139 | 0 | 428617967.325 |  | 1778279.41 | 157.1113 | 2728.1166 |  | 61.1774
1 | 6300 | 707 | 0.035 | 15 | 15 | 7 | 2.3714e-09 | 0 | Water | Porous | Wet | R245fa | MinimizeLCOE | IgnoreSilica | 310.2092 | 285.6114 | 39.3926 | 4 | 2725.4705 |  | 61.118 |  | 225.988 | -8.0424e-05 | 115586063269.5242 | 29993202.1283 | 2467134.6361 | 29843076.0691 | 53831326.7785 | 24077.0464 | 1193840.5456 | 0 | 45767536.3095 | 119077741.2649 | 81273005.2162 | 363470939.9945 | 3144235.0165 | 50397663.2202 |  | 1478867.319 | 10961253.7139 | 0 | 429452959.2642 |  | 2371373.7057 | 157.5702 | 2725.4705 |  | 61.118
1 | 6300 | 707 | 0.035 | 15 | 15 | 7 | 3.1623e-09 | 0 | Water | Porous | Wet | R245fa | MinimizeLCOE | IgnoreSilica | 310.84 | 286.2007 | 39.4787 | 4 | 2723.4887 |  | 61.0736 |  | 225.9925 | -7.9822e-05 | 115601889428.8749 | 30037593.6346 | 2470696.7091 | 29892324.2586 | 53938799.4768 | 24077.0464 | 1191477.6315 | 0 | 45846437.8152 | 119283026.7977 | 81413116.8105 | 364097550.1804 | 3144235.0165 | 50397663.2202 |  | 1478867.319 | 10961253.7139 | 0 | 430079569.4501 |  | 3162277.6602 | 157.9149 | 2723.4887 |  | 61.0736
1 | 6300 | 707 | 0.035 | 15 | 15 | 7 | 4.217e-09 | 0 | Water | Porous | Wet | R245fa | MinimizeLCOE | IgnoreSilica | 311.3005 | 286.6309 | 39.5419 | 4 | 2722.0215 |  | 61.0407 |  | 225.9957 | -7.9355e-05 | 115616522245.2725 | 30069984.2579 | 2473295.7055 | 29928263.6319 | 54017223.9661 | 24077.0464 | 1189512.7272 | 0 | 45903919.3607 | 119432581.9878 | 81515191.3008 | 364554049.9843 | 3144235.0165 | 50397663.2202 |  | 1478867.319 | 10961253.7139 | 0 | 430536069.254 |  | 4216965.0343 | 158.1678 | 2722.0215 |  | 61.0407
1 | 6300 | 707 | 0.035 | 15 | 15 | 7 | 5.6234e-09 | 0 | Water | Porous | Wet | R245fa | MinimizeLCOE | IgnoreSilica | 311.6559 | 286.963 | 39.5905 | 4 | 2720.9087 |  | 61.0157 |  | 225.9982 | -7.9015e-05 | 115626420662.3082 | 30094977.4532 | 2475301.0814 | 29955998.0056 | 54077770.4641 | 24077.0464 | 1188156.3844 | 0 | 45948349.3697 | 119548179.7575 | 81594089.1539 | 364906898.7163 | 3144235.0165 | 50397663.2202 |  | 1478867.319 | 10961253.7139 | 0 | 430888917.9859 |  | 5623413.2519 | 158.3621 | 2720.9087 |  | 61.0157
1 | 6300 | 707 | 0.035 | 15 | 15 | 7 | 7.4989e-09 | 0 | Water | Porous | Wet | R245fa | MinimizeLCOE | IgnoreSilica | 311.9311 | 287.2201 | 39.628 | 4 | 2720.0631 |  | 60.9968 |  | 226.0002 | -7.877e-05 | 115632908400.1463 | 30114322.6274 | 2476853.2437 | 29977466.6325 | 54124658.1698 | 24077.0464 | 1187243.9557 | 0 | 45982802.4534 | 119637819.6141 | 81655270.198 | 365180513.9409 | 3144235.0165 | 50397663.2202 |  | 1478867.319 | 10961253.7139 | 0 | 431162533.2105 |  | 7498942.0933 | 158.512 | 2720.0631 |  | 60.9968
1 | 6300 | 707 | 0.035 | 15 | 15 | 7 | 1e-08 | 0 | Water | Porous | Wet | R245fa | MinimizeLCOE | IgnoreSilica | 312.1358 | 287.4113 | 39.6559 | 4 | 2719.4317 |  | 60.9826 |  | 226.0016 | -7.8584e-05 | 115637985788.4097 | 30128706.1007 | 2478007.284 | 29993429.9086 | 54159522.5045 | 24077.0464 | 1186532.203 | 0 | 46008407.2684 | 119704438.0903 | 81700738.6769 | 365383859.0827 | 3144235.0165 | 50397663.2202 |  | 1478867.319 | 10961253.7139 | 0 | 431365878.3523 |  | 10000000 | 158.6235 | 2719.4317 |  | 60.9826
1 | 6400 | 707 | 0.035 | 15 | 15 | 7 | 1e-13 | 0 | Water | Porous | Wet | R245fa | MinimizeLCOE | IgnoreSilica | 1.0853 | 0.34957 | 0.024158 | 4 | 714178.9527 |  | 16015.2892 |  | 138.3846 | -6.3922e-05 | 50111806359.5938 | 203356.3311 | 8901.5729 | 145668.2771 | 87959.4868 | 24077.0464 | 62589.6417 | 0 | 207695.4188 | 540380.8755 | 368821.0513 | 1649449.7015 | 3144235.0165 | 51548283.6895 |  | 1478867.319 | 11191377.8078 | 0 | 69012213.5343 |  | 100 | 0.096632 | 714178.9527 |  | 16015.2892
1 | 6400 | 707 | 0.035 | 15 | 15 | 7 | 1.3335e-13 | 0 | Water | Porous | Wet | R245fa | MinimizeLCOE | IgnoreSilica | 1.4168 | 0.56126 | 0.048944 | 4 | 355904.1645 |  | 7981.0643 |  | 154.1531 | -7.3431e-05 | 68641515608.8784 | 302689.3018 | 14880.2591 | 210553.8255 | 124921.7874 | 24077.0464 | 70118.3767 | 0 | 291423.8327 | 758225.0336 | 517504.1654 | 2314393.6284 | 3144235.0165 | 51548283.6895 |  | 1478867.319 | 11191377.8078 | 0 | 69677157.4612 |  | 133.3521 | 0.19578 | 355904.1645 |  | 7981.0643
1 | 6400 | 707 | 0.035 | 15 | 15 | 7 | 1.7783e-13 | 0 | Water | Porous | Wet | R245fa | MinimizeLCOE | IgnoreSilica | 1.8261 | 0.85198 | 0.087135 | 4 | 202391.8624 |  | 4538.5883 |  | 167.5645 | -8.2717e-05 | 87009496480.0167 | 429132.5522 | 23737.0273 | 291223.8241 | 180597.5323 | 24077.0464 | 77575.6152 | 0 | 400274.003 | 1041430.8484 | 710797.9533 | 3178846.4022 | 3144235.0165 | 51548283.6895 |  | 1478867.319 | 11191377.8078 | 0 | 70541610.2349 |  | 177.8279 | 0.34854 | 202391.8624 |  | 4538.5883
1 | 6400 | 707 | 0.035 | 15 | 15 | 7 | 2.3714e-13 | 0 | Water | Porous | Wet | R245fa | MinimizeLCOE | IgnoreSilica | 2.3209 | 1.1315 | 0.14271 | 4 | 125276.7244 |  | 2809.3001 |  | 178.5895 | -8.7071e-05 | 102057166382.6013 | 584789.6486 | 45262.8009 | 358343.8263 | 245269.3078 | 24077.0464 | 82746.6068 | 0 | 522790.8024 | 1360194.4286 | 928360.6467 | 4151835.1145 | 3144235.0165 | 51548283.6895 |  | 1478867.319 | 11191377.8078 | 0 | 71514598.9472 |  | 237.1374 | 0.57085 | 125276.7244 |  | 2809.3001
1 | 6400 | 707 | 0.035 | 15 | 15 | 7 | 3.1623e-13 | 0 | Water | Porous | Wet | R245fa | MinimizeLCOE | IgnoreSilica | 2.7424 | 1.9207 | 0.25348 | 4 | 75373.4359 |  | 1690.231 |  | 185.3185 | -3.1361e-07 | 105167517637.8654 | 862278.768 | 76305.5906 | 545639.9345 | 1324494.2891 | 24077.0464 | 92101.8751 | 0 | 1140710.0264 | 2967893.4969 | 2025648.2958 | 9059149.3227 | 3144235.0165 | 51548283.6895 |  | 1478867.319 | 11191377.8078 | 0 | 76421913.1554 |  | 316.2278 | 1.0139 | 75373.4359 |  | 1690.231
1 | 6400 | 707 | 0.035 | 15 | 15 | 7 | 4.217e-13 | 0 | Water | Porous | Wet | R245fa | MinimizeLCOE | IgnoreSilica | 3.4586 | 2.5493 | 0.33923 | 4 | 56579.318 |  | 1268.7774 |  | 193.4141 | -3.5753e-07 | 108385529552.0416 | 1050320.3128 | 90656.6861 | 684482.9331 | 1087606.4947 | 24077.0464 | 101602.72 | 0 | 1185111.0153 | 3083415.7622 | 2104494.6156 | 9411767.5863 | 3144235.0165 | 51548283.6895 |  | 1478867.319 | 11191377.8078 | 0 | 76774531.419 |  | 421.6965 | 1.3569 | 56579.318 |  | 1268.7774
1 | 6400 | 707 | 0.035 | 15 | 15 | 7 | 5.6234e-13 | 0 | Water | Porous | Wet | R245fa | MinimizeLCOE | IgnoreSilica | 4.3406 | 3.3523 | 0.44904 | 4 | 43511.3465 |  | 975.7314 |  | 200.0455 | -3.9761e-07 | 111016161398.341 | 1273251.7497 | 109824.4975 | 852122.5344 | 1113149.4346 | 24077.0464 | 111701.1583 | 0 | 1358809.3041 | 3535343.0792 | 2412944.2956 | 10791223.0997 | 3144235.0165 | 51548283.6895 |  | 1478867.319 | 11191377.8078 | 0 | 78153986.9325 |  | 562.3413 | 1.7962 | 43511.3465 |  | 975.7314
1 | 6400 | 707 | 0.035 | 15 | 15 | 7 | 7.4989e-13 | 0 | Water | Porous | Wet | R245fa | MinimizeLCOE | IgnoreSilica | 5.481 | 4.4013 | 0.59253 | 4 | 33814.9453 |  | 758.2919 |  | 205.6786 | -4.3863e-07 | 113099751068.8543 | 1542179.7814 | 132897.4521 | 1059462.9706 | 1244455.6962 | 24077.0464 | 124030.7821 | 0 | 1609570.4542 | 4187772.1536 | 2858240.5449 | 12782686.8815 | 3144235.0165 | 51548283.6895 |  | 1478867.319 | 11191377.8078 | 0 | 80145450.7142 |  | 749.8942 | 2.3701 | 33814.9453 |  | 758.2919
1 | 6400 | 707 | 0.035 | 15 | 15 | 7 | 1e-12 | 0 | Water | Porous | Wet | R245fa | MinimizeLCOE | IgnoreSilica | 6.9502 | 5.7623 | 0.77895 | 4 | 26549.0457 |  | 595.3559 |  | 210.3596 | -4.7672e-07 | 114826371233.8483 | 1864721.0108 | 160494.0492 | 1314319.5312 | 1456840.8901 | 24077.0464 | 138505.4096 | 0 | 1933993.5956 | 5031854.6191 | 3434344.1718 | 15359150.3238 | 3144235.0165 | 51548283.6895 |  | 1478867.319 | 11191377.8078 | 0 | 82721914.1566 |  | 1000 | 3.1158 | 26549.0457 |  | 595.3559
1 | 6400 | 707 | 0.035 | 15 | 15 | 7 | 1.3335e-12 | 0 | Water | Porous | Wet | R245fa | MinimizeLCOE | IgnoreSilica | 8.8574 | 7.5378 | 1.0224 | 4 | 21026.2589 |  | 471.5087 |  | 214.2176 | -5.1115e-07 | 116123105908.9901 | 2253942.7058 | 193706.0169 | 1629375.4268 | 1756131.1512 | 24077.0464 | 155744.4563 | 0 | 2345060.9533 | 6101367.5623 | 4164308.7319 | 18623714.0508 | 3144235.0165 | 51548283.6895 |  | 1478867.319 | 11191377.8078 | 0 | 85986477.8836 |  | 1333.5214 | 4.0895 | 21026.2589 |  | 471.5087
1 | 6400 | 707 | 0.035 | 15 | 15 | 7 | 1.7783e-12 | 0 | Water | Porous | Wet | R245fa | MinimizeLCOE | IgnoreSilica | 11.3394 | 9.8561 | 1.3405 | 4 | 16801.5832 |  | 376.7714 |  | 217.358 | -5.4052e-07 | 117203648716.4627 | 2724229.6636 | 233714.5566 | 2019237.9894 | 2160254.748 | 24077.0464 | 176201.5742 | 0 | 2861709.0755 | 7445579.9972 | 5081761.3395 | 22726765.9904 | 3144235.0165 | 51548283.6895 |  | 1478867.319 | 11191377.8078 | 0 | 90089529.8232 |  | 1778.2794 | 5.362 | 16801.5832 |  | 376.7714
1 | 6400 | 707 | 0.035 | 15 | 15 | 7 | 2.3714e-12 | 0 | Water | Porous | Wet | R245fa | MinimizeLCOE | IgnoreSilica | 14.6185 | 12.9255 | 1.7616 | 4 | 13524.8282 |  | 303.291 |  | 219.9128 | -5.6743e-07 | 118019057335.0443 | 3300361.2682 | 282575.6603 | 2508313.2467 | 2703943.0153 | 24077.0464 | 201630.1404 | 0 | 3518151.1471 | 9153507.6128 | 6247457.0315 | 27940016.1688 | 3144235.0165 | 51548283.6895 |  | 1478867.319 | 11191377.8078 | 0 | 95302780.0015 |  | 2371.3737 | 7.0465 | 13524.8282 |  | 303.291
1 | 6400 | 707 | 0.035 | 15 | 15 | 7 | 3.1623e-12 | 0 | Water | Porous | Wet | R245fa | MinimizeLCOE | IgnoreSilica | 18.9279 | 16.9651 | 2.3161 | 4 | 10996.5569 |  | 246.5951 |  | 221.9502 | -5.894e-07 | 118659321940.031 | 4001689.1317 | 341830.3163 | 3117944.854 | 3425615.6552 | 24077.0464 | 232332.8618 | 0 | 4345961.0474 | 11307299.1662 | 7717464.0227 | 34514214.1016 | 3144235.0165 | 51548283.6895 |  | 1478867.319 | 11191377.8078 | 0 | 101876977.9344 |  | 3162.2777 | 9.2644 | 10996.5569 |  | 246.5951
1 | 6400 | 707 | 0.035 | 15 | 15 | 7 | 4.217e-12 | 0 | Water | Porous | Wet | R245fa | MinimizeLCOE | IgnoreSilica | 24.599 | 22.2858 | 3.0467 | 4 | 9040.3948 |  | 202.7287 |  | 223.5599 | -6.0681e-07 | 119156413102.5253 | 4856138.5122 | 413768.2258 | 3878340.4837 | 4380024.3681 | 24077.0464 | 269508.037 | 0 | 5390524.1025 | 14025037.9662 | 9572376.5977 | 42809795.3396 | 3144235.0165 | 51548283.6895 |  | 1478867.319 | 11191377.8078 | 0 | 110172559.1724 |  | 4216.965 | 12.1867 | 9040.3948 |  | 202.7287
1 | 6400 | 707 | 0.035 | 15 | 15 | 7 | 5.6234e-12 | 0 | Water | Porous | Wet | R245fa | MinimizeLCOE | IgnoreSilica | 32.0775 | 29.3063 | 4.0106 | 4 | 7521.6111 |  | 168.6703 |  | 224.8235 | -6.2092e-07 | 119520558113.1672 | 5898900.5687 | 501213.0938 | 4828271.1528 | 5642164.6476 | 24077.0464 | 314974.4152 | 0 | 6711744.3605 | 17462582.058 | 11918571.0748 | 53302498.4177 | 3144235.0165 | 51548283.6895 |  | 1478867.319 | 11191377.8078 | 0 | 120665262.2505 |  | 5623.4133 | 16.0425 | 7521.6111 |  | 168.6703
1 | 6400 | 707 | 0.035 | 15 | 15 | 7 | 7.4989e-12 | 0 | Water | Porous | Wet | R245fa | MinimizeLCOE | IgnoreSilica | 41.8728 | 38.5054 | 5.2739 | 4 | 6345.2456 |  | 142.2906 |  | 225.8037 | -6.3126e-07 | 119785548063.8449 | 7162922.4343 | 606757.115 | 6006758.7342 | 7298051.5955 | 24077.0464 | 369844.0555 | 0 | 8372680.2825 | 21783996.6222 | 14868025.311 | 66493113.1964 | 3144235.0165 | 51548283.6895 |  | 1478867.319 | 11191377.8078 | 0 | 133855877.0292 |  | 7498.9421 | 21.0955 | 6345.2456 |  | 142.2906
1 | 6400 | 707 | 0.035 | 15 | 15 | 7 | 1e-11 | 0 | Water | Porous | Wet | R245fa | MinimizeLCOE | IgnoreSilica | 54.5648 | 50.4284 | 6.9115 | 4 | 5435.7756 |  | 121.8959 |  | 226.5575 | -6.3762e-07 | 119970526239.4145 | 8679791.8827 | 732862.6155 | 7453551.6176 | 9445263.9961 | 24077.0464 | 435108.5425 | 0 | 10440555.7233 | 27164184.3395 | 18540113.9799 | 82915509.7432 | 3144235.0165 | 51548283.6895 |  | 1478867.319 | 11191377.8078 | 0 | 150278273.576 |  | 10000 | 27.6462 | 5435.7756 |  | 121.8959
1 | 6400 | 707 | 0.035 | 15 | 15 | 7 | 1.3335e-11 | 0 | Water | Porous | Wet | R245fa | MinimizeLCOE | IgnoreSilica | 70.7428 | 65.6308 | 9.0001 | 4 | 4734.0082 |  | 106.159 |  | 227.1342 | -6.4009e-07 | 120082002177.724 | 10473347.5828 | 881310.5959 | 9202567.4684 | 12182943.7248 | 24077.0464 | 511535.805 | 0 | 12977555.0671 | 33764936.222 | 23045262.7716 | 103063536.284 | 3144235.0165 | 51548283.6895 |  | 1478867.319 | 11191377.8078 | 0 | 170426300.1168 |  | 13335.2143 | 36.0004 | 4734.0082 |  | 106.159
1 | 6400 | 707 | 0.035 | 15 | 15 | 7 | 1.7783e-11 | 0 | Water | Porous | Wet | R245fa | MinimizeLCOE | IgnoreSilica | 90.7428 | 84.4312 | 11.5843 | 4 | 4196.4401 |  | 94.1041 |  | 227.5735 | -6.3749e-07 | 120124469871.1963 | 12535966.3072 | 1051279.906 | 11257064.5296 | 15566865.8488 | 24077.0464 | 597653.7456 | 0 | 16002833.8796 | 41636091.1221 | 28417487.7269 | 127089320.1122 | 3144235.0165 | 51548283.6895 |  | 1478867.319 | 11191377.8078 | 0 | 194452083.9449 |  | 17782.7941 | 46.3374 | 4196.4401 |  | 94.1041
1 | 6400 | 707 | 0.035 | 15 | 15 | 7 | 2.3714e-11 | 0 | Water | Porous | Wet | R245fa | MinimizeLCOE | IgnoreSilica | 114.4332 | 106.7111 | 14.6493 | 4 | 3788.3303 |  | 84.9524 |  | 227.9091 | -6.292e-07 | 120101531370.7552 | 14818937.4535 | 1238576.0695 | 13576580.3444 | 19573907.4274 | 24077.0464 | 690230.0308 | 0 | 19469700.265 | 50656166.305 | 34573874.3833 | 154622049.3252 | 3144235.0165 | 51548283.6895 |  | 1478867.319 | 11191377.8078 | 0 | 221984813.158 |  | 23713.7371 | 58.597 | 3788.3303 |  | 84.9524
1 | 6400 | 707 | 0.035 | 15 | 15 | 7 | 3.1623e-11 | 0 | Water | Porous | Wet | R245fa | MinimizeLCOE | IgnoreSilica | 140.9689 | 131.6823 | 18.0878 | 4 | 3482.0181 |  | 78.0834 |  | 228.1684 | -6.1524e-07 | 120017498639.6307 | 17223214.6765 | 1434986.6784 | 16063668.4744 | 24059871.055 | 24077.0464 | 784188.5024 | 0 | 23240102.5089 | 60465979.5276 | 41269273.4792 | 184565361.9487 | 3144235.0165 | 51548283.6895 |  | 1478867.319 | 11191377.8078 | 0 | 251928125.7815 |  | 31622.7766 | 72.3512 | 3482.0181 |  | 78.0834
1 | 6400 | 707 | 0.035 | 15 | 15 | 7 | 4.217e-11 | 0 | Water | Porous | Wet | R245fa | MinimizeLCOE | IgnoreSilica | 168.7064 | 157.8048 | 21.6899 | 4 | 3255.4307 |  | 73.0022 |  | 228.3714 | -5.9601e-07 | 119888026349.5227 | 19604546.9946 | 1628781.2092 | 18566022.9179 | 28745410.8114 | 24077.0464 | 872441.6354 | 0 | 27082099.4398 | 70462067.4398 | 48091808.8784 | 215077256.3728 | 3144235.0165 | 51548283.6895 |  | 1478867.319 | 11191377.8078 | 0 | 282440020.2056 |  | 42169.6503 | 86.7596 | 3255.4307 |  | 73.0022
1 | 6400 | 707 | 0.035 | 15 | 15 | 7 | 5.6234e-11 | 0 | Water | Porous | Wet | R245fa | MinimizeLCOE | IgnoreSilica | 195.6831 | 183.233 | 25.2026 | 4 | 3089.8675 |  | 69.2895 |  | 228.5319 | -5.7306e-07 | 119740402662.9345 | 21818243.8091 | 1808344.9832 | 20923087.9066 | 33298179.0347 | 24077.0464 | 948850.9102 | 0 | 30740105.6392 | 79979449.2104 | 54587617.4994 | 244127956.0391 | 3144235.0165 | 51548283.6895 |  | 1478867.319 | 11191377.8078 | 0 | 311490719.8719 |  | 56234.1325 | 100.8104 | 3089.8675 |  | 69.2895
1 | 6400 | 707 | 0.035 | 15 | 15 | 7 | 7.4989e-11 | 0 | Water | Porous | Wet | R245fa | MinimizeLCOE | IgnoreSilica | 220.3018 | 206.4595 | 28.4171 | 4 | 2969.6162 |  | 66.5929 |  | 228.6591 | -5.4898e-07 | 119596238309.7151 | 23765979.5014 | 1965907.2389 | 23019220.9262 | 37448983.365 | 24077.0464 | 1010935.3991 | 0 | 34021690.356 | 88517459.4982 | 60414984.9594 | 270189238.2906 | 3144235.0165 | 51548283.6895 |  | 1478867.319 | 11191377.8078 | 0 | 337552002.1234 |  | 74989.4209 | 113.6686 | 2969.6162 |  | 66.5929
1 | 6400 | 707 | 0.035 | 15 | 15 | 7 | 1e-10 | 0 | Water | Porous | Wet | R245fa | MinimizeLCOE | IgnoreSilica | 241.5562 | 226.5286 | 31.2005 | 4 | 2882.5584 |  | 64.6407 |  | 228.7592 | -5.257e-07 | 119473771794.6311 | 25399990.9825 | 2097803.5883 | 24792553.0975 | 41029343.4331 | 24077.0464 | 1058167.7197 | 0 | 36816754.9883 | 95789644.3248 | 65378400.532 | 292386735.7128 | 3144235.0165 | 51548283.6895 |  | 1478867.319 | 11191377.8078 | 0 | 359749499.5455 |  | 100000 | 124.8022 | 2882.5584 |  | 64.6407
1 | 6400 | 707 | 0.035 | 15 | 15 | 7 | 1.3335e-10 | 0 | Water | Porous | Wet | R245fa | MinimizeLCOE | IgnoreSilica | 259.2058 | 243.2058 | 33.5178 | 4 | 2819.331 |  | 63.2228 |  | 228.8372 | -4.8387e-07 | 119380718131.6177 | 26727229.6033 | 2204755.4768 | 26242302.9469 | 44000133.2701 | 24077.0464 | 1093031.1402 | 0 | 39113696.4986 | 101765814.9671 | 69457259.7934 | 310628300.7428 | 3144235.0165 | 51548283.6895 |  | 1478867.319 | 11191377.8078 | 0 | 377991064.5756 |  | 133352.1432 | 134.0712 | 2819.331 |  | 63.2228
1 | 6400 | 707 | 0.035 | 15 | 15 | 7 | 1.7783e-10 | 0 | Water | Porous | Wet | R245fa | MinimizeLCOE | IgnoreSilica | 273.4005 | 256.6263 | 35.3861 | 4 | 2773.2959 |  | 62.1905 |  | 228.8971 | -4.2642e-07 | 119318539119.1402 | 27776906.6713 | 2289230.3887 | 27394522.9291 | 46387909.4219 | 24077.0464 | 1117716.2789 | 0 | 40946241.4672 | 106533721.0685 | 72711453.6783 | 325181778.9503 | 3144235.0165 | 51548283.6895 |  | 1478867.319 | 11191377.8078 | 0 | 392544542.7831 |  | 177827.941 | 141.5444 | 2773.2959 |  | 62.1905
1 | 6400 | 707 | 0.035 | 15 | 15 | 7 | 2.3714e-10 | 0 | Water | Porous | Wet | R245fa | MinimizeLCOE | IgnoreSilica | 284.6185 | 267.2373 | 36.8653 | 4 | 2739.5492 |  | 61.4337 |  | 228.943 | -3.8445e-07 | 119276353905.4431 | 28596026.6774 | 2355085.2704 | 28297004.6424 | 48274024.59 | 24077.0464 | 1135370.3671 | 0 | 42385819.5515 | 110279207.9458 | 75267825.4341 | 336614441.5249 | 3144235.0165 | 51548283.6895 |  | 1478867.319 | 11191377.8078 | 0 | 403977205.3577 |  | 237137.3706 | 147.4612 | 2739.5492 |  | 61.4337
1 | 6400 | 707 | 0.035 | 15 | 15 | 7 | 3.1623e-10 | 0 | Water | Porous | Wet | R245fa | MinimizeLCOE | IgnoreSilica | 293.3273 | 275.4851 | 38.0148 | 4 | 2714.8344 |  | 60.8795 |  | 228.9818 | -9.9061e-05 | 119238808498.9494 | 29226461.6503 | 2405732.3297 | 28993539.0379 | 49736266.9228 | 24077.0464 | 1149200.5078 | 0 | 43498758.223 | 113174846.0741 | 77244157.9561 | 345453039.7481 | 3144235.0165 | 51548283.6895 |  | 1478867.319 | 11191377.8078 | 0 | 412815803.5809 |  | 316227.766 | 152.0593 | 2714.8344 |  | 60.8795
1 | 6400 | 707 | 0.035 | 15 | 15 | 7 | 4.217e-10 | 0 | Water | Porous | Wet | R245fa | MinimizeLCOE | IgnoreSilica | 299.2984 | 281.1627 | 38.811 | 4 | 2697.9687 |  | 60.5013 |  | 229.0193 | -9.5142e-05 | 119204954685.2171 | 29657389.7431 | 2440332.5756 | 29470600.621 | 50734320.9609 | 24077.0464 | 1154639.9606 | 0 | 44257730.754 | 115149536.9129 | 78591925.0295 | 351480553.6039 | 3144235.0165 | 51548283.6895 |  | 1478867.319 | 11191377.8078 | 0 | 418843317.4367 |  | 421696.5034 | 155.244 | 2697.9687 |  | 60.5013
1 | 6400 | 707 | 0.035 | 15 | 15 | 7 | 5.6234e-10 | 0 | Water | Porous | Wet | R245fa | MinimizeLCOE | IgnoreSilica | 302.6816 | 284.3849 | 39.2794 | 4 | 2687.2176 |  | 60.2602 |  | 229.0426 | -9.1719e-05 | 119301361893.1317 | 29900867.9155 | 2459875.1352 | 29740481.76 | 51298828.7108 | 24077.0464 | 1143889.66 | 0 | 44681527.8888 | 116252170.1251 | 79344494.8536 | 354846213.0953 | 3144235.0165 | 51548283.6895 |  | 1478867.319 | 11191377.8078 | 0 | 422208976.9281 |  | 562341.3252 | 157.1175 | 2687.2176 |  | 60.2602
1 | 6400 | 707 | 0.035 | 15 | 15 | 7 | 7.4989e-10 | 0 | Water | Porous | Wet | R245fa | MinimizeLCOE | IgnoreSilica | 305.2421 | 286.8242 | 39.6344 | 4 | 2679.1857 |  | 60.0801 |  | 229.0602 | -8.913e-05 | 119374543658.2814 | 30084679.4002 | 2474625.4497 | 29944385.5742 | 51725896.9581 | 24077.0464 | 1135350.1713 | 0 | 45001715.694 | 117085233.1145 | 79913077.4616 | 357389040.87 | 3144235.0165 | 51548283.6895 |  | 1478867.319 | 11191377.8078 | 0 | 424751804.7028 |  | 749894.2093 | 158.5377 | 2679.1857 |  | 60.0801
1 | 6400 | 707 | 0.035 | 15 | 15 | 7 | 1e-09 | 0 | Water | Porous | Wet | R245fa | MinimizeLCOE | IgnoreSilica | 307.1789 | 288.6698 | 39.9032 | 4 | 2673.1743 |  | 59.9453 |  | 229.0737 | -8.7182e-05 | 119429531431.7088 | 30223465.6146 | 2485760.8364 | 30098432.9116 | 52048866.5185 | 24077.0464 | 1128715.7837 | 0 | 45243634.2974 | 117714655.6963 | 80342671.307 | 359310280.0119 | 3144235.0165 | 51548283.6895 |  | 1478867.319 | 11191377.8078 | 0 | 426673043.8447 |  | 1000000 | 159.6129 | 2673.1743 |  | 59.9453
1 | 6400 | 707 | 0.035 | 15 | 15 | 7 | 1.3335e-09 | 0 | Water | Porous | Wet | R245fa | MinimizeLCOE | IgnoreSilica | 308.6332 | 290.0559 | 40.1053 | 4 | 2668.6841 |  | 59.8446 |  | 229.0838 | -8.5709e-05 | 119471601838.1732 | 30327536.3859 | 2494109.8561 | 30213998.2996 | 52291325.1896 | 24077.0464 | 1123514.984 | 0 | 45425079.087 | 118186737.8195 | 80664877.0564 | 360751255.7245 | 3144235.0165 | 51548283.6895 |  | 1478867.319 | 11191377.8078 | 0 | 428114019.5573 |  | 1333521.4322 | 160.4214 | 2668.6841 |  | 59.8446
1 | 6400 | 707 | 0.035 | 15 | 15 | 7 | 1.7783e-09 | 0 | Water | Porous | Wet | R245fa | MinimizeLCOE | IgnoreSilica | 309.7199 | 291.0918 | 40.2566 | 4 | 2665.334 |  | 59.7695 |  | 229.0914 | -8.4591e-05 | 119504132603.6999 | 30405220.5257 | 2500341.4633 | 30300290.9672 | 52472454.3883 | 24077.0464 | 1119424.6767 | 0 | 45560505.5363 | 118539089.6608 | 80905364.4282 | 361826768.6929 | 3144235.0165 | 51548283.6895 |  | 1478867.319 | 11191377.8078 | 0 | 429189532.5257 |  | 1778279.41 | 161.0265 | 2665.334 |  | 59.7695
1 | 6400 | 707 | 0.035 | 15 | 15 | 7 | 2.3714e-09 | 0 | Water | Porous | Wet | R245fa | MinimizeLCOE | IgnoreSilica | 310.5622 | 291.8947 | 40.3735 | 4 | 2662.7886 |  | 59.7124 |  | 229.0972 | -8.3781e-05 | 119526021793.9275 | 30465378.4493 | 2505166.8391 | 30367131.8456 | 52612852.9344 | 24077.0464 | 1116616.6438 | 0 | 45665577.2659 | 118812464.7479 | 81091948.5424 | 362661214.3147 | 3144235.0165 | 51548283.6895 |  | 1478867.319 | 11191377.8078 | 0 | 430023978.1475 |  | 2371373.7057 | 161.4938 | 2662.7886 |  | 59.7124
1 | 6400 | 707 | 0.035 | 15 | 15 | 7 | 3.1623e-09 | 0 | Water | Porous | Wet | R245fa | MinimizeLCOE | IgnoreSilica | 311.1736 | 292.4777 | 40.4587 | 4 | 2660.9127 |  | 59.6703 |  | 229.1015 | -8.3147e-05 | 119544705176.0983 | 30509028.3472 | 2508667.8966 | 30415639.8668 | 52714740.3475 | 24077.0464 | 1114215.0591 | 0 | 45741683.7398 | 119010478.1814 | 81227096.7796 | 363265627.2644 | 3144235.0165 | 51548283.6895 |  | 1478867.319 | 11191377.8078 | 0 | 430628391.0972 |  | 3162277.6602 | 161.8348 | 2660.9127 |  | 59.6703
1 | 6400 | 707 | 0.035 | 15 | 15 | 7 | 4.217e-09 | 0 | Water | Porous | Wet | R245fa | MinimizeLCOE | IgnoreSilica | 311.6365 | 292.919 | 40.5232 | 4 | 2659.5016 |  | 59.6387 |  | 229.1047 | -8.2675e-05 | 119558364043.2649 | 30542059.1006 | 2511317.1174 | 30452351.9091 | 52791874.7055 | 24077.0464 | 1112442.9341 | 0 | 45799307.8971 | 119160404.4185 | 81329424.5171 | 363723259.6459 | 3144235.0165 | 51548283.6895 |  | 1478867.319 | 11191377.8078 | 0 | 431086023.4787 |  | 4216965.0343 | 162.0928 | 2659.5016 |  | 59.6387
1 | 6400 | 707 | 0.035 | 15 | 15 | 7 | 5.6234e-09 | 0 | Water | Porous | Wet | R245fa | MinimizeLCOE | IgnoreSilica | 311.9849 | 293.2512 | 40.5717 | 4 | 2658.4428 |  | 59.6149 |  | 229.1071 | -8.2322e-05 | 119568531569.3828 | 30566911.8569 | 2513310.3681 | 30479977.3789 | 52849928.9081 | 24077.0464 | 1111115.4947 | 0 | 45842675.2107 | 119273237.2725 | 81406435.2584 | 364067668.7946 | 3144235.0165 | 51548283.6895 |  | 1478867.319 | 11191377.8078 | 0 | 431430432.6273 |  | 5623413.2519 | 162.2869 | 2658.4428 |  | 59.6149
1 | 6400 | 707 | 0.035 | 15 | 15 | 7 | 7.4989e-09 | 0 | Water | Porous | Wet | R245fa | MinimizeLCOE | IgnoreSilica | 312.2406 | 293.4951 | 40.6075 | 4 | 2657.6572 |  | 59.5973 |  | 229.1089 | -8.205e-05 | 119576751269.0616 | 30585155.6942 | 2514773.5363 | 30500258.1666 | 52892544.4272 | 24077.0464 | 1110043.9981 | 0 | 45874472.6188 | 119355967.606 | 81462900.411 | 364320193.5046 | 3144235.0165 | 51548283.6895 |  | 1478867.319 | 11191377.8078 | 0 | 431682957.3374 |  | 7498942.0933 | 162.4299 | 2657.6572 |  | 59.5973
1 | 6400 | 707 | 0.035 | 15 | 15 | 7 | 1e-08 | 0 | Water | Porous | Wet | R245fa | MinimizeLCOE | IgnoreSilica | 312.4453 | 293.6903 | 40.6358 | 4 | 2657.0501 |  | 59.5837 |  | 229.1103 | -8.1861e-05 | 119581610550.4382 | 30599746.9328 | 2515943.7455 | 30516479.49 | 52926654.6533 | 24077.0464 | 1109395.4362 | 0 | 45899995.9486 | 119422374.0745 | 81508224.1902 | 364522891.5174 | 3144235.0165 | 51548283.6895 |  | 1478867.319 | 11191377.8078 | 0 | 431885655.3502 |  | 10000000 | 162.5433 | 2657.0501 |  | 59.5837
1 | 6500 | 707 | 0.035 | 15 | 15 | 7 | 1e-13 | 0 | Water | Porous | Wet | R245fa | MinimizeLCOE | IgnoreSilica | 1.1195 | 0.37519 | 0.027149 | 4 | 649127.1659 |  | 14556.5187 |  | 141.3019 | -6.607e-05 | 54206100820.6296 | 216402.7492 | 9668.2295 | 153855.6471 | 92233.6077 | 24077.0464 | 63626.2232 | 0 | 218346.7662 | 568093.4965 | 387735.4845 | 1734039.2501 | 3144235.0165 | 52710624.3405 |  | 1478867.319 | 11423845.938 | 0 | 70491611.8641 |  | 100 | 0.10859 | 649127.1659 |  | 14556.5187
1 | 6500 | 707 | 0.035 | 15 | 15 | 7 | 1.3335e-13 | 0 | Water | Porous | Wet | R245fa | MinimizeLCOE | IgnoreSilica | 1.4557 | 0.59752 | 0.053952 | 4 | 329852.025 |  | 7396.8514 |  | 156.9898 | -7.5569e-05 | 73694275810.9713 | 320008.3891 | 16091.7419 | 220940.5191 | 131585.1292 | 24077.0464 | 70795.4887 | 0 | 305564.3426 | 795015.7396 | 542614.5782 | 2426692.9747 | 3144235.0165 | 52710624.3405 |  | 1478867.319 | 11423845.938 | 0 | 71184265.5886 |  | 133.3521 | 0.21581 | 329852.025 |  | 7396.8514
1 | 6500 | 707 | 0.035 | 15 | 15 | 7 | 1.7783e-13 | 0 | Water | Porous | Wet | R245fa | MinimizeLCOE | IgnoreSilica | 1.8799 | 0.90869 | 0.096061 | 4 | 187669.9048 |  | 4208.4519 |  | 170.6108 | -8.5916e-05 | 94130449662.2534 | 455345.899 | 26023.1065 | 305881.1039 | 192986.4445 | 24077.0464 | 78466.4206 | 0 | 422284.2081 | 1098696.8871 | 749883.2014 | 3353644.3175 | 3144235.0165 | 52710624.3405 |  | 1478867.319 | 11423845.938 | 0 | 72111216.9315 |  | 177.8279 | 0.38424 | 187669.9048 |  | 4208.4519
1 | 6500 | 707 | 0.035 | 15 | 15 | 7 | 2.3714e-13 | 0 | Water | Porous | Wet | R245fa | MinimizeLCOE | IgnoreSilica | 2.2282 | 1.0869 | 0.13974 | 4 | 130211.7084 |  | 2919.9659 |  | 178.6505 | -7.6622e-05 | 142005863569.1708 | 571013.0991 | 45173.7385 | 346743.0795 | 238316.044 | 24077.0464 | 74691.8808 | 0 | 507005.8064 | 1319125.1071 | 900329.9909 | 4026475.7926 | 3144235.0165 | 52710624.3405 |  | 1478867.319 | 11423845.938 | 0 | 72784048.4066 |  | 237.1374 | 0.55897 | 130211.7084 |  | 2919.9659
1 | 6500 | 707 | 0.035 | 15 | 15 | 7 | 3.1623e-13 | 0 | Water | Porous | Wet | R245fa | MinimizeLCOE | IgnoreSilica | 2.8202 | 2.0055 | 0.26563 | 4 | 72810.3618 |  | 1632.7546 |  | 188.4165 | -3.2898e-07 | 108112589710.381 | 887524.8625 | 76644.3518 | 564938.253 | 1132877.8354 | 24077.0464 | 92185.7364 | 0 | 1083516.7533 | 2819088.3323 | 1924085.7132 | 8604938.8842 | 3144235.0165 | 52710624.3405 |  | 1478867.319 | 11423845.938 | 0 | 77362511.4981 |  | 316.2278 | 1.0625 | 72810.3618 |  | 1632.7546
1 | 6500 | 707 | 0.035 | 15 | 15 | 7 | 4.217e-13 | 0 | Water | Porous | Wet | R245fa | MinimizeLCOE | IgnoreSilica | 3.5318 | 2.6573 | 0.3548 | 4 | 55024.0294 |  | 1233.9005 |  | 196.3172 | -3.7273e-07 | 111438813717.6528 | 1081387.6957 | 93334.4513 | 707583.4378 | 1006262.6336 | 24077.0464 | 100759.4499 | 0 | 1175227.8387 | 3057701.7639 | 2086944.2834 | 9333278.6006 | 3144235.0165 | 52710624.3405 |  | 1478867.319 | 11423845.938 | 0 | 78090851.2145 |  | 421.6965 | 1.4192 | 55024.0294 |  | 1233.9005
1 | 6500 | 707 | 0.035 | 15 | 15 | 7 | 5.6234e-13 | 0 | Water | Porous | Wet | R245fa | MinimizeLCOE | IgnoreSilica | 4.4332 | 3.495 | 0.46965 | 4 | 42377.0567 |  | 950.2952 |  | 203.0095 | -4.1621e-07 | 114153828019.7504 | 1311147.1669 | 113083.5745 | 881018.562 | 1064096.2136 | 24077.0464 | 110544.2377 | 0 | 1366547.0524 | 3555475.1131 | 2426684.8224 | 10852673.7891 | 3144235.0165 | 52710624.3405 |  | 1478867.319 | 11423845.938 | 0 | 79610246.4031 |  | 562.3413 | 1.8786 | 42377.0567 |  | 950.2952
1 | 6500 | 707 | 0.035 | 15 | 15 | 7 | 7.4989e-13 | 0 | Water | Porous | Wet | R245fa | MinimizeLCOE | IgnoreSilica | 5.6099 | 4.5999 | 0.62104 | 4 | 32892.6826 |  | 737.6104 |  | 208.7329 | -4.6311e-07 | 116266130327.3182 | 1590897.4187 | 137077.3814 | 1097546.9149 | 1209725.9438 | 24077.0464 | 122956.7221 | 0 | 1631089.7566 | 4243760.9643 | 2896454.0587 | 12953586.2069 | 3144235.0165 | 52710624.3405 |  | 1478867.319 | 11423845.938 | 0 | 81711158.8208 |  | 749.8942 | 2.4842 | 32892.6826 |  | 737.6104
1 | 6500 | 707 | 0.035 | 15 | 15 | 7 | 1e-12 | 0 | Water | Porous | Wet | R245fa | MinimizeLCOE | IgnoreSilica | 7.1058 | 6.0147 | 0.81541 | 4 | 25862.9812 |  | 579.9711 |  | 213.4191 | -5.0339e-07 | 118027288985.1841 | 1921971.2184 | 165393.6152 | 1360170.3702 | 1427890.0015 | 24077.0464 | 136672.9468 | 0 | 1964108.3274 | 5110206.9739 | 3487821.2639 | 15598311.7637 | 3144235.0165 | 52710624.3405 |  | 1478867.319 | 11423845.938 | 0 | 84355884.3777 |  | 1000 | 3.2616 | 25862.9812 |  | 579.9711
1 | 6500 | 707 | 0.035 | 15 | 15 | 7 | 1.3335e-12 | 0 | Water | Porous | Wet | R245fa | MinimizeLCOE | IgnoreSilica | 9.0548 | 7.8672 | 1.0701 | 4 | 20490.5385 |  | 459.4953 |  | 217.2983 | -5.4097e-07 | 119416330820.9361 | 2323076.6352 | 199603.0151 | 1686088.8728 | 1731012.3798 | 24077.0464 | 153277.2827 | 0 | 2385682.7405 | 6207057.1198 | 4236444.0266 | 18946319.1188 | 3144235.0165 | 52710624.3405 |  | 1478867.319 | 11423845.938 | 0 | 87703891.7327 |  | 1333.5214 | 4.2802 | 20490.5385 |  | 459.4953
1 | 6500 | 707 | 0.035 | 15 | 15 | 7 | 1.7783e-12 | 0 | Water | Porous | Wet | R245fa | MinimizeLCOE | IgnoreSilica | 11.6 | 10.2945 | 1.4039 | 4 | 16368.0492 |  | 367.0495 |  | 220.4639 | -5.7408e-07 | 120545989991.2457 | 2809386.3996 | 240959.315 | 2090770.2296 | 2138871.3154 | 24077.0464 | 173229.2881 | 0 | 2916144.5017 | 7587209.81 | 5178426.5969 | 23159074.5027 | 3144235.0165 | 52710624.3405 |  | 1478867.319 | 11423845.938 | 0 | 91916647.1167 |  | 1778.2794 | 5.6156 | 16368.0492 |  | 367.0495
1 | 6500 | 707 | 0.035 | 15 | 15 | 7 | 2.3714e-12 | 0 | Water | Porous | Wet | R245fa | MinimizeLCOE | IgnoreSilica | 14.9326 | 13.4796 | 1.8423 | 4 | 13192.2062 |  | 295.832 |  | 223.0173 | -6.0192e-07 | 121384963314.4507 | 3399930.6686 | 291001.7017 | 2593969.9647 | 2681319.9625 | 24077.0464 | 197200.2755 | 0 | 3583124.8515 | 9322555.8637 | 6362835.9364 | 28456016.2709 | 3144235.0165 | 52710624.3405 |  | 1478867.319 | 11423845.938 | 0 | 97213588.8849 |  | 2371.3737 | 7.369 | 13192.2062 |  | 295.832
1 | 6500 | 707 | 0.035 | 15 | 15 | 7 | 3.1623e-12 | 0 | Water | Porous | Wet | R245fa | MinimizeLCOE | IgnoreSilica | 19.33 | 17.6884 | 2.4215 | 4 | 10728.2021 |  | 240.5773 |  | 225.0647 | -6.2592e-07 | 122046547747.7129 | 4121949.6798 | 351991.853 | 3223849.3693 | 3402671.2108 | 24077.0464 | 226648.6257 | 0 | 4426963.2362 | 11518050.2455 | 7861305.9648 | 35157507.2316 | 3144235.0165 | 52710624.3405 |  | 1478867.319 | 11423845.938 | 0 | 103915079.8455 |  | 3162.2777 | 9.6862 | 10728.2021 |  | 240.5773
1 | 6500 | 707 | 0.035 | 15 | 15 | 7 | 4.217e-12 | 0 | Water | Porous | Wet | R245fa | MinimizeLCOE | IgnoreSilica | 25.13 | 23.2448 | 3.1864 | 4 | 8817.7254 |  | 197.7353 |  | 226.6856 | -6.4568e-07 | 122547793705.5875 | 5003590.2889 | 426164.9403 | 4011284.2193 | 4358621.006 | 24077.0464 | 262618.6486 | 0 | 5493678.8983 | 14293425.5849 | 9755556.6622 | 43629017.2948 | 3144235.0165 | 52710624.3405 |  | 1478867.319 | 11423845.938 | 0 | 112386589.9087 |  | 4216.965 | 12.7455 | 8817.7254 |  | 197.7353
1 | 6500 | 707 | 0.035 | 15 | 15 | 7 | 5.6234e-12 | 0 | Water | Porous | Wet | R245fa | MinimizeLCOE | IgnoreSilica | 32.7548 | 30.5535 | 4.1927 | 4 | 7337.8575 |  | 164.5497 |  | 227.9538 | -6.6091e-07 | 122928483286.1372 | 6076300.8956 | 516083.6859 | 4991966.9881 | 5618000.2205 | 24077.0464 | 306162.2016 | 0 | 6837710.5048 | 17790320.1263 | 12142259.0407 | 54302880.71 | 3144235.0165 | 52710624.3405 |  | 1478867.319 | 11423845.938 | 0 | 123060453.324 |  | 5623.4133 | 16.7706 | 7337.8575 |  | 164.5497
1 | 6500 | 707 | 0.035 | 15 | 15 | 7 | 7.4989e-12 | 0 | Water | Porous | Wet | R245fa | MinimizeLCOE | IgnoreSilica | 42.74 | 40.1286 | 5.5111 | 4 | 6190.7095 |  | 138.8252 |  | 228.9382 | -6.722e-07 | 123205288401.5334 | 7376579.9025 | 624592.3866 | 6208493.595 | 7269832.4001 | 24077.0464 | 358765.6711 | 0 | 8526312.9906 | 22183717.4143 | 15140842.9651 | 67713214.3716 | 3144235.0165 | 52710624.3405 |  | 1478867.319 | 11423845.938 | 0 | 136470786.9855 |  | 7498.9421 | 22.0445 | 6190.7095 |  | 138.8252
1 | 6500 | 707 | 0.035 | 15 | 15 | 7 | 1e-11 | 0 | Water | Porous | Wet | R245fa | MinimizeLCOE | IgnoreSilica | 55.6636 | 52.5253 | 7.2185 | 4 | 5303.7728 |  | 118.9358 |  | 229.6947 | -6.7913e-07 | 123402608513.2722 | 8935488.5701 | 754108.7418 | 7700477.3891 | 9409310.6435 | 24077.0464 | 421214.9436 | 0 | 10625424.1604 | 27645174.0912 | 18868399.3688 | 84383674.9549 | 3144235.0165 | 52710624.3405 |  | 1478867.319 | 11423845.938 | 0 | 153141247.5688 |  | 10000 | 28.874 | 5303.7728 |  | 118.9358
1 | 6500 | 707 | 0.035 | 15 | 15 | 7 | 1.3335e-11 | 0 | Water | Porous | Wet | R245fa | MinimizeLCOE | IgnoreSilica | 72.0775 | 68.2743 | 9.3885 | 4 | 4620.3439 |  | 103.6101 |  | 230.2721 | -6.8123e-07 | 123533798808.8148 | 10772608.4751 | 906056.0114 | 9497926.399 | 12127285.7971 | 24077.0464 | 493642.5611 | 0 | 13190422.5531 | 34318773.7555 | 23423268.2684 | 104754060.8671 | 3144235.0165 | 52710624.3405 |  | 1478867.319 | 11423845.938 | 0 | 173511633.4811 |  | 13335.2143 | 37.5538 | 4620.3439 |  | 103.6101
1 | 6500 | 707 | 0.035 | 15 | 15 | 7 | 1.7783e-11 | 0 | Water | Porous | Wet | R245fa | MinimizeLCOE | IgnoreSilica | 92.3527 | 87.7349 | 12.071 | 4 | 4096.1291 |  | 91.8547 |  | 230.712 | -6.7843e-07 | 123597064246.684 | 12884341.8686 | 1079929.8003 | 11608090.2597 | 15484565.8534 | 24077.0464 | 575332.7471 | 0 | 16245971.6544 | 42268685.7378 | 28849246.5507 | 129020241.5185 | 3144235.0165 | 52710624.3405 |  | 1478867.319 | 11423845.938 | 0 | 197777814.1324 |  | 17782.7941 | 48.2841 | 4096.1291 |  | 91.8547
1 | 6500 | 707 | 0.035 | 15 | 15 | 7 | 2.3714e-11 | 0 | Water | Porous | Wet | R245fa | MinimizeLCOE | IgnoreSilica | 116.3164 | 110.7459 | 15.2454 | 4 | 3698.1331 |  | 82.9297 |  | 231.0472 | -6.6977e-07 | 123601195114.0979 | 15217320.1257 | 1271175.2554 | 13985719.6241 | 19451491.3859 | 24077.0464 | 662844.5377 | 0 | 19738924.9103 | 51356633.6064 | 35051957.7097 | 156760144.2017 | 3144235.0165 | 52710624.3405 |  | 1478867.319 | 11423845.938 | 0 | 225517716.8156 |  | 23713.7371 | 60.9815 | 3698.1331 |  | 82.9297
1 | 6500 | 707 | 0.035 | 15 | 15 | 7 | 3.1623e-11 | 0 | Water | Porous | Wet | R245fa | MinimizeLCOE | IgnoreSilica | 142.9984 | 136.3818 | 18.7861 | 4 | 3400.0969 |  | 76.2463 |  | 231.3042 | -6.5461e-07 | 123561291299.7011 | 17660770.2496 | 1470662.959 | 16520682.2921 | 23865933.4687 | 24077.0464 | 750125.7328 | 0 | 23513978.1819 | 61178547.8493 | 41755616.0006 | 186740393.7803 | 3144235.0165 | 52710624.3405 |  | 1478867.319 | 11423845.938 | 0 | 255497966.3943 |  | 31622.7766 | 75.1443 | 3400.0969 |  | 76.2463
1 | 6500 | 707 | 0.035 | 15 | 15 | 7 | 4.217e-11 | 0 | Water | Porous | Wet | R245fa | MinimizeLCOE | IgnoreSilica | 170.7863 | 163.0993 | 22.4814 | 4 | 3179.6497 |  | 71.3029 |  | 231.5037 | -6.3414e-07 | 123485140392.3114 | 20073281.6815 | 1666885.8009 | 19062701.1151 | 28460341.6049 | 24077.0464 | 831241.9109 | 0 | 27346226.3722 | 71149271.5382 | 48560839.7961 | 217174866.866 | 3144235.0165 | 52710624.3405 |  | 1478867.319 | 11423845.938 | 0 | 285932439.48 |  | 42169.6503 | 89.9258 | 3179.6497 |  | 71.3029
1 | 6500 | 707 | 0.035 | 15 | 15 | 7 | 5.6234e-11 | 0 | Water | Porous | Wet | R245fa | MinimizeLCOE | IgnoreSilica | 197.671 | 188.9687 | 26.0665 | 4 | 3018.7831 |  | 67.6955 |  | 231.6595 | -6.0972e-07 | 123405369478.739 | 22305406.2765 | 1847849.9224 | 21445418.6585 | 32902069.4078 | 24077.0464 | 899941.3548 | 0 | 30975657.4399 | 80592306.6775 | 55005905.3137 | 245998632.0974 | 3144235.0165 | 52710624.3405 |  | 1478867.319 | 11423845.938 | 0 | 314756204.7114 |  | 56234.1325 | 104.2659 | 3018.7831 |  | 67.6955
1 | 6500 | 707 | 0.035 | 15 | 15 | 7 | 7.4989e-11 | 0 | Water | Porous | Wet | R245fa | MinimizeLCOE | IgnoreSilica | 222.0969 | 212.4905 | 29.3328 | 4 | 2902.0249 |  | 65.0772 |  | 231.7813 | -5.8417e-07 | 123336057751.5889 | 24261583.3603 | 2006018.6634 | 23555603.1689 | 36934488.5362 | 24077.0464 | 954343.4406 | 0 | 34217084.5441 | 89025835.0947 | 60761961.7501 | 271740995.6047 | 3144235.0165 | 52710624.3405 |  | 1478867.319 | 11423845.938 | 0 | 340498568.2187 |  | 74989.4209 | 117.3314 | 2902.0249 |  | 65.0772
1 | 6500 | 707 | 0.035 | 15 | 15 | 7 | 1e-10 | 0 | Water | Porous | Wet | R245fa | MinimizeLCOE | IgnoreSilica | 243.1421 | 232.7711 | 32.1551 | 4 | 2817.4446 |  | 63.1805 |  | 231.8759 | -5.5968e-07 | 123290289143.1098 | 25899982.3474 | 2138210.1159 | 25337621.616 | 40406383.4472 | 24077.0464 | 994821.3506 | 0 | 36972427.4102 | 96194672.0335 | 65654840.2657 | 293623035.6329 | 3144235.0165 | 52710624.3405 |  | 1478867.319 | 11423845.938 | 0 | 362380608.2469 |  | 100000 | 128.6203 | 2817.4446 |  | 63.1805
1 | 6500 | 707 | 0.035 | 15 | 15 | 7 | 1.3335e-10 | 0 | Water | Porous | Wet | R245fa | MinimizeLCOE | IgnoreSilica | 260.5622 | 249.5683 | 34.4973 | 4 | 2756.0485 |  | 61.8037 |  | 231.9487 | -5.1537e-07 | 123270068222.3171 | 27226941.7835 | 2245095.0668 | 26790087.0832 | 43278570.572 | 24077.0464 | 1023594.864 | 0 | 39229462.9022 | 102067015.4021 | 69662835.2794 | 311547679.9995 | 3144235.0165 | 52710624.3405 |  | 1478867.319 | 11423845.938 | 0 | 380305252.6134 |  | 133352.1432 | 137.9893 | 2756.0485 |  | 61.8037
1 | 6500 | 707 | 0.035 | 15 | 15 | 7 | 1.7783e-10 | 0 | Water | Porous | Wet | R245fa | MinimizeLCOE | IgnoreSilica | 274.5648 | 263.0765 | 36.3845 | 4 | 2711.3093 |  | 60.8005 |  | 232.0041 | -4.5443e-07 | 123271024737.4018 | 28276054.7688 | 2329490.9005 | 27943976.4797 | 45586242.7646 | 24077.0464 | 1043367.6231 | 0 | 41029251.7374 | 106749696.7639 | 72858861.5283 | 325841019.6125 | 3144235.0165 | 52710624.3405 |  | 1478867.319 | 11423845.938 | 0 | 394598592.2265 |  | 177827.941 | 145.538 | 2711.3093 |  | 60.8005
1 | 6500 | 707 | 0.035 | 15 | 15 | 7 | 2.3714e-10 | 0 | Water | Porous | Wet | R245fa | MinimizeLCOE | IgnoreSilica | 285.5905 | 273.7167 | 37.8735 | 4 | 2678.5586 |  | 60.066 |  | 232.046 | -4.0463e-07 | 123285843653.7726 | 29091868.3881 | 2395048.0385 | 28844541.1851 | 47402853.8583 | 24077.0464 | 1056672.6103 | 0 | 42437873.8394 | 110414642.5252 | 75360262.3175 | 337027839.8088 | 3144235.0165 | 52710624.3405 |  | 1478867.319 | 11423845.938 | 0 | 405785412.4228 |  | 237137.3706 | 151.4939 | 2678.5586 |  | 60.066
1 | 6500 | 707 | 0.035 | 15 | 15 | 7 | 3.1623e-10 | 0 | Water | Porous | Wet | R245fa | MinimizeLCOE | IgnoreSilica | 294.158 | 281.9973 | 39.0311 | 4 | 2654.5809 |  | 59.5283 |  | 232.083 | -3.7376e-07 | 123283088994.67 | 29720651.4304 | 2445538.2524 | 29540543.3063 | 48812320.1392 | 24077.0464 | 1067933.3687 | 0 | 43528314.7819 | 113251746.1775 | 77296643.8568 | 345687768.3598 | 3144235.0165 | 52710624.3405 |  | 1478867.319 | 11423845.938 | 0 | 414445340.9737 |  | 316227.766 | 156.1246 | 2654.5809 |  | 59.5283
1 | 6500 | 707 | 0.035 | 15 | 15 | 7 | 4.217e-10 | 0 | Water | Porous | Wet | R245fa | MinimizeLCOE | IgnoreSilica | 299.922 | 287.5908 | 39.8185 | 4 | 2638.4709 |  | 59.1671 |  | 232.1187 | -9.9174e-05 | 123279365037.9451 | 30142482.9303 | 2479392.3242 | 30008378.0405 | 49756700.2487 | 24077.0464 | 1070888.597 | 0 | 44257948.4829 | 115150103.3991 | 78592311.6679 | 351482282.7369 | 3144235.0165 | 52710624.3405 |  | 1478867.319 | 11423845.938 | 0 | 420239855.3509 |  | 421696.5034 | 159.274 | 2638.4709 |  | 59.1671
1 | 6500 | 707 | 0.035 | 15 | 15 | 7 | 5.6234e-10 | 0 | Water | Porous | Wet | R245fa | MinimizeLCOE | IgnoreSilica | 303.2347 | 290.8107 | 40.2861 | 4 | 2628.2372 |  | 58.9376 |  | 232.1412 | -9.5599e-05 | 123379275166.1267 | 30384275.532 | 2498790.9006 | 30276863.8097 | 50298583.7691 | 24077.0464 | 1060189.6854 | 0 | 44671684.4899 | 116226559.6201 | 79327015.1577 | 354768040.0109 | 3144235.0165 | 52710624.3405 |  | 1478867.319 | 11423845.938 | 0 | 423525612.6249 |  | 562341.3252 | 161.1444 | 2628.2372 |  | 58.9376
1 | 6500 | 707 | 0.035 | 15 | 15 | 7 | 7.4989e-10 | 0 | Water | Porous | Wet | R245fa | MinimizeLCOE | IgnoreSilica | 305.7368 | 293.2435 | 40.6398 | 4 | 2620.6011 |  | 58.7663 |  | 232.1584 | -9.2891e-05 | 123455545901.6668 | 30566465.6867 | 2513404.6203 | 30479321.8926 | 50707743.9667 | 24077.0464 | 1051675.7287 | 0 | 44983648.6871 | 117038226.4688 | 79880994.46 | 357245558.5573 | 3144235.0165 | 52710624.3405 |  | 1478867.319 | 11423845.938 | 0 | 426003131.1712 |  | 749894.2093 | 162.5593 | 2620.6011 |  | 58.7663
1 | 6500 | 707 | 0.035 | 15 | 15 | 7 | 1e-09 | 0 | Water | Porous | Wet | R245fa | MinimizeLCOE | IgnoreSilica | 307.6394 | 295.0938 | 40.9088 | 4 | 2614.8708 |  | 58.6378 |  | 232.1714 | -9.0866e-05 | 123511963257.473 | 30704746.3455 | 2524494.5539 | 30633073.9534 | 51018803.7135 | 24077.0464 | 1045197.0054 | 0 | 45220653.121 | 117654863.3895 | 80301861.829 | 359127770.9576 | 3144235.0165 | 52710624.3405 |  | 1478867.319 | 11423845.938 | 0 | 427885343.5716 |  | 1000000 | 163.6354 | 2614.8708 |  | 58.6378
1 | 6500 | 707 | 0.035 | 15 | 15 | 7 | 1.3335e-09 | 0 | Water | Porous | Wet | R245fa | MinimizeLCOE | IgnoreSilica | 309.0742 | 296.4894 | 41.1119 | 4 | 2610.5822 |  | 58.5417 |  | 232.1812 | -8.9343e-05 | 123554457738.3994 | 30808893.925 | 2532846.0666 | 30748924.0392 | 51253360.1526 | 24077.0464 | 1040206.5319 | 0 | 45399240.027 | 118119509.8857 | 80618992.6102 | 360546050.2846 | 3144235.0165 | 52710624.3405 |  | 1478867.319 | 11423845.938 | 0 | 429303622.8985 |  | 1333521.4322 | 164.4475 | 2610.5822 |  | 58.5417
1 | 6500 | 707 | 0.035 | 15 | 15 | 7 | 1.7783e-09 | 0 | Water | Porous | Wet | R245fa | MinimizeLCOE | IgnoreSilica | 310.1406 | 297.5269 | 41.2631 | 4 | 2607.3929 |  | 58.4702 |  | 232.1886 | -8.818e-05 | 123587756979.0156 | 30886222.1104 | 2539046.4026 | 30834968.9094 | 51427645.9732 | 24077.0464 | 1036223.6429 | 0 | 45531791.7931 | 118464382.3909 | 80854375.1814 | 361598733.4503 | 3144235.0165 | 52710624.3405 |  | 1478867.319 | 11423845.938 | 0 | 430356306.0643 |  | 1778279.41 | 165.0523 | 2607.3929 |  | 58.4702
1 | 6500 | 707 | 0.035 | 15 | 15 | 7 | 2.3714e-09 | 0 | Water | Porous | Wet | R245fa | MinimizeLCOE | IgnoreSilica | 310.9495 | 298.3138 | 41.3777 | 4 | 2604.9938 |  | 58.4164 |  | 232.1941 | -8.7315e-05 | 123612166818.9491 | 30944827.5247 | 2543745.197 | 30900196.2188 | 51559831.4623 | 24077.0464 | 1033270.4672 | 0 | 45632319.6874 | 118725935.3507 | 81032890.4509 | 362397093.4054 | 3144235.0165 | 52710624.3405 |  | 1478867.319 | 11423845.938 | 0 | 431154666.0194 |  | 2371373.7057 | 165.5108 | 2604.9938 |  | 58.4164
1 | 6500 | 707 | 0.035 | 15 | 15 | 7 | 3.1623e-09 | 0 | Water | Porous | Wet | R245fa | MinimizeLCOE | IgnoreSilica | 311.5562 | 298.9042 | 41.4637 | 4 | 2603.198 |  | 58.3761 |  | 232.1983 | -8.6664e-05 | 123630617836.3747 | 30988767.4442 | 2547267.9832 | 30949109.8273 | 51658985.7698 | 24077.0464 | 1031017.3791 | 0 | 45707697.9255 | 118922054.0641 | 81166745.5026 | 362995722.9422 | 3144235.0165 | 52710624.3405 |  | 1478867.319 | 11423845.938 | 0 | 431753295.5562 |  | 3162277.6602 | 165.855 | 2603.198 |  | 58.3761
1 | 6500 | 707 | 0.035 | 15 | 15 | 7 | 4.217e-09 | 0 | Water | Porous | Wet | R245fa | MinimizeLCOE | IgnoreSilica | 312.0238 | 299.359 | 41.5298 | 4 | 2601.8344 |  | 58.3455 |  | 232.2015 | -8.6191e-05 | 123643381946.2039 | 31022603.5241 | 2549980.6149 | 30986781.0824 | 51735387.7572 | 24077.0464 | 1029449.8333 | 0 | 45765829.1447 | 119073299.5722 | 81269973.6697 | 363457382.2449 | 3144235.0165 | 52710624.3405 |  | 1478867.319 | 11423845.938 | 0 | 432214954.8589 |  | 4216965.0343 | 166.1193 | 2601.8344 |  | 58.3455
1 | 6500 | 707 | 0.035 | 15 | 15 | 7 | 5.6234e-09 | 0 | Water | Porous | Wet | R245fa | MinimizeLCOE | IgnoreSilica | 312.3527 | 299.6792 | 41.5767 | 4 | 2600.846 |  | 58.3233 |  | 232.2038 | -8.5807e-05 | 123655024327.2419 | 31046411.1652 | 2551889.2134 | 31013289.9139 | 51789124.8012 | 24077.0464 | 1028009.5756 | 0 | 45806592.669 | 119179357.9007 | 81342360.6581 | 363781112.9433 | 3144235.0165 | 52710624.3405 |  | 1478867.319 | 11423845.938 | 0 | 432538685.5572 |  | 5623413.2519 | 166.3069 | 2600.846 |  | 58.3233
1 | 6500 | 707 | 0.035 | 15 | 15 | 7 | 7.4989e-09 | 0 | Water | Porous | Wet | R245fa | MinimizeLCOE | IgnoreSilica | 312.6085 | 299.9281 | 41.613 | 4 | 2600.0916 |  | 58.3064 |  | 232.2056 | -8.5531e-05 | 123662934571.2059 | 31064915.9465 | 2553372.6653 | 31033895.7633 | 51830916.2773 | 24077.0464 | 1027028.0779 | 0 | 45838340.2529 | 119261958.6016 | 81398737.3338 | 364033241.9651 | 3144235.0165 | 52710624.3405 |  | 1478867.319 | 11423845.938 | 0 | 432790814.579 |  | 7498942.0933 | 166.4521 | 2600.0916 |  | 58.3064
1 | 6500 | 707 | 0.035 | 15 | 15 | 7 | 1e-08 | 0 | Water | Porous | Wet | R245fa | MinimizeLCOE | IgnoreSilica | 312.8131 | 300.1272 | 41.6419 | 4 | 2599.5068 |  | 58.2933 |  | 232.207 | -8.5339e-05 | 123667685739.2682 | 31079715.6022 | 2554559.0747 | 31050376.7648 | 51864366.513 | 24077.0464 | 1026437.4974 | 0 | 45863817.6744 | 119328245.6261 | 81443979.5901 | 364235575.3891 | 3144235.0165 | 52710624.3405 |  | 1478867.319 | 11423845.938 | 0 | 432993148.003 |  | 10000000 | 166.5674 | 2599.5068 |  | 58.2933
1 | 6600 | 707 | 0.035 | 15 | 15 | 7 | 1e-13 | 0 | Water | Porous | Wet | R245fa | MinimizeLCOE | IgnoreSilica | 1.139 | 0.39251 | 0.029507 | 4 | 609651.3409 |  | 13671.283 |  | 143.3853 | -6.627e-05 | 57902342908.718 | 225358.5185 | 10218.0609 | 159296.5033 | 95129.7967 | 24077.0464 | 63431.1803 | 0 | 225229.3314 | 586000.5194 | 399957.3956 | 1788698.3525 | 3144235.0165 | 53884685.1732 |  | 1478867.319 | 11658658.1045 | 0 | 71955143.9657 |  | 100 | 0.11803 | 609651.3409 |  | 13671.283
1 | 6600 | 707 | 0.035 | 15 | 15 | 7 | 1.3335e-13 | 0 | Water | Porous | Wet | R245fa | MinimizeLCOE | IgnoreSilica | 1.49 | 0.6319 | 0.058958 | 4 | 308263.6729 |  | 6912.7378 |  | 159.6387 | -7.7157e-05 | 78920317566.1854 | 336515.0203 | 17298.4677 | 230630.761 | 138084.6685 | 24077.0464 | 71064.9513 | 0 | 318891.6569 | 829690.6775 | 566280.9358 | 2532534.1852 | 3144235.0165 | 53884685.1732 |  | 1478867.319 | 11658658.1045 | 0 | 72698979.7984 |  | 133.3521 | 0.23583 | 308263.6729 |  | 6912.7378
1 | 6600 | 707 | 0.035 | 15 | 15 | 7 | 1.7783e-13 | 0 | Water | Porous | Wet | R245fa | MinimizeLCOE | IgnoreSilica | 1.9188 | 0.95567 | 0.10428 | 4 | 176601.3389 |  | 3960.242 |  | 173.2569 | -8.7423e-05 | 101567179116.0398 | 478002.528 | 28211.2025 | 317733.0956 | 204033.6984 | 24077.0464 | 78246.1253 | 0 | 440818.4415 | 1146919.1605 | 782795.8939 | 3500837.1921 | 3144235.0165 | 53884685.1732 |  | 1478867.319 | 11658658.1045 | 0 | 73667282.8053 |  | 177.8279 | 0.41714 | 176601.3389 |  | 3960.242
1 | 6600 | 707 | 0.035 | 15 | 15 | 7 | 2.3714e-13 | 0 | Water | Porous | Wet | R245fa | MinimizeLCOE | IgnoreSilica | 2.3014 | 1.5721 | 0.20601 | 4 | 94596.3495 |  | 2121.3001 |  | 181.9177 | -9.6892e-05 | 116231192925.4259 | 749546.397 | 68118.7186 | 464866.5934 | 1122730.6759 | 24077.0464 | 84538.9538 | 0 | 980412.5702 | 2550832.3973 | 1740995.5255 | 7786118.8781 | 3144235.0165 | 53884685.1732 |  | 1478867.319 | 11658658.1045 | 0 | 77952564.4913 |  | 237.1374 | 0.82405 | 94596.3495 |  | 2121.3001
1 | 6600 | 707 | 0.035 | 15 | 15 | 7 | 3.1623e-13 | 0 | Water | Porous | Wet | R245fa | MinimizeLCOE | IgnoreSilica | 2.8739 | 2.0848 | 0.27717 | 4 | 70787.9882 |  | 1587.4034 |  | 191.1815 | -3.3993e-07 | 111154299369.9904 | 912002.1141 | 78745.793 | 582744.6943 | 996039.4964 | 24077.0464 | 91208.9722 | 0 | 1047079.0654 | 2724284.9427 | 1859380.4518 | 8315562.5763 | 3144235.0165 | 53884685.1732 |  | 1478867.319 | 11658658.1045 | 0 | 78482008.1895 |  | 316.2278 | 1.1087 | 70787.9882 |  | 1587.4034
1 | 6600 | 707 | 0.035 | 15 | 15 | 7 | 4.217e-13 | 0 | Water | Porous | Wet | R245fa | MinimizeLCOE | IgnoreSilica | 3.6244 | 2.7864 | 0.37305 | 4 | 53295.7424 |  | 1195.1441 |  | 199.3898 | -3.9412e-07 | 114462690025.4946 | 1118043.6559 | 96490.7795 | 734953.1582 | 948493.7243 | 24077.0464 | 100760.3229 | 0 | 1178899.288 | 3067254.1219 | 2093463.964 | 9362436.0611 | 3144235.0165 | 53884685.1732 |  | 1478867.319 | 11658658.1045 | 0 | 79528881.6743 |  | 421.6965 | 1.4922 | 53295.7424 |  | 1195.1441
1 | 6600 | 707 | 0.035 | 15 | 15 | 7 | 5.6234e-13 | 0 | Water | Porous | Wet | R245fa | MinimizeLCOE | IgnoreSilica | 4.5453 | 3.66 | 0.49316 | 4 | 41140.8714 |  | 922.574 |  | 206.0836 | -4.4045e-07 | 117286627138.3316 | 1354410.9109 | 116802.7565 | 914140.8976 | 1028726.0194 | 24077.0464 | 110072.0503 | 0 | 1383809.5756 | 3600388.6575 | 2457339.2393 | 10989767.1535 | 3144235.0165 | 53884685.1732 |  | 1478867.319 | 11658658.1045 | 0 | 81156212.7667 |  | 562.3413 | 1.9726 | 41140.8714 |  | 922.574
1 | 6600 | 707 | 0.035 | 15 | 15 | 7 | 7.4989e-13 | 0 | Water | Porous | Wet | R245fa | MinimizeLCOE | IgnoreSilica | 5.7368 | 4.8021 | 0.65022 | 4 | 32034.0087 |  | 718.3548 |  | 211.7722 | -4.8841e-07 | 119530432429.1946 | 1639864.4686 | 141275.4696 | 1135978.2785 | 1182880.2367 | 24077.0464 | 121489.3574 | 0 | 1655770.2943 | 4307974.6605 | 2940281.2259 | 13149591.0378 | 3144235.0165 | 53884685.1732 |  | 1478867.319 | 11658658.1045 | 0 | 83316036.651 |  | 749.8942 | 2.6009 | 32034.0087 |  | 718.3548
1 | 6600 | 707 | 0.035 | 15 | 15 | 7 | 1e-12 | 0 | Water | Porous | Wet | R245fa | MinimizeLCOE | IgnoreSilica | 7.2689 | 6.2814 | 0.85393 | 4 | 25190.3913 |  | 564.8884 |  | 216.4905 | -5.328e-07 | 121345704226.2208 | 1981727.9582 | 170504.369 | 1408214.8334 | 1406964.3428 | 24077.0464 | 134746.4627 | 0 | 1999231.6549 | 5201590.6672 | 3550192.5124 | 15877249.8469 | 3144235.0165 | 53884685.1732 |  | 1478867.319 | 11658658.1045 | 0 | 86043695.4601 |  | 1000 | 3.4157 | 25190.3913 |  | 564.8884
1 | 6600 | 707 | 0.035 | 15 | 15 | 7 | 1.3335e-12 | 0 | Water | Porous | Wet | R245fa | MinimizeLCOE | IgnoreSilica | 9.2595 | 8.2129 | 1.1201 | 4 | 19969.3901 |  | 447.8087 |  | 220.3832 | -5.7349e-07 | 122789639543.6347 | 2394746.2017 | 205716.5868 | 1745103.8142 | 1713526.0121 | 24077.0464 | 150577.5848 | 0 | 2431161.4259 | 6325383.3304 | 4317204.0966 | 19307496.0989 | 3144235.0165 | 53884685.1732 |  | 1478867.319 | 11658658.1045 | 0 | 89473941.7121 |  | 1333.5214 | 4.4806 | 19969.3901 |  | 447.8087
1 | 6600 | 707 | 0.035 | 15 | 15 | 7 | 1.7783e-12 | 0 | Water | Porous | Wet | R245fa | MinimizeLCOE | IgnoreSilica | 11.858 | 10.7429 | 1.469 | 4 | 15959.5933 |  | 357.89 |  | 223.5596 | -6.0939e-07 | 123931245836.679 | 2895415.0493 | 248268.484 | 2163314.2309 | 2123871.8346 | 24077.0464 | 169575.9877 | 0 | 2973563.8268 | 7736603.1156 | 5280390.5977 | 23615080.1731 | 3144235.0165 | 53884685.1732 |  | 1478867.319 | 11658658.1045 | 0 | 93781525.7863 |  | 1778.2794 | 5.8762 | 15959.5933 |  | 357.89
1 | 6600 | 707 | 0.035 | 15 | 15 | 7 | 2.3714e-12 | 0 | Water | Porous | Wet | R245fa | MinimizeLCOE | IgnoreSilica | 15.2615 | 14.064 | 1.9273 | 4 | 12866.8337 |  | 288.5356 |  | 226.1232 | -6.3979e-07 | 124830425248.912 | 3503702.0242 | 299796.2989 | 2683554.0558 | 2668358.493 | 24077.0464 | 192437.8138 | 0 | 3655051.0355 | 9509693.0403 | 6490560.9047 | 29027230.7126 | 3144235.0165 | 53884685.1732 |  | 1478867.319 | 11658658.1045 | 0 | 99193676.3258 |  | 2371.3737 | 7.7093 | 12866.8337 |  | 288.5356
1 | 6600 | 707 | 0.035 | 15 | 15 | 7 | 3.1623e-12 | 0 | Water | Porous | Wet | R245fa | MinimizeLCOE | IgnoreSilica | 19.7394 | 18.4397 | 2.5313 | 4 | 10470.6297 |  | 234.8013 |  | 228.1742 | -6.6519e-07 | 125526763990.8951 | 4245371.6236 | 362415.2588 | 3332928.489 | 3389573.7764 | 24077.0464 | 220243.1083 | 0 | 4514097.628 | 11744756.0593 | 8016037.3411 | 35849500.331 | 3144235.0165 | 53884685.1732 |  | 1478867.319 | 11658658.1045 | 0 | 106015945.9442 |  | 3162.2777 | 10.1251 | 10470.6297 |  | 234.8013
1 | 6600 | 707 | 0.035 | 15 | 15 | 7 | 4.217e-12 | 0 | Water | Porous | Wet | R245fa | MinimizeLCOE | IgnoreSilica | 25.6636 | 24.2342 | 3.331 | 4 | 8605.836 |  | 192.9838 |  | 229.804 | -6.8721e-07 | 126039351437.0878 | 5153934.4637 | 438809.7491 | 4147309.716 | 4347759.1175 | 24077.0464 | 254663.9093 | 0 | 5602956.0608 | 14577742.3458 | 9949608.6937 | 44496861.1022 | 3144235.0165 | 53884685.1732 |  | 1478867.319 | 11658658.1045 | 0 | 114663306.7155 |  | 4216.965 | 13.3239 | 8605.836 |  | 192.9838
1 | 6600 | 707 | 0.035 | 15 | 15 | 7 | 5.6234e-12 | 0 | Water | Porous | Wet | R245fa | MinimizeLCOE | IgnoreSilica | 33.4394 | 31.8442 | 4.3815 | 4 | 7162.8127 |  | 160.6243 |  | 231.0771 | -7.0382e-07 | 126434498989.7759 | 6257701.6625 | 531249.5706 | 5159973.1034 | 5608042.0578 | 24077.0464 | 296120.4803 | 0 | 6972093.9291 | 18139958.2305 | 12380894.2312 | 55370110.3118 | 3144235.0165 | 53884685.1732 |  | 1478867.319 | 11658658.1045 | 0 | 125536555.925 |  | 5623.4133 | 17.5262 | 7162.8127 |  | 160.6243
1 | 6600 | 707 | 0.035 | 15 | 15 | 7 | 7.4989e-12 | 0 | Water | Porous | Wet | R245fa | MinimizeLCOE | IgnoreSilica | 43.6025 | 41.7947 | 5.7555 | 4 | 6044.7818 |  | 135.5528 |  | 232.0641 | -7.1575e-07 | 126729946972.4333 | 7593337.0651 | 642670.2281 | 6413863.6698 | 7256772.9995 | 24077.0464 | 345938.4575 | 0 | 8687897.1919 | 22604126.3606 | 15427780.7095 | 68996463.7284 | 3144235.0165 | 53884685.1732 |  | 1478867.319 | 11658658.1045 | 0 | 139162909.3416 |  | 7498.9421 | 23.022 | 6044.7818 |  | 135.5528
1 | 6600 | 707 | 0.035 | 15 | 15 | 7 | 1e-11 | 0 | Water | Porous | Wet | R245fa | MinimizeLCOE | IgnoreSilica | 56.7574 | 54.6782 | 7.5348 | 4 | 5179.2724 |  | 116.1439 |  | 232.8233 | -7.2334e-07 | 126940011268.9821 | 9195018.2057 | 775653.5281 | 7951953.3562 | 9392705.621 | 24077.0464 | 405218.9215 | 0 | 10820404.4047 | 28152472.691 | 19214641.0871 | 85932144.8616 | 3144235.0165 | 53884685.1732 |  | 1478867.319 | 11658658.1045 | 0 | 156098590.4748 |  | 10000 | 30.1391 | 5179.2724 |  | 116.1439
1 | 6600 | 707 | 0.035 | 15 | 15 | 7 | 1.3335e-11 | 0 | Water | Porous | Wet | R245fa | MinimizeLCOE | IgnoreSilica | 73.4394 | 71.0206 | 9.7927 | 4 | 4512.4126 |  | 101.1898 |  | 233.4023 | -7.2571e-07 | 127086543905.818 | 11080050.6683 | 931463.1187 | 9802344.2838 | 12101933.862 | 24077.0464 | 473755.1208 | 0 | 13421313.399 | 34919504.3743 | 23833279.2595 | 106587721.1327 | 3144235.0165 | 53884685.1732 |  | 1478867.319 | 11658658.1045 | 0 | 176754166.746 |  | 13335.2143 | 39.1707 | 4512.4126 |  | 101.1898
1 | 6600 | 707 | 0.035 | 15 | 15 | 7 | 1.7783e-11 | 0 | Water | Porous | Wet | R245fa | MinimizeLCOE | IgnoreSilica | 93.9922 | 91.1615 | 12.5768 | 4 | 4001.1929 |  | 89.7258 |  | 233.8422 | -7.2268e-07 | 127172525458.6772 | 13241818.5033 | 1109339.9803 | 11969380.3547 | 15439766.9918 | 24077.0464 | 550576.5103 | 0 | 16510634.1608 | 42957283.2897 | 29319228.5291 | 131122105.3663 | 3144235.0165 | 53884685.1732 |  | 1478867.319 | 11658658.1045 | 0 | 201288550.9795 |  | 17782.7941 | 50.3071 | 4001.1929 |  | 89.7258
1 | 6600 | 707 | 0.035 | 15 | 15 | 7 | 2.3714e-11 | 0 | Water | Porous | Wet | R245fa | MinimizeLCOE | IgnoreSilica | 118.1922 | 114.8861 | 15.8591 | 4 | 3613.4336 |  | 81.0304 |  | 234.176 | -7.1324e-07 | 127211168171.5802 | 15621949.0367 | 1304319.2713 | 14402454.7822 | 19369090.9794 | 24077.0464 | 632021.0462 | 0 | 20028025.7432 | 52108814.671 | 35565336.742 | 159056089.3184 | 3144235.0165 | 53884685.1732 |  | 1478867.319 | 11658658.1045 | 0 | 229222534.9316 |  | 23713.7371 | 63.4362 | 3613.4336 |  | 81.0304
1 | 6600 | 707 | 0.035 | 15 | 15 | 7 | 3.1623e-11 | 0 | Water | Porous | Wet | R245fa | MinimizeLCOE | IgnoreSilica | 145.0595 | 141.2394 | 19.5093 | 4 | 3323.0532 |  | 74.5187 |  | 234.4306 | -6.9722e-07 | 127213494109.6882 | 18108640.4852 | 1507182.2787 | 16989759.3253 | 23729833.0017 | 24077.0464 | 712601.8483 | 0 | 23818116.6544 | 61969853.7671 | 42295698.5492 | 189155762.9562 | 3144235.0165 | 53884685.1732 |  | 1478867.319 | 11658658.1045 | 0 | 259322208.5695 |  | 31622.7766 | 78.0373 | 3323.0532 |  | 74.5187
1 | 6600 | 707 | 0.035 | 15 | 15 | 7 | 4.217e-11 | 0 | Water | Porous | Wet | R245fa | MinimizeLCOE | IgnoreSilica | 172.8669 | 168.5321 | 23.296 | 4 | 3108.7403 |  | 69.7127 |  | 234.6259 | -6.7523e-07 | 127201145728.4724 | 20549829.6462 | 1705589.5491 | 19569000.8477 | 28240868.8945 | 24077.0464 | 785650.4089 | 0 | 27641256.3931 | 71916879.1337 | 49084747.7528 | 219517899.6723 | 3144235.0165 | 53884685.1732 |  | 1478867.319 | 11658658.1045 | 0 | 289684345.2855 |  | 42169.6503 | 93.1838 | 3108.7403 |  | 69.7127
1 | 6600 | 707 | 0.035 | 15 | 15 | 7 | 5.6234e-11 | 0 | Water | Porous | Wet | R245fa | MinimizeLCOE | IgnoreSilica | 199.6764 | 194.8633 | 26.9565 | 4 | 2952.3377 |  | 66.2055 |  | 234.7765 | -6.4937e-07 | 127195695663.4938 | 22801735.1381 | 1888025.4225 | 21978938.9382 | 32587525.0559 | 24077.0464 | 846267.9685 | 0 | 31249362.1321 | 81304430.1422 | 55491944.2111 | 248172306.055 | 3144235.0165 | 53884685.1732 |  | 1478867.319 | 11658658.1045 | 0 | 318338751.6682 |  | 56234.1325 | 107.826 | 2952.3377 |  | 66.2055
1 | 6600 | 707 | 0.035 | 15 | 15 | 7 | 7.4989e-11 | 0 | Water | Porous | Wet | R245fa | MinimizeLCOE | IgnoreSilica | 223.9191 | 218.6893 | 30.2761 | 4 | 2838.9355 |  | 63.6624 |  | 234.8924 | -6.223e-07 | 127207362563.5509 | 24766811.8155 | 2046802.6928 | 24103749.1444 | 36515796.0396 | 24077.0464 | 892528.5953 | 0 | 34456408.4802 | 89648506.8843 | 61186948.0412 | 273641628.7397 | 3144235.0165 | 53884685.1732 |  | 1478867.319 | 11658658.1045 | 0 | 343808074.3529 |  | 74989.4209 | 121.1046 | 2838.9355 |  | 63.6624
1 | 6600 | 707 | 0.035 | 15 | 15 | 7 | 1e-10 | 0 | Water | Porous | Wet | R245fa | MinimizeLCOE | IgnoreSilica | 244.7474 | 239.1713 | 33.1362 | 4 | 2756.7757 |  | 61.82 |  | 234.981 | -5.9648e-07 | 127244464825.9794 | 26408623.3845 | 2179179.925 | 25893446.9114 | 39889121.9299 | 24077.0464 | 925580.1406 | 0 | 37174811.4417 | 96721233.7689 | 66014229.4699 | 295230304.0181 | 3144235.0165 | 53884685.1732 |  | 1478867.319 | 11658658.1045 | 0 | 365396749.6313 |  | 100000 | 132.545 | 2756.7757 |  | 61.82
1 | 6600 | 707 | 0.035 | 15 | 15 | 7 | 1.3335e-10 | 0 | Water | Porous | Wet | R245fa | MinimizeLCOE | IgnoreSilica | 261.9311 | 256.0772 | 35.5022 | 4 | 2697.1656 |  | 60.4833 |  | 235.0481 | -5.4943e-07 | 127303912452.1468 | 27734355.6613 | 2285902.7489 | 27347605.7972 | 42670944.3856 | 24077.0464 | 947657.0564 | 0 | 39394111.6513 | 102495397.6734 | 69955214.9819 | 312855267.0023 | 3144235.0165 | 53884685.1732 |  | 1478867.319 | 11658658.1045 | 0 | 383021712.6155 |  | 133352.1432 | 142.009 | 2697.1656 |  | 60.4833
1 | 6600 | 707 | 0.035 | 15 | 15 | 7 | 1.7783e-10 | 0 | Water | Porous | Wet | R245fa | MinimizeLCOE | IgnoreSilica | 275.7368 | 269.6643 | 37.4074 | 4 | 2653.6812 |  | 59.5082 |  | 235.0986 | -4.8468e-07 | 127373971601.8541 | 28782200.3523 | 2370150.9914 | 28502395.8333 | 44905177.6726 | 24077.0464 | 961966.8223 | 0 | 41162927.8001 | 107097494.4585 | 73096240.6014 | 326902631.5783 | 3144235.0165 | 53884685.1732 |  | 1478867.319 | 11658658.1045 | 0 | 397069077.1915 |  | 177827.941 | 149.6295 | 2653.6812 |  | 59.5082
1 | 6600 | 707 | 0.035 | 15 | 15 | 7 | 2.3714e-10 | 0 | Water | Porous | Wet | R245fa | MinimizeLCOE | IgnoreSilica | 286.6064 | 280.3646 | 38.9102 | 4 | 2621.8169 |  | 58.7936 |  | 235.1364 | -4.3181e-07 | 127446596616.7267 | 29597069.976 | 2435604.8914 | 29403637.2581 | 46663875.085 | 24077.0464 | 970924.2096 | 0 | 42547123.5019 | 110698887.7369 | 75554265.5151 | 337895465.2205 | 3144235.0165 | 53884685.1732 |  | 1478867.319 | 11658658.1045 | 0 | 408061910.8337 |  | 237137.3706 | 155.6409 | 2621.8169 |  | 58.7936
1 | 6600 | 707 | 0.035 | 15 | 15 | 7 | 3.1623e-10 | 0 | Water | Porous | Wet | R245fa | MinimizeLCOE | IgnoreSilica | 295.0252 | 288.6675 | 40.0747 | 4 | 2598.5635 |  | 58.2722 |  | 235.1717 | -3.9875e-07 | 127481273130.0037 | 30223415.1436 | 2485880.3439 | 30098225.5432 | 48023740.9569 | 24077.0464 | 979332.2891 | 0 | 43615521.816 | 113478640.9914 | 77451504.2295 | 346380338.3598 | 3144235.0165 | 53884685.1732 |  | 1478867.319 | 11658658.1045 | 0 | 416546783.9731 |  | 316227.766 | 160.2989 | 2598.5635 |  | 58.2722
1 | 6600 | 707 | 0.035 | 15 | 15 | 7 | 4.217e-10 | 0 | Water | Porous | Wet | R245fa | MinimizeLCOE | IgnoreSilica | 300.5622 | 294.1508 | 40.8495 | 4 | 2583.2385 |  | 57.9285 |  | 235.2055 | -3.7929e-07 | 127508392849.549 | 30634303.0168 | 2518846.2956 | 30554738.3985 | 48914759.6188 | 24077.0464 | 979683.9471 | 0 | 44314299.246 | 115296716.5255 | 78692378.1392 | 351929802.2339 | 3144235.0165 | 53884685.1732 |  | 1478867.319 | 11658658.1045 | 0 | 422096247.8471 |  | 421696.5034 | 163.3981 | 2583.2385 |  | 57.9285
1 | 6600 | 707 | 0.035 | 15 | 15 | 7 | 5.6234e-10 | 0 | Water | Porous | Wet | R245fa | MinimizeLCOE | IgnoreSilica | 303.807 | 297.3693 | 41.3163 | 4 | 2573.4962 |  | 57.71 |  | 235.2273 | -9.9678e-05 | 127612062167.0771 | 30874490.1295 | 2538111.0085 | 30821906.4723 | 49436154.1168 | 24077.0464 | 969090.6547 | 0 | 44718893.477 | 116349387.7209 | 79410847.8603 | 355142958.4865 | 3144235.0165 | 53884685.1732 |  | 1478867.319 | 11658658.1045 | 0 | 425309404.0997 |  | 562341.3252 | 165.2652 | 2573.4962 |  | 57.71
1 | 6600 | 707 | 0.035 | 15 | 15 | 7 | 7.4989e-10 | 0 | Water | Porous | Wet | R245fa | MinimizeLCOE | IgnoreSilica | 306.2775 | 299.8204 | 41.6718 | 4 | 2566.1965 |  | 57.5463 |  | 235.2439 | -9.6877e-05 | 127689332324.9795 | 31056917.8387 | 2552740.0486 | 31024978.8582 | 49833023.4004 | 24077.0464 | 960923.0215 | 0 | 45026537.4834 | 117149814.3189 | 79957155.4606 | 357586167.4767 | 3144235.0165 | 53884685.1732 |  | 1478867.319 | 11658658.1045 | 0 | 427752613.0899 |  | 749894.2093 | 166.6874 | 2566.1965 |  | 57.5463
1 | 6600 | 707 | 0.035 | 15 | 15 | 7 | 1e-09 | 0 | Water | Porous | Wet | R245fa | MinimizeLCOE | IgnoreSilica | 308.1385 | 301.6673 | 41.94 | 4 | 2560.7469 |  | 57.4241 |  | 235.2565 | -9.476e-05 | 127748125844.8313 | 31194104.9264 | 2563739.5348 | 31177776.8626 | 50131936.0404 | 24077.0464 | 954530.634 | 0 | 45258004.3674 | 117752043.6707 | 80368189.3678 | 359424402.4505 | 3144235.0165 | 53884685.1732 |  | 1478867.319 | 11658658.1045 | 0 | 429590848.0637 |  | 1000000 | 167.76 | 2560.7469 |  | 57.4241
1 | 6600 | 707 | 0.035 | 15 | 15 | 7 | 1.3335e-09 | 0 | Water | Porous | Wet | R245fa | MinimizeLCOE | IgnoreSilica | 309.5541 | 303.0723 | 42.1439 | 4 | 2556.6489 |  | 57.3322 |  | 235.266 | -9.3184e-05 | 127791419142.0391 | 31298311.6061 | 2572093.7345 | 31293890.6326 | 50359278.3899 | 24077.0464 | 949748.0917 | 0 | 45433985.8054 | 118209911.2738 | 80680693.4152 | 360821989.9955 | 3144235.0165 | 53884685.1732 |  | 1478867.319 | 11658658.1045 | 0 | 430988435.6088 |  | 1333521.4322 | 168.5755 | 2556.6489 |  | 57.3322
1 | 6600 | 707 | 0.035 | 15 | 15 | 7 | 1.7783e-09 | 0 | Water | Porous | Wet | R245fa | MinimizeLCOE | IgnoreSilica | 310.6011 | 304.1117 | 42.295 | 4 | 2553.612 |  | 57.2641 |  | 235.2731 | -9.1973e-05 | 127825590203.3711 | 31375310.3576 | 2578266.1678 | 31379714.7227 | 50527380.0498 | 24077.0464 | 945889.0763 | 0 | 45563948.594 | 118548047.7906 | 80911478.5359 | 361854112.3409 | 3144235.0165 | 53884685.1732 |  | 1478867.319 | 11658658.1045 | 0 | 432020557.9542 |  | 1778279.41 | 169.1802 | 2553.612 |  | 57.2641
1 | 6600 | 707 | 0.035 | 15 | 15 | 7 | 2.3714e-09 | 0 | Water | Porous | Wet | R245fa | MinimizeLCOE | IgnoreSilica | 311.3905 | 304.8954 | 42.409 | 4 | 2551.3343 |  | 57.2131 |  | 235.2785 | -9.1067e-05 | 127851129724.4999 | 31433323.4249 | 2582916.3597 | 31444392.2582 | 50654118.9079 | 24077.0464 | 942975.9885 | 0 | 45661903.5544 | 118802906.5041 | 81085424.8447 | 362632038.8886 | 3144235.0165 | 53884685.1732 |  | 1478867.319 | 11658658.1045 | 0 | 432798484.5018 |  | 2371373.7057 | 169.6361 | 2551.3343 |  | 57.2131
1 | 6600 | 707 | 0.035 | 15 | 15 | 7 | 3.1623e-09 | 0 | Water | Porous | Wet | R245fa | MinimizeLCOE | IgnoreSilica | 311.9849 | 305.4855 | 42.4949 | 4 | 2549.6261 |  | 57.1747 |  | 235.2826 | -9.0388e-05 | 127870231749.5311 | 31476980.4589 | 2586415.6379 | 31493073.1586 | 50749543.4625 | 24077.0464 | 940780.5874 | 0 | 45735639.4371 | 118994752.1457 | 81216363.4371 | 363217625.3716 | 3144235.0165 | 53884685.1732 |  | 1478867.319 | 11658658.1045 | 0 | 433384070.9848 |  | 3162277.6602 | 169.9795 | 2549.6261 |  | 57.1747
1 | 6600 | 707 | 0.035 | 15 | 15 | 7 | 4.217e-09 | 0 | Water | Porous | Wet | R245fa | MinimizeLCOE | IgnoreSilica | 312.4453 | 305.9426 | 42.5611 | 4 | 2548.3236 |  | 57.1455 |  | 235.2857 | -8.9897e-05 | 127883425489.9316 | 31510780.2498 | 2589124.7161 | 31530767.5595 | 50823473.4165 | 24077.0464 | 939271.6773 | 0 | 45792822.9195 | 119143531.8371 | 81317908.6336 | 363671758.0556 | 3144235.0165 | 53884685.1732 |  | 1478867.319 | 11658658.1045 | 0 | 433838203.6688 |  | 4216965.0343 | 170.2446 | 2548.3236 |  | 57.1455
1 | 6600 | 707 | 0.035 | 15 | 15 | 7 | 5.6234e-09 | 0 | Water | Porous | Wet | R245fa | MinimizeLCOE | IgnoreSilica | 312.7742 | 306.2693 | 42.6088 | 4 | 2547.3743 |  | 57.1242 |  | 235.2879 | -8.9506e-05 | 127894719067.3658 | 31534925.5509 | 2591059.934 | 31557697.72 | 50876273.5746 | 24077.0464 | 937952.744 | 0 | 45833574.7622 | 119249559.7723 | 81390274.878 | 363995395.9823 | 3144235.0165 | 53884685.1732 |  | 1478867.319 | 11658658.1045 | 0 | 434161841.5956 |  | 5623413.2519 | 170.435 | 2547.3743 |  | 57.1242
1 | 6600 | 707 | 0.035 | 15 | 15 | 7 | 7.4989e-09 | 0 | Water | Porous | Wet | R245fa | MinimizeLCOE | IgnoreSilica | 313.03 | 306.5233 | 42.6456 | 4 | 2546.6486 |  | 57.108 |  | 235.2896 | -8.9225e-05 | 127902462096.3053 | 31553692.5489 | 2592564.0531 | 31578630.8174 | 50917336.3386 | 24077.0464 | 937054.9573 | 0 | 45865308.7471 | 119332125.0914 | 81446627.4048 | 364247417.005 | 3144235.0165 | 53884685.1732 |  | 1478867.319 | 11658658.1045 | 0 | 434413862.6182 |  | 7498942.0933 | 170.5826 | 2546.6486 |  | 57.108
1 | 6600 | 707 | 0.035 | 15 | 15 | 7 | 1e-08 | 0 | Water | Porous | Wet | R245fa | MinimizeLCOE | IgnoreSilica | 313.2152 | 306.7072 | 42.6725 | 4 | 2546.1152 |  | 57.096 |  | 235.2909 | -8.9004e-05 | 127908835116.5562 | 31567282.7062 | 2593653.2502 | 31593790.4053 | 50947065.492 | 24077.0464 | 936307.1793 | 0 | 45888248.6709 | 119391810.0677 | 81487363.6276 | 364429598.4456 | 3144235.0165 | 53884685.1732 |  | 1478867.319 | 11658658.1045 | 0 | 434596044.0588 |  | 10000000 | 170.6899 | 2546.1152 |  | 57.096
1 | 6700 | 707 | 0.035 | 15 | 15 | 7 | 1e-13 | 0 | Water | Porous | Wet | R245fa | MinimizeLCOE | IgnoreSilica | 1.1779 | 0.42315 | 0.033206 | 4 | 553205.1753 |  | 12405.4914 |  | 146.5353 | -6.9031e-05 | 62592661627.5501 | 240724.2241 | 11166.0706 | 168820.4176 | 100362.2451 | 24077.0464 | 64703.0854 | 0 | 237842.7047 | 618817.9295 | 422355.9523 | 1888869.6757 | 3144235.0165 | 55070466.1876 |  | 1478867.319 | 11895814.3074 | 0 | 73478252.5062 |  | 100 | 0.13282 | 553205.1753 |  | 12405.4914
1 | 6700 | 707 | 0.035 | 15 | 15 | 7 | 1.3335e-13 | 0 | Water | Porous | Wet | R245fa | MinimizeLCOE | IgnoreSilica | 1.5289 | 0.67107 | 0.064698 | 4 | 286881.7056 |  | 6433.2524 |  | 162.458 | -7.9316e-05 | 84663727940.7107 | 355203.8609 | 18712.1538 | 241515.6597 | 145712.1567 | 24077.0464 | 71586.8319 | 0 | 334155.0067 | 869402.7827 | 593385.2637 | 2653750.7625 | 3144235.0165 | 55070466.1876 |  | 1478867.319 | 11895814.3074 | 0 | 74243133.593 |  | 133.3521 | 0.25879 | 286881.7056 |  | 6433.2524
1 | 6700 | 707 | 0.035 | 15 | 15 | 7 | 1.7783e-13 | 0 | Water | Porous | Wet | R245fa | MinimizeLCOE | IgnoreSilica | 1.9725 | 1.0146 | 0.1148 | 4 | 163948.6848 |  | 3676.5094 |  | 176.2825 | -9.0787e-05 | 110865903000.4268 | 507175.2693 | 31306.6932 | 332306.3046 | 218735.0908 | 24077.0464 | 78968.0702 | 0 | 465101.705 | 1210099.2311 | 825917.5902 | 3693687.0008 | 3144235.0165 | 55070466.1876 |  | 1478867.319 | 11895814.3074 | 0 | 75283069.8314 |  | 177.8279 | 0.45919 | 163948.6848 |  | 3676.5094
1 | 6700 | 707 | 0.035 | 15 | 15 | 7 | 2.3714e-13 | 0 | Water | Porous | Wet | R245fa | MinimizeLCOE | IgnoreSilica | 2.3403 | 1.6292 | 0.215 | 4 | 92453.2928 |  | 2073.2426 |  | 184.5017 | -9.7797e-05 | 112340252721.5802 | 768458.299 | 68474.5782 | 478303.743 | 1133924.7923 | 24077.0464 | 83477.4591 | 0 | 997119.208 | 2594299.6419 | 1770662.8131 | 7918797.5809 | 3144235.0165 | 55070466.1876 |  | 1478867.319 | 11895814.3074 | 0 | 79508180.4114 |  | 237.1374 | 0.85998 | 92453.2928 |  | 2073.2426
1 | 6700 | 707 | 0.035 | 15 | 15 | 7 | 3.1623e-13 | 0 | Water | Porous | Wet | R245fa | MinimizeLCOE | IgnoreSilica | 2.9445 | 2.182 | 0.29095 | 4 | 68556.5118 |  | 1537.3631 |  | 194.1663 | -3.5688e-07 | 114164088041.4992 | 941625.0791 | 81302.0837 | 604368.8493 | 904344.7819 | 24077.0464 | 91069.6686 | 0 | 1032247.1285 | 2685695.2852 | 1833042.2177 | 8197772.1402 | 3144235.0165 | 55070466.1876 |  | 1478867.319 | 11895814.3074 | 0 | 79787154.9708 |  | 316.2278 | 1.1638 | 68556.5118 |  | 1537.3631
1 | 6700 | 707 | 0.035 | 15 | 15 | 7 | 4.217e-13 | 0 | Water | Porous | Wet | R245fa | MinimizeLCOE | IgnoreSilica | 3.7124 | 2.9146 | 0.39135 | 4 | 51758.9699 |  | 1160.6823 |  | 202.4119 | -4.1515e-07 | 117670722963.3203 | 1153971.6089 | 99585.1323 | 761892.3332 | 906086.795 | 24077.0464 | 100300.9028 | 0 | 1187906.3892 | 3090688.7516 | 2109458.5803 | 9433967.5397 | 3144235.0165 | 55070466.1876 |  | 1478867.319 | 11895814.3074 | 0 | 81023350.3702 |  | 421.6965 | 1.5654 | 51758.9699 |  | 1160.6823
1 | 6700 | 707 | 0.035 | 15 | 15 | 7 | 5.6234e-13 | 0 | Water | Porous | Wet | R245fa | MinimizeLCOE | IgnoreSilica | 4.6574 | 3.8297 | 0.51742 | 4 | 39979.9826 |  | 896.5414 |  | 209.1488 | -4.6594e-07 | 120512932776.3782 | 1398300.4418 | 120574.5851 | 947882.4785 | 1001988.82 | 24077.0464 | 109328.1617 | 0 | 1404839.0981 | 3655103.161 | 2494683.0123 | 11156776.8049 | 3144235.0165 | 55070466.1876 |  | 1478867.319 | 11895814.3074 | 0 | 82746159.6354 |  | 562.3413 | 2.0697 | 39979.9826 |  | 896.5414
1 | 6700 | 707 | 0.035 | 15 | 15 | 7 | 7.4989e-13 | 0 | Water | Porous | Wet | R245fa | MinimizeLCOE | IgnoreSilica | 5.8754 | 5.0214 | 0.68173 | 4 | 31163.4653 |  | 698.8331 |  | 214.8486 | -5.1758e-07 | 122848864693.2209 | 1692287.5868 | 145763.0433 | 1177289.4111 | 1164011.6604 | 24077.0464 | 120180.3756 | 0 | 1686207.5582 | 4387166.1777 | 2994331.0635 | 13391313.923 | 3144235.0165 | 55070466.1876 |  | 1478867.319 | 11895814.3074 | 0 | 84980696.7535 |  | 749.8942 | 2.7269 | 31163.4653 |  | 698.8331
1 | 6700 | 707 | 0.035 | 15 | 15 | 7 | 1e-12 | 0 | Water | Porous | Wet | R245fa | MinimizeLCOE | IgnoreSilica | 7.4347 | 6.5582 | 0.89401 | 4 | 24544.5651 |  | 550.4059 |  | 219.5607 | -5.643e-07 | 124756365504.4634 | 2042975.6884 | 175740.5475 | 1457648.751 | 1391913.4331 | 24077.0464 | 132507.2347 | 0 | 2037696.4534 | 5301668.1827 | 3618497.473 | 16182724.81 | 3144235.0165 | 55070466.1876 |  | 1478867.319 | 11895814.3074 | 0 | 87772107.6406 |  | 1000 | 3.576 | 24544.5651 |  | 550.4059
1 | 6700 | 707 | 0.035 | 15 | 15 | 7 | 1.3335e-12 | 0 | Water | Porous | Wet | R245fa | MinimizeLCOE | IgnoreSilica | 9.4615 | 8.5659 | 1.1715 | 4 | 19478.42 |  | 436.7988 |  | 223.4565 | -6.075e-07 | 126270523835.4957 | 2467027.2368 | 211872.9206 | 1804852.542 | 1701063.5697 | 24077.0464 | 147286.9478 | 0 | 2478910.3027 | 6449616.1132 | 4401995.5236 | 19686702.2028 | 3144235.0165 | 55070466.1876 |  | 1478867.319 | 11895814.3074 | 0 | 91276085.0334 |  | 1333.5214 | 4.686 | 19478.42 |  | 436.7988
1 | 6700 | 707 | 0.035 | 15 | 15 | 7 | 1.7783e-12 | 0 | Water | Porous | Wet | R245fa | MinimizeLCOE | IgnoreSilica | 12.1164 | 11.2046 | 1.5363 | 4 | 15570.3956 |  | 349.1623 |  | 226.648 | -6.4685e-07 | 127450625090.4597 | 2982923.558 | 255698.0291 | 2237382.2681 | 2114588.5433 | 24077.0464 | 165300.523 | 0 | 3034188.2875 | 7894335.5265 | 5388046.2092 | 24096539.9912 | 3144235.0165 | 55070466.1876 |  | 1478867.319 | 11895814.3074 | 0 | 95685922.8217 |  | 1778.2794 | 6.1454 | 15570.3956 |  | 349.1623
1 | 6700 | 707 | 0.035 | 15 | 15 | 7 | 2.3714e-12 | 0 | Water | Porous | Wet | R245fa | MinimizeLCOE | IgnoreSilica | 15.5905 | 14.6654 | 2.0151 | 4 | 12556.9936 |  | 281.5875 |  | 229.2213 | -6.8e-07 | 128381830684.2967 | 3609206.9756 | 308733.4476 | 2774968.5937 | 2661696.5902 | 24077.0464 | 186884.929 | 0 | 3730571.3572 | 9706181.4261 | 6624668.2654 | 29626988.6312 | 3144235.0165 | 55070466.1876 |  | 1478867.319 | 11895814.3074 | 0 | 101216371.4617 |  | 2371.3737 | 8.0606 | 12556.9936 |  | 281.5875
1 | 6700 | 707 | 0.035 | 15 | 15 | 7 | 3.1623e-12 | 0 | Water | Porous | Wet | R245fa | MinimizeLCOE | IgnoreSilica | 20.1601 | 19.2242 | 2.646 | 4 | 10221.279 |  | 229.2097 |  | 231.2799 | -7.0775e-07 | 129102060094.4148 | 4372708.7513 | 373144.1667 | 3445889.5808 | 3385887.3259 | 24077.0464 | 213131.9329 | 0 | 4607787.1336 | 11988516.9346 | 8182409.1472 | 36593552.0195 | 3144235.0165 | 55070466.1876 |  | 1478867.319 | 11895814.3074 | 0 | 108182934.8501 |  | 3162.2777 | 10.5841 | 10221.279 |  | 229.2097
1 | 6700 | 707 | 0.035 | 15 | 15 | 7 | 4.217e-12 | 0 | Water | Porous | Wet | R245fa | MinimizeLCOE | IgnoreSilica | 26.2043 | 25.2598 | 3.4812 | 4 | 8402.6708 |  | 188.4278 |  | 232.9157 | -7.3182e-07 | 129633095844.9858 | 5307922.3505 | 451750.1592 | 4287129.4939 | 4346930.7698 | 24077.0464 | 245646.6689 | 0 | 5718748.0306 | 14879009.299 | 10155229.5796 | 45416443.3979 | 3144235.0165 | 55070466.1876 |  | 1478867.319 | 11895814.3074 | 0 | 117005826.2284 |  | 4216.965 | 13.9248 | 8402.6708 |  | 188.4278
1 | 6700 | 707 | 0.035 | 15 | 15 | 7 | 5.6234e-12 | 0 | Water | Porous | Wet | R245fa | MinimizeLCOE | IgnoreSilica | 34.1238 | 33.1728 | 4.5766 | 4 | 6996.2955 |  | 156.8902 |  | 234.1922 | -7.4957e-07 | 130048447863.8129 | 6442265.0778 | 546693.344 | 5331480.2713 | 5608703.5038 | 24077.0464 | 284591.8305 | 0 | 7112746.3187 | 18505906.8965 | 12630661.7152 | 56487126.0041 | 3144235.0165 | 55070466.1876 |  | 1478867.319 | 11895814.3074 | 0 | 128076508.8347 |  | 5623.4133 | 18.3063 | 6996.2955 |  | 156.8902
1 | 6700 | 707 | 0.035 | 15 | 15 | 7 | 7.4989e-12 | 0 | Water | Porous | Wet | R245fa | MinimizeLCOE | IgnoreSilica | 44.4916 | 43.5363 | 6.0113 | 4 | 5904.28 |  | 132.402 |  | 235.1837 | -7.6307e-07 | 130351469513.9678 | 7817269.562 | 661298.8268 | 6626792.7736 | 7262202.6285 | 24077.0464 | 331752.5497 | 0 | 8862123.4209 | 23057427.2698 | 15737167.8944 | 70380111.9721 | 3144235.0165 | 55070466.1876 |  | 1478867.319 | 11895814.3074 | 0 | 141969494.8026 |  | 7498.9421 | 24.0452 | 5904.28 |  | 132.402
1 | 6700 | 707 | 0.035 | 15 | 15 | 7 | 1e-11 | 0 | Water | Porous | Wet | R245fa | MinimizeLCOE | IgnoreSilica | 57.8757 | 56.9187 | 7.8645 | 4 | 5060.1019 |  | 113.4716 |  | 235.9446 | -7.7118e-07 | 130578357503.0166 | 9462071.5431 | 797815.5931 | 8211574.8734 | 9397536.5753 | 24077.0464 | 387406.5021 | 0 | 11029388.032 | 28696205.2207 | 19585749.7112 | 87591825.0971 | 3144235.0165 | 55070466.1876 |  | 1478867.319 | 11895814.3074 | 0 | 159181207.9276 |  | 10000 | 31.4581 | 5060.1019 |  | 113.4716
1 | 6700 | 707 | 0.035 | 15 | 15 | 7 | 1.3335e-11 | 0 | Water | Porous | Wet | R245fa | MinimizeLCOE | IgnoreSilica | 74.84 | 73.8855 | 10.215 | 4 | 4409.1733 |  | 98.8746 |  | 236.5248 | -7.7403e-07 | 130739795713.7916 | 11397239.9782 | 957672.4364 | 10117418.761 | 12105117.7134 | 24077.0464 | 451764.9476 | 0 | 13670783.4444 | 35568574.259 | 24276282.7929 | 108568931.3794 | 3144235.0165 | 55070466.1876 |  | 1478867.319 | 11895814.3074 | 0 | 180158314.2099 |  | 13335.2143 | 40.8599 | 4409.1733 |  | 98.8746
1 | 6700 | 707 | 0.035 | 15 | 15 | 7 | 1.7783e-11 | 0 | Water | Porous | Wet | R245fa | MinimizeLCOE | IgnoreSilica | 95.6636 | 94.7184 | 13.1028 | 4 | 3910.9064 |  | 87.7011 |  | 236.964 | -7.7057e-07 | 130853997552.888 | 13608935.7842 | 1139540.0957 | 12341554.5296 | 15428773.3782 | 24077.0464 | 523082.839 | 0 | 16795725.8325 | 43699033.339 | 29825488.1792 | 133386211.0237 | 3144235.0165 | 55070466.1876 |  | 1478867.319 | 11895814.3074 | 0 | 204975593.8542 |  | 17782.7941 | 52.4113 | 3910.9064 |  | 87.7011
1 | 6700 | 707 | 0.035 | 15 | 15 | 7 | 2.3714e-11 | 0 | Water | Porous | Wet | R245fa | MinimizeLCOE | IgnoreSilica | 120.1166 | 119.1913 | 16.4982 | 4 | 3532.9725 |  | 79.226 |  | 237.2961 | -7.6049e-07 | 130931228549.3756 | 16038409.1739 | 1338433.3113 | 14832624.7803 | 19331098.4794 | 24077.0464 | 598085.3138 | 0 | 20343463.961 | 52929520.2082 | 36125485.135 | 161561197.4092 | 3144235.0165 | 55070466.1876 |  | 1478867.319 | 11895814.3074 | 0 | 233150580.2397 |  | 23713.7371 | 65.9928 | 3532.9725 |  | 79.226
1 | 6700 | 707 | 0.035 | 15 | 15 | 7 | 3.1623e-11 | 0 | Water | Porous | Wet | R245fa | MinimizeLCOE | IgnoreSilica | 147.1252 | 146.2346 | 20.2552 | 4 | 3250.391 |  | 72.8892 |  | 237.5472 | -7.4313e-07 | 130985988525.3841 | 18564778.8701 | 1544403.1 | 17468776.9448 | 23640030.4133 | 24077.0464 | 670795.1364 | 0 | 24146015.9893 | 62822980.5752 | 42877975.1257 | 191759833.2012 | 3144235.0165 | 55070466.1876 |  | 1478867.319 | 11895814.3074 | 0 | 263349216.0317 |  | 31622.7766 | 81.0208 | 3250.391 |  | 72.8892
1 | 6700 | 707 | 0.035 | 15 | 15 | 7 | 4.217e-11 | 0 | Water | Porous | Wet | R245fa | MinimizeLCOE | IgnoreSilica | 174.9474 | 174.1077 | 24.1343 | 4 | 3041.9904 |  | 68.2159 |  | 237.7377 | -7.1953e-07 | 131044184459.8727 | 21034539.2437 | 1745010.6382 | 20085224.3506 | 28077047.7099 | 24077.0464 | 735083.5737 | 0 | 27963383.1994 | 72754987.0063 | 49656773.5973 | 222076126.3656 | 3144235.0165 | 55070466.1876 |  | 1478867.319 | 11895814.3074 | 0 | 293665509.1961 |  | 42169.6503 | 96.5373 | 3041.9904 |  | 68.2159
1 | 6700 | 707 | 0.035 | 15 | 15 | 7 | 5.6234e-11 | 0 | Water | Porous | Wet | R245fa | MinimizeLCOE | IgnoreSilica | 201.6754 | 200.8997 | 27.8708 | 4 | 2889.8896 |  | 64.8051 |  | 237.8824 | -6.9214e-07 | 131117917105.6224 | 23305771.5237 | 1928905.9128 | 22521939.6549 | 32337753.0793 | 24077.0464 | 786835.7814 | 0 | 31553060.3694 | 82094590.6586 | 56031244.9996 | 250584179.0261 | 3144235.0165 | 55070466.1876 |  | 1478867.319 | 11895814.3074 | 0 | 322173561.8566 |  | 56234.1325 | 111.483 | 2889.8896 |  | 64.8051
1 | 6700 | 707 | 0.035 | 15 | 15 | 7 | 7.4989e-11 | 0 | Water | Porous | Wet | R245fa | MinimizeLCOE | IgnoreSilica | 225.7368 | 225.0315 | 31.2443 | 4 | 2779.6967 |  | 62.334 |  | 237.9919 | -6.6347e-07 | 131221371011.3771 | 25279736.0586 | 2088313.9783 | 24661354.9836 | 36171866.2474 | 24077.0464 | 824264.2122 | 0 | 34729348.8853 | 90358641.8306 | 61671629.7338 | 275809232.9761 | 3144235.0165 | 55070466.1876 |  | 1478867.319 | 11895814.3074 | 0 | 347398615.8066 |  | 74989.4209 | 124.9772 | 2779.6967 |  | 62.334
1 | 6700 | 707 | 0.035 | 15 | 15 | 7 | 1e-10 | 0 | Water | Porous | Wet | R245fa | MinimizeLCOE | IgnoreSilica | 246.348 | 245.7119 | 34.1422 | 4 | 2699.856 |  | 60.5436 |  | 238.074 | -6.3623e-07 | 131348686309.9209 | 26924660.406 | 2220873.4219 | 26458379.0035 | 39455118.4043 | 24077.0464 | 849173.4767 | 0 | 37413589.886 | 97342486.3007 | 66438247.0883 | 297126605.0339 | 3144235.0165 | 55070466.1876 |  | 1478867.319 | 11895814.3074 | 0 | 368715987.8644 |  | 100000 | 136.5688 | 2699.856 |  | 60.5436
1 | 6700 | 707 | 0.035 | 15 | 15 | 7 | 1.3335e-10 | 0 | Water | Porous | Wet | R245fa | MinimizeLCOE | IgnoreSilica | 263.3273 | 262.7536 | 36.5357 | 4 | 2641.8907 |  | 59.2438 |  | 238.1352 | -5.8638e-07 | 131491264129.5792 | 28251260.0456 | 2327606.5538 | 27916518.1096 | 42159162.2011 | 24077.0464 | 864228.4749 | 0 | 39601712.4482 | 103035532.3621 | 70323868.0056 | 314503965.2473 | 3144235.0165 | 55070466.1876 |  | 1478867.319 | 11895814.3074 | 0 | 386093348.0778 |  | 133352.1432 | 146.1428 | 2641.8907 |  | 59.2438
1 | 6700 | 707 | 0.035 | 15 | 15 | 7 | 1.7783e-10 | 0 | Water | Porous | Wet | R245fa | MinimizeLCOE | IgnoreSilica | 276.94 | 276.4193 | 38.459 | 4 | 2599.6096 |  | 58.2956 |  | 238.1804 | -5.1751e-07 | 131635841297.7396 | 29297776.8568 | 2411700.5481 | 29072142.1577 | 44326697.9273 | 24077.0464 | 872496.7359 | 0 | 41341907.5961 | 107563163.1738 | 73414069.0681 | 328324031.11 | 3144235.0165 | 55070466.1876 |  | 1478867.319 | 11895814.3074 | 0 | 399913413.9405 |  | 177827.941 | 153.8359 | 2599.6096 |  | 58.2956
1 | 6700 | 707 | 0.035 | 15 | 15 | 7 | 2.3714e-10 | 0 | Water | Porous | Wet | R245fa | MinimizeLCOE | IgnoreSilica | 287.6394 | 287.1619 | 39.9736 | 4 | 2568.6288 |  | 57.6009 |  | 238.2137 | -4.6122e-07 | 131772345800.2674 | 30110336.4177 | 2476932.9731 | 29972553.5636 | 46030177.3036 | 24077.0464 | 876407.8865 | 0 | 42701289.2245 | 111099995.3233 | 75828029.6847 | 339119799.4234 | 3144235.0165 | 55070466.1876 |  | 1478867.319 | 11895814.3074 | 0 | 410709182.2539 |  | 237137.3706 | 159.8943 | 2568.6288 |  | 57.6009
1 | 6700 | 707 | 0.035 | 15 | 15 | 7 | 3.1623e-10 | 0 | Water | Porous | Wet | R245fa | MinimizeLCOE | IgnoreSilica | 295.907 | 295.4816 | 41.1442 | 4 | 2546.0887 |  | 57.0954 |  | 238.2474 | -4.2574e-07 | 131846099355.4614 | 30733824.414 | 2526951.0246 | 30665262.203 | 47344109.1031 | 24077.0464 | 881717.8499 | 0 | 43748617.24 | 113824927.9831 | 77687852.2168 | 347437339.0808 | 3144235.0165 | 55070466.1876 |  | 1478867.319 | 11895814.3074 | 0 | 419026721.9114 |  | 316227.766 | 164.5766 | 2546.0887 |  | 57.0954
1 | 6700 | 707 | 0.035 | 15 | 15 | 7 | 4.217e-10 | 0 | Water | Porous | Wet | R245fa | MinimizeLCOE | IgnoreSilica | 301.2273 | 300.8577 | 41.9063 | 4 | 2531.5354 |  | 56.7691 |  | 238.2792 | -4.0444e-07 | 131902079436.3051 | 31134108.5148 | 2559046.9574 | 31110799.6579 | 48186790.4177 | 24077.0464 | 879693.4444 | 0 | 44418861.255 | 115568765.4243 | 78878057.1028 | 352760199.8206 | 3144235.0165 | 55070466.1876 |  | 1478867.319 | 11895814.3074 | 0 | 424349582.6512 |  | 421696.5034 | 167.6254 | 2531.5354 |  | 56.7691
1 | 6700 | 707 | 0.035 | 15 | 15 | 7 | 5.6234e-10 | 0 | Water | Porous | Wet | R245fa | MinimizeLCOE | IgnoreSilica | 304.4332 | 304.1023 | 42.3758 | 4 | 2522.2212 |  | 56.5602 |  | 238.3004 | -3.8869e-07 | 132007376007.7416 | 31374727.7733 | 2578334.5381 | 31378923.7655 | 48693940.6652 | 24077.0464 | 869539.2055 | 0 | 44818621.7677 | 116608860.276 | 79587943.2109 | 355934968.2486 | 3144235.0165 | 55070466.1876 |  | 1478867.319 | 11895814.3074 | 0 | 427524351.0792 |  | 562341.3252 | 169.5031 | 2522.2212 |  | 56.5602
1 | 6700 | 707 | 0.035 | 15 | 15 | 7 | 7.4989e-10 | 0 | Water | Porous | Wet | R245fa | MinimizeLCOE | IgnoreSilica | 306.8622 | 306.5612 | 42.7317 | 4 | 2515.2626 |  | 56.4042 |  | 238.3165 | -3.7686e-07 | 132087084760.9279 | 31556603.8907 | 2592910.4313 | 31581739.1775 | 49078094.459 | 24077.0464 | 861609.4458 | 0 | 45121063.4358 | 117395751.4572 | 80125012.611 | 358336861.9548 | 3144235.0165 | 55070466.1876 |  | 1478867.319 | 11895814.3074 | 0 | 429926244.7854 |  | 749894.2093 | 170.927 | 2515.2626 |  | 56.4042
1 | 6700 | 707 | 0.035 | 15 | 15 | 7 | 1e-09 | 0 | Water | Porous | Wet | R245fa | MinimizeLCOE | IgnoreSilica | 308.6916 | 308.4136 | 43.0001 | 4 | 2510.0692 |  | 56.2877 |  | 238.3286 | -9.8902e-05 | 132147865909.4654 | 31693350.1192 | 2603867.8669 | 31734313.1018 | 49367375.5285 | 24077.0464 | 855415.7773 | 0 | 45348575.7816 | 117987691.9119 | 80529024.1345 | 360143691.2681 | 3144235.0165 | 55070466.1876 |  | 1478867.319 | 11895814.3074 | 0 | 431733074.0986 |  | 1000000 | 172.0005 | 2510.0692 |  | 56.2877
1 | 6700 | 707 | 0.035 | 15 | 15 | 7 | 1.3335e-09 | 0 | Water | Porous | Wet | R245fa | MinimizeLCOE | IgnoreSilica | 310.0675 | 309.807 | 43.2021 | 4 | 2506.1902 |  | 56.2007 |  | 238.3378 | -9.724e-05 | 132193833031.5294 | 31796063.5141 | 2612097.326 | 31848962.3833 | 49584912.4806 | 24077.0464 | 850636.0877 | 0 | 45519532.0469 | 118432485.046 | 80832604.5881 | 361501370.5191 | 3144235.0165 | 55070466.1876 |  | 1478867.319 | 11895814.3074 | 0 | 433090753.3496 |  | 1333521.4322 | 172.8084 | 2506.1902 |  | 56.2007
1 | 6700 | 707 | 0.035 | 15 | 15 | 7 | 1.7783e-09 | 0 | Water | Porous | Wet | R245fa | MinimizeLCOE | IgnoreSilica | 311.0958 | 310.8486 | 43.3532 | 4 | 2503.2995 |  | 56.1359 |  | 238.3446 | -9.5979e-05 | 132228993839.6326 | 31872759.1931 | 2618241.7081 | 31934596.9322 | 49747476.7171 | 24077.0464 | 846916.405 | 0 | 45647186.5207 | 118764615.8015 | 81059290.6533 | 362515160.9773 | 3144235.0165 | 55070466.1876 |  | 1478867.319 | 11895814.3074 | 0 | 434104543.8079 |  | 1778279.41 | 173.4129 | 2503.2995 |  | 56.1359
1 | 6700 | 707 | 0.035 | 15 | 15 | 7 | 2.3714e-09 | 0 | Water | Porous | Wet | R245fa | MinimizeLCOE | IgnoreSilica | 311.8728 | 311.6357 | 43.4674 | 4 | 2501.1286 |  | 56.0872 |  | 238.3498 | -9.5038e-05 | 132255188983.198 | 31930666.5852 | 2622880.5943 | 31999268.3372 | 49870304.0164 | 24077.0464 | 844126.5439 | 0 | 45743616.0181 | 119015505.5733 | 81230528.0779 | 363280972.7927 | 3144235.0165 | 55070466.1876 |  | 1478867.319 | 11895814.3074 | 0 | 434870355.6233 |  | 2371373.7057 | 173.8696 | 2501.1286 |  | 56.0872
1 | 6700 | 707 | 0.035 | 15 | 15 | 7 | 3.1623e-09 | 0 | Water | Porous | Wet | R245fa | MinimizeLCOE | IgnoreSilica | 312.4648 | 312.2353 | 43.5543 | 4 | 2499.4887 |  | 56.0504 |  | 238.3538 | -9.4343e-05 | 132274310998.8065 | 31974755.3071 | 2626412.3148 | 32048515.5386 | 49963880.5333 | 24077.0464 | 842092.2939 | 0 | 45817095.8833 | 119206685.1097 | 81361012.0398 | 363864526.067 | 3144235.0165 | 55070466.1876 |  | 1478867.319 | 11895814.3074 | 0 | 435453908.8975 |  | 3162277.6602 | 174.2172 | 2499.4887 |  | 56.0504
1 | 6700 | 707 | 0.035 | 15 | 15 | 7 | 4.217e-09 | 0 | Water | Porous | Wet | R245fa | MinimizeLCOE | IgnoreSilica | 312.9058 | 312.6821 | 43.6191 | 4 | 2498.2662 |  | 56.023 |  | 238.3567 | -9.3816e-05 | 132288935846.7097 | 32007588.9256 | 2629042.3517 | 32085195.5822 | 50033588.5325 | 24077.0464 | 840520.2235 | 0 | 45871804.9381 | 119349026.8479 | 81458163.2009 | 364299007.6487 | 3144235.0165 | 55070466.1876 |  | 1478867.319 | 11895814.3074 | 0 | 435888390.4792 |  | 4216965.0343 | 174.4764 | 2498.2662 |  | 56.023
1 | 6700 | 707 | 0.035 | 15 | 15 | 7 | 5.6234e-09 | 0 | Water | Porous | Wet | R245fa | MinimizeLCOE | IgnoreSilica | 313.2347 | 313.0153 | 43.6675 | 4 | 2497.3536 |  | 56.0025 |  | 238.3589 | -9.3417e-05 | 132300072187.36 | 32032072.9211 | 2631003.5145 | 32112550.5274 | 50085580.5022 | 24077.0464 | 839313.8609 | 0 | 45912593.3653 | 119455149.9685 | 81530594.4114 | 364622936.1177 | 3144235.0165 | 55070466.1876 |  | 1478867.319 | 11895814.3074 | 0 | 436212318.9482 |  | 5623413.2519 | 174.6698 | 2497.3536 |  | 56.0025
1 | 6700 | 707 | 0.035 | 15 | 15 | 7 | 7.4989e-09 | 0 | Water | Porous | Wet | R245fa | MinimizeLCOE | IgnoreSilica | 313.471 | 313.2548 | 43.7024 | 4 | 2496.6874 |  | 55.9876 |  | 238.3605 | -9.3103e-05 | 132309181949.8603 | 32049664.3992 | 2632412.5603 | 32132206.1605 | 50122925.7863 | 24077.0464 | 838302.7991 | 0 | 45941839.6132 | 119531242.7064 | 81582529.2686 | 364855200.3399 | 3144235.0165 | 55070466.1876 |  | 1478867.319 | 11895814.3074 | 0 | 436444583.1704 |  | 7498942.0933 | 174.8095 | 2496.6874 |  | 55.9876
1 | 6700 | 707 | 0.035 | 15 | 15 | 7 | 1e-08 | 0 | Water | Porous | Wet | R245fa | MinimizeLCOE | IgnoreSilica | 313.6562 | 313.4425 | 43.7296 | 4 | 2496.1747 |  | 55.9761 |  | 238.3618 | -9.2878e-05 | 132315467984.8001 | 32063445.3932 | 2633516.3769 | 32147605.0163 | 50152200.1365 | 24077.0464 | 837619.13 | 0 | 45964800.6087 | 119590982.5068 | 81623302.9098 | 365037549.1245 | 3144235.0165 | 55070466.1876 |  | 1478867.319 | 11895814.3074 | 0 | 436626931.955 |  | 10000000 | 174.9184 | 2496.1747 |  | 55.9761
1 | 6800 | 707 | 0.035 | 15 | 15 | 7 | 1e-13 | 0 | Water | Porous | Wet | R245fa | MinimizeLCOE | IgnoreSilica | 1.2121 | 0.45204 | 0.036894 | 4 | 508267.6565 |  | 11397.7785 |  | 149.4128 | -7.1193e-05 | 67332114911.6336 | 255179.2386 | 12091.1081 | 177643.3372 | 105375.0208 | 24077.0464 | 65543.1161 | 0 | 249564.4582 | 649315.5275 | 443171.1896 | 1981960.0425 | 3144235.0165 | 56267967.3838 |  | 1478867.319 | 12135314.5466 | 0 | 75008344.3084 |  | 100 | 0.14758 | 508267.6565 |  | 11397.7785
1 | 6800 | 707 | 0.035 | 15 | 15 | 7 | 1.3335e-13 | 0 | Water | Porous | Wet | R245fa | MinimizeLCOE | IgnoreSilica | 1.5678 | 0.71179 | 0.07086 | 4 | 267450.8516 |  | 5997.5203 |  | 165.2679 | -8.1489e-05 | 90849505407.7855 | 374679.4211 | 20255.242 | 252653.0982 | 153939.7121 | 24077.0464 | 72027.8102 | 0 | 350076.6087 | 910827.5251 | 621658.5015 | 2780194.9652 | 3144235.0165 | 56267967.3838 |  | 1478867.319 | 12135314.5466 | 0 | 75806579.2311 |  | 133.3521 | 0.28344 | 267450.8516 |  | 5997.5203
1 | 6800 | 707 | 0.035 | 15 | 15 | 7 | 1.7783e-13 | 0 | Water | Porous | Wet | R245fa | MinimizeLCOE | IgnoreSilica | 2.0114 | 1.1079 | 0.1428 | 4 | 135380.0946 |  | 3035.8657 |  | 178.9243 | -9.3757e-05 | 1.0901e+12 | 586559.9789 | 51972.198 | 351343.9617 | 296046.0155 | 24077.0464 | 79218.4564 | 0 | 541794.8862 | 1409639.1564 | 962107.6894 | 4302759.3889 | 3144235.0165 | 56267967.3838 |  | 1478867.319 | 12135314.5466 | 0 | 77329143.6548 |  | 177.8279 | 0.5712 | 135380.0946 |  | 3035.8657
1 | 6800 | 707 | 0.035 | 15 | 15 | 7 | 2.3714e-13 | 0 | Water | Porous | Wet | R245fa | MinimizeLCOE | IgnoreSilica | 2.4135 | 1.7204 | 0.22785 | 4 | 89082.8474 |  | 1997.6612 |  | 187.738 | -3.2572e-07 | 114217387223.0879 | 797210.4547 | 69032.5783 | 499709.5322 | 1161809.8982 | 24077.0464 | 84521.0167 | 0 | 1028180.6053 | 2675115.0262 | 1825820.9735 | 8165477.1314 | 3144235.0165 | 56267967.3838 |  | 1478867.319 | 12135314.5466 | 0 | 81191861.3973 |  | 237.1374 | 0.91142 | 89082.8474 |  | 1997.6612
1 | 6800 | 707 | 0.035 | 15 | 15 | 7 | 3.1623e-13 | 0 | Water | Porous | Wet | R245fa | MinimizeLCOE | IgnoreSilica | 3.0176 | 2.2842 | 0.30547 | 4 | 66458.4494 |  | 1490.3146 |  | 197.1764 | -3.7544e-07 | 117240424951.7938 | 972394.1568 | 83956.6883 | 626925.032 | 841796.2195 | 24077.0464 | 90906.9089 | 0 | 1029621.8602 | 2678864.8757 | 1828380.3228 | 8176923.1103 | 3144235.0165 | 56267967.3838 |  | 1478867.319 | 12135314.5466 | 0 | 81203307.3762 |  | 316.2278 | 1.2219 | 66458.4494 |  | 1490.3146
1 | 6800 | 707 | 0.035 | 15 | 15 | 7 | 4.217e-13 | 0 | Water | Porous | Wet | R245fa | MinimizeLCOE | IgnoreSilica | 3.7948 | 3.0409 | 0.40955 | 4 | 50394.9284 |  | 1130.094 |  | 205.3781 | -4.3537e-07 | 120847623517.6851 | 1188905.6107 | 102593.3678 | 788191.3183 | 873696.7037 | 24077.0464 | 99340.6791 | 0 | 1199953.8432 | 3122033.7555 | 2130852.1895 | 9529644.5143 | 3144235.0165 | 56267967.3838 |  | 1478867.319 | 12135314.5466 | 0 | 82556028.7802 |  | 421.6965 | 1.6382 | 50394.9284 |  | 1130.094
1 | 6800 | 707 | 0.035 | 15 | 15 | 7 | 5.6234e-13 | 0 | Water | Porous | Wet | R245fa | MinimizeLCOE | IgnoreSilica | 4.7622 | 3.9969 | 0.54156 | 4 | 38942.3429 |  | 873.2726 |  | 212.164 | -4.9074e-07 | 123864001627.543 | 1441009.4459 | 124244.173 | 980847.8413 | 980797.9767 | 24077.0464 | 107977.6085 | 0 | 1426992.0958 | 3712740.7169 | 2534021.8285 | 11332708.7328 | 3144235.0165 | 56267967.3838 |  | 1478867.319 | 12135314.5466 | 0 | 84359092.9987 |  | 562.3413 | 2.1663 | 38942.3429 |  | 873.2726
1 | 6800 | 707 | 0.035 | 15 | 15 | 7 | 7.4989e-13 | 0 | Water | Porous | Wet | R245fa | MinimizeLCOE | IgnoreSilica | 5.9996 | 5.2326 | 0.71246 | 4 | 30405.5543 |  | 681.8372 |  | 217.8637 | -5.4501e-07 | 126314254116.4436 | 1742151.5649 | 150034.8851 | 1216731.9791 | 1148028.3627 | 24077.0464 | 117950.8456 | 0 | 1715600.1267 | 4463639.6117 | 3046525.7536 | 13624740.1757 | 3144235.0165 | 56267967.3838 |  | 1478867.319 | 12135314.5466 | 0 | 86651124.4417 |  | 749.8942 | 2.8498 | 30405.5543 |  | 681.8372
1 | 6800 | 707 | 0.035 | 15 | 15 | 7 | 1e-12 | 0 | Water | Porous | Wet | R245fa | MinimizeLCOE | IgnoreSilica | 7.6005 | 6.8429 | 0.93536 | 4 | 23930.2178 |  | 536.6293 |  | 222.6232 | -5.9756e-07 | 128271209436.6429 | 2105178.7117 | 181046.6357 | 1508053.9083 | 1381443.3856 | 24077.0464 | 129836.3811 | 0 | 2078558.0668 | 5407981.719 | 3691058.6462 | 16507234.5009 | 3144235.0165 | 56267967.3838 |  | 1478867.319 | 12135314.5466 | 0 | 89533618.7668 |  | 1000 | 3.7414 | 23930.2178 |  | 536.6293
1 | 6800 | 707 | 0.035 | 15 | 15 | 7 | 1.3335e-12 | 0 | Water | Porous | Wet | R245fa | MinimizeLCOE | IgnoreSilica | 9.6764 | 8.9419 | 1.2262 | 4 | 18989.0696 |  | 425.8253 |  | 226.5415 | -6.4545e-07 | 129861058926.769 | 2543085.3183 | 218349.0007 | 1867959.3628 | 1695021.521 | 24077.0464 | 143859.4224 | 0 | 2532017.1519 | 6587789.2412 | 4496301.5226 | 20108459.5874 | 3144235.0165 | 56267967.3838 |  | 1478867.319 | 12135314.5466 | 0 | 93134843.8533 |  | 1333.5214 | 4.9047 | 18989.0696 |  | 425.8253
1 | 6800 | 707 | 0.035 | 15 | 15 | 7 | 1.7783e-12 | 0 | Water | Porous | Wet | R245fa | MinimizeLCOE | IgnoreSilica | 12.3721 | 11.677 | 1.6055 | 4 | 15201.4581 |  | 340.889 |  | 229.7263 | -6.8625e-07 | 131083183828.0881 | 3071402.4732 | 263213.8935 | 2312538.8052 | 2109627.6049 | 24077.0464 | 160280.397 | 0 | 3097044.6859 | 8057874.9814 | 5499665.2476 | 24595725.1351 | 3144235.0165 | 56267967.3838 |  | 1478867.319 | 12135314.5466 | 0 | 97622109.401 |  | 1778.2794 | 6.4219 | 15201.4581 |  | 340.889
1 | 6800 | 707 | 0.035 | 15 | 15 | 7 | 2.3714e-12 | 0 | Water | Porous | Wet | R245fa | MinimizeLCOE | IgnoreSilica | 15.9265 | 15.2916 | 2.1068 | 4 | 12257.0902 |  | 274.8623 |  | 232.3154 | -7.2341e-07 | 132035939791.5663 | 3717742.8686 | 317919.923 | 2869353.5741 | 2661593.7234 | 24077.0464 | 180658.0057 | 0 | 3810824.6051 | 9914983.9147 | 6767180.2544 | 30264333.9153 | 3144235.0165 | 56267967.3838 |  | 1478867.319 | 12135314.5466 | 0 | 103290718.1812 |  | 2371.3737 | 8.427 | 12257.0902 |  | 274.8623
1 | 6800 | 707 | 0.035 | 15 | 15 | 7 | 3.1623e-12 | 0 | Water | Porous | Wet | R245fa | MinimizeLCOE | IgnoreSilica | 20.6011 | 20.0525 | 2.7672 | 4 | 9976.2746 |  | 223.7155 |  | 234.3846 | -7.5456e-07 | 132771301114.6379 | 4505555.6312 | 384338.7058 | 3564156.4806 | 3391664.5334 | 24077.0464 | 205403.0809 | 0 | 4709326.2365 | 12252700.8517 | 8362720.0991 | 37399942.6656 | 3144235.0165 | 56267967.3838 |  | 1478867.319 | 12135314.5466 | 0 | 110426326.9315 |  | 3162.2777 | 11.0689 | 9976.2746 |  | 223.7155
1 | 6800 | 707 | 0.035 | 15 | 15 | 7 | 4.217e-12 | 0 | Water | Porous | Wet | R245fa | MinimizeLCOE | IgnoreSilica | 26.7574 | 26.3284 | 3.638 | 4 | 8206.2595 |  | 184.0234 |  | 236.0219 | -7.8007e-07 | 133331630613.8119 | 5466491.268 | 465074.3771 | 4431611.089 | 4355724.9829 | 24077.0464 | 235554.2451 | 0 | 5841627.8733 | 15198717.4436 | 10373436.9577 | 46392315.2829 | 3144235.0165 | 56267967.3838 |  | 1478867.319 | 12135314.5466 | 0 | 119418699.5488 |  | 4216.965 | 14.5521 | 8206.2595 |  | 184.0234
1 | 6800 | 707 | 0.035 | 15 | 15 | 7 | 5.6234e-12 | 0 | Water | Porous | Wet | R245fa | MinimizeLCOE | IgnoreSilica | 34.84 | 34.5731 | 4.7823 | 4 | 6833.6753 |  | 153.2435 |  | 237.3028 | -7.9977e-07 | 133759313222.6825 | 6634563.0456 | 562785.2833 | 5510784.5704 | 5623901.6206 | 24077.0464 | 272007.047 | 0 | 7264966.2592 | 18901951.9569 | 12900970.6069 | 57696007.4363 | 3144235.0165 | 56267967.3838 |  | 1478867.319 | 12135314.5466 | 0 | 130722391.7022 |  | 5623.4133 | 19.1291 | 6833.6753 |  | 153.2435
1 | 6800 | 707 | 0.035 | 15 | 15 | 7 | 7.4989e-12 | 0 | Water | Porous | Wet | R245fa | MinimizeLCOE | IgnoreSilica | 45.3884 | 45.3375 | 6.2766 | 4 | 5769.803 |  | 129.3864 |  | 238.2953 | -8.1387e-07 | 134084607700.5784 | 8046263.2526 | 680371.4218 | 6845239.8391 | 7280534.9242 | 24077.0464 | 315686.9586 | 0 | 9044947.6426 | 23533098.3923 | 16061823.2095 | 71832042.6871 | 3144235.0165 | 56267967.3838 |  | 1478867.319 | 12135314.5466 | 0 | 144858426.9531 |  | 7498.9421 | 25.1063 | 5769.803 |  | 129.3864
1 | 6800 | 707 | 0.035 | 15 | 15 | 7 | 1e-11 | 0 | Water | Porous | Wet | R245fa | MinimizeLCOE | IgnoreSilica | 59.0011 | 59.233 | 8.2061 | 4 | 4946.4179 |  | 110.9222 |  | 239.0575 | -8.2252e-07 | 134329981590.3821 | 9734769.484 | 820389.4802 | 8477606.6697 | 9419481.4636 | 24077.0464 | 367262.7187 | 0 | 11248998.8764 | 29267587.5895 | 19975729.9186 | 89335903.2471 | 3144235.0165 | 56267967.3838 |  | 1478867.319 | 12135314.5466 | 0 | 162362287.5131 |  | 10000 | 32.8242 | 4946.4179 |  | 110.9222
1 | 6800 | 707 | 0.035 | 15 | 15 | 7 | 1.3335e-11 | 0 | Water | Porous | Wet | R245fa | MinimizeLCOE | IgnoreSilica | 76.2432 | 76.8378 | 10.6514 | 4 | 4311.0207 |  | 96.6736 |  | 239.6384 | -8.2583e-07 | 134509826982.9083 | 11720434.628 | 984300.9454 | 10439560.1157 | 12129328.0759 | 24077.0464 | 426846.4649 | 0 | 13932573.4377 | 36249698.1212 | 24741163.8246 | 110647982.6598 | 3144235.0165 | 56267967.3838 |  | 1478867.319 | 12135314.5466 | 0 | 183674366.9257 |  | 13335.2143 | 42.6058 | 4311.0207 |  | 96.6736
1 | 6800 | 707 | 0.035 | 15 | 15 | 7 | 1.7783e-11 | 0 | Water | Porous | Wet | R245fa | MinimizeLCOE | IgnoreSilica | 97.3615 | 98.4062 | 13.6494 | 4 | 3824.8278 |  | 85.7708 |  | 240.0771 | -8.2238e-07 | 134650126103.7431 | 13985420.8941 | 1170424.6002 | 12724486.3338 | 15448432.2362 | 24077.0464 | 492375.0658 | 0 | 17099634.3088 | 44489740.8543 | 30365162.3058 | 135799753.6454 | 3144235.0165 | 56267967.3838 |  | 1478867.319 | 12135314.5466 | 0 | 208826137.9114 |  | 17782.7941 | 54.5975 | 3824.8278 |  | 85.7708
1 | 6800 | 707 | 0.035 | 15 | 15 | 7 | 2.3714e-11 | 0 | Water | Porous | Wet | R245fa | MinimizeLCOE | IgnoreSilica | 122.0432 | 123.6221 | 17.1579 | 4 | 3456.7036 |  | 77.5157 |  | 240.4066 | -8.1131e-07 | 134769731076.8339 | 16462583.9083 | 1373107.6542 | 15272115.8966 | 19326858.863 | 24077.0464 | 559967.4949 | 0 | 20677297.2367 | 53798085.9131 | 36718299.0758 | 164212393.089 | 3144235.0165 | 56267967.3838 |  | 1478867.319 | 12135314.5466 | 0 | 237238777.355 |  | 23713.7371 | 68.6315 | 3456.7036 |  | 77.5157
1 | 6800 | 707 | 0.035 | 15 | 15 | 7 | 3.1623e-11 | 0 | Water | Porous | Wet | R245fa | MinimizeLCOE | IgnoreSilica | 149.2058 | 151.3837 | 21.026 | 4 | 3181.5209 |  | 71.3448 |  | 240.6537 | -7.9273e-07 | 134885386262.1409 | 19030385.9361 | 1582339.7296 | 17959136.9619 | 23594229.1963 | 24077.0464 | 624222.5574 | 0 | 24497612.6568 | 63737762.9817 | 43502332.9151 | 194552099.9813 | 3144235.0165 | 56267967.3838 |  | 1478867.319 | 12135314.5466 | 0 | 267578484.2472 |  | 31622.7766 | 84.104 | 3181.5209 |  | 71.3448
1 | 6800 | 707 | 0.035 | 15 | 15 | 7 | 4.217e-11 | 0 | Water | Porous | Wet | R245fa | MinimizeLCOE | IgnoreSilica | 177.0669 | 179.8719 | 25.0028 | 4 | 2978.7019 |  | 66.7967 |  | 240.8389 | -7.6766e-07 | 135018489915.4518 | 21531086.1973 | 1785352.7129 | 20615449.1558 | 27970138.8309 | 24077.0464 | 679203.3404 | 0 | 28316069.8406 | 73672605.3007 | 50283066.9384 | 224877049.3635 | 3144235.0165 | 56267967.3838 |  | 1478867.319 | 12135314.5466 | 0 | 297903433.6294 |  | 42169.6503 | 100.0112 | 2978.7019 |  | 66.7967
1 | 6800 | 707 | 0.035 | 15 | 15 | 7 | 5.6234e-11 | 0 | Water | Porous | Wet | R245fa | MinimizeLCOE | IgnoreSilica | 203.6757 | 207.0917 | 28.8113 | 4 | 2830.9208 |  | 63.4827 |  | 240.977 | -7.3836e-07 | 135185571766.2872 | 23818417.4255 | 1970459.113 | 23075552.3791 | 32148162.0355 | 24077.0464 | 720809.7958 | 0 | 31885416.3401 | 82959312.7188 | 56621435.574 | 253223642.4282 | 3144235.0165 | 56267967.3838 |  | 1478867.319 | 12135314.5466 | 0 | 326250026.6941 |  | 56234.1325 | 115.2452 | 2830.9208 |  | 63.4827
1 | 6800 | 707 | 0.035 | 15 | 15 | 7 | 7.4989e-11 | 0 | Water | Porous | Wet | R245fa | MinimizeLCOE | IgnoreSilica | 227.581 | 231.555 | 32.2426 | 4 | 2723.736 |  | 61.0791 |  | 241.0794 | -7.0816e-07 | 135385061421.6929 | 25803134.3645 | 2130650.4248 | 25231633.5453 | 35900916.1634 | 24077.0464 | 748734.7264 | 0 | 35037267.0456 | 91159781.7209 | 62218424.1707 | 278254619.208 | 3144235.0165 | 56267967.3838 |  | 1478867.319 | 12135314.5466 | 0 | 351281003.4739 |  | 74989.4209 | 128.9703 | 2723.736 |  | 61.0791
1 | 6800 | 707 | 0.035 | 15 | 15 | 7 | 1e-10 | 0 | Water | Porous | Wet | R245fa | MinimizeLCOE | IgnoreSilica | 247.9559 | 252.4112 | 35.1756 | 4 | 2646.1906 |  | 59.3402 |  | 241.1545 | -6.7928e-07 | 135612186002.3327 | 27449269.6661 | 2263238.5461 | 27033915.1173 | 39098911.4804 | 24077.0464 | 764391.3688 | 0 | 37687183.2578 | 98054320.1325 | 66924088.3053 | 299299394.9207 | 3144235.0165 | 56267967.3838 |  | 1478867.319 | 12135314.5466 | 0 | 372325779.1867 |  | 100000 | 140.7026 | 2646.1906 |  | 59.3402
1 | 6800 | 707 | 0.035 | 15 | 15 | 7 | 1.3335e-10 | 0 | Water | Porous | Wet | R245fa | MinimizeLCOE | IgnoreSilica | 264.7279 | 269.5823 | 37.5961 | 4 | 2589.8093 |  | 58.0758 |  | 241.2092 | -6.2639e-07 | 135845363133.7467 | 28776194.7638 | 2369945.1176 | 28495427.9208 | 41731115.0778 | 24077.0464 | 771487.8752 | 0 | 39845616.6426 | 103670121.0443 | 70756987.8207 | 316440973.3093 | 3144235.0165 | 56267967.3838 |  | 1478867.319 | 12135314.5466 | 0 | 389467357.5752 |  | 133352.1432 | 150.3846 | 2589.8093 |  | 58.0758
1 | 6800 | 707 | 0.035 | 15 | 15 | 7 | 1.7783e-10 | 0 | Water | Porous | Wet | R245fa | MinimizeLCOE | IgnoreSilica | 278.1385 | 283.3132 | 39.536 | 4 | 2548.7006 |  | 57.154 |  | 241.2488 | -5.5299e-07 | 136071091508.8894 | 29820360.2167 | 2453810.4098 | 29650732.6999 | 43835678.8742 | 24077.0464 | 772808.7642 | 0 | 41557412.5243 | 108123862.7909 | 73796758.078 | 330035501.4043 | 3144235.0165 | 56267967.3838 |  | 1478867.319 | 12135314.5466 | 0 | 403061885.6702 |  | 177827.941 | 158.1441 | 2548.7006 |  | 57.154
1 | 6800 | 707 | 0.035 | 15 | 15 | 7 | 2.3714e-10 | 0 | Water | Porous | Wet | R245fa | MinimizeLCOE | IgnoreSilica | 288.6721 | 294.0985 | 41.0626 | 4 | 2518.5551 |  | 56.478 |  | 241.2774 | -4.9301e-07 | 136275929572.1638 | 30630666.2138 | 2518832.1584 | 30550354.784 | 45488735.4144 | 24077.0464 | 770997.6732 | 0 | 42893628.6832 | 111600423.1406 | 76169581.9528 | 340647297.0669 | 3144235.0165 | 56267967.3838 |  | 1478867.319 | 12135314.5466 | 0 | 413673681.3328 |  | 237137.3706 | 164.2504 | 2518.5551 |  | 56.478
1 | 6800 | 707 | 0.035 | 15 | 15 | 7 | 3.1623e-10 | 0 | Water | Porous | Wet | R245fa | MinimizeLCOE | IgnoreSilica | 296.8279 | 302.4719 | 42.2441 | 4 | 2496.6303 |  | 55.9863 |  | 241.3095 | -4.5505e-07 | 136387491358.1668 | 31254065.061 | 2568820.7507 | 31244246.3898 | 46766129.1293 | 24077.0464 | 773260.8009 | 0 | 43925933.6794 | 114286268.986 | 78002726.9309 | 348845528.7745 | 3144235.0165 | 56267967.3838 |  | 1478867.319 | 12135314.5466 | 0 | 421871913.0404 |  | 316227.766 | 168.9765 | 2496.6303 |  | 55.9863
1 | 6800 | 707 | 0.035 | 15 | 15 | 7 | 4.217e-10 | 0 | Water | Porous | Wet | R245fa | MinimizeLCOE | IgnoreSilica | 301.9506 | 307.7533 | 42.9949 | 4 | 2482.8151 |  | 55.6765 |  | 241.3396 | -4.3179e-07 | 136469633712.9195 | 31644790.4065 | 2600136.6257 | 31679928.2197 | 47566040.2512 | 24077.0464 | 769160.1482 | 0 | 44570811.7521 | 115964109.4484 | 79147887.5227 | 353966941.421 | 3144235.0165 | 56267967.3838 |  | 1478867.319 | 12135314.5466 | 0 | 426993325.687 |  | 421696.5034 | 171.9795 | 2482.8151 |  | 55.6765
1 | 6800 | 707 | 0.035 | 15 | 15 | 7 | 5.6234e-10 | 0 | Water | Porous | Wet | R245fa | MinimizeLCOE | IgnoreSilica | 305.0984 | 311.0036 | 43.4642 | 4 | 2473.9462 |  | 55.4776 |  | 241.36 | -4.1501e-07 | 136578913633.1971 | 31884325.0569 | 2619329.1047 | 31947314.7198 | 48057021.8767 | 24077.0464 | 759237.7906 | 0 | 44963609.1821 | 116986087.7873 | 79845408.7385 | 357086411.3029 | 3144235.0165 | 56267967.3838 |  | 1478867.319 | 12135314.5466 | 0 | 430112795.5688 |  | 562341.3252 | 173.857 | 2473.9462 |  | 55.4776
1 | 6800 | 707 | 0.035 | 15 | 15 | 7 | 7.4989e-10 | 0 | Water | Porous | Wet | R245fa | MinimizeLCOE | IgnoreSilica | 307.4736 | 313.4569 | 43.8188 | 4 | 2467.339 |  | 55.3295 |  | 241.3755 | -4.0236e-07 | 136662285943.07 | 32064661.6773 | 2633775.534 | 32148764.8457 | 48427430.4503 | 24077.0464 | 751441.8622 | 0 | 45259559.0522 | 117756088.6417 | 80370950.1436 | 359436749.2533 | 3144235.0165 | 56267967.3838 |  | 1478867.319 | 12135314.5466 | 0 | 432463133.5192 |  | 749894.2093 | 175.2751 | 2467.339 |  | 55.3295
1 | 6800 | 707 | 0.035 | 15 | 15 | 7 | 1e-09 | 0 | Water | Porous | Wet | R245fa | MinimizeLCOE | IgnoreSilica | 309.2595 | 315.3019 | 44.0856 | 4 | 2462.4153 |  | 55.2191 |  | 241.3871 | -3.9282e-07 | 136725812326.4329 | 32200024.4674 | 2644617.5848 | 32300057.0144 | 48705887.0614 | 24077.0464 | 745362.5933 | 0 | 45481810.0494 | 118334340.1466 | 80765618.6776 | 361201794.6414 | 3144235.0165 | 56267967.3838 |  | 1478867.319 | 12135314.5466 | 0 | 434228178.9074 |  | 1000000 | 176.3424 | 2462.4153 |  | 55.2191
1 | 6800 | 707 | 0.035 | 15 | 15 | 7 | 1.3335e-09 | 0 | Water | Porous | Wet | R245fa | MinimizeLCOE | IgnoreSilica | 310.6205 | 316.7081 | 44.2888 | 4 | 2458.7055 |  | 55.1359 |  | 241.396 | -3.8573e-07 | 136772870977.4603 | 32303048.7957 | 2652868.5251 | 32415251.7108 | 48918094.8663 | 24077.0464 | 740836.0563 | 0 | 45651129.0302 | 118774873.4025 | 81066291.6768 | 362546471.1102 | 3144235.0165 | 56267967.3838 |  | 1478867.319 | 12135314.5466 | 0 | 435572855.3761 |  | 1333521.4322 | 177.1554 | 2458.7055 |  | 55.1359
1 | 6800 | 707 | 0.035 | 15 | 15 | 7 | 1.7783e-09 | 0 | Water | Porous | Wet | R245fa | MinimizeLCOE | IgnoreSilica | 311.6365 | 317.758 | 44.4407 | 4 | 2455.9448 |  | 55.074 |  | 241.4026 | -3.8038e-07 | 136808846626.947 | 32379878.7359 | 2659021.1107 | 32501183.7615 | 49076473.124 | 24077.0464 | 737313.4813 | 0 | 45777399.4313 | 119103403.0844 | 81290519.9353 | 363549269.7107 | 3144235.0165 | 56267967.3838 |  | 1478867.319 | 12135314.5466 | 0 | 436575653.9766 |  | 1778279.41 | 177.7628 | 2455.9448 |  | 55.074
1 | 6800 | 707 | 0.035 | 15 | 15 | 7 | 2.3714e-09 | 0 | Water | Porous | Wet | R245fa | MinimizeLCOE | IgnoreSilica | 312.4064 | 318.5536 | 44.5558 | 4 | 2453.8665 |  | 55.0274 |  | 241.4076 | -9.9263e-05 | 136835718916.3122 | 32438060.6193 | 2663680.0561 | 32566273.3134 | 49196499.7894 | 24077.0464 | 734684.7871 | 0 | 45873077.4886 | 119352337.7632 | 81460422.9687 | 364309113.8321 | 3144235.0165 | 56267967.3838 |  | 1478867.319 | 12135314.5466 | 0 | 437335498.0981 |  | 2371373.7057 | 178.223 | 2453.8665 |  | 55.0274
1 | 6800 | 707 | 0.035 | 15 | 15 | 7 | 3.1623e-09 | 0 | Water | Porous | Wet | R245fa | MinimizeLCOE | IgnoreSilica | 312.9789 | 319.1453 | 44.6414 | 4 | 2452.3211 |  | 54.9927 |  | 241.4114 | -9.8524e-05 | 136856175588.4603 | 32481302.5751 | 2667142.5154 | 32614657.443 | 49285739.5079 | 24077.0464 | 732649.2162 | 0 | 45944171.6386 | 119537310.1581 | 81586670.429 | 364873720.5296 | 3144235.0165 | 56267967.3838 |  | 1478867.319 | 12135314.5466 | 0 | 437900104.7955 |  | 3162277.6602 | 178.5656 | 2452.3211 |  | 54.9927
1 | 6800 | 707 | 0.035 | 15 | 15 | 7 | 4.217e-09 | 0 | Water | Porous | Wet | R245fa | MinimizeLCOE | IgnoreSilica | 313.4005 | 319.5811 | 44.7046 | 4 | 2451.1783 |  | 54.9671 |  | 241.4142 | -9.7957e-05 | 136872041373.8312 | 32513134.1945 | 2669691.2401 | 32650278.853 | 49351440.7393 | 24077.0464 | 731040.638 | 0 | 45996468.4574 | 119673375.7532 | 81679537.9935 | 365289044.9154 | 3144235.0165 | 56267967.3838 |  | 1478867.319 | 12135314.5466 | 0 | 438315429.1813 |  | 4216965.0343 | 178.8183 | 2451.1783 |  | 54.9671
1 | 6800 | 707 | 0.035 | 15 | 15 | 7 | 5.6234e-09 | 0 | Water | Porous | Wet | R245fa | MinimizeLCOE | IgnoreSilica | 313.7365 | 319.9283 | 44.7547 | 4 | 2450.287 |  | 54.9471 |  | 241.4164 | -9.7562e-05 | 136882816152.8584 | 32538488.3883 | 2671721.2701 | 32678654.3744 | 49403821.3822 | 24077.0464 | 729995.4416 | 0 | 46038235.5821 | 119782045.2441 | 81753707.154 | 365620745.883 | 3144235.0165 | 56267967.3838 |  | 1478867.319 | 12135314.5466 | 0 | 438647130.149 |  | 5623413.2519 | 179.0187 | 2450.287 |  | 54.9471
1 | 6800 | 707 | 0.035 | 15 | 15 | 7 | 7.4989e-09 | 0 | Water | Porous | Wet | R245fa | MinimizeLCOE | IgnoreSilica | 313.9728 | 320.1726 | 44.7901 | 4 | 2449.6473 |  | 54.9327 |  | 241.4179 | -9.724e-05 | 136891832272.1406 | 32556325.0422 | 2673149.3659 | 32698617.9754 | 49440652.4437 | 24077.0464 | 729073.0626 | 0 | 46067539.0251 | 119858286.7917 | 81805743.5769 | 365853464.3299 | 3144235.0165 | 56267967.3838 |  | 1478867.319 | 12135314.5466 | 0 | 438879848.5958 |  | 7498942.0933 | 179.1604 | 2449.6473 |  | 54.9327
1 | 6800 | 707 | 0.035 | 15 | 15 | 7 | 1e-08 | 0 | Water | Porous | Wet | R245fa | MinimizeLCOE | IgnoreSilica | 314.158 | 320.3641 | 44.8178 | 4 | 2449.1537 |  | 54.9217 |  | 241.4191 | -9.7012e-05 | 136898138782.2802 | 32570297.8542 | 2674268.0858 | 32714257.8208 | 49469523.4722 | 24077.0464 | 728446.8938 | 0 | 46090539.7575 | 119918129.9794 | 81846587.7821 | 366036128.6921 | 3144235.0165 | 56267967.3838 |  | 1478867.319 | 12135314.5466 | 0 | 439062512.958 |  | 10000000 | 179.2711 | 2449.1537 |  | 54.9217
1 | 6900 | 707 | 0.035 | 15 | 15 | 7 | 1e-13 | 0 | Water | Porous | Wet | R245fa | MinimizeLCOE | IgnoreSilica | 1.2316 | 0.47173 | 0.039784 | 4 | 480852.0604 |  | 10782.9904 |  | 151.4953 | -7.1301e-05 | 71604263373.9123 | 265209.1295 | 12765.2594 | 183553.3189 | 108840.1426 | 24077.0464 | 65173.9638 | 0 | 257251.3556 | 669315.2579 | 456821.4165 | 2043006.8906 | 3144235.0165 | 57477188.7617 |  | 1478867.319 | 12377158.8222 | 0 | 76520456.81 |  | 100 | 0.15914 | 480852.0604 |  | 10782.9904
1 | 6900 | 707 | 0.035 | 15 | 15 | 7 | 1.3335e-13 | 0 | Water | Porous | Wet | R245fa | MinimizeLCOE | IgnoreSilica | 1.602 | 0.75038 | 0.077022 | 4 | 251156.248 |  | 5632.1177 |  | 167.8996 | -8.3125e-05 | 97004555728.9218 | 393366.8454 | 21824.9923 | 263025.8169 | 162091.2931 | 24077.0464 | 72089.9798 | 0 | 365225.6298 | 950242.1707 | 648559.8071 | 2900503.5816 | 3144235.0165 | 57477188.7617 |  | 1478867.319 | 12377158.8222 | 0 | 77377953.501 |  | 133.3521 | 0.30809 | 251156.248 |  | 5632.1177
1 | 6900 | 707 | 0.035 | 15 | 15 | 7 | 1.7783e-13 | 0 | Water | Porous | Wet | R245fa | MinimizeLCOE | IgnoreSilica | 1.9725 | 1.3229 | 0.1723 | 4 | 117889.1084 |  | 2643.6346 |  | 179.5451 | -9.442e-05 | 115782671025.8054 | 663787.4597 | 61295.2668 | 404962.4947 | 954438.2578 | 24077.0464 | 78084.8707 | 0 | 852791.7045 | 2218789.0835 | 1514369.1411 | 6772595.3253 | 3144235.0165 | 57477188.7617 |  | 1478867.319 | 12377158.8222 | 0 | 81250045.2447 |  | 177.8279 | 0.68921 | 117889.1084 |  | 2643.6346
1 | 6900 | 707 | 0.035 | 15 | 15 | 7 | 2.3714e-13 | 0 | Water | Porous | Wet | R245fa | MinimizeLCOE | IgnoreSilica | 2.4718 | 1.7867 | 0.23737 | 4 | 86246.4525 |  | 1934.0557 |  | 190.6804 | -3.3873e-07 | 115773963378.8185 | 818447.5065 | 70682.2251 | 515065.3042 | 880516.1321 | 24077.0464 | 84058.4726 | 0 | 933210.2079 | 2428021.5331 | 1657174.5872 | 7411253.0151 | 3144235.0165 | 57477188.7617 |  | 1478867.319 | 12377158.8222 | 0 | 81888702.9345 |  | 237.1374 | 0.94947 | 86246.4525 |  | 1934.0557
1 | 6900 | 707 | 0.035 | 15 | 15 | 7 | 3.1623e-13 | 0 | Water | Porous | Wet | R245fa | MinimizeLCOE | IgnoreSilica | 3.0908 | 2.3893 | 0.32043 | 4 | 64515.2363 |  | 1446.7385 |  | 200.1773 | -3.948e-07 | 120401881836.9436 | 1003578.3577 | 86645.1839 | 649882.8217 | 797050.9589 | 24077.0464 | 90562.7553 | 0 | 1034200.8783 | 2690778.5416 | 1836511.6446 | 8213288.1884 | 3144235.0165 | 57477188.7617 |  | 1478867.319 | 12377158.8222 | 0 | 82690738.1078 |  | 316.2278 | 1.2817 | 64515.2363 |  | 1446.7385
1 | 6900 | 707 | 0.035 | 15 | 15 | 7 | 4.217e-13 | 0 | Water | Porous | Wet | R245fa | MinimizeLCOE | IgnoreSilica | 3.8802 | 3.1736 | 0.42866 | 4 | 49068.4342 |  | 1100.3477 |  | 208.3629 | -4.5742e-07 | 124172850637.6198 | 1225136.1403 | 105712.3201 | 815573.0578 | 849018.4097 | 24077.0464 | 98312.7306 | 0 | 1215953.5849 | 3163661.8015 | 2159264.1863 | 9656709.2775 | 3144235.0165 | 57477188.7617 |  | 1478867.319 | 12377158.8222 | 0 | 84134159.1969 |  | 421.6965 | 1.7146 | 49068.4342 |  | 1100.3477
1 | 6900 | 707 | 0.035 | 15 | 15 | 7 | 5.6234e-13 | 0 | Water | Porous | Wet | R245fa | MinimizeLCOE | IgnoreSilica | 4.8742 | 4.176 | 0.56737 | 4 | 37902.4969 |  | 849.9543 |  | 215.2126 | -5.1883e-07 | 127286854684.7043 | 1486183.2012 | 128117.8642 | 1015858.1374 | 965563.3369 | 24077.0464 | 106665.5811 | 0 | 1453321.4152 | 3781244.2051 | 2580776.8668 | 11541807.6542 | 3144235.0165 | 57477188.7617 |  | 1478867.319 | 12377158.8222 | 0 | 86019257.5736 |  | 562.3413 | 2.2695 | 37902.4969 |  | 849.9543
1 | 6900 | 707 | 0.035 | 15 | 15 | 7 | 7.4989e-13 | 0 | Water | Porous | Wet | R245fa | MinimizeLCOE | IgnoreSilica | 6.1311 | 5.4569 | 0.74507 | 4 | 29650.2065 |  | 664.8987 |  | 220.8987 | -5.7555e-07 | 129859205389.1145 | 1794499.7945 | 154520.0281 | 1258293.0648 | 1137068.9614 | 24077.0464 | 115660.5858 | 0 | 1748806.5976 | 4550036.0373 | 3105493.0894 | 13888455.2052 | 3144235.0165 | 57477188.7617 |  | 1478867.319 | 12377158.8222 | 0 | 88365905.1246 |  | 749.8942 | 2.9803 | 29650.2065 |  | 664.8987
1 | 6900 | 707 | 0.035 | 15 | 15 | 7 | 1e-12 | 0 | Water | Porous | Wet | R245fa | MinimizeLCOE | IgnoreSilica | 7.7636 | 7.133 | 0.97769 | 4 | 23351.1223 |  | 523.6432 |  | 225.6719 | -6.3214e-07 | 131901011056.5243 | 2167811.2175 | 186398.3708 | 1558987.892 | 1374205.1092 | 24077.0464 | 126623.228 | 0 | 2120860.1169 | 5518042.976 | 3766177.7156 | 16843183.6725 | 3144235.0165 | 57477188.7617 |  | 1478867.319 | 12377158.8222 | 0 | 91320633.5919 |  | 1000 | 3.9108 | 23351.1223 |  | 523.6432
1 | 6900 | 707 | 0.035 | 15 | 15 | 7 | 1.3335e-12 | 0 | Water | Porous | Wet | R245fa | MinimizeLCOE | IgnoreSilica | 9.8831 | 9.3204 | 1.2815 | 4 | 18534.8859 |  | 415.6403 |  | 229.6064 | -6.8432e-07 | 133523209431.3877 | 2618728.1108 | 224792.2028 | 1930951.1132 | 1691478.0708 | 24077.0464 | 139598.2389 | 0 | 2585553.6653 | 6727080.2673 | 4591370.5101 | 20533629.2256 | 3144235.0165 | 57477188.7617 |  | 1478867.319 | 12377158.8222 | 0 | 95011079.145 |  | 1333.5214 | 5.1261 | 18534.8859 |  | 415.6403
1 | 6900 | 707 | 0.035 | 15 | 15 | 7 | 1.7783e-12 | 0 | Water | Porous | Wet | R245fa | MinimizeLCOE | IgnoreSilica | 12.6474 | 12.1834 | 1.6794 | 4 | 14830.1861 |  | 332.5633 |  | 232.8146 | -7.3053e-07 | 134802066238.3895 | 3165089.8056 | 271165.8349 | 2392413.6262 | 2111826.1491 | 24077.0464 | 155054.6168 | 0 | 3166654.5608 | 8238985.5971 | 5623276.9642 | 25148544.2011 | 3144235.0165 | 57477188.7617 |  | 1478867.319 | 12377158.8222 | 0 | 99625994.1205 |  | 1778.2794 | 6.7178 | 14830.1861 |  | 332.5633
1 | 6900 | 707 | 0.035 | 15 | 15 | 7 | 2.3714e-12 | 0 | Water | Porous | Wet | R245fa | MinimizeLCOE | IgnoreSilica | 16.2775 | 15.9518 | 2.2034 | 4 | 11961.9004 |  | 268.2427 |  | 235.4099 | -7.7109e-07 | 135791189490.0453 | 3830805.4081 | 327472.942 | 2968044.2083 | 2668625.004 | 24077.0464 | 173853.504 | 0 | 3897222.464 | 10139773.4211 | 6920603.7114 | 30950477.7093 | 3144235.0165 | 57477188.7617 |  | 1478867.319 | 12377158.8222 | 0 | 105427927.6287 |  | 2371.3737 | 8.8136 | 11961.9004 |  | 268.2427
1 | 6900 | 707 | 0.035 | 15 | 15 | 7 | 3.1623e-12 | 0 | Water | Porous | Wet | R245fa | MinimizeLCOE | IgnoreSilica | 21.0421 | 20.9055 | 2.8925 | 4 | 9741.931 |  | 218.4604 |  | 237.4808 | -8.0445e-07 | 136560662401.4903 | 4640764.6433 | 395738.6037 | 3684947.9627 | 3402886.2842 | 24077.0464 | 196489.3062 | 0 | 4814512.5001 | 12526373.933 | 8549507.6005 | 38235297.88 | 3144235.0165 | 57477188.7617 |  | 1478867.319 | 12377158.8222 | 0 | 112712747.7994 |  | 3162.2777 | 11.5699 | 9741.931 |  | 218.4604
1 | 6900 | 707 | 0.035 | 15 | 15 | 7 | 4.217e-12 | 0 | Water | Porous | Wet | R245fa | MinimizeLCOE | IgnoreSilica | 27.3032 | 27.4215 | 3.7991 | 4 | 8019.7972 |  | 179.842 |  | 239.118 | -8.3109e-07 | 137154713845.487 | 5626788.4603 | 478508.09 | 4578204.7113 | 4370519.2878 | 24077.0464 | 223871.4967 | 0 | 5967767.9461 | 15526908.0381 | 10597433.7821 | 47394078.8588 | 3144235.0165 | 57477188.7617 |  | 1478867.319 | 12377158.8222 | 0 | 121871528.7782 |  | 4216.965 | 15.1963 | 8019.7972 |  | 179.842
1 | 6900 | 707 | 0.035 | 15 | 15 | 7 | 5.6234e-12 | 0 | Water | Porous | Wet | R245fa | MinimizeLCOE | IgnoreSilica | 35.5394 | 35.9983 | 4.9926 | 4 | 6680.134 |  | 149.8004 |  | 240.4028 | -8.526e-07 | 137599616138.6978 | 6827976.4822 | 578940.7318 | 5691770.1921 | 5645213.2675 | 24077.0464 | 257320.684 | 0 | 7419866.3776 | 19304970.2906 | 13176038.9008 | 58926173.973 | 3144235.0165 | 57477188.7617 |  | 1478867.319 | 12377158.8222 | 0 | 133403623.8924 |  | 5623.4133 | 19.9702 | 6680.134 |  | 149.8004
1 | 6900 | 707 | 0.035 | 15 | 15 | 7 | 7.4989e-12 | 0 | Water | Porous | Wet | R245fa | MinimizeLCOE | IgnoreSilica | 46.2969 | 47.2052 | 6.5523 | 4 | 5640.5001 |  | 126.4868 |  | 241.3991 | -8.6859e-07 | 137934632685.1971 | 8280999.1667 | 699918.2372 | 7069912.9132 | 7311454.6738 | 24077.0464 | 297573.2317 | 0 | 9236734.7549 | 24032089.1174 | 16402394.6327 | 73355153.774 | 3144235.0165 | 57477188.7617 |  | 1478867.319 | 12377158.8222 | 0 | 147832603.6934 |  | 7498.9421 | 26.2091 | 5640.5001 |  | 126.4868
1 | 6900 | 707 | 0.035 | 15 | 15 | 7 | 1e-11 | 0 | Water | Porous | Wet | R245fa | MinimizeLCOE | IgnoreSilica | 60.1601 | 61.6517 | 8.5635 | 4 | 4836.477 |  | 108.4568 |  | 242.163 | -8.7838e-07 | 138194090805.1406 | 10016622.9077 | 843754.1717 | 8753428.8334 | 9459993.3601 | 24077.0464 | 344860.1889 | 0 | 11482667.2382 | 29875544.7349 | 20390673.1626 | 91191621.6439 | 3144235.0165 | 57477188.7617 |  | 1478867.319 | 12377158.8222 | 0 | 165669071.5633 |  | 10000 | 34.2541 | 4836.477 |  | 108.4568
1 | 6900 | 707 | 0.035 | 15 | 15 | 7 | 1.3335e-11 | 0 | Water | Porous | Wet | R245fa | MinimizeLCOE | IgnoreSilica | 77.671 | 79.9039 | 11.1057 | 4 | 4216.7583 |  | 94.5598 |  | 242.7436 | -8.8187e-07 | 138398533215.4273 | 12052460.3994 | 1011699.9231 | 10771501.4419 | 12174469.3109 | 24077.0464 | 398913.3608 | 0 | 14208917.3781 | 36968688.3682 | 25231889.4419 | 112842616.6707 | 3144235.0165 | 57477188.7617 |  | 1478867.319 | 12377158.8222 | 0 | 187320066.5901 |  | 13335.2143 | 44.4228 | 4216.7583 |  | 94.5598
1 | 6900 | 707 | 0.035 | 15 | 15 | 7 | 1.7783e-11 | 0 | Water | Porous | Wet | R245fa | MinimizeLCOE | IgnoreSilica | 99.0548 | 102.1981 | 14.2131 | 4 | 3742.8526 |  | 83.9326 |  | 243.1805 | -8.7791e-07 | 138574389859.4997 | 14368484.2614 | 1201889.1024 | 13115246.2766 | 15489495.0226 | 24077.0464 | 457581.5007 | 0 | 17416141.5519 | 45313227.7762 | 30927209.051 | 138313351.589 | 3144235.0165 | 57477188.7617 |  | 1478867.319 | 12377158.8222 | 0 | 212790801.5084 |  | 17782.7941 | 56.8526 | 3742.8526 |  | 83.9326
1 | 6900 | 707 | 0.035 | 15 | 15 | 7 | 2.3714e-11 | 0 | Water | Porous | Wet | R245fa | MinimizeLCOE | IgnoreSilica | 123.9922 | 128.2047 | 17.8418 | 4 | 3383.8869 |  | 75.8828 |  | 243.5074 | -8.6627e-07 | 138738795032.6238 | 16896831.3268 | 1408597.6186 | 15723349.9847 | 19355220.7951 | 24077.0464 | 517280.7432 | 0 | 21030889.4308 | 54718060.2702 | 37346200.4781 | 167020507.6938 | 3144235.0165 | 57477188.7617 |  | 1478867.319 | 12377158.8222 | 0 | 241497957.6132 |  | 23713.7371 | 71.367 | 3383.8869 |  | 75.8828
1 | 6900 | 707 | 0.035 | 15 | 15 | 7 | 3.1623e-11 | 0 | Water | Porous | Wet | R245fa | MinimizeLCOE | IgnoreSilica | 151.3005 | 156.6927 | 21.8228 | 4 | 3115.964 |  | 69.8747 |  | 243.7499 | -8.4635e-07 | 138920649667.9937 | 19505797.1521 | 1621019.9081 | 18461244.1425 | 23587900.0954 | 24077.0464 | 572071.5534 | 0 | 24871122.8601 | 64709559.9133 | 44165604.2893 | 197518396.9604 | 3144235.0165 | 57477188.7617 |  | 1478867.319 | 12377158.8222 | 0 | 271995846.8798 |  | 31622.7766 | 87.2911 | 3115.964 |  | 69.8747
1 | 6900 | 707 | 0.035 | 15 | 15 | 7 | 4.217e-11 | 0 | Water | Porous | Wet | R245fa | MinimizeLCOE | IgnoreSilica | 179.1669 | 185.7727 | 25.8948 | 4 | 2918.7218 |  | 65.4516 |  | 243.9288 | -8.1947e-07 | 139140313454.189 | 22034728.4469 | 1826171.3475 | 21154728.3292 | 27906363.8681 | 24077.0464 | 616365.9228 | 0 | 28689349.6347 | 74643802.7548 | 50945929.1569 | 227841516.5072 | 3144235.0165 | 57477188.7617 |  | 1478867.319 | 12377158.8222 | 0 | 302318966.4266 |  | 42169.6503 | 103.5792 | 2918.7218 |  | 65.4516
1 | 6900 | 707 | 0.035 | 15 | 15 | 7 | 5.6234e-11 | 0 | Water | Porous | Wet | R245fa | MinimizeLCOE | IgnoreSilica | 205.6831 | 213.4519 | 29.7801 | 4 | 2774.9863 |  | 62.2284 |  | 244.0597 | -7.8841e-07 | 139406437099.0897 | 24340448.8124 | 2012631.7297 | 23640794.6404 | 32014927.4488 | 24077.0464 | 646967.564 | 0 | 32245140.4242 | 83895240.9961 | 57260225.8546 | 256080454.5166 | 3144235.0165 | 57477188.7617 |  | 1478867.319 | 12377158.8222 | 0 | 330557904.436 |  | 56234.1325 | 119.1206 | 2774.9863 |  | 62.2284
1 | 6900 | 707 | 0.035 | 15 | 15 | 7 | 7.4989e-11 | 0 | Water | Porous | Wet | R245fa | MinimizeLCOE | IgnoreSilica | 229.4032 | 238.2177 | 33.2658 | 4 | 2670.7909 |  | 59.8918 |  | 244.1544 | -7.564e-07 | 139713709050.6462 | 26333338.3734 | 2173382.0378 | 25810785.5664 | 35689815.6321 | 24077.0464 | 663860.429 | 0 | 35371151.0432 | 92028479.3937 | 62811328.1824 | 280906217.7045 | 3144235.0165 | 57477188.7617 |  | 1478867.319 | 12377158.8222 | 0 | 355383667.6239 |  | 74989.4209 | 133.0631 | 2670.7909 |  | 59.8918
1 | 6900 | 707 | 0.035 | 15 | 15 | 7 | 1e-10 | 0 | Water | Porous | Wet | R245fa | MinimizeLCOE | IgnoreSilica | 249.5884 | 259.2949 | 36.2404 | 4 | 2595.3173 |  | 58.1994 |  | 244.2221 | -7.2605e-07 | 140045098587.068 | 27984150.9719 | 2306269.703 | 27622135.1592 | 38816888.3998 | 24077.0464 | 669432.1966 | 0 | 37994951.856 | 98855070.8929 | 67470617.153 | 301743593.3787 | 3144235.0165 | 57477188.7617 |  | 1478867.319 | 12377158.8222 | 0 | 376221043.298 |  | 100000 | 144.9615 | 2595.3173 |  | 58.1994
1 | 6900 | 707 | 0.035 | 15 | 15 | 7 | 1.3335e-10 | 0 | Water | Porous | Wet | R245fa | MinimizeLCOE | IgnoreSilica | 266.1506 | 276.5891 | 38.6873 | 4 | 2540.468 |  | 56.9694 |  | 244.2699 | -6.6985e-07 | 140376770421.3879 | 29310832.1475 | 2412897.224 | 29086407.2307 | 41382701.0738 | 24077.0464 | 667273.7817 | 0 | 40124833.5166 | 104396586.075 | 71252815.1315 | 318658423.2272 | 3144235.0165 | 57477188.7617 |  | 1478867.319 | 12377158.8222 | 0 | 393135873.1466 |  | 133352.1432 | 154.7494 | 2540.468 |  | 56.9694
1 | 6900 | 707 | 0.035 | 15 | 15 | 7 | 1.7783e-10 | 0 | Water | Porous | Wet | R245fa | MinimizeLCOE | IgnoreSilica | 279.3689 | 290.3907 | 40.6448 | 4 | 2500.4658 |  | 56.0723 |  | 244.3035 | -5.9157e-07 | 140689255322.9207 | 30353044.7032 | 2496560.7055 | 30241835.3994 | 43430590.5409 | 24077.0464 | 660554.2856 | 0 | 41810598.4456 | 108782600.6224 | 74246360.1837 | 332046221.9326 | 3144235.0165 | 57477188.7617 |  | 1478867.319 | 12377158.8222 | 0 | 406523671.852 |  | 177827.941 | 162.5792 | 2500.4658 |  | 56.0723
1 | 6900 | 707 | 0.035 | 15 | 15 | 7 | 2.3714e-10 | 0 | Water | Porous | Wet | R245fa | MinimizeLCOE | IgnoreSilica | 289.7588 | 301.2378 | 42.1861 | 4 | 2471.0752 |  | 55.4133 |  | 244.3272 | -5.277e-07 | 140966470904.6112 | 31162493.1914 | 2561479.7485 | 31142224.157 | 45040391.7779 | 24077.0464 | 652111.4595 | 0 | 43127283.1784 | 112208344.2081 | 76584500.573 | 342502905.3402 | 3144235.0165 | 57477188.7617 |  | 1478867.319 | 12377158.8222 | 0 | 416980355.2595 |  | 237137.3706 | 168.7445 | 2471.0752 |  | 55.4133
1 | 6900 | 707 | 0.035 | 15 | 15 | 7 | 3.1623e-10 | 0 | Water | Porous | Wet | R245fa | MinimizeLCOE | IgnoreSilica | 297.7636 | 309.6223 | 43.373 | 4 | 2449.8272 |  | 54.9368 |  | 244.3577 | -4.8679e-07 | 141119948457.3344 | 31782617.3679 | 2611180.4078 | 31833754.0872 | 46278052.5587 | 24077.0464 | 650498.7846 | 0 | 44140270.2985 | 114843928.9023 | 78383341.2826 | 350547720.7359 | 3144235.0165 | 57477188.7617 |  | 1478867.319 | 12377158.8222 | 0 | 425025170.6553 |  | 316227.766 | 173.4919 | 2449.8272 |  | 54.9368
1 | 6900 | 707 | 0.035 | 15 | 15 | 7 | 4.217e-10 | 0 | Water | Porous | Wet | R245fa | MinimizeLCOE | IgnoreSilica | 302.6816 | 314.7953 | 44.11 | 4 | 2436.7665 |  | 54.6439 |  | 244.3859 | -4.613e-07 | 141227169922.0363 | 32162880.5223 | 2641642.6314 | 32258535.0767 | 47036389.3618 | 24077.0464 | 644352.0017 | 0 | 44759471.8897 | 116454964.4269 | 79482906.1316 | 355465219.0886 | 3144235.0165 | 57477188.7617 |  | 1478867.319 | 12377158.8222 | 0 | 429942669.008 |  | 421696.5034 | 176.4398 | 2436.7665 |  | 54.6439
1 | 6900 | 707 | 0.035 | 15 | 15 | 7 | 5.6234e-10 | 0 | Water | Porous | Wet | R245fa | MinimizeLCOE | IgnoreSilica | 305.7757 | 318.0547 | 44.5796 | 4 | 2428.3209 |  | 54.4545 |  | 244.4056 | -4.4342e-07 | 141340718218.8371 | 32401578.5852 | 2660758.7673 | 32525458.4434 | 47513024.8383 | 24077.0464 | 634678.2145 | 0 | 45146234.5991 | 117461241.6607 | 80169711.0206 | 358536763.1754 | 3144235.0165 | 57477188.7617 |  | 1478867.319 | 12377158.8222 | 0 | 433014213.0948 |  | 562341.3252 | 178.3184 | 2428.3209 |  | 54.4545
1 | 6900 | 707 | 0.035 | 15 | 15 | 7 | 7.4989e-10 | 0 | Water | Porous | Wet | R245fa | MinimizeLCOE | IgnoreSilica | 308.1191 | 320.5238 | 44.9355 | 4 | 2422.0146 |  | 54.3131 |  | 244.4205 | -4.2999e-07 | 141426872922.7703 | 32581955.9752 | 2675201.471 | 32727307.38 | 47873965.964 | 24077.0464 | 627188.4705 | 0 | 45438781.5597 | 118222388.8427 | 80689209.6123 | 360860076.3219 | 3144235.0165 | 57477188.7617 |  | 1478867.319 | 12377158.8222 | 0 | 435337526.2412 |  | 749894.2093 | 179.7419 | 2422.0146 |  | 54.3131
1 | 6900 | 707 | 0.035 | 15 | 15 | 7 | 1e-09 | 0 | Water | Porous | Wet | R245fa | MinimizeLCOE | IgnoreSilica | 309.8831 | 322.3829 | 45.2035 | 4 | 2417.3133 |  | 54.2077 |  | 244.4317 | -4.1988e-07 | 141492341845.3997 | 32717509.608 | 2686053.5749 | 32879077.1731 | 48145630.6985 | 24077.0464 | 621392.1251 | 0 | 45658758.6881 | 118794724.2073 | 81079840.259 | 362607063.3804 | 3144235.0165 | 57477188.7617 |  | 1478867.319 | 12377158.8222 | 0 | 437084513.2997 |  | 1000000 | 180.8142 | 2417.3133 |  | 54.2077
1 | 6900 | 707 | 0.035 | 15 | 15 | 7 | 1.3335e-09 | 0 | Water | Porous | Wet | R245fa | MinimizeLCOE | IgnoreSilica | 311.2079 | 323.7793 | 45.405 | 4 | 2413.8067 |  | 54.129 |  | 244.4402 | -4.1226e-07 | 141541999930.4076 | 32819185.1553 | 2694192.5869 | 32992961.1159 | 48349630.6214 | 24077.0464 | 616930.7819 | 0 | 45823821.15 | 119224182.8742 | 81372954.6236 | 363917935.9557 | 3144235.0165 | 57477188.7617 |  | 1478867.319 | 12377158.8222 | 0 | 438395385.8751 |  | 1333521.4322 | 181.6199 | 2413.8067 |  | 54.129
1 | 6900 | 707 | 0.035 | 15 | 15 | 7 | 1.7783e-09 | 0 | Water | Porous | Wet | R245fa | MinimizeLCOE | IgnoreSilica | 312.2166 | 324.8426 | 45.5583 | 4 | 2411.1609 |  | 54.0697 |  | 244.4466 | -4.0661e-07 | 141579582563.1788 | 32896523.0025 | 2700382.8831 | 33079610.8543 | 48504956.6587 | 24077.0464 | 613622.1055 | 0 | 45949477.2947 | 119551114.3869 | 81596092.0988 | 364915856.3309 | 3144235.0165 | 57477188.7617 |  | 1478867.319 | 12377158.8222 | 0 | 439393306.2503 |  | 1778279.41 | 182.2331 | 2411.1609 |  | 54.0697
1 | 6900 | 707 | 0.035 | 15 | 15 | 7 | 2.3714e-09 | 0 | Water | Porous | Wet | R245fa | MinimizeLCOE | IgnoreSilica | 312.9595 | 325.6259 | 45.6714 | 4 | 2409.2096 |  | 54.0259 |  | 244.4513 | -4.0229e-07 | 141607407488.351 | 32953450.1802 | 2704939.1818 | 33143406.567 | 48619337.7623 | 24077.0464 | 611003.0942 | 0 | 46041923.3944 | 119791640.1752 | 81760255.8916 | 365650033.2931 | 3144235.0165 | 57477188.7617 |  | 1478867.319 | 12377158.8222 | 0 | 440127483.2125 |  | 2371373.7057 | 182.6854 | 2409.2096 |  | 54.0259
1 | 6900 | 707 | 0.035 | 15 | 15 | 7 | 3.1623e-09 | 0 | Water | Porous | Wet | R245fa | MinimizeLCOE | IgnoreSilica | 313.5294 | 326.2267 | 45.758 | 4 | 2407.7261 |  | 53.9927 |  | 244.455 | -3.991e-07 | 141628322741.2237 | 32997091.1224 | 2708431.9245 | 33192321.1352 | 48707087.2103 | 24077.0464 | 609107.7331 | 0 | 46112865.307 | 119976216.4796 | 81886233.0121 | 366213430.9707 | 3144235.0165 | 57477188.7617 |  | 1478867.319 | 12377158.8222 | 0 | 440690880.89 |  | 3162277.6602 | 183.032 | 2407.7261 |  | 53.9927
1 | 6900 | 707 | 0.035 | 15 | 15 | 7 | 4.217e-09 | 0 | Water | Porous | Wet | R245fa | MinimizeLCOE | IgnoreSilica | 313.9385 | 326.6582 | 45.8204 | 4 | 2406.6502 |  | 53.9685 |  | 244.4576 | -3.9662e-07 | 141644875208.5368 | 33028420.6693 | 2710939.2555 | 33227440.9337 | 48770072.0274 | 24077.0464 | 607543.1891 | 0 | 46163712.3173 | 120108509.9702 | 81976526.0377 | 366617241.4465 | 3144235.0165 | 57477188.7617 |  | 1478867.319 | 12377158.8222 | 0 | 441094691.3659 |  | 4216965.0343 | 183.2816 | 2406.6502 |  | 53.9685
1 | 6900 | 707 | 0.035 | 15 | 15 | 7 | 5.6234e-09 | 0 | Water | Porous | Wet | R245fa | MinimizeLCOE | IgnoreSilica | 314.2675 | 327.005 | 45.8703 | 4 | 2405.8031 |  | 53.9495 |  | 244.4597 | -3.9487e-07 | 141656337866.3127 | 33053588.306 | 2712953.3913 | 33255655.9847 | 48820722.6152 | 24077.0464 | 606520.7745 | 0 | 46204672.066 | 120215078.8343 | 82049261.4773 | 366942530.4956 | 3144235.0165 | 57477188.7617 |  | 1478867.319 | 12377158.8222 | 0 | 441419980.415 |  | 5623413.2519 | 183.4813 | 2405.8031 |  | 53.9495
1 | 6900 | 707 | 0.035 | 15 | 15 | 7 | 7.4989e-09 | 0 | Water | Porous | Wet | R245fa | MinimizeLCOE | IgnoreSilica | 314.5064 | 327.2569 | 45.9067 | 4 | 2405.1831 |  | 53.9356 |  | 244.4612 | -3.9351e-07 | 141665301588.53 | 33071869.2732 | 2714416.366 | 33276151.9647 | 48857507.7748 | 24077.0464 | 605694.6232 | 0 | 46234389.6488 | 120292397.8888 | 82102033.3207 | 367178537.9064 | 3144235.0165 | 57477188.7617 |  | 1478867.319 | 12377158.8222 | 0 | 441655987.8258 |  | 7498942.0933 | 183.6268 | 2405.1831 |  | 53.9356
1 | 6900 | 707 | 0.035 | 15 | 15 | 7 | 1e-08 | 0 | Water | Porous | Wet | R245fa | MinimizeLCOE | IgnoreSilica | 314.689 | 327.4495 | 45.9344 | 4 | 2404.7121 |  | 53.9251 |  | 244.4624 | -3.9252e-07 | 141671880672.8975 | 33085837.3589 | 2715534.1764 | 33291813.3255 | 48885624.7883 | 24077.0464 | 605097.3732 | 0 | 46257113.7868 | 120351521.4345 | 82142386.3555 | 367359005.6454 | 3144235.0165 | 57477188.7617 |  | 1478867.319 | 12377158.8222 | 0 | 441836455.5648 |  | 10000000 | 183.7378 | 2404.7121 |  | 53.9251
1 | 7000 | 707 | 0.035 | 15 | 15 | 7 | 1e-13 | 0 | Water | Porous | Wet | R245fa | MinimizeLCOE | IgnoreSilica | 1.2705 | 0.50612 | 0.044318 | 4 | 440538.5389 |  | 9878.9695 |  | 154.5985 | -7.4103e-05 | 77090749699.1849 | 282221.0343 | 13915.6387 | 193778.6876 | 115025.5524 | 24077.0464 | 66234.9201 | 0 | 271148.623 | 705473.0968 | 481499.8846 | 2153374.4838 | 3144235.0165 | 58698130.3213 |  | 1478867.319 | 12621347.1341 | 0 | 78095954.2747 |  | 100 | 0.17727 | 440538.5389 |  | 9878.9695
1 | 7000 | 707 | 0.035 | 15 | 15 | 7 | 1.3335e-13 | 0 | Water | Porous | Wet | R245fa | MinimizeLCOE | IgnoreSilica | 1.6409 | 0.79396 | 0.084125 | 4 | 234713.1123 |  | 5263.3844 |  | 170.6949 | -8.5249e-05 | 104862130703.4192 | 414594.8783 | 23709.2082 | 274555.5239 | 171715.5145 | 24077.0464 | 72339.1472 | 0 | 382586.6142 | 995411.8908 | 679389.0692 | 3038378.8927 | 3144235.0165 | 58698130.3213 |  | 1478867.319 | 12621347.1341 | 0 | 78980958.6836 |  | 133.3521 | 0.3365 | 234713.1123 |  | 5263.3844
1 | 7000 | 707 | 0.035 | 15 | 15 | 7 | 1.7783e-13 | 0 | Water | Porous | Wet | R245fa | MinimizeLCOE | IgnoreSilica | 2.0114 | 1.3766 | 0.18072 | 4 | 114675.7329 |  | 2571.5754 |  | 182.1978 | -9.5981e-05 | 120990334775.4378 | 683009.9018 | 61948.1056 | 418015.008 | 981266.7904 | 24077.0464 | 77593.3478 | 0 | 875904.978 | 2278925.08 | 1555413.1943 | 6956153.4524 | 3144235.0165 | 58698130.3213 |  | 1478867.319 | 12621347.1341 | 0 | 82898733.2433 |  | 177.8279 | 0.7229 | 114675.7329 |  | 2571.5754
1 | 7000 | 707 | 0.035 | 15 | 15 | 7 | 2.3714e-13 | 0 | Water | Porous | Wet | R245fa | MinimizeLCOE | IgnoreSilica | 2.5229 | 1.8605 | 0.24802 | 4 | 83891.9635 |  | 1881.2569 |  | 193.4822 | -3.5143e-07 | 118898890109.1491 | 842020.3278 | 72718.7605 | 532022.7437 | 797847.1645 | 24077.0464 | 83387.3091 | 0 | 917308.6072 | 2386648.8302 | 1628936.8673 | 7284967.6567 | 3144235.0165 | 58698130.3213 |  | 1478867.319 | 12621347.1341 | 0 | 83227547.4476 |  | 237.1374 | 0.99208 | 83891.9635 |  | 1881.2569
1 | 7000 | 707 | 0.035 | 15 | 15 | 7 | 3.1623e-13 | 0 | Water | Porous | Wet | R245fa | MinimizeLCOE | IgnoreSilica | 3.1788 | 2.512 | 0.33769 | 4 | 62379.2819 |  | 1398.8402 |  | 203.3527 | -4.208e-07 | 123651366506.0068 | 1039515.2873 | 89742.3504 | 676456.4077 | 764529.5878 | 24077.0464 | 90844.6842 | 0 | 1047214.4919 | 2724637.2947 | 1859620.9393 | 8316638.0897 | 3144235.0165 | 58698130.3213 |  | 1478867.319 | 12621347.1341 | 0 | 84259217.8806 |  | 316.2278 | 1.3508 | 62379.2819 |  | 1398.8402
1 | 7000 | 707 | 0.035 | 15 | 15 | 7 | 4.217e-13 | 0 | Water | Porous | Wet | R245fa | MinimizeLCOE | IgnoreSilica | 3.9728 | 3.3172 | 0.44927 | 4 | 47722.1971 |  | 1070.1587 |  | 211.4006 | -4.8296e-07 | 127564515129.738 | 1263862.8678 | 109040.9167 | 844961.4479 | 830789.796 | 24077.0464 | 97407.1806 | 0 | 1236354.3096 | 3216740.3025 | 2195491.3539 | 9818725.2216 | 3144235.0165 | 58698130.3213 |  | 1478867.319 | 12621347.1341 | 0 | 85761305.0125 |  | 421.6965 | 1.7971 | 47722.1971 |  | 1070.1587
1 | 7000 | 707 | 0.035 | 15 | 15 | 7 | 5.6234e-13 | 0 | Water | Porous | Wet | R245fa | MinimizeLCOE | IgnoreSilica | 4.9863 | 4.3601 | 0.594 | 4 | 36914.801 |  | 827.8054 |  | 218.2527 | -5.4835e-07 | 130814833184.8441 | 1532040.6049 | 132053.4571 | 1051534.9641 | 954234.0126 | 24077.0464 | 105047.668 | 0 | 1481605.2237 | 3854832.873 | 2631002.6447 | 11766428.4946 | 3144235.0165 | 58698130.3213 |  | 1478867.319 | 12621347.1341 | 0 | 87709008.2855 |  | 562.3413 | 2.376 | 36914.801 |  | 827.8054
1 | 7000 | 707 | 0.035 | 15 | 15 | 7 | 7.4989e-13 | 0 | Water | Porous | Wet | R245fa | MinimizeLCOE | IgnoreSilica | 6.2775 | 5.703 | 0.78068 | 4 | 28865.3841 |  | 647.2992 |  | 223.9793 | -6.115e-07 | 133473408731.0529 | 1851210.9408 | 159376.481 | 1303493.0204 | 1131543.0959 | 24077.0464 | 113548.6093 | 0 | 1787467.1856 | 4650622.957 | 3174145.7289 | 14195485.0653 | 3144235.0165 | 58698130.3213 |  | 1478867.319 | 12621347.1341 | 0 | 90138064.8562 |  | 749.8942 | 3.1227 | 28865.3841 |  | 647.2992
1 | 7000 | 707 | 0.035 | 15 | 15 | 7 | 1e-12 | 0 | Water | Porous | Wet | R245fa | MinimizeLCOE | IgnoreSilica | 7.9365 | 7.4416 | 1.0227 | 4 | 22772.5153 |  | 510.6681 |  | 228.7354 | -6.7067e-07 | 135623329993.0369 | 2233614.6299 | 192018.5863 | 1612700.6444 | 1371564.9368 | 24077.0464 | 123249.6326 | 0 | 2167317.9358 | 5638916.6909 | 3848676.5097 | 17212136.6127 | 3144235.0165 | 58698130.3213 |  | 1478867.319 | 12621347.1341 | 0 | 93154716.4036 |  | 1000 | 4.0907 | 22772.5153 |  | 510.6681
1 | 7000 | 707 | 0.035 | 15 | 15 | 7 | 1.3335e-12 | 0 | Water | Porous | Wet | R245fa | MinimizeLCOE | IgnoreSilica | 10.1064 | 9.7274 | 1.3409 | 4 | 18074.7801 |  | 405.3225 |  | 232.6876 | -7.2833e-07 | 137303841109.5509 | 2699078.155 | 231631.0348 | 1998113.4903 | 1693731.8902 | 24077.0464 | 135196.2885 | 0 | 2644912.883 | 6881520.7754 | 4696779.3303 | 21005040.8939 | 3144235.0165 | 58698130.3213 |  | 1478867.319 | 12621347.1341 | 0 | 96947620.6849 |  | 1333.5214 | 5.3637 | 18074.7801 |  | 405.3225
1 | 7000 | 707 | 0.035 | 15 | 15 | 7 | 1.7783e-12 | 0 | Water | Porous | Wet | R245fa | MinimizeLCOE | IgnoreSilica | 12.9252 | 12.7075 | 1.7562 | 4 | 14472.4555 |  | 324.5413 |  | 235.8969 | -7.7796e-07 | 138641017504.0331 | 3260900.5802 | 279295.5825 | 2474399.4253 | 2118003.2263 | 24077.0464 | 149078.732 | 0 | 3239244.2911 | 8427849.1851 | 5752180.2438 | 25725028.3127 | 3144235.0165 | 58698130.3213 |  | 1478867.319 | 12621347.1341 | 0 | 101667608.1036 |  | 1778.2794 | 7.0249 | 14472.4555 |  | 324.5413
1 | 7000 | 707 | 0.035 | 15 | 15 | 7 | 2.3714e-12 | 0 | Water | Porous | Wet | R245fa | MinimizeLCOE | IgnoreSilica | 16.6259 | 16.6291 | 2.3029 | 4 | 11680.521 |  | 261.9328 |  | 238.4944 | -8.2157e-07 | 139674422969.5486 | 3945413.9162 | 337158.4553 | 3068441.1845 | 2679347.4145 | 24077.0464 | 165952.3183 | 0 | 3985952.2307 | 10370630.0731 | 7078168.12 | 31655140.7591 | 3144235.0165 | 58698130.3213 |  | 1478867.319 | 12621347.1341 | 0 | 107597720.55 |  | 2371.3737 | 9.2117 | 11680.521 |  | 261.9328
1 | 7000 | 707 | 0.035 | 15 | 15 | 7 | 3.1623e-12 | 0 | Water | Porous | Wet | R245fa | MinimizeLCOE | IgnoreSilica | 21.4831 | 21.7844 | 3.0219 | 4 | 9517.3234 |  | 213.4237 |  | 240.5685 | -8.5761e-07 | 140476228871.2421 | 4778410.3325 | 407327.2981 | 3808362.9155 | 3419199.6807 | 24077.0464 | 186276.386 | 0 | 4923224.9271 | 12809221.3679 | 8742556.7868 | 39098656.7408 | 3144235.0165 | 58698130.3213 |  | 1478867.319 | 12621347.1341 | 0 | 115041236.5318 |  | 3162.2777 | 12.0876 | 9517.3234 |  | 213.4237
1 | 7000 | 707 | 0.035 | 15 | 15 | 7 | 4.217e-12 | 0 | Water | Porous | Wet | R245fa | MinimizeLCOE | IgnoreSilica | 27.8757 | 28.576 | 3.9692 | 4 | 7835.9577 |  | 175.7194 |  | 242.2111 | -8.872e-07 | 141087484530.8828 | 5794148.1986 | 492555.2666 | 4731761.1642 | 4395326.7192 | 24077.0464 | 211054.867 | 0 | 6103080.0722 | 15878962.434 | 10837718.1412 | 48468683.9094 | 3144235.0165 | 58698130.3213 |  | 1478867.319 | 12621347.1341 | 0 | 124411263.7003 |  | 4216.965 | 15.877 | 7835.9577 |  | 175.7194
1 | 7000 | 707 | 0.035 | 15 | 15 | 7 | 5.6234e-12 | 0 | Water | Porous | Wet | R245fa | MinimizeLCOE | IgnoreSilica | 36.2775 | 37.5078 | 5.2153 | 4 | 6528.6661 |  | 146.4037 |  | 243.4987 | -9.1091e-07 | 141548710615.2745 | 7030495.9739 | 595853.1458 | 5881920.1364 | 5680167.6116 | 24077.0464 | 241237.8222 | 0 | 7586963.1772 | 19739721.8868 | 13472765.7985 | 60253202.5987 | 3144235.0165 | 58698130.3213 |  | 1478867.319 | 12621347.1341 | 0 | 136195782.3896 |  | 5623.4133 | 20.8612 | 6528.6661 |  | 146.4037
1 | 7000 | 707 | 0.035 | 15 | 15 | 7 | 7.4989e-12 | 0 | Water | Porous | Wet | R245fa | MinimizeLCOE | IgnoreSilica | 47.23 | 49.1561 | 6.8407 | 4 | 5515.0632 |  | 123.6739 |  | 244.4957 | -9.2803e-07 | 141904360504.1589 | 8523352.0222 | 720042.6407 | 7302703.5562 | 7356422.6854 | 24077.0464 | 277291.2608 | 0 | 9439516.7926 | 24559686.3831 | 16762490.6075 | 74965582.9948 | 3144235.0165 | 58698130.3213 |  | 1478867.319 | 12621347.1341 | 0 | 150908162.7858 |  | 7498.9421 | 27.3629 | 5515.0632 |  | 123.6739
1 | 7000 | 707 | 0.035 | 15 | 15 | 7 | 1e-11 | 0 | Water | Porous | Wet | R245fa | MinimizeLCOE | IgnoreSilica | 61.3394 | 64.1659 | 8.9359 | 4 | 4730.4803 |  | 106.0799 |  | 245.2602 | -9.3879e-07 | 142182837233.7943 | 10306250.9197 | 867694.9206 | 9037851.5127 | 9516755.9845 | 24077.0464 | 319591.7701 | 0 | 11728166.6401 | 30514283.8197 | 20826625.7127 | 93141298.3265 | 3144235.0165 | 58698130.3213 |  | 1478867.319 | 12621347.1341 | 0 | 169083878.1174 |  | 10000 | 35.7435 | 4730.4803 |  | 106.0799
1 | 7000 | 707 | 0.035 | 15 | 15 | 7 | 1.3335e-11 | 0 | Water | Porous | Wet | R245fa | MinimizeLCOE | IgnoreSilica | 79.1131 | 83.0781 | 11.5771 | 4 | 4126.2872 |  | 92.531 |  | 245.8398 | -9.423e-07 | 142416231621.42 | 12392379.6249 | 1039668.6143 | 11112489.1167 | 12238762.9105 | 24077.0464 | 367323.1835 | 0 | 14498133.1936 | 37721168.5936 | 25745472.6576 | 115139474.9411 | 3144235.0165 | 58698130.3213 |  | 1478867.319 | 12621347.1341 | 0 | 191082054.7321 |  | 13335.2143 | 46.3085 | 4126.2872 |  | 92.531
1 | 7000 | 707 | 0.035 | 15 | 15 | 7 | 1.7783e-11 | 0 | Water | Porous | Wet | R245fa | MinimizeLCOE | IgnoreSilica | 100.7863 | 106.1443 | 14.8009 | 4 | 3663.9545 |  | 82.1633 |  | 246.275 | -9.3825e-07 | 142627282528.1511 | 14762847.5234 | 1234198.0855 | 13518838.8719 | 15558129.9215 | 24077.0464 | 418558.2229 | 0 | 17751493.3719 | 46185744.4216 | 31522719.5899 | 140976607.0549 | 3144235.0165 | 58698130.3213 |  | 1478867.319 | 12621347.1341 | 0 | 216919186.8458 |  | 17782.7941 | 59.2036 | 3663.9545 |  | 82.1633
1 | 7000 | 707 | 0.035 | 15 | 15 | 7 | 2.3714e-11 | 0 | Water | Porous | Wet | R245fa | MinimizeLCOE | IgnoreSilica | 125.9459 | 132.9269 | 18.5485 | 4 | 3314.306 |  | 74.3225 |  | 246.598 | -9.2552e-07 | 142847460978.8095 | 17339755.8291 | 1444739.5647 | 16184984.9472 | 19411384.4029 | 24077.0464 | 468987.9217 | 0 | 21400832.5877 | 55680576.4788 | 38003137.5682 | 169958476.3467 | 3144235.0165 | 58698130.3213 |  | 1478867.319 | 12621347.1341 | 0 | 245901056.1376 |  | 23713.7371 | 74.1938 | 3314.306 |  | 74.3225
1 | 7000 | 707 | 0.035 | 15 | 15 | 7 | 3.1623e-11 | 0 | Water | Porous | Wet | R245fa | MinimizeLCOE | IgnoreSilica | 153.4005 | 162.1592 | 22.6455 | 4 | 3053.3569 |  | 68.4708 |  | 246.8354 | -9.0427e-07 | 143102315093.8897 | 19990623.8295 | 1660435.8077 | 18974711.6267 | 23615847.1347 | 24077.0464 | 513149.9184 | 0 | 25263749.6917 | 65731094.3901 | 44862822.5602 | 200636512.0053 | 3144235.0165 | 58698130.3213 |  | 1478867.319 | 12621347.1341 | 0 | 276579091.7962 |  | 31622.7766 | 90.582 | 3053.3569 |  | 68.4708
1 | 7000 | 707 | 0.035 | 15 | 15 | 7 | 4.217e-11 | 0 | Water | Porous | Wet | R245fa | MinimizeLCOE | IgnoreSilica | 181.281 | 191.8512 | 26.8161 | 4 | 2861.4324 |  | 64.1669 |  | 247.0074 | -8.756e-07 | 143416014212.7661 | 22548917.3863 | 1867841.0723 | 21706688.7946 | 27885224.581 | 24077.0464 | 545484.7231 | 0 | 29085511.1054 | 75674533.6377 | 51649424.1639 | 230987702.5107 | 3144235.0165 | 58698130.3213 |  | 1478867.319 | 12621347.1341 | 0 | 306930282.3017 |  | 42169.6503 | 107.2646 | 2861.4324 |  | 64.1669
1 | 7000 | 707 | 0.035 | 15 | 15 | 7 | 5.6234e-11 | 0 | Water | Porous | Wet | R245fa | MinimizeLCOE | IgnoreSilica | 207.7099 | 220.0013 | 30.7804 | 4 | 2721.5731 |  | 61.0306 |  | 247.1304 | -8.4275e-07 | 143790567080.4431 | 24873520.1128 | 2055712.2765 | 24219325.6506 | 31932167.838 | 24077.0464 | 563523.1075 | 0 | 32630647.1524 | 84898250.4244 | 57944800.3992 | 259142024.0077 | 3144235.0165 | 58698130.3213 |  | 1478867.319 | 12621347.1341 | 0 | 335084603.7986 |  | 56234.1325 | 123.1217 | 2721.5731 |  | 61.0306
1 | 7000 | 707 | 0.035 | 15 | 15 | 7 | 7.4989e-11 | 0 | Water | Porous | Wet | R245fa | MinimizeLCOE | IgnoreSilica | 231.2468 | 245.0717 | 34.3212 | 4 | 2620.2555 |  | 58.7586 |  | 247.2167 | -8.0882e-07 | 144215153529.0812 | 26874515.7824 | 2217021.5514 | 26403191.7699 | 35536255.4324 | 24077.0464 | 567627.4213 | 0 | 35732848.7115 | 92969542.5323 | 63453623.1113 | 283778703.359 | 3144235.0165 | 58698130.3213 |  | 1478867.319 | 12621347.1341 | 0 | 359721283.1499 |  | 74989.4209 | 137.2848 | 2620.2555 |  | 58.7586
1 | 7000 | 707 | 0.035 | 15 | 15 | 7 | 1e-10 | 0 | Water | Porous | Wet | R245fa | MinimizeLCOE | IgnoreSilica | 251.2273 | 266.3524 | 37.3354 | 4 | 2546.8134 |  | 57.1117 |  | 247.2762 | -7.7681e-07 | 144661358836.5819 | 28528489.2154 | 2350089.1491 | 28221961.7244 | 38595961.5189 | 24077.0464 | 561035.7966 | 0 | 38329829.6358 | 99726354.1833 | 68065285.9018 | 304403084.1718 | 3144235.0165 | 58698130.3213 |  | 1478867.319 | 12621347.1341 | 0 | 380345663.9627 |  | 100000 | 149.3418 | 2546.8134 |  | 57.1117
1 | 7000 | 707 | 0.035 | 15 | 15 | 7 | 1.3335e-10 | 0 | Water | Porous | Wet | R245fa | MinimizeLCOE | IgnoreSilica | 267.581 | 283.7672 | 39.8089 | 4 | 2493.4239 |  | 55.9144 |  | 247.3167 | -7.1702e-07 | 145099442673.7203 | 29854698.5085 | 2456621.6521 | 29688735.4017 | 41100540.0791 | 24077.0464 | 547648.7667 | 0 | 40432205.3672 | 105196304.5798 | 71798639.4436 | 321099470.845 | 3144235.0165 | 58698130.3213 |  | 1478867.319 | 12621347.1341 | 0 | 397042050.6359 |  | 133352.1432 | 159.2357 | 2493.4239 |  | 55.9144
1 | 7000 | 707 | 0.035 | 15 | 15 | 7 | 1.7783e-10 | 0 | Water | Porous | Wet | R245fa | MinimizeLCOE | IgnoreSilica | 280.6205 | 297.6496 | 41.7856 | 4 | 2454.4421 |  | 55.0403 |  | 247.344 | -6.2601e-07 | 145504744511.3451 | 30895697.6088 | 2540144.5882 | 30845099.1562 | 43097817.2304 | 24077.0464 | 531027.226 | 0 | 42094206.5138 | 109520490.6399 | 74749985.2828 | 334298545.2923 | 3144235.0165 | 58698130.3213 |  | 1478867.319 | 12621347.1341 | 0 | 410241125.0833 |  | 177827.941 | 167.1423 | 2454.4421 |  | 55.0403
1 | 7000 | 707 | 0.035 | 15 | 15 | 7 | 2.3714e-10 | 0 | Water | Porous | Wet | R245fa | MinimizeLCOE | IgnoreSilica | 290.84 | 308.527 | 43.3376 | 4 | 2425.8204 |  | 54.3984 |  | 247.3624 | -5.5799e-07 | 145861422372.6443 | 31701929.1506 | 2604773.269 | 31743619.3855 | 44663371.4392 | 24077.0464 | 513887.443 | 0 | 43388146.5161 | 112887057.1023 | 77047736.0694 | 344574597.4214 | 3144235.0165 | 58698130.3213 |  | 1478867.319 | 12621347.1341 | 0 | 420517177.2123 |  | 237137.3706 | 173.3505 | 2425.8204 |  | 54.3984
1 | 7000 | 707 | 0.035 | 15 | 15 | 7 | 3.1623e-10 | 0 | Water | Porous | Wet | R245fa | MinimizeLCOE | IgnoreSilica | 298.7259 | 316.9534 | 44.5339 | 4 | 2405.1616 |  | 53.9352 |  | 247.3913 | -5.2127e-07 | 146056464838.1288 | 32321065.8842 | 2654370.5507 | 32435328.3836 | 45868741.3286 | 24077.0464 | 507786.5326 | 0 | 44386434.1931 | 115484396.861 | 78820473.8247 | 352502674.6049 | 3144235.0165 | 58698130.3213 |  | 1478867.319 | 12621347.1341 | 0 | 428445254.3958 |  | 316227.766 | 178.1357 | 2405.1616 |  | 53.9352
1 | 7000 | 707 | 0.035 | 15 | 15 | 7 | 4.217e-10 | 0 | Water | Porous | Wet | R245fa | MinimizeLCOE | IgnoreSilica | 303.469 | 322.0431 | 45.26 | 4 | 2392.7987 |  | 53.6579 |  | 247.4179 | -4.9347e-07 | 146186362302.5808 | 32692806.2172 | 2684135.8118 | 32851339.5669 | 46592010.5269 | 24077.0464 | 499770.3649 | 0 | 44984214.4183 | 117039698.3852 | 79881999.0732 | 357250051.4108 | 3144235.0165 | 58698130.3213 |  | 1478867.319 | 12621347.1341 | 0 | 433192631.2017 |  | 421696.5034 | 181.0401 | 2392.7987 |  | 53.6579
1 | 7000 | 707 | 0.035 | 15 | 15 | 7 | 5.6234e-10 | 0 | Water | Porous | Wet | R245fa | MinimizeLCOE | IgnoreSilica | 306.499 | 325.2992 | 45.7282 | 4 | 2384.7865 |  | 53.4783 |  | 247.4367 | -4.7432e-07 | 146304579745.2024 | 32929772.5745 | 2703104.3722 | 33116796.2367 | 47053656.6124 | 24077.0464 | 490166.2059 | 0 | 45363853.4888 | 118027441.3719 | 80556153.9577 | 360265021.8666 | 3144235.0165 | 58698130.3213 |  | 1478867.319 | 12621347.1341 | 0 | 436207601.6575 |  | 562341.3252 | 182.9126 | 2384.7865 |  | 53.4783
1 | 7000 | 707 | 0.035 | 15 | 15 | 7 | 7.4989e-10 | 0 | Water | Porous | Wet | R245fa | MinimizeLCOE | IgnoreSilica | 308.799 | 327.7714 | 46.0836 | 4 | 2378.794 |  | 53.3439 |  | 247.4509 | -4.5997e-07 | 146394637934.1244 | 33109249.6005 | 2717468.3067 | 33317990.4222 | 47404048.0836 | 24077.0464 | 482799.1023 | 0 | 45651696.699 | 118776350.3602 | 81067299.7308 | 362550979.3517 | 3144235.0165 | 58698130.3213 |  | 1478867.319 | 12621347.1341 | 0 | 438493559.1426 |  | 749894.2093 | 184.3344 | 2378.794 |  | 53.3439
1 | 7000 | 707 | 0.035 | 15 | 15 | 7 | 1e-09 | 0 | Water | Porous | Wet | R245fa | MinimizeLCOE | IgnoreSilica | 310.5279 | 329.6302 | 46.3509 | 4 | 2374.3331 |  | 53.2438 |  | 247.4617 | -4.4916e-07 | 146463093606.6847 | 33243940.3779 | 2728246.3518 | 33469057.2587 | 47667401.4403 | 24077.0464 | 477116.654 | 0 | 45867837.2604 | 119338703.7643 | 81451117.4843 | 364267497.6381 | 3144235.0165 | 58698130.3213 |  | 1478867.319 | 12621347.1341 | 0 | 440210077.429 |  | 1000000 | 185.4037 | 2374.3331 |  | 53.2438
1 | 7000 | 707 | 0.035 | 15 | 15 | 7 | 1.3335e-09 | 0 | Water | Porous | Wet | R245fa | MinimizeLCOE | IgnoreSilica | 311.8385 | 331.0393 | 46.5535 | 4 | 2370.9825 |  | 53.1687 |  | 247.4698 | -4.4109e-07 | 146514575606.8941 | 33345912.47 | 2736405.3459 | 33583471.7782 | 47867028.7021 | 24077.0464 | 472831.7115 | 0 | 46031593.5511 | 119764764.0417 | 81741912.3783 | 365567997.0251 | 3144235.0165 | 58698130.3213 |  | 1478867.319 | 12621347.1341 | 0 | 441510576.816 |  | 1333521.4322 | 186.2142 | 2370.9825 |  | 53.1687
1 | 7000 | 707 | 0.035 | 15 | 15 | 7 | 1.7783e-09 | 0 | Water | Porous | Wet | R245fa | MinimizeLCOE | IgnoreSilica | 312.8131 | 332.0874 | 46.7043 | 4 | 2368.4993 |  | 53.113 |  | 247.4759 | -4.3496e-07 | 146553766205.6031 | 33421678.4368 | 2742467.0448 | 33668507.2529 | 48015461.6105 | 24077.0464 | 469516.1697 | 0 | 46153265.9488 | 120081330.6623 | 81957975.6016 | 366534279.7739 | 3144235.0165 | 58698130.3213 |  | 1478867.319 | 12621347.1341 | 0 | 442476859.5648 |  | 1778279.41 | 186.8174 | 2368.4993 |  | 53.113
1 | 7000 | 707 | 0.035 | 15 | 15 | 7 | 2.3714e-09 | 0 | Water | Porous | Wet | R245fa | MinimizeLCOE | IgnoreSilica | 313.5442 | 332.8737 | 46.8175 | 4 | 2366.6439 |  | 53.0714 |  | 247.4805 | -4.3035e-07 | 146583331249.9791 | 33478471.5736 | 2747010.5385 | 33732262.464 | 48126793.8039 | 24077.0464 | 466998.9872 | 0 | 46244489.6213 | 120318675.9455 | 82119968.6344 | 367258748.6149 | 3144235.0165 | 58698130.3213 |  | 1478867.319 | 12621347.1341 | 0 | 443201328.4058 |  | 2371373.7057 | 187.27 | 2366.6439 |  | 53.0714
1 | 7000 | 707 | 0.035 | 15 | 15 | 7 | 3.1623e-09 | 0 | Water | Porous | Wet | R245fa | MinimizeLCOE | IgnoreSilica | 314.1043 | 333.476 | 46.9041 | 4 | 2365.2331 |  | 53.0398 |  | 247.4839 | -4.2696e-07 | 146605243817.394 | 33521956.5476 | 2750489.2112 | 33781086.0776 | 48212099.279 | 24077.0464 | 465158.4594 | 0 | 46314397.9822 | 120500563.1605 | 82244110.396 | 367813938.1599 | 3144235.0165 | 58698130.3213 |  | 1478867.319 | 12621347.1341 | 0 | 443756517.9508 |  | 3162277.6602 | 187.6164 | 2365.2331 |  | 53.0398
1 | 7000 | 707 | 0.035 | 15 | 15 | 7 | 4.217e-09 | 0 | Water | Porous | Wet | R245fa | MinimizeLCOE | IgnoreSilica | 314.5259 | 333.9294 | 46.9693 | 4 | 2364.1745 |  | 53.016 |  | 247.4865 | -4.2443e-07 | 146621690167.7306 | 33554670.5229 | 2753106.1447 | 33817820.8881 | 48276300.4835 | 24077.0464 | 463776.3414 | 0 | 46367003.0565 | 120637430.7729 | 82337525.3538 | 368231710.6101 | 3144235.0165 | 58698130.3213 |  | 1478867.319 | 12621347.1341 | 0 | 444174290.401 |  | 4216965.0343 | 187.8771 | 2364.1745 |  | 53.016
1 | 7000 | 707 | 0.035 | 15 | 15 | 7 | 5.6234e-09 | 0 | Water | Porous | Wet | R245fa | MinimizeLCOE | IgnoreSilica | 314.84 | 334.2672 | 47.0179 | 4 | 2363.3858 |  | 52.9984 |  | 247.4885 | -4.2251e-07 | 146634116751.291 | 33579041.8652 | 2755055.6643 | 33845190.2192 | 48324138.3503 | 24077.0464 | 462723.2775 | 0 | 46406188.3049 | 120739382.7513 | 82407109.674 | 368542907.1532 | 3144235.0165 | 58698130.3213 |  | 1478867.319 | 12621347.1341 | 0 | 444485486.9441 |  | 5623413.2519 | 188.0715 | 2363.3858 |  | 52.9984
1 | 7000 | 707 | 0.035 | 15 | 15 | 7 | 7.4989e-09 | 0 | Water | Porous | Wet | R245fa | MinimizeLCOE | IgnoreSilica | 315.0789 | 334.5242 | 47.0548 | 4 | 2362.7885 |  | 52.985 |  | 247.49 | -4.2109e-07 | 146643353409.0001 | 33597573.5728 | 2756538.0294 | 33866003.0137 | 48360527.0712 | 24077.0464 | 461948.7271 | 0 | 46436000.3096 | 120816947.4722 | 82460049.1898 | 368779664.4322 | 3144235.0165 | 58698130.3213 |  | 1478867.319 | 12621347.1341 | 0 | 444722244.2232 |  | 7498942.0933 | 188.2192 | 2362.7885 |  | 52.985
1 | 7000 | 707 | 0.035 | 15 | 15 | 7 | 1e-08 | 0 | Water | Porous | Wet | R245fa | MinimizeLCOE | IgnoreSilica | 315.2421 | 334.6998 | 47.0802 | 4 | 2362.3725 |  | 52.9756 |  | 247.491 | -4.1993e-07 | 146650767089.3383 | 33610236.2974 | 2757550.9159 | 33880225.1253 | 48385366.5391 | 24077.0464 | 461279.0424 | 0 | 46456306.6369 | 120869780.3704 | 82496108.7284 | 368940930.7022 | 3144235.0165 | 58698130.3213 |  | 1478867.319 | 12621347.1341 | 0 | 444883510.4931 |  | 10000000 | 188.3206 | 2362.3725 |  | 52.9756

## Water (R600a)
Time [year] | Depth [m] | Res Length [m] | Temp Gradient [C/m] | Temp Surface Air [C] | Temp Surface Rock [C] | dT Approach [C] | Transmissivity [m^3] | Config Number [-] | Fluid | Reservoir | Cooling Wet/Dry | orcFluid | Method | Silica? | mass flow [kg/s] | Reservoir Heat [MWth] | Electric Power I-P Pair [MWe] | N_IP_Multiplier | SpCC (Brownfield) [$/kWe] | SpCC (Greenfield) [$/kWe] | LCOE (Brownfield) [$/MWh] | LCOE (Greenfield) [$/MWh] | Temp Production [C] | dP Surface [Mpa] | dW/dmdot [MW/(kg/s)] | C_T_G_N | C_pump_orc_N | C_coolingTowers_N | C_heatExchanger_N | C_recuperator_N | C_pump_prod_N | C_pump_inj_N | C_plant_otherEquipment_N | C_plant_installation_N | C_plant_indirectContingency_N | C_surfacePlant_N | C_gatheringSystem_N | C_wells_production_N | C_wells_injection_N | C_wellfield_N | C_exploration_N | C_stimulation_N | CapitalCost_N (Brownfield) | CapitalCost_N (Greenfield) | Trans [mD-m] | Electric Power 5-spot [MW] | Sp CC (Brownfield) [$/kWe] | Sp CC (Greenfield) [$/kWe] | LCOE (Brownfield) [$/MWh] | LCOE (Greenfield) [$/MWh]
1 | 1000 | 707 | 0.035 | 15 | 15 | 7 | 1e-13 | 0 | Water | Porous | Wet | R600a | MinimizeLCOE | IgnoreSilica | [30 empty] | 100 | 0
1 | 1000 | 707 | 0.035 | 15 | 15 | 7 | 1.3335e-13 | 0 | Water | Porous | Wet | R600a | MinimizeLCOE | IgnoreSilica | [30 empty] | 133.3521 | 0
1 | 1000 | 707 | 0.035 | 15 | 15 | 7 | 1.7783e-13 | 0 | Water | Porous | Wet | R600a | MinimizeLCOE | IgnoreSilica | 0 | 0 | 0 | 4 |  |  |  |  | 0 | 0 | 19846477708.3498 | 1521.5888 | 60.1888 | 1540.0584 | 24741.0982 | 24077.0464 | 32768.5509 | 0 | 33036.3273 | 85953.7469 | 58665.1984 | 262363.804 | 3144235.0165 | 6186358.3974 |  | 1478867.319 | 2118992.7493 | 0 |  |  | 177.8279 | 0
1 | 1000 | 707 | 0.035 | 15 | 15 | 7 | 2.3714e-13 | 0 | Water | Porous | Wet | R600a | MinimizeLCOE | IgnoreSilica | 0 | 0 | 0 | 4 |  |  |  |  | 0 | 0 | 14852673664.0687 | 1526.0243 | 60.3757 | 1545.105 | 24743.6205 | 24077.0464 | 28743.6362 | 0 | 31471.3651 | 81882.0364 | 55886.1724 | 249935.382 | 3144235.0165 | 6186358.3974 |  | 1478867.319 | 2118992.7493 | 0 |  |  | 237.1374 | 0
1 | 1000 | 707 | 0.035 | 15 | 15 | 7 | 3.1623e-13 | 0 | Water | Porous | Wet | R600a | MinimizeLCOE | IgnoreSilica | 0 | 0 | 0 | 4 |  |  |  |  | 0 | 0 | 11101383725.2257 | 1529.3767 | 60.5169 | 1548.9197 | 24745.5275 | 24077.0464 | 25336.4809 | 0 | 30146.1686 | 78434.1468 | 53532.9169 | 239411.1004 | 3144235.0165 | 6186358.3974 |  | 1478867.319 | 2118992.7493 | 0 |  |  | 316.2278 | 0
1 | 1000 | 707 | 0.035 | 15 | 15 | 7 | 4.217e-13 | 0 | Water | Porous | Wet | R600a | MinimizeLCOE | IgnoreSilica | 0 | 0 | 0 | 4 |  |  |  |  | 0 | 0 | 8284603064.9257 | 1531.9056 | 60.6235 | 1551.7974 | 24746.9664 | 24077.0464 | 22440.8288 | 0 | 29019.5755 | 75502.9827 | 51532.3371 | 230464.0633 | 3144235.0165 | 6186358.3974 |  | 1478867.319 | 2118992.7493 | 0 |  |  | 421.6965 | 0
1 | 1000 | 707 | 0.035 | 15 | 15 | 7 | 5.6234e-13 | 0 | Water | Porous | Wet | R600a | MinimizeLCOE | IgnoreSilica | 0 | 0 | 0 | 4 |  |  |  |  | 0 | 0 | 6170197888.5142 | 1533.8103 | 60.7038 | 1553.9651 | 24748.0503 | 24077.0464 | 19968.9481 | 0 | 28057.5843 | 73000.079 | 49824.0539 | 222824.2412 | 3144235.0165 | 6186358.3974 |  | 1478867.319 | 2118992.7493 | 0 |  |  | 562.3413 | 0
1 | 1000 | 707 | 0.035 | 15 | 15 | 7 | 7.4989e-13 | 0 | Water | Porous | Wet | R600a | MinimizeLCOE | IgnoreSilica | 0 | 0 | 0 | 4 |  |  |  |  | 0 | 0 | 4583413625.8422 | 1535.2435 | 60.7642 | 1555.596 | 24748.8659 | 24077.0464 | 17848.3573 | 0 | 27232.0905 | 70852.3135 | 48358.1599 | 216268.4371 | 3144235.0165 | 6186358.3974 |  | 1478867.319 | 2118992.7493 | 0 |  |  | 749.8942 | 0
1 | 1000 | 707 | 0.035 | 15 | 15 | 7 | 1e-12 | 0 | Water | Porous | Wet | R600a | MinimizeLCOE | IgnoreSilica | 0 | 0 | 0 | 4 |  |  |  |  | 0 | 0 | 3392810633.9102 | 1536.3208 | 60.8096 | 1556.8221 | 24749.4791 | 24077.0464 | 16019.0847 | 0 | 26519.8294 | 68999.1562 | 47093.3419 | 210611.8902 | 3144235.0165 | 6186358.3974 |  | 1478867.319 | 2118992.7493 | 0 |  |  | 1000 | 0
1 | 1000 | 707 | 0.035 | 15 | 15 | 7 | 1.3335e-12 | 0 | Water | Porous | Wet | R600a | MinimizeLCOE | IgnoreSilica | 0 | 0 | 0 | 4 |  |  |  |  | 0 | 0 | 2499598108.4396 | 1537.1302 | 60.8437 | 1557.7433 | 24749.9398 | 24077.0464 | 14431.3753 | 0 | 25901.4907 | 67390.3656 | 45995.3093 | 205701.2442 | 3144235.0165 | 6186358.3974 |  | 1478867.319 | 2118992.7493 | 0 |  |  | 1333.5214 | 0
1 | 1000 | 707 | 0.035 | 15 | 15 | 7 | 1.7783e-12 | 0 | Water | Porous | Wet | R600a | MinimizeLCOE | IgnoreSilica | 0 | 0 | 0 | 4 |  |  |  |  | 0 | 0 | 1829860844.4949 | 1537.123 | 60.8434 | 1557.7351 | 24749.9357 | 24077.0464 | 13043.2176 | 0 | 25360.1014 | 65981.7818 | 45033.9219 | 201401.7061 | 3144235.0165 | 6186358.3974 |  | 1478867.319 | 2118992.7493 | 0 |  |  | 1778.2794 | 0
1 | 1000 | 707 | 0.035 | 15 | 15 | 7 | 2.3714e-12 | 0 | Water | Porous | Wet | R600a | MinimizeLCOE | IgnoreSilica | 0 | 0 | 0 | 4 |  |  |  |  | 0 | 0 | 1327074021.3922 | 1537.0022 | 60.8383 | 1557.5976 | 24749.867 | 24077.0464 | 11820.4738 | 0 | 24883.1018 | 64740.7268 | 44186.8763 | 197613.5302 | 3144235.0165 | 6186358.3974 |  | 1478867.319 | 2118992.7493 | 0 |  |  | 2371.3737 | 0
1 | 1000 | 707 | 0.035 | 15 | 15 | 7 | 3.1623e-12 | 0 | Water | Porous | Wet | R600a | MinimizeLCOE | IgnoreSilica | 0 | 0 | 0 | 4 |  |  |  |  | 0 | 0 | 950002937.7037 | 1536.9117 | 60.8345 | 1557.4946 | 24749.8154 | 24077.0464 | 10733.5796 | 0 | 24459.116 | 63637.6027 | 43433.9714 | 194246.3723 | 3144235.0165 | 6186358.3974 |  | 1478867.319 | 2118992.7493 | 0 |  |  | 3162.2777 | 0
1 | 1000 | 707 | 0.035 | 15 | 15 | 7 | 4.217e-12 | 0 | Water | Porous | Wet | R600a | MinimizeLCOE | IgnoreSilica | 0 | 0 | 0 | 4 |  |  |  |  | 0 | 0 | 667264484.7641 | 1536.8439 | 60.8316 | 1557.4174 | 24749.7768 | 24077.0464 | 9756.7626 | 0 | 24078.0847 | 62646.2372 | 42757.3442 | 191220.3448 | 3144235.0165 | 6186358.3974 |  | 1478867.319 | 2118992.7493 | 0 |  |  | 4216.965 | 0
1 | 1000 | 707 | 0.035 | 15 | 15 | 7 | 5.6234e-12 | 0 | Water | Porous | Wet | R600a | MinimizeLCOE | IgnoreSilica | 0 | 0 | 0 | 4 |  |  |  |  | 0 | 0 | 455254597.561 | 1536.793 | 60.8295 | 1557.3595 | 24749.7479 | 24077.0464 | 8866.8467 | 0 | 23730.963 | 61743.0977 | 42140.9329 | 188463.6165 | 3144235.0165 | 6186358.3974 |  | 1478867.319 | 2118992.7493 | 0 |  |  | 5623.4133 | 0
1 | 1000 | 707 | 0.035 | 15 | 15 | 7 | 7.4989e-12 | 0 | Water | Porous | Wet | R600a | MinimizeLCOE | IgnoreSilica | 0 | 0 | 0 | 4 |  |  |  |  | 0 | 0 | 296277507.659 | 1536.7549 | 60.8279 | 1557.3161 | 24749.7262 | 24077.0464 | 8041.6425 | 0 | 23409.0924 | 60905.6566 | 41569.3621 | 185907.425 | 3144235.0165 | 6186358.3974 |  | 1478867.319 | 2118992.7493 | 0 |  |  | 7498.9421 | 0
1 | 1000 | 707 | 0.035 | 15 | 15 | 7 | 1e-11 | 0 | Water | Porous | Wet | R600a | MinimizeLCOE | IgnoreSilica | 0 | 0 | 0 | 4 |  |  |  |  | 0 | 0 | 177065948.8189 | 1536.7263 | 60.8267 | 1557.2836 | 24749.7099 | 24077.0464 | 7257.5159 | 0 | 23103.2524 | 60109.9237 | 41026.258 | 183478.5429 | 3144235.0165 | 6186358.3974 |  | 1478867.319 | 2118992.7493 | 0 |  |  | 10000 | 0
1 | 1000 | 707 | 0.035 | 15 | 15 | 7 | 1.3335e-11 | 0 | Water | Porous | Wet | R600a | MinimizeLCOE | IgnoreSilica | 0 | 0 | 0 | 4 |  |  |  |  | 0 | 0 | 87672387.9709 | 1536.7049 | 60.8258 | 1557.2592 | 24749.6977 | 24077.0464 | 6484.5424 | 0 | 22801.7698 | 59325.5276 | 40490.8916 | 181084.2653 | 3144235.0165 | 6186358.3974 |  | 1478867.319 | 2118992.7493 | 0 |  |  | 13335.2143 | 0
1 | 1000 | 707 | 0.035 | 15 | 15 | 7 | 1.7783e-11 | 0 | Water | Porous | Wet | R600a | MinimizeLCOE | IgnoreSilica | 0 | 0 | 0 | 4 |  |  |  |  | 0 | 0 | 20891923.2252 | 1536.689 | 60.8251 | 1557.2411 | 24749.6887 | 24077.0464 | 5670.5511 | 0 | 22484.2961 | 58499.5263 | 39927.1288 | 178562.9925 | 3144235.0165 | 6186358.3974 |  | 1478867.319 | 2118992.7493 | 0 |  |  | 17782.7941 | 0
1 | 1000 | 707 | 0.035 | 15 | 15 | 7 | 2.3714e-11 | 0 | Water | Porous | Wet | R600a | MinimizeLCOE | IgnoreSilica | 0.86115 | 0.016435 | 2.5599e-05 | 4 | 129043502.6702 |  | 2893769.1452 |  | 45.6037 | -6.0206e-07 | 2587754.6588 | 11022.3782 | 491.1582 | 13496.9576 | 32033.9533 | 24077.0464 | 10904.5069 | 0 | 35890.1402 | 93378.7828 | 63732.938 | 285027.8617 | 3144235.0165 | 6186358.3974 |  | 1478867.319 | 2118992.7493 | 0 | 13213481.3439 |  | 23713.7371 | 0.0001024 | 129043502.6702 |  | 2893769.1452
1 | 1000 | 707 | 0.035 | 15 | 15 | 7 | 3.1623e-11 | 0 | Water | Porous | Wet | R600a | MinimizeLCOE | IgnoreSilica | 1.2316 | 0.026908 | 8.6705e-05 | 4 | 38257359.8867 |  | 857911.9857 |  | 46.7511 | -6.5775e-07 | 290063.3135 | 15761.8899 | 714.7242 | 20004.3648 | 36671.0172 | 24077.0464 | 12530.8765 | 0 | 42806.3684 | 111373.3897 | 76014.627 | 339954.3041 | 3144235.0165 | 6186358.3974 |  | 1478867.319 | 2118992.7493 | 0 | 13268407.7863 |  | 31622.7766 | 0.00034682 | 38257359.8867 |  | 857911.9857
1 | 1000 | 707 | 0.035 | 15 | 15 | 7 | 4.217e-11 | 0 | Water | Porous | Wet | R600a | MinimizeLCOE | IgnoreSilica | 1.7069 | 0.040488 | 0.00017632 | 4 | 18905290.4331 |  | 423946.5374 |  | 47.5252 | -6.8992e-07 | 363020.6677 | 21129.879 | 970.3373 | 27721.2798 | 42618.474 | 24077.0464 | 14178.5228 | 0 | 50971.2603 | 132616.7637 | 90513.6662 | 404797.2295 | 3144235.0165 | 6186358.3974 |  | 1478867.319 | 2118992.7493 | 0 | 13333250.7118 |  | 42169.6503 | 0.00070527 | 18905290.4331 |  | 423946.5374
1 | 1000 | 707 | 0.035 | 15 | 15 | 7 | 5.6234e-11 | 0 | Water | Porous | Wet | R600a | MinimizeLCOE | IgnoreSilica | 2.3183 | 0.058047 | 0.00030156 | 4 | 11117788.9218 |  | 249313.7111 |  | 48.069 | -7.0585e-07 | 662285.9793 | 27295.5757 | 1265.8125 | 36965.294 | 50268.4224 | 24077.0464 | 15897.274 | 0 | 60750.0758 | 158059.2356 | 107878.6761 | 482457.4124 | 3144235.0165 | 6186358.3974 |  | 1478867.319 | 2118992.7493 | 0 | 13410910.8947 |  | 56234.1325 | 0.0012063 | 11117788.9218 |  | 249313.7111
1 | 1000 | 707 | 0.035 | 15 | 15 | 7 | 7.4989e-11 | 0 | Water | Porous | Wet | R600a | MinimizeLCOE | IgnoreSilica | 3.1102 | 0.080851 | 0.00047265 | 4 | 7143459.5391 |  | 160190.3418 |  | 48.4631 | -7.1167e-07 | 2991588.2413 | 34484.9309 | 1611.958 | 48170.7677 | 60176.3474 | 24077.0464 | 17749.0361 | 0 | 72645.3337 | 189008.2568 | 129002.019 | 576925.696 | 3144235.0165 | 6186358.3974 |  | 1478867.319 | 2118992.7493 | 0 | 13505379.1783 |  | 74989.4209 | 0.0018906 | 7143459.5391 |  | 160190.3418
1 | 1000 | 707 | 0.035 | 15 | 15 | 7 | 1e-10 | 0 | Water | Porous | Wet | R600a | MinimizeLCOE | IgnoreSilica | 4.1554 | 0.11099 | 0.00070344 | 4 | 4841689.9889 |  | 108573.7198 |  | 48.7573 | -7.1435e-07 | 4722524.1971 | 43071.2521 | 2026.8648 | 62054.452 | 73252.8535 | 24077.0464 | 19852.0796 | 0 | 87490.4739 | 227632.2662 | 155363.6991 | 694820.9874 | 3144235.0165 | 6186358.3974 |  | 1478867.319 | 2118992.7493 | 0 | 13623274.4697 |  | 100000 | 0.0028137 | 4841689.9889 |  | 108573.7198
1 | 1000 | 707 | 0.035 | 15 | 15 | 7 | 1.3335e-10 | 0 | Water | Porous | Wet | R600a | MinimizeLCOE | IgnoreSilica | 5.5191 | 0.15036 | 0.0010121 | 4 | 3401253.4745 |  | 76272.2815 |  | 48.9758 | -7.1271e-07 | 7200495.8864 | 53249.1355 | 2520.1218 | 79097.0157 | 90315.2851 | 24077.0464 | 22208.8489 | 0 | 105872.3068 | 275458.0249 | 188005.7621 | 840803.5471 | 3144235.0165 | 6186358.3974 |  | 1478867.319 | 2118992.7493 | 0 | 13769257.0294 |  | 133352.1432 | 0.0040483 | 3401253.4745 |  | 76272.2815
1 | 1000 | 707 | 0.035 | 15 | 15 | 7 | 1.7783e-10 | 0 | Water | Porous | Wet | R600a | MinimizeLCOE | IgnoreSilica | 7.2977 | 0.20174 | 0.0014219 | 4 | 2452878.6189 |  | 55005.2061 |  | 49.1394 | -7.0857e-07 | 9609132.1895 | 65354.1317 | 3108.1698 | 100054.3927 | 112574.7616 | 24077.0464 | 24880.9663 | 0 | 128719.2927 | 334901.1957 | 228576.9476 | 1022246.9044 | 3144235.0165 | 6186358.3974 |  | 1478867.319 | 2118992.7493 | 0 | 13950700.3867 |  | 177827.941 | 0.0056875 | 2452878.6189 |  | 55005.2061
1 | 1000 | 707 | 0.035 | 15 | 15 | 7 | 2.3714e-10 | 0 | Water | Porous | Wet | R600a | MinimizeLCOE | IgnoreSilica | 9.583 | 0.26778 | 0.0019612 | 4 | 1806699.9951 |  | 40514.8077 |  | 49.2612 | -7.0076e-07 | 13224927.6627 | 79582.5142 | 3800.7229 | 125482.0431 | 141175.6355 | 24077.0464 | 27854.6318 | 0 | 156769.3116 | 407881.5909 | 278387.5669 | 1245011.0633 | 3144235.0165 | 6186358.3974 |  | 1478867.319 | 2118992.7493 | 0 | 14173464.5455 |  | 237137.3706 | 0.0078449 | 1806699.9951 |  | 40514.8077
1 | 1000 | 707 | 0.035 | 15 | 15 | 7 | 3.1623e-10 | 0 | Water | Porous | Wet | R600a | MinimizeLCOE | IgnoreSilica | 12.477 | 0.35142 | 0.0026626 | 4 | 1356184.0237 |  | 30412.0967 |  | 49.3519 | -6.8949e-07 | 17621611.6032 | 96128.8195 | 4607.3688 | 155954.6406 | 177397.3851 | 24077.0464 | 31123.5838 | 0 | 190822.6492 | 496481.3901 | 338858.7504 | 1515451.6339 | 3144235.0165 | 6186358.3974 |  | 1478867.319 | 2118992.7493 | 0 | 14443905.1162 |  | 316227.766 | 0.01065 | 1356184.0237 |  | 30412.0967
1 | 1000 | 707 | 0.035 | 15 | 15 | 7 | 4.217e-10 | 0 | Water | Porous | Wet | R600a | MinimizeLCOE | IgnoreSilica | 16.0675 | 0.45522 | 0.0035583 | 4 | 1037484.3285 |  | 23265.3336 |  | 49.4194 | -6.7504e-07 | 21963065.6909 | 115057.64 | 5531.3056 | 191817.1073 | 222339.122 | 24077.0464 | 34650.6853 | 0 | 231454.4335 | 602196.9582 | 411011.7979 | 1838136.096 | 3144235.0165 | 6186358.3974 |  | 1478867.319 | 2118992.7493 | 0 | 14766589.5783 |  | 421696.5034 | 0.014233 | 1037484.3285 |  | 23265.3336
1 | 1000 | 707 | 0.035 | 15 | 15 | 7 | 5.6234e-10 | 0 | Water | Porous | Wet | R600a | MinimizeLCOE | IgnoreSilica | 20.3233 | 0.57826 | 0.0046699 | 4 | 810274.2946 |  | 18170.2039 |  | 49.4689 | -6.5489e-07 | 27349209.3583 | 135856.9769 | 6547.4846 | 232270.7253 | 275610.7547 | 24077.0464 | 38206.543 | 0 | 277902.117 | 723044.303 | 493492.5939 | 2207008.5447 | 3144235.0165 | 6186358.3974 |  | 1478867.319 | 2118992.7493 | 0 | 15135462.027 |  | 562341.3252 | 0.018679 | 810274.2946 |  | 18170.2039
1 | 1000 | 707 | 0.035 | 15 | 15 | 7 | 7.4989e-10 | 0 | Water | Porous | Wet | R600a | MinimizeLCOE | IgnoreSilica | 25.1318 | 0.71731 | 0.005996 | 4 | 647888.3267 |  | 14528.7381 |  | 49.505 | -6.2936e-07 | 33300778.5046 | 157795.9549 | 7620.0405 | 275961.8679 | 335808.1868 | 24077.0464 | 41576.2548 | 0 | 328707.347 | 855229.0897 | 583711.4269 | 2610487.2149 | 3144235.0165 | 6186358.3974 |  | 1478867.319 | 2118992.7493 | 0 | 15538940.6971 |  | 749894.2093 | 0.023984 | 647888.3267 |  | 14528.7381
1 | 1000 | 707 | 0.035 | 15 | 15 | 7 | 1e-09 | 0 | Water | Porous | Wet | R600a | MinimizeLCOE | IgnoreSilica | 30.2527 | 0.86543 | 0.0074992 | 4 | 531938.5987 |  | 11928.5936 |  | 49.5312 | -5.9926e-07 | 39395903.6437 | 179784.7528 | 8695.4888 | 320669.2366 | 399924.5015 | 24077.0464 | 44513.7078 | 0 | 381289.2462 | 992036.4055 | 677085.2311 | 3028075.6166 | 3144235.0165 | 6186358.3974 |  | 1478867.319 | 2118992.7493 | 0 | 15956529.0989 |  | 1000000 | 0.029997 | 531938.5987 |  | 11928.5936
1 | 1000 | 707 | 0.035 | 15 | 15 | 7 | 1.3335e-09 | 0 | Water | Porous | Wet | R600a | MinimizeLCOE | IgnoreSilica | 35.3144 | 1.0119 | 0.0091026 | 4 | 449299.9007 |  | 10075.4409 |  | 49.5501 | -5.6501e-07 | 46000749.208 | 200428.4147 | 9705.4022 | 363382.8229 | 463310.3008 | 24077.0464 | 46741.9031 | 0 | 431981.8971 | 1123928.2846 | 767104.1486 | 3430660.2203 | 3144235.0165 | 6186358.3974 |  | 1478867.319 | 2118992.7493 | 0 | 16359113.7026 |  | 1333521.4322 | 0.03641 | 449299.9007 |  | 10075.4409
1 | 1000 | 707 | 0.035 | 15 | 15 | 7 | 1.7783e-09 | 0 | Water | Porous | Wet | R600a | MinimizeLCOE | IgnoreSilica | 40.0675 | 1.1494 | 0.010712 | 4 | 390432.0939 |  | 8755.3447 |  | 49.5638 | -5.3055e-07 | 51854383.3207 | 219010.1875 | 10614.5655 | 402384.6925 | 522841.7504 | 24077.0464 | 48299.9582 | 0 | 478618.9982 | 1245268.455 | 849921.3082 | 3801036.9618 | 3144235.0165 | 6186358.3974 |  | 1478867.319 | 2118992.7493 | 0 | 16729490.4441 |  | 1778279.41 | 0.042849 | 390432.0939 |  | 8755.3447
1 | 1000 | 707 | 0.035 | 15 | 15 | 7 | 2.3714e-09 | 0 | Water | Porous | Wet | R600a | MinimizeLCOE | IgnoreSilica | 44.246 | 1.2704 | 0.012234 | 4 | 348411.6813 |  | 7813.0472 |  | 49.5737 | -4.9697e-07 | 57449803.4665 | 234803.1607 | 11387.3239 | 435913.0976 | 575187.1031 | 24077.0464 | 49169.6876 | 0 | 518909.5935 | 1350096.3194 | 921468.4797 | 4121011.8119 | 3144235.0165 | 6186358.3974 |  | 1478867.319 | 2118992.7493 | 0 | 17049465.2942 |  | 2371373.7057 | 0.048935 | 348411.6813 |  | 7813.0472
1 | 1000 | 707 | 0.035 | 15 | 15 | 7 | 3.1623e-09 | 0 | Water | Porous | Wet | R600a | MinimizeLCOE | IgnoreSilica | 47.7823 | 1.3727 | 0.013602 | 4 | 318283.1863 |  | 7137.423 |  | 49.581 | -4.666e-07 | 62353963.1084 | 247821.8604 | 12024.3459 | 463797.3977 | 619494.5992 | 24077.0464 | 49545.1585 | 0 | 552536.5592 | 1437586.7861 | 981182.521 | 4388066.2744 | 3144235.0165 | 6186358.3974 |  | 1478867.319 | 2118992.7493 | 0 | 17316519.7567 |  | 3162277.6602 | 0.054406 | 318283.1863 |  | 7137.423
1 | 1000 | 707 | 0.035 | 15 | 15 | 7 | 4.217e-09 | 0 | Water | Porous | Wet | R600a | MinimizeLCOE | IgnoreSilica | 50.6741 | 1.4565 | 0.01478 | 4 | 296552.3805 |  | 6650.115 |  | 49.5864 | -4.4031e-07 | 66501599.2622 | 258255.2694 | 12534.8637 | 486296.4833 | 655733.4656 | 24077.0464 | 49586.1486 | 0 | 579728.478 | 1508334.5811 | 1029469.3448 | 4604015.6809 | 3144235.0165 | 6186358.3974 |  | 1478867.319 | 2118992.7493 | 0 | 17532469.1632 |  | 4216965.0343 | 0.059121 | 296552.3805 |  | 6650.115
1 | 1000 | 707 | 0.035 | 15 | 15 | 7 | 5.6234e-09 | 0 | Water | Porous | Wet | R600a | MinimizeLCOE | IgnoreSilica | 52.9787 | 1.5233 | 0.015762 | 4 | 280777.8545 |  | 6296.3751 |  | 49.5903 | -4.1828e-07 | 69980527.5395 | 266443.8131 | 12935.5326 | 504045.7133 | 684618.4653 | 24077.0464 | 49430.0427 | 0 | 601204.7392 | 1564211.4073 | 1067606.4268 | 4774573.1867 | 3144235.0165 | 6186358.3974 |  | 1478867.319 | 2118992.7493 | 0 | 17703026.6689 |  | 5623413.2519 | 0.06305 | 280777.8545 |  | 6296.3751
1 | 1000 | 707 | 0.035 | 15 | 15 | 7 | 7.4989e-09 | 0 | Water | Porous | Wet | R600a | MinimizeLCOE | IgnoreSilica | 54.7841 | 1.5756 | 0.01656 | 4 | 269256.7932 |  | 6038.0181 |  | 49.5932 | -4.0033e-07 | 72828815.1217 | 272784.4705 | 13245.7787 | 517842.8869 | 707247.6518 | 24077.0464 | 49182.6911 | 0 | 617908.4049 | 1607670.9192 | 1097268.4367 | 4907228.2861 | 3144235.0165 | 6186358.3974 |  | 1478867.319 | 2118992.7493 | 0 | 17835681.7684 |  | 7498942.0933 | 0.06624 | 269256.7932 |  | 6038.0181
1 | 1000 | 707 | 0.035 | 15 | 15 | 7 | 1e-08 | 0 | Water | Porous | Wet | R600a | MinimizeLCOE | IgnoreSilica | 56.1964 | 1.6165 | 0.017196 | 4 | 260796.5946 |  | 5848.3002 |  | 49.5954 | -3.8625e-07 | 74931021.7649 | 277701.8426 | 13486.3805 | 528574.3435 | 724952.7075 | 24077.0464 | 48934.4647 | 0 | 630913.4462 | 1641507.3689 | 1120362.5089 | 5010510.1092 | 3144235.0165 | 6186358.3974 |  | 1478867.319 | 2118992.7493 | 0 | 17938963.5915 |  | 10000000 | 0.068785 | 260796.5946 |  | 5848.3002
1 | 1100 | 707 | 0.035 | 15 | 15 | 7 | 1e-13 | 0 | Water | Porous | Wet | R600a | MinimizeLCOE | IgnoreSilica | [30 empty] | 100 | 0
1 | 1100 | 707 | 0.035 | 15 | 15 | 7 | 1.3335e-13 | 0 | Water | Porous | Wet | R600a | MinimizeLCOE | IgnoreSilica | 0 | 0 | 0 | 4 |  |  |  |  | 0 | 0 | 0 | 2429.0576 | 99.1372 | 2571.2027 | 25261.816 | 24077.0464 | 36694.402 | 0 | 35541.7381 | 92472.312 | 63114.253 | 282260.965 | 3144235.0165 | 6715809.2352 |  | 1478867.319 | 2224882.9169 | 0 |  |  | 133.3521 | 0
1 | 1100 | 707 | 0.035 | 15 | 15 | 7 | 1.7783e-13 | 0 | Water | Porous | Wet | R600a | MinimizeLCOE | IgnoreSilica | 0 | 0 | 0 | 4 |  |  |  |  | 0 | 0 | 18853463997.1019 | 2434.4078 | 99.3708 | 2577.2266 | 25264.8571 | 24077.0464 | 32047.8331 | 0 | 33735.2893 | 87772.3027 | 59906.4001 | 267914.734 | 3144235.0165 | 6715809.2352 |  | 1478867.319 | 2224882.9169 | 0 |  |  | 177.8279 | 0
1 | 1100 | 707 | 0.035 | 15 | 15 | 7 | 2.3714e-13 | 0 | Water | Porous | Wet | R600a | MinimizeLCOE | IgnoreSilica | 0 | 0 | 0 | 4 |  |  |  |  | 0 | 0 | 14067513119.552 | 2438.4626 | 99.5479 | 2581.7913 | 25267.1614 | 24077.0464 | 28125.4534 | 0 | 32209.8906 | 83803.5282 | 57197.63 | 255800.5118 | 3144235.0165 | 6715809.2352 |  | 1478867.319 | 2224882.9169 | 0 |  |  | 237.1374 | 0
1 | 1100 | 707 | 0.035 | 15 | 15 | 7 | 3.1623e-13 | 0 | Water | Porous | Wet | R600a | MinimizeLCOE | IgnoreSilica | 0 | 0 | 0 | 4 |  |  |  |  | 0 | 0 | 10473215844.7526 | 2441.5275 | 99.6817 | 2585.2413 | 25268.9029 | 24077.0464 | 24802.1225 | 0 | 30917.0637 | 80439.8578 | 54901.8558 | 245533.2997 | 3144235.0165 | 6715809.2352 |  | 1478867.319 | 2224882.9169 | 0 |  |  | 316.2278 | 0
1 | 1100 | 707 | 0.035 | 15 | 15 | 7 | 4.217e-13 | 0 | Water | Porous | Wet | R600a | MinimizeLCOE | IgnoreSilica | 0 | 0 | 0 | 4 |  |  |  |  | 0 | 0 | 7774809068.9924 | 2443.8396 | 99.7827 | 2587.8437 | 25270.2164 | 24077.0464 | 21974.5163 | 0 | 29816.7656 | 77577.1078 | 52947.9701 | 236795.0885 | 3144235.0165 | 6715809.2352 |  | 1478867.319 | 2224882.9169 | 0 |  |  | 421.6965 | 0
1 | 1100 | 707 | 0.035 | 15 | 15 | 7 | 5.6234e-13 | 0 | Water | Porous | Wet | R600a | MinimizeLCOE | IgnoreSilica | 0 | 0 | 0 | 4 |  |  |  |  | 0 | 0 | 5749540774.6429 | 2445.5812 | 99.8588 | 2589.8037 | 25271.2058 | 24077.0464 | 19557.2866 | 0 | 28875.9052 | 75129.1819 | 51277.2104 | 229323.08 | 3144235.0165 | 6715809.2352 |  | 1478867.319 | 2224882.9169 | 0 |  |  | 562.3413 | 0
1 | 1100 | 707 | 0.035 | 15 | 15 | 7 | 7.4989e-13 | 0 | Water | Porous | Wet | R600a | MinimizeLCOE | IgnoreSilica | 0 | 0 | 0 | 4 |  |  |  |  | 0 | 0 | 4229809667.6037 | 2446.8915 | 99.916 | 2591.2784 | 25271.9501 | 24077.0464 | 17479.8437 | 0 | 28067.1012 | 73024.8399 | 49840.9538 | 222899.8211 | 3144235.0165 | 6715809.2352 |  | 1478867.319 | 2224882.9169 | 0 |  |  | 749.8942 | 0
1 | 1100 | 707 | 0.035 | 15 | 15 | 7 | 1e-12 | 0 | Water | Porous | Wet | R600a | MinimizeLCOE | IgnoreSilica | 0 | 0 | 0 | 4 |  |  |  |  | 0 | 0 | 3089608522.7274 | 2447.8766 | 99.9591 | 2592.3871 | 25272.5096 | 24077.0464 | 15683.66 | 0 | 27367.6411 | 71204.9882 | 48598.8676 | 217344.9355 | 3144235.0165 | 6715809.2352 |  | 1478867.319 | 2224882.9169 | 0 |  |  | 1000 | 0
1 | 1100 | 707 | 0.035 | 15 | 15 | 7 | 1.3335e-12 | 0 | Water | Porous | Wet | R600a | MinimizeLCOE | IgnoreSilica | 0 | 0 | 0 | 4 |  |  |  |  | 0 | 0 | 2234259349.5509 | 2448.6168 | 99.9914 | 2593.22 | 25272.93 | 24077.0464 | 14120.0014 | 0 | 26758.6043 | 69620.3995 | 47517.3532 | 212508.1629 | 3144235.0165 | 6715809.2352 |  | 1478867.319 | 2224882.9169 | 0 |  |  | 1333.5214 | 0
1 | 1100 | 707 | 0.035 | 15 | 15 | 7 | 1.7783e-12 | 0 | Water | Porous | Wet | R600a | MinimizeLCOE | IgnoreSilica | 0 | 0 | 0 | 4 |  |  |  |  | 0 | 0 | 1592913465.3238 | 2448.48 | 99.9854 | 2593.0661 | 25272.8523 | 24077.0464 | 12747.4349 | 0 | 26223.1574 | 68227.2764 | 46566.518 | 208255.8168 | 3144235.0165 | 6715809.2352 |  | 1478867.319 | 2224882.9169 | 0 |  |  | 1778.2794 | 0
1 | 1100 | 707 | 0.035 | 15 | 15 | 7 | 2.3714e-12 | 0 | Water | Porous | Wet | R600a | MinimizeLCOE | IgnoreSilica | 0 | 0 | 0 | 4 |  |  |  |  | 0 | 0 | 1111480801.2021 | 2448.3444 | 99.9795 | 2592.9135 | 25272.7753 | 24077.0464 | 11532.0265 | 0 | 25749.0033 | 66993.6248 | 45724.5255 | 204490.2391 | 3144235.0165 | 6715809.2352 |  | 1478867.319 | 2224882.9169 | 0 |  |  | 2371.3737 | 0
1 | 1100 | 707 | 0.035 | 15 | 15 | 7 | 3.1623e-12 | 0 | Water | Porous | Wet | R600a | MinimizeLCOE | IgnoreSilica | 0 | 0 | 0 | 4 |  |  |  |  | 0 | 0 | 750478113.8685 | 2448.2427 | 99.975 | 2592.7991 | 25272.7175 | 24077.0464 | 10443.6402 | 0 | 25324.4242 | 65888.9569 | 44970.567 | 201118.369 | 3144235.0165 | 6715809.2352 |  | 1478867.319 | 2224882.9169 | 0 |  |  | 3162.2777 | 0
1 | 1100 | 707 | 0.035 | 15 | 15 | 7 | 4.217e-12 | 0 | Water | Porous | Wet | R600a | MinimizeLCOE | IgnoreSilica | 0 | 0 | 0 | 4 |  |  |  |  | 0 | 0 | 479784884.4818 | 2448.1665 | 99.9717 | 2592.7133 | 25272.6743 | 24077.0464 | 9455.1755 | 0 | 24938.8416 | 64885.7502 | 44285.8578 | 198056.1973 | 3144235.0165 | 6715809.2352 |  | 1478867.319 | 2224882.9169 | 0 |  |  | 4216.965 | 0
1 | 1100 | 707 | 0.035 | 15 | 15 | 7 | 5.6234e-12 | 0 | Water | Porous | Wet | R600a | MinimizeLCOE | IgnoreSilica | 0 | 0 | 0 | 4 |  |  |  |  | 0 | 0 | 276805183.1267 | 2448.1094 | 99.9692 | 2592.6491 | 25272.6418 | 24077.0464 | 8540.6733 | 0 | 24582.1248 | 63957.6462 | 43652.4078 | 195223.268 | 3144235.0165 | 6715809.2352 |  | 1478867.319 | 2224882.9169 | 0 |  |  | 5623.4133 | 0
1 | 1100 | 707 | 0.035 | 15 | 15 | 7 | 7.4989e-12 | 0 | Water | Porous | Wet | R600a | MinimizeLCOE | IgnoreSilica | 0 | 0 | 0 | 4 |  |  |  |  | 0 | 0 | 124598395.0688 | 2448.0666 | 99.9674 | 2592.6009 | 25272.6175 | 24077.0464 | 7672.3262 | 0 | 24243.4238 | 63076.4156 | 43050.9497 | 192533.4141 | 3144235.0165 | 6715809.2352 |  | 1478867.319 | 2224882.9169 | 0 |  |  | 7498.9421 | 0
1 | 1100 | 707 | 0.035 | 15 | 15 | 7 | 1e-11 | 0 | Water | Porous | Wet | R600a | MinimizeLCOE | IgnoreSilica | 0 | 0 | 0 | 4 |  |  |  |  | 0 | 0 | 10463070.3854 | 2448.0345 | 99.966 | 2592.5648 | 25272.5993 | 24077.0464 | 6814.3022 | 0 | 23908.7601 | 62205.6895 | 42456.6613 | 189875.6241 | 3144235.0165 | 6715809.2352 |  | 1478867.319 | 2224882.9169 | 0 |  |  | 10000 | 0
1 | 1100 | 707 | 0.035 | 15 | 15 | 7 | 1.3335e-11 | 0 | Water | Porous | Wet | R600a | MinimizeLCOE | IgnoreSilica | 0.82225 | 0.020512 | 4.0859e-05 | 4 | 84890064.2509 |  | 1903639.0332 |  | 48.0308 | -1.0188e-06 | 3133807.5261 | 13452.3295 | 610.5509 | 16084.1325 | 33341.9797 | 24077.0464 | 12640.1784 | 0 | 39080.4248 | 101679.2487 | 69398.1766 | 310364.0673 | 3144235.0165 | 6715809.2352 |  | 1478867.319 | 2224882.9169 | 0 | 13874158.555 |  | 13335.2143 | 0.00016344 | 84890064.2509 |  | 1903639.0332
1 | 1100 | 707 | 0.035 | 15 | 15 | 7 | 1.7783e-11 | 0 | Water | Porous | Wet | R600a | MinimizeLCOE | IgnoreSilica | 1.1927 | 0.034029 | 0.0001363 | 4 | 25573270.5356 |  | 573474.3686 |  | 49.5006 | -1.1243e-06 | 6464876.9626 | 19504.1695 | 902.0059 | 24085.8718 | 38867.0648 | 24077.0464 | 14787.5172 | 0 | 47667.2335 | 124020.3636 | 84646.4465 | 378557.7191 | 3144235.0165 | 6715809.2352 |  | 1478867.319 | 2224882.9169 | 0 | 13942352.2068 |  | 17782.7941 | 0.00054519 | 25573270.5356 |  | 573474.3686
1 | 1100 | 707 | 0.035 | 15 | 15 | 7 | 2.3714e-11 | 0 | Water | Porous | Wet | R600a | MinimizeLCOE | IgnoreSilica | 1.6337 | 0.050336 | 0.00027643 | 4 | 12676741.6482 |  | 284272.8466 |  | 50.4242 | -1.1581e-06 | 997297.9007 | 25892.3429 | 1212.5222 | 32921.2433 | 45455.0844 | 24077.0464 | 16705.7712 | 0 | 57042.964 | 148414.0912 | 101295.6669 | 453016.7323 | 3144235.0165 | 6715809.2352 |  | 1478867.319 | 2224882.9169 | 0 | 14016811.22 |  | 23713.7371 | 0.0011057 | 12676741.6482 |  | 284272.8466
1 | 1100 | 707 | 0.035 | 15 | 15 | 7 | 3.1623e-11 | 0 | Water | Porous | Wet | R600a | MinimizeLCOE | IgnoreSilica | 2.2282 | 0.072458 | 0.00047262 | 4 | 7464097.9507 |  | 167380.5802 |  | 51.1116 | -1.1875e-06 | 643607.2267 | 33606.3627 | 1589.75 | 44036.1516 | 54341.8659 | 24077.0464 | 18931.9921 | 0 | 68867.4358 | 179178.9413 | 122293.3092 | 546922.855 | 3144235.0165 | 6715809.2352 |  | 1478867.319 | 2224882.9169 | 0 | 14110717.3427 |  | 31622.7766 | 0.0018905 | 7464097.9507 |  | 167380.5802
1 | 1100 | 707 | 0.035 | 15 | 15 | 7 | 4.217e-11 | 0 | Water | Porous | Wet | R600a | MinimizeLCOE | IgnoreSilica | 2.9936 | 0.10102 | 0.00074093 | 4 | 4799364.5864 |  | 107624.5829 |  | 51.6054 | -1.1967e-06 | 7527635.0489 | 42546.2429 | 2028.84 | 57425.6263 | 65782.6207 | 24077.0464 | 21316.8766 | 0 | 83139.1287 | 216310.9586 | 147636.674 | 660264.0142 | 3144235.0165 | 6715809.2352 |  | 1478867.319 | 2224882.9169 | 0 | 14224058.5019 |  | 42169.6503 | 0.0029637 | 4799364.5864 |  | 107624.5829
1 | 1100 | 707 | 0.035 | 15 | 15 | 7 | 5.6234e-11 | 0 | Water | Porous | Wet | R600a | MinimizeLCOE | IgnoreSilica | 3.9922 | 0.13837 | 0.0011033 | 4 | 3254755.986 |  | 72987.111 |  | 51.9708 | -1.1966e-06 | 8944364.6543 | 53112.5099 | 2549.4945 | 73836.6295 | 80715.3842 | 24077.0464 | 23981.3448 | 0 | 100726.2396 | 262069.0137 | 178867.4868 | 799935.1493 | 3144235.0165 | 6715809.2352 |  | 1478867.319 | 2224882.9169 | 0 | 14363729.637 |  | 56234.1325 | 0.0044132 | 3254755.986 |  | 72987.111
1 | 1100 | 707 | 0.035 | 15 | 15 | 7 | 7.4989e-11 | 0 | Water | Porous | Wet | R600a | MinimizeLCOE | IgnoreSilica | 5.3 | 0.18732 | 0.0015888 | 4 | 2287476.4435 |  | 51296.1026 |  | 52.2442 | -1.1911e-06 | 14959087.243 | 65693.8523 | 3171.0034 | 94064.2421 | 100272.7872 | 24077.0464 | 27011.2575 | 0 | 122573.1736 | 318910.2546 | 217662.8017 | 973436.4188 | 3144235.0165 | 6715809.2352 |  | 1478867.319 | 2224882.9169 | 0 | 14537230.9064 |  | 74989.4209 | 0.0063551 | 2287476.4435 |  | 51296.1026
1 | 1100 | 707 | 0.035 | 15 | 15 | 7 | 1e-10 | 0 | Water | Porous | Wet | R600a | MinimizeLCOE | IgnoreSilica | 7.0271 | 0.25201 | 0.0022357 | 4 | 1649985.0764 |  | 37000.5138 |  | 52.4512 | -1.1854e-06 | 18293584.8823 | 80842.6657 | 3920.847 | 119241.0004 | 126104.1799 | 24077.0464 | 30551.5667 | 0 | 150047.5494 | 390392.9444 | 266451.2064 | 1191629.0062 | 3144235.0165 | 6715809.2352 |  | 1478867.319 | 2224882.9169 | 0 | 14755423.4939 |  | 100000 | 0.0089428 | 1649985.0764 |  | 37000.5138
1 | 1100 | 707 | 0.035 | 15 | 15 | 7 | 1.3335e-10 | 0 | Water | Porous | Wet | R600a | MinimizeLCOE | IgnoreSilica | 9.2586 | 0.33563 | 0.0030917 | 4 | 1214897.7366 |  | 27243.7861 |  | 52.6053 | -1.1735e-06 | 24187126.9572 | 98737.0211 | 4807.9981 | 149941.4102 | 159480.9068 | 24077.0464 | 34534.0602 | 0 | 183915.5927 | 478510.6459 | 326593.3482 | 1460598.0297 | 3144235.0165 | 6715809.2352 |  | 1478867.319 | 2224882.9169 | 0 | 15024392.5174 |  | 133352.1432 | 0.012367 | 1214897.7366 |  | 27243.7861
1 | 1100 | 707 | 0.035 | 15 | 15 | 7 | 1.7783e-10 | 0 | Water | Porous | Wet | R600a | MinimizeLCOE | IgnoreSilica | 12.1091 | 0.44246 | 0.0042147 | 4 | 910703.6407 |  | 20422.3075 |  | 52.7203 | -1.1555e-06 | 31834001.7447 | 119707.2672 | 5848.912 | 187023.222 | 202117.7665 | 24077.0464 | 38967.0642 | 0 | 225319.0985 | 586234.0749 | 400116.802 | 1789411.2535 | 3144235.0165 | 6715809.2352 |  | 1478867.319 | 2224882.9169 | 0 | 15353205.7412 |  | 177827.941 | 0.016859 | 910703.6407 |  | 20422.3075
1 | 1100 | 707 | 0.035 | 15 | 15 | 7 | 2.3714e-10 | 0 | Water | Porous | Wet | R600a | MinimizeLCOE | IgnoreSilica | 15.6971 | 0.57695 | 0.0056692 | 4 | 694559.5494 |  | 15575.3289 |  | 52.8061 | -1.1319e-06 | 40593080.1161 | 144010.4239 | 7056.3484 | 231248.603 | 255787.7576 | 24077.0464 | 43836.5851 | 0 | 275346.5381 | 716395.2107 | 488954.4518 | 2186712.9649 | 3144235.0165 | 6715809.2352 |  | 1478867.319 | 2224882.9169 | 0 | 15750507.4526 |  | 237137.3706 | 0.022677 | 694559.5494 |  | 15575.3289
1 | 1100 | 707 | 0.035 | 15 | 15 | 7 | 3.1623e-10 | 0 | Water | Porous | Wet | R600a | MinimizeLCOE | IgnoreSilica | 20.0823 | 0.74135 | 0.0075159 | 4 | 539456.0098 |  | 12097.1697 |  | 52.8697 | -1.101e-06 | 50816590.3715 | 171477.8581 | 8421.83 | 282596.0468 | 321387.9349 | 24077.0464 | 48977.5303 | 0 | 334205.9161 | 869535.2387 | 593475.6676 | 2654155.0689 | 3144235.0165 | 6715809.2352 |  | 1478867.319 | 2224882.9169 | 0 | 16217949.5566 |  | 316227.766 | 0.030064 | 539456.0098 |  | 12097.1697
1 | 1100 | 707 | 0.035 | 15 | 15 | 7 | 4.217e-10 | 0 | Water | Porous | Wet | R600a | MinimizeLCOE | IgnoreSilica | 25.2561 | 0.93534 | 0.0097925 | 4 | 427638.976 |  | 9589.7 |  | 52.9169 | -1.0629e-06 | 61748399.5273 | 201606.8599 | 9920.1696 | 340336.8407 | 398791.389 | 24077.0464 | 54176.7092 | 0 | 401274.5157 | 1044033.9772 | 712574.6422 | 3186792.1497 | 3144235.0165 | 6715809.2352 |  | 1478867.319 | 2224882.9169 | 0 | 16750586.6374 |  | 421696.5034 | 0.03917 | 427638.976 |  | 9589.7
1 | 1100 | 707 | 0.035 | 15 | 15 | 7 | 5.6234e-10 | 0 | Water | Porous | Wet | R600a | MinimizeLCOE | IgnoreSilica | 31.0102 | 1.1511 | 0.012482 | 4 | 346989.4161 |  | 7781.1532 |  | 52.9514 | -1.0152e-06 | 74239050.6666 | 232975.9827 | 11480.4267 | 401813.0941 | 484888.6059 | 24077.0464 | 58964.9264 | 0 | 473538.0321 | 1232048.8234 | 840898.6381 | 3760685.5758 | 3144235.0165 | 6715809.2352 |  | 1478867.319 | 2224882.9169 | 0 | 17324480.0635 |  | 562341.3252 | 0.049928 | 346989.4161 |  | 7781.1532
1 | 1100 | 707 | 0.035 | 15 | 15 | 7 | 7.4989e-10 | 0 | Water | Porous | Wet | R600a | MinimizeLCOE | IgnoreSilica | 37.064 | 1.3782 | 0.015498 | 4 | 288937.5843 |  | 6479.355 |  | 52.9767 | -9.6094e-07 | 87197696.9396 | 264124.2285 | 13029.7047 | 464056.409 | 575482.8843 | 24077.0464 | 63041.1198 | 0 | 547486.4431 | 1424447.4201 | 972214.6337 | 4347959.8895 | 3144235.0165 | 6715809.2352 |  | 1478867.319 | 2224882.9169 | 0 | 17911754.3772 |  | 749894.2093 | 0.061992 | 288937.5843 |  | 6479.355
1 | 1100 | 707 | 0.035 | 15 | 15 | 7 | 1e-09 | 0 | Water | Porous | Wet | R600a | MinimizeLCOE | IgnoreSilica | 42.9936 | 1.6007 | 0.018679 | 4 | 247251.3754 |  | 5544.5519 |  | 52.9952 | -9.0168e-07 | 99638051.3539 | 293177.0912 | 14474.6271 | 523071.7378 | 664235.8478 | 24077.0464 | 66055.8347 | 0 | 618185.9522 | 1608393.0401 | 1097761.2991 | 4909432.4764 | 3144235.0165 | 6715809.2352 |  | 1478867.319 | 2224882.9169 | 0 | 18473226.9641 |  | 1000000 | 0.074714 | 247251.3754 |  | 5544.5519
1 | 1100 | 707 | 0.035 | 15 | 15 | 7 | 1.3335e-09 | 0 | Water | Porous | Wet | R600a | MinimizeLCOE | IgnoreSilica | 48.4692 | 1.8063 | 0.021833 | 4 | 217341.9763 |  | 4873.8409 |  | 53.0089 | -8.4208e-07 | 111915726.9191 | 318955.2949 | 15756.5122 | 576137.031 | 746210.8924 | 24077.0464 | 67993.9989 | 0 | 682161.0025 | 1774842.9982 | 1211366.8156 | 5417501.5921 | 3144235.0165 | 6715809.2352 |  | 1478867.319 | 2224882.9169 | 0 | 18981296.0798 |  | 1333521.4322 | 0.087334 | 217341.9763 |  | 4873.8409
1 | 1100 | 707 | 0.035 | 15 | 15 | 7 | 1.7783e-09 | 0 | Water | Porous | Wet | R600a | MinimizeLCOE | IgnoreSilica | 53.2929 | 1.9874 | 0.024792 | 4 | 195847.6476 |  | 4391.8358 |  | 53.019 | -7.8649e-07 | 122492299.4977 | 340952.3561 | 16850.2062 | 621900.2642 | 818438.7031 | 24077.0464 | 69047.0248 | 0 | 737593.5843 | 1919067.2052 | 1309802.8004 | 5857729.1908 | 3144235.0165 | 6715809.2352 |  | 1478867.319 | 2224882.9169 | 0 | 19421523.6785 |  | 1778279.41 | 0.099166 | 195847.6476 |  | 4391.8358
1 | 1100 | 707 | 0.035 | 15 | 15 | 7 | 2.3714e-09 | 0 | Water | Porous | Wet | R600a | MinimizeLCOE | IgnoreSilica | 57.3218 | 2.1387 | 0.027426 | 4 | 180341.8451 |  | 4044.122 |  | 53.0264 | -7.3606e-07 | 132136507.0308 | 358876.2954 | 17741.2575 | 659497.2874 | 878779.4472 | 24077.0464 | 69348.9082 | 0 | 783244.8944 | 2037842.5497 | 1390869.4136 | 6220277.0999 | 3144235.0165 | 6715809.2352 |  | 1478867.319 | 2224882.9169 | 0 | 19784071.5876 |  | 2371373.7057 | 0.1097 | 180341.8451 |  | 4044.122
1 | 1100 | 707 | 0.035 | 15 | 15 | 7 | 3.1623e-09 | 0 | Water | Porous | Wet | R600a | MinimizeLCOE | IgnoreSilica | 60.6204 | 2.2626 | 0.029683 | 4 | 169098.5416 |  | 3791.9936 |  | 53.032 | -6.9326e-07 | 139980629.5076 | 373275.4418 | 18456.9929 | 689890.9833 | 928190.1975 | 24077.0464 | 69242.8467 | 0 | 820222.0683 | 2134049.5711 | 1456532.6826 | 6513937.8306 | 3144235.0165 | 6715809.2352 |  | 1478867.319 | 2224882.9169 | 0 | 20077732.3183 |  | 3162277.6602 | 0.11873 | 169098.5416 |  | 3791.9936
1 | 1100 | 707 | 0.035 | 15 | 15 | 7 | 4.217e-09 | 0 | Water | Porous | Wet | R600a | MinimizeLCOE | IgnoreSilica | 63.254 | 2.3616 | 0.031557 | 4 | 160900.7139 |  | 3608.1594 |  | 53.0362 | -6.5794e-07 | 146306496.2875 | 384607.0531 | 19020.1934 | 713924.3481 | 967646.5363 | 24077.0464 | 68909.5149 | 0 | 849492.03 | 2210204.0072 | 1508509.6501 | 6746390.3795 | 3144235.0165 | 6715809.2352 |  | 1478867.319 | 2224882.9169 | 0 | 20310184.8672 |  | 4216965.0343 | 0.12623 | 160900.7139 |  | 3608.1594
1 | 1100 | 707 | 0.035 | 15 | 15 | 7 | 5.6234e-09 | 0 | Water | Porous | Wet | R600a | MinimizeLCOE | IgnoreSilica | 65.3144 | 2.439 | 0.033073 | 4 | 154891.7559 |  | 3473.4099 |  | 53.0393 | -6.2932e-07 | 151430809.0336 | 393376.2785 | 19456.0034 | 732590.3657 | 998519.797 | 24077.0464 | 68472.1633 | 0 | 872231.7452 | 2269368.0816 | 1548890.3466 | 6926981.8277 | 3144235.0165 | 6715809.2352 |  | 1478867.319 | 2224882.9169 | 0 | 20490776.3154 |  | 5623413.2519 | 0.13229 | 154891.7559 |  | 3473.4099
1 | 1100 | 707 | 0.035 | 15 | 15 | 7 | 7.4989e-09 | 0 | Water | Porous | Wet | R600a | MinimizeLCOE | IgnoreSilica | 66.9151 | 2.4992 | 0.034277 | 4 | 150466.5818 |  | 3374.1765 |  | 53.0417 | -6.0675e-07 | 155392778.8189 | 400132.8616 | 19791.7684 | 747011.4312 | 1022506.108 | 24077.0464 | 68035.5338 | 0 | 889806.3523 | 2315093.6042 | 1580098.9553 | 7066553.6611 | 3144235.0165 | 6715809.2352 |  | 1478867.319 | 2224882.9169 | 0 | 20630348.1488 |  | 7498942.0933 | 0.13711 | 150466.5818 |  | 3374.1765
1 | 1100 | 707 | 0.035 | 15 | 15 | 7 | 1e-08 | 0 | Water | Porous | Wet | R600a | MinimizeLCOE | IgnoreSilica | 68.1332 | 2.545 | 0.035219 | 4 | 147194.892 |  | 3300.8096 |  | 53.0434 | -5.8888e-07 | 158648709.6858 | 405243.3362 | 20045.7182 | 757941.3206 | 1040762.3023 | 24077.0464 | 67614.0988 | 0 | 903116.6907 | 2349724.3746 | 1603735.1677 | 7172260.0555 | 3144235.0165 | 6715809.2352 |  | 1478867.319 | 2224882.9169 | 0 | 20736054.5432 |  | 10000000 | 0.14087 | 147194.892 |  | 3300.8096
1 | 1200 | 707 | 0.035 | 15 | 15 | 7 | 1e-13 | 0 | Water | Porous | Wet | R600a | MinimizeLCOE | IgnoreSilica | 0 | 0 | 0 | 4 |  |  |  |  | 0 | 0 | 0 | 108.0228 | 3.5679 | 65.1842 | 24090.7979 | 24077.0464 | 28379.9367 | 0 | 29922.5768 | 77852.4068 | 53135.8674 | 237635.4069 | 3144235.0165 | 7256980.2548 |  | 1478867.319 | 2333117.1208 | 0 |  |  | 100 | 0
1 | 1200 | 707 | 0.035 | 15 | 15 | 7 | 1.3335e-13 | 0 | Water | Porous | Wet | R600a | MinimizeLCOE | IgnoreSilica | 0 | 0 | 0 | 4 |  |  |  |  | 0 | 0 | 17583723325.0574 | 122.3863 | 4.081 | 75.9705 | 24093.6904 | 24077.0464 | 25025.5001 | 0 | 28625.4831 | 74477.6351 | 50832.5163 | 227334.3091 | 3144235.0165 | 7256980.2548 |  | 1478867.319 | 2333117.1208 | 0 |  |  | 133.3521 | 0
1 | 1200 | 707 | 0.035 | 15 | 15 | 7 | 1.7783e-13 | 0 | Water | Porous | Wet | R600a | MinimizeLCOE | IgnoreSilica | 0 | 0 | 0 | 4 |  |  |  |  | 0 | 0 | 13130180273.3729 | 132.7007 | 4.452 | 83.8874 | 24095.8789 | 24077.0464 | 22172.3103 | 0 | 27520.8475 | 71603.5999 | 48870.9283 | 218561.6514 | 3144235.0165 | 7256980.2548 |  | 1478867.319 | 2333117.1208 | 0 |  |  | 177.8279 | 0
1 | 1200 | 707 | 0.035 | 15 | 15 | 7 | 2.3714e-13 | 0 | Water | Porous | Wet | R600a | MinimizeLCOE | IgnoreSilica | 0 | 0 | 0 | 4 |  |  |  |  | 0 | 0 | 9786010917.0788 | 140.2236 | 4.7239 | 89.7454 | 24097.5309 | 24077.0464 | 19734.4768 | 0 | 26576.0613 | 69145.4601 | 47193.1973 | 211058.4657 | 3144235.0165 | 7256980.2548 |  | 1478867.319 | 2333117.1208 | 0 |  |  | 237.1374 | 0
1 | 1200 | 707 | 0.035 | 15 | 15 | 7 | 3.1623e-13 | 0 | Water | Porous | Wet | R600a | MinimizeLCOE | IgnoreSilica | 0 | 0 | 0 | 4 |  |  |  |  | 0 | 0 | 7275668339.0695 | 145.7605 | 4.9247 | 94.0997 | 24098.776 | 24077.0464 | 17640.9308 | 0 | 25763.9999 | 67032.6427 | 45751.1561 | 204609.3368 | 3144235.0165 | 7256980.2548 |  | 1478867.319 | 2333117.1208 | 0 |  |  | 316.2278 | 0
1 | 1200 | 707 | 0.035 | 15 | 15 | 7 | 4.217e-13 | 0 | Water | Porous | Wet | R600a | MinimizeLCOE | IgnoreSilica | 0 | 0 | 0 | 4 |  |  |  |  | 0 | 0 | 5391711289.9911 | 149.8591 | 5.0736 | 97.3454 | 24099.7132 | 24077.0464 | 15832.7668 | 0 | 25062.1037 | 65206.4529 | 44504.744 | 199035.105 | 3144235.0165 | 7256980.2548 |  | 1478867.319 | 2333117.1208 | 0 |  |  | 421.6965 | 0
1 | 1200 | 707 | 0.035 | 15 | 15 | 7 | 5.6234e-13 | 0 | Water | Porous | Wet | R600a | MinimizeLCOE | IgnoreSilica | 0 | 0 | 0 | 4 |  |  |  |  | 0 | 0 | 3978109817.8693 | 152.9043 | 5.1844 | 99.7691 | 24100.4179 | 24077.0464 | 14261.0034 | 0 | 24451.567 | 63617.9615 | 43420.566 | 194186.42 | 3144235.0165 | 7256980.2548 |  | 1478867.319 | 2333117.1208 | 0 |  |  | 562.3413 | 0
1 | 1200 | 707 | 0.035 | 15 | 15 | 7 | 7.4989e-13 | 0 | Water | Porous | Wet | R600a | MinimizeLCOE | IgnoreSilica | 0 | 0 | 0 | 4 |  |  |  |  | 0 | 0 | 2917586140.2022 | 155.1728 | 5.2671 | 101.5811 | 24100.9475 | 24077.0464 | 12884.6864 | 0 | 23916.6335 | 62226.1744 | 42470.6426 | 189938.1518 | 3144235.0165 | 7256980.2548 |  | 1478867.319 | 2333117.1208 | 0 |  |  | 749.8942 | 0
1 | 1200 | 707 | 0.035 | 15 | 15 | 7 | 1e-12 | 0 | Water | Porous | Wet | R600a | MinimizeLCOE | IgnoreSilica | 0 | 0 | 0 | 4 |  |  |  |  | 0 | 0 | 2122175284.4441 | 155.8005 | 5.29 | 102.0835 | 24101.0947 | 24077.0464 | 11668.9719 | 0 | 23443.0119 | 60993.9082 | 41629.5957 | 186176.8028 | 3144235.0165 | 7256980.2548 |  | 1478867.319 | 2333117.1208 | 0 |  |  | 1000 | 0
1 | 1200 | 707 | 0.035 | 15 | 15 | 7 | 1.3335e-12 | 0 | Water | Porous | Wet | R600a | MinimizeLCOE | IgnoreSilica | 0 | 0 | 0 | 4 |  |  |  |  | 0 | 0 | 1525560836.5433 | 155.3721 | 5.2744 | 101.7406 | 24100.9942 | 24077.0464 | 10584.3992 | 0 | 23019.6825 | 59892.4918 | 40877.8563 | 182814.8574 | 3144235.0165 | 7256980.2548 |  | 1478867.319 | 2333117.1208 | 0 |  |  | 1333.5214 | 0
1 | 1200 | 707 | 0.035 | 15 | 15 | 7 | 1.7783e-12 | 0 | Water | Porous | Wet | R600a | MinimizeLCOE | IgnoreSilica | 0 | 0 | 0 | 4 |  |  |  |  | 0 | 0 | 1077856564.8996 | 155.0507 | 5.2627 | 101.4835 | 24100.9189 | 24077.0464 | 9605.1048 | 0 | 22637.4981 | 58898.1265 | 40199.1816 | 179779.6733 | 3144235.0165 | 7256980.2548 |  | 1478867.319 | 2333117.1208 | 0 |  |  | 1778.2794 | 0
1 | 1200 | 707 | 0.035 | 15 | 15 | 7 | 2.3714e-12 | 0 | Water | Porous | Wet | R600a | MinimizeLCOE | IgnoreSilica | 0 | 0 | 0 | 4 |  |  |  |  | 0 | 0 | 742155158.6447 | 154.8097 | 5.2539 | 101.2907 | 24100.8625 | 24077.0464 | 8706.8935 | 0 | 22287.0011 | 57986.2051 | 39576.7764 | 176996.1391 | 3144235.0165 | 7256980.2548 |  | 1478867.319 | 2333117.1208 | 0 |  |  | 2371.3737 | 0
1 | 1200 | 707 | 0.035 | 15 | 15 | 7 | 3.1623e-12 | 0 | Water | Porous | Wet | R600a | MinimizeLCOE | IgnoreSilica | 0 | 0 | 0 | 4 |  |  |  |  | 0 | 0 | 490431176.0662 | 154.6289 | 5.2473 | 101.1461 | 24100.8202 | 24077.0464 | 7865.4931 | 0 | 21958.709 | 57132.0564 | 38993.8024 | 174388.9497 | 3144235.0165 | 7256980.2548 |  | 1478867.319 | 2333117.1208 | 0 |  |  | 3162.2777 | 0
1 | 1200 | 707 | 0.035 | 15 | 15 | 7 | 4.217e-12 | 0 | Water | Porous | Wet | R600a | MinimizeLCOE | IgnoreSilica | 0 | 0 | 0 | 4 |  |  |  |  | 0 | 0 | 301674132.8265 | 154.4933 | 5.2423 | 101.0377 | 24100.7885 | 24077.0464 | 7052.894 | 0 | 21641.6858 | 56307.2272 | 38430.8396 | 171871.2547 | 3144235.0165 | 7256980.2548 |  | 1478867.319 | 2333117.1208 | 0 |  |  | 4216.965 | 0
1 | 1200 | 707 | 0.035 | 15 | 15 | 7 | 5.6234e-12 | 0 | Water | Porous | Wet | R600a | MinimizeLCOE | IgnoreSilica | 0 | 0 | 0 | 4 |  |  |  |  | 0 | 0 | 160131557.4206 | 154.3916 | 5.2386 | 100.9564 | 24100.7647 | 24077.0464 | 6228.7379 | 0 | 21320.1829 | 55470.7425 | 37859.9216 | 169317.9826 | 3144235.0165 | 7256980.2548 |  | 1478867.319 | 2333117.1208 | 0 |  |  | 5623.4133 | 0
1 | 1200 | 707 | 0.035 | 15 | 15 | 7 | 7.4989e-12 | 0 | Water | Porous | Wet | R600a | MinimizeLCOE | IgnoreSilica | 0.67593 | 0.019161 | 1.8733e-05 | 4 | 193766578.391 |  | 4345168.3681 |  | 49.4257 | -1.4554e-06 | 8925111.5996 | 13191.6489 | 602.318 | 15213.7723 | 32420.759 | 24077.0464 | 13291.2616 | 0 | 38530.7544 | 100249.1193 | 68422.0838 | 305998.7638 | 3144235.0165 | 7256980.2548 |  | 1478867.319 | 2333117.1208 | 0 | 14519198.475 |  | 7498.9421 | 7.4931e-05 | 193766578.391 |  | 4345168.3681
1 | 1200 | 707 | 0.035 | 15 | 15 | 7 | 1e-11 | 0 | Water | Porous | Wet | R600a | MinimizeLCOE | IgnoreSilica | 1.0075 | 0.033905 | 0.00013287 | 4 | 27460724.0225 |  | 615800.0537 |  | 51.568 | -1.6532e-06 | 7823677.3893 | 20192.0076 | 943.996 | 23976.915 | 38086.4254 | 24077.0464 | 15913.4746 | 0 | 48044.0474 | 125000.7561 | 85315.5845 | 381550.253 | 3144235.0165 | 7256980.2548 |  | 1478867.319 | 2333117.1208 | 0 | 14594749.9642 |  | 10000 | 0.00053148 | 27460724.0225 |  | 615800.0537
1 | 1200 | 707 | 0.035 | 15 | 15 | 7 | 1.3335e-11 | 0 | Water | Porous | Wet | R600a | MinimizeLCOE | IgnoreSilica | 1.4142 | 0.052349 | 0.00030749 | 4 | 11934972.8903 |  | 267638.8627 |  | 52.9098 | -1.7482e-06 | 6682331.6531 | 27768.0928 | 1318.282 | 33904.8353 | 45052.2889 | 24077.0464 | 18391.9834 | 0 | 58699.8862 | 152725.0629 | 104237.9936 | 466175.4714 | 3144235.0165 | 7256980.2548 |  | 1478867.319 | 2333117.1208 | 0 | 14679375.1826 |  | 13335.2143 | 0.0012299 | 11934972.8903 |  | 267638.8627
1 | 1200 | 707 | 0.035 | 15 | 15 | 7 | 1.7783e-11 | 0 | Water | Porous | Wet | R600a | MinimizeLCOE | IgnoreSilica | 1.9263 | 0.075766 | 0.00055622 | 4 | 6642225.3307 |  | 148950.2867 |  | 53.8303 | -1.7862e-06 | 1875345.1467 | 36288.9594 | 1742.2706 | 45541.1156 | 53828.3849 | 24077.0464 | 20903.4619 | 0 | 71128.6831 | 185062.243 | 126308.7835 | 564880.9484 | 3144235.0165 | 7256980.2548 |  | 1478867.319 | 2333117.1208 | 0 | 14778080.6596 |  | 17782.7941 | 0.0022249 | 6642225.3307 |  | 148950.2867
1 | 1200 | 707 | 0.035 | 15 | 15 | 7 | 2.3714e-11 | 0 | Water | Porous | Wet | R600a | MinimizeLCOE | IgnoreSilica | 2.5961 | 0.10656 | 0.00089956 | 4 | 4140660.9063 |  | 92853.3132 |  | 54.5045 | -1.804e-06 | 6579280.5256 | 46326.3263 | 2244.0144 | 59796.2086 | 65319.8334 | 24077.0464 | 23693.5692 | 0 | 86368.2294 | 224712.4162 | 153370.8414 | 685908.4853 | 3144235.0165 | 7256980.2548 |  | 1478867.319 | 2333117.1208 | 0 | 14899108.1965 |  | 23713.7371 | 0.0035982 | 4140660.9063 |  | 92853.3132
1 | 1200 | 707 | 0.035 | 15 | 15 | 7 | 3.1623e-11 | 0 | Water | Porous | Wet | R600a | MinimizeLCOE | IgnoreSilica | 3.4781 | 0.14723 | 0.0013659 | 4 | 2754474.7936 |  | 61768.427 |  | 55.0064 | -1.811e-06 | 11817635.9924 | 58281.2306 | 2843.5955 | 77415.3759 | 80461.6131 | 24077.0464 | 26873.9099 | 0 | 105281.5808 | 273921.077 | 186956.7636 | 836112.1926 | 3144235.0165 | 7256980.2548 |  | 1478867.319 | 2333117.1208 | 0 | 15049311.9038 |  | 31622.7766 | 0.0054636 | 2754474.7936 |  | 61768.427
1 | 1200 | 707 | 0.035 | 15 | 15 | 7 | 4.217e-11 | 0 | Water | Porous | Wet | R600a | MinimizeLCOE | IgnoreSilica | 4.6307 | 0.20043 | 0.0019932 | 4 | 1910855.1382 |  | 42850.4615 |  | 55.3795 | -1.8064e-06 | 19070284.208 | 72459.8515 | 3556.5099 | 99054.0412 | 100246.2335 | 24077.0464 | 30474.0845 | 0 | 128648.4291 | 334716.8232 | 228451.1095 | 1021684.1288 | 3144235.0165 | 7256980.2548 |  | 1478867.319 | 2333117.1208 | 0 | 15234883.84 |  | 42169.6503 | 0.0079728 | 1910855.1382 |  | 42850.4615
1 | 1200 | 707 | 0.035 | 15 | 15 | 7 | 5.6234e-11 | 0 | Water | Porous | Wet | R600a | MinimizeLCOE | IgnoreSilica | 6.1381 | 0.27006 | 0.0028318 | 4 | 1365345.8239 |  | 30617.5478 |  | 55.6591 | -1.7943e-06 | 27663100.6741 | 89352.9572 | 4407.4908 | 125713.1964 | 126124.7518 | 24077.0464 | 34592.5915 | 0 | 157664.5333 | 410210.7741 | 279977.2823 | 1252120.6237 | 3144235.0165 | 7256980.2548 |  | 1478867.319 | 2333117.1208 | 0 | 15465320.3349 |  | 56234.1325 | 0.011327 | 1365345.8239 |  | 30617.5478
1 | 1200 | 707 | 0.035 | 15 | 15 | 7 | 7.4989e-11 | 0 | Water | Porous | Wet | R600a | MinimizeLCOE | IgnoreSilica | 8.1092 | 0.36116 | 0.003947 | 4 | 997735.5554 |  | 22373.977 |  | 55.8696 | -1.7779e-06 | 36166751.1043 | 109533.616 | 5425.5085 | 158598.7007 | 159967.1098 | 24077.0464 | 39342.0945 | 0 | 193808.1896 | 504249.1538 | 344160.4088 | 1539161.828 | 3144235.0165 | 7256980.2548 |  | 1478867.319 | 2333117.1208 | 0 | 15752361.5392 |  | 74989.4209 | 0.015788 | 997735.5554 |  | 22373.977
1 | 1200 | 707 | 0.035 | 15 | 15 | 7 | 1e-10 | 0 | Water | Porous | Wet | R600a | MinimizeLCOE | IgnoreSilica | 10.6593 | 0.47905 | 0.0054213 | 4 | 742767.091 |  | 16656.3713 |  | 56.0274 | -1.7548e-06 | 47619052.9887 | 133450.0238 | 6633.2269 | 198788.8679 | 203752.5762 | 24077.0464 | 44744.1389 | 0 | 238463.8933 | 620434.1346 | 423459.0455 | 1893802.9534 | 3144235.0165 | 7256980.2548 |  | 1478867.319 | 2333117.1208 | 0 | 16107002.6646 |  | 100000 | 0.021685 | 742767.091 |  | 16656.3713
1 | 1200 | 707 | 0.035 | 15 | 15 | 7 | 1.3335e-10 | 0 | Water | Porous | Wet | R600a | MinimizeLCOE | IgnoreSilica | 13.9191 | 0.62977 | 0.0073538 | 4 | 562328.5302 |  | 12610.0805 |  | 56.1457 | -1.7243e-06 | 60466745.6848 | 161539.0309 | 8052.6728 | 247397.1475 | 259725.2272 | 24077.0464 | 50805.9905 | 0 | 293122.8749 | 762645.5928 | 520521.2879 | 2327886.8708 | 3144235.0165 | 7256980.2548 |  | 1478867.319 | 2333117.1208 | 0 | 16541086.582 |  | 133352.1432 | 0.029415 | 562328.5302 |  | 12610.0805
1 | 1200 | 707 | 0.035 | 15 | 15 | 7 | 1.7783e-10 | 0 | Water | Porous | Wet | R600a | MinimizeLCOE | IgnoreSilica | 18.0017 | 0.81856 | 0.0098542 | 4 | 432885.0693 |  | 9707.3423 |  | 56.2339 | -1.6839e-06 | 75922258.2648 | 193974.247 | 9692.4527 | 305113.7751 | 329829.9823 | 24077.0464 | 57422.0297 | 0 | 358842.7179 | 933635.1433 | 637225.1696 | 2849812.5639 | 3144235.0165 | 7256980.2548 |  | 1478867.319 | 2333117.1208 | 0 | 17063012.2751 |  | 177827.941 | 0.039417 | 432885.0693 |  | 9707.3423
1 | 1200 | 707 | 0.035 | 15 | 15 | 7 | 2.3714e-10 | 0 | Water | Porous | Wet | R600a | MinimizeLCOE | IgnoreSilica | 22.9936 | 1.0494 | 0.013027 | 4 | 339250.8786 |  | 7607.6184 |  | 56.2998 | -1.6339e-06 | 93775492.4369 | 230693.3538 | 11549.142 | 372187.6784 | 415552.4031 | 24077.0464 | 64441.2174 | 0 | 436215.328 | 1134942.8033 | 774621.784 | 3464280.7563 | 3144235.0165 | 7256980.2548 |  | 1478867.319 | 2333117.1208 | 0 | 17677480.4675 |  | 237137.3706 | 0.052107 | 339250.8786 |  | 7607.6184
1 | 1200 | 707 | 0.035 | 15 | 15 | 7 | 3.1623e-10 | 0 | Water | Porous | Wet | R600a | MinimizeLCOE | IgnoreSilica | 28.8371 | 1.3197 | 0.016932 | 4 | 271263.7152 |  | 6083.0228 |  | 56.3485 | -1.5706e-06 | 112959929.5627 | 270707.1202 | 13572.3664 | 447067.5917 | 515910.8937 | 24077.0464 | 71411.5323 | 0 | 523671.1548 | 1362484.925 | 929923.9576 | 4158826.588 | 3144235.0165 | 7256980.2548 |  | 1478867.319 | 2333117.1208 | 0 | 18372026.2992 |  | 316227.766 | 0.067728 | 271263.7152 |  | 6083.0228
1 | 1200 | 707 | 0.035 | 15 | 15 | 7 | 4.217e-10 | 0 | Water | Porous | Wet | R600a | MinimizeLCOE | IgnoreSilica | 35.3487 | 1.621 | 0.021544 | 4 | 221893.8226 |  | 4975.915 |  | 56.3846 | -1.4948e-06 | 134432376.0555 | 312497.2272 | 15685.0102 | 526988.5223 | 627758.4376 | 24077.0464 | 77854.8908 | 0 | 618095.8424 | 1608158.5931 | 1097601.2841 | 4908716.8539 | 3144235.0165 | 7256980.2548 |  | 1478867.319 | 2333117.1208 | 0 | 19121916.5651 |  | 421696.5034 | 0.086176 | 221893.8226 |  | 4975.915
1 | 1200 | 707 | 0.035 | 15 | 15 | 7 | 5.6234e-10 | 0 | Water | Porous | Wet | R600a | MinimizeLCOE | IgnoreSilica | 42.1823 | 1.9373 | 0.026713 | 4 | 186122.1922 |  | 4173.7449 |  | 56.4113 | -1.409e-06 | 156549660.7812 | 353928.6661 | 17778.9125 | 607738.9624 | 745158.1204 | 24077.0464 | 83258.2629 | 0 | 714456.5886 | 1858869.4882 | 1268716.6217 | 5673982.6691 | 3144235.0165 | 7256980.2548 |  | 1478867.319 | 2333117.1208 | 0 | 19887182.3802 |  | 562341.3252 | 0.10685 | 186122.1922 |  | 4173.7449
1 | 1200 | 707 | 0.035 | 15 | 15 | 7 | 7.4989e-10 | 0 | Water | Porous | Wet | R600a | MinimizeLCOE | IgnoreSilica | 48.9102 | 2.2488 | 0.032168 | 4 | 160271.6712 |  | 3594.0532 |  | 56.4311 | -1.3178e-06 | 178218955.8244 | 392798.5338 | 19742.6932 | 684717.5703 | 860767.5581 | 24077.0464 | 87270.4329 | 0 | 807055.7955 | 2099793.6299 | 1433152.2989 | 6409375.5589 | 3144235.0165 | 7256980.2548 |  | 1478867.319 | 2333117.1208 | 0 | 20622575.27 |  | 749894.2093 | 0.12867 | 160271.6712 |  | 3594.0532
1 | 1200 | 707 | 0.035 | 15 | 15 | 7 | 1e-09 | 0 | Water | Porous | Wet | R600a | MinimizeLCOE | IgnoreSilica | 55.1318 | 2.5369 | 0.037582 | 4 | 141615.1405 |  | 3175.6851 |  | 56.4459 | -1.2265e-06 | 198712433.6043 | 427349.5299 | 21487.6883 | 754041.6079 | 967700.6181 | 24077.0464 | 89791.7044 | 0 | 890934.796 | 2318029.5835 | 1582102.8214 | 7075515.3959 | 3144235.0165 | 7256980.2548 |  | 1478867.319 | 2333117.1208 | 0 | 21288715.1071 |  | 1000000 | 0.15033 | 141615.1405 |  | 3175.6851
1 | 1200 | 707 | 0.035 | 15 | 15 | 7 | 1.3335e-09 | 0 | Water | Porous | Wet | R600a | MinimizeLCOE | IgnoreSilica | 60.6009 | 2.7903 | 0.042658 | 4 | 128138.252 |  | 2873.4691 |  | 56.457 | -1.1409e-06 | 217022377.3803 | 456780.5889 | 22973.6467 | 813707.7163 | 1061723.734 | 24077.0464 | 91043.6047 | 0 | 963419.4714 | 2506619.8401 | 1710819.5468 | 7651165.1953 | 3144235.0165 | 7256980.2548 |  | 1478867.319 | 2333117.1208 | 0 | 21864364.9065 |  | 1333521.4322 | 0.17063 | 128138.252 |  | 2873.4691
1 | 1200 | 707 | 0.035 | 15 | 15 | 7 | 1.7783e-09 | 0 | Water | Porous | Wet | R600a | MinimizeLCOE | IgnoreSilica | 65.2218 | 3.0045 | 0.04719 | 4 | 118373.7801 |  | 2654.5032 |  | 56.4654 | -1.0651e-06 | 232582498.676 | 481043.3776 | 24198.3418 | 863294.5405 | 1141182.7429 | 24077.0464 | 91380.6279 | 0 | 1023818.9041 | 2663766.7742 | 1818075.5583 | 8130837.9137 | 3144235.0165 | 7256980.2548 |  | 1478867.319 | 2333117.1208 | 0 | 22344037.6249 |  | 1778279.41 | 0.18876 | 118373.7801 |  | 2654.5032
1 | 1200 | 707 | 0.035 | 15 | 15 | 7 | 2.3714e-09 | 0 | Water | Porous | Wet | R600a | MinimizeLCOE | IgnoreSilica | 68.9808 | 3.1788 | 0.05107 | 4 | 111268.4608 |  | 2495.1682 |  | 56.4717 | -9.9987e-07 | 245888780.9319 | 500411.6904 | 25175.7733 | 903123.824 | 1205834.1242 | 24077.0464 | 91085.3755 | 0 | 1072386.0552 | 2790128.5389 | 1904320.0592 | 8516542.4871 | 3144235.0165 | 7256980.2548 |  | 1478867.319 | 2333117.1208 | 0 | 22729742.1983 |  | 2371373.7057 | 0.20428 | 111268.4608 |  | 2495.1682
1 | 1200 | 707 | 0.035 | 15 | 15 | 7 | 3.1623e-09 | 0 | Water | Porous | Wet | R600a | MinimizeLCOE | IgnoreSilica | 71.9823 | 3.3179 | 0.05429 | 4 | 106073.2241 |  | 2378.6662 |  | 56.4764 | -9.4602e-07 | 256684333.7801 | 515656.7417 | 25944.992 | 934621.2722 | 1257465.2862 | 24077.0464 | 90487.4984 | 0 | 1110818.6064 | 2890122.1536 | 1972567.7559 | 8821761.3528 | 3144235.0165 | 7256980.2548 |  | 1478867.319 | 2333117.1208 | 0 | 23034961.0639 |  | 3162277.6602 | 0.21716 | 106073.2241 |  | 2378.6662
1 | 1200 | 707 | 0.035 | 15 | 15 | 7 | 4.217e-09 | 0 | Water | Porous | Wet | R600a | MinimizeLCOE | IgnoreSilica | 74.3406 | 3.4273 | 0.056899 | 4 | 102256.8226 |  | 2293.0844 |  | 56.48 | -9.0269e-07 | 265240021.3322 | 527506.3418 | 26542.8077 | 959190.3809 | 1298040.2128 | 24077.0464 | 89785.2724 | 0 | 1140805.4041 | 2968141.6502 | 2025817.6655 | 9059906.7817 | 3144235.0165 | 7256980.2548 |  | 1478867.319 | 2333117.1208 | 0 | 23273106.4929 |  | 4216965.0343 | 0.22759 | 102256.8226 |  | 2293.0844
1 | 1200 | 707 | 0.035 | 15 | 15 | 7 | 5.6234e-09 | 0 | Water | Porous | Wet | R600a | MinimizeLCOE | IgnoreSilica | 76.1575 | 3.5116 | 0.058968 | 4 | 99441.577 |  | 2229.9532 |  | 56.4827 | -8.6809e-07 | 272186056.5544 | 536561.0835 | 26999.5755 | 978014.6627 | 1329302.5254 | 24077.0464 | 89063.4569 | 0 | 1163767.1567 | 3027883.4202 | 2066592.6511 | 9242261.5783 | 3144235.0165 | 7256980.2548 |  | 1478867.319 | 2333117.1208 | 0 | 23455461.2895 |  | 5623413.2519 | 0.23587 | 99441.577 |  | 2229.9532
1 | 1200 | 707 | 0.035 | 15 | 15 | 7 | 7.4989e-09 | 0 | Water | Porous | Wet | R600a | MinimizeLCOE | IgnoreSilica | 77.5607 | 3.5767 | 0.06059 | 4 | 97357.4905 |  | 2183.218 |  | 56.4848 | -8.4126e-07 | 277444788.7078 | 543511.5834 | 27350.1674 | 992493.2585 | 1353449.3207 | 24077.0464 | 88430.742 | 0 | 1181431.7261 | 3073843.0064 | 2097961.013 | 9382547.8639 | 3144235.0165 | 7256980.2548 |  | 1478867.319 | 2333117.1208 | 0 | 23595747.5751 |  | 7498942.0933 | 0.24236 | 97357.4905 |  | 2183.218
1 | 1200 | 707 | 0.035 | 15 | 15 | 7 | 1e-08 | 0 | Water | Porous | Wet | R600a | MinimizeLCOE | IgnoreSilica | 78.6324 | 3.6265 | 0.061848 | 4 | 95810.1935 |  | 2148.5203 |  | 56.4863 | -8.2054e-07 | 281490113.7178 | 548795.443 | 27616.676 | 1003516.6509 | 1371892.1892 | 24077.0464 | 87891.6198 | 0 | 1194877.9539 | 3108827.3328 | 2121838.5347 | 9489333.4467 | 3144235.0165 | 7256980.2548 |  | 1478867.319 | 2333117.1208 | 0 | 23702533.1579 |  | 10000000 | 0.24739 | 95810.1935 |  | 2148.5203
1 | 1300 | 707 | 0.035 | 15 | 15 | 7 | 1e-13 | 0 | Water | Porous | Wet | R600a | MinimizeLCOE | IgnoreSilica | 0 | 0 | 0 | 4 |  |  |  |  | 0 | 0 | 0 | 724.9747 | 27.3837 | 647.3654 | 24310.3518 | 24077.0464 | 27753.6639 | 0 | 30240.9065 | 78680.6355 | 53701.1504 | 240163.4783 | 3144235.0165 | 7809871.4561 |  | 1478867.319 | 2443695.3611 | 0 |  |  | 100 | 0
1 | 1300 | 707 | 0.035 | 15 | 15 | 7 | 1.3335e-13 | 0 | Water | Porous | Wet | R600a | MinimizeLCOE | IgnoreSilica | 0 | 0 | 0 | 4 |  |  |  |  | 0 | 0 | 16726465275.3948 | 730.9353 | 27.6238 | 653.5843 | 24313.0452 | 24077.0464 | 24485.648 | 0 | 28972.2744 | 75379.9148 | 51448.3408 | 230088.413 | 3144235.0165 | 7809871.4561 |  | 1478867.319 | 2443695.3611 | 0 |  |  | 133.3521 | 0
1 | 1300 | 707 | 0.035 | 15 | 15 | 7 | 1.7783e-13 | 0 | Water | Porous | Wet | R600a | MinimizeLCOE | IgnoreSilica | 0 | 0 | 0 | 4 |  |  |  |  | 0 | 0 | 12451883953.8716 | 735.4338 | 27.8051 | 658.2813 | 24315.082 | 24077.0464 | 21703.0227 | 0 | 27891.5018 | 72567.9664 | 49529.1282 | 221505.2676 | 3144235.0165 | 7809871.4561 |  | 1478867.319 | 2443695.3611 | 0 |  |  | 177.8279 | 0
1 | 1300 | 707 | 0.035 | 15 | 15 | 7 | 2.3714e-13 | 0 | Water | Porous | Wet | R600a | MinimizeLCOE | IgnoreSilica | 0 | 0 | 0 | 4 |  |  |  |  | 0 | 0 | 9242690540.7808 | 738.8233 | 27.9418 | 661.8225 | 24316.6191 | 24077.0464 | 19322.3186 | 0 | 26966.3829 | 70160.9968 | 47886.322 | 214158.2733 | 3144235.0165 | 7809871.4561 |  | 1478867.319 | 2443695.3611 | 0 |  |  | 237.1374 | 0
1 | 1300 | 707 | 0.035 | 15 | 15 | 7 | 3.1623e-13 | 0 | Water | Porous | Wet | R600a | MinimizeLCOE | IgnoreSilica | 0 | 0 | 0 | 4 |  |  |  |  | 0 | 0 | 6834008141.2986 | 741.3743 | 28.0446 | 664.4887 | 24317.7772 | 24077.0464 | 17274.4109 | 0 | 26170.2254 | 68089.5582 | 46472.5226 | 207835.4481 | 3144235.0165 | 7809871.4561 |  | 1478867.319 | 2443695.3611 | 0 |  |  | 316.2278 | 0
1 | 1300 | 707 | 0.035 | 15 | 15 | 7 | 4.217e-13 | 0 | Water | Porous | Wet | R600a | MinimizeLCOE | IgnoreSilica | 0 | 0 | 0 | 4 |  |  |  |  | 0 | 0 | 5026538008.3769 | 743.2924 | 28.122 | 666.4941 | 24318.6487 | 24077.0464 | 15501.9025 | 0 | 25480.8473 | 66295.938 | 45248.3399 | 202360.6312 | 3144235.0165 | 7809871.4561 |  | 1478867.319 | 2443695.3611 | 0 |  |  | 421.6965 | 0
1 | 1300 | 707 | 0.035 | 15 | 15 | 7 | 5.6234e-13 | 0 | Water | Porous | Wet | R600a | MinimizeLCOE | IgnoreSilica | 0 | 0 | 0 | 4 |  |  |  |  | 0 | 0 | 3670437209.484 | 744.7336 | 28.1802 | 668.0013 | 24319.304 | 24077.0464 | 13956.9094 | 0 | 24879.7282 | 64731.9492 | 44180.8855 | 197586.7378 | 3144235.0165 | 7809871.4561 |  | 1478867.319 | 2443695.3611 | 0 |  |  | 562.3413 | 0
1 | 1300 | 707 | 0.035 | 15 | 15 | 7 | 7.4989e-13 | 0 | Water | Porous | Wet | R600a | MinimizeLCOE | IgnoreSilica | 0 | 0 | 0 | 4 |  |  |  |  | 0 | 0 | 2653124528.4519 | 745.7777 | 28.2223 | 669.0934 | 24319.7789 | 24077.0464 | 12599.1417 | 0 | 24351.2336 | 63356.9146 | 43242.3961 | 193389.6047 | 3144235.0165 | 7809871.4561 |  | 1478867.319 | 2443695.3611 | 0 |  |  | 749.8942 | 0
1 | 1300 | 707 | 0.035 | 15 | 15 | 7 | 1e-12 | 0 | Water | Porous | Wet | R600a | MinimizeLCOE | IgnoreSilica | 0 | 0 | 0 | 4 |  |  |  |  | 0 | 0 | 1890145793.5714 | 745.9364 | 28.2287 | 669.2593 | 24319.8511 | 24077.0464 | 11394.0036 | 0 | 23881.3869 | 62134.47 | 42408.0525 | 189658.2348 | 3144235.0165 | 7809871.4561 |  | 1478867.319 | 2443695.3611 | 0 |  |  | 1000 | 0
1 | 1300 | 707 | 0.035 | 15 | 15 | 7 | 1.3335e-12 | 0 | Water | Porous | Wet | R600a | MinimizeLCOE | IgnoreSilica | 0 | 0 | 0 | 4 |  |  |  |  | 0 | 0 | 1317824751.653 | 745.7015 | 28.2192 | 669.0136 | 24319.7443 | 24077.0464 | 10311.75 | 0 | 23459.0752 | 61035.7016 | 41658.1205 | 186304.3721 | 3144235.0165 | 7809871.4561 |  | 1478867.319 | 2443695.3611 | 0 |  |  | 1333.5214 | 0
1 | 1300 | 707 | 0.035 | 15 | 15 | 7 | 1.7783e-12 | 0 | Water | Porous | Wet | R600a | MinimizeLCOE | IgnoreSilica | 0 | 0 | 0 | 4 |  |  |  |  | 0 | 0 | 888472809.0461 | 745.5255 | 28.2121 | 668.8295 | 24319.6642 | 24077.0464 | 9325.2121 | 0 | 23074.151 | 60034.2077 | 40974.5803 | 183247.4287 | 3144235.0165 | 7809871.4561 |  | 1478867.319 | 2443695.3611 | 0 |  |  | 1778.2794 | 0
1 | 1300 | 707 | 0.035 | 15 | 15 | 7 | 2.3714e-12 | 0 | Water | Porous | Wet | R600a | MinimizeLCOE | IgnoreSilica | 0 | 0 | 0 | 4 |  |  |  |  | 0 | 0 | 566528654.5817 | 745.3935 | 28.2068 | 668.6916 | 24319.6042 | 24077.0464 | 8407.5104 | 0 | 22716.1166 | 59102.6757 | 40338.7906 | 180404.0357 | 3144235.0165 | 7809871.4561 |  | 1478867.319 | 2443695.3611 | 0 |  |  | 2371.3737 | 0
1 | 1300 | 707 | 0.035 | 15 | 15 | 7 | 3.1623e-12 | 0 | Water | Porous | Wet | R600a | MinimizeLCOE | IgnoreSilica | 0 | 0 | 0 | 4 |  |  |  |  | 0 | 0 | 325118314.7525 | 745.2947 | 28.2028 | 668.5881 | 24319.5592 | 24077.0464 | 7528.6411 | 0 | 22373.2596 | 58210.632 | 39729.9524 | 177681.1762 | 3144235.0165 | 7809871.4561 |  | 1478867.319 | 2443695.3611 | 0 |  |  | 3162.2777 | 0
1 | 1300 | 707 | 0.035 | 15 | 15 | 7 | 4.217e-12 | 0 | Water | Porous | Wet | R600a | MinimizeLCOE | IgnoreSilica | 0 | 0 | 0 | 4 |  |  |  |  | 0 | 0 | 144093815.8811 | 745.2205 | 28.1998 | 668.5106 | 24319.5255 | 24077.0464 | 6647.2453 | 0 | 22029.4417 | 57316.0886 | 39119.4082 | 174950.6866 | 3144235.0165 | 7809871.4561 |  | 1478867.319 | 2443695.3611 | 0 |  |  | 4216.965 | 0
1 | 1300 | 707 | 0.035 | 15 | 15 | 7 | 5.6234e-12 | 0 | Water | Porous | Wet | R600a | MinimizeLCOE | IgnoreSilica | 0.76854 | 0.02784 | 6.5668e-05 | 4 | 57986898.6498 |  | 1300342.0913 |  | 52.5951 | -2.1816e-06 | 16030298.1004 | 17974.3682 | 841.4586 | 20463.1618 | 35311.2286 | 24077.0464 | 15910.2899 | 0 | 44685.2458 | 116261.8434 | 79351.0971 | 354875.7397 | 3144235.0165 | 7809871.4561 |  | 1478867.319 | 2443695.3611 | 0 | 15231544.8925 |  | 5623.4133 | 0.00026267 | 57986898.6498 |  | 1300342.0913
1 | 1300 | 707 | 0.035 | 15 | 15 | 7 | 7.4989e-12 | 0 | Water | Porous | Wet | R600a | MinimizeLCOE | IgnoreSilica | 1.1149 | 0.046311 | 0.00024659 | 4 | 15531756.5548 |  | 348295.8612 |  | 54.697 | -2.393e-06 | 3984535.5606 | 26298.8926 | 1257.3206 | 30696.1033 | 41928.3882 | 24077.0464 | 18871.487 | 0 | 55820.4029 | 145233.2379 | 99124.6691 | 443307.5479 | 3144235.0165 | 7809871.4561 |  | 1478867.319 | 2443695.3611 | 0 | 15319976.7007 |  | 7498.9421 | 0.00098636 | 15531756.5548 |  | 348295.8612
1 | 1300 | 707 | 0.035 | 15 | 15 | 7 | 1e-11 | 0 | Water | Porous | Wet | R600a | MinimizeLCOE | IgnoreSilica | 1.5411 | 0.069416 | 0.00051632 | 4 | 7466318.7103 |  | 167430.3802 |  | 56.0672 | -2.4828e-06 | 222311.7871 | 35412.0804 | 1717.2615 | 42388.1269 | 50092.1155 | 24077.0464 | 21729.836 | 0 | 68412.422 | 177995.0887 | 121485.3055 | 543309.2828 | 3144235.0165 | 7809871.4561 |  | 1478867.319 | 2443695.3611 | 0 | 15419978.4356 |  | 10000 | 0.0020653 | 7466318.7103 |  | 167430.3802
1 | 1300 | 707 | 0.035 | 15 | 15 | 7 | 1.3335e-11 | 0 | Water | Porous | Wet | R600a | MinimizeLCOE | IgnoreSilica | 2.0967 | 0.099773 | 0.0008967 | 4 | 4332973.3159 |  | 97165.8722 |  | 57.0551 | -2.5316e-06 | 7574247.7248 | 46070.9032 | 2258.5548 | 56618.4809 | 60747.9209 | 24077.0464 | 24867.7288 | 0 | 83709.8476 | 217795.8523 | 148650.1445 | 664796.4794 | 3144235.0165 | 7809871.4561 |  | 1478867.319 | 2443695.3611 | 0 | 15541465.6321 |  | 13335.2143 | 0.0035868 | 4332973.3159 |  | 97165.8722
1 | 1300 | 707 | 0.035 | 15 | 15 | 7 | 1.7783e-11 | 0 | Water | Porous | Wet | R600a | MinimizeLCOE | IgnoreSilica | 2.8324 | 0.14015 | 0.0014194 | 4 | 2763879.7532 |  | 61979.3309 |  | 57.7868 | -2.5625e-06 | 10509057.2889 | 58790.193 | 2907.101 | 74264.2046 | 74869.2782 | 24077.0464 | 28466.3339 | 0 | 102715.9212 | 267245.757 | 182400.7205 | 815736.5555 | 3144235.0165 | 7809871.4561 |  | 1478867.319 | 2443695.3611 | 0 | 15692405.7083 |  | 17782.7941 | 0.0056777 | 2763879.7532 |  | 61979.3309
1 | 1300 | 707 | 0.035 | 15 | 15 | 7 | 2.3714e-11 | 0 | Water | Porous | Wet | R600a | MinimizeLCOE | IgnoreSilica | 3.783 | 0.19246 | 0.0021273 | 4 | 1865729.3893 |  | 41838.5275 |  | 58.3214 | -2.5623e-06 | 26398141.558 | 73671.3723 | 3667.9797 | 95673.2888 | 93125.2901 | 24077.0464 | 32433.4638 | 0 | 125832.892 | 327391.3732 | 223451.3394 | 999324.0457 | 3144235.0165 | 7809871.4561 |  | 1478867.319 | 2443695.3611 | 0 | 15875993.1985 |  | 23713.7371 | 0.0085093 | 1865729.3893 |  | 41838.5275
1 | 1300 | 707 | 0.035 | 15 | 15 | 7 | 3.1623e-11 | 0 | Water | Porous | Wet | R600a | MinimizeLCOE | IgnoreSilica | 5.025 | 0.2609 | 0.0030781 | 4 | 1307856.9089 |  | 29328.3729 |  | 58.7209 | -2.5484e-06 | 33525287.8489 | 91356.7542 | 4573.9968 | 122004.5921 | 116988.4837 | 24077.0464 | 36956.7477 | 0 | 154423.4721 | 401778.1979 | 274221.8758 | 1226381.1666 | 3144235.0165 | 7809871.4561 |  | 1478867.319 | 2443695.3611 | 0 | 16103050.3194 |  | 31622.7766 | 0.012313 | 1307856.9089 |  | 29328.3729
1 | 1300 | 707 | 0.035 | 15 | 15 | 7 | 4.217e-11 | 0 | Water | Porous | Wet | R600a | MinimizeLCOE | IgnoreSilica | 6.6593 | 0.35103 | 0.0043486 | 4 | 942085.7375 |  | 21126.0434 |  | 59.0228 | -2.5301e-06 | 45525070.9472 | 112580.2121 | 5662.7847 | 154658.5217 | 148392.2093 | 24077.0464 | 42229.3807 | 0 | 190164.0604 | 494767.8772 | 337689.2426 | 1510221.3351 | 3144235.0165 | 7809871.4561 |  | 1478867.319 | 2443695.3611 | 0 | 16386890.4878 |  | 42169.6503 | 0.017394 | 942085.7375 |  | 21126.0434
1 | 1300 | 707 | 0.035 | 15 | 15 | 7 | 5.6234e-11 | 0 | Water | Porous | Wet | R600a | MinimizeLCOE | IgnoreSilica | 8.7787 | 0.468 | 0.0060369 | 4 | 693134.1569 |  | 15543.3648 |  | 59.2488 | -2.4999e-06 | 61312154.4592 | 137754.7396 | 6955.4922 | 194633.1426 | 189128.2476 | 24077.0464 | 48228.6425 | 0 | 234303.1512 | 609608.7373 | 416070.4894 | 1860759.6889 | 3144235.0165 | 7809871.4561 |  | 1478867.319 | 2443695.3611 | 0 | 16737428.8416 |  | 56234.1325 | 0.024147 | 693134.1569 |  | 15543.3648
1 | 1300 | 707 | 0.035 | 15 | 15 | 7 | 7.4989e-11 | 0 | Water | Porous | Wet | R600a | MinimizeLCOE | IgnoreSilica | 11.5218 | 0.61942 | 0.0082685 | 4 | 519157.9237 |  | 11641.9901 |  | 59.419 | -2.462e-06 | 79005015.1132 | 167635.3794 | 8490.829 | 243531.2256 | 241853.9187 | 24077.0464 | 55088.2578 | 0 | 288863.8962 | 751564.6037 | 512958.2852 | 2294063.4419 | 3144235.0165 | 7809871.4561 |  | 1478867.319 | 2443695.3611 | 0 | 17170732.5947 |  | 74989.4209 | 0.033074 | 519157.9237 |  | 11641.9901
1 | 1300 | 707 | 0.035 | 15 | 15 | 7 | 1e-10 | 0 | Water | Porous | Wet | R600a | MinimizeLCOE | IgnoreSilica | 15.0392 | 0.81363 | 0.011196 | 4 | 395283.3367 |  | 8864.1326 |  | 59.5472 | -2.4164e-06 | 98373232.3232 | 202866.931 | 10301.7227 | 302874.802 | 309466.8475 | 24077.0464 | 62860.8011 | 0 | 355854.7788 | 925861.1386 | 631919.2516 | 2826083.3199 | 3144235.0165 | 7809871.4561 |  | 1478867.319 | 2443695.3611 | 0 | 17702752.4726 |  | 100000 | 0.044785 | 395283.3367 |  | 8864.1326
1 | 1300 | 707 | 0.035 | 15 | 15 | 7 | 1.3335e-10 | 0 | Water | Porous | Wet | R600a | MinimizeLCOE | IgnoreSilica | 19.4413 | 1.0567 | 0.014988 | 4 | 305941.4715 |  | 6860.663 |  | 59.6429 | -2.356e-06 | 122170685.8321 | 243544.7245 | 12392.7204 | 373299.4384 | 394090.648 | 24077.0464 | 71335.2682 | 0 | 436308.5399 | 1135185.3217 | 774787.3078 | 3465021.0153 | 3144235.0165 | 7809871.4561 |  | 1478867.319 | 2443695.3611 | 0 | 18341690.168 |  | 133352.1432 | 0.059952 | 305941.4715 |  | 6860.663
1 | 1300 | 707 | 0.035 | 15 | 15 | 7 | 1.7783e-10 | 0 | Water | Porous | Wet | R600a | MinimizeLCOE | IgnoreSilica | 24.8157 | 1.3535 | 0.019807 | 4 | 240982.3959 |  | 5403.9716 |  | 59.7143 | -2.2801e-06 | 149467494.7804 | 289554.468 | 14757.4629 | 455035.9899 | 497415.5288 | 24077.0464 | 80278.7874 | 0 | 530836.5205 | 1381127.7368 | 942648.0597 | 4215731.6004 | 3144235.0165 | 7809871.4561 |  | 1478867.319 | 2443695.3611 | 0 | 19092400.7531 |  | 177827.941 | 0.079227 | 240982.3959 |  | 5403.9716
1 | 1300 | 707 | 0.035 | 15 | 15 | 7 | 2.3714e-10 | 0 | Water | Porous | Wet | R600a | MinimizeLCOE | IgnoreSilica | 31.1493 | 1.7034 | 0.025762 | 4 | 193564.8773 |  | 4340.6453 |  | 59.7676 | -2.1879e-06 | 180028342.7372 | 340044.6627 | 17351.643 | 546897.7352 | 619192.847 | 24077.0464 | 89263.2703 | 0 | 638362.6098 | 1660888.5645 | 1133590.5731 | 5069668.9521 | 3144235.0165 | 7809871.4561 |  | 1478867.319 | 2443695.3611 | 0 | 19946338.1049 |  | 237137.3706 | 0.10305 | 193564.8773 |  | 4340.6453
1 | 1300 | 707 | 0.035 | 15 | 15 | 7 | 3.1623e-10 | 0 | Water | Porous | Wet | R600a | MinimizeLCOE | IgnoreSilica | 38.2575 | 2.0962 | 0.032834 | 4 | 158936.2832 |  | 3564.1075 |  | 59.8074 | -2.0789e-06 | 213061534.07 | 393148.2011 | 20078.8559 | 645620.7053 | 755883.0943 | 24077.0464 | 97640.6638 | 0 | 755214.9411 | 1964914.3608 | 1341094.4262 | 5997672.295 | 3144235.0165 | 7809871.4561 |  | 1478867.319 | 2443695.3611 | 0 | 20874341.4477 |  | 316227.766 | 0.13134 | 158936.2832 |  | 3564.1075
1 | 1300 | 707 | 0.035 | 15 | 15 | 7 | 4.217e-10 | 0 | Water | Porous | Wet | R600a | MinimizeLCOE | IgnoreSilica | 45.7749 | 2.5116 | 0.040816 | 4 | 133696.9239 |  | 2998.121 |  | 59.837 | -1.9555e-06 | 247183989.5187 | 446182.1753 | 22801.0658 | 746096.9759 | 900469.4189 | 24077.0464 | 104705.6603 | 0 | 875289.6136 | 2277324.028 | 1554320.4434 | 6951266.4275 | 3144235.0165 | 7809871.4561 |  | 1478867.319 | 2443695.3611 | 0 | 21827935.5803 |  | 421696.5034 | 0.16326 | 133696.9239 |  | 2998.121
1 | 1300 | 707 | 0.035 | 15 | 15 | 7 | 5.6234e-10 | 0 | Water | Porous | Wet | R600a | MinimizeLCOE | IgnoreSilica | 53.2493 | 2.9249 | 0.049311 | 4 | 115351.7586 |  | 2586.7351 |  | 59.8593 | -1.8245e-06 | 281077306.465 | 496399.7498 | 25377.3255 | 842776.5842 | 1044264.8767 | 24077.0464 | 109998.6748 | 0 | 991728.7604 | 2580274.803 | 1761090.5724 | 7875988.3932 | 3144235.0165 | 7809871.4561 |  | 1478867.319 | 2443695.3611 | 0 | 22752657.546 |  | 562341.3252 | 0.19725 | 115351.7586 |  | 2586.7351
1 | 1300 | 707 | 0.035 | 15 | 15 | 7 | 7.4989e-10 | 0 | Water | Porous | Wet | R600a | MinimizeLCOE | IgnoreSilica | 60.2332 | 3.3112 | 0.057815 | 4 | 102042.57 |  | 2288.2798 |  | 59.8761 | -1.6933e-06 | 312173465.8197 | 541468.5992 | 27688.2817 | 930695.0865 | 1178657.8915 | 24077.0464 | 113356.9085 | 0 | 1098218.0874 | 2857338.1878 | 1950192.0256 | 8721692.1145 | 3144235.0165 | 7809871.4561 |  | 1478867.319 | 2443695.3611 | 0 | 23598361.2673 |  | 749894.2093 | 0.23126 | 102042.57 |  | 2288.2798
1 | 1300 | 707 | 0.035 | 15 | 15 | 7 | 1e-09 | 0 | Water | Porous | Wet | R600a | MinimizeLCOE | IgnoreSilica | 66.4157 | 3.6534 | 0.065848 | 4 | 92386.3792 |  | 2071.7421 |  | 59.8889 | -1.5697e-06 | 340536890.7195 | 580099.7244 | 29668.2643 | 1006851.718 | 1297660.8129 | 24077.0464 | 114991.8919 | 0 | 1190806.2886 | 3098233.695 | 2114608.1592 | 9456997.6007 | 3144235.0165 | 7809871.4561 |  | 1478867.319 | 2443695.3611 | 0 | 24333666.7534 |  | 1000000 | 0.26339 | 92386.3792 |  | 2071.7421
1 | 1300 | 707 | 0.035 | 15 | 15 | 7 | 1.3335e-09 | 0 | Water | Porous | Wet | R600a | MinimizeLCOE | IgnoreSilica | 71.6681 | 3.9441 | 0.073065 | 4 | 85366.0705 |  | 1914.3134 |  | 59.8987 | -1.4594e-06 | 365118435.0834 | 612101.2555 | 31307.8551 | 1070458.9905 | 1398787.1729 | 24077.0464 | 115365.2934 | 0 | 1268318.0694 | 3299903.4486 | 2252251.9099 | 10072571.0417 | 3144235.0165 | 7809871.4561 |  | 1478867.319 | 2443695.3611 | 0 | 24949240.1944 |  | 1333521.4322 | 0.29226 | 85366.0705 |  | 1914.3134
1 | 1300 | 707 | 0.035 | 15 | 15 | 7 | 1.7783e-09 | 0 | Water | Porous | Wet | R600a | MinimizeLCOE | IgnoreSilica | 75.9749 | 4.1827 | 0.079283 | 4 | 80244.3209 |  | 1799.4594 |  | 59.9061 | -1.3648e-06 | 385729544.7577 | 637836.0705 | 32625.9832 | 1121934.2293 | 1481726.1876 | 24077.0464 | 114905.6616 | 0 | 1331111.0196 | 3463277.8246 | 2363758.2786 | 10571252.3013 | 3144235.0165 | 7809871.4561 |  | 1478867.319 | 2443695.3611 | 0 | 25447921.454 |  | 1778279.41 | 0.31713 | 80244.3209 |  | 1799.4594
1 | 1300 | 707 | 0.035 | 15 | 15 | 7 | 2.3714e-09 | 0 | Water | Porous | Wet | R600a | MinimizeLCOE | IgnoreSilica | 79.4218 | 4.3736 | 0.084463 | 4 | 76492.23 |  | 1715.3196 |  | 59.9117 | -1.2863e-06 | 402619459.581 | 658130.2292 | 33665.2021 | 1162722.2011 | 1548119.2584 | 24077.0464 | 114009.5061 | 0 | 1380882.1429 | 3592772.0779 | 2452140.7672 | 10966518.4313 | 3144235.0165 | 7809871.4561 |  | 1478867.319 | 2443695.3611 | 0 | 25843187.584 |  | 2371373.7057 | 0.33785 | 76492.23 |  | 1715.3196
1 | 1300 | 707 | 0.035 | 15 | 15 | 7 | 3.1623e-09 | 0 | Water | Porous | Wet | R600a | MinimizeLCOE | IgnoreSilica | 82.1286 | 4.5236 | 0.08867 | 4 | 73732.0849 |  | 1653.4241 |  | 59.916 | -1.2227e-06 | 416253714.436 | 673889.455 | 34472.0529 | 1194510.6571 | 1600264.7784 | 24077.0464 | 112946.1277 | 0 | 1419662.4458 | 3693670.4712 | 2521005.9939 | 11274499.0285 | 3144235.0165 | 7809871.4561 |  | 1478867.319 | 2443695.3611 | 0 | 26151168.1812 |  | 3162277.6602 | 0.35468 | 73732.0849 |  | 1653.4241
1 | 1300 | 707 | 0.035 | 15 | 15 | 7 | 4.217e-09 | 0 | Water | Porous | Wet | R600a | MinimizeLCOE | IgnoreSilica | 84.2286 | 4.64 | 0.092018 | 4 | 71693.922 |  | 1607.7188 |  | 59.9193 | -1.1722e-06 | 427044028.5861 | 686013.4411 | 35092.6996 | 1219033.0832 | 1640726.3423 | 24077.0464 | 111894.1035 | 0 | 1449566.3193 | 3771474.2158 | 2574108.6483 | 11511985.8995 | 3144235.0165 | 7809871.4561 |  | 1478867.319 | 2443695.3611 | 0 | 26388655.0522 |  | 4216965.0343 | 0.36807 | 71693.922 |  | 1607.7188
1 | 1300 | 707 | 0.035 | 15 | 15 | 7 | 5.6234e-09 | 0 | Water | Porous | Wet | R600a | MinimizeLCOE | IgnoreSilica | 85.848 | 4.7298 | 0.094648 | 4 | 70183.9663 |  | 1573.8584 |  | 59.9217 | -1.1328e-06 | 435358788.6898 | 695303.9968 | 35568.2489 | 1237863.051 | 1671932.2246 | 24077.0464 | 110957.1519 | 0 | 1472523.6706 | 3831204.5349 | 2614875.8184 | 11694305.7436 | 3144235.0165 | 7809871.4561 |  | 1478867.319 | 2443695.3611 | 0 | 26570974.8963 |  | 5623413.2519 | 0.37859 | 70183.9663 |  | 1573.8584
1 | 1300 | 707 | 0.035 | 15 | 15 | 7 | 7.4989e-09 | 0 | Water | Porous | Wet | R600a | MinimizeLCOE | IgnoreSilica | 87.1003 | 4.7992 | 0.096694 | 4 | 69062.3058 |  | 1548.7054 |  | 59.9236 | -1.1028e-06 | 441440656.6712 | 702453.7574 | 35934.1898 | 1252376.5354 | 1696064.716 | 24077.0464 | 110195.5288 | 0 | 1490229.6918 | 3877271.9698 | 2646317.7894 | 11834921.2247 | 3144235.0165 | 7809871.4561 |  | 1478867.319 | 2443695.3611 | 0 | 26711590.3774 |  | 7498942.0933 | 0.38678 | 69062.3058 |  | 1548.7054
1 | 1300 | 707 | 0.035 | 15 | 15 | 7 | 1e-08 | 0 | Water | Porous | Wet | R600a | MinimizeLCOE | IgnoreSilica | 88.0406 | 4.8513 | 0.098263 | 4 | 68227.2793 |  | 1529.9801 |  | 59.925 | -1.0794e-06 | 446374156.5297 | 707803.3343 | 36207.9769 | 1263248.4138 | 1714187.3234 | 24077.0464 | 109535.9631 | 0 | 1503473.4225 | 3911729.4406 | 2669835.7212 | 11940098.6421 | 3144235.0165 | 7809871.4561 |  | 1478867.319 | 2443695.3611 | 0 | 26816767.7949 |  | 10000000 | 0.39305 | 68227.2793 |  | 1529.9801
1 | 1400 | 707 | 0.035 | 15 | 15 | 7 | 1e-13 | 0 | Water | Porous | Wet | R600a | MinimizeLCOE | IgnoreSilica | 0 | 0 | 0 | 4 |  |  |  |  | 0 | 0 | 0 | 1109.4668 | 43.1073 | 1056.4793 | 24493.7359 | 24077.0464 | 27147.5883 | 0 | 30391.6954 | 79072.9572 | 53968.9181 | 241360.9946 | 3144235.0165 | 8374482.8392 |  | 1478867.319 | 2556617.6377 | 0 |  |  | 100 | 0
1 | 1400 | 707 | 0.035 | 15 | 15 | 7 | 1.3335e-13 | 0 | Water | Porous | Wet | R600a | MinimizeLCOE | IgnoreSilica | 0 | 0 | 0 | 4 |  |  |  |  | 0 | 0 | 15894895014.5159 | 1114.5544 | 43.3183 | 1061.9636 | 24496.2554 | 24077.0464 | 23961.6071 | 0 | 29154.3506 | 75853.6399 | 51771.6679 | 231534.4036 | 3144235.0165 | 8374482.8392 |  | 1478867.319 | 2556617.6377 | 0 |  |  | 133.3521 | 0
1 | 1400 | 707 | 0.035 | 15 | 15 | 7 | 1.7783e-13 | 0 | Water | Porous | Wet | R600a | MinimizeLCOE | IgnoreSilica | 0 | 0 | 0 | 4 |  |  |  |  | 0 | 0 | 11789583261.1825 | 1118.3979 | 43.4777 | 1066.1077 | 24498.16 | 24077.0464 | 21245.6822 | 0 | 28099.06 | 73107.9902 | 49897.7056 | 223153.6276 | 3144235.0165 | 8374482.8392 |  | 1478867.319 | 2556617.6377 | 0 |  |  | 177.8279 | 0
1 | 1400 | 707 | 0.035 | 15 | 15 | 7 | 2.3714e-13 | 0 | Water | Porous | Wet | R600a | MinimizeLCOE | IgnoreSilica | 0 | 0 | 0 | 4 |  |  |  |  | 0 | 0 | 8707991085.5936 | 1121.2963 | 43.5979 | 1069.2331 | 24499.5967 | 24077.0464 | 18918.6301 | 0 | 27194.4662 | 70754.4227 | 48291.3474 | 215969.6369 | 3144235.0165 | 8374482.8392 |  | 1478867.319 | 2556617.6377 | 0 |  |  | 237.1374 | 0
1 | 1400 | 707 | 0.035 | 15 | 15 | 7 | 3.1623e-13 | 0 | Water | Porous | Wet | R600a | MinimizeLCOE | IgnoreSilica | 0 | 0 | 0 | 4 |  |  |  |  | 0 | 0 | 6395378492.8796 | 1123.479 | 43.6885 | 1071.5868 | 24500.679 | 24077.0464 | 16913.1348 | 0 | 26414.5496 | 68725.2397 | 46906.3883 | 209775.7921 | 3144235.0165 | 8374482.8392 |  | 1478867.319 | 2556617.6377 | 0 |  |  | 316.2278 | 0
1 | 1400 | 707 | 0.035 | 15 | 15 | 7 | 4.217e-13 | 0 | Water | Porous | Wet | R600a | MinimizeLCOE | IgnoreSilica | 0 | 0 | 0 | 4 |  |  |  |  | 0 | 0 | 4660168671.6611 | 1125.1208 | 43.7566 | 1073.3575 | 24501.4933 | 24077.0464 | 15173.1624 | 0 | 25737.6354 | 66964.0479 | 45704.3387 | 204399.9591 | 3144235.0165 | 8374482.8392 |  | 1478867.319 | 2556617.6377 | 0 |  |  | 421.6965 | 0
1 | 1400 | 707 | 0.035 | 15 | 15 | 7 | 5.6234e-13 | 0 | Water | Porous | Wet | R600a | MinimizeLCOE | IgnoreSilica | 0 | 0 | 0 | 4 |  |  |  |  | 0 | 0 | 3358387708.6908 | 1126.3283 | 43.8067 | 1074.6598 | 24502.0923 | 24077.0464 | 13651.7417 | 0 | 25145.5133 | 65423.4676 | 44652.8609 | 199697.5169 | 3144235.0165 | 8374482.8392 |  | 1478867.319 | 2556617.6377 | 0 |  |  | 562.3413 | 0
1 | 1400 | 707 | 0.035 | 15 | 15 | 7 | 7.4989e-13 | 0 | Water | Porous | Wet | R600a | MinimizeLCOE | IgnoreSilica | 0 | 0 | 0 | 4 |  |  |  |  | 0 | 0 | 2381871320.5768 | 1127.2082 | 43.8433 | 1075.6089 | 24502.5288 | 24077.0464 | 12309.0722 | 0 | 24622.77 | 64063.3968 | 43724.5847 | 195546.0591 | 3144235.0165 | 8374482.8392 |  | 1478867.319 | 2556617.6377 | 0 |  |  | 749.8942 | 0
1 | 1400 | 707 | 0.035 | 15 | 15 | 7 | 1e-12 | 0 | Water | Porous | Wet | R600a | MinimizeLCOE | IgnoreSilica | 0 | 0 | 0 | 4 |  |  |  |  | 0 | 0 | 1649506058.9657 | 1127.2184 | 43.8437 | 1075.6199 | 24502.5338 | 24077.0464 | 11110.4466 | 0 | 24155.3164 | 62847.1784 | 42894.4906 | 191833.6941 | 3144235.0165 | 8374482.8392 |  | 1478867.319 | 2556617.6377 | 0 |  |  | 1000 | 0
1 | 1400 | 707 | 0.035 | 15 | 15 | 7 | 1.3335e-12 | 0 | Water | Porous | Wet | R600a | MinimizeLCOE | IgnoreSilica | 0 | 0 | 0 | 4 |  |  |  |  | 0 | 0 | 1100151579.0973 | 1126.993 | 43.8343 | 1075.3768 | 24502.422 | 24077.0464 | 10025.2828 | 0 | 23731.8726 | 61745.4643 | 42142.5481 | 188470.8403 | 3144235.0165 | 8374482.8392 |  | 1478867.319 | 2556617.6377 | 0 |  |  | 1333.5214 | 0
1 | 1400 | 707 | 0.035 | 15 | 15 | 7 | 1.7783e-12 | 0 | Water | Porous | Wet | R600a | MinimizeLCOE | IgnoreSilica | 0 | 0 | 0 | 4 |  |  |  |  | 0 | 0 | 688124735.4669 | 1126.8241 | 43.8273 | 1075.1947 | 24502.3383 | 24077.0464 | 9024.1277 | 0 | 23341.2498 | 60729.144 | 41448.8887 | 185368.6409 | 3144235.0165 | 8374482.8392 |  | 1478867.319 | 2556617.6377 | 0 |  |  | 1778.2794 | 0
1 | 1400 | 707 | 0.035 | 15 | 15 | 7 | 2.3714e-12 | 0 | Water | Porous | Wet | R600a | MinimizeLCOE | IgnoreSilica | 0 | 0 | 0 | 4 |  |  |  |  | 0 | 0 | 379168296.9181 | 1126.6976 | 43.8221 | 1075.0581 | 24502.2755 | 24077.0464 | 8075.2913 | 0 | 22971.0744 | 59766.0236 | 40791.5392 | 182428.8281 | 3144235.0165 | 8374482.8392 |  | 1478867.319 | 2556617.6377 | 0 |  |  | 2371.3737 | 0
1 | 1400 | 707 | 0.035 | 15 | 15 | 7 | 3.1623e-12 | 0 | Water | Porous | Wet | R600a | MinimizeLCOE | IgnoreSilica | 0 | 0 | 0 | 4 |  |  |  |  | 0 | 0 | 147494967.8905 | 1126.6027 | 43.8181 | 1074.9558 | 24502.2284 | 24077.0464 | 7137.6757 | 0 | 22605.3076 | 58814.3733 | 40142.0183 | 179524.0262 | 3144235.0165 | 8374482.8392 |  | 1478867.319 | 2556617.6377 | 0 |  |  | 3162.2777 | 0
1 | 1400 | 707 | 0.035 | 15 | 15 | 7 | 4.217e-12 | 0 | Water | Porous | Wet | R600a | MinimizeLCOE | IgnoreSilica | 0.8028 | 0.03448 | 0.00010769 | 4 | 37015707.9765 |  | 830068.2438 |  | 55.2489 | -2.9767e-06 | 19860531.2509 | 21700.7452 | 1034.5876 | 24232.6167 | 37215.6864 | 24077.0464 | 18051.8848 | 0 | 49261.9011 | 128169.3618 | 87478.223 | 391222.0529 | 3144235.0165 | 8374482.8392 |  | 1478867.319 | 2556617.6377 | 0 | 15945424.8653 |  | 4216.965 | 0.00043077 | 37015707.9765 |  | 830068.2438
1 | 1400 | 707 | 0.035 | 15 | 15 | 7 | 5.6234e-12 | 0 | Water | Porous | Wet | R600a | MinimizeLCOE | IgnoreSilica | 1.1584 | 0.056571 | 0.00035922 | 4 | 11168011.1273 |  | 250439.9318 |  | 57.5377 | -3.2421e-06 | 11642785.1747 | 31483.2245 | 1532.9128 | 35946.8353 | 44676.6223 | 24077.0464 | 21490.7764 | 0 | 62090.8929 | 161547.7669 | 110259.6704 | 493105.748 | 3144235.0165 | 8374482.8392 |  | 1478867.319 | 2556617.6377 | 0 | 16047308.5603 |  | 5623.4133 | 0.0014369 | 11168011.1273 |  | 250439.9318
1 | 1400 | 707 | 0.035 | 15 | 15 | 7 | 7.4989e-12 | 0 | Water | Porous | Wet | R600a | MinimizeLCOE | IgnoreSilica | 1.6 | 0.084476 | 0.00073232 | 4 | 5518034.02 |  | 123740.5701 |  | 59.0546 | -3.3592e-06 | 3286397.6713 | 42322.8535 | 2090.5561 | 49484.5686 | 53975.7821 | 24077.0464 | 24892.5773 | 0 | 76768.9197 | 199736.9817 | 136324.5942 | 609673.8796 | 3144235.0165 | 8374482.8392 |  | 1478867.319 | 2556617.6377 | 0 | 16163876.6919 |  | 7498.9421 | 0.0029293 | 5518034.02 |  | 123740.5701
1 | 1400 | 707 | 0.035 | 15 | 15 | 7 | 1e-11 | 0 | Water | Porous | Wet | R600a | MinimizeLCOE | IgnoreSilica | 2.1699 | 0.12082 | 0.0012574 | 4 | 3241736.1938 |  | 72695.1453 |  | 60.1429 | -3.4116e-06 | 17311849.3706 | 54903.0849 | 2741.4522 | 65832.0623 | 66005.3649 | 24077.0464 | 28577.2205 | 0 | 94433.1301 | 245695.6337 | 167692.3185 | 749957.3135 | 3144235.0165 | 8374482.8392 |  | 1478867.319 | 2556617.6377 | 0 | 16304160.1258 |  | 10000 | 0.0050295 | 3241736.1938 |  | 72695.1453
1 | 1400 | 707 | 0.035 | 15 | 15 | 7 | 1.3335e-11 | 0 | Water | Porous | Wet | R600a | MinimizeLCOE | IgnoreSilica | 2.925 | 0.16915 | 0.0019783 | 4 | 2082411.8194 |  | 46697.5783 |  | 60.9546 | -3.4438e-06 | 24962492.8051 | 69943.5857 | 3522.6645 | 86114.0041 | 81950.0872 | 24077.0464 | 32837.1717 | 0 | 116393.3782 | 302831.6946 | 206688.8541 | 924358.4866 | 3144235.0165 | 8374482.8392 |  | 1478867.319 | 2556617.6377 | 0 | 16478561.299 |  | 13335.2143 | 0.0079132 | 2082411.8194 |  | 46697.5783
1 | 1400 | 707 | 0.035 | 15 | 15 | 7 | 1.7783e-11 | 0 | Water | Porous | Wet | R600a | MinimizeLCOE | IgnoreSilica | 3.9191 | 0.23295 | 0.0029547 | 4 | 1412549.1694 |  | 31676.0714 |  | 61.5586 | -3.4553e-06 | 32791677.2642 | 87879.4827 | 4456.5161 | 111190.8177 | 102956.215 | 24077.0464 | 37738.8682 | 0 | 143636.589 | 373712.9407 | 255066.761 | 1140715.2369 | 3144235.0165 | 8374482.8392 |  | 1478867.319 | 2556617.6377 | 0 | 16694918.0492 |  | 17782.7941 | 0.011819 | 1412549.1694 |  | 31676.0714
1 | 1400 | 707 | 0.035 | 15 | 15 | 7 | 2.3714e-11 | 0 | Water | Porous | Wet | R600a | MinimizeLCOE | IgnoreSilica | 5.2024 | 0.31543 | 0.0042656 | 4 | 993933.9929 |  | 22288.7279 |  | 62.0038 | -3.4331e-06 | 51053611.7502 | 108939.6094 | 5554.8116 | 141657.1509 | 130083.6558 | 24077.0464 | 43198.7001 | 0 | 176869.2799 | 460177.5855 | 314080.6578 | 1404638.4973 | 3144235.0165 | 8374482.8392 |  | 1478867.319 | 2556617.6377 | 0 | 16958841.3097 |  | 23713.7371 | 0.017062 | 993933.9929 |  | 22288.7279
1 | 1400 | 707 | 0.035 | 15 | 15 | 7 | 3.1623e-11 | 0 | Water | Porous | Wet | R600a | MinimizeLCOE | IgnoreSilica | 6.9003 | 0.42461 | 0.0060179 | 4 | 718298.6607 |  | 16107.6727 |  | 62.3422 | -3.411e-06 | 65747806.5747 | 134358.7822 | 6881.9225 | 179639.0592 | 165975.1267 | 24077.0464 | 49659.114 | 0 | 218630.5099 | 568831.7394 | 388239.3505 | 1736292.6506 | 3144235.0165 | 8374482.8392 |  | 1478867.319 | 2556617.6377 | 0 | 17290495.463 |  | 31622.7766 | 0.024071 | 718298.6607 |  | 16107.6727
1 | 1400 | 707 | 0.035 | 15 | 15 | 7 | 4.217e-11 | 0 | Water | Porous | Wet | R600a | MinimizeLCOE | IgnoreSilica | 9.0929 | 0.56568 | 0.0083467 | 4 | 530086.7988 |  | 11887.0675 |  | 62.5944 | -3.3676e-06 | 88127505.3347 | 164388.4195 | 8450.7625 | 225932.3566 | 212329.988 | 24077.0464 | 56956.8922 | 0 | 269932.8314 | 702309.8566 | 479340.9081 | 2143719.0614 | 3144235.0165 | 8374482.8392 |  | 1478867.319 | 2556617.6377 | 0 | 17697921.8737 |  | 42169.6503 | 0.033387 | 530086.7988 |  | 11887.0675
1 | 1400 | 707 | 0.035 | 15 | 15 | 7 | 5.6234e-11 | 0 | Water | Porous | Wet | R600a | MinimizeLCOE | IgnoreSilica | 11.9265 | 0.74804 | 0.011427 | 4 | 398199.9348 |  | 8929.5366 |  | 62.7842 | -3.3124e-06 | 113990527.1217 | 199997.8816 | 10311.7063 | 282487.5218 | 272242.1157 | 24077.0464 | 65289.5453 | 0 | 333218.2687 | 866965.5826 | 591721.8245 | 2646311.4929 | 3144235.0165 | 8374482.8392 |  | 1478867.319 | 2556617.6377 | 0 | 18200514.3052 |  | 56234.1325 | 0.045707 | 398199.9348 |  | 8929.5366
1 | 1400 | 707 | 0.035 | 15 | 15 | 7 | 7.4989e-11 | 0 | Water | Porous | Wet | R600a | MinimizeLCOE | IgnoreSilica | 15.5534 | 0.98149 | 0.015471 | 4 | 304050.1796 |  | 6818.2513 |  | 62.9272 | -3.2447e-06 | 143390752.6247 | 241929.6796 | 12503.1505 | 351011.5928 | 348929.5606 | 24077.0464 | 74699.2103 | 0 | 410728.5937 | 1068631.5488 | 729362.9902 | 3261873.373 | 3144235.0165 | 8374482.8392 |  | 1478867.319 | 2556617.6377 | 0 | 18816076.1854 |  | 74989.4209 | 0.061885 | 304050.1796 |  | 6818.2513
1 | 1400 | 707 | 0.035 | 15 | 15 | 7 | 1e-10 | 0 | Water | Porous | Wet | R600a | MinimizeLCOE | IgnoreSilica | 20.1017 | 1.2743 | 0.02072 | 4 | 235956.8244 |  | 5291.2744 |  | 63.0343 | -3.1582e-06 | 178632047.5324 | 290465.7102 | 15039.2241 | 432514.1017 | 445112.0529 | 24077.0464 | 84995.5411 | 0 | 503959.4338 | 1311199.0704 | 894920.308 | 4002282.4885 | 3144235.0165 | 8374482.8392 |  | 1478867.319 | 2556617.6377 | 0 | 19556485.3008 |  | 100000 | 0.082882 | 235956.8244 |  | 5291.2744
1 | 1400 | 707 | 0.035 | 15 | 15 | 7 | 1.3335e-10 | 0 | Water | Porous | Wet | R600a | MinimizeLCOE | IgnoreSilica | 25.6971 | 1.6346 | 0.027421 | 4 | 186284.5647 |  | 4177.386 |  | 63.1148 | -3.0544e-06 | 217648384.0786 | 345785.7052 | 17928.5651 | 527823.9448 | 563449.6854 | 24077.0464 | 96011.4359 | 0 | 614279.7893 | 1598230.0057 | 1090824.8192 | 4878410.997 | 3144235.0165 | 8374482.8392 |  | 1478867.319 | 2556617.6377 | 0 | 20432613.8094 |  | 133352.1432 | 0.10968 | 186284.5647 |  | 4177.386
1 | 1400 | 707 | 0.035 | 15 | 15 | 7 | 1.7783e-10 | 0 | Water | Porous | Wet | R600a | MinimizeLCOE | IgnoreSilica | 32.3332 | 2.0621 | 0.035753 | 4 | 149879.6681 |  | 3361.0151 |  | 63.175 | -2.9282e-06 | 261471918.2506 | 406860.235 | 21116.6662 | 635586.0215 | 703815.4885 | 24077.0464 | 107150.3726 | 0 | 740456.2738 | 1926515.3359 | 1314886.3027 | 5880463.7425 | 3144235.0165 | 8374482.8392 |  | 1478867.319 | 2556617.6377 | 0 | 21434666.5549 |  | 177827.941 | 0.14301 | 149879.6681 |  | 3361.0151
1 | 1400 | 707 | 0.035 | 15 | 15 | 7 | 2.3714e-10 | 0 | Water | Porous | Wet | R600a | MinimizeLCOE | IgnoreSilica | 39.8628 | 2.5472 | 0.04574 | 4 | 123165.1618 |  | 2761.9488 |  | 63.2202 | -2.78e-06 | 308736166.7955 | 471754.8954 | 24501.8934 | 752596.8116 | 863101.564 | 24077.0464 | 117680.0107 | 0 | 878947.7664 | 2286841.7912 | 1560816.5124 | 6980318.2916 | 3144235.0165 | 8374482.8392 |  | 1478867.319 | 2556617.6377 | 0 | 22534521.1039 |  | 237137.3706 | 0.18296 | 123165.1618 |  | 2761.9488
1 | 1400 | 707 | 0.035 | 15 | 15 | 7 | 3.1623e-10 | 0 | Water | Porous | Wet | R600a | MinimizeLCOE | IgnoreSilica | 47.948 | 3.0682 | 0.057151 | 4 | 103588.9005 |  | 2322.9559 |  | 63.2542 | -2.6129e-06 | 357653522.4493 | 537483.603 | 27928.1401 | 873405.1594 | 1034176.3868 | 24077.0464 | 126760.9192 | 0 | 1023294.1894 | 2662401.5743 | 1817143.7813 | 8126670.7999 | 3144235.0165 | 8374482.8392 |  | 1478867.319 | 2556617.6377 | 0 | 23680873.6123 |  | 316227.766 | 0.2286 | 103588.9005 |  | 2322.9559
1 | 1400 | 707 | 0.035 | 15 | 15 | 7 | 4.217e-10 | 0 | Water | Porous | Wet | R600a | MinimizeLCOE | IgnoreSilica | 56.1233 | 3.5953 | 0.069471 | 4 | 89282.1507 |  | 2002.1305 |  | 63.28 | -2.435e-06 | 405658682.941 | 600680.4015 | 31220.0435 | 991483.9925 | 1207198.1423 | 24077.0464 | 133751.9767 | 0 | 1165480.5251 | 3032341.2534 | 2069635.2138 | 9255868.5952 | 3144235.0165 | 8374482.8392 |  | 1478867.319 | 2556617.6377 | 0 | 24810071.4075 |  | 421696.5034 | 0.27788 | 89282.1507 |  | 2002.1305
1 | 1400 | 707 | 0.035 | 15 | 15 | 7 | 5.6234e-10 | 0 | Water | Porous | Wet | R600a | MinimizeLCOE | IgnoreSilica | 63.8756 | 4.0953 | 0.08198 | 4 | 78851.4407 |  | 1768.2244 |  | 63.2997 | -2.2551e-06 | 451262055.5304 | 658147.7205 | 34211.5278 | 1100329.7138 | 1371314.9289 | 24077.0464 | 138297.0034 | 0 | 1297287.3969 | 3375275.6965 | 2303695.0178 | 10302636.052 | 3144235.0165 | 8374482.8392 |  | 1478867.319 | 2556617.6377 | 0 | 25856838.8643 |  | 562341.3252 | 0.32792 | 78851.4407 |  | 1768.2244
1 | 1400 | 707 | 0.035 | 15 | 15 | 7 | 7.4989e-10 | 0 | Water | Porous | Wet | R600a | MinimizeLCOE | IgnoreSilica | 70.8445 | 4.545 | 0.093961 | 4 | 71253.1803 |  | 1597.8352 |  | 63.3148 | -2.0844e-06 | 492631624.4677 | 708089.4632 | 36809.7827 | 1195963.0306 | 1518890.6143 | 24077.0464 | 140632.8855 | 0 | 1413540.5008 | 3677742.4262 | 2510134.7759 | 11225880.5256 | 3144235.0165 | 8374482.8392 |  | 1478867.319 | 2556617.6377 | 0 | 26780083.338 |  | 749894.2093 | 0.37584 | 71253.1803 |  | 1597.8352
1 | 1400 | 707 | 0.035 | 15 | 15 | 7 | 1e-09 | 0 | Water | Porous | Wet | R600a | MinimizeLCOE | IgnoreSilica | 76.8102 | 4.9302 | 0.10484 | 4 | 65712.403 |  | 1473.5846 |  | 63.3264 | -1.93e-06 | 528894455.68 | 749718.9073 | 38974.5633 | 1276367.1945 | 1645259.4586 | 24077.0464 | 141191.8073 | 0 | 1511479.7012 | 3932560.1353 | 2684053.0984 | 12003681.9122 | 3144235.0165 | 8374482.8392 |  | 1478867.319 | 2556617.6377 | 0 | 27557884.7246 |  | 1000000 | 0.41937 | 65712.403 |  | 1473.5846
1 | 1400 | 707 | 0.035 | 15 | 15 | 7 | 1.3335e-09 | 0 | Water | Porous | Wet | R600a | MinimizeLCOE | IgnoreSilica | 81.7413 | 5.2487 | 0.1143 | 4 | 61661.5049 |  | 1382.7442 |  | 63.3354 | -1.7965e-06 | 559632690.366 | 783427.781 | 40726.8046 | 1341905.8706 | 1749737.6025 | 24077.0464 | 140588.1215 | 0 | 1591380.6584 | 4140446.036 | 2825939.4972 | 12638229.4182 | 3144235.0165 | 8374482.8392 |  | 1478867.319 | 2556617.6377 | 0 | 28192432.2306 |  | 1333521.4322 | 0.45721 | 61661.5049 |  | 1382.7442
1 | 1400 | 707 | 0.035 | 15 | 15 | 7 | 1.7783e-09 | 0 | Water | Porous | Wet | R600a | MinimizeLCOE | IgnoreSilica | 85.7313 | 5.5065 | 0.12226 | 4 | 58689.6441 |  | 1316.101 |  | 63.3423 | -1.6859e-06 | 584271944.1795 | 810278.3795 | 42122.1302 | 1394374.9063 | 1834297.1758 | 24077.0464 | 139415.3666 | 0 | 1655380.3518 | 4306960.1103 | 2939588.7745 | 13146494.2413 | 3144235.0165 | 8374482.8392 |  | 1478867.319 | 2556617.6377 | 0 | 28700697.0537 |  | 1778279.41 | 0.48902 | 58689.6441 |  | 1316.101
1 | 1400 | 707 | 0.035 | 15 | 15 | 7 | 2.3714e-09 | 0 | Water | Porous | Wet | R600a | MinimizeLCOE | IgnoreSilica | 88.8862 | 5.7104 | 0.12875 | 4 | 56501.378 |  | 1267.0297 |  | 63.3475 | -1.5961e-06 | 604668230.336 | 831256.2895 | 43212.0257 | 1435525.671 | 1901169.0707 | 24077.0464 | 137999.1678 | 0 | 1705563.3157 | 4437525.8884 | 3028702.6009 | 13545031.0762 | 3144235.0165 | 8374482.8392 |  | 1478867.319 | 2556617.6377 | 0 | 29099233.8885 |  | 2371373.7057 | 0.51502 | 56501.378 |  | 1267.0297
1 | 1400 | 707 | 0.035 | 15 | 15 | 7 | 3.1623e-09 | 0 | Water | Porous | Wet | R600a | MinimizeLCOE | IgnoreSilica | 91.3346 | 5.8687 | 0.13395 | 4 | 54884.4875 |  | 1230.7713 |  | 63.3515 | -1.5243e-06 | 620117205.5075 | 847390.8419 | 44050.1419 | 1467267.1407 | 1953074.8342 | 24077.0464 | 136547.8028 | 0 | 1744239.0451 | 4538152.2027 | 3097382.128 | 13852181.1837 | 3144235.0165 | 8374482.8392 |  | 1478867.319 | 2556617.6377 | 0 | 29406383.9961 |  | 3162277.6602 | 0.53579 | 54884.4875 |  | 1230.7713
1 | 1400 | 707 | 0.035 | 15 | 15 | 7 | 4.217e-09 | 0 | Water | Porous | Wet | R600a | MinimizeLCOE | IgnoreSilica | 93.2151 | 5.9903 | 0.13803 | 4 | 53686.1273 |  | 1203.8983 |  | 63.3545 | -1.4677e-06 | 632914592.8278 | 859699.8419 | 44689.4542 | 1491535.0476 | 1992946.5653 | 24077.0464 | 135205.9867 | 0 | 1773780.0374 | 4615011.8049 | 3149840.3859 | 14086786.1701 | 3144235.0165 | 8374482.8392 |  | 1478867.319 | 2556617.6377 | 0 | 29640988.9825 |  | 4216965.0343 | 0.55212 | 53686.1273 |  | 1203.8983
1 | 1400 | 707 | 0.035 | 15 | 15 | 7 | 5.6234e-09 | 0 | Water | Porous | Wet | R600a | MinimizeLCOE | IgnoreSilica | 94.6696 | 6.0844 | 0.14121 | 4 | 52795.6832 |  | 1183.9303 |  | 63.3569 | -1.4244e-06 | 642311546.1403 | 869172.1435 | 45181.3836 | 1510240.6641 | 2023788.8142 | 24077.0464 | 134100.5064 | 0 | 1796558.6177 | 4674276.9985 | 3190290.0983 | 14267686.2728 | 3144235.0165 | 8374482.8392 |  | 1478867.319 | 2556617.6377 | 0 | 29821889.0852 |  | 5623413.2519 | 0.56485 | 52795.6832 |  | 1183.9303
1 | 1400 | 707 | 0.035 | 15 | 15 | 7 | 7.4989e-09 | 0 | Water | Porous | Wet | R600a | MinimizeLCOE | IgnoreSilica | 95.7749 | 6.1559 | 0.14367 | 4 | 52132.6602 |  | 1169.0622 |  | 63.3586 | -1.391e-06 | 649581427.0802 | 876342.6622 | 45553.7454 | 1524418.1796 | 2047227.7556 | 24077.0464 | 133179.0737 | 0 | 1813811.4006 | 4719165.2004 | 3220927.2184 | 14404702.2825 | 3144235.0165 | 8374482.8392 |  | 1478867.319 | 2556617.6377 | 0 | 29958905.0948 |  | 7498942.0933 | 0.57467 | 52132.6602 |  | 1169.0622
1 | 1400 | 707 | 0.035 | 15 | 15 | 7 | 1e-08 | 0 | Water | Porous | Wet | R600a | MinimizeLCOE | IgnoreSilica | 96.6056 | 6.2096 | 0.14554 | 4 | 51638.1586 |  | 1157.9731 |  | 63.3599 | -1.3652e-06 | 655327119.8408 | 881716.5069 | 45832.7911 | 1535053.0557 | 2064845.0732 | 24077.0464 | 132414.9329 | 0 | 1826736.3684 | 4752793.3155 | 3243879.098 | 14507348.1881 | 3144235.0165 | 8374482.8392 |  | 1478867.319 | 2556617.6377 | 0 | 30061551.0005 |  | 10000000 | 0.58216 | 51638.1586 |  | 1157.9731
1 | 1500 | 707 | 0.035 | 15 | 15 | 7 | 1e-13 | 0 | Water | Porous | Wet | R600a | MinimizeLCOE | IgnoreSilica | 0 | 0 | 0 | 4 |  |  |  |  | 0 | 0 | 0 | 1417.9354 | 56.0159 | 1390.1 | 24648.4491 | 24077.0464 | 26561.2107 | 0 | 30478.7954 | 79299.5736 | 54123.5884 | 242052.7149 | 3144235.0165 | 8950814.4039 |  | 1478867.319 | 2671883.9507 | 0 |  |  | 100 | 0
1 | 1500 | 707 | 0.035 | 15 | 15 | 7 | 1.3335e-13 | 0 | Water | Porous | Wet | R600a | MinimizeLCOE | IgnoreSilica | 0 | 0 | 0 | 4 |  |  |  |  | 0 | 0 | 15087302488.1651 | 1422.6231 | 56.2138 | 1395.176 | 24650.8182 | 24077.0464 | 23452.923 | 0 | 29271.3722 | 76158.106 | 51979.4723 | 232463.751 | 3144235.0165 | 8950814.4039 |  | 1478867.319 | 2671883.9507 | 0 |  |  | 133.3521 | 0
1 | 1500 | 707 | 0.035 | 15 | 15 | 7 | 1.7783e-13 | 0 | Water | Porous | Wet | R600a | MinimizeLCOE | IgnoreSilica | 0 | 0 | 0 | 4 |  |  |  |  | 0 | 0 | 11142703895.3441 | 1426.1648 | 56.3634 | 1399.011 | 24652.6083 | 24077.0464 | 20799.8574 | 0 | 28240.31 | 73475.4937 | 50148.5342 | 224275.389 | 3144235.0165 | 8950814.4039 |  | 1478867.319 | 2671883.9507 | 0 |  |  | 177.8279 | 0
1 | 1500 | 707 | 0.035 | 15 | 15 | 7 | 2.3714e-13 | 0 | Water | Porous | Wet | R600a | MinimizeLCOE | IgnoreSilica | 0 | 0 | 0 | 4 |  |  |  |  | 0 | 0 | 8182203494.2268 | 1428.8356 | 56.4762 | 1401.903 | 24653.9584 | 24077.0464 | 18522.9767 | 0 | 27355.0665 | 71172.2718 | 48576.538 | 217245.0726 | 3144235.0165 | 8950814.4039 |  | 1478867.319 | 2671883.9507 | 0 |  |  | 237.1374 | 0
1 | 1500 | 707 | 0.035 | 15 | 15 | 7 | 3.1623e-13 | 0 | Water | Porous | Wet | R600a | MinimizeLCOE | IgnoreSilica | 0 | 0 | 0 | 4 |  |  |  |  | 0 | 0 | 5960725732.9431 | 1430.8469 | 56.5612 | 1404.0808 | 24654.9751 | 24077.0464 | 16556.6287 | 0 | 26590.2542 | 69182.3871 | 47218.4007 | 211171.1811 | 3144235.0165 | 8950814.4039 |  | 1478867.319 | 2671883.9507 | 0 |  |  | 316.2278 | 0
1 | 1500 | 707 | 0.035 | 15 | 15 | 7 | 4.217e-13 | 0 | Water | Porous | Wet | R600a | MinimizeLCOE | IgnoreSilica | 0 | 0 | 0 | 4 |  |  |  |  | 0 | 0 | 4294051145.8784 | 1432.3415 | 56.6243 | 1405.6991 | 24655.7306 | 24077.0464 | 14845.9718 | 0 | 25924.6314 | 67450.5729 | 46036.402 | 205885.02 | 3144235.0165 | 8950814.4039 |  | 1478867.319 | 2671883.9507 | 0 |  |  | 421.6965 | 0
1 | 1500 | 707 | 0.035 | 15 | 15 | 7 | 5.6234e-13 | 0 | Water | Porous | Wet | R600a | MinimizeLCOE | IgnoreSilica | 0 | 0 | 0 | 4 |  |  |  |  | 0 | 0 | 3043767930.881 | 1433.4293 | 56.6703 | 1406.8769 | 24656.2804 | 24077.0464 | 13344.7754 | 0 | 25340.2806 | 65930.2122 | 44998.7246 | 201244.296 | 3144235.0165 | 8950814.4039 |  | 1478867.319 | 2671883.9507 | 0 |  |  | 562.3413 | 0
1 | 1500 | 707 | 0.035 | 15 | 15 | 7 | 7.4989e-13 | 0 | Water | Porous | Wet | R600a | MinimizeLCOE | IgnoreSilica | 0 | 0 | 0 | 4 |  |  |  |  | 0 | 0 | 2105921151.6869 | 1434.2463 | 56.7048 | 1407.7615 | 24656.6935 | 24077.0464 | 12013.4386 | 0 | 24821.8976 | 64581.4858 | 44078.1911 | 197127.4656 | 3144235.0165 | 8950814.4039 |  | 1478867.319 | 2671883.9507 | 0 |  |  | 749.8942 | 0
1 | 1500 | 707 | 0.035 | 15 | 15 | 7 | 1e-12 | 0 | Water | Porous | Wet | R600a | MinimizeLCOE | IgnoreSilica | 0 | 0 | 0 | 4 |  |  |  |  | 0 | 0 | 1402563735.1336 | 1434.1294 | 56.6998 | 1407.635 | 24656.6344 | 24077.0464 | 10816.7005 | 0 | 24355.0497 | 63366.8435 | 43249.1727 | 193419.9115 | 3144235.0165 | 8950814.4039 |  | 1478867.319 | 2671883.9507 | 0 |  |  | 1000 | 0
1 | 1500 | 707 | 0.035 | 15 | 15 | 7 | 1.3335e-12 | 0 | Water | Porous | Wet | R600a | MinimizeLCOE | IgnoreSilica | 0 | 0 | 0 | 4 |  |  |  |  | 0 | 0 | 875007483.3046 | 1433.9005 | 56.6902 | 1407.3871 | 24656.5187 | 24077.0464 | 9722.3407 | 0 | 23928.0146 | 62255.7855 | 42490.8529 | 190028.5364 | 3144235.0165 | 8950814.4039 |  | 1478867.319 | 2671883.9507 | 0 |  |  | 1333.5214 | 0
1 | 1500 | 707 | 0.035 | 15 | 15 | 7 | 1.7783e-12 | 0 | Water | Porous | Wet | R600a | MinimizeLCOE | IgnoreSilica | 0 | 0 | 0 | 4 |  |  |  |  | 0 | 0 | 479398855.6173 | 1433.729 | 56.6829 | 1407.2014 | 24656.4319 | 24077.0464 | 8697.0189 | 0 | 23527.9631 | 61214.9337 | 41780.4501 | 186851.4573 | 3144235.0165 | 8950814.4039 |  | 1478867.319 | 2671883.9507 | 0 |  |  | 1778.2794 | 0
1 | 1500 | 707 | 0.035 | 15 | 15 | 7 | 2.3714e-12 | 0 | Water | Porous | Wet | R600a | MinimizeLCOE | IgnoreSilica | 0 | 0 | 0 | 4 |  |  |  |  | 0 | 0 | 182750744.5781 | 1433.6004 | 56.6775 | 1407.0621 | 24656.367 | 24077.0464 | 7700.3174 | 0 | 23139.1176 | 60203.2375 | 41089.9466 | 183763.3724 | 3144235.0165 | 8950814.4039 |  | 1478867.319 | 2671883.9507 | 0 |  |  | 2371.3737 | 0
1 | 1500 | 707 | 0.035 | 15 | 15 | 7 | 3.1623e-12 | 0 | Water | Porous | Wet | R600a | MinimizeLCOE | IgnoreSilica | 0.78799 | 0.03821 | 0.00012873 | 4 | 32352289.9433 |  | 725492.2292 |  | 57.4051 | -3.7994e-06 | 11772163.2152 | 24047.0683 | 1161.6651 | 26264.6134 | 38026.1283 | 24077.0464 | 19605.8663 | 0 | 51941.1312 | 135140.1688 | 92235.9421 | 412499.6298 | 3144235.0165 | 8950814.4039 |  | 1478867.319 | 2671883.9507 | 0 | 16658300.3198 |  | 3162.2777 | 0.0005149 | 32352289.9433 |  | 725492.2292
1 | 1500 | 707 | 0.035 | 15 | 15 | 7 | 4.217e-12 | 0 | Water | Porous | Wet | R600a | MinimizeLCOE | IgnoreSilica | 1.1584 | 0.064501 | 0.00044721 | 4 | 9379159.9515 |  | 210325.3795 |  | 60.1431 | -4.2257e-06 | 23220413.4124 | 35728.7946 | 1766.787 | 39845.809 | 46461.0449 | 24077.0464 | 23852.7273 | 0 | 66975.5615 | 174256.6725 | 118933.7596 | 531898.2026 | 3144235.0165 | 8950814.4039 |  | 1478867.319 | 2671883.9507 | 0 | 16777698.8927 |  | 4216.965 | 0.0017888 | 9379159.9515 |  | 210325.3795
1 | 1500 | 707 | 0.035 | 15 | 15 | 7 | 5.6234e-12 | 0 | Water | Porous | Wet | R600a | MinimizeLCOE | IgnoreSilica | 1.5994 | 0.096372 | 0.00092293 | 4 | 4579968.1802 |  | 102704.6719 |  | 61.863 | -4.3755e-06 | 200770.0501 | 48126.4656 | 2415.9761 | 54868.6501 | 56541.9258 | 24077.0464 | 27760.5633 | 0 | 83378.3446 | 216933.3494 | 148061.4685 | 662163.7896 | 3144235.0165 | 8950814.4039 |  | 1478867.319 | 2671883.9507 | 0 | 16907964.4797 |  | 5623.4133 | 0.0036917 | 4579968.1802 |  | 102704.6719
1 | 1500 | 707 | 0.035 | 15 | 15 | 7 | 7.4989e-12 | 0 | Water | Porous | Wet | R600a | MinimizeLCOE | IgnoreSilica | 2.1699 | 0.13796 | 0.0015946 | 4 | 2675483.3405 |  | 59997.0628 |  | 63.1032 | -4.4447e-06 | 21100096.3551 | 62556.1685 | 3176.1218 | 73041.1208 | 69608.775 | 24077.0464 | 32028.6009 | 0 | 103150.255 | 268375.8044 | 183172.0011 | 819185.8938 | 3144235.0165 | 8950814.4039 |  | 1478867.319 | 2671883.9507 | 0 | 17064986.5839 |  | 7498.9421 | 0.0063783 | 2675483.3405 |  | 59997.0628
1 | 1500 | 707 | 0.035 | 15 | 15 | 7 | 1e-11 | 0 | Water | Porous | Wet | R600a | MinimizeLCOE | IgnoreSilica | 2.925 | 0.19335 | 0.0025183 | 4 | 1713455.4426 |  | 38423.8213 |  | 64.0289 | -4.4859e-06 | 32938042.8335 | 79815.4955 | 4088.4898 | 95615.5869 | 86939.004 | 24077.0464 | 36968.9558 | 0 | 127726.7856 | 332318.8957 | 226814.4748 | 1014364.7344 | 3144235.0165 | 8950814.4039 |  | 1478867.319 | 2671883.9507 | 0 | 17260165.4245 |  | 10000 | 0.010073 | 1713455.4426 |  | 38423.8213
1 | 1500 | 707 | 0.035 | 15 | 15 | 7 | 1.3335e-11 | 0 | Water | Porous | Wet | R600a | MinimizeLCOE | IgnoreSilica | 3.9191 | 0.26641 | 0.0037709 | 4 | 1160341.7875 |  | 26020.3822 |  | 64.7187 | -4.5001e-06 | 44442123.0967 | 100395.0066 | 5179.0036 | 123502.7249 | 109759.1392 | 24077.0464 | 42669.8476 | 0 | 158177.2796 | 411544.8348 | 280887.8061 | 1256192.6886 | 3144235.0165 | 8950814.4039 |  | 1478867.319 | 2671883.9507 | 0 | 17501993.3786 |  | 13335.2143 | 0.015083 | 1160341.7875 |  | 26020.3822
1 | 1500 | 707 | 0.035 | 15 | 15 | 7 | 1.7783e-11 | 0 | Water | Porous | Wet | R600a | MinimizeLCOE | IgnoreSilica | 5.2024 | 0.36089 | 0.0054535 | 4 | 815843.1806 |  | 18295.0848 |  | 65.2277 | -4.4707e-06 | 68956830.388 | 124564.871 | 6461.5521 | 157386.5523 | 139232.4592 | 24077.0464 | 49035.699 | 0 | 195295.6902 | 508119.3253 | 346801.8803 | 1550975.0758 | 3144235.0165 | 8950814.4039 |  | 1478867.319 | 2671883.9507 | 0 | 17796775.7659 |  | 17782.7941 | 0.021814 | 815843.1806 |  | 18295.0848
1 | 1500 | 707 | 0.035 | 15 | 15 | 7 | 2.3714e-11 | 0 | Water | Porous | Wet | R600a | MinimizeLCOE | IgnoreSilica | 6.8808 | 0.48458 | 0.0077023 | 4 | 589519.349 |  | 13219.8279 |  | 65.6115 | -4.4268e-06 | 95673519.0256 | 153426.9364 | 7994.3271 | 199174.9453 | 177792.6164 | 24077.0464 | 56403.497 | 0 | 241359.0538 | 627966.7484 | 428600.2092 | 1916795.38 | 3144235.0165 | 8950814.4039 |  | 1478867.319 | 2671883.9507 | 0 | 18162596.0701 |  | 23713.7371 | 0.030809 | 589519.349 |  | 13219.8279
1 | 1500 | 707 | 0.035 | 15 | 15 | 7 | 3.1623e-11 | 0 | Water | Porous | Wet | R600a | MinimizeLCOE | IgnoreSilica | 9.0734 | 0.64624 | 0.010695 | 4 | 435189.5641 |  | 9759.0201 |  | 65.9016 | -4.3727e-06 | 124013121.7054 | 187933.385 | 9827.6011 | 250706.7561 | 228172.6616 | 24077.0464 | 64959.1964 | 0 | 298613.8922 | 776932.0933 | 530272.118 | 2371494.75 | 3144235.0165 | 8950814.4039 |  | 1478867.319 | 2671883.9507 | 0 | 18617295.44 |  | 31622.7766 | 0.04278 | 435189.5641 |  | 9759.0201
1 | 1500 | 707 | 0.035 | 15 | 15 | 7 | 4.217e-11 | 0 | Water | Porous | Wet | R600a | MinimizeLCOE | IgnoreSilica | 11.9265 | 0.85666 | 0.01466 | 4 | 327111.574 |  | 7335.3974 |  | 66.121 | -4.3094e-06 | 153951042.8903 | 229117.264 | 12015.838 | 314069.8738 | 293733.0802 | 24077.0464 | 74874.6647 | 0 | 369676.2292 | 961821.7172 | 656463.0855 | 2935848.7989 | 3144235.0165 | 8950814.4039 |  | 1478867.319 | 2671883.9507 | 0 | 19181649.489 |  | 42169.6503 | 0.058639 | 327111.574 |  | 7335.3974
1 | 1500 | 707 | 0.035 | 15 | 15 | 7 | 5.6234e-11 | 0 | Water | Porous | Wet | R600a | MinimizeLCOE | IgnoreSilica | 15.5534 | 1.1242 | 0.019871 | 4 | 249950.8279 |  | 5605.0865 |  | 66.2848 | -4.2178e-06 | 194611060.4967 | 277273.2206 | 14574.0593 | 390300.0083 | 377077.3434 | 24077.0464 | 85882.8293 | 0 | 455981.9578 | 1186371.5195 | 809722.9395 | 3621260.924 | 3144235.0165 | 8950814.4039 |  | 1478867.319 | 2671883.9507 | 0 | 19867061.6141 |  | 56234.1325 | 0.079484 | 249950.8279 |  | 5605.0865
1 | 1500 | 707 | 0.035 | 15 | 15 | 7 | 7.4989e-11 | 0 | Water | Porous | Wet | R600a | MinimizeLCOE | IgnoreSilica | 20.1212 | 1.4612 | 0.026655 | 4 | 194095.7587 |  | 4352.5502 |  | 66.4079 | -4.1039e-06 | 242248805.8082 | 333249.1302 | 17546.4652 | 481339.5558 | 482052.5259 | 24077.0464 | 98016.0158 | 0 | 560149.4883 | 1457394.066 | 994701.3965 | 4448525.69 | 3144235.0165 | 8950814.4039 |  | 1478867.319 | 2671883.9507 | 0 | 20694326.3801 |  | 74989.4209 | 0.10662 | 194095.7587 |  | 4352.5502
1 | 1500 | 707 | 0.035 | 15 | 15 | 7 | 1e-10 | 0 | Water | Porous | Wet | R600a | MinimizeLCOE | IgnoreSilica | 25.7749 | 1.8784 | 0.035358 | 4 | 153277.5177 |  | 3437.211 |  | 66.5006 | -3.9689e-06 | 294908540.7678 | 397415.5316 | 20951.7182 | 588409.3964 | 611991.7268 | 24077.0464 | 111107.5409 | 0 | 684041.6545 | 1779736.0687 | 1214706.4368 | 5432437.1202 | 3144235.0165 | 8950814.4039 |  | 1478867.319 | 2671883.9507 | 0 | 21678237.8103 |  | 100000 | 0.14143 | 153277.5177 |  | 3437.211
1 | 1500 | 707 | 0.035 | 15 | 15 | 7 | 1.3335e-10 | 0 | Water | Porous | Wet | R600a | MinimizeLCOE | IgnoreSilica | 32.5501 | 2.3784 | 0.046266 | 4 | 123276.2505 |  | 2764.4399 |  | 66.5704 | -3.8067e-06 | 353723815.1301 | 468942.1764 | 24744.6725 | 710656.4449 | 767724.6919 | 24077.0464 | 124544.0114 | 0 | 827068.7269 | 2151863.1724 | 1468690.8315 | 6568311.7743 | 3144235.0165 | 8950814.4039 |  | 1478867.319 | 2671883.9507 | 0 | 22814112.4644 |  | 133352.1432 | 0.18506 | 123276.2505 |  | 2764.4399
1 | 1500 | 707 | 0.035 | 15 | 15 | 7 | 1.7783e-10 | 0 | Water | Porous | Wet | R600a | MinimizeLCOE | IgnoreSilica | 40.3575 | 2.9547 | 0.059499 | 4 | 101173.5229 |  | 2268.7916 |  | 66.6229 | -3.6176e-06 | 416770840.7802 | 546030.9473 | 28829.036 | 845338.5516 | 947207.5171 | 24077.0464 | 137550.5526 | 0 | 986323.1239 | 2566210.4457 | 1751491.3595 | 7833058.5801 | 3144235.0165 | 8950814.4039 |  | 1478867.319 | 2671883.9507 | 0 | 24078859.2702 |  | 177827.941 | 0.238 | 101173.5229 |  | 2268.7916
1 | 1500 | 707 | 0.035 | 15 | 15 | 7 | 2.3714e-10 | 0 | Water | Porous | Wet | R600a | MinimizeLCOE | IgnoreSilica | 48.8714 | 3.5834 | 0.074842 | 4 | 84897.794 |  | 1903.8124 |  | 66.6626 | -3.4006e-06 | 483591724.3932 | 625188.4052 | 33019.2004 | 986376.2644 | 1142969.2062 | 24077.0464 | 148982.5401 | 0 | 1154638.9384 | 3004133.6688 | 2050382.9577 | 9169768.2275 | 3144235.0165 | 8950814.4039 |  | 1478867.319 | 2671883.9507 | 0 | 25415568.9176 |  | 237137.3706 | 0.29937 | 84897.794 |  | 1903.8124
1 | 1500 | 707 | 0.035 | 15 | 15 | 7 | 3.1623e-10 | 0 | Water | Porous | Wet | R600a | MinimizeLCOE | IgnoreSilica | 57.6534 | 4.2322 | 0.091707 | 4 | 72941.1087 |  | 1635.6866 |  | 66.693 | -3.1673e-06 | 549944349.0273 | 702673.0296 | 37117.1835 | 1126799.5692 | 1344947.4469 | 24077.0464 | 158071.1221 | 0 | 1323537.3051 | 3443572.573 | 2350309.0394 | 10511104.3151 | 3144235.0165 | 8950814.4039 |  | 1478867.319 | 2671883.9507 | 0 | 26756905.0052 |  | 316227.766 | 0.36683 | 72941.1087 |  | 1635.6866
1 | 1500 | 707 | 0.035 | 15 | 15 | 7 | 4.217e-10 | 0 | Water | Porous | Wet | R600a | MinimizeLCOE | IgnoreSilica | 66.1723 | 4.8619 | 0.10917 | 4 | 64181.3544 |  | 1439.2513 |  | 66.7164 | -2.9301e-06 | 612729449.8852 | 774589.2903 | 40917.5805 | 1259003.6546 | 1540933.7625 | 24077.0464 | 164313.7588 | 0 | 1483495.6863 | 3859751.4688 | 2634359.6874 | 11781441.9355 | 3144235.0165 | 8950814.4039 |  | 1478867.319 | 2671883.9507 | 0 | 28027242.6255 |  | 421696.5034 | 0.43669 | 64181.3544 |  | 1439.2513
1 | 1500 | 707 | 0.035 | 15 | 15 | 7 | 5.6234e-10 | 0 | Water | Porous | Wet | R600a | MinimizeLCOE | IgnoreSilica | 73.9534 | 5.4373 | 0.1262 | 4 | 57774.8089 |  | 1295.586 |  | 66.7345 | -2.7008e-06 | 670900351.5284 | 837950.8746 | 44263.5531 | 1376839.2881 | 1719998.5479 | 24077.0464 | 167684.9998 | 0 | 1626617.5809 | 4232125.2803 | 2888512.4653 | 12918069.6365 | 3144235.0165 | 8950814.4039 |  | 1478867.319 | 2671883.9507 | 0 | 29163870.3266 |  | 562341.3252 | 0.50479 | 57774.8089 |  | 1295.586
1 | 1500 | 707 | 0.035 | 15 | 15 | 7 | 7.4989e-10 | 0 | Water | Porous | Wet | R600a | MinimizeLCOE | IgnoreSilica | 80.7324 | 5.9388 | 0.14192 | 4 | 53089.3707 |  | 1190.5162 |  | 66.7486 | -2.4918e-06 | 721733863.4098 | 891597.0339 | 47094.8289 | 1477525.7472 | 1876054.287 | 24077.0464 | 168756.5092 | 0 | 1749191.1265 | 4551036.5027 | 3106175.9275 | 13891509.0093 | 3144235.0165 | 8950814.4039 |  | 1478867.319 | 2671883.9507 | 0 | 30137309.6993 |  | 749894.2093 | 0.56767 | 53089.3707 |  | 1190.5162
1 | 1500 | 707 | 0.035 | 15 | 15 | 7 | 1e-09 | 0 | Water | Porous | Wet | R600a | MinimizeLCOE | IgnoreSilica | 86.4009 | 6.3584 | 0.15577 | 4 | 49657.1153 |  | 1113.5487 |  | 66.7595 | -2.309e-06 | 765188886.8865 | 935467.7908 | 49409.1116 | 1560452.9165 | 2006582.4319 | 24077.0464 | 168194.0951 | 0 | 1850231.523 | 4813922.8881 | 3285601.2874 | 14693939.0908 | 3144235.0165 | 8950814.4039 |  | 1478867.319 | 2671883.9507 | 0 | 30939739.7809 |  | 1000000 | 0.62307 | 49657.1153 |  | 1113.5487
1 | 1500 | 707 | 0.035 | 15 | 15 | 7 | 1.3335e-09 | 0 | Water | Porous | Wet | R600a | MinimizeLCOE | IgnoreSilica | 91.0297 | 6.7012 | 0.16753 | 4 | 47136.0523 |  | 1057.0145 |  | 66.768 | -2.1563e-06 | 800422160.9402 | 970684.9678 | 51266.2211 | 1627386.5128 | 2113196.7425 | 24077.0464 | 166780.6848 | 0 | 1931822.9484 | 5026207.0404 | 3430489.5833 | 15341911.7476 | 3144235.0165 | 8950814.4039 |  | 1478867.319 | 2671883.9507 | 0 | 31587712.4377 |  | 1333521.4322 | 0.67014 | 47136.0523 |  | 1057.0145
1 | 1500 | 707 | 0.035 | 15 | 15 | 7 | 1.7783e-09 | 0 | Water | Porous | Wet | R600a | MinimizeLCOE | IgnoreSilica | 94.689 | 6.9723 | 0.17721 | 4 | 45278.4013 |  | 1015.3571 |  | 66.7745 | -2.0304e-06 | 829597908.1141 | 998167.1514 | 52715.0344 | 1679835.5472 | 2197500.211 | 24077.0464 | 164880.3034 | 0 | 1995698.3646 | 5192397.7706 | 3543918.1715 | 15849189.6004 | 3144235.0165 | 8950814.4039 |  | 1478867.319 | 2671883.9507 | 0 | 32094990.2905 |  | 1778279.41 | 0.70884 | 45278.4013 |  | 1015.3571
1 | 1500 | 707 | 0.035 | 15 | 15 | 7 | 2.3714e-09 | 0 | Water | Porous | Wet | R600a | MinimizeLCOE | IgnoreSilica | 97.5607 | 7.1851 | 0.185 | 4 | 43905.2578 |  | 984.5647 |  | 66.7795 | -1.9301e-06 | 852528907.0785 | 1019524.1188 | 53840.6968 | 1720721.9518 | 2263670.4542 | 24077.0464 | 162958.0086 | 0 | 2045468.9879 | 5321890.723 | 3632299.7724 | 16244451.7598 | 3144235.0165 | 8950814.4039 |  | 1478867.319 | 2671883.9507 | 0 | 32490252.4498 |  | 2371373.7057 | 0.74001 | 43905.2578 |  | 984.5647
1 | 1500 | 707 | 0.035 | 15 | 15 | 7 | 3.1623e-09 | 0 | Water | Porous | Wet | R600a | MinimizeLCOE | IgnoreSilica | 99.7728 | 7.349 | 0.19116 | 4 | 42887.3389 |  | 961.7381 |  | 66.7832 | -1.8508e-06 | 870796702.5224 | 1035854.457 | 54701.2817 | 1752058.5699 | 2314648.2036 | 24077.0464 | 161145.9334 | 0 | 2083569.3419 | 5421020.0287 | 3699957.5604 | 16547032.423 | 3144235.0165 | 8950814.4039 |  | 1478867.319 | 2671883.9507 | 0 | 32792833.1131 |  | 3162277.6602 | 0.76463 | 42887.3389 |  | 961.7381
1 | 1500 | 707 | 0.035 | 15 | 15 | 7 | 4.217e-09 | 0 | Water | Porous | Wet | R600a | MinimizeLCOE | IgnoreSilica | 101.4855 | 7.476 | 0.19597 | 4 | 42130.8945 |  | 944.7751 |  | 66.7861 | -1.7897e-06 | 884488150.2825 | 1048428.5062 | 55363.8348 | 1776229.7308 | 2354122.8518 | 24077.0464 | 159626.027 | 0 | 2112960.7188 | 5497490.3626 | 3752150.1346 | 16780449.2131 | 3144235.0165 | 8950814.4039 |  | 1478867.319 | 2671883.9507 | 0 | 33026249.9031 |  | 4216965.0343 | 0.7839 | 42130.8945 |  | 944.7751
1 | 1500 | 707 | 0.035 | 15 | 15 | 7 | 5.6234e-09 | 0 | Water | Porous | Wet | R600a | MinimizeLCOE | IgnoreSilica | 102.7935 | 7.573 | 0.1997 | 4 | 41567.6221 |  | 932.1438 |  | 66.7884 | -1.7427e-06 | 894968333.7759 | 1057991.2536 | 55867.6696 | 1794636.7128 | 2384272.5223 | 24077.0464 | 158363.4269 | 0 | 2135331.3663 | 5555694.1985 | 3791875.4485 | 16958109.6449 | 3144235.0165 | 8950814.4039 |  | 1478867.319 | 2671883.9507 | 0 | 33203910.3349 |  | 5623413.2519 | 0.79879 | 41567.6221 |  | 932.1438
1 | 1500 | 707 | 0.035 | 15 | 15 | 7 | 7.4989e-09 | 0 | Water | Porous | Wet | R600a | MinimizeLCOE | IgnoreSilica | 103.7681 | 7.6453 | 0.20254 | 4 | 41147.5103 |  | 922.7229 |  | 66.79 | -1.706e-06 | 903541618.6207 | 1065094.3761 | 56241.8879 | 1808322.7942 | 2406738.8815 | 24077.0464 | 157278.7772 | 0 | 2151923.9676 | 5598864.7435 | 3821340.2326 | 17089882.707 | 3144235.0165 | 8950814.4039 |  | 1478867.319 | 2671883.9507 | 0 | 33335683.397 |  | 7498942.0933 | 0.81015 | 41147.5103 |  | 922.7229
1 | 1500 | 707 | 0.035 | 15 | 15 | 7 | 1e-08 | 0 | Water | Porous | Wet | R600a | MinimizeLCOE | IgnoreSilica | 104.5233 | 7.7013 | 0.20472 | 4 | 40833.7739 |  | 915.6874 |  | 66.7912 | -1.6788e-06 | 909535495.6203 | 1070585 | 56531.1389 | 1818909.8159 | 2424146.6384 | 24077.0464 | 156477.142 | 0 | 2164783.4448 | 5632322.4653 | 3844175.8152 | 17192008.5069 | 3144235.0165 | 8950814.4039 |  | 1478867.319 | 2671883.9507 | 0 | 33437809.1969 |  | 10000000 | 0.81888 | 40833.7739 |  | 915.6874
1 | 1600 | 707 | 0.035 | 15 | 15 | 7 | 1e-13 | 0 | Water | Porous | Wet | R600a | MinimizeLCOE | IgnoreSilica | 0 | 0 | 0 | 4 |  |  |  |  | 0 | 0 | 0 | 1678.004 | 67.0715 | 1671.1202 | 24779.8078 | 24077.0464 | 25994.06 | 0 | 30524.1728 | 79417.6363 | 54204.1687 | 242413.0876 | 3144235.0165 | 9538866.1504 |  | 1478867.319 | 2789494.2999 | 0 |  |  | 100 | 0
1 | 1600 | 707 | 0.035 | 15 | 15 | 7 | 1.3335e-13 | 0 | Water | Porous | Wet | R600a | MinimizeLCOE | IgnoreSilica | 0 | 0 | 0 | 4 |  |  |  |  | 0 | 0 | 14303450647.33 | 1682.4091 | 67.2601 | 1675.8616 | 24782.0243 | 24077.0464 | 22959.1658 | 0 | 29345.0692 | 76349.8506 | 52110.3419 | 233049.029 | 3144235.0165 | 9538866.1504 |  | 1478867.319 | 2789494.2999 | 0 |  |  | 133.3521 | 0
1 | 1600 | 707 | 0.035 | 15 | 15 | 7 | 1.7783e-13 | 0 | Water | Porous | Wet | R600a | MinimizeLCOE | IgnoreSilica | 0 | 0 | 0 | 4 |  |  |  |  | 0 | 0 | 10511646823.0097 | 1685.7367 | 67.4026 | 1679.4429 | 24783.6985 | 24077.0464 | 20365.1375 | 0 | 28336.8012 | 73726.5439 | 50319.8812 | 225041.6908 | 3144235.0165 | 9538866.1504 |  | 1478867.319 | 2789494.2999 | 0 |  |  | 177.8279 | 0
1 | 1600 | 707 | 0.035 | 15 | 15 | 7 | 2.3714e-13 | 0 | Water | Porous | Wet | R600a | MinimizeLCOE | IgnoreSilica | 0 | 0 | 0 | 4 |  |  |  |  | 0 | 0 | 7666221304.1015 | 1688.2458 | 67.51 | 1682.143 | 24784.9608 | 24077.0464 | 18134.9371 | 0 | 27469.5888 | 71470.2353 | 48779.9042 | 218154.5714 | 3144235.0165 | 9538866.1504 |  | 1478867.319 | 2789494.2999 | 0 |  |  | 237.1374 | 0
1 | 1600 | 707 | 0.035 | 15 | 15 | 7 | 3.1623e-13 | 0 | Water | Porous | Wet | R600a | MinimizeLCOE | IgnoreSilica | 0 | 0 | 0 | 4 |  |  |  |  | 0 | 0 | 5531325357.9969 | 1690.1232 | 67.5904 | 1684.1632 | 24785.9051 | 24077.0464 | 16204.4139 | 0 | 26718.6045 | 69516.3281 | 47446.3223 | 212190.4971 | 3144235.0165 | 9538866.1504 |  | 1478867.319 | 2789494.2999 | 0 |  |  | 316.2278 | 0
1 | 1600 | 707 | 0.035 | 15 | 15 | 7 | 4.217e-13 | 0 | Water | Porous | Wet | R600a | MinimizeLCOE | IgnoreSilica | 0 | 0 | 0 | 4 |  |  |  |  | 0 | 0 | 3929741861.1574 | 1691.492 | 67.649 | 1685.6361 | 24786.5937 | 24077.0464 | 14519.7463 | 0 | 26062.9837 | 67810.5375 | 46282.0852 | 206983.7698 | 3144235.0165 | 9538866.1504 |  | 1478867.319 | 2789494.2999 | 0 |  |  | 421.6965 | 0
1 | 1600 | 707 | 0.035 | 15 | 15 | 7 | 5.6234e-13 | 0 | Water | Porous | Wet | R600a | MinimizeLCOE | IgnoreSilica | 0 | 0 | 0 | 4 |  |  |  |  | 0 | 0 | 2728348554.7258 | 1692.5208 | 67.6931 | 1686.7431 | 24787.1111 | 24077.0464 | 13035.2248 | 0 | 25485.0723 | 66306.9303 | 45255.8424 | 202394.1842 | 3144235.0165 | 9538866.1504 |  | 1478867.319 | 2789494.2999 | 0 |  |  | 562.3413 | 0
1 | 1600 | 707 | 0.035 | 15 | 15 | 7 | 7.4989e-13 | 0 | Water | Porous | Wet | R600a | MinimizeLCOE | IgnoreSilica | 0 | 0 | 0 | 4 |  |  |  |  | 0 | 0 | 1827217770.5509 | 1693.2936 | 67.7262 | 1687.5745 | 24787.4998 | 24077.0464 | 11711.0494 | 0 | 24969.434 | 64965.3454 | 44340.1831 | 198299.1523 | 3144235.0165 | 9538866.1504 |  | 1478867.319 | 2789494.2999 | 0 |  |  | 749.8942 | 0
1 | 1600 | 707 | 0.035 | 15 | 15 | 7 | 1e-12 | 0 | Water | Porous | Wet | R600a | MinimizeLCOE | IgnoreSilica | 0 | 0 | 0 | 4 |  |  |  |  | 0 | 0 | 1151398544.4189 | 1693.0566 | 67.716 | 1687.3195 | 24787.3806 | 24077.0464 | 10510.8321 | 0 | 24501.1069 | 63746.8544 | 43508.538 | 194579.8504 | 3144235.0165 | 9538866.1504 |  | 1478867.319 | 2789494.2999 | 0 |  |  | 1000 | 0
1 | 1600 | 707 | 0.035 | 15 | 15 | 7 | 1.3335e-12 | 0 | Water | Porous | Wet | R600a | MinimizeLCOE | IgnoreSilica | 0 | 0 | 0 | 4 |  |  |  |  | 0 | 0 | 644553249.2915 | 1692.8226 | 67.706 | 1687.0678 | 24787.2629 | 24077.0464 | 9399.4877 | 0 | 24067.4434 | 62618.5508 | 42738.4476 | 191135.8352 | 3144235.0165 | 9538866.1504 |  | 1478867.319 | 2789494.2999 | 0 |  |  | 1333.5214 | 0
1 | 1600 | 707 | 0.035 | 15 | 15 | 7 | 1.7783e-12 | 0 | Water | Porous | Wet | R600a | MinimizeLCOE | IgnoreSilica | 0 | 0 | 0 | 4 |  |  |  |  | 0 | 0 | 264527374.5923 | 1692.6473 | 67.6985 | 1686.8791 | 24787.1747 | 24077.0464 | 8337.0497 | 0 | 23652.9133 | 61540.0285 | 42002.334 | 187843.7715 | 3144235.0165 | 9538866.1504 |  | 1478867.319 | 2789494.2999 | 0 |  |  | 1778.2794 | 0
1 | 1600 | 707 | 0.035 | 15 | 15 | 7 | 2.3714e-12 | 0 | Water | Porous | Wet | R600a | MinimizeLCOE | IgnoreSilica | 0.74909 | 0.039755 | 0.00011642 | 4 | 37309512.567 |  | 836656.7402 |  | 59.1585 | -4.6918e-06 | 22639314.1914 | 25335.4991 | 1235.9109 | 27074.9492 | 38120.993 | 24077.0464 | 20813.4528 | 0 | 53296.562 | 138666.7217 | 94642.8869 | 423264.0219 | 3144235.0165 | 9538866.1504 |  | 1478867.319 | 2789494.2999 | 0 | 17374726.8077 |  | 2371.3737 | 0.00046569 | 37309512.567 |  | 836656.7402
1 | 1600 | 707 | 0.035 | 15 | 15 | 7 | 3.1623e-12 | 0 | Water | Porous | Wet | R600a | MinimizeLCOE | IgnoreSilica | 1.1001 | 0.067678 | 0.00049006 | 4 | 8928017.4377 |  | 200208.6184 |  | 62.3367 | -5.2172e-06 | 2094512.7234 | 38022.8012 | 1902.7649 | 41339.6772 | 46695.9707 | 24077.0464 | 25402.3842 | 0 | 69201.8514 | 180049.0222 | 122887.1573 | 549578.6756 | 3144235.0165 | 9538866.1504 |  | 1478867.319 | 2789494.2999 | 0 | 17501041.4614 |  | 3162.2777 | 0.0019602 | 8928017.4377 |  | 200208.6184
1 | 1600 | 707 | 0.035 | 15 | 15 | 7 | 4.217e-12 | 0 | Water | Porous | Wet | R600a | MinimizeLCOE | IgnoreSilica | 1.5411 | 0.10357 | 0.0010582 | 4 | 4168972.8515 |  | 93488.2017 |  | 64.4344 | -5.4932e-06 | 7523041.7894 | 52251.1435 | 2659.8768 | 58009.4776 | 57533.878 | 24077.0464 | 30061.8166 | 0 | 87591.3632 | 227894.7595 | 155542.8561 | 695622.2176 | 3144235.0165 | 9538866.1504 |  | 1478867.319 | 2789494.2999 | 0 | 17647085.0035 |  | 4216.965 | 0.004233 | 4168972.8515 |  | 93488.2017
1 | 1600 | 707 | 0.035 | 15 | 15 | 7 | 5.6234e-12 | 0 | Water | Porous | Wet | R600a | MinimizeLCOE | IgnoreSilica | 2.1116 | 0.1505 | 0.0018672 | 4 | 2386258.5655 |  | 53511.2676 |  | 65.9204 | -5.6431e-06 | 8531236.7511 | 68768.38 | 3544.7795 | 78140.8675 | 71595.0409 | 24077.0464 | 35138.7761 | 0 | 109693.3072 | 285399.4842 | 194791.0123 | 871148.694 | 3144235.0165 | 9538866.1504 |  | 1478867.319 | 2789494.2999 | 0 | 17822611.4799 |  | 5623.4133 | 0.0074689 | 2386258.5655 |  | 53511.2676
1 | 1600 | 707 | 0.035 | 15 | 15 | 7 | 7.4989e-12 | 0 | Water | Porous | Wet | R600a | MinimizeLCOE | IgnoreSilica | 2.8324 | 0.21015 | 0.0029833 | 4 | 1510862.679 |  | 33880.7279 |  | 66.9774 | -5.6643e-06 | 48723734.8891 | 87616.9002 | 4558.5158 | 101983.8642 | 89391.1599 | 24077.0464 | 40490.5882 | 0 | 135766.0491 | 353235.4103 | 241090.4258 | 1078209.9598 | 3144235.0165 | 9538866.1504 |  | 1478867.319 | 2789494.2999 | 0 | 18029672.7457 |  | 7498.9421 | 0.011933 | 1510862.679 |  | 33880.7279
1 | 1600 | 707 | 0.035 | 15 | 15 | 7 | 1e-11 | 0 | Water | Porous | Wet | R600a | MinimizeLCOE | IgnoreSilica | 3.805 | 0.29087 | 0.0045014 | 4 | 1015974.246 |  | 22782.9752 |  | 67.7883 | -5.6987e-06 | 57265543.7976 | 110665.471 | 5801.0587 | 132189.303 | 113418.6971 | 24077.0464 | 47009.5779 | 0 | 168932.85 | 439528.6229 | 299987.3165 | 1341609.9434 | 3144235.0165 | 9538866.1504 |  | 1478867.319 | 2789494.2999 | 0 | 18293072.7293 |  | 10000 | 0.018005 | 1015974.246 |  | 22782.9752
1 | 1600 | 707 | 0.035 | 15 | 15 | 7 | 1.3335e-11 | 0 | Water | Porous | Wet | R600a | MinimizeLCOE | IgnoreSilica | 5.0593 | 0.39519 | 0.0065435 | 4 | 711136.1037 |  | 15947.0541 |  | 68.3845 | -5.6715e-06 | 86747878.8775 | 137693.6672 | 7259.9211 | 168848.129 | 144430.7223 | 24077.0464 | 54277.5486 | 0 | 209268.9435 | 544474.8639 | 371615.2825 | 1661946.1244 | 3144235.0165 | 9538866.1504 |  | 1478867.319 | 2789494.2999 | 0 | 18613408.9102 |  | 13335.2143 | 0.026174 | 711136.1037 |  | 15947.0541
1 | 1600 | 707 | 0.035 | 15 | 15 | 7 | 1.7783e-11 | 0 | Water | Porous | Wet | R600a | MinimizeLCOE | IgnoreSilica | 6.6982 | 0.53168 | 0.0092758 | 4 | 512354.0864 |  | 11489.4157 |  | 68.8329 | -5.6212e-06 | 119031941.3744 | 169923.6802 | 9000.6376 | 214003.9746 | 184969.1671 | 24077.0464 | 62674.1578 | 0 | 259212.9788 | 674418.9989 | 460304.8247 | 2058585.466 | 3144235.0165 | 9538866.1504 |  | 1478867.319 | 2789494.2999 | 0 | 19010048.2519 |  | 17782.7941 | 0.037103 | 512354.0864 |  | 11489.4157
1 | 1600 | 707 | 0.035 | 15 | 15 | 7 | 2.3714e-11 | 0 | Water | Porous | Wet | R600a | MinimizeLCOE | IgnoreSilica | 8.8371 | 0.70988 | 0.012915 | 4 | 377493.4792 |  | 8465.1994 |  | 69.1713 | -5.554e-06 | 154915356.196 | 208407.4945 | 11079.6422 | 269614.8686 | 237880.4909 | 24077.0464 | 72406.6788 | 0 | 321151.8263 | 835571.1747 | 570294.496 | 2550483.7183 | 3144235.0165 | 9538866.1504 |  | 1478867.319 | 2789494.2999 | 0 | 19501946.5042 |  | 23713.7371 | 0.051662 | 377493.4792 |  | 8465.1994
1 | 1600 | 707 | 0.035 | 15 | 15 | 7 | 3.1623e-11 | 0 | Water | Porous | Wet | R600a | MinimizeLCOE | IgnoreSilica | 11.595 | 0.93971 | 0.017738 | 4 | 283369.9197 |  | 6354.5015 |  | 69.4254 | -5.4597e-06 | 200184648.7108 | 253929.3905 | 13538.6522 | 337373.7487 | 306107.5144 | 24077.0464 | 83463.6536 | 0 | 397211.1023 | 1033461.8089 | 705358.9201 | 3154521.837 | 3144235.0165 | 9538866.1504 |  | 1478867.319 | 2789494.2999 | 0 | 20105984.6228 |  | 31622.7766 | 0.070953 | 283369.9197 |  | 6354.5015
1 | 1600 | 707 | 0.035 | 15 | 15 | 7 | 4.217e-11 | 0 | Water | Porous | Wet | R600a | MinimizeLCOE | IgnoreSilica | 15.1318 | 1.2345 | 0.024093 | 4 | 216309.5264 |  | 4850.6885 |  | 69.6169 | -5.3434e-06 | 252581527.4815 | 307637.25 | 16438.7585 | 419619.4182 | 393612.1312 | 24077.0464 | 95981.8134 | 0 | 490372.9029 | 1275849.704 | 870793.639 | 3894382.6635 | 3144235.0165 | 9538866.1504 |  | 1478867.319 | 2789494.2999 | 0 | 20845845.4494 |  | 42169.6503 | 0.09637 | 216309.5264 |  | 4850.6885
1 | 1600 | 707 | 0.035 | 15 | 15 | 7 | 5.6234e-11 | 0 | Water | Porous | Wet | R600a | MinimizeLCOE | IgnoreSilica | 19.6265 | 1.6093 | 0.032398 | 4 | 167805.8986 |  | 3763.0064 |  | 69.7617 | -5.2068e-06 | 310418456.0189 | 370598.3212 | 19836.4754 | 518690.1915 | 504822.6601 | 24077.0464 | 110020.2138 | 0 | 603737.5143 | 1570801.1685 | 1072104.0742 | 4794687.6653 | 3144235.0165 | 9538866.1504 |  | 1478867.319 | 2789494.2999 | 0 | 21746150.4512 |  | 56234.1325 | 0.12959 | 167805.8986 |  | 3763.0064
1 | 1600 | 707 | 0.035 | 15 | 15 | 7 | 7.4989e-11 | 0 | Water | Porous | Wet | R600a | MinimizeLCOE | IgnoreSilica | 25.2024 | 2.0742 | 0.043102 | 4 | 132346.3829 |  | 2967.8354 |  | 69.8705 | -5.0373e-06 | 378383162.8182 | 442885.6261 | 23734.4116 | 635408.7882 | 642795.777 | 24077.0464 | 125142.9459 | 0 | 738677.3921 | 1921887.0507 | 1311727.4029 | 5866336.4408 | 3144235.0165 | 9538866.1504 |  | 1478867.319 | 2789494.2999 | 0 | 22817799.2267 |  | 74989.4209 | 0.17241 | 132346.3829 |  | 2967.8354
1 | 1600 | 707 | 0.035 | 15 | 15 | 7 | 1e-10 | 0 | Water | Porous | Wet | R600a | MinimizeLCOE | IgnoreSilica | 31.9628 | 2.638 | 0.056636 | 4 | 106240.1537 |  | 2382.4096 |  | 69.9525 | -4.8365e-06 | 453609867.3363 | 524331.2535 | 28122.0823 | 770138.6187 | 810097.0884 | 24077.0464 | 140940.8619 | 0 | 896105.711 | 2331483.2434 | 1591285.2208 | 7116581.1264 | 3144235.0165 | 9538866.1504 |  | 1478867.319 | 2789494.2999 | 0 | 24068043.9122 |  | 100000 | 0.22654 | 106240.1537 |  | 2382.4096
1 | 1600 | 707 | 0.035 | 15 | 15 | 7 | 1.3335e-10 | 0 | Water | Porous | Wet | R600a | MinimizeLCOE | IgnoreSilica | 39.8628 | 3.297 | 0.073255 | 4 | 86949.2562 |  | 1949.8159 |  | 70.0145 | -4.6013e-06 | 535530868.4489 | 613216.0604 | 32905.5638 | 920503.6824 | 1005625.8385 | 24077.0464 | 156518.9293 | 0 | 1073610.3771 | 2793313.9734 | 1906494.1837 | 8526265.6548 | 3144235.0165 | 9538866.1504 |  | 1478867.319 | 2789494.2999 | 0 | 25477728.4407 |  | 133352.1432 | 0.29302 | 86949.2562 |  | 1949.8159
1 | 1600 | 707 | 0.035 | 15 | 15 | 7 | 1.7783e-10 | 0 | Water | Porous | Wet | R600a | MinimizeLCOE | IgnoreSilica | 48.6667 | 4.0317 | 0.09286 | 4 | 72685.0778 |  | 1629.9452 |  | 70.0616 | -4.3329e-06 | 622122308.1536 | 706299.9012 | 37909.6415 | 1081187.3766 | 1223566.9102 | 24077.0464 | 170717.7566 | 0 | 1265065.8667 | 3291441.8844 | 2246476.7185 | 10046743.102 | 3144235.0165 | 9538866.1504 |  | 1478867.319 | 2789494.2999 | 0 | 26998205.8878 |  | 177827.941 | 0.37144 | 72685.0778 |  | 1629.9452
1 | 1600 | 707 | 0.035 | 15 | 15 | 7 | 2.3714e-10 | 0 | Water | Porous | Wet | R600a | MinimizeLCOE | IgnoreSilica | 57.9675 | 4.8081 | 0.11487 | 4 | 62155.2716 |  | 1393.8168 |  | 70.0977 | -4.0417e-06 | 708703746.7207 | 799382.2119 | 42908.379 | 1244745.325 | 1453865.9136 | 24077.0464 | 182501.4859 | 0 | 1461517.3411 | 3802568.3231 | 2595331.0155 | 11606897.0414 | 3144235.0165 | 9538866.1504 |  | 1478867.319 | 2789494.2999 | 0 | 28558359.8273 |  | 237137.3706 | 0.45947 | 62155.2716 |  | 1393.8168
1 | 1600 | 707 | 0.035 | 15 | 15 | 7 | 3.1623e-10 | 0 | Water | Porous | Wet | R600a | MinimizeLCOE | IgnoreSilica | 67.1929 | 5.5787 | 0.13816 | 4 | 54403.5939 |  | 1219.9874 |  | 70.1257 | -3.739e-06 | 792832347.1984 | 887476.554 | 47634.6685 | 1401891.6281 | 1682366.7356 | 24077.0464 | 190967.801 | 0 | 1651421.6292 | 4296660.3259 | 2932558.96 | 13115055.3487 | 3144235.0165 | 9538866.1504 |  | 1478867.319 | 2789494.2999 | 0 | 30066518.1346 |  | 316227.766 | 0.55266 | 54403.5939 |  | 1219.9874
1 | 1600 | 707 | 0.035 | 15 | 15 | 7 | 4.217e-10 | 0 | Water | Porous | Wet | R600a | MinimizeLCOE | IgnoreSilica | 75.8091 | 6.2987 | 0.16138 | 4 | 48710.6825 |  | 1092.3252 |  | 70.1475 | -3.4405e-06 | 871119841.6003 | 966627.0473 | 51877.5388 | 1544844.5428 | 1895850.1092 | 24077.0464 | 195920.3854 | 0 | 1824886.7012 | 4747980.8609 | 3240594.4988 | 14492658.7308 | 3144235.0165 | 9538866.1504 |  | 1478867.319 | 2789494.2999 | 0 | 31444121.5166 |  | 421696.5034 | 0.64553 | 48710.6825 |  | 1092.3252
1 | 1600 | 707 | 0.035 | 15 | 15 | 7 | 5.6234e-10 | 0 | Water | Porous | Wet | R600a | MinimizeLCOE | IgnoreSilica | 83.4586 | 6.9383 | 0.18326 | 4 | 44534.2062 |  | 998.6687 |  | 70.1646 | -3.1633e-06 | 940756684.357 | 1034746.7828 | 55526.5421 | 1669099.8687 | 2085446.3247 | 24077.0464 | 197873.9001 | 0 | 1976040.4812 | 5141251.9906 | 3509010.1257 | 15693073.0623 | 3144235.0165 | 9538866.1504 |  | 1478867.319 | 2789494.2999 | 0 | 32644535.8481 |  | 562341.3252 | 0.73302 | 44534.2062 |  | 998.6687
1 | 1600 | 707 | 0.035 | 15 | 15 | 7 | 7.4989e-10 | 0 | Water | Porous | Wet | R600a | MinimizeLCOE | IgnoreSilica | 89.9749 | 7.4835 | 0.20287 | 4 | 41468.5614 |  | 929.9224 |  | 70.1781 | -2.919e-06 | 1000010905.4286 | 1091375.3169 | 58558.2752 | 1773198.9555 | 2247006.5391 | 24077.0464 | 197661.4276 | 0 | 2102832.2486 | 5471138.1607 | 3734164.2153 | 16700012.1853 | 3144235.0165 | 9538866.1504 |  | 1478867.319 | 2789494.2999 | 0 | 33651474.9711 |  | 749894.2093 | 0.81149 | 41468.5614 |  | 929.9224
1 | 1600 | 707 | 0.035 | 15 | 15 | 7 | 1e-09 | 0 | Water | Porous | Wet | R600a | MinimizeLCOE | IgnoreSilica | 95.3144 | 7.9304 | 0.21973 | 4 | 39214.0847 |  | 879.3663 |  | 70.1886 | -2.7102e-06 | 1050074424.5506 | 1136913.0015 | 60995.1557 | 1857411.056 | 2379431.8292 | 24077.0464 | 195998.2706 | 0 | 2205382.2802 | 5737952.307 | 3916270.3526 | 17514431.2993 | 3144235.0165 | 9538866.1504 |  | 1478867.319 | 2789494.2999 | 0 | 34465894.0852 |  | 1000000 | 0.87892 | 39214.0847 |  | 879.3663
1 | 1600 | 707 | 0.035 | 15 | 15 | 7 | 1.3335e-09 | 0 | Water | Porous | Wet | R600a | MinimizeLCOE | IgnoreSilica | 99.605 | 8.2897 | 0.23377 | 4 | 37551.8299 |  | 842.0906 |  | 70.1967 | -2.5384e-06 | 1090435816.3087 | 1172983.7619 | 62924.7704 | 1924419.597 | 2485868.7678 | 24077.0464 | 193707.1394 | 0 | 2286952.6223 | 5950181.6047 | 4061121.2092 | 18162236.519 | 3144235.0165 | 9538866.1504 |  | 1478867.319 | 2789494.2999 | 0 | 35113699.3049 |  | 1333521.4322 | 0.93507 | 37551.8299 |  | 842.0906
1 | 1600 | 707 | 0.035 | 15 | 15 | 7 | 1.7783e-09 | 0 | Water | Porous | Wet | R600a | MinimizeLCOE | IgnoreSilica | 102.9787 | 8.5723 | 0.24515 | 4 | 36322.7818 |  | 814.5295 |  | 70.203 | -2.3998e-06 | 1122978063.1492 | 1201040.2672 | 64425.2709 | 1976719.3763 | 2569579.2348 | 24077.0464 | 191223.6873 | 0 | 2350555.3043 | 6115662.7366 | 4174065.4821 | 18667348.4059 | 3144235.0165 | 9538866.1504 |  | 1478867.319 | 2789494.2999 | 0 | 35618811.1917 |  | 1778279.41 | 0.98062 | 36322.7818 |  | 814.5295
1 | 1600 | 707 | 0.035 | 15 | 15 | 7 | 2.3714e-09 | 0 | Water | Porous | Wet | R600a | MinimizeLCOE | IgnoreSilica | 105.6117 | 8.7929 | 0.25423 | 4 | 35411.6085 |  | 794.0967 |  | 70.2078 | -2.2908e-06 | 1148147147.4075 | 1222757.5039 | 65586.5103 | 2017307.1558 | 2634920.1762 | 24077.0464 | 188909.511 | 0 | 2399887.5824 | 6244015.2047 | 4261668.6789 | 19059129.3695 | 3144235.0165 | 9538866.1504 |  | 1478867.319 | 2789494.2999 | 0 | 36010592.1553 |  | 2371373.7057 | 1.0169 | 35411.6085 |  | 794.0967
1 | 1600 | 707 | 0.035 | 15 | 15 | 7 | 3.1623e-09 | 0 | Water | Porous | Wet | R600a | MinimizeLCOE | IgnoreSilica | 107.6145 | 8.9608 | 0.26132 | 4 | 34734.5018 |  | 778.9127 |  | 70.2114 | -2.2045e-06 | 1168557134.1299 | 1239175.4952 | 66464.2648 | 2048050.6572 | 2684628.5712 | 24077.0464 | 186774.4824 | 0 | 2437176.5017 | 6341033.3237 | 4327885.5386 | 19355265.8812 | 3144235.0165 | 9538866.1504 |  | 1478867.319 | 2789494.2999 | 0 | 36306728.667 |  | 3162277.6602 | 1.0453 | 34734.5018 |  | 778.9127
1 | 1600 | 707 | 0.035 | 15 | 15 | 7 | 4.217e-09 | 0 | Water | Porous | Wet | R600a | MinimizeLCOE | IgnoreSilica | 109.166 | 9.0909 | 0.26684 | 4 | 34230.3359 |  | 767.607 |  | 70.2142 | -2.1388e-06 | 1183584516.5089 | 1251836.2499 | 67141.0711 | 2071793.0688 | 2723142.5888 | 24077.0464 | 185055.8338 | 0 | 2465987.885 | 6415994.633 | 4379048.1725 | 19584076.5493 | 3144235.0165 | 9538866.1504 |  | 1478867.319 | 2789494.2999 | 0 | 36535539.3352 |  | 4216965.0343 | 1.0673 | 34230.3359 |  | 767.607
1 | 1600 | 707 | 0.035 | 15 | 15 | 7 | 5.6234e-09 | 0 | Water | Porous | Wet | R600a | MinimizeLCOE | IgnoreSilica | 110.3381 | 9.1891 | 0.27107 | 4 | 33854.3355 |  | 759.1752 |  | 70.2163 | -2.0881e-06 | 1195372429.4972 | 1261366.886 | 67650.508 | 2089685.2468 | 2752238.174 | 24077.0464 | 183621.9743 | 0 | 2487669.5358 | 6472405.841 | 4417549.9812 | 19756265.1935 | 3144235.0165 | 9538866.1504 |  | 1478867.319 | 2789494.2999 | 0 | 36707727.9793 |  | 5623413.2519 | 1.0843 | 33854.3355 |  | 759.1752
1 | 1600 | 707 | 0.035 | 15 | 15 | 7 | 7.4989e-09 | 0 | Water | Porous | Wet | R600a | MinimizeLCOE | IgnoreSilica | 111.2271 | 9.2637 | 0.27431 | 4 | 33573.5603 |  | 752.8789 |  | 70.2179 | -2.0495e-06 | 1204324109.6775 | 1268577.6046 | 68035.9153 | 2103233.2609 | 2774310.0888 | 24077.0464 | 182481.3001 | 0 | 2504078.9342 | 6515099.7297 | 4446689.4374 | 19886583.3173 | 3144235.0165 | 9538866.1504 |  | 1478867.319 | 2789494.2999 | 0 | 36838046.1032 |  | 7498942.0933 | 1.0972 | 33573.5603 |  | 752.8789
1 | 1600 | 707 | 0.035 | 15 | 15 | 7 | 1e-08 | 0 | Water | Porous | Wet | R600a | MinimizeLCOE | IgnoreSilica | 111.9117 | 9.3211 | 0.27679 | 4 | 33363.6841 |  | 748.1725 |  | 70.2191 | -2.0207e-06 | 1210689670.5479 | 1274118.8625 | 68332.0771 | 2113651.0274 | 2791306.0213 | 24077.0464 | 181631.8201 | 0 | 2516715.5733 | 6547977.6725 | 4469129.309 | 19986939.4096 | 3144235.0165 | 9538866.1504 |  | 1478867.319 | 2789494.2999 | 0 | 36938402.1954 |  | 10000000 | 1.1071 | 33363.6841 |  | 748.1725
1 | 1700 | 707 | 0.035 | 15 | 15 | 7 | 1e-13 | 0 | Water | Porous | Wet | R600a | MinimizeLCOE | IgnoreSilica | 0 | 0 | 0 | 4 |  |  |  |  | 0 | 0 | 0 | 1901.6038 | 76.693 | 1910.9589 | 24891.7528 | 24077.0464 | 25445.6382 | 0 | 30538.4403 | 79454.7573 | 54229.5045 | 242526.3951 | 3144235.0165 | 10138638.0786 |  | 1478867.319 | 2909448.6856 | 0 |  |  | 100 | 0
1 | 1700 | 707 | 0.035 | 15 | 15 | 7 | 1.3335e-13 | 0 | Water | Porous | Wet | R600a | MinimizeLCOE | IgnoreSilica | 0 | 0 | 0 | 4 |  |  |  |  | 0 | 0 | 13542715786.5881 | 1905.826 | 76.8756 | 1915.4695 | 24893.8532 | 24077.0464 | 22479.885 | 0 | 29386.0927 | 76456.5854 | 52183.1905 | 233374.8244 | 3144235.0165 | 10138638.0786 |  | 1478867.319 | 2909448.6856 | 0 |  |  | 133.3521 | 0
1 | 1700 | 707 | 0.035 | 15 | 15 | 7 | 1.7783e-13 | 0 | Water | Porous | Wet | R600a | MinimizeLCOE | IgnoreSilica | 0 | 0 | 0 | 4 |  |  |  |  | 0 | 0 | 9896459464.0074 | 1909.0147 | 77.0136 | 1918.8755 | 24895.4391 | 24077.0464 | 19941.0928 | 0 | 28399.2079 | 73888.9136 | 50430.7018 | 225537.3052 | 3144235.0165 | 10138638.0786 |  | 1478867.319 | 2909448.6856 | 0 |  |  | 177.8279 | 0
1 | 1700 | 707 | 0.035 | 15 | 15 | 7 | 2.3714e-13 | 0 | Water | Porous | Wet | R600a | MinimizeLCOE | IgnoreSilica | 0 | 0 | 0 | 4 |  |  |  |  | 0 | 0 | 7160611862.9693 | 1911.4105 | 77.1173 | 1921.4343 | 24896.6304 | 24077.0464 | 17754.0641 | 0 | 27548.7042 | 71676.0772 | 48920.3955 | 218782.8798 | 3144235.0165 | 10138638.0786 |  | 1478867.319 | 2909448.6856 | 0 |  |  | 237.1374 | 0
1 | 1700 | 707 | 0.035 | 15 | 15 | 7 | 3.1623e-13 | 0 | Water | Porous | Wet | R600a | MinimizeLCOE | IgnoreSilica | 0 | 0 | 0 | 4 |  |  |  |  | 0 | 0 | 5108140579.4027 | 1913.1649 | 77.1932 | 1923.3079 | 24897.5026 | 24077.0464 | 15855.9766 | 0 | 26810.2347 | 69754.7311 | 47609.0373 | 212918.1947 | 3144235.0165 | 10138638.0786 |  | 1478867.319 | 2909448.6856 | 0 |  |  | 316.2278 | 0
1 | 1700 | 707 | 0.035 | 15 | 15 | 7 | 4.217e-13 | 0 | Water | Porous | Wet | R600a | MinimizeLCOE | IgnoreSilica | 0 | 0 | 0 | 4 |  |  |  |  | 0 | 0 | 3568488824.9264 | 1914.4843 | 77.2503 | 1924.7169 | 24898.1586 | 24077.0464 | 14193.8638 | 0 | 26163.3529 | 68071.6774 | 46460.3186 | 207780.8691 | 3144235.0165 | 10138638.0786 |  | 1478867.319 | 2909448.6856 | 0 |  |  | 421.6965 | 0
1 | 1700 | 707 | 0.035 | 15 | 15 | 7 | 5.6234e-13 | 0 | Water | Porous | Wet | R600a | MinimizeLCOE | IgnoreSilica | 0 | 0 | 0 | 4 |  |  |  |  | 0 | 0 | 2413619846.9442 | 1915.4759 | 77.2932 | 1925.7758 | 24898.6515 | 24077.0464 | 12722.1812 | 0 | 25590.4054 | 66580.9855 | 45442.8907 | 203230.7056 | 3144235.0165 | 10138638.0786 |  | 1478867.319 | 2909448.6856 | 0 |  |  | 562.3413 | 0
1 | 1700 | 707 | 0.035 | 15 | 15 | 7 | 7.4989e-13 | 0 | Water | Porous | Wet | R600a | MinimizeLCOE | IgnoreSilica | 0 | 0 | 0 | 4 |  |  |  |  | 0 | 0 | 1547432049.1024 | 1916.1872 | 77.324 | 1926.5353 | 24899.0051 | 24077.0464 | 11400.479 | 0 | 25075.665 | 65241.7366 | 44528.8258 | 199142.8044 | 3144235.0165 | 10138638.0786 |  | 1478867.319 | 2909448.6856 | 0 |  |  | 749.8942 | 0
1 | 1700 | 707 | 0.035 | 15 | 15 | 7 | 1e-12 | 0 | Water | Porous | Wet | R600a | MinimizeLCOE | IgnoreSilica | 0 | 0 | 0 | 4 |  |  |  |  | 0 | 0 | 897802474.8065 | 1915.8651 | 77.3101 | 1926.1914 | 24898.845 | 24077.0464 | 10190.4135 | 0 | 24603.4119 | 64013.0308 | 43690.2089 | 195392.323 | 3144235.0165 | 10138638.0786 |  | 1478867.319 | 2909448.6856 | 0 |  |  | 1000 | 0
1 | 1700 | 707 | 0.035 | 15 | 15 | 7 | 1.3335e-12 | 0 | Water | Porous | Wet | R600a | MinimizeLCOE | IgnoreSilica | 0 | 0 | 0 | 4 |  |  |  |  | 0 | 0 | 410677169.4799 | 1915.6238 | 77.2996 | 1925.9337 | 24898.725 | 24077.0464 | 9052.0797 | 0 | 24159.2162 | 62857.3248 | 42901.4158 | 191864.6651 | 3144235.0165 | 10138638.0786 |  | 1478867.319 | 2909448.6856 | 0 |  |  | 1333.5214 | 0
1 | 1700 | 707 | 0.035 | 15 | 15 | 7 | 1.7783e-12 | 0 | Water | Porous | Wet | R600a | MinimizeLCOE | IgnoreSilica | 0.67593 | 0.037651 | 6.5025e-05 | 4 | 69538614.7863 |  | 1559386.5146 |  | 60.1518 | -5.4728e-06 | 23219008.2936 | 24751.1241 | 1212.2848 | 25902.9775 | 37141.2477 | 24077.0464 | 21186.1867 | 0 | 52365.6382 | 136244.6489 | 92989.7724 | 415870.9268 | 3144235.0165 | 10138638.0786 |  | 1478867.319 | 2909448.6856 | 0 | 18087060.0264 |  | 1778.2794 | 0.0002601 | 69538614.7863 |  | 1559386.5146
1 | 1700 | 707 | 0.035 | 15 | 15 | 7 | 2.3714e-12 | 0 | Water | Porous | Wet | R600a | MinimizeLCOE | IgnoreSilica | 1.0269 | 0.068467 | 0.00047354 | 4 | 9623505.3733 |  | 215804.7662 |  | 64.2389 | -6.3414e-06 | 12367200.7495 | 39262.6124 | 1984.0868 | 41665.0095 | 46263.2364 | 24077.0464 | 26710.3919 | 0 | 70185.3296 | 182607.8306 | 124633.5966 | 557389.1403 | 3144235.0165 | 10138638.0786 |  | 1478867.319 | 2909448.6856 | 0 | 18228578.24 |  | 2371.3737 | 0.0018942 | 9623505.3733 |  | 215804.7662
1 | 1700 | 707 | 0.035 | 15 | 15 | 7 | 3.1623e-12 | 0 | Water | Porous | Wet | R600a | MinimizeLCOE | IgnoreSilica | 1.4485 | 0.10658 | 0.0011152 | 4 | 4121434.0519 |  | 92422.1557 |  | 66.7562 | -6.7344e-06 | 8758609.7601 | 54807.5499 | 2823.7052 | 59254.5839 | 57310.3429 | 24077.0464 | 31897.4476 | 0 | 89766.5636 | 233554.1848 | 159405.5302 | 712896.9544 | 3144235.0165 | 10138638.0786 |  | 1478867.319 | 2909448.6856 | 0 | 18384086.0541 |  | 3162.2777 | 0.0044606 | 4121434.0519 |  | 92422.1557
1 | 1700 | 707 | 0.035 | 15 | 15 | 7 | 4.217e-12 | 0 | Water | Porous | Wet | R600a | MinimizeLCOE | IgnoreSilica | 1.9847 | 0.15573 | 0.0020408 | 4 | 2274578.3995 |  | 51006.8671 |  | 68.5099 | -6.9211e-06 | 34850588.9102 | 72567.1356 | 3790.6096 | 80150.0787 | 71418.7402 | 24077.0464 | 37372.2306 | 0 | 112856.578 | 293629.6659 | 200408.2804 | 896270.3653 | 3144235.0165 | 10138638.0786 |  | 1478867.319 | 2909448.6856 | 0 | 18567459.465 |  | 4216.965 | 0.008163 | 2274578.3995 |  | 51006.8671
1 | 1700 | 707 | 0.035 | 15 | 15 | 7 | 5.6234e-12 | 0 | Water | Porous | Wet | R600a | MinimizeLCOE | IgnoreSilica | 2.6841 | 0.22032 | 0.0033276 | 4 | 1411763.6983 |  | 31658.4574 |  | 69.7931 | -7.0123e-06 | 58107877.124 | 93472.1886 | 4933.7495 | 105690.0958 | 89865.3828 | 24077.0464 | 43521.9781 | 0 | 141008.5721 | 366875.3797 | 250399.9852 | 1119844.3781 | 3144235.0165 | 10138638.0786 |  | 1478867.319 | 2909448.6856 | 0 | 18791033.4778 |  | 5623.4133 | 0.01331 | 1411763.6983 |  | 31658.4574
1 | 1700 | 707 | 0.035 | 15 | 15 | 7 | 7.4989e-12 | 0 | Water | Porous | Wet | R600a | MinimizeLCOE | IgnoreSilica | 3.6024 | 0.30545 | 0.0050829 | 4 | 937787.2452 |  | 21029.6508 |  | 70.7474 | -7.0481e-06 | 79992281.0409 | 118328.426 | 6296.381 | 137164.7448 | 114114.6307 | 24077.0464 | 50592.6239 | 0 | 175723.8026 | 457197.2885 | 312046.5438 | 1395541.4877 | 3144235.0165 | 10138638.0786 |  | 1478867.319 | 2909448.6856 | 0 | 19066730.5874 |  | 7498.9421 | 0.020332 | 937787.2452 |  | 21029.6508
1 | 1700 | 707 | 0.035 | 15 | 15 | 7 | 1e-11 | 0 | Water | Porous | Wet | R600a | MinimizeLCOE | IgnoreSilica | 4.8009 | 0.41682 | 0.0074508 | 4 | 651134.5112 |  | 14601.533 |  | 71.458 | -7.0325e-06 | 109880470.0012 | 147812.6397 | 7914.8374 | 175801.3416 | 145788.445 | 24077.0464 | 58683.7709 | 0 | 218430.4516 | 568311.2288 | 387884.0913 | 1734703.8526 | 3144235.0165 | 10138638.0786 |  | 1478867.319 | 2909448.6856 | 0 | 19405892.9523 |  | 10000 | 0.029803 | 651134.5112 |  | 14601.533
1 | 1700 | 707 | 0.035 | 15 | 15 | 7 | 1.3335e-11 | 0 | Water | Porous | Wet | R600a | MinimizeLCOE | IgnoreSilica | 6.3692 | 0.56274 | 0.010624 | 4 | 466522.2115 |  | 10461.6471 |  | 71.9918 | -6.9857e-06 | 144827972.9944 | 182989.9612 | 9846.9101 | 223429.4162 | 187252.676 | 24077.0464 | 68054.8029 | 0 | 271303.817 | 705876.8797 | 481775.4747 | 2154606.9842 | 3144235.0165 | 10138638.0786 |  | 1478867.319 | 2909448.6856 | 0 | 19825796.0839 |  | 13335.2143 | 0.042497 | 466522.2115 |  | 10461.6471
1 | 1700 | 707 | 0.035 | 15 | 15 | 7 | 1.7783e-11 | 0 | Water | Porous | Wet | R600a | MinimizeLCOE | IgnoreSilica | 8.4085 | 0.7526 | 0.014856 | 4 | 342356.1897 |  | 7677.2542 |  | 72.3926 | -6.9057e-06 | 189081857.5723 | 224814.9372 | 12144.3365 | 281851.0578 | 241178.0226 | 24077.0464 | 78823.6361 | 0 | 336526.7243 | 875573.5054 | 597596.9087 | 2672586.1749 | 3144235.0165 | 10138638.0786 |  | 1478867.319 | 2909448.6856 | 0 | 20343775.2746 |  | 17782.7941 | 0.059423 | 342356.1897 |  | 7677.2542
1 | 1700 | 707 | 0.035 | 15 | 15 | 7 | 2.3714e-11 | 0 | Water | Porous | Wet | R600a | MinimizeLCOE | IgnoreSilica | 11.0445 | 0.99814 | 0.020472 | 4 | 256218.9891 |  | 5745.6485 |  | 72.6939 | -6.794e-06 | 243676278.4484 | 274396.4607 | 14867.108 | 353203.7295 | 310896.4188 | 24077.0464 | 91119.5978 | 0 | 416738.5408 | 1084268.1984 | 740035.3249 | 3309602.4252 | 3144235.0165 | 10138638.0786 |  | 1478867.319 | 2909448.6856 | 0 | 20980791.5249 |  | 23713.7371 | 0.081886 | 256218.9891 |  | 5745.6485
1 | 1700 | 707 | 0.035 | 15 | 15 | 7 | 3.1623e-11 | 0 | Water | Porous | Wet | R600a | MinimizeLCOE | IgnoreSilica | 14.4332 | 1.3139 | 0.027886 | 4 | 195097.4965 |  | 4375.0139 |  | 72.9212 | -6.6546e-06 | 307226591.3072 | 333006.8101 | 18083.9815 | 439991.2942 | 400531.5546 | 24077.0464 | 105091.3168 | 0 | 515104.9814 | 1340197.499 | 914712.3314 | 4090796.8154 | 3144235.0165 | 10138638.0786 |  | 1478867.319 | 2909448.6856 | 0 | 21761985.9151 |  | 31622.7766 | 0.11154 | 195097.4965 |  | 4375.0139
1 | 1700 | 707 | 0.035 | 15 | 15 | 7 | 4.217e-11 | 0 | Water | Porous | Wet | R600a | MinimizeLCOE | IgnoreSilica | 18.7445 | 1.7156 | 0.037604 | 4 | 150998.0581 |  | 3386.0947 |  | 73.0928 | -6.4857e-06 | 380129293.0634 | 401757.5778 | 21854.6003 | 544609.6061 | 514574.5328 | 24077.0464 | 120745.4334 | 0 | 634771.3307 | 1651544.793 | 1127213.2571 | 5041148.1776 | 3144235.0165 | 10138638.0786 |  | 1478867.319 | 2909448.6856 | 0 | 22712337.2773 |  | 42169.6503 | 0.15041 | 150998.0581 |  | 3386.0947
1 | 1700 | 707 | 0.035 | 15 | 15 | 7 | 5.6234e-11 | 0 | Water | Porous | Wet | R600a | MinimizeLCOE | IgnoreSilica | 24.136 | 2.2181 | 0.050196 | 4 | 118790.8334 |  | 2663.8555 |  | 73.2221 | -6.2807e-06 | 464072684.2831 | 481276.1555 | 26211.7057 | 668797.0291 | 657202.7071 | 24077.0464 | 137829.8624 | 0 | 778203.8574 | 2024726.8053 | 1381917.6486 | 6180242.8174 | 3144235.0165 | 10138638.0786 |  | 1478867.319 | 2909448.6856 | 0 | 23851431.9171 |  | 56234.1325 | 0.20079 | 118790.8334 |  | 2663.8555
1 | 1700 | 707 | 0.035 | 15 | 15 | 7 | 7.4989e-11 | 0 | Water | Porous | Wet | R600a | MinimizeLCOE | IgnoreSilica | 30.7324 | 2.833 | 0.066243 | 4 | 95068.8205 |  | 2131.8952 |  | 73.3197 | -6.037e-06 | 558232810.3511 | 571591.6992 | 31155.0506 | 813347.1661 | 831723.5894 | 24077.0464 | 155884.5676 | 0 | 946833.8565 | 2463467.4723 | 1681367.1691 | 7519447.6172 | 3144235.0165 | 10138638.0786 |  | 1478867.319 | 2909448.6856 | 0 | 25190636.7169 |  | 74989.4209 | 0.26497 | 95068.8205 |  | 2131.8952
1 | 1700 | 707 | 0.035 | 15 | 15 | 7 | 1e-10 | 0 | Water | Porous | Wet | R600a | MinimizeLCOE | IgnoreSilica | 38.5741 | 3.5642 | 0.086202 | 4 | 77506.0993 |  | 1738.0554 |  | 73.3937 | -5.7552e-06 | 659682741.4024 | 671703.9209 | 36628.1115 | 977280.3714 | 1039215.3817 | 24077.0464 | 174183.8222 | 0 | 1140004.5751 | 2966058.0574 | 2024395.5705 | 9053546.8572 | 3144235.0165 | 10138638.0786 |  | 1478867.319 | 2909448.6856 | 0 | 26724735.9569 |  | 100000 | 0.34481 | 77506.0993 |  | 1738.0554
1 | 1700 | 707 | 0.035 | 15 | 15 | 7 | 1.3335e-10 | 0 | Water | Porous | Wet | R600a | MinimizeLCOE | IgnoreSilica | 47.4876 | 4.3955 | 0.11016 | 4 | 64476.5335 |  | 1445.8706 |  | 73.45 | -5.4308e-06 | 768543965.4998 | 778407.7119 | 42454.353 | 1155691.4482 | 1275110.6059 | 24077.0464 | 191368.5533 | 0 | 1352172.7903 | 3518076.2316 | 2401159.3173 | 10738518.0579 | 3144235.0165 | 10138638.0786 |  | 1478867.319 | 2909448.6856 | 0 | 28409707.1576 |  | 133352.1432 | 0.44062 | 64476.5335 |  | 1445.8706
1 | 1700 | 707 | 0.035 | 15 | 15 | 7 | 1.7783e-10 | 0 | Water | Porous | Wet | R600a | MinimizeLCOE | IgnoreSilica | 57.1392 | 5.2961 | 0.13764 | 4 | 54815.9778 |  | 1229.235 |  | 73.4933 | -5.0749e-06 | 878901108.3648 | 887477.2453 | 48402.563 | 1341474.5714 | 1530600.4445 | 24077.0464 | 206239.9457 | 0 | 1574926.0084 | 4097634.412 | 2796719.6842 | 12507551.9209 | 3144235.0165 | 10138638.0786 |  | 1478867.319 | 2909448.6856 | 0 | 30178741.0205 |  | 177827.941 | 0.55055 | 54815.9778 |  | 1229.235
1 | 1700 | 707 | 0.035 | 15 | 15 | 7 | 2.3714e-10 | 0 | Water | Porous | Wet | R600a | MinimizeLCOE | IgnoreSilica | 66.9929 | 6.2159 | 0.16748 | 4 | 47670.41 |  | 1068.9973 |  | 73.527 | -4.7006e-06 | 986655260.6472 | 993393.7471 | 54172.3019 | 1524801.9834 | 1791516.7923 | 24077.0464 | 217641.6724 | 0 | 1796185.382 | 4673305.9156 | 3189627.3143 | 14264722.1554 | 3144235.0165 | 10138638.0786 |  | 1478867.319 | 2909448.6856 | 0 | 31935911.2551 |  | 237137.3706 | 0.66993 | 47670.41 |  | 1068.9973
1 | 1700 | 707 | 0.035 | 15 | 15 | 7 | 3.1623e-10 | 0 | Water | Porous | Wet | R600a | MinimizeLCOE | IgnoreSilica | 76.4398 | 7.0983 | 0.198 | 4 | 42400.0145 |  | 950.81 |  | 73.5534 | -4.3246e-06 | 1088806399.8897 | 1090763.2549 | 59471.165 | 1695605.4837 | 2041749.1076 | 24077.0464 | 224920.5477 | 0 | 2003268.7761 | 5212094.4284 | 3557361.5452 | 15909311.3549 | 3144235.0165 | 10138638.0786 |  | 1478867.319 | 2909448.6856 | 0 | 33580500.4545 |  | 316227.766 | 0.79199 | 42400.0145 |  | 950.81
1 | 1700 | 707 | 0.035 | 15 | 15 | 7 | 4.217e-10 | 0 | Water | Porous | Wet | R600a | MinimizeLCOE | IgnoreSilica | 85.0003 | 7.8984 | 0.22741 | 4 | 38520.5224 |  | 863.8133 |  | 73.5742 | -3.9673e-06 | 1181754351.4266 | 1176039.4285 | 64108.0197 | 1846821.8749 | 2268583.2778 | 24077.0464 | 228310.2214 | 0 | 2187096.5487 | 5690376.5846 | 3883798.9446 | 17369211.9465 | 3144235.0165 | 10138638.0786 |  | 1478867.319 | 2909448.6856 | 0 | 35040401.0462 |  | 421696.5034 | 0.90966 | 38520.5224 |  | 863.8133
1 | 1700 | 707 | 0.035 | 15 | 15 | 7 | 5.6234e-10 | 0 | Water | Porous | Wet | R600a | MinimizeLCOE | IgnoreSilica | 92.4186 | 8.5921 | 0.25433 | 4 | 35666.281 |  | 799.8077 |  | 73.5907 | -3.6455e-06 | 1262060445.8034 | 1247971.2307 | 68016.6339 | 1975468.0959 | 2465224.2335 | 24077.0464 | 228722.6056 | 0 | 2343697.1399 | 6097819.1997 | 4161886.9015 | 18612883.0871 | 3144235.0165 | 10138638.0786 |  | 1478867.319 | 2909448.6856 | 0 | 36284072.1868 |  | 562341.3252 | 1.0173 | 35666.281 |  | 799.8077
1 | 1700 | 707 | 0.035 | 15 | 15 | 7 | 7.4989e-10 | 0 | Water | Porous | Wet | R600a | MinimizeLCOE | IgnoreSilica | 98.613 | 9.1717 | 0.27788 | 4 | 33564.2738 |  | 752.6707 |  | 73.6038 | -3.3674e-06 | 1329644875.9414 | 1306789.3133 | 71210.9845 | 2081358.5421 | 2629477.0511 | 24077.0464 | 227164.8905 | 0 | 2472630.3529 | 6433276.972 | 4390843.724 | 19636828.8767 | 3144235.0165 | 10138638.0786 |  | 1478867.319 | 2909448.6856 | 0 | 37308017.9764 |  | 749894.2093 | 1.1115 | 33564.2738 |  | 752.6707
1 | 1700 | 707 | 0.035 | 15 | 15 | 7 | 1e-09 | 0 | Water | Porous | Wet | R600a | MinimizeLCOE | IgnoreSilica | 103.6413 | 9.6425 | 0.29776 | 4 | 32013.3798 |  | 717.8923 |  | 73.614 | -3.1358e-06 | 1384856493.6225 | 1353772.8973 | 73761.5638 | 2166372.8536 | 2762849.2737 | 24077.0464 | 224550.183 | 0 | 2576099.6889 | 6702482.9598 | 4574582.3423 | 20458548.8087 | 3144235.0165 | 10138638.0786 |  | 1478867.319 | 2909448.6856 | 0 | 38129737.9084 |  | 1000000 | 1.1911 | 32013.3798 |  | 717.8923
1 | 1700 | 707 | 0.035 | 15 | 15 | 7 | 1.3335e-09 | 0 | Water | Porous | Wet | R600a | MinimizeLCOE | IgnoreSilica | 107.6191 | 10.015 | 0.31404 | 4 | 30866.3755 |  | 692.171 |  | 73.6219 | -2.9469e-06 | 1429790019.8743 | 1390489.946 | 75754.1822 | 2233065.9092 | 2868385.0139 | 24077.0464 | 221479.6856 | 0 | 2657168.1955 | 6913406.5845 | 4718542.0502 | 21102368.6135 | 3144235.0165 | 10138638.0786 |  | 1478867.319 | 2909448.6856 | 0 | 38773557.7132 |  | 1333521.4322 | 1.2562 | 30866.3755 |  | 692.171
1 | 1700 | 707 | 0.035 | 15 | 15 | 7 | 1.7783e-09 | 0 | Water | Porous | Wet | R600a | MinimizeLCOE | IgnoreSilica | 110.7324 | 10.3067 | 0.32711 | 4 | 30016.0079 |  | 673.1017 |  | 73.6279 | -2.7968e-06 | 1465172118.5658 | 1418963.7336 | 77299.0761 | 2284935.6443 | 2951001.5543 | 24077.0464 | 218481.7969 | 0 | 2720155.9521 | 7077287.8067 | 4830394.3518 | 21602596.9623 | 3144235.0165 | 10138638.0786 |  | 1478867.319 | 2909448.6856 | 0 | 39273786.062 |  | 1778279.41 | 1.3084 | 30016.0079 |  | 673.1017
1 | 1700 | 707 | 0.035 | 15 | 15 | 7 | 2.3714e-09 | 0 | Water | Porous | Wet | R600a | MinimizeLCOE | IgnoreSilica | 113.1297 | 10.5314 | 0.3374 | 4 | 29384.1438 |  | 658.9323 |  | 73.6326 | -2.6786e-06 | 1493169027.6059 | 1440737.2347 | 78480.224 | 2324685.9822 | 3014626.9699 | 24077.0464 | 215737.4703 | 0 | 2768354.5217 | 7202690.5978 | 4915984.3335 | 21985374.3805 | 3144235.0165 | 10138638.0786 |  | 1478867.319 | 2909448.6856 | 0 | 39656563.4801 |  | 2371373.7057 | 1.3496 | 29384.1438 |  | 658.9323
1 | 1700 | 707 | 0.035 | 15 | 15 | 7 | 3.1623e-09 | 0 | Water | Porous | Wet | R600a | MinimizeLCOE | IgnoreSilica | 114.9667 | 10.7036 | 0.34541 | 4 | 28913.7276 |  | 648.3833 |  | 73.6361 | -2.5869e-06 | 1514866062.5797 | 1457335.3829 | 79380.504 | 2355037.4138 | 3063388.1128 | 24077.0464 | 213388.3233 | 0 | 2805116.6454 | 7298338.1029 | 4981265.721 | 22277327.2525 | 3144235.0165 | 10138638.0786 |  | 1478867.319 | 2909448.6856 | 0 | 39948516.3522 |  | 3162277.6602 | 1.3816 | 28913.7276 |  | 648.3833
1 | 1700 | 707 | 0.035 | 15 | 15 | 7 | 4.217e-09 | 0 | Water | Porous | Wet | R600a | MinimizeLCOE | IgnoreSilica | 116.3692 | 10.8351 | 0.3516 | 4 | 28562.945 |  | 640.5171 |  | 73.6388 | -2.5165e-06 | 1531435537.6002 | 1469958.9381 | 80065.1343 | 2378149.1119 | 3100621.5837 | 24077.0464 | 211461.4825 | 0 | 2833089.9858 | 7371118.9963 | 5030940.1763 | 22499482.4552 | 3144235.0165 | 10138638.0786 |  | 1478867.319 | 2909448.6856 | 0 | 40170671.5549 |  | 4216965.0343 | 1.4064 | 28562.945 |  | 640.5171
1 | 1700 | 707 | 0.035 | 15 | 15 | 7 | 5.6234e-09 | 0 | Water | Porous | Wet | R600a | MinimizeLCOE | IgnoreSilica | 117.4487 | 10.9363 | 0.35636 | 4 | 28301.0334 |  | 634.6438 |  | 73.6409 | -2.4635e-06 | 1543522393.8616 | 1479645.6252 | 80590.4456 | 2395900.2517 | 3129279.2484 | 24077.0464 | 209972.0955 | 0 | 2854591.238 | 7427060.844 | 5069121.6369 | 22670238.4315 | 3144235.0165 | 10138638.0786 |  | 1478867.319 | 2909448.6856 | 0 | 40341427.5312 |  | 5623413.2519 | 1.4254 | 28301.0334 |  | 634.6438
1 | 1700 | 707 | 0.035 | 15 | 15 | 7 | 7.4989e-09 | 0 | Water | Porous | Wet | R600a | MinimizeLCOE | IgnoreSilica | 118.2575 | 11.0121 | 0.35998 | 4 | 28105.2782 |  | 630.254 |  | 73.6424 | -2.4228e-06 | 1553012088.8486 | 1486887.9312 | 80983.1753 | 2409181.2049 | 3150754.1611 | 24077.0464 | 208762.6185 | 0 | 2870651.9936 | 7468847.6356 | 5097641.9808 | 22797787.7474 | 3144235.0165 | 10138638.0786 |  | 1478867.319 | 2909448.6856 | 0 | 40468976.8471 |  | 7498942.0933 | 1.4399 | 28105.2782 |  | 630.254
1 | 1700 | 707 | 0.035 | 15 | 15 | 7 | 1e-08 | 0 | Water | Porous | Wet | R600a | MinimizeLCOE | IgnoreSilica | 118.8519 | 11.0678 | 0.3627 | 4 | 27958.8527 |  | 626.9705 |  | 73.6436 | -2.3911e-06 | 1560813093.4157 | 1492201.3168 | 81271.2931 | 2418929.8814 | 3166535.9023 | 24077.0464 | 207755.2378 | 0 | 2882400.5643 | 7499415.0067 | 5118504.8397 | 22891091.0884 | 3144235.0165 | 10138638.0786 |  | 1478867.319 | 2909448.6856 | 0 | 40562280.1881 |  | 10000000 | 1.4508 | 27958.8527 |  | 626.9705
1 | 1800 | 707 | 0.035 | 15 | 15 | 7 | 1e-13 | 0 | Water | Porous | Wet | R600a | MinimizeLCOE | IgnoreSilica | 0 | 0 | 0 | 4 |  |  |  |  | 0 | 0 | 17479602738.7926 | 2097.5857 | 85.2064 | 2119.6734 | 24988.665 | 24077.0464 | 24915.4162 | 0 | 30530.6013 | 79434.3619 | 54215.5842 | 242464.1405 | 3144235.0165 | 10750130.1885 |  | 1478867.319 | 3031747.1076 | 0 |  |  | 100 | 0
1 | 1800 | 707 | 0.035 | 15 | 15 | 7 | 1.3335e-13 | 0 | Water | Porous | Wet | R600a | MinimizeLCOE | IgnoreSilica | 0 | 0 | 0 | 4 |  |  |  |  | 0 | 0 | 12804994195.2846 | 2101.6902 | 85.3854 | 2124.0345 | 24990.6832 | 24077.0464 | 22014.5977 | 0 | 29403.4406 | 76501.7209 | 52213.9965 | 233512.5954 | 3144235.0165 | 10750130.1885 |  | 1478867.319 | 3031747.1076 | 0 |  |  | 133.3521 | 0
1 | 1800 | 707 | 0.035 | 15 | 15 | 7 | 1.7783e-13 | 0 | Water | Porous | Wet | R600a | MinimizeLCOE | IgnoreSilica | 0 | 0 | 0 | 4 |  |  |  |  | 0 | 0 | 9297510746.1306 | 2104.7812 | 85.5203 | 2127.3183 | 24992.2027 | 24077.0464 | 19527.2533 | 0 | 28436.5076 | 73985.9597 | 50496.9378 | 225833.5272 | 3144235.0165 | 10750130.1885 |  | 1478867.319 | 3031747.1076 | 0 |  |  | 177.8279 | 0
1 | 1800 | 707 | 0.035 | 15 | 15 | 7 | 2.3714e-13 | 0 | Water | Porous | Wet | R600a | MinimizeLCOE | IgnoreSilica | 0 | 0 | 0 | 4 |  |  |  |  | 0 | 0 | 6666108426.4214 | 2107.0584 | 85.6196 | 2129.7373 | 24993.3219 | 24077.0464 | 17379.8539 | 0 | 27601.3286 | 71812.9953 | 49013.8449 | 219200.8063 | 3144235.0165 | 10750130.1885 |  | 1478867.319 | 3031747.1076 | 0 |  |  | 237.1374 | 0
1 | 1800 | 707 | 0.035 | 15 | 15 | 7 | 3.1623e-13 | 0 | Water | Porous | Wet | R600a | MinimizeLCOE | IgnoreSilica | 0 | 0 | 0 | 4 |  |  |  |  | 0 | 0 | 4692149698.3487 | 2108.7726 | 85.6944 | 2131.558 | 24994.1643 | 24077.0464 | 15510.7755 | 0 | 26874.1243 | 69920.9588 | 47722.4911 | 213425.5854 | 3144235.0165 | 10750130.1885 |  | 1478867.319 | 3031747.1076 | 0 |  |  | 316.2278 | 0
1 | 1800 | 707 | 0.035 | 15 | 15 | 7 | 4.217e-13 | 0 | Water | Porous | Wet | R600a | MinimizeLCOE | IgnoreSilica | 0 | 0 | 0 | 4 |  |  |  |  | 0 | 0 | 3211497965.0214 | 2110.0617 | 85.7507 | 2132.9271 | 24994.7977 | 24077.0464 | 13867.5821 | 0 | 26234.5846 | 68257.0076 | 46586.8103 | 208346.5681 | 3144235.0165 | 10750130.1885 |  | 1478867.319 | 3031747.1076 | 0 |  |  | 421.6965 | 0
1 | 1800 | 707 | 0.035 | 15 | 15 | 7 | 5.6234e-13 | 0 | Water | Porous | Wet | R600a | MinimizeLCOE | IgnoreSilica | 0 | 0 | 0 | 4 |  |  |  |  | 0 | 0 | 2100948874.2282 | 2111.0305 | 85.7929 | 2133.9559 | 24995.2736 | 24077.0464 | 12404.5634 | 0 | 25664.9885 | 66775.0353 | 45575.3337 | 203823.0202 | 3144235.0165 | 10750130.1885 |  | 1478867.319 | 3031747.1076 | 0 |  |  | 562.3413 | 0
1 | 1800 | 707 | 0.035 | 15 | 15 | 7 | 7.4989e-13 | 0 | Water | Porous | Wet | R600a | MinimizeLCOE | IgnoreSilica | 0 | 0 | 0 | 4 |  |  |  |  | 0 | 0 | 1268040081.6819 | 2111.6167 | 85.8185 | 2134.5785 | 24995.5616 | 24077.0464 | 11079.9718 | 0 | 25148.9915 | 65432.517 | 44659.0373 | 199725.1392 | 3144235.0165 | 10750130.1885 |  | 1478867.319 | 3031747.1076 | 0 |  |  | 749.8942 | 0
1 | 1800 | 707 | 0.035 | 15 | 15 | 7 | 1e-12 | 0 | Water | Porous | Wet | R600a | MinimizeLCOE | IgnoreSilica | 0 | 0 | 0 | 4 |  |  |  |  | 0 | 0 | 643341917.6164 | 2111.2827 | 85.8039 | 2134.2238 | 24995.3975 | 24077.0464 | 9852.2617 | 0 | 24669.8462 | 64185.8793 | 43808.1815 | 195919.923 | 3144235.0165 | 10750130.1885 |  | 1478867.319 | 3031747.1076 | 0 |  |  | 1000 | 0
1 | 1800 | 707 | 0.035 | 15 | 15 | 7 | 1.3335e-12 | 0 | Water | Porous | Wet | R600a | MinimizeLCOE | IgnoreSilica | 0 | 0 | 0 | 4 |  |  |  |  | 0 | 0 | 175011659.7864 | 2111.0324 | 85.793 | 2133.958 | 24995.2746 | 24077.0464 | 8673.5019 | 0 | 24209.8765 | 62989.1324 | 42991.3772 | 192266.9923 | 3144235.0165 | 10750130.1885 |  | 1478867.319 | 3031747.1076 | 0 |  |  | 1333.5214 | 0
1 | 1800 | 707 | 0.035 | 15 | 15 | 7 | 1.7783e-12 | 0 | Water | Porous | Wet | R600a | MinimizeLCOE | IgnoreSilica | 0.92968 | 0.06554 | 0.00039155 | 4 | 12101912.3552 |  | 271382.4396 |  | 65.638 | -7.4647e-06 | 41475316.1489 | 38765.8026 | 1971.4205 | 40192.1595 | 44858.9864 | 24077.0464 | 27359.3638 | 0 | 69117.6638 | 179829.9833 | 122737.6587 | 548910.0848 | 3144235.0165 | 10750130.1885 |  | 1478867.319 | 3031747.1076 | 0 | 18953889.7164 |  | 1778.2794 | 0.0015662 | 12101912.3552 |  | 271382.4396
1 | 1800 | 707 | 0.035 | 15 | 15 | 7 | 2.3714e-12 | 0 | Water | Porous | Wet | R600a | MinimizeLCOE | IgnoreSilica | 1.3364 | 0.10593 | 0.0010794 | 4 | 4428774.8276 |  | 99314.1978 |  | 68.7925 | -8.1122e-06 | 13174402.1392 | 55872.3531 | 2907.6557 | 58873.962 | 56150.2567 | 24077.0464 | 33322.2426 | 0 | 90169.3714 | 234602.2081 | 160120.8276 | 716095.9236 | 3144235.0165 | 10750130.1885 |  | 1478867.319 | 3031747.1076 | 0 | 19121075.5552 |  | 2371.3737 | 0.0043175 | 4428774.8276 |  | 99314.1978
1 | 1800 | 707 | 0.035 | 15 | 15 | 7 | 3.1623e-12 | 0 | Water | Porous | Wet | R600a | MinimizeLCOE | IgnoreSilica | 1.8384 | 0.15667 | 0.0020929 | 4 | 2306750.7147 |  | 51728.3234 |  | 70.8994 | -8.3809e-06 | 30840773.6754 | 74824.0131 | 3955.2324 | 80397.0543 | 70166.1376 | 24077.0464 | 39262.5174 | 0 | 114145.9804 | 296984.4266 | 202697.9735 | 906510.3817 | 3144235.0165 | 10750130.1885 |  | 1478867.319 | 3031747.1076 | 0 | 19311490.0133 |  | 3162.2777 | 0.0083717 | 2306750.7147 |  | 51728.3234
1 | 1800 | 707 | 0.035 | 15 | 15 | 7 | 4.217e-12 | 0 | Water | Porous | Wet | R600a | MinimizeLCOE | IgnoreSilica | 2.5035 | 0.22455 | 0.0035174 | 4 | 1389316.649 |  | 31155.0878 |  | 72.4582 | -8.5612e-06 | 46616875.7013 | 97466.6133 | 5213.5423 | 107100.8498 | 88796.9222 | 24077.0464 | 46133.5639 | 0 | 143827.5298 | 374209.7294 | 255405.8296 | 1142231.6267 | 3144235.0165 | 10750130.1885 |  | 1478867.319 | 3031747.1076 | 0 | 19547211.2583 |  | 4216.965 | 0.01407 | 1389316.649 |  | 31155.0878
1 | 1800 | 707 | 0.035 | 15 | 15 | 7 | 5.6234e-12 | 0 | Water | Porous | Wet | R600a | MinimizeLCOE | IgnoreSilica | 3.364 | 0.3128 | 0.0054708 | 4 | 906303.4584 |  | 20323.6345 |  | 73.596 | -8.6186e-06 | 75158060.7468 | 123968.2737 | 6690.6383 | 139509.1737 | 112942.5731 | 24077.0464 | 53789.0394 | 0 | 179780.9304 | 467753.1028 | 319251.104 | 1427761.8819 | 3144235.0165 | 10750130.1885 |  | 1478867.319 | 3031747.1076 | 0 | 19832741.5135 |  | 5623.4133 | 0.021883 | 906303.4584 |  | 20323.6345
1 | 1800 | 707 | 0.035 | 15 | 15 | 7 | 7.4989e-12 | 0 | Water | Porous | Wet | R600a | MinimizeLCOE | IgnoreSilica | 4.4797 | 0.42755 | 0.0081135 | 4 | 621832.3847 |  | 13944.4399 |  | 74.4396 | -8.5932e-06 | 119034477.5003 | 155190.9471 | 8433.4241 | 179022.7077 | 144279.0086 | 24077.0464 | 62433.0977 | 0 | 223640.1303 | 581865.7442 | 397135.3265 | 1776077.4326 | 3144235.0165 | 10750130.1885 |  | 1478867.319 | 3031747.1076 | 0 | 20181057.0642 |  | 7498.9421 | 0.032454 | 621832.3847 |  | 13944.4399
1 | 1800 | 707 | 0.035 | 15 | 15 | 7 | 1e-11 | 0 | Water | Porous | Wet | R600a | MinimizeLCOE | IgnoreSilica | 5.9406 | 0.57803 | 0.011662 | 4 | 441862.022 |  | 9908.6483 |  | 75.0756 | -8.5319e-06 | 171927446.6999 | 192464.5822 | 10515.1625 | 227762.8569 | 185333.8108 | 24077.0464 | 72468.5586 | 0 | 277922.5868 | 723097.561 | 493528.9436 | 2207171.1087 | 3144235.0165 | 10750130.1885 |  | 1478867.319 | 3031747.1076 | 0 | 20612150.7403 |  | 10000 | 0.046648 | 441862.022 |  | 9908.6483
1 | 1800 | 707 | 0.035 | 15 | 15 | 7 | 1.3335e-11 | 0 | Water | Porous | Wet | R600a | MinimizeLCOE | IgnoreSilica | 7.8554 | 0.77546 | 0.016403 | 4 | 322309.5624 |  | 7227.7135 |  | 75.5571 | -8.4487e-06 | 221708831.678 | 237116.8528 | 13009.0385 | 288014.7845 | 239161.6056 | 24077.0464 | 84203.5123 | 0 | 345377.3076 | 898600.9079 | 613313.584 | 2742874.6396 | 3144235.0165 | 10750130.1885 |  | 1478867.319 | 3031747.1076 | 0 | 21147854.2713 |  | 13335.2143 | 0.065613 | 322309.5624 |  | 7227.7135
1 | 1800 | 707 | 0.035 | 15 | 15 | 7 | 1.7783e-11 | 0 | Water | Porous | Wet | R600a | MinimizeLCOE | IgnoreSilica | 10.3186 | 1.0296 | 0.022702 | 4 | 240096.3926 |  | 5384.1032 |  | 75.9172 | -8.3101e-06 | 290879637.8181 | 289768.6799 | 15948.591 | 361226.7003 | 308421.5586 | 24077.0464 | 97448.4154 | 0 | 427787.4867 | 1113015.2891 | 759655.805 | 3397349.5724 | 3144235.0165 | 10750130.1885 |  | 1478867.319 | 3031747.1076 | 0 | 21802329.204 |  | 17782.7941 | 0.090807 | 240096.3926 |  | 5384.1032
1 | 1800 | 707 | 0.035 | 15 | 15 | 7 | 2.3714e-11 | 0 | Water | Porous | Wet | R600a | MinimizeLCOE | IgnoreSilica | 13.5124 | 1.3591 | 0.03104 | 4 | 182115.6785 |  | 4083.8998 |  | 76.1907 | -8.1537e-06 | 363390146.107 | 352505.2442 | 19448.9864 | 450997.6475 | 398227.0246 | 24077.0464 | 112768.1913 | 0 | 529629.4147 | 1377987.0952 | 940504.5072 | 4206145.1574 | 3144235.0165 | 10750130.1885 |  | 1478867.319 | 3031747.1076 | 0 | 22611124.789 |  | 23713.7371 | 0.12416 | 182115.6785 |  | 4083.8998
1 | 1800 | 707 | 0.035 | 15 | 15 | 7 | 3.1623e-11 | 0 | Water | Porous | Wet | R600a | MinimizeLCOE | IgnoreSilica | 17.5802 | 1.7789 | 0.041997 | 4 | 140455.7202 |  | 3149.6853 |  | 76.3965 | -7.9546e-06 | 450557118.8304 | 426126.5298 | 23553.1013 | 559283.7769 | 512619.7646 | 24077.0464 | 129917.9014 | 0 | 653475.4669 | 1700209.1186 | 1160427.6593 | 5189690.3651 | 3144235.0165 | 10750130.1885 |  | 1478867.319 | 3031747.1076 | 0 | 23594669.9967 |  | 31622.7766 | 0.16799 | 140455.7202 |  | 3149.6853
1 | 1800 | 707 | 0.035 | 15 | 15 | 7 | 4.217e-11 | 0 | Water | Porous | Wet | R600a | MinimizeLCOE | IgnoreSilica | 22.7157 | 2.309 | 0.056272 | 4 | 110105.0196 |  | 2469.0783 |  | 76.5523 | -7.7199e-06 | 550717946.5794 | 512009.6503 | 28335.6383 | 688969.6503 | 657049.5118 | 24077.0464 | 148947.716 | 0 | 803161.7931 | 2089662.2345 | 1426237.4133 | 6378450.6539 | 3144235.0165 | 10750130.1885 |  | 1478867.319 | 3031747.1076 | 0 | 24783430.2855 |  | 42169.6503 | 0.22509 | 110105.0196 |  | 2469.0783
1 | 1800 | 707 | 0.035 | 15 | 15 | 7 | 5.6234e-11 | 0 | Water | Porous | Wet | R600a | MinimizeLCOE | IgnoreSilica | 29.0345 | 2.9614 | 0.074589 | 4 | 87770.0006 |  | 1968.2209 |  | 76.6695 | -7.4307e-06 | 662528807.4385 | 609989.5277 | 33785.164 | 840650.0487 | 834772.7376 | 24077.0464 | 169136.1912 | 0 | 979840.179 | 2549343.153 | 1739979.0857 | 7781573.1333 | 3144235.0165 | 10750130.1885 |  | 1478867.319 | 3031747.1076 | 0 | 26186552.7649 |  | 56234.1325 | 0.29835 | 87770.0006 |  | 1968.2209
1 | 1800 | 707 | 0.035 | 15 | 15 | 7 | 7.4989e-11 | 0 | Water | Porous | Wet | R600a | MinimizeLCOE | IgnoreSilica | 36.6593 | 3.7487 | 0.097637 | 4 | 71222.3406 |  | 1597.1437 |  | 76.7586 | -7.0991e-06 | 785643703.5404 | 720065.7345 | 39899.3904 | 1015077.1733 | 1049253.5908 | 24077.0464 | 190070.2954 | 0 | 1184992.86 | 3083108.3463 | 2104284.7979 | 9410829.235 | 3144235.0165 | 10750130.1885 |  | 1478867.319 | 3031747.1076 | 0 | 27815808.8666 |  | 74989.4209 | 0.39055 | 71222.3406 |  | 1597.1437
1 | 1800 | 707 | 0.035 | 15 | 15 | 7 | 1e-10 | 0 | Water | Porous | Wet | R600a | MinimizeLCOE | IgnoreSilica | 45.5191 | 4.6639 | 0.12578 | 4 | 58917.6116 |  | 1321.2131 |  | 76.8266 | -6.7194e-06 | 917155188.1655 | 839735.228 | 46537.3433 | 1208835.7529 | 1298515.8984 | 24077.0464 | 210469.5224 | 0 | 1414986.6086 | 3681504.902 | 2512702.743 | 11237365.0451 | 3144235.0165 | 10750130.1885 |  | 1478867.319 | 3031747.1076 | 0 | 29642344.6767 |  | 100000 | 0.50312 | 58917.6116 |  | 1321.2131
1 | 1800 | 707 | 0.035 | 15 | 15 | 7 | 1.3335e-10 | 0 | Water | Porous | Wet | R600a | MinimizeLCOE | IgnoreSilica | 55.3487 | 5.6796 | 0.15878 | 4 | 49761.004 |  | 1115.8784 |  | 76.8788 | -6.2965e-06 | 1053150373.9858 | 964713.4053 | 53460.3028 | 1415160.5191 | 1575124.7653 | 24077.0464 | 228841.582 | 0 | 1661937.2721 | 4324019.8718 | 2951232.4122 | 13198567.177 | 3144235.0165 | 10750130.1885 |  | 1478867.319 | 3031747.1076 | 0 | 31603546.8086 |  | 133352.1432 | 0.63511 | 49761.004 |  | 1115.8784
1 | 1800 | 707 | 0.035 | 15 | 15 | 7 | 1.7783e-10 | 0 | Water | Porous | Wet | R600a | MinimizeLCOE | IgnoreSilica | 65.6434 | 6.7438 | 0.19553 | 4 | 42957.8145 |  | 963.3185 |  | 76.9193 | -5.8403e-06 | 1190151587.3444 | 1088814.0058 | 60325.7995 | 1623552.0273 | 1864904.7814 | 24077.0464 | 243573.0498 | 0 | 1913046.217 | 4977353.8369 | 3397146.2681 | 15192793.0321 | 3144235.0165 | 10750130.1885 |  | 1478867.319 | 3031747.1076 | 0 | 33597772.6637 |  | 177827.941 | 0.78211 | 42957.8145 |  | 963.3185
1 | 1800 | 707 | 0.035 | 15 | 15 | 7 | 2.3714e-10 | 0 | Water | Porous | Wet | R600a | MinimizeLCOE | IgnoreSilica | 75.846 | 7.7992 | 0.23422 | 4 | 37917.3771 |  | 850.288 |  | 76.9514 | -5.3777e-06 | 1319478197.2811 | 1206338.866 | 66820.0046 | 1823771.7411 | 2152193.4631 | 24077.0464 | 253961.7787 | 0 | 2155593.531 | 5608412.1946 | 3827856.5641 | 17119025.1896 | 3144235.0165 | 10750130.1885 |  | 1478867.319 | 3031747.1076 | 0 | 35524004.8212 |  | 237137.3706 | 0.93688 | 37917.3771 |  | 850.288
1 | 1800 | 707 | 0.035 | 15 | 15 | 7 | 3.1623e-10 | 0 | Water | Porous | Wet | R600a | MinimizeLCOE | IgnoreSilica | 85.3487 | 8.7828 | 0.27256 | 4 | 34193.0509 |  | 766.7708 |  | 76.9768 | -4.9281e-06 | 1439124675.3903 | 1311765.7519 | 72639.9511 | 2005526.3763 | 2419875.3067 | 24077.0464 | 259663.0904 | 0 | 2376483.5339 | 6183122.6715 | 4220108.2738 | 18873262.0021 | 3144235.0165 | 10750130.1885 |  | 1478867.319 | 3031747.1076 | 0 | 37278241.6337 |  | 316227.766 | 1.0902 | 34193.0509 |  | 766.7708
1 | 1800 | 707 | 0.035 | 15 | 15 | 7 | 4.217e-10 | 0 | Water | Porous | Wet | R600a | MinimizeLCOE | IgnoreSilica | 93.7681 | 9.6548 | 0.3085 | 4 | 31445.5628 |  | 705.1591 |  | 76.9971 | -4.5149e-06 | 1544510747.5351 | 1402403.6482 | 77639.4493 | 2163274.0059 | 2657136.0676 | 24077.0464 | 261428.7689 | 0 | 2568524.0046 | 6682772.5833 | 4561129.6053 | 20398385.1794 | 3144235.0165 | 10750130.1885 |  | 1478867.319 | 3031747.1076 | 0 | 38803364.811 |  | 421696.5034 | 1.234 | 31445.5628 |  | 705.1591
1 | 1800 | 707 | 0.035 | 15 | 15 | 7 | 5.6234e-10 | 0 | Water | Porous | Wet | R600a | MinimizeLCOE | IgnoreSilica | 100.8982 | 10.3938 | 0.34055 | 4 | 29418.9813 |  | 659.7135 |  | 77.0132 | -4.1506e-06 | 1635287017.5836 | 1477372.4983 | 81771.9598 | 2294724.4607 | 2858141.7361 | 24077.0464 | 260258.6028 | 0 | 2728575.0586 | 7099192.5947 | 4845344.8197 | 21669458.7771 | 3144235.0165 | 10750130.1885 |  | 1478867.319 | 3031747.1076 | 0 | 40074438.4087 |  | 562341.3252 | 1.3622 | 29418.9813 |  | 659.7135
1 | 1800 | 707 | 0.035 | 15 | 15 | 7 | 7.4989e-10 | 0 | Water | Porous | Wet | R600a | MinimizeLCOE | IgnoreSilica | 106.7519 | 11.0009 | 0.36802 | 4 | 27922.453 |  | 626.1542 |  | 77.0258 | -3.8419e-06 | 1710430694.3783 | 1537814.284 | 85102.0375 | 2401308.1589 | 3023222.7305 | 24077.0464 | 257379.0773 | 0 | 2858272.3004 | 7436638.2135 | 5075658.3883 | 22699472.2368 | 3144235.0165 | 10750130.1885 |  | 1478867.319 | 3031747.1076 | 0 | 41104451.8684 |  | 749894.2093 | 1.4721 | 27922.453 |  | 626.1542
1 | 1800 | 707 | 0.035 | 15 | 15 | 7 | 1e-09 | 0 | Water | Porous | Wet | R600a | MinimizeLCOE | IgnoreSilica | 111.4512 | 11.4884 | 0.39085 | 4 | 26815.1667 |  | 601.3236 |  | 77.0358 | -3.5877e-06 | 1771334003.8471 | 1585671.9463 | 87737.8099 | 2486065.6028 | 3155790.9153 | 24077.0464 | 253775.3581 | 0 | 2961316.2847 | 7704737.5233 | 5258641.6762 | 23517814.163 | 3144235.0165 | 10750130.1885 |  | 1478867.319 | 3031747.1076 | 0 | 41922793.7946 |  | 1000000 | 1.5634 | 26815.1667 |  | 601.3236
1 | 1800 | 707 | 0.035 | 15 | 15 | 7 | 1.3335e-09 | 0 | Water | Porous | Wet | R600a | MinimizeLCOE | IgnoreSilica | 115.1512 | 11.8725 | 0.40934 | 4 | 25994.2177 |  | 582.914 |  | 77.0435 | -3.3838e-06 | 1819833068.0547 | 1622959.0061 | 89790.8165 | 2552318.9179 | 3260193.1203 | 24077.0464 | 250053.2812 | 0 | 3041762.9534 | 7914043.2535 | 5401497.1378 | 24156695.533 | 3144235.0165 | 10750130.1885 |  | 1478867.319 | 3031747.1076 | 0 | 42561675.1646 |  | 1333521.4322 | 1.6374 | 25994.2177 |  | 582.914
1 | 1800 | 707 | 0.035 | 15 | 15 | 7 | 1.7783e-09 | 0 | Water | Porous | Wet | R600a | MinimizeLCOE | IgnoreSilica | 118.0212 | 12.1705 | 0.42402 | 4 | 25384.2855 |  | 569.2364 |  | 77.0494 | -3.2226e-06 | 1858139021.0728 | 1651653.3117 | 91370.3706 | 2603430.1226 | 3341189.7023 | 24077.0464 | 246567.9489 | 0 | 3103732.5159 | 8075275.3434 | 5511541.3522 | 24648837.714 | 3144235.0165 | 10750130.1885 |  | 1478867.319 | 3031747.1076 | 0 | 43053817.3456 |  | 1778279.41 | 1.6961 | 25384.2855 |  | 569.2364
1 | 1800 | 707 | 0.035 | 15 | 15 | 7 | 2.3714e-09 | 0 | Water | Porous | Wet | R600a | MinimizeLCOE | IgnoreSilica | 120.2332 | 12.4002 | 0.43553 | 4 | 24930.2775 |  | 559.0554 |  | 77.054 | -3.0972e-06 | 1887758866.8836 | 1673638.8774 | 92580.4291 | 2642664.1103 | 3403628.9973 | 24077.0464 | 243542.2996 | 0 | 3151251.3865 | 8198909.697 | 5595924.339 | 25026217.1826 | 3144235.0165 | 10750130.1885 |  | 1478867.319 | 3031747.1076 | 0 | 43431196.8142 |  | 2371373.7057 | 1.7421 | 24930.2775 |  | 559.0554
1 | 1800 | 707 | 0.035 | 15 | 15 | 7 | 3.1623e-09 | 0 | Water | Porous | Wet | R600a | MinimizeLCOE | IgnoreSilica | 121.9265 | 12.5761 | 0.44445 | 4 | 24591.7929 |  | 551.465 |  | 77.0574 | -3.0006e-06 | 1910473254.2032 | 1690393.1225 | 93502.4505 | 2672604.2766 | 3451430.2983 | 24077.0464 | 241021.9357 | 0 | 3187481.3607 | 8293172.6583 | 5660260.7469 | 25313943.896 | 3144235.0165 | 10750130.1885 |  | 1478867.319 | 3031747.1076 | 0 | 43718923.5276 |  | 3162277.6602 | 1.7778 | 24591.7929 |  | 551.465
1 | 1800 | 707 | 0.035 | 15 | 15 | 7 | 4.217e-09 | 0 | Water | Porous | Wet | R600a | MinimizeLCOE | IgnoreSilica | 123.2151 | 12.71 | 0.4513 | 4 | 24339.1063 |  | 545.7985 |  | 77.0601 | -2.9267e-06 | 1927826804.6165 | 1703100.2147 | 94201.6851 | 2695335.8441 | 3487810.1075 | 24077.0464 | 238977.4348 | 0 | 3214965.9097 | 8364681.8167 | 5709067.217 | 25532217.2758 | 3144235.0165 | 10750130.1885 |  | 1478867.319 | 3031747.1076 | 0 | 43937196.9074 |  | 4216965.0343 | 1.8052 | 24339.1063 |  | 545.7985
1 | 1800 | 707 | 0.035 | 15 | 15 | 7 | 5.6234e-09 | 0 | Water | Porous | Wet | R600a | MinimizeLCOE | IgnoreSilica | 124.1702 | 12.8093 | 0.4565 | 4 | 24150.2729 |  | 541.564 |  | 77.062 | -2.8691e-06 | 1941931106.7664 | 1712496.0534 | 94718.6764 | 2712156.9934 | 3514779.0823 | 24077.0464 | 237257.8824 | 0 | 3235239.4364 | 8417429.3745 | 5745068.509 | 25693223.0541 | 3144235.0165 | 10750130.1885 |  | 1478867.319 | 3031747.1076 | 0 | 44098202.6857 |  | 5623413.2519 | 1.826 | 24150.2729 |  | 541.564
1 | 1800 | 707 | 0.035 | 15 | 15 | 7 | 7.4989e-09 | 0 | Water | Porous | Wet | R600a | MinimizeLCOE | IgnoreSilica | 124.913 | 12.8865 | 0.46049 | 4 | 24009.0416 |  | 538.3969 |  | 77.0635 | -2.8267e-06 | 1951755227.8366 | 1719788.584 | 95119.916 | 2725220.2521 | 3535751.2995 | 24077.0464 | 236004.6176 | 0 | 3251025.0691 | 8458500.3528 | 5773100.2956 | 25818587.433 | 3144235.0165 | 10750130.1885 |  | 1478867.319 | 3031747.1076 | 0 | 44223567.0646 |  | 7498942.0933 | 1.842 | 24009.0416 |  | 538.3969
1 | 1800 | 707 | 0.035 | 15 | 15 | 7 | 1e-08 | 0 | Water | Porous | Wet | R600a | MinimizeLCOE | IgnoreSilica | 125.4756 | 12.9449 | 0.46352 | 4 | 23903.3457 |  | 536.0267 |  | 77.0647 | -2.7947e-06 | 1959705593.0234 | 1725304.4768 | 95423.3922 | 2735105.3748 | 3551637.5312 | 24077.0464 | 235043.6665 | 0 | 3262970.6803 | 8489580.3827 | 5794313.0546 | 25913455.6054 | 3144235.0165 | 10750130.1885 |  | 1478867.319 | 3031747.1076 | 0 | 44318435.237 |  | 10000000 | 1.8541 | 23903.3457 |  | 536.0267
1 | 1900 | 707 | 0.035 | 15 | 15 | 7 | 1e-13 | 0 | Water | Porous | Wet | R600a | MinimizeLCOE | IgnoreSilica | 0 | 0 | 0 | 4 |  |  |  |  | 0 | 0 | 16589396081.6625 | 2271.0508 | 92.7994 | 2303.2822 | 25073.3505 | 24077.0464 | 24402.756 | 0 | 30505.9113 | 79370.1235 | 54171.7402 | 242268.0603 | 3144235.0165 | 11373342.4802 |  | 1478867.319 | 3156389.5659 | 0 |  |  | 100 | 0
1 | 1900 | 707 | 0.035 | 15 | 15 | 7 | 1.3335e-13 | 0 | Water | Porous | Wet | R600a | MinimizeLCOE | IgnoreSilica | 0 | 0 | 0 | 4 |  |  |  |  | 0 | 0 | 12090480518.5483 | 2275.005 | 92.9731 | 2307.4503 | 25075.2656 | 24077.0464 | 21562.7221 | 0 | 29402.2804 | 76498.7023 | 52211.9362 | 233503.3815 | 3144235.0165 | 11373342.4802 |  | 1478867.319 | 3156389.5659 | 0 |  |  | 133.3521 | 0
1 | 1900 | 707 | 0.035 | 15 | 15 | 7 | 1.7783e-13 | 0 | Water | Porous | Wet | R600a | MinimizeLCOE | IgnoreSilica | 0 | 0 | 0 | 4 |  |  |  |  | 0 | 0 | 8715310080.2072 | 2277.9396 | 93.1021 | 2310.5432 | 25076.6866 | 24077.0464 | 19123.0544 | 0 | 28453.7652 | 74030.8603 | 50527.5834 | 225970.5812 | 3144235.0165 | 11373342.4802 |  | 1478867.319 | 3156389.5659 | 0 |  |  | 177.8279 | 0
1 | 1900 | 707 | 0.035 | 15 | 15 | 7 | 2.3714e-13 | 0 | Water | Porous | Wet | R600a | MinimizeLCOE | IgnoreSilica | 0 | 0 | 0 | 4 |  |  |  |  | 0 | 0 | 6183421918.2698 | 2280.1512 | 93.1993 | 2312.8737 | 25077.7572 | 24077.0464 | 17011.7738 | 0 | 27632.5926 | 71894.3376 | 49069.3627 | 219449.0944 | 3144235.0165 | 11373342.4802 |  | 1478867.319 | 3156389.5659 | 0 |  |  | 237.1374 | 0
1 | 1900 | 707 | 0.035 | 15 | 15 | 7 | 3.1623e-13 | 0 | Water | Porous | Wet | R600a | MinimizeLCOE | IgnoreSilica | 0 | 0 | 0 | 4 |  |  |  |  | 0 | 0 | 4284274238.39 | 2281.8157 | 93.2724 | 2314.6277 | 25078.5628 | 24077.0464 | 15168.1562 | 0 | 26915.2577 | 70027.9793 | 47795.5348 | 213752.253 | 3144235.0165 | 11373342.4802 |  | 1478867.319 | 3156389.5659 | 0 |  |  | 316.2278 | 0
1 | 1900 | 707 | 0.035 | 15 | 15 | 7 | 4.217e-13 | 0 | Water | Porous | Wet | R600a | MinimizeLCOE | IgnoreSilica | 0 | 0 | 0 | 4 |  |  |  |  | 0 | 0 | 2859831961.8371 | 2283.0674 | 93.3274 | 2315.9465 | 25079.1685 | 24077.0464 | 13540.0444 | 0 | 26281.5542 | 68379.213 | 46670.2179 | 208719.5858 | 3144235.0165 | 11373342.4802 |  | 1478867.319 | 3156389.5659 | 0 |  |  | 421.6965 | 0
1 | 1900 | 707 | 0.035 | 15 | 15 | 7 | 5.6234e-13 | 0 | Water | Porous | Wet | R600a | MinimizeLCOE | IgnoreSilica | 0 | 0 | 0 | 4 |  |  |  |  | 0 | 0 | 1791506912.6156 | 2284.008 | 93.3688 | 2316.9374 | 25079.6237 | 24077.0464 | 12081.0914 | 0 | 25713.5095 | 66901.2771 | 45661.4963 | 204208.3586 | 3144235.0165 | 11373342.4802 |  | 1478867.319 | 3156389.5659 | 0 |  |  | 562.3413 | 0
1 | 1900 | 707 | 0.035 | 15 | 15 | 7 | 7.4989e-13 | 0 | Water | Porous | Wet | R600a | MinimizeLCOE | IgnoreSilica | 0 | 0 | 0 | 4 |  |  |  |  | 0 | 0 | 990277063.8063 | 2284.4685 | 93.389 | 2317.4225 | 25079.8464 | 24077.0464 | 10747.3822 | 0 | 25193.8264 | 65549.1684 | 44738.6544 | 200081.2042 | 3144235.0165 | 11373342.4802 |  | 1478867.319 | 3156389.5659 | 0 |  |  | 749.8942 | 0
1 | 1900 | 707 | 0.035 | 15 | 15 | 7 | 1e-12 | 0 | Water | Porous | Wet | R600a | MinimizeLCOE | IgnoreSilica | 0 | 0 | 0 | 4 |  |  |  |  | 0 | 0 | 389320474.0081 | 2284.1265 | 93.374 | 2317.0623 | 25079.681 | 24077.0464 | 9492.1503 | 0 | 24703.9418 | 64274.589 | 43868.7277 | 196190.6989 | 3144235.0165 | 11373342.4802 |  | 1478867.319 | 3156389.5659 | 0 |  |  | 1000 | 0
1 | 1900 | 707 | 0.035 | 15 | 15 | 7 | 1.3335e-12 | 0 | Water | Porous | Wet | R600a | MinimizeLCOE | IgnoreSilica | 0.8028 | 0.057754 | 0.00024835 | 4 | 19800847.3002 |  | 444029.1822 |  | 66.1618 | -8.335e-06 | 8166931.1895 | 35779.0975 | 1820.5224 | 36310.5273 | 42245.5315 | 24077.0464 | 26858.0352 | 0 | 65165.3965 | 169546.9945 | 115719.3076 | 517522.4589 | 3144235.0165 | 11373342.4802 |  | 1478867.319 | 3156389.5659 | 0 | 19670356.8404 |  | 1333.5214 | 0.00099341 | 19800847.3002 |  | 444029.1822
1 | 1900 | 707 | 0.035 | 15 | 15 | 7 | 1.7783e-12 | 0 | Water | Porous | Wet | R600a | MinimizeLCOE | IgnoreSilica | 1.1927 | 0.099706 | 0.00094639 | 4 | 5243451.7157 |  | 117583.1288 |  | 70.3276 | -9.4352e-06 | 4375131.7995 | 54520.8542 | 2856.6194 | 56027.7001 | 53634.155 | 24077.0464 | 33752.9332 | 0 | 87699.0302 | 228174.8871 | 155734.049 | 696477.2746 | 3144235.0165 | 11373342.4802 |  | 1478867.319 | 3156389.5659 | 0 | 19849311.6562 |  | 1778.2794 | 0.0037855 | 5243451.7157 |  | 117583.1288
1 | 1900 | 707 | 0.035 | 15 | 15 | 7 | 2.3714e-12 | 0 | Water | Porous | Wet | R600a | MinimizeLCOE | IgnoreSilica | 1.6726 | 0.15269 | 0.0020114 | 4 | 2492239.0424 |  | 55887.854 |  | 73.0114 | -9.9757e-06 | 12864968.5824 | 75172.6929 | 4014.039 | 78637.6553 | 67777.2319 | 24077.0464 | 40578.9065 | 0 | 113200.4531 | 294524.3584 | 201018.9265 | 899001.31 | 3144235.0165 | 11373342.4802 |  | 1478867.319 | 3156389.5659 | 0 | 20051835.6916 |  | 2371.3737 | 0.0080457 | 2492239.0424 |  | 55887.854
1 | 1900 | 707 | 0.035 | 15 | 15 | 7 | 3.1623e-12 | 0 | Water | Porous | Wet | R600a | MinimizeLCOE | IgnoreSilica | 2.2794 | 0.22052 | 0.0035307 | 4 | 1436650.7988 |  | 32216.5446 |  | 74.8857 | -1.0207e-05 | 55893284.1377 | 98684.8908 | 5341.0577 | 105373.9715 | 85737.2779 | 24077.0464 | 47761.8231 | 0 | 143120.6663 | 372370.6156 | 254150.5966 | 1136617.9459 | 3144235.0165 | 11373342.4802 |  | 1478867.319 | 3156389.5659 | 0 | 20289452.3275 |  | 3162.2777 | 0.014123 | 1436650.7988 |  | 32216.5446
1 | 1900 | 707 | 0.035 | 15 | 15 | 7 | 4.217e-12 | 0 | Water | Porous | Wet | R600a | MinimizeLCOE | IgnoreSilica | 3.0714 | 0.30963 | 0.0056314 | 4 | 913612.8985 |  | 20487.5469 |  | 76.2683 | -1.0312e-05 | 96129485.7943 | 126444.9934 | 6913.5906 | 138107.5136 | 109236.9027 | 24077.0464 | 55904.1394 | 0 | 179666.8326 | 467456.2436 | 319048.4915 | 1426855.7537 | 3144235.0165 | 11373342.4802 |  | 1478867.319 | 3156389.5659 | 0 | 20579690.1352 |  | 4216.965 | 0.022526 | 913612.8985 |  | 20487.5469
1 | 1900 | 707 | 0.035 | 15 | 15 | 7 | 5.6234e-12 | 0 | Water | Porous | Wet | R600a | MinimizeLCOE | IgnoreSilica | 4.1165 | 0.42766 | 0.0084892 | 4 | 616657.0909 |  | 13828.3852 |  | 77.306 | -1.0359e-05 | 127527574.5581 | 159678.9675 | 8799.6435 | 178689.2647 | 140291.8744 | 24077.0464 | 65422.4546 | 0 | 225014.1079 | 585440.5521 | 399575.2064 | 1786989.1174 | 3144235.0165 | 11373342.4802 |  | 1478867.319 | 3156389.5659 | 0 | 20939823.499 |  | 5623.4133 | 0.033957 | 616657.0909 |  | 13828.3852
1 | 1900 | 707 | 0.035 | 15 | 15 | 7 | 7.4989e-12 | 0 | Water | Porous | Wet | R600a | MinimizeLCOE | IgnoreSilica | 5.4607 | 0.57986 | 0.012334 | 4 | 433273.4786 |  | 9716.0523 |  | 78.0714 | -1.0291e-05 | 190092993.7299 | 198605.0689 | 11009.955 | 227844.9994 | 180277.7514 | 24077.0464 | 76038.5255 | 0 | 279962.8052 | 728405.7908 | 497151.9195 | 2223373.8621 | 3144235.0165 | 11373342.4802 |  | 1478867.319 | 3156389.5659 | 0 | 21376208.2437 |  | 7498.9421 | 0.049337 | 433273.4786 |  | 9716.0523
1 | 1900 | 707 | 0.035 | 15 | 15 | 7 | 1e-11 | 0 | Water | Porous | Wet | R600a | MinimizeLCOE | IgnoreSilica | 7.2272 | 0.78003 | 0.017482 | 4 | 313456.5813 |  | 7029.1876 |  | 78.6527 | -1.0201e-05 | 246404187.4183 | 245326.5036 | 13663.2353 | 288727.1973 | 232834.7086 | 24077.0464 | 88519.131 | 0 | 348327.6507 | 906277.0952 | 618552.7396 | 2766305.3077 | 3144235.0165 | 11373342.4802 |  | 1478867.319 | 3156389.5659 | 0 | 21919139.6893 |  | 10000 | 0.069927 | 313456.5813 |  | 7029.1876
1 | 1900 | 707 | 0.035 | 15 | 15 | 7 | 1.3335e-11 | 0 | Water | Porous | Wet | R600a | MinimizeLCOE | IgnoreSilica | 9.5144 | 1.0394 | 0.024335 | 4 | 232027.9465 |  | 5203.1702 |  | 79.0895 | -1.0057e-05 | 325011478.6502 | 300733.0314 | 16808.3276 | 363153.8048 | 300907.9225 | 24077.0464 | 102795.3303 | 0 | 432305.4306 | 1124770.0523 | 767678.6724 | 3433229.6182 | 3144235.0165 | 11373342.4802 |  | 1478867.319 | 3156389.5659 | 0 | 22586063.9998 |  | 13335.2143 | 0.097342 | 232027.9465 |  | 5203.1702
1 | 1900 | 707 | 0.035 | 15 | 15 | 7 | 1.7783e-11 | 0 | Water | Porous | Wet | R600a | MinimizeLCOE | IgnoreSilica | 12.4723 | 1.375 | 0.033422 | 4 | 175083.966 |  | 3926.2153 |  | 79.4196 | -9.8752e-06 | 416978645.3168 | 366532.845 | 20540.5688 | 454146.1513 | 388956.5486 | 24077.0464 | 119178.8724 | 0 | 535638.4927 | 1393621.4834 | 951175.2985 | 4253867.3072 | 3144235.0165 | 11373342.4802 |  | 1478867.319 | 3156389.5659 | 0 | 23406701.6888 |  | 17782.7941 | 0.13369 | 175083.966 |  | 3926.2153
1 | 1900 | 707 | 0.035 | 15 | 15 | 7 | 2.3714e-11 | 0 | Water | Porous | Wet | R600a | MinimizeLCOE | IgnoreSilica | 16.2501 | 1.8037 | 0.045394 | 4 | 134411.4214 |  | 3014.1434 |  | 79.6682 | -9.6419e-06 | 514676308.2486 | 443913.4986 | 24925.3223 | 564168.8739 | 501423.7998 | 24077.0464 | 137586.7605 | 0 | 661477.1676 | 1721027.9024 | 1174636.907 | 5253237.2783 | 3144235.0165 | 11373342.4802 |  | 1478867.319 | 3156389.5659 | 0 | 24406071.6599 |  | 23713.7371 | 0.18158 | 134411.4214 |  | 3014.1434
1 | 1900 | 707 | 0.035 | 15 | 15 | 7 | 3.1623e-11 | 0 | Water | Porous | Wet | R600a | MinimizeLCOE | IgnoreSilica | 21.0445 | 2.3478 | 0.061057 | 4 | 104897.341 |  | 2352.2973 |  | 79.8566 | -9.368e-06 | 630330046.3288 | 534587.4879 | 30057.2677 | 696561.4528 | 644168.8044 | 24077.0464 | 158167.8103 | 0 | 814171.7491 | 2118307.8816 | 1445788.656 | 6465888.1562 | 3144235.0165 | 11373342.4802 |  | 1478867.319 | 3156389.5659 | 0 | 25618722.5378 |  | 31622.7766 | 0.24423 | 104897.341 |  | 2352.2973
1 | 1900 | 707 | 0.035 | 15 | 15 | 7 | 4.217e-11 | 0 | Water | Porous | Wet | R600a | MinimizeLCOE | IgnoreSilica | 27.0077 | 3.0248 | 0.081296 | 4 | 83226.4422 |  | 1866.3327 |  | 79.9988 | -9.037e-06 | 763655529.7699 | 639041.6609 | 35961.2731 | 852975.0773 | 821728.7765 | 24077.0464 | 180402.374 | 0 | 996132.6212 | 2591732.7454 | 1768910.8535 | 7910962.4284 | 3144235.0165 | 11373342.4802 |  | 1478867.319 | 3156389.5659 | 0 | 27063796.8099 |  | 42169.6503 | 0.32518 | 83226.4422 |  | 1866.3327
1 | 1900 | 707 | 0.035 | 15 | 15 | 7 | 5.6234e-11 | 0 | Water | Porous | Wet | R600a | MinimizeLCOE | IgnoreSilica | 34.3017 | 3.8529 | 0.10703 | 4 | 67179.6314 |  | 1506.4869 |  | 80.107 | -8.6584e-06 | 907474920.1763 | 757802.4037 | 42664.3498 | 1035096.0007 | 1038934.4316 | 24077.0464 | 203939.0757 | 0 | 1209980.1901 | 3148120.2535 | 2148656.7604 | 9609270.5118 | 3144235.0165 | 11373342.4802 |  | 1478867.319 | 3156389.5659 | 0 | 28762104.8934 |  | 56234.1325 | 0.42814 | 67179.6314 |  | 1506.4869
1 | 1900 | 707 | 0.035 | 15 | 15 | 7 | 7.4989e-11 | 0 | Water | Porous | Wet | R600a | MinimizeLCOE | IgnoreSilica | 42.9056 | 4.83 | 0.13892 | 4 | 55233.9383 |  | 1238.6076 |  | 80.1892 | -8.2158e-06 | 1066099927.6968 | 888598.3929 | 50035.6059 | 1240174.5862 | 1295181.5649 | 24077.0464 | 227316.84 | 0 | 1452899.7742 | 3780147.1817 | 2580028.1258 | 11538459.118 | 3144235.0165 | 11373342.4802 |  | 1478867.319 | 3156389.5659 | 0 | 30691293.4995 |  | 74989.4209 | 0.55566 | 55233.9383 |  | 1238.6076
1 | 1900 | 707 | 0.035 | 15 | 15 | 7 | 1e-10 | 0 | Water | Porous | Wet | R600a | MinimizeLCOE | IgnoreSilica | 52.7009 | 5.9429 | 0.1771 | 4 | 46320.2416 |  | 1038.7201 |  | 80.2525 | -7.7233e-06 | 1230124097.487 | 1028397.8331 | 57902.3829 | 1463856.463 | 1586975.0278 | 24077.0464 | 249333.0289 | 0 | 1720111.295 | 4475376.7463 | 3054536.5892 | 13660566.4126 | 3144235.0165 | 11373342.4802 |  | 1478867.319 | 3156389.5659 | 0 | 32813400.7942 |  | 100000 | 0.7084 | 46320.2416 |  | 1038.7201
1 | 1900 | 707 | 0.035 | 15 | 15 | 7 | 1.3335e-10 | 0 | Water | Porous | Wet | R600a | MinimizeLCOE | IgnoreSilica | 63.2929 | 7.1467 | 0.2208 | 4 | 39671.2812 |  | 889.6188 |  | 80.3017 | -7.1885e-06 | 1395630297.787 | 1171240.6638 | 65928.7792 | 1696573.0278 | 1902585.7585 | 24077.0464 | 268180.7482 | 0 | 2000148.5493 | 5203976.2384 | 3551820.7137 | 15884531.5252 | 3144235.0165 | 11373342.4802 |  | 1478867.319 | 3156389.5659 | 0 | 35037365.9067 |  | 133352.1432 | 0.88319 | 39671.2812 |  | 889.6188
1 | 1900 | 707 | 0.035 | 15 | 15 | 7 | 1.7783e-10 | 0 | Water | Porous | Wet | R600a | MinimizeLCOE | IgnoreSilica | 74.0971 | 8.3754 | 0.26815 | 4 | 34723.0228 |  | 778.6553 |  | 80.3405 | -6.6303e-06 | 1556965046.4733 | 1309948.4489 | 73712.5217 | 1926105.0089 | 2224631.2137 | 24077.0464 | 282364.6618 | 0 | 2277927.1715 | 5926699.2332 | 4045094.0081 | 18090559.3142 | 3144235.0165 | 11373342.4802 |  | 1478867.319 | 3156389.5659 | 0 | 37243393.6957 |  | 177827.941 | 1.0726 | 34723.0228 |  | 778.6553
1 | 1900 | 707 | 0.035 | 15 | 15 | 7 | 2.3714e-10 | 0 | Water | Porous | Wet | R600a | MinimizeLCOE | IgnoreSilica | 84.4649 | 9.5553 | 0.31648 | 4 | 31051.5625 |  | 696.3237 |  | 80.3714 | -6.0747e-06 | 1708896755.0204 | 1437667.0946 | 80871.3684 | 2140223.0537 | 2533791.328 | 24077.0464 | 291144.9526 | 0 | 2538032.189 | 6603439.1339 | 4506982.896 | 20156229.0626 | 3144235.0165 | 11373342.4802 |  | 1478867.319 | 3156389.5659 | 0 | 39309063.4442 |  | 237137.3706 | 1.2659 | 31051.5625 |  | 696.3237
1 | 1900 | 707 | 0.035 | 15 | 15 | 7 | 3.1623e-10 | 0 | Water | Porous | Wet | R600a | MinimizeLCOE | IgnoreSilica | 93.8996 | 10.6297 | 0.36308 | 4 | 28334.2313 |  | 635.3882 |  | 80.3963 | -5.5523e-06 | 1844994935.5324 | 1550048.7981 | 87164.5511 | 2330627.632 | 2815245.0412 | 24077.0464 | 295000.4055 | 0 | 2769843.755 | 7206565.2773 | 4918628.8819 | 21997201.3884 | 3144235.0165 | 11373342.4802 |  | 1478867.319 | 3156389.5659 | 0 | 41150035.77 |  | 316227.766 | 1.4523 | 28334.2313 |  | 635.3882
1 | 1900 | 707 | 0.035 | 15 | 15 | 7 | 4.217e-10 | 0 | Water | Porous | Wet | R600a | MinimizeLCOE | IgnoreSilica | 102.0897 | 11.563 | 0.40569 | 4 | 26325.5185 |  | 590.3433 |  | 80.4162 | -5.0842e-06 | 1962631821.2873 | 1645035.5998 | 92479.5831 | 2492909.4029 | 3059668.9483 | 24077.0464 | 294985.2269 | 0 | 2967570.7649 | 7721010.3978 | 5269748.2474 | 23567485.2175 | 3144235.0165 | 11373342.4802 |  | 1478867.319 | 3156389.5659 | 0 | 42720319.5991 |  | 421696.5034 | 1.6228 | 26325.5185 |  | 590.3433
1 | 1900 | 707 | 0.035 | 15 | 15 | 7 | 5.6234e-10 | 0 | Water | Porous | Wet | R600a | MinimizeLCOE | IgnoreSilica | 108.9102 | 12.3407 | 0.44291 | 4 | 24840.4118 |  | 557.0402 |  | 80.432 | -4.6797e-06 | 2062536178.8083 | 1722516.458 | 96812.4796 | 2626141.3277 | 3263299.9237 | 24077.0464 | 292288.0696 | 0 | 3129802.7689 | 8143104.7939 | 5557836.3459 | 24855879.2136 | 3144235.0165 | 11373342.4802 |  | 1478867.319 | 3156389.5659 | 0 | 44008713.5952 |  | 562341.3252 | 1.7717 | 24840.4118 |  | 557.0402
1 | 1900 | 707 | 0.035 | 15 | 15 | 7 | 7.4989e-10 | 0 | Water | Porous | Wet | R600a | MinimizeLCOE | IgnoreSilica | 114.4481 | 12.9725 | 0.47431 | 4 | 23741.1416 |  | 532.3893 |  | 80.4444 | -4.3432e-06 | 2144247791.9019 | 1784434.8165 | 100273.511 | 2733139.8536 | 3428689.5029 | 24077.0464 | 288260.9231 | 0 | 3259961.5048 | 8481751.1255 | 5788969.4257 | 25889557.7093 | 3144235.0165 | 11373342.4802 |  | 1478867.319 | 3156389.5659 | 0 | 45042392.0909 |  | 749894.2093 | 1.8972 | 23741.1416 |  | 532.3893
1 | 1900 | 707 | 0.035 | 15 | 15 | 7 | 1e-09 | 0 | Water | Porous | Wet | R600a | MinimizeLCOE | IgnoreSilica | 118.8519 | 13.4752 | 0.50005 | 4 | 22926.0673 |  | 514.1115 |  | 80.4541 | -4.0706e-06 | 2209645048.2018 | 1833083.4625 | 102991.8714 | 2817523.1789 | 3560249.6194 | 24077.0464 | 283817.5562 | 0 | 3362479.6665 | 8748482.3529 | 5971018.9692 | 26703723.7234 | 3144235.0165 | 11373342.4802 |  | 1478867.319 | 3156389.5659 | 0 | 45856558.105 |  | 1000000 | 2.0002 | 22926.0673 |  | 514.1115
1 | 1900 | 707 | 0.035 | 15 | 15 | 7 | 1.3335e-09 | 0 | Water | Porous | Wet | R600a | MinimizeLCOE | IgnoreSilica | 122.2944 | 13.8683 | 0.52069 | 4 | 22320.475 |  | 500.5312 |  | 80.4617 | -3.8524e-06 | 2261069147.3326 | 1870770.107 | 105097.1913 | 2883075.3356 | 3663117.1875 | 24077.0464 | 279499.9342 | 0 | 3441998.3527 | 8955373.6629 | 6112226.5394 | 27335235.357 | 3144235.0165 | 11373342.4802 |  | 1478867.319 | 3156389.5659 | 0 | 46488069.7386 |  | 1333521.4322 | 2.0828 | 22320.475 |  | 500.5312
1 | 1900 | 707 | 0.035 | 15 | 15 | 7 | 1.7783e-09 | 0 | Water | Porous | Wet | R600a | MinimizeLCOE | IgnoreSilica | 124.9519 | 14.1719 | 0.53696 | 4 | 21869.7788 |  | 490.4245 |  | 80.4675 | -3.6811e-06 | 2301757005.1752 | 1899665.0534 | 106711.0631 | 2933441.8949 | 3742544.5088 | 24077.0464 | 275609.5478 | 0 | 3502999.1546 | 9114085.2363 | 6220550.4495 | 27819683.9548 | 3144235.0165 | 11373342.4802 |  | 1478867.319 | 3156389.5659 | 0 | 46972518.3364 |  | 1778279.41 | 2.1478 | 21869.7788 |  | 490.4245
1 | 1900 | 707 | 0.035 | 15 | 15 | 7 | 2.3714e-09 | 0 | Water | Porous | Wet | R600a | MinimizeLCOE | IgnoreSilica | 126.9734 | 14.4029 | 0.54959 | 4 | 21533.835 |  | 482.891 |  | 80.4719 | -3.5473e-06 | 2333996973.4993 | 1921532.8675 | 107932.2724 | 2971620.0099 | 3802973.2948 | 24077.0464 | 272218.0932 | 0 | 3549137.8978 | 9234128.7819 | 6302482.636 | 28186102.8998 | 3144235.0165 | 11373342.4802 |  | 1478867.319 | 3156389.5659 | 0 | 47338937.2814 |  | 2371373.7057 | 2.1984 | 21533.835 |  | 482.891
1 | 1900 | 707 | 0.035 | 15 | 15 | 7 | 3.1623e-09 | 0 | Water | Porous | Wet | R600a | MinimizeLCOE | IgnoreSilica | 128.5398 | 14.5819 | 0.55939 | 4 | 21283.0958 |  | 477.2682 |  | 80.4754 | -3.4462e-06 | 2357582349.2065 | 1938411.7873 | 108874.7747 | 3001123.4035 | 3849801.6387 | 24077.0464 | 269553.3129 | 0 | 3584818.3658 | 9326962.0404 | 6365843.2425 | 28469465.6122 | 3144235.0165 | 11373342.4802 |  | 1478867.319 | 3156389.5659 | 0 | 47622299.9937 |  | 3162277.6602 | 2.2376 | 21283.0958 |  | 477.2682
1 | 1900 | 707 | 0.035 | 15 | 15 | 7 | 4.217e-09 | 0 | Water | Porous | Wet | R600a | MinimizeLCOE | IgnoreSilica | 129.7191 | 14.7167 | 0.56688 | 4 | 21095.7506 |  | 473.0671 |  | 80.4779 | -3.3683e-06 | 2376042388.8389 | 1951082.4112 | 109582.2327 | 3023290.8496 | 3885060.1732 | 24077.0464 | 267365.2125 | 0 | 3611578.591 | 9396586.6571 | 6413363.474 | 28681986.6476 | 3144235.0165 | 11373342.4802 |  | 1478867.319 | 3156389.5659 | 0 | 47834821.0292 |  | 4216965.0343 | 2.2675 | 21095.7506 |  | 473.0671
1 | 1900 | 707 | 0.035 | 15 | 15 | 7 | 5.6234e-09 | 0 | Water | Porous | Wet | R600a | MinimizeLCOE | IgnoreSilica | 130.6009 | 14.8175 | 0.57256 | 4 | 20955.6527 |  | 469.9254 |  | 80.4798 | -3.3084e-06 | 2390555135.7087 | 1960536.659 | 110110.0743 | 3039842.2322 | 3911427.1628 | 24077.0464 | 265589.7885 | 0 | 3631517.3556 | 9448463.2327 | 6448770.3028 | 28840333.8543 | 3144235.0165 | 11373342.4802 |  | 1478867.319 | 3156389.5659 | 0 | 47993168.2359 |  | 5623413.2519 | 2.2902 | 20955.6527 |  | 469.9254
1 | 1900 | 707 | 0.035 | 15 | 15 | 7 | 7.4989e-09 | 0 | Water | Porous | Wet | R600a | MinimizeLCOE | IgnoreSilica | 131.2855 | 14.8957 | 0.57691 | 4 | 20850.8171 |  | 467.5745 |  | 80.4813 | -3.2642e-06 | 2400687616.0984 | 1967864.0568 | 110519.1527 | 3052676.6456 | 3931896.9825 | 24077.0464 | 264298.0967 | 0 | 3647019.4725 | 9488796.5608 | 6476298.628 | 28963446.6418 | 3144235.0165 | 11373342.4802 |  | 1478867.319 | 3156389.5659 | 0 | 48116281.0234 |  | 7498942.0933 | 2.3076 | 20850.8171 |  | 467.5745
1 | 1900 | 707 | 0.035 | 15 | 15 | 7 | 1e-08 | 0 | Water | Porous | Wet | R600a | MinimizeLCOE | IgnoreSilica | 131.7802 | 14.9523 | 0.58016 | 4 | 20772.3283 |  | 465.8144 |  | 80.4824 | -3.2295e-06 | 2409313618.9522 | 1973152.9239 | 110814.4131 | 3061943.9093 | 3946690.5125 | 24077.0464 | 263200.83 | 0 | 3658153.0577 | 9517763.8657 | 6496069.4088 | 29051865.9673 | 3144235.0165 | 11373342.4802 |  | 1478867.319 | 3156389.5659 | 0 | 48204700.3488 |  | 10000000 | 2.3206 | 20772.3283 |  | 465.8144
1 | 2000 | 707 | 0.035 | 15 | 15 | 7 | 1e-13 | 0 | Water | Porous | Wet | R600a | MinimizeLCOE | IgnoreSilica | 0 | 0 | 0 | 4 |  |  |  |  | 0 | 0 | 15730659711.757 | 2424.2762 | 99.5514 | 2464.206 | 25147.0382 | 24077.0464 | 23906.9247 | 0 | 30466.4268 | 79267.3929 | 54101.6244 | 241954.4871 | 3144235.0165 | 12008274.9535 |  | 1478867.319 | 3283376.0606 | 0 |  |  | 100 | 0
1 | 2000 | 707 | 0.035 | 15 | 15 | 7 | 1.3335e-13 | 0 | Water | Porous | Wet | R600a | MinimizeLCOE | IgnoreSilica | 0 | 0 | 0 | 4 |  |  |  |  | 0 | 0 | 11399270493.5349 | 2428.0585 | 99.7186 | 2468.1627 | 25148.8431 | 24077.0464 | 21123.602 | 0 | 29384.7182 | 76453.0091 | 52180.7497 | 233363.9082 | 3144235.0165 | 12008274.9535 |  | 1478867.319 | 3283376.0606 | 0 |  |  | 133.3521 | 0
1 | 2000 | 707 | 0.035 | 15 | 15 | 7 | 1.7783e-13 | 0 | Water | Porous | Wet | R600a | MinimizeLCOE | IgnoreSilica | 0 | 0 | 0 | 4 |  |  |  |  | 0 | 0 | 8150179873.9181 | 2430.9129 | 99.8448 | 2471.1483 | 25150.2048 | 24077.0464 | 18727.9259 | 0 | 28453.2624 | 74029.5522 | 50526.6905 | 225966.5883 | 3144235.0165 | 12008274.9535 |  | 1478867.319 | 3283376.0606 | 0 |  |  | 177.8279 | 0
1 | 2000 | 707 | 0.035 | 15 | 15 | 7 | 2.3714e-13 | 0 | Water | Porous | Wet | R600a | MinimizeLCOE | IgnoreSilica | 0 | 0 | 0 | 4 |  |  |  |  | 0 | 0 | 5713117231.4427 | 2433.0637 | 99.9399 | 2473.3976 | 25151.2306 | 24077.0464 | 16649.1972 | 0 | 27644.7114 | 71925.8682 | 49090.883 | 219545.3379 | 3144235.0165 | 12008274.9535 |  | 1478867.319 | 3283376.0606 | 0 |  |  | 237.1374 | 0
1 | 2000 | 707 | 0.035 | 15 | 15 | 7 | 3.1623e-13 | 0 | Water | Porous | Wet | R600a | MinimizeLCOE | IgnoreSilica | 0 | 0 | 0 | 4 |  |  |  |  | 0 | 0 | 3885238005.8574 | 2434.6823 | 100.0115 | 2475.0902 | 25152.0024 | 24077.0464 | 14827.3923 | 0 | 26935.8278 | 70081.4985 | 47832.0628 | 213915.6141 | 3144235.0165 | 12008274.9535 |  | 1478867.319 | 3283376.0606 | 0 |  |  | 316.2278 | 0
1 | 2000 | 707 | 0.035 | 15 | 15 | 7 | 4.217e-13 | 0 | Water | Porous | Wet | R600a | MinimizeLCOE | IgnoreSilica | 0 | 0 | 0 | 4 |  |  |  |  | 0 | 0 | 2514351197.3711 | 2435.8994 | 100.0653 | 2476.3628 | 25152.5827 | 24077.0464 | 13210.2772 | 0 | 26306.3712 | 68443.7816 | 46714.2873 | 208916.6738 | 3144235.0165 | 12008274.9535 |  | 1478867.319 | 3283376.0606 | 0 |  |  | 421.6965 | 0
1 | 2000 | 707 | 0.035 | 15 | 15 | 7 | 5.6234e-13 | 0 | Water | Porous | Wet | R600a | MinimizeLCOE | IgnoreSilica | 0 | 0 | 0 | 4 |  |  |  |  | 0 | 0 | 1486230050.5004 | 2436.8139 | 100.1058 | 2477.3189 | 25153.0186 | 24077.0464 | 11750.2514 | 0 | 25737.8764 | 66964.6749 | 45704.7666 | 204401.8729 | 3144235.0165 | 12008274.9535 |  | 1478867.319 | 3283376.0606 | 0 |  |  | 562.3413 | 0
1 | 2000 | 707 | 0.035 | 15 | 15 | 7 | 7.4989e-13 | 0 | Water | Porous | Wet | R600a | MinimizeLCOE | IgnoreSilica | 0 | 0 | 0 | 4 |  |  |  |  | 0 | 0 | 715152739.0908 | 2437.1545 | 100.1208 | 2477.675 | 25153.181 | 24077.0464 | 10399.9798 | 0 | 25211.6114 | 65595.4413 | 44770.2365 | 200222.4467 | 3144235.0165 | 12008274.9535 |  | 1478867.319 | 3283376.0606 | 0 |  |  | 749.8942 | 0
1 | 2000 | 707 | 0.035 | 15 | 15 | 7 | 1e-12 | 0 | Water | Porous | Wet | R600a | MinimizeLCOE | IgnoreSilica | 0.67593 | 0.047915 | 6.1807e-05 | 4 | 82473063.6699 |  | 1849438.3833 |  | 65.7797 | -9.0267e-06 | 62729877.4997 | 31351.7162 | 1587.0893 | 31279.972 | 39237.5315 | 24077.0464 | 25778.6197 | 0 | 59791.6702 | 155565.661 | 106176.7602 | 474846.0663 | 3144235.0165 | 12008274.9535 |  | 1478867.319 | 3283376.0606 | 0 | 20389599.4159 |  | 1000 | 0.00024723 | 82473063.6699 |  | 1849438.3833
1 | 2000 | 707 | 0.035 | 15 | 15 | 7 | 1.3335e-12 | 0 | Water | Porous | Wet | R600a | MinimizeLCOE | IgnoreSilica | 1.0464 | 0.09052 | 0.00072422 | 4 | 7103825.1579 |  | 159301.5505 |  | 71.349 | -1.0776e-05 | 33263974.3082 | 51590.5056 | 2713.068 | 51819.743 | 50547.0227 | 24077.0464 | 33659.0648 | 0 | 83618.5157 | 217558.2253 | 148487.9592 | 664071.1507 | 3144235.0165 | 12008274.9535 |  | 1478867.319 | 3283376.0606 | 0 | 20578824.5004 |  | 1333.5214 | 0.0028969 | 7103825.1579 |  | 159301.5505
1 | 2000 | 707 | 0.035 | 15 | 15 | 7 | 1.7783e-12 | 0 | Water | Porous | Wet | R600a | MinimizeLCOE | IgnoreSilica | 1.4874 | 0.14318 | 0.0017962 | 4 | 2892872.0848 |  | 64871.9525 |  | 74.721 | -1.1597e-05 | 4748297.0768 | 73184.2583 | 3937.8822 | 74599.1343 | 64192.4124 | 24077.0464 | 41024.6233 | 0 | 109595.9892 | 285146.2826 | 194618.197 | 870375.8255 | 3144235.0165 | 12008274.9535 |  | 1478867.319 | 3283376.0606 | 0 | 20785129.1752 |  | 1778.2794 | 0.0071849 | 2892872.0848 |  | 64871.9525
1 | 2000 | 707 | 0.035 | 15 | 15 | 7 | 2.3714e-12 | 0 | Water | Porous | Wet | R600a | MinimizeLCOE | IgnoreSilica | 2.043 | 0.21066 | 0.0033625 | 4 | 1563277.2326 |  | 35056.1115 |  | 77.0456 | -1.1988e-05 | 57834892.6331 | 97674.8812 | 5340.3217 | 101428.4801 | 81494.7234 | 24077.0464 | 48703.2349 | 0 | 139900.2882 | 363991.8523 | 248431.9185 | 1111042.7466 | 3144235.0165 | 12008274.9535 |  | 1478867.319 | 3283376.0606 | 0 | 21025796.0962 |  | 2371.3737 | 0.01345 | 1563277.2326 |  | 35056.1115
1 | 2000 | 707 | 0.035 | 15 | 15 | 7 | 3.1623e-12 | 0 | Water | Porous | Wet | R600a | MinimizeLCOE | IgnoreSilica | 2.7741 | 0.3003 | 0.0055548 | 4 | 959606.0151 |  | 21518.9314 |  | 78.76 | -1.2226e-05 | 87983300.5386 | 126781.6869 | 7015.0352 | 134527.4421 | 104350.182 | 24077.0464 | 57512.4106 | 0 | 177162.8832 | 460941.4811 | 314602.0322 | 1406970.1998 | 3144235.0165 | 12008274.9535 |  | 1478867.319 | 3283376.0606 | 0 | 21321723.5494 |  | 3162.2777 | 0.022219 | 959606.0151 |  | 21518.9314
1 | 2000 | 707 | 0.035 | 15 | 15 | 7 | 4.217e-12 | 0 | Water | Porous | Wet | R600a | MinimizeLCOE | IgnoreSilica | 3.7144 | 0.41615 | 0.0085541 | 4 | 633559.0015 |  | 14207.4064 |  | 80.0118 | -1.2275e-05 | 147342023.1036 | 160713.7833 | 8972.3216 | 174492.9107 | 133802.9191 | 24077.0464 | 67261.8846 | 0 | 222035.1376 | 577689.8824 | 394285.2151 | 1763331.1007 | 3144235.0165 | 12008274.9535 |  | 1478867.319 | 3283376.0606 | 0 | 21678084.4503 |  | 4216.965 | 0.034216 | 633559.0015 |  | 14207.4064
1 | 2000 | 707 | 0.035 | 15 | 15 | 7 | 5.6234e-12 | 0 | Water | Porous | Wet | R600a | MinimizeLCOE | IgnoreSilica | 4.9519 | 0.569 | 0.01261 | 4 | 438538.0039 |  | 9834.108 |  | 80.9561 | -1.2266e-05 | 201142184.4591 | 201329.2851 | 11317.5516 | 223962.2842 | 172601.3863 | 24077.0464 | 78666.5238 | 0 | 277662.0902 | 722419.8023 | 493066.3593 | 2205102.329 | 3144235.0165 | 12008274.9535 |  | 1478867.319 | 3283376.0606 | 0 | 22119855.6786 |  | 5623.4133 | 0.05044 | 438538.0039 |  | 9834.108
1 | 2000 | 707 | 0.035 | 15 | 15 | 7 | 7.4989e-12 | 0 | Water | Porous | Wet | R600a | MinimizeLCOE | IgnoreSilica | 6.5472 | 0.76642 | 0.018046 | 4 | 313881.6162 |  | 7038.7189 |  | 81.6584 | -1.2147e-05 | 283887549.0321 | 249121.1164 | 14077.2324 | 284080.9998 | 222663.0084 | 24077.0464 | 91512.7424 | 0 | 345357.5368 | 898549.4682 | 613278.4754 | 2742717.6259 | 3144235.0165 | 12008274.9535 |  | 1478867.319 | 3283376.0606 | 0 | 22657470.9756 |  | 7498.9421 | 0.072185 | 313881.6162 |  | 7038.7189
1 | 2000 | 707 | 0.035 | 15 | 15 | 7 | 1e-11 | 0 | Water | Porous | Wet | R600a | MinimizeLCOE | IgnoreSilica | 8.6519 | 1.0271 | 0.025309 | 4 | 230454.4248 |  | 5167.8844 |  | 82.1955 | -1.2026e-05 | 355388524.9662 | 306810.85 | 17406.9274 | 358918.5987 | 288732.002 | 24077.0464 | 106807.8867 | 0 | 430073.7913 | 1118963.7847 | 763715.7755 | 3415506.6626 | 3144235.0165 | 12008274.9535 |  | 1478867.319 | 3283376.0606 | 0 | 23330260.0122 |  | 10000 | 0.10124 | 230454.4248 |  | 5167.8844
1 | 2000 | 707 | 0.035 | 15 | 15 | 7 | 1.3335e-11 | 0 | Water | Porous | Wet | R600a | MinimizeLCOE | IgnoreSilica | 11.3392 | 1.3602 | 0.034942 | 4 | 172752.8858 |  | 3873.9414 |  | 82.5953 | -1.1804e-05 | 463301824.6132 | 374395.4269 | 21304.568 | 449208.7589 | 373111.9162 | 24077.0464 | 123832.8221 | 0 | 532712.91 | 1386009.7174 | 945980.1118 | 4230633.2777 | 3144235.0165 | 12008274.9535 |  | 1478867.319 | 3283376.0606 | 0 | 24145386.6273 |  | 13335.2143 | 0.13977 | 172752.8858 |  | 3873.9414
1 | 2000 | 707 | 0.035 | 15 | 15 | 7 | 1.7783e-11 | 0 | Water | Porous | Wet | R600a | MinimizeLCOE | IgnoreSilica | 14.8204 | 1.7917 | 0.047684 | 4 | 131865.6 |  | 2957.054 |  | 82.9001 | -1.156e-05 | 573873367.3734 | 454944.4796 | 25944.8498 | 559888.3638 | 482435.5359 | 24077.0464 | 143547.5303 | 0 | 659426.7443 | 1715693.1216 | 1170995.8094 | 5236953.4811 | 3144235.0165 | 12008274.9535 |  | 1478867.319 | 3283376.0606 | 0 | 25151706.8308 |  | 17782.7941 | 0.19074 | 131865.6 |  | 2957.054
1 | 2000 | 707 | 0.035 | 15 | 15 | 7 | 2.3714e-11 | 0 | Water | Porous | Wet | R600a | MinimizeLCOE | IgnoreSilica | 19.2392 | 2.3396 | 0.064406 | 4 | 102361.3786 |  | 2295.429 |  | 83.1297 | -1.125e-05 | 706568089.0037 | 549245.4438 | 31370.4863 | 693000.4788 | 621216.9441 | 24077.0464 | 165495.6095 | 0 | 812918.3434 | 2115046.7771 | 1443562.8852 | 6455934.0145 | 3144235.0165 | 12008274.9535 |  | 1478867.319 | 3283376.0606 | 0 | 26370687.3642 |  | 23713.7371 | 0.25762 | 102361.3786 |  | 2295.429
1 | 2000 | 707 | 0.035 | 15 | 15 | 7 | 3.1623e-11 | 0 | Water | Porous | Wet | R600a | MinimizeLCOE | IgnoreSilica | 24.7887 | 3.0279 | 0.086149 | 4 | 80777.2607 |  | 1811.4104 |  | 83.3035 | -1.0881e-05 | 857212421.5052 | 658803.7969 | 37664.9839 | 851667.7241 | 795522.855 | 24077.0464 | 189597.3275 | 0 | 997360.1562 | 2594926.5397 | 1771090.6838 | 7920711.1136 | 3144235.0165 | 12008274.9535 |  | 1478867.319 | 3283376.0606 | 0 | 27835464.4632 |  | 31622.7766 | 0.3446 | 80777.2607 |  | 1811.4104
1 | 2000 | 707 | 0.035 | 15 | 15 | 7 | 4.217e-11 | 0 | Water | Porous | Wet | R600a | MinimizeLCOE | IgnoreSilica | 31.6339 | 3.8769 | 0.11403 | 4 | 64825.6688 |  | 1453.6998 |  | 83.4353 | -1.0449e-05 | 1024812018.9769 | 784232.8069 | 44860.1244 | 1037794.3568 | 1010547.2881 | 24077.0464 | 215349.6523 | 0 | 1215575.8972 | 3162679.1356 | 2158593.4966 | 9653709.8043 | 3144235.0165 | 12008274.9535 |  | 1478867.319 | 3283376.0606 | 0 | 29568463.1539 |  | 42169.6503 | 0.45612 | 64825.6688 |  | 1453.6998
1 | 2000 | 707 | 0.035 | 15 | 15 | 7 | 5.6234e-11 | 0 | Water | Porous | Wet | R600a | MinimizeLCOE | IgnoreSilica | 39.8628 | 4.8979 | 0.14906 | 4 | 52952.9197 |  | 1187.4563 |  | 83.5357 | -9.9507e-06 | 1207740837.1043 | 924741.4786 | 52907.2022 | 1251113.2342 | 1269074.7513 | 24077.0464 | 241766.6754 | 0 | 1467835.3514 | 3819006.4898 | 2606550.4021 | 11657072.6314 | 3144235.0165 | 12008274.9535 |  | 1478867.319 | 3283376.0606 | 0 | 31571825.981 |  | 56234.1325 | 0.59622 | 52952.9197 |  | 1187.4563
1 | 2000 | 707 | 0.035 | 15 | 15 | 7 | 7.4989e-11 | 0 | Water | Porous | Wet | R600a | MinimizeLCOE | IgnoreSilica | 49.4218 | 6.0842 | 0.19179 | 4 | 44079.6819 |  | 988.4761 |  | 83.6127 | -9.3865e-06 | 1401879618.7029 | 1077579.1477 | 61645.9828 | 1488094.1734 | 1569444.6308 | 24077.0464 | 267392.0873 | 0 | 1750410.8967 | 4554210.0944 | 3108341.9691 | 13901196.0285 | 3144235.0165 | 12008274.9535 |  | 1478867.319 | 3283376.0606 | 0 | 33815949.3782 |  | 74989.4209 | 0.76716 | 44079.6819 |  | 988.4761
1 | 2000 | 707 | 0.035 | 15 | 15 | 7 | 1e-10 | 0 | Water | Porous | Wet | R600a | MinimizeLCOE | IgnoreSilica | 60.0675 | 7.406 | 0.24194 | 4 | 37440.1013 |  | 839.5852 |  | 83.6726 | -8.7694e-06 | 1599169693.6115 | 1237899.5267 | 70797.923 | 1741463.0874 | 1904045.7855 | 24077.0464 | 290555.6126 | 0 | 2054847.2028 | 5346290.9145 | 3648953.4045 | 16318930.5033 | 3144235.0165 | 12008274.9535 |  | 1478867.319 | 3283376.0606 | 0 | 36233683.853 |  | 100000 | 0.96778 | 37440.1013 |  | 839.5852
1 | 2000 | 707 | 0.035 | 15 | 15 | 7 | 1.3335e-10 | 0 | Water | Porous | Wet | R600a | MinimizeLCOE | IgnoreSilica | 71.266 | 8.7972 | 0.2979 | 4 | 32478.212 |  | 728.316 |  | 83.7196 | -8.1101e-06 | 1796229907.1432 | 1397846.3607 | 79914.9348 | 1998514.1079 | 2256140.3414 | 24077.0464 | 309141.9101 | 0 | 2365597.5335 | 6154799.5314 | 4200777.1487 | 18786808.9148 | 3144235.0165 | 12008274.9535 |  | 1478867.319 | 3283376.0606 | 0 | 38701562.2644 |  | 133352.1432 | 1.1916 | 32478.212 |  | 728.316
1 | 2000 | 707 | 0.035 | 15 | 15 | 7 | 1.7783e-10 | 0 | Water | Porous | Wet | R600a | MinimizeLCOE | IgnoreSilica | 82.4038 | 10.1817 | 0.35694 | 4 | 28780.5192 |  | 645.3961 |  | 83.7573 | -7.4424e-06 | 1983059125.4571 | 1549874.6475 | 88569.1422 | 2246349.5148 | 2606462.8181 | 24077.0464 | 322103.187 | 0 | 2666600.1789 | 6937946.6705 | 4735291.1631 | 21177274.3685 | 3144235.0165 | 12008274.9535 |  | 1478867.319 | 3283376.0606 | 0 | 41092027.7181 |  | 177827.941 | 1.4278 | 28780.5192 |  | 645.3961
1 | 2000 | 707 | 0.035 | 15 | 15 | 7 | 2.3714e-10 | 0 | Water | Porous | Wet | R600a | MinimizeLCOE | IgnoreSilica | 92.8324 | 11.479 | 0.41561 | 4 | 26033.3922 |  | 583.7925 |  | 83.7876 | -6.7961e-06 | 2155012624.1924 | 1686975.3888 | 96364.877 | 2472494.488 | 2934623.6456 | 24077.0464 | 329064.2411 | 0 | 2942003.8779 | 7654490.6023 | 5224347.1201 | 23364441.2872 | 3144235.0165 | 12008274.9535 |  | 1478867.319 | 3283376.0606 | 0 | 43279194.6369 |  | 237137.3706 | 1.6624 | 26033.3922 |  | 583.7925
1 | 2000 | 707 | 0.035 | 15 | 15 | 7 | 3.1623e-10 | 0 | Water | Porous | Wet | R600a | MinimizeLCOE | IgnoreSilica | 102.124 | 12.6358 | 0.47079 | 4 | 23997.0339 |  | 538.1276 |  | 83.8121 | -6.2033e-06 | 2305752118.9129 | 1805492.2973 | 103097.7978 | 2669836.2736 | 3227136.3382 | 24077.0464 | 330982.3528 | 0 | 3182642.6214 | 8280583.2511 | 5651668.2178 | 25275516.1965 | 3144235.0165 | 12008274.9535 |  | 1478867.319 | 3283376.0606 | 0 | 45190269.5461 |  | 316227.766 | 1.8832 | 23997.0339 |  | 538.1276
1 | 2000 | 707 | 0.035 | 15 | 15 | 7 | 4.217e-10 | 0 | Water | Porous | Wet | R600a | MinimizeLCOE | IgnoreSilica | 110.0286 | 13.6205 | 0.52014 | 4 | 22488.9162 |  | 504.3085 |  | 83.8317 | -5.6813e-06 | 2435752788.8002 | 1903953.7246 | 108687.3767 | 2834997.7139 | 3476094.9309 | 24077.0464 | 329099.0786 | 0 | 3383994.8497 | 8804460.4461 | 6009225.1681 | 26874590.335 | 3144235.0165 | 12008274.9535 |  | 1478867.319 | 3283376.0606 | 0 | 46789343.6846 |  | 421696.5034 | 2.0806 | 22488.9162 |  | 504.3085
1 | 2000 | 707 | 0.035 | 15 | 15 | 7 | 5.6234e-10 | 0 | Water | Porous | Wet | R600a | MinimizeLCOE | IgnoreSilica | 116.5324 | 14.4313 | 0.56251 | 4 | 21371.6509 |  | 479.2541 |  | 83.8473 | -5.2388e-06 | 2543944167.2222 | 1983497.6179 | 113200.5453 | 2969185.3516 | 3681015.2504 | 24077.0464 | 324945.3498 | 0 | 3547409.2529 | 9229631.2025 | 6299412.9456 | 28172374.5624 | 3144235.0165 | 12008274.9535 |  | 1478867.319 | 3283376.0606 | 0 | 48087127.912 |  | 562341.3252 | 2.25 | 21371.6509 |  | 479.2541
1 | 2000 | 707 | 0.035 | 15 | 15 | 7 | 7.4989e-10 | 0 | Water | Porous | Wet | R600a | MinimizeLCOE | IgnoreSilica | 121.7756 | 15.0853 | 0.5978 | 4 | 20542.9858 |  | 460.6715 |  | 83.8596 | -4.8768e-06 | 2631537214.5024 | 2046732.8041 | 116786.8961 | 3076322.8496 | 3846269.8277 | 24077.0464 | 319912.0399 | 0 | 3677739.5709 | 9568723.9553 | 6530850.7171 | 29207415.707 | 3144235.0165 | 12008274.9535 |  | 1478867.319 | 3283376.0606 | 0 | 49122169.0567 |  | 749894.2093 | 2.3912 | 20542.9858 |  | 460.6715
1 | 2000 | 707 | 0.035 | 15 | 15 | 7 | 1e-09 | 0 | Water | Porous | Wet | R600a | MinimizeLCOE | IgnoreSilica | 125.8823 | 15.5978 | 0.62634 | 4 | 19927.4151 |  | 446.8674 |  | 83.8691 | -4.5839e-06 | 2701395933.7265 | 2095741.1665 | 119565.511 | 3159627.8264 | 3975743.1884 | 24077.0464 | 314592.3913 | 0 | 3778845.3807 | 9831780.5327 | 6710392.2365 | 30010365.2797 | 3144235.0165 | 12008274.9535 |  | 1478867.319 | 3283376.0606 | 0 | 49925118.6293 |  | 1000000 | 2.5053 | 19927.4151 |  | 446.8674
1 | 2000 | 707 | 0.035 | 15 | 15 | 7 | 1.3335e-09 | 0 | Water | Porous | Wet | R600a | MinimizeLCOE | IgnoreSilica | 129.0929 | 15.9986 | 0.64908 | 4 | 19469.3913 |  | 436.5964 |  | 83.8765 | -4.3539e-06 | 2756058610.222 | 2133751.167 | 121720.0511 | 3224396.4557 | 4076986.1889 | 24077.0464 | 309757.4821 | 0 | 3857368.4726 | 10036081.5105 | 6849831.8518 | 30633970.2261 | 3144235.0165 | 12008274.9535 |  | 1478867.319 | 3283376.0606 | 0 | 50548723.5757 |  | 1333521.4322 | 2.5963 | 19469.3913 |  | 436.5964
1 | 2000 | 707 | 0.035 | 15 | 15 | 7 | 1.7783e-09 | 0 | Water | Porous | Wet | R600a | MinimizeLCOE | IgnoreSilica | 131.5561 | 16.3062 | 0.66688 | 4 | 19128.0423 |  | 428.9417 |  | 83.8822 | -4.1735e-06 | 2798538825.137 | 2162740.5622 | 123363.0026 | 3273884.3023 | 4154677.5744 | 24077.0464 | 305491.3958 | 0 | 3917251.2146 | 10191884.1218 | 6956170.3354 | 31109539.5555 | 3144235.0165 | 12008274.9535 |  | 1478867.319 | 3283376.0606 | 0 | 51024292.9052 |  | 1778279.41 | 2.6675 | 19128.0423 |  | 428.9417
1 | 2000 | 707 | 0.035 | 15 | 15 | 7 | 2.3714e-09 | 0 | Water | Porous | Wet | R600a | MinimizeLCOE | IgnoreSilica | 133.4346 | 16.5408 | 0.68066 | 4 | 18873.2968 |  | 423.2291 |  | 83.8865 | -4.0334e-06 | 2831724474.5539 | 2184751.3336 | 124610.3032 | 3311509.6962 | 4213936.8596 | 24077.0464 | 301899.5846 | 0 | 3962706.0812 | 10310148.3604 | 7036888.1084 | 31470527.3735 | 3144235.0165 | 12008274.9535 |  | 1478867.319 | 3283376.0606 | 0 | 51385280.7231 |  | 2371373.7057 | 2.7226 | 18873.2968 |  | 423.2291
1 | 2000 | 707 | 0.035 | 15 | 15 | 7 | 3.1623e-09 | 0 | Water | Porous | Wet | R600a | MinimizeLCOE | IgnoreSilica | 134.8741 | 16.7206 | 0.69129 | 4 | 18682.9962 |  | 418.9616 |  | 83.8899 | -3.9268e-06 | 2857023638.9542 | 2201561.8459 | 125562.8248 | 3340275.4951 | 4259353.2602 | 24077.0464 | 299038.1925 | 0 | 3997448.7793 | 10400541.7342 | 7098583.4434 | 31746442.6218 | 3144235.0165 | 12008274.9535 |  | 1478867.319 | 3283376.0606 | 0 | 51661195.9714 |  | 3162277.6602 | 2.7651 | 18682.9962 |  | 418.9616
1 | 2000 | 707 | 0.035 | 15 | 15 | 7 | 4.217e-09 | 0 | Water | Porous | Wet | R600a | MinimizeLCOE | IgnoreSilica | 135.9601 | 16.8564 | 0.69939 | 4 | 18540.7123 |  | 415.771 |  | 83.8924 | -3.8453e-06 | 2876374729.9216 | 2214212.1646 | 126279.5688 | 3361939.2882 | 4293619.6935 | 24077.0464 | 296735.7215 | 0 | 4023576.7584 | 10468521.3762 | 7144980.9459 | 31953942.5634 | 3144235.0165 | 12008274.9535 |  | 1478867.319 | 3283376.0606 | 0 | 51868695.9131 |  | 4216965.0343 | 2.7976 | 18540.7123 |  | 415.771
1 | 2000 | 707 | 0.035 | 15 | 15 | 7 | 5.6234e-09 | 0 | Water | Porous | Wet | R600a | MinimizeLCOE | IgnoreSilica | 136.7862 | 16.9596 | 0.70557 | 4 | 18434.2555 |  | 413.3837 |  | 83.8943 | -3.7838e-06 | 2891537680.5141 | 2223816.4776 | 126823.7023 | 3378396.361 | 4319686.4033 | 24077.0464 | 294958.9893 | 0 | 4043426.0021 | 10520165.0368 | 7180228.8054 | 32111578.824 | 3144235.0165 | 12008274.9535 |  | 1478867.319 | 3283376.0606 | 0 | 52026332.1736 |  | 5623413.2519 | 2.8223 | 18434.2555 |  | 413.3837
1 | 2000 | 707 | 0.035 | 15 | 15 | 7 | 7.4989e-09 | 0 | Water | Porous | Wet | R600a | MinimizeLCOE | IgnoreSilica | 137.4 | 17.0363 | 0.71022 | 4 | 18354.5615 |  | 411.5966 |  | 83.8957 | -3.7366e-06 | 2902429293.5862 | 2230942.9691 | 127227.4384 | 3390612.9751 | 4339056.5306 | 24077.0464 | 293534.7334 | 0 | 4058126.1602 | 10558411.8328 | 7206333.0296 | 32228322.7156 | 3144235.0165 | 12008274.9535 |  | 1478867.319 | 3283376.0606 | 0 | 52143076.0652 |  | 7498942.0933 | 2.8409 | 18354.5615 |  | 411.5966
1 | 2000 | 707 | 0.035 | 15 | 15 | 7 | 1e-08 | 0 | Water | Porous | Wet | R600a | MinimizeLCOE | IgnoreSilica | 137.8749 | 17.0957 | 0.71377 | 4 | 18294.8774 |  | 410.2582 |  | 83.8968 | -3.7019e-06 | 2910147223.0612 | 2236450.2136 | 127539.4298 | 3400056.8957 | 4354042.0453 | 24077.0464 | 292504.9333 | 0 | 4069521.52 | 10588060.2214 | 7226568.664 | 32318820.9695 | 3144235.0165 | 12008274.9535 |  | 1478867.319 | 3283376.0606 | 0 | 52233574.3191 |  | 10000000 | 2.8551 | 18294.8774 |  | 410.2582
1 | 2100 | 707 | 0.035 | 15 | 15 | 7 | 1e-13 | 0 | Water | Porous | Wet | R600a | MinimizeLCOE | IgnoreSilica | 0 | 0 | 0 | 4 |  |  |  |  | 0 | 0 | 14902952955.2383 | 2559.2746 | 105.5363 | 2604.6343 | 25210.8804 | 24077.0464 | 23427.1577 | 0 | 30413.9666 | 79130.9023 | 54008.4668 | 241537.8654 | 3144235.0165 | 12654927.6086 |  | 1478867.319 | 3412706.5916 | 0 |  |  | 100 | 0
1 | 2100 | 707 | 0.035 | 15 | 15 | 7 | 1.3335e-13 | 0 | Water | Porous | Wet | R600a | MinimizeLCOE | IgnoreSilica | 0 | 0 | 0 | 4 |  |  |  |  | 0 | 0 | 10731239351.5704 | 2562.9288 | 105.6987 | 2608.4172 | 25212.594 | 24077.0464 | 20696.5905 | 0 | 29352.6775 | 76369.6457 | 52123.8524 | 233109.4512 | 3144235.0165 | 12654927.6086 |  | 1478867.319 | 3412706.5916 | 0 |  |  | 133.3521 | 0
1 | 2100 | 707 | 0.035 | 15 | 15 | 7 | 1.7783e-13 | 0 | Water | Porous | Wet | R600a | MinimizeLCOE | IgnoreSilica | 0 | 0 | 0 | 4 |  |  |  |  | 0 | 0 | 7602303723.3247 | 2565.6861 | 105.8213 | 2611.2711 | 25213.8865 | 24077.0464 | 18341.2166 | 0 | 28436.8219 | 73986.7773 | 50497.4958 | 225836.023 | 3144235.0165 | 12654927.6086 |  | 1478867.319 | 3412706.5916 | 0 |  |  | 177.8279 | 0
1 | 2100 | 707 | 0.035 | 15 | 15 | 7 | 2.3714e-13 | 0 | Water | Porous | Wet | R600a | MinimizeLCOE | IgnoreSilica | 0 | 0 | 0 | 4 |  |  |  |  | 0 | 0 | 5255582880.0242 | 2567.7633 | 105.9137 | 2613.4208 | 25214.8599 | 24077.0464 | 16291.4468 | 0 | 27639.4759 | 71912.2466 | 49081.5859 | 219503.7593 | 3144235.0165 | 12654927.6086 |  | 1478867.319 | 3412706.5916 | 0 |  |  | 237.1374 | 0
1 | 2100 | 707 | 0.035 | 15 | 15 | 7 | 3.1623e-13 | 0 | Water | Porous | Wet | R600a | MinimizeLCOE | IgnoreSilica | 0 | 0 | 0 | 4 |  |  |  |  | 0 | 0 | 3495609404.7491 | 2569.3265 | 105.9832 | 2615.0384 | 25215.5924 | 24077.0464 | 14487.6794 | 0 | 26937.5598 | 70086.005 | 47835.1386 | 213929.3696 | 3144235.0165 | 12654927.6086 |  | 1478867.319 | 3412706.5916 | 0 |  |  | 316.2278 | 0
1 | 2100 | 707 | 0.035 | 15 | 15 | 7 | 4.217e-13 | 0 | Water | Porous | Wet | R600a | MinimizeLCOE | IgnoreSilica | 0 | 0 | 0 | 4 |  |  |  |  | 0 | 0 | 2175714920.6937 | 2570.5017 | 106.0355 | 2616.2544 | 25216.1429 | 24077.0464 | 12877.163 | 0 | 26310.6261 | 68454.8522 | 46721.8432 | 208950.4655 | 3144235.0165 | 12654927.6086 |  | 1478867.319 | 3412706.5916 | 0 |  |  | 421.6965 | 0
1 | 2100 | 707 | 0.035 | 15 | 15 | 7 | 5.6234e-13 | 0 | Water | Porous | Wet | R600a | MinimizeLCOE | IgnoreSilica | 0 | 0 | 0 | 4 |  |  |  |  | 0 | 0 | 1185871754.8238 | 2571.3848 | 106.0748 | 2617.1681 | 25216.5566 | 24077.0464 | 11410.2131 | 0 | 25739.393 | 66968.6208 | 45707.4598 | 204413.9172 | 3144235.0165 | 12654927.6086 |  | 1478867.319 | 3412706.5916 | 0 |  |  | 562.3413 | 0
1 | 2100 | 707 | 0.035 | 15 | 15 | 7 | 7.4989e-13 | 0 | Water | Porous | Wet | R600a | MinimizeLCOE | IgnoreSilica | 0 | 0 | 0 | 4 |  |  |  |  | 0 | 0 | 443491724.2448 | 2571.6107 | 106.0848 | 2617.4018 | 25216.6624 | 24077.0464 | 10034.2191 | 0 | 25202.9798 | 65572.9835 | 44754.9086 | 200153.8969 | 3144235.0165 | 12654927.6086 |  | 1478867.319 | 3412706.5916 | 0 |  |  | 749.8942 | 0
1 | 2100 | 707 | 0.035 | 15 | 15 | 7 | 1e-12 | 0 | Water | Porous | Wet | R600a | MinimizeLCOE | IgnoreSilica | 0.8806 | 0.076285 | 0.00043313 | 4 | 12293402.6658 |  | 275676.5632 |  | 71.3909 | -1.1728e-05 | 27834572.7285 | 45904.7283 | 2408.4114 | 45189.4184 | 46372.0199 | 24077.0464 | 32253.1562 | 0 | 76519.8645 | 199088.9909 | 135882.3272 | 607695.9632 | 3144235.0165 | 12654927.6086 |  | 1478867.319 | 3412706.5916 | 0 | 21298432.499 |  | 1000 | 0.0017325 | 12293402.6658 |  | 275676.5632
1 | 2100 | 707 | 0.035 | 15 | 15 | 7 | 1.3335e-12 | 0 | Water | Porous | Wet | R600a | MinimizeLCOE | IgnoreSilica | 1.3021 | 0.13011 | 0.0014607 | 4 | 3682706.9909 |  | 82583.8081 |  | 75.9662 | -1.326e-05 | 34003264.1361 | 69376.3803 | 3751.4949 | 69039.8209 | 59990.8335 | 24077.0464 | 40859.4436 | 0 | 104167.0576 | 271021.3163 | 184977.6173 | 827261.0108 | 3144235.0165 | 12654927.6086 |  | 1478867.319 | 3412706.5916 | 0 | 21517997.5466 |  | 1333.5214 | 0.005843 | 3682706.9909 |  | 82583.8081
1 | 2100 | 707 | 0.035 | 15 | 15 | 7 | 1.7783e-12 | 0 | Water | Porous | Wet | R600a | MinimizeLCOE | IgnoreSilica | 1.7995 | 0.19525 | 0.0030197 | 4 | 1801166.1354 |  | 40390.7123 |  | 78.8437 | -1.3831e-05 | 63828625.7407 | 94279.3163 | 5196.032 | 95326.2525 | 76220.7004 | 24077.0464 | 48805.4732 | 0 | 134122.8801 | 348960.2217 | 238172.5217 | 1065160.4443 | 3144235.0165 | 12654927.6086 |  | 1478867.319 | 3412706.5916 | 0 | 21755896.98 |  | 1778.2794 | 0.012079 | 1801166.1354 |  | 40390.7123
1 | 2100 | 707 | 0.035 | 15 | 15 | 7 | 2.3714e-12 | 0 | Water | Porous | Wet | R600a | MinimizeLCOE | IgnoreSilica | 2.4646 | 0.28345 | 0.0052421 | 4 | 1051719.1581 |  | 23584.5462 |  | 80.9898 | -1.4263e-05 | 87054339.2251 | 124341.5633 | 6952.0055 | 128249.1925 | 98038.5617 | 24077.0464 | 58175.0559 | 0 | 171535.0359 | 446298.9767 | 304608.2221 | 1362275.6599 | 3144235.0165 | 12654927.6086 |  | 1478867.319 | 3412706.5916 | 0 | 22053012.1957 |  | 2371.3737 | 0.020969 | 1051719.1581 |  | 23584.5462
1 | 2100 | 707 | 0.035 | 15 | 15 | 7 | 3.1623e-12 | 0 | Water | Porous | Wet | R600a | MinimizeLCOE | IgnoreSilica | 3.3271 | 0.39867 | 0.0083129 | 4 | 674042.4698 |  | 15115.2384 |  | 82.5538 | -1.4464e-05 | 125825081.0642 | 159602.706 | 9018.67 | 168297.9581 | 126424.1133 | 24077.0464 | 68680.5216 | 0 | 216879.396 | 564275.7004 | 385129.7602 | 1722385.8722 | 3144235.0165 | 12654927.6086 |  | 1478867.319 | 3412706.5916 | 0 | 22413122.408 |  | 3162.2777 | 0.033252 | 674042.4698 |  | 15115.2384
1 | 2100 | 707 | 0.035 | 15 | 15 | 7 | 4.217e-12 | 0 | Water | Porous | Wet | R600a | MinimizeLCOE | IgnoreSilica | 4.4332 | 0.54697 | 0.012484 | 4 | 457527.5403 |  | 10259.9438 |  | 83.6995 | -1.4454e-05 | 207497390.5606 | 200681.019 | 11429.9209 | 216575.1053 | 162884.3621 | 24077.0464 | 80293.1967 | 0 | 271416.8536 | 706170.9779 | 481976.2028 | 2155504.6848 | 3144235.0165 | 12654927.6086 |  | 1478867.319 | 3412706.5916 | 0 | 22846241.2205 |  | 4216.965 | 0.049934 | 457527.5403 |  | 10259.9438
1 | 2100 | 707 | 0.035 | 15 | 15 | 7 | 5.6234e-12 | 0 | Water | Porous | Wet | R600a | MinimizeLCOE | IgnoreSilica | 5.8823 | 0.74167 | 0.018098 | 4 | 322991.6543 |  | 7243.0092 |  | 84.5654 | -1.4376e-05 | 289409049.2242 | 249747.6219 | 14310.9779 | 276147.5389 | 210694.966 | 24077.0464 | 93820.8631 | 0 | 338831.6155 | 881570.3597 | 601689.885 | 2690890.8745 | 3144235.0165 | 12654927.6086 |  | 1478867.319 | 3412706.5916 | 0 | 23381627.4102 |  | 5623.4133 | 0.072391 | 322991.6543 |  | 7243.0092
1 | 2100 | 707 | 0.035 | 15 | 15 | 7 | 7.4989e-12 | 0 | Water | Porous | Wet | R600a | MinimizeLCOE | IgnoreSilica | 7.7628 | 0.99467 | 0.025604 | 4 | 234714.6252 |  | 5263.4184 |  | 85.2167 | -1.4214e-05 | 389217048.117 | 307969.8157 | 17728.2515 | 349073.3724 | 272778.6824 | 24077.0464 | 109340.1728 | 0 | 421577.2631 | 1096857.5611 | 748627.8236 | 3348029.9889 | 3144235.0165 | 12654927.6086 |  | 1478867.319 | 3412706.5916 | 0 | 24038766.5247 |  | 7498.9421 | 0.10242 | 234714.6252 |  | 5263.4184
1 | 2100 | 707 | 0.035 | 15 | 15 | 7 | 1e-11 | 0 | Water | Porous | Wet | R600a | MinimizeLCOE | IgnoreSilica | 10.2092 | 1.324 | 0.035598 | 4 | 174516.3496 |  | 3913.4867 |  | 85.7104 | -1.4005e-05 | 494434702.7163 | 377405.076 | 21800.2534 | 438675.2996 | 353570.7437 | 24077.0464 | 127331.3035 | 0 | 523715.2918 | 1362599.7605 | 930002.3352 | 4159177.1102 | 3144235.0165 | 12654927.6086 |  | 1478867.319 | 3412706.5916 | 0 | 24849913.6459 |  | 10000 | 0.14239 | 174516.3496 |  | 3913.4867
1 | 2100 | 707 | 0.035 | 15 | 15 | 7 | 1.3335e-11 | 0 | Water | Porous | Wet | R600a | MinimizeLCOE | IgnoreSilica | 13.364 | 1.749 | 0.048839 | 4 | 132295.8426 |  | 2966.7021 |  | 86.0835 | -1.3734e-05 | 622220212.4839 | 459695.1149 | 26620.5961 | 547945.6488 | 457782.6179 | 24077.0464 | 147890.8685 | 0 | 648964.6381 | 1688472.8674 | 1152417.4266 | 5153866.8246 | 3144235.0165 | 12654927.6086 |  | 1478867.319 | 3412706.5916 | 0 | 25844603.3604 |  | 13335.2143 | 0.19535 | 132295.8426 |  | 2966.7021
1 | 2100 | 707 | 0.035 | 15 | 15 | 7 | 1.7783e-11 | 0 | Water | Porous | Wet | R600a | MinimizeLCOE | IgnoreSilica | 17.3903 | 2.2915 | 0.066274 | 4 | 102055.5494 |  | 2288.5709 |  | 86.3651 | -1.3393e-05 | 770036218.5414 | 556467.2729 | 32281.6321 | 680004.5874 | 590798.2329 | 24077.0464 | 170990.644 | 0 | 801301.5721 | 2084822.3211 | 1422934.0729 | 6363677.3818 | 3144235.0165 | 12654927.6086 |  | 1478867.319 | 3412706.5916 | 0 | 27054413.9175 |  | 17782.7941 | 0.26509 | 102055.5494 |  | 2288.5709
1 | 2100 | 707 | 0.035 | 15 | 15 | 7 | 2.3714e-11 | 0 | Water | Porous | Wet | R600a | MinimizeLCOE | IgnoreSilica | 22.4723 | 2.9763 | 0.08905 | 4 | 80048.6888 |  | 1795.0724 |  | 86.578 | -1.2979e-05 | 941956076.5419 | 669341.2137 | 38874.5346 | 838106.8106 | 758707.6532 | 24077.0464 | 196517.0579 | 0 | 984993.4834 | 2562750.9938 | 1749130.2125 | 7822499.0059 | 3144235.0165 | 12654927.6086 |  | 1478867.319 | 3412706.5916 | 0 | 28513235.5417 |  | 23713.7371 | 0.3562 | 80048.6888 |  | 1795.0724
1 | 2100 | 707 | 0.035 | 15 | 15 | 7 | 3.1623e-11 | 0 | Water | Porous | Wet | R600a | MinimizeLCOE | IgnoreSilica | 28.8176 | 3.8316 | 0.11849 | 4 | 63838.9667 |  | 1431.5733 |  | 86.74 | -1.2503e-05 | 1130784918.5356 | 799965.4445 | 46491.6405 | 1025671.636 | 968378.6998 | 24077.0464 | 224364.0934 | 0 | 1204689.9387 | 3134356.1045 | 2139262.4459 | 9567257.0498 | 3144235.0165 | 12654927.6086 |  | 1478867.319 | 3412706.5916 | 0 | 30257993.5856 |  | 31622.7766 | 0.47397 | 63838.9667 |  | 1431.5733
1 | 2100 | 707 | 0.035 | 15 | 15 | 7 | 4.217e-11 | 0 | Water | Porous | Wet | R600a | MinimizeLCOE | IgnoreSilica | 36.5324 | 4.8716 | 0.15588 | 4 | 51792.7258 |  | 1161.4393 |  | 86.8629 | -1.1942e-05 | 1341568888.5547 | 947691.4308 | 55091.0791 | 1242823.2179 | 1223334.1996 | 24077.0464 | 253341.2553 | 0 | 1461079.7094 | 3801429.6952 | 2594553.8785 | 11603421.5122 | 3144235.0165 | 12654927.6086 |  | 1478867.319 | 3412706.5916 | 0 | 32294158.048 |  | 42169.6503 | 0.62353 | 51792.7258 |  | 1161.4393
1 | 2100 | 707 | 0.035 | 15 | 15 | 7 | 5.6234e-11 | 0 | Water | Porous | Wet | R600a | MinimizeLCOE | IgnoreSilica | 45.6971 | 6.1075 | 0.2023 | 4 | 42787.3812 |  | 959.4966 |  | 86.9573 | -1.1312e-05 | 1563769573.0403 | 1111628.4206 | 64617.3212 | 1489128.8068 | 1526255.5197 | 24077.0464 | 282560.0099 | 0 | 1754324.1786 | 4564391.6513 | 3115291.0909 | 13932274.0454 | 3144235.0165 | 12654927.6086 |  | 1478867.319 | 3412706.5916 | 0 | 34623010.5812 |  | 56234.1325 | 0.80919 | 42787.3812 |  | 959.4966
1 | 2100 | 707 | 0.035 | 15 | 15 | 7 | 7.4989e-11 | 0 | Water | Porous | Wet | R600a | MinimizeLCOE | IgnoreSilica | 56.1575 | 7.5186 | 0.25801 | 4 | 36035.1048 |  | 808.0785 |  | 87.0303 | -1.0612e-05 | 1794990337.4138 | 1287329.3435 | 74809.3721 | 1758450.9833 | 1872083.6812 | 24077.0464 | 310043.4257 | 0 | 2077449.6023 | 5405097.7218 | 3689090.2588 | 16498431.4351 | 3144235.0165 | 12654927.6086 |  | 1478867.319 | 3412706.5916 | 0 | 37189167.9708 |  | 74989.4209 | 1.032 | 36035.1048 |  | 808.0785
1 | 2100 | 707 | 0.035 | 15 | 15 | 7 | 1e-10 | 0 | Water | Porous | Wet | R600a | MinimizeLCOE | IgnoreSilica | 67.5265 | 9.053 | 0.32199 | 4 | 30971.2356 |  | 694.5224 |  | 87.0875 | -9.8528e-06 | 2028699437.5783 | 1467772.5804 | 85259.2505 | 2040038.559 | 2248059.0071 | 24077.0464 | 333612.336 | 0 | 2417539.3239 | 6289941.4154 | 4293014.2614 | 19199313.7801 | 3144235.0165 | 12654927.6086 |  | 1478867.319 | 3412706.5916 | 0 | 39890050.3158 |  | 100000 | 1.288 | 30971.2356 |  | 694.5224
1 | 2100 | 707 | 0.035 | 15 | 15 | 7 | 1.3335e-10 | 0 | Water | Porous | Wet | R600a | MinimizeLCOE | IgnoreSilica | 79.2197 | 10.6322 | 0.39172 | 4 | 27181.3482 |  | 609.5351 |  | 87.1332 | -9.0649e-06 | 2255478767.2655 | 1644409.3138 | 95473.349 | 2320003.1989 | 2634908.2726 | 24077.0464 | 351500.7455 | 0 | 2757445.0512 | 7174306.3935 | 4896611.5308 | 21898734.9016 | 3144235.0165 | 12654927.6086 |  | 1478867.319 | 3412706.5916 | 0 | 42589471.4374 |  | 133352.1432 | 1.5669 | 27181.3482 |  | 609.5351
1 | 2100 | 707 | 0.035 | 15 | 15 | 7 | 1.7783e-10 | 0 | Water | Porous | Wet | R600a | MinimizeLCOE | IgnoreSilica | 90.5498 | 12.1635 | 0.46337 | 4 | 24353.9013 |  | 546.1303 |  | 87.17 | -8.283e-06 | 2467912197.6689 | 1808559.2801 | 104953.1041 | 2583595.209 | 3009909.3102 | 24077.0464 | 362718.8179 | 0 | 3078586.9794 | 8009851.8154 | 5466888.45 | 24449140.0125 | 3144235.0165 | 12654927.6086 |  | 1478867.319 | 3412706.5916 | 0 | 45139876.5483 |  | 177827.941 | 1.8535 | 24353.9013 |  | 546.1303
1 | 2100 | 707 | 0.035 | 15 | 15 | 7 | 2.3714e-10 | 0 | Water | Porous | Wet | R600a | MinimizeLCOE | IgnoreSilica | 100.9519 | 13.5705 | 0.53292 | 4 | 22250.8582 |  | 498.9701 |  | 87.2 | -7.5475e-06 | 2657985256.1543 | 1954200.799 | 113354.9835 | 2819966.7585 | 3354362.7901 | 24077.0464 | 367696.4396 | 0 | 3367126.9386 | 8760573.6016 | 5979271.4949 | 26740630.8522 | 3144235.0165 | 12654927.6086 |  | 1478867.319 | 3412706.5916 | 0 | 47431367.388 |  | 237137.3706 | 2.1317 | 22250.8582 |  | 498.9701
1 | 2100 | 707 | 0.035 | 15 | 15 | 7 | 3.1623e-10 | 0 | Water | Porous | Wet | R600a | MinimizeLCOE | IgnoreSilica | 110.0091 | 14.7965 | 0.59679 | 4 | 20689.7212 |  | 463.962 |  | 87.2242 | -6.8829e-06 | 2824822978.7066 | 2077610.4428 | 120468.2739 | 3021951.6867 | 3654426.637 | 24077.0464 | 367414.9134 | 0 | 3613720.11 | 9402158.4504 | 6417166.3374 | 28698993.898 | 3144235.0165 | 12654927.6086 |  | 1478867.319 | 3412706.5916 | 0 | 49389730.4338 |  | 316227.766 | 2.3872 | 20689.7212 |  | 463.962
1 | 2100 | 707 | 0.035 | 15 | 15 | 7 | 4.217e-10 | 0 | Water | Porous | Wet | R600a | MinimizeLCOE | IgnoreSilica | 117.6145 | 15.8267 | 0.6529 | 4 | 19531.6251 |  | 437.9919 |  | 87.2437 | -6.3097e-06 | 2965321845.0285 | 2179066.5469 | 126312.3161 | 3189094.4699 | 3906501.9395 | 24077.0464 | 363741.6181 | 0 | 3817629.6354 | 9932689.2077 | 6779264.4806 | 30318377.2606 | 3144235.0165 | 12654927.6086 |  | 1478867.319 | 3412706.5916 | 0 | 51009113.7963 |  | 421696.5034 | 2.6116 | 19531.6251 |  | 437.9919
1 | 2100 | 707 | 0.035 | 15 | 15 | 7 | 5.6234e-10 | 0 | Water | Porous | Wet | R600a | MinimizeLCOE | IgnoreSilica | 123.8265 | 16.6687 | 0.70045 | 4 | 18672.155 |  | 418.7185 |  | 87.2592 | -5.833e-06 | 3079817132.7734 | 2260598.0076 | 131006.3091 | 3324087.6994 | 4112478.4252 | 24077.0464 | 358339.8447 | 0 | 3982129.0596 | 10360682.966 | 7071379.0151 | 31624778.3729 | 3144235.0165 | 12654927.6086 |  | 1478867.319 | 3412706.5916 | 0 | 52315514.9087 |  | 562341.3252 | 2.8018 | 18672.155 |  | 418.7185
1 | 2100 | 707 | 0.035 | 15 | 15 | 7 | 7.4989e-10 | 0 | Water | Porous | Wet | R600a | MinimizeLCOE | IgnoreSilica | 128.7593 | 17.3377 | 0.73948 | 4 | 18033.6074 |  | 404.3993 |  | 87.2713 | -5.4441e-06 | 3172902519.2838 | 2324543.9557 | 134686.466 | 3430367.7681 | 4276094.5022 | 24077.0464 | 352217.7264 | 0 | 4111375.1113 | 10696954.6805 | 7300891.3699 | 32651208.6266 | 3144235.0165 | 12654927.6086 |  | 1478867.319 | 3412706.5916 | 0 | 53341945.1623 |  | 749894.2093 | 2.9579 | 18033.6074 |  | 404.3993
1 | 2100 | 707 | 0.035 | 15 | 15 | 7 | 1e-09 | 0 | Water | Porous | Wet | R600a | MinimizeLCOE | IgnoreSilica | 132.6233 | 17.862 | 0.77084 | 4 | 17558.5355 |  | 393.7459 |  | 87.2807 | -5.1343e-06 | 3246706761.5549 | 2374169.1195 | 137541.6426 | 3513082.8198 | 4404294.5077 | 24077.0464 | 346266.7345 | 0 | 4211778.4295 | 10958183.519 | 7479185.4199 | 33448579.2388 | 3144235.0165 | 12654927.6086 |  | 1478867.319 | 3412706.5916 | 0 | 54139315.7745 |  | 1000000 | 3.0834 | 17558.5355 |  | 393.7459
1 | 2100 | 707 | 0.035 | 15 | 15 | 7 | 1.3335e-09 | 0 | Water | Porous | Wet | R600a | MinimizeLCOE | IgnoreSilica | 135.6117 | 18.2677 | 0.7956 | 4 | 17204.5864 |  | 385.8087 |  | 87.288 | -4.891e-06 | 3304623387.2884 | 2412280.4936 | 139733.9151 | 3576743.5664 | 4503465.875 | 24077.0464 | 340904.6657 | 0 | 4288910.1692 | 11158864.4839 | 7616154.302 | 34061134.5172 | 3144235.0165 | 12654927.6086 |  | 1478867.319 | 3412706.5916 | 0 | 54751871.053 |  | 1333521.4322 | 3.1824 | 17204.5864 |  | 385.8087
1 | 2100 | 707 | 0.035 | 15 | 15 | 7 | 1.7783e-09 | 0 | Water | Porous | Wet | R600a | MinimizeLCOE | IgnoreSilica | 137.9091 | 18.5796 | 0.81492 | 4 | 16940.5388 |  | 379.8875 |  | 87.2936 | -4.2423e-06 | 3349289460.4049 | 2441425.7721 | 141410.1708 | 3625506.1437 | 4579720.57 | 24077.0464 | 336349.292 | 0 | 4347910.708 | 11312371.7831 | 7720926.188 | 34529697.6739 | 3144235.0165 | 12654927.6086 |  | 1478867.319 | 3412706.5916 | 0 | 55220434.2097 |  | 1778279.41 | 3.2597 | 16940.5388 |  | 379.8875
1 | 2100 | 707 | 0.035 | 15 | 15 | 7 | 2.3714e-09 | 0 | Water | Porous | Wet | R600a | MinimizeLCOE | IgnoreSilica | 139.6607 | 18.8175 | 0.82983 | 4 | 16743.3368 |  | 375.4653 |  | 87.2978 | -4.0979e-06 | 3383677350.9829 | 2463558.8767 | 142682.9815 | 3662581.6383 | 4637866.5685 | 24077.0464 | 332589.0177 | 0 | 4392708.8903 | 11428927.4642 | 7800477.8353 | 34885470.3189 | 3144235.0165 | 12654927.6086 |  | 1478867.319 | 3412706.5916 | 0 | 55576206.8546 |  | 2371373.7057 | 3.3193 | 16743.3368 |  | 375.4653
1 | 2100 | 707 | 0.035 | 15 | 15 | 7 | 3.1623e-09 | 0 | Water | Porous | Wet | R600a | MinimizeLCOE | IgnoreSilica | 140.9714 | 18.9955 | 0.84119 | 4 | 16595.9177 |  | 372.1594 |  | 87.301 | -3.9859e-06 | 3410361059.313 | 2480071.3675 | 143632.4915 | 3690266.5724 | 4681378.4252 | 24077.0464 | 329458.488 | 0 | 4426064.9125 | 11515712.9915 | 7859710.7409 | 35150373.0359 | 3144235.0165 | 12654927.6086 |  | 1478867.319 | 3412706.5916 | 0 | 55841109.5716 |  | 3162277.6602 | 3.3647 | 16595.9177 |  | 372.1594
1 | 2100 | 707 | 0.035 | 15 | 15 | 7 | 4.217e-09 | 0 | Water | Porous | Wet | R600a | MinimizeLCOE | IgnoreSilica | 141.9823 | 19.1328 | 0.84991 | 4 | 16485.6152 |  | 369.6859 |  | 87.3035 | -3.9018e-06 | 3430145278.0942 | 2492781.7364 | 144363.3452 | 3711590.051 | 4714945.0383 | 24077.0464 | 327093.8356 | 0 | 4451791.9106 | 11582649.3632 | 7905396.19 | 35354688.5166 | 3144235.0165 | 12654927.6086 |  | 1478867.319 | 3412706.5916 | 0 | 56045425.0523 |  | 4216965.0343 | 3.3997 | 16485.6152 |  | 369.6859
1 | 2100 | 707 | 0.035 | 15 | 15 | 7 | 5.6234e-09 | 0 | Water | Porous | Wet | R600a | MinimizeLCOE | IgnoreSilica | 142.7398 | 19.2358 | 0.85652 | 4 | 16403.0512 |  | 367.8344 |  | 87.3053 | -4.2958e-06 | 3441950662.1921 | 2502290.7899 | 144910.0953 | 3727550.9766 | 4740100.7983 | 24077.0464 | 325218.8543 | 0 | 4471017.9387 | 11632671.5447 | 7939537.3568 | 35507375.401 | 3144235.0165 | 12654927.6086 |  | 1478867.319 | 3412706.5916 | 0 | 56198111.9368 |  | 5623413.2519 | 3.4261 | 16403.0512 |  | 367.8344
1 | 2100 | 707 | 0.035 | 15 | 15 | 7 | 7.4989e-09 | 0 | Water | Porous | Wet | R600a | MinimizeLCOE | IgnoreSilica | 143.3077 | 19.3129 | 0.86151 | 4 | 16341.2248 |  | 366.448 |  | 87.3067 | -4.2468e-06 | 3457199109.516 | 2509410.1287 | 145319.4276 | 3739505.2964 | 4758958.9493 | 24077.0464 | 323755.1895 | 0 | 4485400.1548 | 11670091.1206 | 7965076.9862 | 35621594.2994 | 3144235.0165 | 12654927.6086 |  | 1478867.319 | 3412706.5916 | 0 | 56312330.8351 |  | 7498942.0933 | 3.446 | 16341.2248 |  | 366.448
1 | 2100 | 707 | 0.035 | 15 | 15 | 7 | 1e-08 | 0 | Water | Porous | Wet | R600a | MinimizeLCOE | IgnoreSilica | 143.7487 | 19.3729 | 0.86532 | 4 | 16294.9109 |  | 365.4094 |  | 87.3078 | -4.2109e-06 | 3465333102.3626 | 2514933.6215 | 145636.9964 | 3748782.6623 | 4773604.2722 | 24077.0464 | 322708.2357 | 0 | 4496599.7054 | 11699230.0541 | 7984964.9071 | 35710537.5011 | 3144235.0165 | 12654927.6086 |  | 1478867.319 | 3412706.5916 | 0 | 56401274.0368 |  | 10000000 | 3.4613 | 16294.9109 |  | 365.4094
1 | 2200 | 707 | 0.035 | 15 | 15 | 7 | 1e-13 | 0 | Water | Porous | Wet | R600a | MinimizeLCOE | IgnoreSilica | 0 | 0 | 0 | 4 |  |  |  |  | 0 | 0 | 14105831267.2952 | 2678.8594 | 110.8647 | 2728.035 | 25266.6035 | 24077.0464 | 22962.6862 | 0 | 30351.3972 | 78968.1095 | 53897.3573 | 241040.9592 | 3144235.0165 | 13313300.4455 |  | 1478867.319 | 3544381.159 | 0 |  |  | 100 | 0
1 | 2200 | 707 | 0.035 | 15 | 15 | 7 | 1.3335e-13 | 0 | Water | Porous | Wet | R600a | MinimizeLCOE | IgnoreSilica | 0 | 0 | 0 | 4 |  |  |  |  | 0 | 0 | 10086274297.2519 | 2682.419 | 111.0237 | 2731.6957 | 25268.2509 | 24077.0464 | 20280.9617 | 0 | 29309.045 | 76256.1229 | 52046.3708 | 232762.9361 | 3144235.0165 | 13313300.4455 |  | 1478867.319 | 3544381.159 | 0 |  |  | 133.3521 | 0
1 | 2200 | 707 | 0.035 | 15 | 15 | 7 | 1.7783e-13 | 0 | Water | Porous | Wet | R600a | MinimizeLCOE | IgnoreSilica | 0 | 0 | 0 | 4 |  |  |  |  | 0 | 0 | 7071794564.1874 | 2685.1044 | 111.1437 | 2734.4568 | 25269.4933 | 24077.0464 | 17962.2298 | 0 | 28407.395 | 73910.2146 | 50445.2402 | 225602.3241 | 3144235.0165 | 13313300.4455 |  | 1478867.319 | 3544381.159 | 0 |  |  | 177.8279 | 0
1 | 2200 | 707 | 0.035 | 15 | 15 | 7 | 2.3714e-13 | 0 | Water | Porous | Wet | R600a | MinimizeLCOE | IgnoreSilica | 0 | 0 | 0 | 4 |  |  |  |  | 0 | 0 | 4811127550.1215 | 2687.1272 | 111.234 | 2736.5364 | 25270.4289 | 24077.0464 | 15937.7815 | 0 | 27619.8603 | 71861.2108 | 49046.753 | 219347.9785 | 3144235.0165 | 13313300.4455 |  | 1478867.319 | 3544381.159 | 0 |  |  | 237.1374 | 0
1 | 2200 | 707 | 0.035 | 15 | 15 | 7 | 3.1623e-13 | 0 | Water | Porous | Wet | R600a | MinimizeLCOE | IgnoreSilica | 0 | 0 | 0 | 4 |  |  |  |  | 0 | 0 | 3115804583.2943 | 2688.6493 | 111.302 | 2738.101 | 25271.1328 | 24077.0464 | 14148.1092 | 0 | 26923.3928 | 70049.1454 | 47809.9811 | 213816.86 | 3144235.0165 | 13313300.4455 |  | 1478867.319 | 3544381.159 | 0 |  |  | 316.2278 | 0
1 | 2200 | 707 | 0.035 | 15 | 15 | 7 | 4.217e-13 | 0 | Water | Porous | Wet | R600a | MinimizeLCOE | IgnoreSilica | 0 | 0 | 0 | 4 |  |  |  |  | 0 | 0 | 1844445496.1301 | 2689.7935 | 111.3532 | 2739.2771 | 25271.6619 | 24077.0464 | 12539.384 | 0 | 26297.1213 | 68419.7152 | 46697.8615 | 208843.214 | 3144235.0165 | 13313300.4455 |  | 1478867.319 | 3544381.159 | 0 |  |  | 421.6965 | 0
1 | 2200 | 707 | 0.035 | 15 | 15 | 7 | 5.6234e-13 | 0 | Water | Porous | Wet | R600a | MinimizeLCOE | IgnoreSilica | 0 | 0 | 0 | 4 |  |  |  |  | 0 | 0 | 891033740.9589 | 2690.6532 | 111.3916 | 2740.1608 | 25272.0593 | 24077.0464 | 11058.6939 | 0 | 25720.502 | 66919.4702 | 45673.9135 | 204263.8909 | 3144235.0165 | 13313300.4455 |  | 1478867.319 | 3544381.159 | 0 |  |  | 562.3413 | 0
1 | 2200 | 707 | 0.035 | 15 | 15 | 7 | 7.4989e-13 | 0 | Water | Porous | Wet | R600a | MinimizeLCOE | IgnoreSilica | 0.71019 | 0.058831 | 0.00011024 | 4 | 49919064.3558 |  | 1119422.8706 |  | 70.0599 | -1.21e-05 | 62971876.6067 | 37881.1605 | 1966.1739 | 36744.9443 | 41580.6217 | 24077.0464 | 29683.2684 | 0 | 67053.9539 | 174460.6335 | 119072.9672 | 532520.7698 | 3144235.0165 | 13313300.4455 |  | 1478867.319 | 3544381.159 | 0 | 22013304.7097 |  | 749.8942 | 0.00044098 | 49919064.3558 |  | 1119422.8706
1 | 2200 | 707 | 0.035 | 15 | 15 | 7 | 1e-12 | 0 | Water | Porous | Wet | R600a | MinimizeLCOE | IgnoreSilica | 1.1001 | 0.11124 | 0.0010308 | 4 | 5393523.1947 |  | 120948.4451 |  | 76.3713 | -1.4554e-05 | 16322786.3666 | 62541.6421 | 3381.7703 | 60884.3765 | 54634.1893 | 24077.0464 | 39266.2875 | 0 | 95466.2717 | 248383.6561 | 169526.9491 | 758162.1889 | 3144235.0165 | 13313300.4455 |  | 1478867.319 | 3544381.159 | 0 | 22238946.1289 |  | 1000 | 0.0041233 | 5393523.1947 |  | 120948.4451
1 | 2200 | 707 | 0.035 | 15 | 15 | 7 | 1.3335e-12 | 0 | Water | Porous | Wet | R600a | MinimizeLCOE | IgnoreSilica | 1.5605 | 0.17566 | 0.002524 | 4 | 2226936.0598 |  | 49938.4992 |  | 80.1855 | -1.5694e-05 | 56258562.1966 | 88744.9356 | 4917.6571 | 87509.8211 | 70306.0169 | 24077.0464 | 48154.2935 | 0 | 126246.8105 | 328468.3042 | 224186.367 | 1002611.2524 | 3144235.0165 | 13313300.4455 |  | 1478867.319 | 3544381.159 | 0 | 22483395.1923 |  | 1333.5214 | 0.010096 | 2226936.0598 |  | 49938.4992
1 | 2200 | 707 | 0.035 | 15 | 15 | 7 | 1.7783e-12 | 0 | Water | Porous | Wet | R600a | MinimizeLCOE | IgnoreSilica | 2.1699 | 0.26253 | 0.0047126 | 4 | 1208694.2791 |  | 27104.6751 |  | 82.9291 | -1.6497e-05 | 45057399.0218 | 119963.481 | 6766.3852 | 120452.9071 | 91217.3265 | 24077.0464 | 58330.3332 | 0 | 164114.9169 | 426993.3493 | 291431.7347 | 1303347.4803 | 3144235.0165 | 13313300.4455 |  | 1478867.319 | 3544381.159 | 0 | 22784131.4202 |  | 1778.2794 | 0.01885 | 1208694.2791 |  | 27104.6751
1 | 2200 | 707 | 0.035 | 15 | 15 | 7 | 2.3714e-12 | 0 | Water | Porous | Wet | R600a | MinimizeLCOE | IgnoreSilica | 2.925 | 0.37123 | 0.0077753 | 4 | 743704.2602 |  | 16677.3871 |  | 84.8299 | -1.6725e-05 | 140838105.0742 | 154921.0557 | 8847.2182 | 158711.3937 | 117245.569 | 24077.0464 | 68728.5544 | 0 | 207687.0265 | 540359.0405 | 368806.1484 | 1649383.0526 | 3144235.0165 | 13313300.4455 |  | 1478867.319 | 3544381.159 | 0 | 23130166.9925 |  | 2371.3737 | 0.031101 | 743704.2602 |  | 16677.3871
1 | 2200 | 707 | 0.035 | 15 | 15 | 7 | 3.1623e-12 | 0 | Water | Porous | Wet | R600a | MinimizeLCOE | IgnoreSilica | 3.9191 | 0.51511 | 0.011971 | 4 | 491994.5335 |  | 11032.8577 |  | 86.2609 | -1.6832e-05 | 216092151.1793 | 196703.3432 | 11339.9394 | 206049.8275 | 151597.5912 | 24077.0464 | 80850.7267 | 0 | 261541.205 | 680476.5659 | 464439.2386 | 2077075.4838 | 3144235.0165 | 13313300.4455 |  | 1478867.319 | 3544381.159 | 0 | 23557859.4237 |  | 3162.2777 | 0.047882 | 491994.5335 |  | 11032.8577
1 | 2200 | 707 | 0.035 | 15 | 15 | 7 | 4.217e-12 | 0 | Water | Porous | Wet | R600a | MinimizeLCOE | IgnoreSilica | 5.2218 | 0.70422 | 0.017645 | 4 | 341250.6569 |  | 7652.4629 |  | 87.3367 | -1.683e-05 | 292946660.8734 | 246534.8008 | 14315.1112 | 264418.7937 | 196680.3368 | 24077.0464 | 94935.9941 | 0 | 327975.2124 | 853324.2256 | 582411.318 | 2604672.8389 | 3144235.0165 | 13313300.4455 |  | 1478867.319 | 3544381.159 | 0 | 24085456.7789 |  | 4216.965 | 0.07058 | 341250.6569 |  | 7652.4629
1 | 2200 | 707 | 0.035 | 15 | 15 | 7 | 5.6234e-12 | 0 | Water | Porous | Wet | R600a | MinimizeLCOE | IgnoreSilica | 6.8956 | 0.94761 | 0.025249 | 4 | 244806.9319 |  | 5489.7359 |  | 88.1361 | -1.6659e-05 | 412986618.5342 | 305005.0583 | 17805.361 | 335109.7465 | 254652.8642 | 24077.0464 | 110718.7607 | 0 | 408473.8465 | 1062765.159 | 725359.0586 | 3243966.9012 | 3144235.0165 | 13313300.4455 |  | 1478867.319 | 3544381.159 | 0 | 24724750.8411 |  | 5623.4133 | 0.101 | 244806.9319 |  | 5489.7359
1 | 2200 | 707 | 0.035 | 15 | 15 | 7 | 7.4989e-12 | 0 | Water | Porous | Wet | R600a | MinimizeLCOE | IgnoreSilica | 9.0929 | 1.2675 | 0.035403 | 4 | 180211.7374 |  | 4041.2044 |  | 88.7467 | -1.6466e-05 | 524959652.5148 | 375297.7342 | 21997.8458 | 422713.4531 | 330796.2577 | 24077.0464 | 129357.3578 | 0 | 508653.481 | 1323412.0184 | 903255.8959 | 4039561.0902 | 3144235.0165 | 13313300.4455 |  | 1478867.319 | 3544381.159 | 0 | 25520345.0301 |  | 7498.9421 | 0.14161 | 180211.7374 |  | 4041.2044
1 | 2200 | 707 | 0.035 | 15 | 15 | 7 | 1e-11 | 0 | Water | Porous | Wet | R600a | MinimizeLCOE | IgnoreSilica | 11.9265 | 1.6802 | 0.048884 | 4 | 135493.5441 |  | 3038.4098 |  | 89.2066 | -1.6183e-05 | 662503395.7234 | 458506.3412 | 26955.0056 | 529470.5624 | 429018.912 | 24077.0464 | 150606.2071 | 0 | 631267.2891 | 1642427.9956 | 1120990.8555 | 5013320.215 | 3144235.0165 | 13313300.4455 |  | 1478867.319 | 3544381.159 | 0 | 26494104.1549 |  | 10000 | 0.19554 | 135493.5441 |  | 3038.4098
1 | 2200 | 707 | 0.035 | 15 | 15 | 7 | 1.3335e-11 | 0 | Water | Porous | Wet | R600a | MinimizeLCOE | IgnoreSilica | 15.5534 | 2.2086 | 0.066687 | 4 | 103768.615 |  | 2326.9859 |  | 89.5535 | -1.5812e-05 | 827205732.0877 | 556537.3309 | 32787.1057 | 658780.1001 | 554752.9067 | 24077.0464 | 174567.0241 | 0 | 780585.5904 | 2030923.586 | 1386147.0788 | 6199157.769 | 3144235.0165 | 13313300.4455 |  | 1478867.319 | 3544381.159 | 0 | 27679941.7089 |  | 13335.2143 | 0.26675 | 103768.615 |  | 2326.9859
1 | 2200 | 707 | 0.035 | 15 | 15 | 7 | 1.7783e-11 | 0 | Water | Porous | Wet | R600a | MinimizeLCOE | IgnoreSilica | 20.1601 | 2.8799 | 0.090043 | 4 | 80841.554 |  | 1812.8522 |  | 89.8161 | -1.5362e-05 | 1016309554.9816 | 671473.5946 | 39613.9666 | 814465.818 | 714479.8093 | 24077.0464 | 201318.7259 | 0 | 961517.2947 | 2501670.7665 | 1707441.7023 | 7636058.7243 | 3144235.0165 | 13313300.4455 |  | 1478867.319 | 3544381.159 | 0 | 29116842.6643 |  | 17782.7941 | 0.36017 | 80841.554 |  | 1812.8522
1 | 2200 | 707 | 0.035 | 15 | 15 | 7 | 2.3714e-11 | 0 | Water | Porous | Wet | R600a | MinimizeLCOE | IgnoreSilica | 25.9406 | 3.7224 | 0.1204 | 4 | 64035.9349 |  | 1435.9903 |  | 90.0153 | -1.483e-05 | 1229291263.1974 | 804980.7917 | 47530.1204 | 999939.8189 | 914928.7073 | 24077.0464 | 230638.2446 | 0 | 1178616.9444 | 3066519.5217 | 2092962.5842 | 9360193.7794 | 3144235.0165 | 13313300.4455 |  | 1478867.319 | 3544381.159 | 0 | 30840977.7194 |  | 23713.7371 | 0.48162 | 64035.9349 |  | 1435.9903
1 | 2200 | 707 | 0.035 | 15 | 15 | 7 | 3.1623e-11 | 0 | Water | Porous | Wet | R600a | MinimizeLCOE | IgnoreSilica | 33.0908 | 4.7648 | 0.15938 | 4 | 51584.0315 |  | 1156.7594 |  | 90.1672 | -1.4223e-05 | 1460603984.7762 | 958328.5048 | 56606.0778 | 1218156.1184 | 1162898.9076 | 24077.0464 | 262136.9044 | 0 | 1436059.3881 | 3736331.9516 | 2550123.3309 | 11404718.2301 | 3144235.0165 | 13313300.4455 |  | 1478867.319 | 3544381.159 | 0 | 32885502.17 |  | 31622.7766 | 0.63751 | 51584.0315 |  | 1156.7594
1 | 2200 | 707 | 0.035 | 15 | 15 | 7 | 4.217e-11 | 0 | Water | Porous | Wet | R600a | MinimizeLCOE | IgnoreSilica | 41.707 | 6.0212 | 0.20842 | 4 | 42286.0181 |  | 948.2537 |  | 90.2832 | -1.3526e-05 | 1712340294.3718 | 1130566.772 | 66780.8761 | 1468857.1416 | 1461757.794 | 24077.0464 | 294510.7664 | 0 | 1734154.6546 | 4511914.6873 | 3079474.4846 | 13772094.223 | 3144235.0165 | 13313300.4455 |  | 1478867.319 | 3544381.159 | 0 | 35252878.1629 |  | 42169.6503 | 0.83368 | 42286.0181 |  | 948.2537
1 | 2200 | 707 | 0.035 | 15 | 15 | 7 | 5.6234e-11 | 0 | Water | Porous | Wet | R600a | MinimizeLCOE | IgnoreSilica | 51.7756 | 7.4899 | 0.26848 | 4 | 35309.1541 |  | 791.7992 |  | 90.3726 | -1.2745e-05 | 1976608174.3453 | 1319032.2831 | 77893.3338 | 1748984.1227 | 1811062.2264 | 24077.0464 | 326182.2732 | 0 | 2069820.2014 | 5385247.5855 | 3675542.1329 | 16437841.2054 | 3144235.0165 | 13313300.4455 |  | 1478867.319 | 3544381.159 | 0 | 37918625.1454 |  | 56234.1325 | 1.0739 | 35309.1541 |  | 791.7992
1 | 2200 | 707 | 0.035 | 15 | 15 | 7 | 7.4989e-11 | 0 | Water | Porous | Wet | R600a | MinimizeLCOE | IgnoreSilica | 63.0519 | 9.1355 | 0.33931 | 4 | 30063.7406 |  | 674.1721 |  | 90.4425 | -1.1889e-05 | 2248915375.2621 | 1517786.6679 | 89591.1821 | 2050076.6348 | 2202378.1692 | 24077.0464 | 354903.4883 | 0 | 2433137.1436 | 6330523.7426 | 4320712.5336 | 19323186.6085 | 3144235.0165 | 13313300.4455 |  | 1478867.319 | 3544381.159 | 0 | 40803970.5485 |  | 74989.4209 | 1.3572 | 30063.7406 |  | 674.1721
1 | 2200 | 707 | 0.035 | 15 | 15 | 7 | 1e-10 | 0 | Water | Porous | Wet | R600a | MinimizeLCOE | IgnoreSilica | 75.0392 | 10.8859 | 0.41896 | 4 | 26122.9611 |  | 585.801 |  | 90.4979 | -1.0978e-05 | 2519166390.7682 | 1718067.1908 | 101359.0697 | 2358622.6998 | 2618516.8114 | 24077.0464 | 378313.4422 | 0 | 2807592.9415 | 7304780.9172 | 4985663.0743 | 22296993.1932 | 3144235.0165 | 13313300.4455 |  | 1478867.319 | 3544381.159 | 0 | 43777777.1331 |  | 100000 | 1.6758 | 26122.9611 |  | 585.801
1 | 2200 | 707 | 0.035 | 15 | 15 | 7 | 1.3335e-10 | 0 | Water | Porous | Wet | R600a | MinimizeLCOE | IgnoreSilica | 87.1003 | 12.6483 | 0.50376 | 4 | 23170.1991 |  | 519.5861 |  | 90.5426 | -1.0054e-05 | 2775499435.643 | 1910498.2018 | 112648.9751 | 2659376.7843 | 3037403.6525 | 24077.0464 | 394958.2482 | 0 | 3174195.5342 | 8258605.663 | 5636668.0624 | 25208432.1679 | 3144235.0165 | 13313300.4455 |  | 1478867.319 | 3544381.159 | 0 | 46689216.1079 |  | 133352.1432 | 2.0151 | 23170.1991 |  | 519.5861
1 | 2200 | 707 | 0.035 | 15 | 15 | 7 | 1.7783e-10 | 0 | Water | Porous | Wet | R600a | MinimizeLCOE | IgnoreSilica | 98.5204 | 14.3184 | 0.58884 | 4 | 20965.217 |  | 470.1399 |  | 90.579 | -9.157e-06 | 3012110233.7929 | 2085824.813 | 122922.4959 | 2936692.9898 | 3434225.1291 | 24077.0464 | 404121.6123 | 0 | 3513066.9937 | 9140279.6885 | 6238428.7014 | 27899639.4701 | 3144235.0165 | 13313300.4455 |  | 1478867.319 | 3544381.159 | 0 | 49380423.4101 |  | 177827.941 | 2.3553 | 20965.217 |  | 470.1399
1 | 2200 | 707 | 0.035 | 15 | 15 | 7 | 2.3714e-10 | 0 | Water | Porous | Wet | R600a | MinimizeLCOE | IgnoreSilica | 108.7936 | 15.822 | 0.66955 | 4 | 19323.4308 |  | 433.3232 |  | 90.6088 | -8.33e-06 | 3220647496.4307 | 2238711.7097 | 131872.0625 | 3180854.5892 | 3791381.7085 | 24077.0464 | 406790.7728 | 0 | 3811738.2768 | 9917361.1011 | 6768802.7329 | 30271589.9999 | 3144235.0165 | 13313300.4455 |  | 1478867.319 | 3544381.159 | 0 | 51752373.9399 |  | 237137.3706 | 2.6782 | 19323.4308 |  | 433.3232
1 | 2200 | 707 | 0.035 | 15 | 15 | 7 | 3.1623e-10 | 0 | Water | Porous | Wet | R600a | MinimizeLCOE | IgnoreSilica | 117.5996 | 17.112 | 0.74228 | 4 | 18103.1145 |  | 405.9579 |  | 90.6329 | -7.5974e-06 | 3401336355.3967 | 2366588.0452 | 139351.6569 | 3386623.8935 | 4097687.5675 | 24077.0464 | 404420.2496 | 0 | 4063311.899 | 10571904.0614 | 7215541.7528 | 32269506.1723 | 3144235.0165 | 13313300.4455 |  | 1478867.319 | 3544381.159 | 0 | 53750290.1122 |  | 316227.766 | 2.9691 | 18103.1145 |  | 405.9579
1 | 2200 | 707 | 0.035 | 15 | 15 | 7 | 4.217e-10 | 0 | Water | Porous | Wet | R600a | MinimizeLCOE | IgnoreSilica | 124.9083 | 18.1834 | 0.80518 | 4 | 17196.5106 |  | 385.6276 |  | 90.6523 | -6.9759e-06 | 3550822352.3341 | 2470724.0455 | 145438.9733 | 3555172.1031 | 4352026.6545 | 24077.0464 | 399088.1619 | 0 | 4269145.524 | 11107440.9314 | 7581056.6708 | 33904170.111 | 3144235.0165 | 13313300.4455 |  | 1478867.319 | 3544381.159 | 0 | 55384954.0509 |  | 421696.5034 | 3.2207 | 17196.5106 |  | 385.6276
1 | 2200 | 707 | 0.035 | 15 | 15 | 7 | 5.6234e-10 | 0 | Water | Porous | Wet | R600a | MinimizeLCOE | IgnoreSilica | 130.801 | 19.0478 | 0.85772 | 4 | 16522.6588 |  | 370.5166 |  | 90.6676 | -6.4631e-06 | 3673137887.4767 | 2553473.063 | 150273.8987 | 3689701.6679 | 4557168.7017 | 24077.0464 | 392315.8849 | 0 | 4433134.0024 | 11534105.3133 | 7872263.8785 | 35206513.4566 | 3144235.0165 | 13313300.4455 |  | 1478867.319 | 3544381.159 | 0 | 56687297.3965 |  | 562341.3252 | 3.4309 | 16522.6588 |  | 370.5166
1 | 2200 | 707 | 0.035 | 15 | 15 | 7 | 7.4989e-10 | 0 | Water | Porous | Wet | R600a | MinimizeLCOE | IgnoreSilica | 135.4607 | 19.7317 | 0.90048 | 4 | 16021.2969 |  | 359.2737 |  | 90.6796 | -6.05e-06 | 3771280116.7877 | 2618193.9879 | 154054.1774 | 3795276.4066 | 4719446.5748 | 24077.0464 | 385292.8945 | 0 | 4561573.0242 | 11868277.3016 | 8100343.1271 | 36226534.5404 | 3144235.0165 | 13313300.4455 |  | 1478867.319 | 3544381.159 | 0 | 57707318.4804 |  | 749894.2093 | 3.6019 | 16021.2969 |  | 359.2737
1 | 2200 | 707 | 0.035 | 15 | 15 | 7 | 1e-09 | 0 | Water | Porous | Wet | R600a | MinimizeLCOE | IgnoreSilica | 139.0929 | 20.265 | 0.93458 | 4 | 15647.814 |  | 350.8984 |  | 90.689 | -5.7232e-06 | 3848413602.9431 | 2668224.7208 | 156975.6783 | 3877094.9211 | 4845970.3304 | 24077.0464 | 378728.7277 | 0 | 4660917.8556 | 12126752.1747 | 8276757.5391 | 37015498.9941 | 3144235.0165 | 13313300.4455 |  | 1478867.319 | 3544381.159 | 0 | 58496282.934 |  | 1000000 | 3.7383 | 15647.814 |  | 350.8984
1 | 2200 | 707 | 0.035 | 15 | 15 | 7 | 1.3335e-09 | 0 | Water | Porous | Wet | R600a | MinimizeLCOE | IgnoreSilica | 141.8922 | 20.6762 | 0.96134 | 4 | 15369.2542 |  | 344.6518 |  | 90.6961 | -5.0027e-06 | 3908641356.5429 | 2706545.213 | 159212.9492 | 3939882.1191 | 4943507.0208 | 24077.0464 | 372961.484 | 0 | 4737012.4747 | 12324734.7642 | 8411884.7245 | 37619817.7959 | 3144235.0165 | 13313300.4455 |  | 1478867.319 | 3544381.159 | 0 | 59100601.7358 |  | 1333521.4322 | 3.8454 | 15369.2542 |  | 344.6518
1 | 2200 | 707 | 0.035 | 15 | 15 | 7 | 1.7783e-09 | 0 | Water | Porous | Wet | R600a | MinimizeLCOE | IgnoreSilica | 144.0239 | 20.9894 | 0.98208 | 4 | 15161.2619 |  | 339.9876 |  | 90.7016 | -4.8053e-06 | 3955807114.0122 | 2735589.5079 | 160908.4101 | 3987538.1809 | 5017791.5595 | 24077.0464 | 368052.8811 | 0 | 4794643.4585 | 12474678.7624 | 8514224.5844 | 38077504.3912 | 3144235.0165 | 13313300.4455 |  | 1478867.319 | 3544381.159 | 0 | 59558288.3311 |  | 1778279.41 | 3.9283 | 15161.2619 |  | 339.9876
1 | 2200 | 707 | 0.035 | 15 | 15 | 7 | 2.3714e-09 | 0 | Water | Porous | Wet | R600a | MinimizeLCOE | IgnoreSilica | 145.6628 | 21.2302 | 0.9981 | 4 | 15005.816 |  | 336.5018 |  | 90.7058 | -4.6553e-06 | 3991030581.9092 | 2757841.6578 | 162207.2448 | 4024088.5991 | 5074911.6234 | 24077.0464 | 364151.7267 | 0 | 4838838.3803 | 12589664.8833 | 8592704.9746 | 38428486.1364 | 3144235.0165 | 13313300.4455 |  | 1478867.319 | 3544381.159 | 0 | 59909270.0764 |  | 2371373.7057 | 3.9924 | 15005.816 |  | 336.5018
1 | 2200 | 707 | 0.035 | 15 | 15 | 7 | 3.1623e-09 | 0 | Water | Porous | Wet | R600a | MinimizeLCOE | IgnoreSilica | 146.9003 | 21.4121 | 1.0103 | 4 | 14889.5527 |  | 333.8946 |  | 90.7089 | -4.5405e-06 | 4018208766.7507 | 2774598.8848 | 163185.2707 | 4051635.3838 | 5118044.5031 | 24077.0464 | 361008.2086 | 0 | 4872094.226 | 12676189.772 | 8651759.9891 | 38692593.2844 | 3144235.0165 | 13313300.4455 |  | 1478867.319 | 3544381.159 | 0 | 60173377.2243 |  | 3162277.6602 | 4.0413 | 14889.5527 |  | 333.8946
1 | 2200 | 707 | 0.035 | 15 | 15 | 7 | 4.217e-09 | 0 | Water | Porous | Wet | R600a | MinimizeLCOE | IgnoreSilica | 147.8313 | 21.5489 | 1.0196 | 4 | 14802.5424 |  | 331.9434 |  | 90.7113 | -4.4529e-06 | 4038848120.5124 | 2787182.6026 | 163919.6697 | 4072333.8238 | 5150501.1465 | 24077.0464 | 358514.3429 | 0 | 4897046.1664 | 12741109.6027 | 8696069.1075 | 38890753.5084 | 3144235.0165 | 13313300.4455 |  | 1478867.319 | 3544381.159 | 0 | 60371537.4484 |  | 4216965.0343 | 4.0785 | 14802.5424 |  | 331.9434
1 | 2200 | 707 | 0.035 | 15 | 15 | 7 | 5.6234e-09 | 0 | Water | Porous | Wet | R600a | MinimizeLCOE | IgnoreSilica | 148.5398 | 21.6531 | 1.0267 | 4 | 14737.3939 |  | 330.4825 |  | 90.7131 | -4.3871e-06 | 4054600076.6946 | 2796743.5336 | 164477.6317 | 4088067.2604 | 5175199.1249 | 24077.0464 | 356615.195 | 0 | 4916020.1189 | 12790475.9349 | 8729762.6436 | 39041438.4894 | 3144235.0165 | 13313300.4455 |  | 1478867.319 | 3544381.159 | 0 | 60522222.4293 |  | 5623413.2519 | 4.1067 | 14737.3939 |  | 330.4825
1 | 2200 | 707 | 0.035 | 15 | 15 | 7 | 7.4989e-09 | 0 | Water | Porous | Wet | R600a | MinimizeLCOE | IgnoreSilica | 149.0734 | 21.7315 | 1.032 | 4 | 14688.5962 |  | 329.3882 |  | 90.7145 | -4.3374e-06 | 4066301966.9004 | 2803936.709 | 164897.4014 | 4099908.3264 | 5193802.1795 | 24077.0464 | 355153.7177 | 0 | 4930292.3983 | 12827609.4784 | 8755107.0501 | 39154784.3072 | 3144235.0165 | 13313300.4455 |  | 1478867.319 | 3544381.159 | 0 | 60635568.2472 |  | 7498942.0933 | 4.1281 | 14688.5962 |  | 329.3882
1 | 2200 | 707 | 0.035 | 15 | 15 | 7 | 1e-08 | 0 | Water | Porous | Wet | R600a | MinimizeLCOE | IgnoreSilica | 149.4561 | 21.7878 | 1.036 | 4 | 14652.0353 |  | 328.5683 |  | 90.7155 | -4.2983e-06 | 4076213964.1015 | 2809090.759 | 165198.1672 | 4108394.7966 | 5207142.9916 | 24077.0464 | 353926.4811 | 0 | 4940453.7944 | 12854047.3465 | 8773151.4383 | 39235482.8211 | 3144235.0165 | 13313300.4455 |  | 1478867.319 | 3544381.159 | 0 | 60716266.761 |  | 10000000 | 4.1439 | 14652.0353 |  | 328.5683
1 | 2300 | 707 | 0.035 | 15 | 15 | 7 | 1e-13 | 0 | Water | Porous | Wet | R600a | MinimizeLCOE | IgnoreSilica | 0 | 0 | 0 | 4 |  |  |  |  | 0 | 0 | 13338839127.6728 | 2785.2106 | 115.6238 | 2837.0885 | 25315.5413 | 24077.0464 | 22512.6655 | 0 | 30280.8387 | 78784.5309 | 53772.0612 | 240480.6069 | 3144235.0165 | 13983393.464 |  | 1478867.319 | 3678399.7627 | 0 |  |  | 100 | 0
1 | 2300 | 707 | 0.035 | 15 | 15 | 7 | 1.3335e-13 | 0 | Water | Porous | Wet | R600a | MinimizeLCOE | IgnoreSilica | 0 | 0 | 0 | 4 |  |  |  |  | 0 | 0 | 9464180845.4343 | 2788.6784 | 115.7793 | 2840.6334 | 25317.1272 | 24077.0464 | 19875.9523 | 0 | 29255.9346 | 76117.9406 | 51952.0585 | 232341.1506 | 3144235.0165 | 13983393.464 |  | 1478867.319 | 3678399.7627 | 0 |  |  | 133.3521 | 0
1 | 2300 | 707 | 0.035 | 15 | 15 | 7 | 1.7783e-13 | 0 | Water | Porous | Wet | R600a | MinimizeLCOE | IgnoreSilica | 0 | 0 | 0 | 4 |  |  |  |  | 0 | 0 | 6558679250.9699 | 2791.2941 | 115.8966 | 2843.3068 | 25318.3229 | 24077.0464 | 17590.2262 | 0 | 28367.0763 | 73805.3135 | 50373.643 | 225282.1258 | 3144235.0165 | 13983393.464 |  | 1478867.319 | 3678399.7627 | 0 |  |  | 177.8279 | 0
1 | 2300 | 707 | 0.035 | 15 | 15 | 7 | 2.3714e-13 | 0 | Water | Porous | Wet | R600a | MinimizeLCOE | IgnoreSilica | 0 | 0 | 0 | 4 |  |  |  |  | 0 | 0 | 4379923396.8034 | 2793.2642 | 115.9849 | 2845.32 | 25319.2233 | 24077.0464 | 15587.4013 | 0 | 27587.9136 | 71778.0921 | 48990.0228 | 219094.2685 | 3144235.0165 | 13983393.464 |  | 1478867.319 | 3678399.7627 | 0 |  |  | 237.1374 | 0
1 | 2300 | 707 | 0.035 | 15 | 15 | 7 | 3.1623e-13 | 0 | Water | Porous | Wet | R600a | MinimizeLCOE | IgnoreSilica | 0 | 0 | 0 | 4 |  |  |  |  | 0 | 0 | 2746102231.2294 | 2794.7464 | 116.0514 | 2846.8345 | 25319.9005 | 24077.0464 | 13807.6691 | 0 | 26895.2768 | 69975.9934 | 47760.0533 | 213593.5718 | 3144235.0165 | 13983393.464 |  | 1478867.319 | 3678399.7627 | 0 |  |  | 316.2278 | 0
1 | 2300 | 707 | 0.035 | 15 | 15 | 7 | 4.217e-13 | 0 | Water | Porous | Wet | R600a | MinimizeLCOE | IgnoreSilica | 0 | 0 | 0 | 4 |  |  |  |  | 0 | 0 | 1520916023.4378 | 2795.8606 | 116.1014 | 2847.9729 | 25320.4096 | 24077.0464 | 12195.3993 | 0 | 26267.5881 | 68342.8761 | 46645.4173 | 208608.6716 | 3144235.0165 | 13983393.464 |  | 1478867.319 | 3678399.7627 | 0 |  |  | 421.6965 | 0
1 | 2300 | 707 | 0.035 | 15 | 15 | 7 | 5.6234e-13 | 0 | Water | Porous | Wet | R600a | MinimizeLCOE | IgnoreSilica | 0 | 0 | 0 | 4 |  |  |  |  | 0 | 0 | 602159096.5798 | 2796.6976 | 116.1389 | 2848.8282 | 25320.7919 | 24077.0464 | 10692.8322 | 0 | 25682.4107 | 66820.3645 | 45606.2718 | 203961.3822 | 3144235.0165 | 13983393.464 |  | 1478867.319 | 3678399.7627 | 0 |  |  | 562.3413 | 0
1 | 2300 | 707 | 0.035 | 15 | 15 | 7 | 7.4989e-13 | 0 | Water | Porous | Wet | R600a | MinimizeLCOE | IgnoreSilica | 0.89541 | 0.088477 | 0.00054775 | 4 | 10475980.6956 |  | 234921.3178 |  | 75.5895 | -1.5256e-05 | 9101846.1331 | 53044.6599 | 2848.0327 | 50725.1891 | 48608.0344 | 24077.0464 | 36366.7038 | 0 | 84111.1699 | 218840.0104 | 149362.8038 | 667983.6503 | 3144235.0165 | 13983393.464 |  | 1478867.319 | 3678399.7627 | 0 | 22952879.2125 |  | 749.8942 | 0.002191 | 10475980.6956 |  | 234921.3178
1 | 2300 | 707 | 0.035 | 15 | 15 | 7 | 1e-12 | 0 | Water | Porous | Wet | R600a | MinimizeLCOE | IgnoreSilica | 1.3364 | 0.15363 | 0.0019097 | 4 | 3038812.0593 |  | 68144.6209 |  | 80.9718 | -1.7548e-05 | 6954012.4977 | 81501.6403 | 4526.8373 | 78569.2785 | 64171.0085 | 24077.0464 | 46922.6831 | 0 | 116909.7127 | 304175.0909 | 207605.7497 | 928459.0472 | 3144235.0165 | 13983393.464 |  | 1478867.319 | 3678399.7627 | 0 | 23213354.6094 |  | 1000 | 0.007639 | 3038812.0593 |  | 68144.6209
1 | 2300 | 707 | 0.035 | 15 | 15 | 7 | 1.3335e-12 | 0 | Water | Porous | Wet | R600a | MinimizeLCOE | IgnoreSilica | 1.8773 | 0.2359 | 0.0039954 | 4 | 1470911.0744 |  | 32984.8229 |  | 84.4306 | -1.872e-05 | 15576214.3246 | 112871.5307 | 6406.909 | 110457.9983 | 83512.3617 | 24077.0464 | 57418.17 | 0 | 153950.1663 | 400546.7531 | 273381.3894 | 1222622.3247 | 3144235.0165 | 13983393.464 |  | 1478867.319 | 3678399.7627 | 0 | 23507517.8869 |  | 1333.5214 | 0.015982 | 1470911.0744 |  | 32984.8229
1 | 2300 | 707 | 0.035 | 15 | 15 | 7 | 1.7783e-12 | 0 | Water | Porous | Wet | R600a | MinimizeLCOE | IgnoreSilica | 2.5526 | 0.34009 | 0.0069777 | 4 | 854445.0471 |  | 19160.7223 |  | 86.8268 | -1.9205e-05 | 98456420.3977 | 148245.7549 | 8543.234 | 147760.5111 | 107826.2155 | 24077.0464 | 68277.9794 | 0 | 196844.9891 | 512150.2832 | 349553.0919 | 1563279.1056 | 3144235.0165 | 13983393.464 |  | 1478867.319 | 3678399.7627 | 0 | 23848174.6678 |  | 1778.2794 | 0.027911 | 854445.0471 |  | 19160.7223
1 | 2300 | 707 | 0.035 | 15 | 15 | 7 | 2.3714e-12 | 0 | Water | Porous | Wet | R600a | MinimizeLCOE | IgnoreSilica | 3.4346 | 0.47719 | 0.011108 | 4 | 546118.7559 |  | 12246.5802 |  | 88.6065 | -1.9446e-05 | 188475043.4314 | 190133.1498 | 11082.2514 | 193505.7992 | 139699.2032 | 24077.0464 | 80682.463 | 0 | 249280.1661 | 648575.8578 | 442666.3498 | 1979702.2868 | 3144235.0165 | 13983393.464 |  | 1478867.319 | 3678399.7627 | 0 | 24264597.849 |  | 2371.3737 | 0.044431 | 546118.7559 |  | 12246.5802
1 | 2300 | 707 | 0.035 | 15 | 15 | 7 | 3.1623e-12 | 0 | Water | Porous | Wet | R600a | MinimizeLCOE | IgnoreSilica | 4.577 | 0.6555 | 0.016725 | 4 | 370257.1074 |  | 8302.9255 |  | 89.9293 | -1.9466e-05 | 310254522.0534 | 239469.5488 | 14077.2168 | 249229.6714 | 181069.3374 | 24077.0464 | 94719.356 | 0 | 313030.4489 | 814441.0166 | 555872.729 | 2485986.3711 | 3144235.0165 | 13983393.464 |  | 1478867.319 | 3678399.7627 | 0 | 24770881.9334 |  | 3162.2777 | 0.066902 | 370257.1074 |  | 8302.9255
1 | 2300 | 707 | 0.035 | 15 | 15 | 7 | 4.217e-12 | 0 | Water | Porous | Wet | R600a | MinimizeLCOE | IgnoreSilica | 6.0797 | 0.89064 | 0.024296 | 4 | 261350.4367 |  | 5860.7199 |  | 90.933 | -1.9409e-05 | 402888609.6996 | 298649.8536 | 17670.1836 | 318270.6047 | 235558.3684 | 24077.0464 | 111234.8308 | 0 | 392129.7461 | 1020241.1624 | 696335.5572 | 3114167.353 | 3144235.0165 | 13983393.464 |  | 1478867.319 | 3678399.7627 | 0 | 25399062.9152 |  | 4216.965 | 0.097184 | 261350.4367 |  | 5860.7199
1 | 2300 | 707 | 0.035 | 15 | 15 | 7 | 5.6234e-12 | 0 | Water | Porous | Wet | R600a | MinimizeLCOE | IgnoreSilica | 8.0212 | 1.1949 | 0.034419 | 4 | 190053.9266 |  | 4261.9131 |  | 91.6846 | -1.9202e-05 | 543672867.1452 | 368567.7368 | 21911.9631 | 402412.8359 | 306014.3718 | 24077.0464 | 130014.7774 | 0 | 488669.5052 | 1271417.8127 | 867768.7822 | 3880854.8314 | 3144235.0165 | 13983393.464 |  | 1478867.319 | 3678399.7627 | 0 | 26165750.3936 |  | 5623.4133 | 0.13768 | 190053.9266 |  | 4261.9131
1 | 2300 | 707 | 0.035 | 15 | 15 | 7 | 7.4989e-12 | 0 | Water | Porous | Wet | R600a | MinimizeLCOE | IgnoreSilica | 10.5427 | 1.5904 | 0.047897 | 4 | 141501.0367 |  | 3173.1263 |  | 92.2542 | -1.8919e-05 | 691588492.2056 | 451842.9253 | 26958.328 | 505636.0954 | 397562.4902 | 24077.0464 | 151734.5843 | 0 | 607546.4731 | 1580711.2981 | 1078867.9413 | 4824937.1821 | 3144235.0165 | 13983393.464 |  | 1478867.319 | 3678399.7627 | 0 | 27109832.7443 |  | 7498.9421 | 0.19159 | 141501.0367 |  | 3173.1263
1 | 2300 | 707 | 0.035 | 15 | 15 | 7 | 1e-11 | 0 | Water | Porous | Wet | R600a | MinimizeLCOE | IgnoreSilica | 13.783 | 2.0988 | 0.065746 | 4 | 107468.5241 |  | 2409.9555 |  | 92.6841 | -1.8535e-05 | 877583693.0339 | 550227.9577 | 32911.7446 | 631085.2993 | 515231.6911 | 24077.0464 | 176383.6871 | 0 | 752667.7962 | 1958287.2124 | 1336571.2612 | 5977443.6961 | 3144235.0165 | 13983393.464 |  | 1478867.319 | 3678399.7627 | 0 | 28262339.2583 |  | 10000 | 0.26298 | 107468.5241 |  | 2409.9555
1 | 2300 | 707 | 0.035 | 15 | 15 | 7 | 1.3335e-11 | 0 | Water | Porous | Wet | R600a | MinimizeLCOE | IgnoreSilica | 17.9091 | 2.7465 | 0.089239 | 4 | 83091.5705 |  | 1863.3082 |  | 93.0089 | -1.8047e-05 | 1076939624.9502 | 665741.7637 | 39889.9941 | 782409.0256 | 665103.357 | 24077.0464 | 203962.8573 | 0 | 928661.7772 | 2416187.4495 | 1649097.582 | 7375130.8528 | 3144235.0165 | 13983393.464 |  | 1478867.319 | 3678399.7627 | 0 | 29660026.415 |  | 13335.2143 | 0.35696 | 83091.5705 |  | 1863.3082
1 | 2300 | 707 | 0.035 | 15 | 15 | 7 | 1.7783e-11 | 0 | Water | Porous | Wet | R600a | MinimizeLCOE | IgnoreSilica | 23.1445 | 3.5684 | 0.11997 | 4 | 65338.2948 |  | 1465.1954 |  | 93.2561 | -1.7488e-05 | 1303898294.1494 | 801229.2177 | 48060.2359 | 964533.973 | 855281.5691 | 24077.0464 | 234820.3771 | 0 | 1141920.9435 | 2971044.0548 | 2027798.6163 | 9068766.0339 | 3144235.0165 | 13983393.464 |  | 1478867.319 | 3678399.7627 | 0 | 31353661.5961 |  | 17782.7941 | 0.47987 | 65338.2948 |  | 1465.1954
1 | 2300 | 707 | 0.035 | 15 | 15 | 7 | 2.3714e-11 | 0 | Water | Porous | Wet | R600a | MinimizeLCOE | IgnoreSilica | 29.6607 | 4.5916 | 0.15969 | 4 | 52242.9658 |  | 1171.5358 |  | 93.4437 | -1.6824e-05 | 1560804813.6849 | 957569.5336 | 57469.8382 | 1179926.9304 | 1092016.4697 | 24077.0464 | 268162.7543 | 0 | 1395896.8032 | 3631837.1443 | 2478803.4777 | 11085759.9977 | 3144235.0165 | 13983393.464 |  | 1478867.319 | 3678399.7627 | 0 | 33370655.5599 |  | 23713.7371 | 0.63876 | 52242.9658 |  | 1171.5358
1 | 2300 | 707 | 0.035 | 15 | 15 | 7 | 3.1623e-11 | 0 | Water | Porous | Wet | R600a | MinimizeLCOE | IgnoreSilica | 37.6191 | 5.8416 | 0.21025 | 4 | 42489.7553 |  | 952.8224 |  | 93.5867 | -1.6057e-05 | 1843731125.1395 | 1135208.246 | 68140.1089 | 1430419.4045 | 1381183.7815 | 24077.0464 | 303131.2393 | 0 | 1693442.3324 | 4405989.576 | 3007178.4197 | 13448770.1546 | 3144235.0165 | 13983393.464 |  | 1478867.319 | 3678399.7627 | 0 | 35733665.7168 |  | 31622.7766 | 0.84099 | 42489.7553 |  | 952.8224
1 | 2300 | 707 | 0.035 | 15 | 15 | 7 | 4.217e-11 | 0 | Water | Porous | Wet | R600a | MinimizeLCOE | IgnoreSilica | 47.1197 | 7.3342 | 0.27325 | 4 | 35176.3095 |  | 788.8202 |  | 93.6968 | -1.5199e-05 | 2141783118.8669 | 1333292.3329 | 80014.6522 | 1715887.6019 | 1726453.9744 | 24077.0464 | 338602.6483 | 0 | 2035148.0199 | 5295037.6814 | 3613972.0197 | 16162485.9771 | 3144235.0165 | 13983393.464 |  | 1478867.319 | 3678399.7627 | 0 | 38447381.5393 |  | 42169.6503 | 1.093 | 35176.3095 |  | 788.8202
1 | 2300 | 707 | 0.035 | 15 | 15 | 7 | 5.6234e-11 | 0 | Water | Porous | Wet | R600a | MinimizeLCOE | IgnoreSilica | 58.0406 | 9.0507 | 0.3493 | 4 | 29670.9893 |  | 665.3647 |  | 93.7823 | -1.4246e-05 | 2452976245.9518 | 1547018.1285 | 92801.7237 | 2030133.0477 | 2123436.9995 | 24077.0464 | 372237.9437 | 0 | 2413984.9069 | 6280693.5515 | 4286702.4042 | 19171085.7523 | 3144235.0165 | 13983393.464 |  | 1478867.319 | 3678399.7627 | 0 | 41455981.3145 |  | 56234.1325 | 1.3972 | 29670.9893 |  | 665.3647
1 | 2300 | 707 | 0.035 | 15 | 15 | 7 | 7.4989e-11 | 0 | Water | Porous | Wet | R600a | MinimizeLCOE | IgnoreSilica | 70.046 | 10.9386 | 0.43741 | 4 | 25522.6887 |  | 572.3401 |  | 93.8497 | -1.3217e-05 | 2766630205.0023 | 1768872.1188 | 106050.5105 | 2362261.7283 | 2559987.0987 | 24077.0464 | 401599.203 | 0 | 2816910.6052 | 7329023.5669 | 5002209.1808 | 22370991.0585 | 3144235.0165 | 13983393.464 |  | 1478867.319 | 3678399.7627 | 0 | 44655886.6207 |  | 74989.4209 | 1.7497 | 25522.6887 |  | 572.3401
1 | 2300 | 707 | 0.035 | 15 | 15 | 7 | 1e-10 | 0 | Water | Porous | Wet | R600a | MinimizeLCOE | IgnoreSilica | 82.5501 | 12.9062 | 0.53446 | 4 | 22401.7491 |  | 502.3538 |  | 93.9039 | -1.2145e-05 | 3072964047.3554 | 1988573.5349 | 119148.7687 | 2696390.5346 | 3014867.3257 | 24077.0464 | 424333.712 | 0 | 3224282.4597 | 8388921.5688 | 5725611.3458 | 25606206.2964 | 3144235.0165 | 13983393.464 |  | 1478867.319 | 3678399.7627 | 0 | 47891101.8586 |  | 100000 | 2.1378 | 22401.7491 |  | 502.3538
1 | 2300 | 707 | 0.035 | 15 | 15 | 7 | 1.3335e-10 | 0 | Water | Porous | Wet | R600a | MinimizeLCOE | IgnoreSilica | 94.8546 | 14.844 | 0.63546 | 4 | 20061.1274 |  | 449.8659 |  | 93.9481 | -1.1079e-05 | 3359230287.5075 | 2195671.2853 | 131477.7492 | 3015582.4303 | 3462710.3371 | 24077.0464 | 439181.9338 | 0 | 3614793.305 | 9404950.6836 | 6419072.0939 | 28707516.8646 | 3144235.0165 | 13983393.464 |  | 1478867.319 | 3678399.7627 | 0 | 50992412.4268 |  | 133352.1432 | 2.5419 | 20061.1274 |  | 449.8659
1 | 2300 | 707 | 0.035 | 15 | 15 | 7 | 1.7783e-10 | 0 | Water | Porous | Wet | R600a | MinimizeLCOE | IgnoreSilica | 106.289 | 16.6463 | 0.73463 | 4 | 18311.8445 |  | 410.6387 |  | 93.9844 | -1.0068e-05 | 3617828398.7591 | 2381419.45 | 142522.5219 | 3305022.2012 | 3879114.1659 | 24077.0464 | 446124.6116 | 0 | 3969529.1989 | 10327900.713 | 7049004.4538 | 31524714.3627 | 3144235.0165 | 13983393.464 |  | 1478867.319 | 3678399.7627 | 0 | 53809609.9249 |  | 177827.941 | 2.9385 | 18311.8445 |  | 410.6387
1 | 2300 | 707 | 0.035 | 15 | 15 | 7 | 2.3714e-10 | 0 | Water | Porous | Wet | R600a | MinimizeLCOE | IgnoreSilica | 116.3692 | 18.2366 | 0.82674 | 4 | 17008.1031 |  | 381.4026 |  | 94.014 | -9.1484e-06 | 3845102591.2997 | 2540585.9048 | 151977.8142 | 3555213.0206 | 4246404.7385 | 24077.0464 | 446329.0175 | 0 | 4276189.1414 | 11125766.9788 | 7593564.5747 | 33960108.2368 | 3144235.0165 | 13983393.464 |  | 1478867.319 | 3678399.7627 | 0 | 56245003.799 |  | 237137.3706 | 3.307 | 17008.1031 |  | 381.4026
1 | 2300 | 707 | 0.035 | 15 | 15 | 7 | 3.1623e-10 | 0 | Water | Porous | Wet | R600a | MinimizeLCOE | IgnoreSilica | 124.913 | 19.5855 | 0.90841 | 4 | 16037.9023 |  | 359.6461 |  | 94.0381 | -8.3509e-06 | 4037284304.6069 | 2672527.1206 | 159810.1296 | 3764022.1805 | 4557870.8632 | 24077.0464 | 441973.9843 | 0 | 4531909.7166 | 11791099.4601 | 8047667.6644 | 35990958.1657 | 3144235.0165 | 13983393.464 |  | 1478867.319 | 3678399.7627 | 0 | 58275853.7279 |  | 316227.766 | 3.6336 | 16037.9023 |  | 359.6461
1 | 2300 | 707 | 0.035 | 15 | 15 | 7 | 4.217e-10 | 0 | Water | Porous | Wet | R600a | MinimizeLCOE | IgnoreSilica | 131.9071 | 20.6907 | 0.97798 | 4 | 15316.1745 |  | 343.4615 |  | 94.0574 | -7.6806e-06 | 4196815671.8399 | 2778706.5367 | 166109.6941 | 3932940.4581 | 4812964.5855 | 24077.0464 | 434945.8954 | 0 | 4738400.2443 | 12328345.4561 | 8414349.096 | 37630839.0125 | 3144235.0165 | 13983393.464 |  | 1478867.319 | 3678399.7627 | 0 | 59915734.5747 |  | 421696.5034 | 3.9119 | 15316.1745 |  | 343.4615
1 | 2300 | 707 | 0.035 | 15 | 15 | 7 | 5.6234e-10 | 0 | Water | Porous | Wet | R600a | MinimizeLCOE | IgnoreSilica | 137.507 | 21.5761 | 1.0355 | 4 | 14779.0317 |  | 331.4162 |  | 94.0726 | -7.1339e-06 | 4325644828.4802 | 2862622.5325 | 171086.3349 | 4066970.3954 | 5017292.8094 | 24077.0464 | 426967.0285 | 0 | 4901916.2973 | 12753780.6844 | 8704717.3811 | 38929430.5098 | 3144235.0165 | 13983393.464 |  | 1478867.319 | 3678399.7627 | 0 | 61214326.072 |  | 562341.3252 | 4.142 | 14779.0317 |  | 331.4162
1 | 2300 | 707 | 0.035 | 15 | 15 | 7 | 7.4989e-10 | 0 | Water | Porous | Wet | R600a | MinimizeLCOE | IgnoreSilica | 141.9265 | 22.2752 | 1.082 | 4 | 14378.8988 |  | 322.4433 |  | 94.0846 | -6.6987e-06 | 4426993426.414 | 2928199.6247 | 174974.1974 | 4172023.7893 | 5178602.4166 | 24077.0464 | 419209.2632 | 0 | 5029863.6716 | 13086673.5067 | 8931923.5725 | 39945547.0883 | 3144235.0165 | 13983393.464 |  | 1478867.319 | 3678399.7627 | 0 | 62230442.6505 |  | 749894.2093 | 4.3279 | 14378.8988 |  | 322.4433
1 | 2300 | 707 | 0.035 | 15 | 15 | 7 | 1e-09 | 0 | Water | Porous | Wet | R600a | MinimizeLCOE | IgnoreSilica | 145.3339 | 22.8144 | 1.1187 | 4 | 14080.5096 |  | 315.752 |  | 94.0938 | -5.8831e-06 | 4507976062.3031 | 2978385.0573 | 177948.8623 | 4252601.1264 | 5303003.0318 | 24077.0464 | 412012.7762 | 0 | 5127730.8811 | 13341303.9105 | 9105714.0553 | 40722776.7473 | 3144235.0165 | 13983393.464 |  | 1478867.319 | 3678399.7627 | 0 | 63007672.3095 |  | 1000000 | 4.4748 | 14080.5096 |  | 315.752
1 | 2300 | 707 | 0.035 | 15 | 15 | 7 | 1.3335e-09 | 0 | Water | Porous | Wet | R600a | MinimizeLCOE | IgnoreSilica | 147.948 | 23.2283 | 1.1474 | 4 | 13857.7586 |  | 310.7569 |  | 94.1008 | -5.6158e-06 | 4571198971.446 | 3016675.1108 | 180218.068 | 4314182.7248 | 5398464.9539 | 24077.0464 | 405795.2565 | 0 | 5202371.1325 | 13535502.5338 | 9238258.6061 | 41315545.4328 | 3144235.0165 | 13983393.464 |  | 1478867.319 | 3678399.7627 | 0 | 63600440.995 |  | 1333521.4322 | 4.5895 | 13857.7586 |  | 310.7569
1 | 2300 | 707 | 0.035 | 15 | 15 | 7 | 1.7783e-09 | 0 | Water | Porous | Wet | R600a | MinimizeLCOE | IgnoreSilica | 149.9554 | 23.5462 | 1.1696 | 4 | 13691.3179 |  | 307.0245 |  | 94.1062 | -5.411e-06 | 4619191982.0788 | 3045955.5533 | 181953.1171 | 4361333.6361 | 5471781.4375 | 24077.0464 | 400717.0587 | 0 | 5259468.9612 | 13684059.3716 | 9339651.7004 | 41768997.8823 | 3144235.0165 | 13983393.464 |  | 1478867.319 | 3678399.7627 | 0 | 64053893.4445 |  | 1778279.41 | 4.6784 | 13691.3179 |  | 307.0245
1 | 2300 | 707 | 0.035 | 15 | 15 | 7 | 2.3714e-09 | 0 | Water | Porous | Wet | R600a | MinimizeLCOE | IgnoreSilica | 151.4829 | 23.7881 | 1.1867 | 4 | 13566.8549 |  | 304.2334 |  | 94.1104 | -5.2545e-06 | 4655806078.9635 | 3068166.4011 | 183269.127 | 4397134.1507 | 5527577.7171 | 24077.0464 | 396629.0668 | 0 | 5302772.8685 | 13796727.2556 | 9416549.8464 | 42112903.4795 | 3144235.0165 | 13983393.464 |  | 1478867.319 | 3678399.7627 | 0 | 64397799.0417 |  | 2371373.7057 | 4.7467 | 13566.8549 |  | 304.2334
1 | 2300 | 707 | 0.035 | 15 | 15 | 7 | 3.1623e-09 | 0 | Water | Porous | Wet | R600a | MinimizeLCOE | IgnoreSilica | 152.6427 | 23.9718 | 1.1997 | 4 | 13473.723 |  | 302.145 |  | 94.1135 | -5.1357e-06 | 4683504257.1628 | 3084991.5446 | 184265.9612 | 4424273.025 | 5569948.169 | 24077.0464 | 393409.5033 | 0 | 5335576.4473 | 13882075.4386 | 9474801.7349 | 42373418.8702 | 3144235.0165 | 13983393.464 |  | 1478867.319 | 3678399.7627 | 0 | 64658314.4324 |  | 3162277.6602 | 4.7988 | 13473.723 |  | 302.145
1 | 2300 | 707 | 0.035 | 15 | 15 | 7 | 4.217e-09 | 0 | Water | Porous | Wet | R600a | MinimizeLCOE | IgnoreSilica | 153.5124 | 24.1096 | 1.2096 | 4 | 13404 |  | 300.5814 |  | 94.1158 | -5.045e-06 | 4704925355.6165 | 3097584.4097 | 185012.0085 | 4444596.0689 | 5601718.7994 | 24077.0464 | 390853.5112 | 0 | 5360098.3192 | 13945876.3192 | 9518347.1469 | 42568163.6294 | 3144235.0165 | 13983393.464 |  | 1478867.319 | 3678399.7627 | 0 | 64853059.1916 |  | 4216965.0343 | 4.8383 | 13404 |  | 300.5814
1 | 2300 | 707 | 0.035 | 15 | 15 | 7 | 5.6234e-09 | 0 | Water | Porous | Wet | R600a | MinimizeLCOE | IgnoreSilica | 154.1749 | 24.2146 | 1.2171 | 4 | 13351.7823 |  | 299.4105 |  | 94.1176 | -4.5097e-06 | 4720705321.7391 | 3107165.6747 | 185579.6161 | 4460064.9916 | 5625924.7165 | 24077.0464 | 388920.9202 | 0 | 5378775.8565 | 13994471.44 | 9551514.3154 | 42716494.5774 | 3144235.0165 | 13983393.464 |  | 1478867.319 | 3678399.7627 | 0 | 65001390.1396 |  | 5623413.2519 | 4.8684 | 13351.7823 |  | 299.4105
1 | 2300 | 707 | 0.035 | 15 | 15 | 7 | 7.4989e-09 | 0 | Water | Porous | Wet | R600a | MinimizeLCOE | IgnoreSilica | 154.665 | 24.2922 | 1.2227 | 4 | 13312.6614 |  | 298.5332 |  | 94.1189 | -4.4577e-06 | 4732873003.8396 | 3114246.2433 | 185999.0668 | 4471499.9649 | 5643831.3786 | 24077.0464 | 387383.5427 | 0 | 5392544.5246 | 14030294.6901 | 9575964.4197 | 42825840.8772 | 3144235.0165 | 13983393.464 |  | 1478867.319 | 3678399.7627 | 0 | 65110736.4394 |  | 7498942.0933 | 4.8909 | 13312.6614 |  | 298.5332
1 | 2300 | 707 | 0.035 | 15 | 15 | 7 | 1e-08 | 0 | Water | Porous | Wet | R600a | MinimizeLCOE | IgnoreSilica | 155.0346 | 24.3508 | 1.227 | 4 | 13283.3462 |  | 297.8758 |  | 94.1199 | -4.4187e-06 | 4742197232.1538 | 3119582.3387 | 186315.1688 | 4480119.5584 | 5657336.6252 | 24077.0464 | 386217.5154 | 0 | 5402922.8186 | 14057296.8822 | 9594393.9706 | 42908261.9243 | 3144235.0165 | 13983393.464 |  | 1478867.319 | 3678399.7627 | 0 | 65193157.4865 |  | 10000000 | 4.9079 | 13283.3462 |  | 297.8758
1 | 2400 | 707 | 0.035 | 15 | 15 | 7 | 1e-13 | 0 | Water | Porous | Wet | R600a | MinimizeLCOE | IgnoreSilica | 0 | 0 | 0 | 4 |  |  |  |  | 0 | 0 | 12601424696.9642 | 2879.8893 | 119.8762 | 2933.6205 | 25358.6125 | 24077.0464 | 22076.2288 | 0 | 30203.6568 | 78583.7193 | 53635.0032 | 239867.653 | 3144235.0165 | 14665206.6643 |  | 1478867.319 | 3814762.4027 | 0 |  |  | 100 | 0
1 | 2400 | 707 | 0.035 | 15 | 15 | 7 | 1.3335e-13 | 0 | Water | Porous | Wet | R600a | MinimizeLCOE | IgnoreSilica | 0 | 0 | 0 | 4 |  |  |  |  | 0 | 0 | 8864671599.099 | 2883.2679 | 120.0282 | 2937.0556 | 25360.1409 | 24077.0464 | 19480.7746 | 0 | 29194.7422 | 75958.7307 | 51843.3945 | 231855.1808 | 3144235.0165 | 14665206.6643 |  | 1478867.319 | 3814762.4027 | 0 |  |  | 133.3521 | 0
1 | 2400 | 707 | 0.035 | 15 | 15 | 7 | 1.7783e-13 | 0 | Water | Porous | Wet | R600a | MinimizeLCOE | IgnoreSilica | 0 | 0 | 0 | 4 |  |  |  |  | 0 | 0 | 6062870440.1082 | 2885.8158 | 120.1429 | 2939.6456 | 25361.293 | 24077.0464 | 17224.4339 | 0 | 28317.2673 | 73675.7208 | 50285.1933 | 224886.5589 | 3144235.0165 | 14665206.6643 |  | 1478867.319 | 3814762.4027 | 0 |  |  | 177.8279 | 0
1 | 2400 | 707 | 0.035 | 15 | 15 | 7 | 2.3714e-13 | 0 | Water | Porous | Wet | R600a | MinimizeLCOE | IgnoreSilica | 0 | 0 | 0 | 4 |  |  |  |  | 0 | 0 | 3961990671.3012 | 2887.7443 | 120.2296 | 2941.6107 | 25362.1671 | 24077.0464 | 15239.4492 | 0 | 27545.0165 | 71666.4826 | 48913.847 | 218753.5933 | 3144235.0165 | 14665206.6643 |  | 1478867.319 | 3814762.4027 | 0 |  |  | 237.1374 | 0
1 | 2400 | 707 | 0.035 | 15 | 15 | 7 | 3.1623e-13 | 0 | Water | Porous | Wet | R600a | MinimizeLCOE | IgnoreSilica | 0 | 0 | 0 | 4 |  |  |  |  | 0 | 0 | 2386648173.4359 | 2889.1963 | 120.2949 | 2943.0909 | 25362.8255 | 24077.0464 | 13465.2302 | 0 | 26854.4968 | 69869.8922 | 47687.6371 | 213269.7103 | 3144235.0165 | 14665206.6643 |  | 1478867.319 | 3814762.4027 | 0 |  |  | 316.2278 | 0
1 | 2400 | 707 | 0.035 | 15 | 15 | 7 | 4.217e-13 | 0 | Water | Porous | Wet | R600a | MinimizeLCOE | IgnoreSilica | 0 | 0 | 0 | 4 |  |  |  |  | 0 | 0 | 1205360132.0562 | 2890.2878 | 120.344 | 2944.2034 | 25363.3203 | 24077.0464 | 11843.3849 | 0 | 26223.0488 | 68226.994 | 46566.3253 | 208254.9549 | 3144235.0165 | 14665206.6643 |  | 1478867.319 | 3814762.4027 | 0 |  |  | 421.6965 | 0
1 | 2400 | 707 | 0.035 | 15 | 15 | 7 | 5.6234e-13 | 0 | Water | Porous | Wet | R600a | MinimizeLCOE | IgnoreSilica | 0.69538 | 0.063481 | 7.4155e-05 | 4 | 79775956.8658 |  | 1788956.4196 |  | 73.0108 | -1.5017e-05 | 55774899.5493 | 41173.32 | 2171.4669 | 38966.2618 | 42245.1325 | 24077.0464 | 32177.3787 | 0 | 70516.1364 | 183468.5221 | 125221.0362 | 560016.3009 | 3144235.0165 | 14665206.6643 |  | 1478867.319 | 3814762.4027 | 0 | 23663087.7035 |  | 562.3413 | 0.00029662 | 79775956.8658 |  | 1788956.4196
1 | 2400 | 707 | 0.035 | 15 | 15 | 7 | 7.4989e-13 | 0 | Water | Porous | Wet | R600a | MinimizeLCOE | IgnoreSilica | 1.1001 | 0.12547 | 0.001223 | 4 | 4891422.7952 |  | 109688.9659 |  | 80.6753 | -1.8708e-05 | 18460684.4618 | 70717.7134 | 3912.3601 | 66832.787 | 56924.2894 | 24077.0464 | 43878.4176 | 0 | 103873.6194 | 270257.8503 | 184456.5361 | 824930.6198 | 3144235.0165 | 14665206.6643 |  | 1478867.319 | 3814762.4027 | 0 | 23928002.0223 |  | 749.8942 | 0.0048918 | 4891422.7952 |  | 109688.9659
1 | 2400 | 707 | 0.035 | 15 | 15 | 7 | 1e-12 | 0 | Water | Porous | Wet | R600a | MinimizeLCOE | IgnoreSilica | 1.58 | 0.20259 | 0.0031337 | 4 | 1931947.2314 |  | 43323.4465 |  | 85.2459 | -2.0581e-05 | 71771814.6084 | 102320.4362 | 5822.2999 | 97737.8084 | 74717.8175 | 24077.0464 | 54877.9823 | 0 | 140225.8223 | 364838.8253 | 249009.995 | 1113628.0331 | 3144235.0165 | 14665206.6643 |  | 1478867.319 | 3814762.4027 | 0 | 24216699.4356 |  | 1000 | 0.012535 | 1931947.2314 |  | 43323.4465
1 | 2400 | 707 | 0.035 | 15 | 15 | 7 | 1.3335e-12 | 0 | Water | Porous | Wet | R600a | MinimizeLCOE | IgnoreSilica | 2.1894 | 0.30268 | 0.0059598 | 4 | 1030082.3664 |  | 23099.3464 |  | 88.3932 | -2.1637e-05 | 120368136.971 | 138508.7583 | 8035.9597 | 134458.8678 | 97555.3573 | 24077.0464 | 66571.9194 | 0 | 182991.0844 | 476105.265 | 324951.6264 | 1453255.8846 | 3144235.0165 | 14665206.6643 |  | 1478867.319 | 3814762.4027 | 0 | 24556327.2871 |  | 1333.5214 | 0.023839 | 1030082.3664 |  | 23099.3464
1 | 2400 | 707 | 0.035 | 15 | 15 | 7 | 1.7783e-12 | 0 | Water | Porous | Wet | R600a | MinimizeLCOE | IgnoreSilica | 2.9787 | 0.43378 | 0.0099403 | 4 | 627904.4036 |  | 14080.6035 |  | 90.668 | -2.223e-05 | 172593160.1719 | 180879.3386 | 10643.4785 | 179032.4231 | 127310.1078 | 24077.0464 | 79622.5709 | 0 | 234610.3365 | 610407.9703 | 416615.9824 | 1863199.2546 | 3144235.0165 | 14665206.6643 |  | 1478867.319 | 3814762.4027 | 0 | 24966270.6571 |  | 1778.2794 | 0.039761 | 627904.4036 |  | 14080.6035
1 | 2400 | 707 | 0.035 | 15 | 15 | 7 | 2.3714e-12 | 0 | Water | Porous | Wet | R600a | MinimizeLCOE | IgnoreSilica | 3.9922 | 0.6032 | 0.015404 | 4 | 413175.5739 |  | 9265.3617 |  | 92.3272 | -2.2428e-05 | 275264787.7573 | 230237.4846 | 13688.6302 | 232800.2209 | 165647.3555 | 24077.0464 | 94064.5778 | 0 | 296600.973 | 771694.8905 | 526697.6195 | 2355508.7983 | 3144235.0165 | 14665206.6643 |  | 1478867.319 | 3814762.4027 | 0 | 25458580.2008 |  | 2371.3737 | 0.061617 | 413175.5739 |  | 9265.3617
1 | 2400 | 707 | 0.035 | 15 | 15 | 7 | 3.1623e-12 | 0 | Water | Porous | Wet | R600a | MinimizeLCOE | IgnoreSilica | 5.3 | 0.82254 | 0.022798 | 4 | 285720.3707 |  | 6407.2098 |  | 93.5612 | -2.2371e-05 | 425776336.4281 | 288253.0887 | 17270.5291 | 298108.2317 | 215208.1255 | 24077.0464 | 110336.2171 | 0 | 371768.763 | 967266.0611 | 660178.9621 | 2952467.0247 | 3144235.0165 | 14665206.6643 |  | 1478867.319 | 3814762.4027 | 0 | 26055538.4273 |  | 3162.2777 | 0.091192 | 285720.3707 |  | 6407.2098
1 | 2400 | 707 | 0.035 | 15 | 15 | 7 | 4.217e-12 | 0 | Water | Porous | Wet | R600a | MinimizeLCOE | IgnoreSilica | 7.0271 | 1.1128 | 0.032737 | 4 | 204666.5166 |  | 4589.5968 |  | 94.5045 | -2.2271e-05 | 533769518.0662 | 358225.7177 | 21589.2152 | 379394.4943 | 280731.1345 | 24077.0464 | 129713.9359 | 0 | 465555.3021 | 1211279.3977 | 826723.0782 | 3697289.322 | 3144235.0165 | 14665206.6643 |  | 1478867.319 | 3814762.4027 | 0 | 26800360.7245 |  | 4216.965 | 0.13095 | 204666.5166 |  | 4589.5968
1 | 2400 | 707 | 0.035 | 15 | 15 | 7 | 5.6234e-12 | 0 | Water | Porous | Wet | R600a | MinimizeLCOE | IgnoreSilica | 9.2392 | 1.4849 | 0.045986 | 4 | 150600.6934 |  | 3377.1839 |  | 95.2073 | -2.196e-05 | 709606044.3742 | 440300.4949 | 26649.5471 | 477661.2409 | 364707.2474 | 24077.0464 | 151389.3294 | 0 | 579066.1134 | 1506611.2442 | 1028293.1319 | 4598755.3955 | 3144235.0165 | 14665206.6643 |  | 1478867.319 | 3814762.4027 | 0 | 27701826.798 |  | 5623.4133 | 0.18394 | 150600.6934 |  | 3377.1839
1 | 2400 | 707 | 0.035 | 15 | 15 | 7 | 7.4989e-12 | 0 | Water | Porous | Wet | R600a | MinimizeLCOE | IgnoreSilica | 12.1091 | 1.9682 | 0.063589 | 4 | 113274.5817 |  | 2540.1549 |  | 95.7422 | -2.1578e-05 | 895943508.9217 | 538109.8254 | 32671.0203 | 598194.1878 | 473709.3537 | 24077.0464 | 176486.2871 | 0 | 718866.6111 | 1870343.4622 | 1276547.8446 | 5709005.6385 | 3144235.0165 | 14665206.6643 |  | 1478867.319 | 3814762.4027 | 0 | 28812077.0411 |  | 7498.9421 | 0.25436 | 113274.5817 |  | 2540.1549
1 | 2400 | 707 | 0.035 | 15 | 15 | 7 | 1e-11 | 0 | Water | Porous | Wet | R600a | MinimizeLCOE | IgnoreSilica | 15.7702 | 2.5848 | 0.086826 | 4 | 86836.0256 |  | 1947.2767 |  | 96.1453 | -2.106e-05 | 1123520668.3491 | 653010.9895 | 39732.7315 | 743741.2604 | 612794.2469 | 24077.0464 | 204591.8453 | 0 | 888399.7667 | 2311433.9572 | 1577601.171 | 7055383.0147 | 3144235.0165 | 14665206.6643 |  | 1478867.319 | 3814762.4027 | 0 | 30158454.4173 |  | 10000 | 0.3473 | 86836.0256 |  | 1947.2767
1 | 2400 | 707 | 0.035 | 15 | 15 | 7 | 1.3335e-11 | 0 | Water | Porous | Wet | R600a | MinimizeLCOE | IgnoreSilica | 20.4501 | 3.3733 | 0.11736 | 4 | 67741.0225 |  | 1519.0759 |  | 96.4528 | -2.0471e-05 | 1366560086.6085 | 788612.0535 | 48051.1629 | 920089.5141 | 790608.5601 | 24077.0464 | 236443.9075 | 0 | 1095074.0753 | 2849158.1134 | 1944608.9567 | 8696723.3899 | 3144235.0165 | 14665206.6643 |  | 1478867.319 | 3814762.4027 | 0 | 31799794.7924 |  | 13335.2143 | 0.46943 | 67741.0225 |  | 1519.0759
1 | 2400 | 707 | 0.035 | 15 | 15 | 7 | 1.7783e-11 | 0 | Water | Porous | Wet | R600a | MinimizeLCOE | IgnoreSilica | 26.3233 | 4.3631 | 0.15708 | 4 | 53741.1164 |  | 1205.1315 |  | 96.6859 | -1.9763e-05 | 1644219603.8247 | 946142.4407 | 57695.4865 | 1130183.5867 | 1013792.7222 | 24077.0464 | 271304.2458 | 0 | 1342846.256 | 3493810.5025 | 2384597.4586 | 10664449.7453 | 3144235.0165 | 14665206.6643 |  | 1478867.319 | 3814762.4027 | 0 | 33767521.1479 |  | 17782.7941 | 0.62834 | 53741.1164 |  | 1205.1315
1 | 2400 | 707 | 0.035 | 15 | 15 | 7 | 2.3714e-11 | 0 | Water | Porous | Wet | R600a | MinimizeLCOE | IgnoreSilica | 33.5661 | 5.5839 | 0.20811 | 4 | 43356.7355 |  | 972.2642 |  | 96.863 | -1.8928e-05 | 1957327423.7599 | 1126560.1998 | 68718.0942 | 1376615.8972 | 1289060.6101 | 24077.0464 | 308348.4128 | 0 | 1635418.3016 | 4255022.9503 | 2904140.5955 | 12987962.1078 | 3144235.0165 | 14665206.6643 |  | 1478867.319 | 3814762.4027 | 0 | 36091033.5104 |  | 23713.7371 | 0.83242 | 43356.7355 |  | 972.2642
1 | 2400 | 707 | 0.035 | 15 | 15 | 7 | 3.1623e-11 | 0 | Water | Porous | Wet | R600a | MinimizeLCOE | IgnoreSilica | 42.3649 | 7.0674 | 0.27259 | 4 | 35586.9269 |  | 798.0282 |  | 96.9991 | -1.7996e-05 | 2288037902.9729 | 1330843.0832 | 81172.3951 | 1661996.8019 | 1623523.3532 | 24077.0464 | 347017.1461 | 0 | 1976765.6321 | 5143138.6843 | 3510297.833 | 15698831.9752 | 3144235.0165 | 14665206.6643 |  | 1478867.319 | 3814762.4027 | 0 | 38801903.3778 |  | 31622.7766 | 1.0903 | 35586.9269 |  | 798.0282
1 | 2400 | 707 | 0.035 | 15 | 15 | 7 | 4.217e-11 | 0 | Water | Porous | Wet | R600a | MinimizeLCOE | IgnoreSilica | 52.7204 | 8.8139 | 0.352 | 4 | 29739.1351 |  | 666.8929 |  | 97.1043 | -1.6954e-05 | 2636940792.6002 | 1555867.214 | 94862.7993 | 1983003.7537 | 2017227.467 | 24077.0464 | 385193.2142 | 0 | 2363490.2829 | 6149316.8975 | 4197035.1384 | 18770073.8133 | 3144235.0165 | 14665206.6643 |  | 1478867.319 | 3814762.4027 | 0 | 41873145.2159 |  | 42169.6503 | 1.408 | 29739.1351 |  | 666.8929
1 | 2400 | 707 | 0.035 | 15 | 15 | 7 | 5.6234e-11 | 0 | Water | Porous | Wet | R600a | MinimizeLCOE | IgnoreSilica | 64.4527 | 10.7935 | 0.44652 | 4 | 25325.0973 |  | 567.9091 |  | 97.1868 | -1.5815e-05 | 2994179537.45 | 1795739.4678 | 109427.1194 | 2331814.651 | 2463412.3532 | 24077.0464 | 420450.6579 | 0 | 2786519.3053 | 7249951.6387 | 4948240.965 | 22129633.2046 | 3144235.0165 | 14665206.6643 |  | 1478867.319 | 3814762.4027 | 0 | 45232704.6072 |  | 56234.1325 | 1.7861 | 25325.0973 |  | 567.9091
1 | 2400 | 707 | 0.035 | 15 | 15 | 7 | 7.4989e-11 | 0 | Water | Porous | Wet | R600a | MinimizeLCOE | IgnoreSilica | 77.1197 | 12.9321 | 0.55411 | 4 | 21993.0447 |  | 493.1887 |  | 97.2525 | -1.4604e-05 | 3348810238.4305 | 2040936.4195 | 124286.9467 | 2694512.8374 | 2945334.0711 | 24077.0464 | 450049.0136 | 0 | 3228886.5705 | 8400900.5208 | 5733787.2267 | 25642770.6528 | 3144235.0165 | 14665206.6643 |  | 1478867.319 | 3814762.4027 | 0 | 48745842.0553 |  | 74989.4209 | 2.2164 | 21993.0447 |  | 493.1887
1 | 2400 | 707 | 0.035 | 15 | 15 | 7 | 1e-10 | 0 | Water | Porous | Wet | R600a | MinimizeLCOE | IgnoreSilica | 90.046 | 15.1162 | 0.67018 | 4 | 19483.4429 |  | 436.9115 |  | 97.3059 | -1.3363e-05 | 3689673051.1132 | 2279521.6378 | 138722.1982 | 3052682.9232 | 3437357.5672 | 24077.0464 | 471638.62 | 0 | 3667559.9972 | 9542238.7927 | 6512774.0494 | 29126572.8322 | 3144235.0165 | 14665206.6643 |  | 1478867.319 | 3814762.4027 | 0 | 52229644.2347 |  | 100000 | 2.6807 | 19483.4429 |  | 436.9115
1 | 2400 | 707 | 0.035 | 15 | 15 | 7 | 1.3335e-10 | 0 | Water | Porous | Wet | R600a | MinimizeLCOE | IgnoreSilica | 102.4964 | 17.2216 | 0.78838 | 4 | 17599.9356 |  | 394.6743 |  | 97.3499 | -1.2149e-05 | 4005488363.9637 | 2500301.7014 | 152061.5458 | 3388246.2565 | 3911534.7929 | 24077.0464 | 484289.9114 | 0 | 4079599.3892 | 10614280.7699 | 7244464.7271 | 32398856.1406 | 3144235.0165 | 14665206.6643 |  | 1478867.319 | 3814762.4027 | 0 | 55501927.5431 |  | 133352.1432 | 3.1535 | 17599.9356 |  | 394.6743
1 | 2400 | 707 | 0.035 | 15 | 15 | 7 | 1.7783e-10 | 0 | Water | Porous | Wet | R600a | MinimizeLCOE | IgnoreSilica | 113.8607 | 19.1452 | 0.9021 | 4 | 16191.2948 |  | 363.0858 |  | 97.3861 | -1.102e-05 | 4286125073.9353 | 2695342.8661 | 163832.4784 | 3687679.4354 | 4344606.8695 | 24077.0464 | 488722.8077 | 0 | 4447661.9864 | 11571904.1476 | 7898062.3596 | 35321889.997 | 3144235.0165 | 14665206.6643 |  | 1478867.319 | 3814762.4027 | 0 | 58424961.3995 |  | 177827.941 | 3.6084 | 16191.2948 |  | 363.0858
1 | 2400 | 707 | 0.035 | 15 | 15 | 7 | 2.3714e-10 | 0 | Water | Porous | Wet | R600a | MinimizeLCOE | IgnoreSilica | 123.7339 | 20.818 | 1.0059 | 4 | 15140.521 |  | 339.5225 |  | 97.4159 | -1.0013e-05 | 4529057196.5609 | 2860450.2509 | 173788.1042 | 3943177.0415 | 4721074.8885 | 24077.0464 | 486593.6026 | 0 | 4761572.7643 | 12388635.5997 | 8455498.3578 | 37814867.6558 | 3144235.0165 | 14665206.6643 |  | 1478867.319 | 3814762.4027 | 0 | 60917939.0583 |  | 237137.3706 | 4.0235 | 15140.521 |  | 339.5225
1 | 2400 | 707 | 0.035 | 15 | 15 | 7 | 3.1623e-10 | 0 | Water | Porous | Wet | R600a | MinimizeLCOE | IgnoreSilica | 131.9823 | 22.2166 | 1.0964 | 4 | 14357.7497 |  | 321.969 |  | 97.4399 | -9.1491e-06 | 4733795780.599 | 2995634.2848 | 181933.9619 | 4153658.4232 | 5035763.0248 | 24077.0464 | 480159.9302 | 0 | 5019778.4018 | 13060433.7033 | 8914014.3676 | 39865453.1438 | 3144235.0165 | 14665206.6643 |  | 1478867.319 | 3814762.4027 | 0 | 62968524.5463 |  | 316227.766 | 4.3857 | 14357.7497 |  | 321.969
1 | 2400 | 707 | 0.035 | 15 | 15 | 7 | 4.217e-10 | 0 | Water | Porous | Wet | R600a | MinimizeLCOE | IgnoreSilica | 138.6861 | 23.3542 | 1.1727 | 4 | 13774.7814 |  | 308.8961 |  | 97.4591 | -8.4329e-06 | 4901282765.4699 | 3103821.6188 | 188449.8055 | 4322898.0042 | 5291648.8997 | 24077.0464 | 471638.6416 | 0 | 5226988.2663 | 13599551.2662 | 9281973.182 | 41511046.7307 | 3144235.0165 | 14665206.6643 |  | 1478867.319 | 3814762.4027 | 0 | 64614118.1333 |  | 421696.5034 | 4.6908 | 13774.7814 |  | 308.8961
1 | 2400 | 707 | 0.035 | 15 | 15 | 7 | 5.6234e-10 | 0 | Water | Porous | Wet | R600a | MinimizeLCOE | IgnoreSilica | 144.0117 | 24.2585 | 1.2351 | 4 | 13340.4203 |  | 299.1557 |  | 97.4743 | -7.8532e-06 | 5036040611.4799 | 3188764.3054 | 193563.7886 | 4456248.3696 | 5495007.6248 | 24077.0464 | 462554.1284 | 0 | 5389883.9526 | 14023372.4274 | 9571239.8332 | 42804711.4763 | 3144235.0165 | 14665206.6643 |  | 1478867.319 | 3814762.4027 | 0 | 65907782.8788 |  | 562341.3252 | 4.9405 | 13340.4203 |  | 299.1557
1 | 2400 | 707 | 0.035 | 15 | 15 | 7 | 7.4989e-10 | 0 | Water | Porous | Wet | R600a | MinimizeLCOE | IgnoreSilica | 148.1649 | 24.9641 | 1.2851 | 4 | 13016.5203 |  | 291.8923 |  | 97.4861 | -6.9141e-06 | 5143500799.3691 | 3254425.6794 | 197515.8584 | 4559604.977 | 5653652.5949 | 24077.0464 | 453842.1346 | 0 | 5515816.1334 | 14351022.1296 | 9794867.4875 | 43804824.0413 | 3144235.0165 | 14665206.6643 |  | 1478867.319 | 3814762.4027 | 0 | 66907895.4438 |  | 749894.2093 | 5.1402 | 13016.5203 |  | 291.8923
1 | 2400 | 707 | 0.035 | 15 | 15 | 7 | 1e-09 | 0 | Water | Porous | Wet | R600a | MinimizeLCOE | IgnoreSilica | 151.3929 | 25.5127 | 1.3245 | 4 | 12774.7643 |  | 286.471 |  | 97.4952 | -6.556e-06 | 5226335017.1417 | 3305121.5882 | 200566.5623 | 4639564.9419 | 5776988.722 | 24077.0464 | 446241.428 | 0 | 5613098.5126 | 14604130.9251 | 9967619.4412 | 44577409.1678 | 3144235.0165 | 14665206.6643 |  | 1478867.319 | 3814762.4027 | 0 | 67680480.5703 |  | 1000000 | 5.298 | 12774.7643 |  | 286.471
1 | 2400 | 707 | 0.035 | 15 | 15 | 7 | 1.3335e-09 | 0 | Water | Porous | Wet | R600a | MinimizeLCOE | IgnoreSilica | 153.8607 | 25.9323 | 1.3551 | 4 | 12594.1584 |  | 282.4209 |  | 97.5022 | -6.2779e-06 | 5290964764.0352 | 3343686.119 | 202886.8957 | 4700482.4545 | 5871300.4958 | 24077.0464 | 439753.6057 | 0 | 5687052.7807 | 14796544.7604 | 10098945.8375 | 45164729.9956 | 3144235.0165 | 14665206.6643 |  | 1478867.319 | 3814762.4027 | 0 | 68267801.3982 |  | 1333521.4322 | 5.4206 | 12594.1584 |  | 282.4209
1 | 2400 | 707 | 0.035 | 15 | 15 | 7 | 1.7783e-09 | 0 | Water | Porous | Wet | R600a | MinimizeLCOE | IgnoreSilica | 155.736 | 26.2512 | 1.3787 | 4 | 12459.1288 |  | 279.3929 |  | 97.5075 | -6.0637e-06 | 5341008541.0775 | 3372880.8177 | 204643.2757 | 4746651.0741 | 5942976.5606 | 24077.0464 | 434397.888 | 0 | 5742994.3984 | 14942093.3745 | 10198285.7574 | 45609000.1928 | 3144235.0165 | 14665206.6643 |  | 1478867.319 | 3814762.4027 | 0 | 68712071.5953 |  | 1778279.41 | 5.515 | 12459.1288 |  | 279.3929
1 | 2400 | 707 | 0.035 | 15 | 15 | 7 | 2.3714e-09 | 0 | Water | Porous | Wet | R600a | MinimizeLCOE | IgnoreSilica | 157.1586 | 26.4932 | 1.3968 | 4 | 12358.1081 |  | 277.1276 |  | 97.5115 | -5.4266e-06 | 5379263897.8165 | 3394968.0131 | 205971.9535 | 4781609.2558 | 5997361.4323 | 24077.0464 | 430107.4949 | 0 | 5785297.1264 | 15052156.3954 | 10273406.0307 | 45944954.7486 | 3144235.0165 | 14665206.6643 |  | 1478867.319 | 3814762.4027 | 0 | 69048026.1511 |  | 2371373.7057 | 5.5873 | 12358.1081 |  | 277.1276
1 | 2400 | 707 | 0.035 | 15 | 15 | 7 | 3.1623e-09 | 0 | Water | Porous | Wet | R600a | MinimizeLCOE | IgnoreSilica | 158.2381 | 26.6768 | 1.4106 | 4 | 12282.4893 |  | 275.4318 |  | 97.5146 | -5.3031e-06 | 5408146424.9379 | 3411691.3898 | 206977.9044 | 4808094.632 | 6038629.3977 | 24077.0464 | 426750.8235 | 0 | 5817326.2656 | 15135489.6453 | 10330282.6861 | 46199319.7907 | 3144235.0165 | 14665206.6643 |  | 1478867.319 | 3814762.4027 | 0 | 69302391.1933 |  | 3162277.6602 | 5.6424 | 12282.4893 |  | 275.4318
1 | 2400 | 707 | 0.035 | 15 | 15 | 7 | 4.217e-09 | 0 | Water | Porous | Wet | R600a | MinimizeLCOE | IgnoreSilica | 159.054 | 26.8156 | 1.4211 | 4 | 12225.8614 |  | 274.162 |  | 97.5169 | -5.2096e-06 | 5429960230.8737 | 3424311.9532 | 207737.0269 | 4828091.7116 | 6069824.2571 | 24077.0464 | 424147.9077 | 0 | 5841494.0621 | 15198369.2945 | 10373199.3387 | 46391252.5983 | 3144235.0165 | 14665206.6643 |  | 1478867.319 | 3814762.4027 | 0 | 69494324.0008 |  | 4216965.0343 | 5.6842 | 12225.8614 |  | 274.162
1 | 2400 | 707 | 0.035 | 15 | 15 | 7 | 5.6234e-09 | 0 | Water | Porous | Wet | R600a | MinimizeLCOE | IgnoreSilica | 159.6756 | 26.9214 | 1.429 | 4 | 12183.4411 |  | 273.2107 |  | 97.5187 | -5.1397e-06 | 5445696013.4066 | 3433915.5295 | 208314.6593 | 4843313.8476 | 6093591.361 | 24077.0464 | 422186.9154 | 0 | 5859905.7501 | 15246272.7297 | 10405894.4176 | 46537472.2565 | 3144235.0165 | 14665206.6643 |  | 1478867.319 | 3814762.4027 | 0 | 69640543.6591 |  | 5623413.2519 | 5.716 | 12183.4411 |  | 273.2107
1 | 2400 | 707 | 0.035 | 15 | 15 | 7 | 7.4989e-09 | 0 | Water | Porous | Wet | R600a | MinimizeLCOE | IgnoreSilica | 160.1406 | 27.0005 | 1.435 | 4 | 12151.6557 |  | 272.4979 |  | 97.52 | -5.0867e-06 | 5458287256.0036 | 3441094.5956 | 208746.4521 | 4854696.0736 | 6111374.8612 | 24077.0464 | 420667.4809 | 0 | 5873656.0387 | 15282048.1603 | 10430311.8841 | 46646672.5927 | 3144235.0165 | 14665206.6643 |  | 1478867.319 | 3814762.4027 | 0 | 69749743.9952 |  | 7498942.0933 | 5.7399 | 12151.6557 |  | 272.4979
1 | 2400 | 707 | 0.035 | 15 | 15 | 7 | 1e-08 | 0 | Water | Porous | Wet | R600a | MinimizeLCOE | IgnoreSilica | 160.487 | 27.0594 | 1.4395 | 4 | 12127.8344 |  | 271.9637 |  | 97.521 | -5.0465e-06 | 5467628048.4186 | 3446437.561 | 209067.8044 | 4863168.9032 | 6124619.3122 | 24077.0464 | 419488.3874 | 0 | 5883875.0157 | 15308635.8421 | 10448458.5232 | 46727828.3955 | 3144235.0165 | 14665206.6643 |  | 1478867.319 | 3814762.4027 | 0 | 69830899.798 |  | 10000000 | 5.7579 | 12127.8344 |  | 271.9637
1 | 2500 | 707 | 0.035 | 15 | 15 | 7 | 1e-13 | 0 | Water | Porous | Wet | R600a | MinimizeLCOE | IgnoreSilica | 0 | 0 | 0 | 4 |  |  |  |  | 0 | 0 | 11892923558.9732 | 2964.7017 | 123.6962 | 3019.8924 | 25396.9082 | 24077.0464 | 21652.4977 | 0 | 30121.5496 | 78370.0932 | 53489.1989 | 239215.5842 | 3144235.0165 | 15358740.0463 |  | 1478867.319 | 3953469.0791 | 0 |  |  | 100 | 0
1 | 2500 | 707 | 0.035 | 15 | 15 | 7 | 1.3335e-13 | 0 | Water | Porous | Wet | R600a | MinimizeLCOE | IgnoreSilica | 0 | 0 | 0 | 4 |  |  |  |  | 0 | 0 | 8287364561.7319 | 2968.0125 | 123.8456 | 3023.2526 | 25398.3959 | 24077.0464 | 19094.6222 | 0 | 29127.2183 | 75783.0472 | 51723.4869 | 231318.9276 | 3144235.0165 | 15358740.0463 |  | 1478867.319 | 3953469.0791 | 0 |  |  | 133.3521 | 0
1 | 2500 | 707 | 0.035 | 15 | 15 | 7 | 1.7783e-13 | 0 | Water | Porous | Wet | R600a | MinimizeLCOE | IgnoreSilica | 0 | 0 | 0 | 4 |  |  |  |  | 0 | 0 | 5584109468.7417 | 2970.509 | 123.9582 | 3025.7859 | 25399.5173 | 24077.0464 | 16864.0464 | 0 | 28259.7366 | 73526.0379 | 50183.0316 | 224429.6693 | 3144235.0165 | 15358740.0463 |  | 1478867.319 | 3953469.0791 | 0 |  |  | 177.8279 | 0
1 | 2500 | 707 | 0.035 | 15 | 15 | 7 | 2.3714e-13 | 0 | Water | Porous | Wet | R600a | MinimizeLCOE | IgnoreSilica | 0 | 0 | 0 | 4 |  |  |  |  | 0 | 0 | 3557248148.1618 | 2972.3888 | 124.043 | 3027.6932 | 25400.3615 | 24077.0464 | 14893.0014 | 0 | 27492.8684 | 71530.8039 | 48821.2435 | 218339.4499 | 3144235.0165 | 15358740.0463 |  | 1478867.319 | 3953469.0791 | 0 |  |  | 237.1374 | 0
1 | 2500 | 707 | 0.035 | 15 | 15 | 7 | 3.1623e-13 | 0 | Water | Porous | Wet | R600a | MinimizeLCOE | IgnoreSilica | 0 | 0 | 0 | 4 |  |  |  |  | 0 | 0 | 2037479687.0238 | 2973.8028 | 124.1068 | 3029.1278 | 25400.9964 | 24077.0464 | 13119.5137 | 0 | 26802.5916 | 69734.8453 | 47595.4649 | 212857.4956 | 3144235.0165 | 15358740.0463 |  | 1478867.319 | 3953469.0791 | 0 |  |  | 316.2278 | 0
1 | 2500 | 707 | 0.035 | 15 | 15 | 7 | 4.217e-13 | 0 | Water | Porous | Wet | R600a | MinimizeLCOE | IgnoreSilica | 0 | 0 | 0 | 4 |  |  |  |  | 0 | 0 | 897904932.8772 | 2974.8656 | 124.1548 | 3030.2059 | 25401.4735 | 24077.0464 | 11481.1309 | 0 | 26164.662 | 68075.0835 | 46462.6433 | 207791.266 | 3144235.0165 | 15358740.0463 |  | 1478867.319 | 3953469.0791 | 0 |  |  | 421.6965 | 0
1 | 2500 | 707 | 0.035 | 15 | 15 | 7 | 5.6234e-13 | 0 | Water | Porous | Wet | R600a | MinimizeLCOE | IgnoreSilica | 0.8806 | 0.096167 | 0.00053109 | 4 | 11600928.6594 |  | 260148.0021 |  | 79.0767 | -1.9197e-05 | 47412994.297 | 58060.8104 | 3175.5188 | 54086.364 | 49693.3971 | 24077.0464 | 39892.0873 | 0 | 89304.2374 | 232351.3068 | 158584.5413 | 709225.3095 | 3144235.0165 | 15358740.0463 |  | 1478867.319 | 3953469.0791 | 0 | 24644536.7704 |  | 562.3413 | 0.0021244 | 11600928.6594 |  | 260148.0021
1 | 2500 | 707 | 0.035 | 15 | 15 | 7 | 7.4989e-13 | 0 | Water | Porous | Wet | R600a | MinimizeLCOE | IgnoreSilica | 1.3216 | 0.17014 | 0.002188 | 4 | 2849360.4645 |  | 63896.215 |  | 85.4082 | -2.2417e-05 | 3816402.3969 | 90844.4228 | 5163.6154 | 84987.439 | 66539.0737 | 24077.0464 | 52150.0655 | 0 | 126267.0485 | 328520.9592 | 224222.3051 | 1002771.9756 | 3144235.0165 | 15358740.0463 |  | 1478867.319 | 3953469.0791 | 0 | 24938083.4365 |  | 749.8942 | 0.0087522 | 2849360.4645 |  | 63896.215
1 | 2500 | 707 | 0.035 | 15 | 15 | 7 | 1e-12 | 0 | Water | Porous | Wet | R600a | MinimizeLCOE | IgnoreSilica | 1.8578 | 0.26322 | 0.0047799 | 4 | 1321542.6406 |  | 29635.2721 |  | 89.4567 | -2.4068e-05 | 91499205.5041 | 126829.0107 | 7387.8103 | 120155.482 | 87378.4798 | 24077.0464 | 64187.2056 | 0 | 167705.8636 | 436336.2559 | 297808.4604 | 1331865.6147 | 3144235.0165 | 15358740.0463 |  | 1478867.319 | 3953469.0791 | 0 | 25267177.0756 |  | 1000 | 0.019119 | 1321542.6406 |  | 29635.2721
1 | 2500 | 707 | 0.035 | 15 | 15 | 7 | 1.3335e-12 | 0 | Water | Porous | Wet | R600a | MinimizeLCOE | IgnoreSilica | 2.5526 | 0.38589 | 0.0085256 | 4 | 752553.2911 |  | 16875.8244 |  | 92.3528 | -2.5079e-05 | 124626719.111 | 168954.7799 | 10016.1509 | 162846.2516 | 114625.9658 | 24077.0464 | 77557.9485 | 0 | 217650.4759 | 566281.8919 | 386499.0272 | 1728509.5381 | 3144235.0165 | 15358740.0463 |  | 1478867.319 | 3953469.0791 | 0 | 25663820.9991 |  | 1333.5214 | 0.034102 | 752553.2911 |  | 16875.8244
1 | 2500 | 707 | 0.035 | 15 | 15 | 7 | 1.7783e-12 | 0 | Water | Porous | Wet | R600a | MinimizeLCOE | IgnoreSilica | 3.4346 | 0.54303 | 0.013736 | 4 | 475639.8253 |  | 10666.1073 |  | 94.4308 | -2.5468e-05 | 258444257.599 | 217421.6787 | 13053.6588 | 213719.6891 | 149394.7259 | 24077.0464 | 91974.0275 | 0 | 276759.9223 | 720072.5465 | 491464.309 | 2197937.6042 | 3144235.0165 | 15358740.0463 |  | 1478867.319 | 3953469.0791 | 0 | 26133249.0651 |  | 1778.2794 | 0.054943 | 475639.8253 |  | 10666.1073
1 | 2500 | 707 | 0.035 | 15 | 15 | 7 | 2.3714e-12 | 0 | Water | Porous | Wet | R600a | MinimizeLCOE | IgnoreSilica | 4.5964 | 0.75109 | 0.02085 | 4 | 320311.2586 |  | 7182.902 |  | 95.9988 | -2.567e-05 | 375846008.4077 | 275468.9788 | 16697.7031 | 276740.6341 | 195332.9489 | 24077.0464 | 108876.5581 | 0 | 349905.609 | 910382.6192 | 621354.8441 | 2778836.9417 | 3144235.0165 | 15358740.0463 |  | 1478867.319 | 3953469.0791 | 0 | 26714148.4027 |  | 2371.3737 | 0.083401 | 320311.2586 |  | 7182.902
1 | 2500 | 707 | 0.035 | 15 | 15 | 7 | 3.1623e-12 | 0 | Water | Porous | Wet | R600a | MinimizeLCOE | IgnoreSilica | 6.0844 | 1.0183 | 0.030436 | 4 | 225170.4842 |  | 5049.3933 |  | 97.1583 | -2.5537e-05 | 548506094.642 | 343271.0201 | 20954.654 | 352760.3299 | 254265.5193 | 24077.0464 | 127663.2149 | 0 | 437966.796 | 1139499.7639 | 777732.0032 | 3478190.3479 | 3144235.0165 | 15358740.0463 |  | 1478867.319 | 3953469.0791 | 0 | 27413501.8088 |  | 3162.2777 | 0.12175 | 225170.4842 |  | 5049.3933
1 | 2500 | 707 | 0.035 | 15 | 15 | 7 | 4.217e-12 | 0 | Water | Porous | Wet | R600a | MinimizeLCOE | IgnoreSilica | 8.0406 | 1.3702 | 0.043286 | 4 | 163349.7331 |  | 3663.078 |  | 98.0445 | -2.5344e-05 | 703980848.2235 | 424809.4263 | 26070.1922 | 447027.8476 | 331819.4501 | 24077.0464 | 149894.3319 | 0 | 547442.3348 | 1424332.6594 | 972136.3072 | 4347609.5959 | 3144235.0165 | 15358740.0463 |  | 1478867.319 | 3953469.0791 | 0 | 28282921.0568 |  | 4216.965 | 0.17314 | 163349.7331 |  | 3663.078
1 | 2500 | 707 | 0.035 | 15 | 15 | 7 | 5.6234e-12 | 0 | Water | Porous | Wet | R600a | MinimizeLCOE | IgnoreSilica | 10.5498 | 1.8221 | 0.06038 | 4 | 121472.6074 |  | 2723.9937 |  | 98.7084 | -2.4944e-05 | 914319405.4944 | 520731.7839 | 32079.1775 | 561262.0395 | 431369.3565 | 24077.0464 | 174908.3814 | 0 | 680326.8362 | 1770070.8735 | 1208109.7425 | 5402935.2373 | 3144235.0165 | 15358740.0463 |  | 1478867.319 | 3953469.0791 | 0 | 29338246.6983 |  | 5623.4133 | 0.24152 | 121472.6074 |  | 2723.9937
1 | 2500 | 707 | 0.035 | 15 | 15 | 7 | 7.4989e-12 | 0 | Water | Porous | Wet | R600a | MinimizeLCOE | IgnoreSilica | 13.7876 | 2.4055 | 0.083038 | 4 | 92221.3954 |  | 2068.0423 |  | 99.213 | -2.4443e-05 | 1145825987.8707 | 634568.481 | 39198.6064 | 700682.7452 | 559865.4641 | 24077.0464 | 203594.8428 | 0 | 843175.0025 | 2193768.3975 | 1497292.0087 | 6696222.5945 | 3144235.0165 | 15358740.0463 |  | 1478867.319 | 3953469.0791 | 0 | 30631534.0554 |  | 7498.9421 | 0.33215 | 92221.3954 |  | 2068.0423
1 | 2500 | 707 | 0.035 | 15 | 15 | 7 | 1e-11 | 0 | Water | Porous | Wet | R600a | MinimizeLCOE | IgnoreSilica | 17.9239 | 3.1509 | 0.11289 | 4 | 71314.2205 |  | 1599.204 |  | 99.5955 | -2.382e-05 | 1406913412.0925 | 768648.593 | 47568.5093 | 869360.1641 | 724047.1239 | 24077.0464 | 235921.8268 | 0 | 1041153.0728 | 2708866.7255 | 1848857.2018 | 8268500.2635 | 3144235.0165 | 15358740.0463 |  | 1478867.319 | 3953469.0791 | 0 | 32203811.7244 |  | 10000 | 0.45158 | 71314.2205 |  | 1599.204
1 | 2500 | 707 | 0.035 | 15 | 15 | 7 | 1.3335e-11 | 0 | Water | Porous | Wet | R600a | MinimizeLCOE | IgnoreSilica | 23.1567 | 4.0942 | 0.15195 | 4 | 56105.1749 |  | 1258.1449 |  | 99.8858 | -2.3072e-05 | 1705965252.5224 | 925454.8294 | 57336.7738 | 1071771.7754 | 931784.3863 | 24077.0464 | 271792.1641 | 0 | 1280064.6204 | 3330465.5649 | 2273111.1823 | 10165858.3429 | 3144235.0165 | 15358740.0463 |  | 1478867.319 | 3953469.0791 | 0 | 34101169.8038 |  | 13335.2143 | 0.60781 | 56105.1749 |  | 1258.1449
1 | 2500 | 707 | 0.035 | 15 | 15 | 7 | 1.7783e-11 | 0 | Water | Porous | Wet | R600a | MinimizeLCOE | IgnoreSilica | 29.6802 | 5.2705 | 0.20252 | 4 | 44887.6996 |  | 1006.5957 |  | 100.1064 | -2.2186e-05 | 2044488300.5201 | 1106701.2194 | 68603.1169 | 1311534.8619 | 1190799.0126 | 24077.0464 | 310612.7983 | 0 | 1564807.9416 | 4071309.2778 | 2778752.2392 | 12427197.5141 | 3144235.0165 | 15358740.0463 |  | 1478867.319 | 3953469.0791 | 0 | 36362508.975 |  | 17782.7941 | 0.81008 | 44887.6996 |  | 1006.5957
1 | 2500 | 707 | 0.035 | 15 | 15 | 7 | 2.3714e-11 | 0 | Water | Porous | Wet | R600a | MinimizeLCOE | IgnoreSilica | 37.7117 | 6.719 | 0.26715 | 4 | 36525.66 |  | 819.079 |  | 100.2754 | -2.119e-05 | 2404329772.2774 | 1314254.4154 | 81476.1365 | 1592551.2055 | 1509740.4251 | 24077.0464 | 351975.0198 | 0 | 1900888.9569 | 4945723.14 | 3375557.6675 | 15096244.0131 | 3144235.0165 | 15358740.0463 |  | 1478867.319 | 3953469.0791 | 0 | 39031555.474 |  | 23713.7371 | 1.0686 | 36525.66 |  | 819.079
1 | 2500 | 707 | 0.035 | 15 | 15 | 7 | 3.1623e-11 | 0 | Water | Porous | Wet | R600a | MinimizeLCOE | IgnoreSilica | 47.3218 | 8.4528 | 0.34801 | 4 | 30243.2619 |  | 678.1978 |  | 100.4052 | -2.0052e-05 | 2794278157.5395 | 1546125.7015 | 95825.5325 | 1913416.2599 | 1891444.376 | 24077.0464 | 393806.8448 | 0 | 2287231.3468 | 5950906.7888 | 4061616.1622 | 18164450.0589 | 3144235.0165 | 15358740.0463 |  | 1478867.319 | 3953469.0791 | 0 | 42099761.5198 |  | 31622.7766 | 1.392 | 30243.2619 |  | 678.1978
1 | 2500 | 707 | 0.035 | 15 | 15 | 7 | 4.217e-11 | 0 | Water | Porous | Wet | R600a | MinimizeLCOE | IgnoreSilica | 58.5157 | 10.4731 | 0.44651 | 4 | 25499.7628 |  | 571.826 |  | 100.5064 | -1.8807e-05 | 3194111280.8918 | 1799448.7202 | 111468.5172 | 2271115.488 | 2336172.4762 | 24077.0464 | 434449.0241 | 0 | 2720925.1961 | 7079289.2218 | 4831760.3587 | 21608706.0487 | 3144235.0165 | 15358740.0463 |  | 1478867.319 | 3953469.0791 | 0 | 45544017.5097 |  | 42169.6503 | 1.7861 | 25499.7628 |  | 571.826
1 | 2500 | 707 | 0.035 | 15 | 15 | 7 | 5.6234e-11 | 0 | Water | Porous | Wet | R600a | MinimizeLCOE | IgnoreSilica | 70.9908 | 12.7258 | 0.56197 | 4 | 21910.9505 |  | 491.3477 |  | 100.5865 | -1.7459e-05 | 3601356412.4735 | 2065701.2555 | 127876.2413 | 2654022.6508 | 2831976.0605 | 24077.0464 | 470721.0289 | 0 | 3188005.9705 | 8294537.5853 | 5661192.3377 | 25318110.1769 | 3144235.0165 | 15358740.0463 |  | 1478867.319 | 3953469.0791 | 0 | 49253421.6378 |  | 56234.1325 | 2.2479 | 21910.9505 |  | 491.3477
1 | 2500 | 707 | 0.035 | 15 | 15 | 7 | 7.4989e-11 | 0 | Water | Porous | Wet | R600a | MinimizeLCOE | IgnoreSilica | 84.224 | 15.1171 | 0.69108 | 4 | 19197.8516 |  | 430.5072 |  | 100.6511 | -1.6049e-05 | 3997714439.9945 | 2333803.9544 | 144367.2814 | 3045876.9489 | 3358150.3635 | 24077.0464 | 499915.4305 | 0 | 3668414.4998 | 9544462.0331 | 6514291.4567 | 29133359.0147 | 3144235.0165 | 15358740.0463 |  | 1478867.319 | 3953469.0791 | 0 | 53068670.4756 |  | 74989.4209 | 2.7643 | 19197.8516 |  | 430.5072
1 | 2500 | 707 | 0.035 | 15 | 15 | 7 | 1e-10 | 0 | Water | Porous | Wet | R600a | MinimizeLCOE | IgnoreSilica | 97.4681 | 17.5124 | 0.82762 | 4 | 17152.6748 |  | 384.6446 |  | 100.7041 | -1.463e-05 | 4374536698.2735 | 2590368.0006 | 160123.1583 | 3426091.797 | 3885056.5431 | 24077.0464 | 519812.2815 | 0 | 4136156.2425 | 10761430.1006 | 7344897.1689 | 32848012.3389 | 3144235.0165 | 15358740.0463 |  | 1478867.319 | 3953469.0791 | 0 | 56783323.7998 |  | 100000 | 3.3105 | 17152.6748 |  | 384.6446
1 | 2500 | 707 | 0.035 | 15 | 15 | 7 | 1.3335e-10 | 0 | Water | Porous | Wet | R600a | MinimizeLCOE | IgnoreSilica | 110 | 19.7811 | 0.96394 | 4 | 15616.8293 |  | 350.2036 |  | 100.748 | -1.3268e-05 | 4716032372.9736 | 2824237.4908 | 174466.2005 | 3776669.8435 | 4383935.7133 | 24077.0464 | 530107.8454 | 0 | 4568262.7145 | 11885682.5037 | 8112222.5351 | 36279661.8933 | 3144235.0165 | 15358740.0463 |  | 1478867.319 | 3953469.0791 | 0 | 60214973.3542 |  | 133352.1432 | 3.8558 | 15616.8293 |  | 350.2036
1 | 2500 | 707 | 0.035 | 15 | 15 | 7 | 1.7783e-10 | 0 | Water | Porous | Wet | R600a | MinimizeLCOE | IgnoreSilica | 121.2271 | 21.8156 | 1.0926 | 4 | 14467.4748 |  | 324.4296 |  | 100.7843 | -1.2019e-05 | 5019552326.0196 | 3027533.4152 | 186920.9917 | 4084238.5733 | 4831164.1848 | 24077.0464 | 531807.4115 | 0 | 4947439.2329 | 12872222.0247 | 8785556.0296 | 39290958.9099 | 3144235.0165 | 15358740.0463 |  | 1478867.319 | 3953469.0791 | 0 | 63226270.3709 |  | 177827.941 | 4.3702 | 14467.4748 |  | 324.4296
1 | 2500 | 707 | 0.035 | 15 | 15 | 7 | 2.3714e-10 | 0 | Water | Porous | Wet | R600a | MinimizeLCOE | IgnoreSilica | 130.8593 | 23.5627 | 1.2081 | 4 | 13609.4309 |  | 305.1882 |  | 100.8141 | -1.0924e-05 | 5277804669.1897 | 3197854.567 | 197347.121 | 4343788.6287 | 5215097.5589 | 24077.0464 | 527295.9562 | 0 | 5267129.7425 | 13703991.1531 | 9353255.5508 | 41829837.3245 | 3144235.0165 | 15358740.0463 |  | 1478867.319 | 3953469.0791 | 0 | 65765148.7855 |  | 237137.3706 | 4.8323 | 13609.4309 |  | 305.1882
1 | 2500 | 707 | 0.035 | 15 | 15 | 7 | 3.1623e-10 | 0 | Water | Porous | Wet | R600a | MinimizeLCOE | IgnoreSilica | 138.8176 | 25.0074 | 1.3075 | 4 | 12969.6278 |  | 290.8407 |  | 100.8382 | -9.9952e-06 | 5493764122.8494 | 3336019.2222 | 205799.6427 | 4555510.9942 | 5532493.7564 | 24077.0464 | 518913.5846 | 0 | 5527397.5562 | 14381154.616 | 9815433.5286 | 43896799.9472 | 3144235.0165 | 15358740.0463 |  | 1478867.319 | 3953469.0791 | 0 | 67832111.4082 |  | 316227.766 | 5.2301 | 12969.6278 |  | 290.8407
1 | 2500 | 707 | 0.035 | 15 | 15 | 7 | 4.217e-10 | 0 | Water | Porous | Wet | R600a | MinimizeLCOE | IgnoreSilica | 145.2413 | 26.1744 | 1.3904 | 4 | 12492.6553 |  | 280.1448 |  | 100.8574 | -9.2339e-06 | 5668635580.9284 | 3445988.7141 | 212524.2231 | 4724742.4845 | 5788808.0872 | 24077.0464 | 508991.0045 | 0 | 5735001.3084 | 14921296.9938 | 10184091.8003 | 45545521.6623 | 3144235.0165 | 15358740.0463 |  | 1478867.319 | 3953469.0791 | 0 | 69480833.1233 |  | 421696.5034 | 5.5617 | 12492.6553 |  | 280.1448
1 | 2500 | 707 | 0.035 | 15 | 15 | 7 | 5.6234e-10 | 0 | Water | Porous | Wet | R600a | MinimizeLCOE | IgnoreSilica | 150.3038 | 27.0947 | 1.4577 | 4 | 12136.9254 |  | 272.1676 |  | 100.8724 | -8.1362e-06 | 5809304555.6847 | 3531743.5575 | 217766.3446 | 4857132.9075 | 5990896.5616 | 24077.0464 | 498845.6869 | 0 | 5896980.2207 | 15342732.8973 | 10471730.4641 | 46831905.6866 | 3144235.0165 | 15358740.0463 |  | 1478867.319 | 3953469.0791 | 0 | 70767217.1475 |  | 562341.3252 | 5.8307 | 12136.9254 |  | 272.1676
1 | 2500 | 707 | 0.035 | 15 | 15 | 7 | 7.4989e-10 | 0 | Water | Porous | Wet | R600a | MinimizeLCOE | IgnoreSilica | 154.248 | 27.8121 | 1.5112 | 4 | 11871.4276 |  | 266.2139 |  | 100.8841 | -7.6541e-06 | 5919985371.3182 | 3598024.2554 | 221817.039 | 4959704.7244 | 6148395.7852 | 24077.0464 | 489501.6225 | 0 | 6022192.9844 | 15668510.8238 | 10694080.593 | 47826304.8741 | 3144235.0165 | 15358740.0463 |  | 1478867.319 | 3953469.0791 | 0 | 71761616.3351 |  | 749894.2093 | 6.0449 | 11871.4276 |  | 266.2139
1 | 2500 | 707 | 0.035 | 15 | 15 | 7 | 1e-09 | 0 | Water | Porous | Wet | R600a | MinimizeLCOE | IgnoreSilica | 157.2829 | 28.3643 | 1.5532 | 4 | 11673.1153 |  | 261.7668 |  | 100.8932 | -7.2779e-06 | 6006561194.8458 | 3648719.5646 | 224914.6882 | 5038298.9805 | 6269615.9324 | 24077.0464 | 481337.8434 | 0 | 6117915.9817 | 15917562.4272 | 10864063.4297 | 48586505.8941 | 3144235.0165 | 15358740.0463 |  | 1478867.319 | 3953469.0791 | 0 | 72521817.3551 |  | 1000000 | 6.2127 | 11673.1153 |  | 261.7668
1 | 2500 | 707 | 0.035 | 15 | 15 | 7 | 1.3335e-09 | 0 | Water | Porous | Wet | R600a | MinimizeLCOE | IgnoreSilica | 159.607 | 28.7873 | 1.5857 | 4 | 11524.8744 |  | 258.4425 |  | 100.9001 | -6.5072e-06 | 6073228324.969 | 3687368.2214 | 227275.9357 | 5098297.8444 | 6362465.7468 | 24077.0464 | 474535.5928 | 0 | 6190867.9511 | 16107368.4871 | 10993609.9658 | 49165866.7915 | 3144235.0165 | 15358740.0463 |  | 1478867.319 | 3953469.0791 | 0 | 73101178.2524 |  | 1333521.4322 | 6.3429 | 11524.8744 |  | 258.4425
1 | 2500 | 707 | 0.035 | 15 | 15 | 7 | 1.7783e-09 | 0 | Water | Porous | Wet | R600a | MinimizeLCOE | IgnoreSilica | 161.3735 | 29.1089 | 1.6107 | 4 | 11413.9875 |  | 255.9559 |  | 100.9053 | -6.2855e-06 | 6124492114.9263 | 3716644.1917 | 229064.3822 | 5143792.306 | 6433046.9525 | 24077.0464 | 468997.0052 | 0 | 6246092.5348 | 16251051.5258 | 11091676.5921 | 49604442.5367 | 3144235.0165 | 15358740.0463 |  | 1478867.319 | 3953469.0791 | 0 | 73539753.9976 |  | 1778279.41 | 6.443 | 11413.9875 |  | 255.9559
1 | 2500 | 707 | 0.035 | 15 | 15 | 7 | 2.3714e-09 | 0 | Water | Porous | Wet | R600a | MinimizeLCOE | IgnoreSilica | 162.7204 | 29.3542 | 1.6299 | 4 | 11330.9961 |  | 254.0948 |  | 100.9093 | -6.1174e-06 | 6163024626.9873 | 3738910.8828 | 230424.539 | 5178420.66 | 6486871.9516 | 24077.0464 | 464647.3109 | 0 | 6288107.4324 | 16360365.6708 | 11166285.7422 | 49938111.236 | 3144235.0165 | 15358740.0463 |  | 1478867.319 | 3953469.0791 | 0 | 73873422.697 |  | 2371373.7057 | 6.5196 | 11330.9961 |  | 254.0948
1 | 2500 | 707 | 0.035 | 15 | 15 | 7 | 3.1623e-09 | 0 | Water | Porous | Wet | R600a | MinimizeLCOE | IgnoreSilica | 163.7292 | 29.5379 | 1.6444 | 4 | 11268.855 |  | 252.7013 |  | 100.9123 | -5.9889e-06 | 6192945148.3657 | 3755557.8335 | 231441.36 | 5204324.0941 | 6527192.4481 | 24077.0464 | 461173.1017 | 0 | 6319468.6947 | 16441961.2423 | 11221976.3964 | 50187172.2171 | 3144235.0165 | 15358740.0463 |  | 1478867.319 | 3953469.0791 | 0 | 74122483.678 |  | 3162277.6602 | 6.5776 | 11268.855 |  | 252.7013
1 | 2500 | 707 | 0.035 | 15 | 15 | 7 | 4.217e-09 | 0 | Water | Porous | Wet | R600a | MinimizeLCOE | IgnoreSilica | 164.5038 | 29.679 | 1.6555 | 4 | 11222.3092 |  | 251.6576 |  | 100.9147 | -5.8931e-06 | 6214643660.8901 | 3768320.5472 | 232220.895 | 5224191.9164 | 6558151.0971 | 24077.0464 | 458576.4722 | 0 | 6343559.8099 | 16504641.3824 | 11264756.88 | 50378496.0466 | 3144235.0165 | 15358740.0463 |  | 1478867.319 | 3953469.0791 | 0 | 74313807.5075 |  | 4216965.0343 | 6.622 | 11222.3092 |  | 251.6576
1 | 2500 | 707 | 0.035 | 15 | 15 | 7 | 5.6234e-09 | 0 | Water | Porous | Wet | R600a | MinimizeLCOE | IgnoreSilica | 165.0781 | 29.7836 | 1.6638 | 4 | 11187.4353 |  | 250.8755 |  | 100.9164 | -5.8197e-06 | 6231678352.2623 | 3777772.8683 | 232798.2166 | 5238911.1446 | 6581105.4824 | 24077.0464 | 456516.0952 | 0 | 6361360.5329 | 16550955.2121 | 11296367.0204 | 50519863.619 | 3144235.0165 | 15358740.0463 |  | 1478867.319 | 3953469.0791 | 0 | 74455175.0799 |  | 5623413.2519 | 6.6552 | 11187.4353 |  | 250.8755
1 | 2500 | 707 | 0.035 | 15 | 15 | 7 | 7.4989e-09 | 0 | Water | Porous | Wet | R600a | MinimizeLCOE | IgnoreSilica | 165.5191 | 29.8639 | 1.6701 | 4 | 11161.301 |  | 250.2895 |  | 100.9177 | -5.7654e-06 | 6243893662.9734 | 3785025.7116 | 233241.1906 | 5250208.0272 | 6598733.3791 | 24077.0464 | 455005.0772 | 0 | 6375053.2685 | 16586580.9015 | 11320682.2854 | 50628606.8876 | 3144235.0165 | 15358740.0463 |  | 1478867.319 | 3953469.0791 | 0 | 74563918.3486 |  | 7498942.0933 | 6.6806 | 11161.301 |  | 250.2895
1 | 2500 | 707 | 0.035 | 15 | 15 | 7 | 1e-08 | 0 | Water | Porous | Wet | R600a | MinimizeLCOE | IgnoreSilica | 165.8286 | 29.9203 | 1.6748 | 4 | 11141.7128 |  | 249.8502 |  | 100.9186 | -5.7222e-06 | 6254637837.3073 | 3790112.7099 | 233551.8778 | 5258132.8588 | 6611104.9673 | 24077.0464 | 453702.1073 | 0 | 6384565.8113 | 16611330.5866 | 11337574.4541 | 50704152.4195 | 3144235.0165 | 15358740.0463 |  | 1478867.319 | 3953469.0791 | 0 | 74639463.8804 |  | 10000000 | 6.6991 | 11141.7128 |  | 249.8502
1 | 2600 | 707 | 0.035 | 15 | 15 | 7 | 1e-13 | 0 | Water | Porous | Wet | R600a | MinimizeLCOE | IgnoreSilica | 0 | 0 | 0 | 4 |  |  |  |  | 0 | 0 | 11212611080.1734 | 3040.3324 | 127.1122 | 3096.4944 | 25430.75 | 24077.0464 | 21240.5959 | 0 | 30034.8092 | 78144.4125 | 53335.1672 | 238526.7202 | 3144235.0165 | 16063993.61 |  | 1478867.319 | 4094519.7919 | 0 |  |  | 100 | 0
1 | 2600 | 707 | 0.035 | 15 | 15 | 7 | 1.3335e-13 | 0 | Water | Porous | Wet | R600a | MinimizeLCOE | IgnoreSilica | 0 | 0 | 0 | 4 |  |  |  |  | 0 | 0 | 7731680645.8158 | 3043.5581 | 127.2581 | 3099.7542 | 25432.1867 | 24077.0464 | 18716.6853 | 0 | 29053.6307 | 75591.5872 | 51592.8115 | 230734.5183 | 3144235.0165 | 16063993.61 |  | 1478867.319 | 4094519.7919 | 0 |  |  | 133.3521 | 0
1 | 2600 | 707 | 0.035 | 15 | 15 | 7 | 1.7783e-13 | 0 | Water | Porous | Wet | R600a | MinimizeLCOE | IgnoreSilica | 0 | 0 | 0 | 4 |  |  |  |  | 0 | 0 | 5122059744.8355 | 3045.99 | 127.3681 | 3102.2115 | 25433.2695 | 24077.0464 | 16508.2405 | 0 | 28194.7091 | 73356.8497 | 50067.5572 | 223913.242 | 3144235.0165 | 16063993.61 |  | 1478867.319 | 4094519.7919 | 0 |  |  | 177.8279 | 0
1 | 2600 | 707 | 0.035 | 15 | 15 | 7 | 2.3714e-13 | 0 | Water | Porous | Wet | R600a | MinimizeLCOE | IgnoreSilica | 0 | 0 | 0 | 4 |  |  |  |  | 0 | 0 | 3165514897.0733 | 3047.8209 | 127.451 | 3104.0613 | 25434.0846 | 24077.0464 | 14547.08 | 0 | 27431.6422 | 71371.506 | 48712.5194 | 217853.2118 | 3144235.0165 | 16063993.61 |  | 1478867.319 | 4094519.7919 | 0 |  |  | 237.1374 | 0
1 | 2600 | 707 | 0.035 | 15 | 15 | 7 | 3.1623e-13 | 0 | Water | Porous | Wet | R600a | MinimizeLCOE | IgnoreSilica | 0 | 0 | 0 | 4 |  |  |  |  | 0 | 0 | 1698533744.4525 | 3049.1981 | 127.5133 | 3105.4525 | 25434.6975 | 24077.0464 | 12769.085 | 0 | 26739.5672 | 69570.8687 | 47483.5474 | 212356.976 | 3144235.0165 | 16063993.61 |  | 1478867.319 | 4094519.7919 | 0 |  |  | 316.2278 | 0
1 | 2600 | 707 | 0.035 | 15 | 15 | 7 | 4.217e-13 | 0 | Water | Porous | Wet | R600a | MinimizeLCOE | IgnoreSilica | 0 | 0 | 0 | 4 |  |  |  |  | 0 | 0 | 598576473.4489 | 3050.2331 | 127.5601 | 3106.498 | 25435.1581 | 24077.0464 | 11105.9423 | 0 | 26091.9508 | 67885.9038 | 46333.5243 | 207213.8168 | 3144235.0165 | 16063993.61 |  | 1478867.319 | 4094519.7919 | 0 |  |  | 421.6965 | 0
1 | 2600 | 707 | 0.035 | 15 | 15 | 7 | 5.6234e-13 | 0 | Water | Porous | Wet | R600a | MinimizeLCOE | IgnoreSilica | 1.0658 | 0.13344 | 0.0012272 | 4 | 5225148.0613 |  | 117172.6738 |  | 84.2814 | -2.3295e-05 | 15123840.7809 | 76131.387 | 4291.0038 | 70028.6819 | 57745.3775 | 24077.0464 | 47669.9343 | 0 | 109177.9381 | 284058.5994 | 193875.8309 | 867055.7994 | 3144235.0165 | 16063993.61 |  | 1478867.319 | 4094519.7919 | 0 | 25648671.5368 |  | 562.3413 | 0.0049087 | 5225148.0613 |  | 117172.6738
1 | 2600 | 707 | 0.035 | 15 | 15 | 7 | 7.4989e-13 | 0 | Water | Porous | Wet | R600a | MinimizeLCOE | IgnoreSilica | 1.5559 | 0.22244 | 0.003504 | 4 | 1853714.9152 |  | 41569.1059 |  | 89.8516 | -2.6319e-05 | 16348516.7753 | 113262.3478 | 6599.8261 | 104986.4978 | 77386.984 | 24077.0464 | 61031.1792 | 0 | 151064.1137 | 393037.8363 | 268256.3994 | 1199702.2308 | 3144235.0165 | 16063993.61 |  | 1478867.319 | 4094519.7919 | 0 | 25981317.9682 |  | 749.8942 | 0.014016 | 1853714.9152 |  | 41569.1059
1 | 2600 | 707 | 0.035 | 15 | 15 | 7 | 1e-12 | 0 | Water | Porous | Wet | R600a | MinimizeLCOE | IgnoreSilica | 2.1551 | 0.33419 | 0.006932 | 4 | 950556.8757 |  | 21316.0066 |  | 93.5227 | -2.78e-05 | 137000775.2813 | 154284.4943 | 9189.2427 | 145027.032 | 101754.3381 | 24077.0464 | 74319.539 | 0 | 198374.1601 | 516128.8724 | 352268.5608 | 1575423.2858 | 3144235.0165 | 16063993.61 |  | 1478867.319 | 4094519.7919 | 0 | 26357039.0232 |  | 1000 | 0.027728 | 950556.8757 |  | 21316.0066
1 | 2600 | 707 | 0.035 | 15 | 15 | 7 | 1.3335e-12 | 0 | Water | Porous | Wet | R600a | MinimizeLCOE | IgnoreSilica | 2.925 | 0.47972 | 0.011801 | 4 | 567876.8234 |  | 12734.4996 |  | 96.1744 | -2.8595e-05 | 267903417.5053 | 202041.8316 | 12226.1275 | 193310.7784 | 133312.962 | 24077.0464 | 88938.9773 | 0 | 255024.012 | 663520.1667 | 452866.1478 | 2025318.0497 | 3144235.0165 | 16063993.61 |  | 1478867.319 | 4094519.7919 | 0 | 26806933.7871 |  | 1333.5214 | 0.047206 | 567876.8234 |  | 12734.4996
1 | 2600 | 707 | 0.035 | 15 | 15 | 7 | 1.7783e-12 | 0 | Water | Porous | Wet | R600a | MinimizeLCOE | IgnoreSilica | 3.9339 | 0.67185 | 0.018524 | 4 | 369235.8955 |  | 8280.0251 |  | 98.1529 | -2.9045e-05 | 376298063.4027 | 258849.758 | 15850.6452 | 252750.822 | 174854.3067 | 24077.0464 | 105814.9526 | 0 | 324557.037 | 844430.8345 | 576341.3959 | 2577526.7982 | 3144235.0165 | 16063993.61 |  | 1478867.319 | 4094519.7919 | 0 | 27359142.5356 |  | 1778.2794 | 0.074097 | 369235.8955 |  | 8280.0251
1 | 2600 | 707 | 0.035 | 15 | 15 | 7 | 2.3714e-12 | 0 | Water | Porous | Wet | R600a | MinimizeLCOE | IgnoreSilica | 5.2445 | 0.92253 | 0.027653 | 4 | 253432.0429 |  | 5683.1519 |  | 99.6271 | -2.917e-05 | 513988097.6381 | 326018.5492 | 20140.193 | 325405.7418 | 228970.4672 | 24077.0464 | 125085.5383 | 0 | 409382.039 | 1065128.0896 | 726971.8073 | 3251179.4717 | 3144235.0165 | 16063993.61 |  | 1478867.319 | 4094519.7919 | 0 | 28032795.2091 |  | 2371.3737 | 0.11061 | 253432.0429 |  | 5683.1519
1 | 2600 | 707 | 0.035 | 15 | 15 | 7 | 3.1623e-12 | 0 | Water | Porous | Wet | R600a | MinimizeLCOE | IgnoreSilica | 6.9345 | 1.2465 | 0.039922 | 4 | 180669.493 |  | 4051.4694 |  | 100.7278 | -2.8999e-05 | 702993813.1257 | 405113.742 | 25189.786 | 413691.5108 | 298856.1305 | 24077.0464 | 146876.6257 | 0 | 512383.8881 | 1333117.7725 | 909880.2725 | 4069186.7744 | 3144235.0165 | 16063993.61 |  | 1478867.319 | 4094519.7919 | 0 | 28850802.5118 |  | 3162.2777 | 0.15969 | 180669.493 |  | 4051.4694
1 | 2600 | 707 | 0.035 | 15 | 15 | 7 | 4.217e-12 | 0 | Water | Porous | Wet | R600a | MinimizeLCOE | IgnoreSilica | 9.1271 | 1.6675 | 0.056311 | 4 | 132541.169 |  | 2972.2035 |  | 101.5609 | -2.8664e-05 | 915307127.8396 | 499116.3156 | 31183.7369 | 521825.5117 | 389616.1773 | 24077.0464 | 171987.1035 | 0 | 638744.2976 | 1661881.638 | 1134268.3662 | 5072700.1933 | 3144235.0165 | 16063993.61 |  | 1478867.319 | 4094519.7919 | 0 | 29854315.9307 |  | 4216.965 | 0.22525 | 132541.169 |  | 2972.2035
1 | 2600 | 707 | 0.035 | 15 | 15 | 7 | 5.6234e-12 | 0 | Water | Porous | Wet | R600a | MinimizeLCOE | IgnoreSilica | 11.9628 | 2.2124 | 0.078097 | 4 | 99506.8417 |  | 2231.4167 |  | 102.1928 | -2.8192e-05 | 1152918880.6666 | 610759.5512 | 38290.7218 | 654003.4164 | 507061.8932 | 24077.0464 | 200846.95 | 0 | 793665.4358 | 2064954.6609 | 1409373.9866 | 6303033.6624 | 3144235.0165 | 16063993.61 |  | 1478867.319 | 4094519.7919 | 0 | 31084649.3998 |  | 5623.4133 | 0.31239 | 99506.8417 |  | 2231.4167
1 | 2600 | 707 | 0.035 | 15 | 15 | 7 | 7.4989e-12 | 0 | Water | Porous | Wet | R600a | MinimizeLCOE | IgnoreSilica | 15.5922 | 2.9102 | 0.10689 | 4 | 76201.7385 |  | 1708.8054 |  | 102.6705 | -2.7556e-05 | 1433117332.866 | 742325.0942 | 46649.8866 | 814109.5275 | 657430.3485 | 24077.0464 | 233403.4008 | 0 | 982018.1685 | 2555009.8348 | 1743846.7125 | 7798870.0197 | 3144235.0165 | 16063993.61 |  | 1478867.319 | 4094519.7919 | 0 | 32580485.7571 |  | 7498.9421 | 0.42756 | 76201.7385 |  | 1708.8054
1 | 2600 | 707 | 0.035 | 15 | 15 | 7 | 1e-11 | 0 | Water | Porous | Wet | R600a | MinimizeLCOE | IgnoreSilica | 20.2092 | 3.7981 | 0.14472 | 4 | 59413.5826 |  | 1332.3351 |  | 103.0331 | -2.6776e-05 | 1748526334.4627 | 896834.6345 | 56446.002 | 1007148.2318 | 848754.7929 | 24077.0464 | 269842.7683 | 0 | 1210210.3556 | 3148719.097 | 2149065.4834 | 9611098.412 | 3144235.0165 | 16063993.61 |  | 1478867.319 | 4094519.7919 | 0 | 34392714.1494 |  | 10000 | 0.57887 | 59413.5826 |  | 1332.3351
1 | 2600 | 707 | 0.035 | 15 | 15 | 7 | 1.3335e-11 | 0 | Water | Porous | Wet | R600a | MinimizeLCOE | IgnoreSilica | 26.0138 | 4.9146 | 0.19401 | 4 | 47121.4138 |  | 1056.6862 |  | 103.3086 | -2.5846e-05 | 2110225411.9131 | 1076663.6884 | 67822.7037 | 1237507.8553 | 1089318.6632 | 24077.0464 | 309832.4549 | 0 | 1484036.7406 | 3861159.1813 | 2635320.4801 | 11785738.8139 | 3144235.0165 | 16063993.61 |  | 1478867.319 | 4094519.7919 | 0 | 36567354.5513 |  | 13335.2143 | 0.77602 | 47121.4138 |  | 1056.6862
1 | 2600 | 707 | 0.035 | 15 | 15 | 7 | 1.7783e-11 | 0 | Water | Porous | Wet | R600a | MinimizeLCOE | IgnoreSilica | 33.2345 | 6.3038 | 0.25756 | 4 | 38006.5275 |  | 852.2871 |  | 103.5192 | -2.4786e-05 | 2499096053.8118 | 1284359.0147 | 80932.0431 | 1509998.1019 | 1388617.8322 | 24077.0464 | 353103.4067 | 0 | 1810024.1035 | 4709311.4304 | 3214201.8179 | 14374624.7967 | 3144235.0165 | 16063993.61 |  | 1478867.319 | 4094519.7919 | 0 | 39156240.5341 |  | 17782.7941 | 1.0303 | 38006.5275 |  | 852.2871
1 | 2600 | 707 | 0.035 | 15 | 15 | 7 | 2.3714e-11 | 0 | Water | Porous | Wet | R600a | MinimizeLCOE | IgnoreSilica | 42.0313 | 7.9967 | 0.3382 | 4 | 31181.202 |  | 699.2309 |  | 103.6806 | -2.358e-05 | 2918560129.3208 | 1520064.4126 | 95774.6576 | 1826306.5128 | 1753311.1462 | 24077.0464 | 398271.3002 | 0 | 2190943.9795 | 5700386.8103 | 3890631.1293 | 17399766.9949 | 3144235.0165 | 16063993.61 |  | 1478867.319 | 4094519.7919 | 0 | 42181382.7323 |  | 23713.7371 | 1.3528 | 31181.202 |  | 699.2309
1 | 2600 | 707 | 0.035 | 15 | 15 | 7 | 3.1623e-11 | 0 | Water | Porous | Wet | R600a | MinimizeLCOE | IgnoreSilica | 52.4723 | 10.0067 | 0.43821 | 4 | 26034.4039 |  | 583.8152 |  | 103.8054 | -2.2229e-05 | 3364268266.1487 | 1781722.3058 | 112213.5863 | 2184940.4065 | 2186267.6741 | 24077.0464 | 443392.7149 | 0 | 2625719.3563 | 6831583.1559 | 4662695.8789 | 20852612.1251 | 3144235.0165 | 16063993.61 |  | 1478867.319 | 4094519.7919 | 0 | 45634227.8625 |  | 31622.7766 | 1.7528 | 26034.4039 |  | 583.8152
1 | 2600 | 707 | 0.035 | 15 | 15 | 7 | 4.217e-11 | 0 | Water | Porous | Wet | R600a | MinimizeLCOE | IgnoreSilica | 64.4675 | 12.3169 | 0.55856 | 4 | 22137.3307 |  | 496.4243 |  | 103.9035 | -2.0757e-05 | 3820460140.736 | 2064236.9469 | 129923.5446 | 2579764.7673 | 2683826.8246 | 24077.0464 | 486065.2496 | 0 | 3107478.8079 | 8085022.4267 | 5518193.9368 | 24678589.5508 | 3144235.0165 | 16063993.61 |  | 1478867.319 | 4094519.7919 | 0 | 49460205.2882 |  | 42169.6503 | 2.2342 | 22137.3307 |  | 496.4243
1 | 2600 | 707 | 0.035 | 15 | 15 | 7 | 5.6234e-11 | 0 | Water | Porous | Wet | R600a | MinimizeLCOE | IgnoreSilica | 77.6339 | 14.8542 | 0.69752 | 4 | 19183.1466 |  | 430.1774 |  | 103.9818 | -1.9185e-05 | 4275644907.0573 | 2357367.2732 | 148261.1587 | 2996657.6315 | 3230196.2471 | 24077.0464 | 522949.5516 | 0 | 3619008.4743 | 9415917.6895 | 6426557.3008 | 28740992.3731 | 3144235.0165 | 16063993.61 |  | 1478867.319 | 4094519.7919 | 0 | 53522608.1105 |  | 56234.1325 | 2.7901 | 19183.1466 |  | 430.1774
1 | 2600 | 707 | 0.035 | 15 | 15 | 7 | 7.4989e-11 | 0 | Water | Porous | Wet | R600a | MinimizeLCOE | IgnoreSilica | 91.3392 | 17.4976 | 0.85009 | 4 | 16947.2109 |  | 380.0371 |  | 104.0456 | -1.756e-05 | 4716218244.1279 | 2647754.4432 | 166393.8583 | 3416017.5209 | 3799232.292 | 24077.0464 | 551104.71 | 0 | 4135786.1497 | 10760467.195 | 7344239.9661 | 32845073.1817 | 3144235.0165 | 16063993.61 |  | 1478867.319 | 4094519.7919 | 0 | 57626688.9191 |  | 74989.4209 | 3.4004 | 16947.2109 |  | 380.0371
1 | 2600 | 707 | 0.035 | 15 | 15 | 7 | 1e-10 | 0 | Water | Porous | Wet | R600a | MinimizeLCOE | IgnoreSilica | 104.8204 | 20.1001 | 1.0085 | 4 | 15260.6214 |  | 342.2157 |  | 104.0985 | -1.5955e-05 | 5126639841.1264 | 2921594.1957 | 183466.6859 | 3816637.5797 | 4359314.6272 | 24077.0464 | 568932.4497 | 0 | 4630868.808 | 12048570.7166 | 8223397.0874 | 36776859.1965 | 3144235.0165 | 16063993.61 |  | 1478867.319 | 4094519.7919 | 0 | 61558474.9339 |  | 100000 | 4.0338 | 15260.6214 |  | 342.2157
1 | 2600 | 707 | 0.035 | 15 | 15 | 7 | 1.3335e-10 | 0 | Water | Porous | Wet | R600a | MinimizeLCOE | IgnoreSilica | 117.3561 | 22.5226 | 1.1636 | 4 | 13993.4447 |  | 313.7996 |  | 104.1426 | -1.4441e-05 | 5495585769.2927 | 3167520.1197 | 198779.851 | 4180265.1598 | 4880474.1009 | 24077.0464 | 576557.1739 | 0 | 5080792.6462 | 13219180.2515 | 9022362.1486 | 40350008.4979 | 3144235.0165 | 16063993.61 |  | 1478867.319 | 4094519.7919 | 0 | 65131624.2353 |  | 133352.1432 | 4.6544 | 13993.4447 |  | 313.7996
1 | 2600 | 707 | 0.035 | 15 | 15 | 7 | 1.7783e-10 | 0 | Water | Porous | Wet | R600a | MinimizeLCOE | IgnoreSilica | 128.4233 | 24.6635 | 1.3075 | 4 | 13044.6234 |  | 292.5225 |  | 104.1791 | -1.3074e-05 | 5817861322.091 | 3378669.39 | 211914.6245 | 4495128.3111 | 5340901.5682 | 24077.0464 | 575593.8574 | 0 | 5470251.071 | 14232471.184 | 9713954.0311 | 43442961.0836 | 3144235.0165 | 16063993.61 |  | 1478867.319 | 4094519.7919 | 0 | 68224576.821 |  | 177827.941 | 5.2301 | 13044.6234 |  | 292.5225
1 | 2600 | 707 | 0.035 | 15 | 15 | 7 | 2.3714e-10 | 0 | Water | Porous | Wet | R600a | MinimizeLCOE | IgnoreSilica | 137.7823 | 26.4757 | 1.4348 | 4 | 12335.7766 |  | 276.6268 |  | 104.2089 | -1.1888e-05 | 6092082353.2262 | 3553379.9926 | 222774.6024 | 4757378.416 | 5730516.0792 | 24077.0464 | 568598.9276 | 0 | 5794122.7751 | 15075118.9227 | 10289078.4275 | 46015045.1895 | 3144235.0165 | 16063993.61 |  | 1478867.319 | 4094519.7919 | 0 | 70796660.9269 |  | 237137.3706 | 5.7391 | 12335.7766 |  | 276.6268
1 | 2600 | 707 | 0.035 | 15 | 15 | 7 | 3.1623e-10 | 0 | Water | Porous | Wet | R600a | MinimizeLCOE | IgnoreSilica | 145.4607 | 27.9638 | 1.5431 | 4 | 11806.7764 |  | 264.7641 |  | 104.233 | -1.0897e-05 | 6318042083.7276 | 3694339.8262 | 231531.8034 | 4970038.5592 | 6050359.7296 | 24077.0464 | 558406.5827 | 0 | 6056213.8835 | 15757026.2247 | 10754494.1729 | 48096487.8286 | 3144235.0165 | 16063993.61 |  | 1478867.319 | 4094519.7919 | 0 | 72878103.566 |  | 316227.766 | 6.1726 | 11806.7764 |  | 264.7641
1 | 2600 | 707 | 0.035 | 15 | 15 | 7 | 4.217e-10 | 0 | Water | Porous | Wet | R600a | MinimizeLCOE | IgnoreSilica | 151.6 | 29.1545 | 1.6326 | 4 | 11412.0602 |  | 255.9127 |  | 104.2521 | -1.0088e-05 | 6499992469.6088 | 3805616.5691 | 238442.1261 | 5138561.7337 | 6306215.9884 | 24077.0464 | 547045.6748 | 0 | 6263384.064 | 16296040.5377 | 11122382.5172 | 49741766.2573 | 3144235.0165 | 16063993.61 |  | 1478867.319 | 4094519.7919 | 0 | 74523381.9947 |  | 421696.5034 | 6.5302 | 11412.0602 |  | 255.9127
1 | 2600 | 707 | 0.035 | 15 | 15 | 7 | 5.6234e-10 | 0 | Water | Porous | Wet | R600a | MinimizeLCOE | IgnoreSilica | 156.4398 | 30.0937 | 1.7047 | 4 | 11117.4317 |  | 249.3057 |  | 104.2671 | -8.9544e-06 | 6645583304.1985 | 3892499.7312 | 243836.0006 | 5270522.9334 | 6508001.0638 | 24077.0464 | 536089.63 | 0 | 6425260.2981 | 16717209.2935 | 11409838.8471 | 51027334.8439 | 3144235.0165 | 16063993.61 |  | 1478867.319 | 4094519.7919 | 0 | 75808950.5813 |  | 562341.3252 | 6.8189 | 11117.4317 |  | 249.3057
1 | 2600 | 707 | 0.035 | 15 | 15 | 7 | 7.4989e-10 | 0 | Water | Porous | Wet | R600a | MinimizeLCOE | IgnoreSilica | 160.1749 | 30.8189 | 1.7617 | 4 | 10897.3738 |  | 244.371 |  | 104.2787 | -8.4482e-06 | 6760495779.8531 | 3959067.7639 | 247967.777 | 5371848.3931 | 6663779.7317 | 24077.0464 | 526049.2665 | 0 | 6549188.0917 | 17039643.9913 | 11629907.1537 | 52011529.2153 | 3144235.0165 | 16063993.61 |  | 1478867.319 | 4094519.7919 | 0 | 76793144.9527 |  | 749894.2093 | 7.0469 | 10897.3738 |  | 244.371
1 | 2600 | 707 | 0.035 | 15 | 15 | 7 | 1e-09 | 0 | Water | Porous | Wet | R600a | MinimizeLCOE | IgnoreSilica | 163.0519 | 31.3778 | 1.8063 | 4 | 10732.9002 |  | 240.6827 |  | 104.2877 | -7.5683e-06 | 6849259668.9484 | 4010065.4035 | 251132.6222 | 5449599.661 | 6783801.7973 | 24077.0464 | 517500.4221 | 0 | 6644109.0115 | 17286608.7538 | 11798465.6788 | 52765360.3966 | 3144235.0165 | 16063993.61 |  | 1478867.319 | 4094519.7919 | 0 | 77546976.134 |  | 1000000 | 7.2252 | 10732.9002 |  | 240.6827
1 | 2600 | 707 | 0.035 | 15 | 15 | 7 | 1.3335e-09 | 0 | Water | Porous | Wet | R600a | MinimizeLCOE | IgnoreSilica | 165.2561 | 31.806 | 1.8408 | 4 | 10609.8902 |  | 237.9242 |  | 104.2946 | -7.2683e-06 | 6917061794.113 | 4048977.6459 | 253547.1826 | 5508997.7699 | 6875773.9457 | 24077.0464 | 510489.2681 | 0 | 6716526.5148 | 17475024.2425 | 11927063.1214 | 53340476.7372 | 3144235.0165 | 16063993.61 |  | 1478867.319 | 4094519.7919 | 0 | 78122092.4746 |  | 1333521.4322 | 7.3631 | 10609.8902 |  | 237.9242
1 | 2600 | 707 | 0.035 | 15 | 15 | 7 | 1.7783e-09 | 0 | Water | Porous | Wet | R600a | MinimizeLCOE | IgnoreSilica | 166.9151 | 32.1285 | 1.8671 | 4 | 10517.8393 |  | 235.86 |  | 104.2997 | -7.037e-06 | 6970153776.3516 | 4078176.3876 | 255358.8503 | 5553609.1786 | 6945009.0953 | 24077.0464 | 504718.7598 | 0 | 6770770.234 | 17616155.2729 | 12023387.9496 | 53771262.7745 | 3144235.0165 | 16063993.61 |  | 1478867.319 | 4094519.7919 | 0 | 78552878.5119 |  | 1778279.41 | 7.4685 | 10517.8393 |  | 235.86
1 | 2600 | 707 | 0.035 | 15 | 15 | 7 | 2.3714e-09 | 0 | Water | Porous | Wet | R600a | MinimizeLCOE | IgnoreSilica | 168.1844 | 32.3752 | 1.8873 | 4 | 10448.9234 |  | 234.3146 |  | 104.3037 | -6.8626e-06 | 7009601411.6223 | 4100465.2502 | 256741.6999 | 5587686.472 | 6997986.8029 | 24077.0464 | 500253.0672 | 0 | 6812212.032 | 17723978.3304 | 12096979.4018 | 54100380.1027 | 3144235.0165 | 16063993.61 |  | 1478867.319 | 4094519.7919 | 0 | 78881995.8401 |  | 2371373.7057 | 7.5493 | 10448.9234 |  | 234.3146
1 | 2600 | 707 | 0.035 | 15 | 15 | 7 | 3.1623e-09 | 0 | Water | Porous | Wet | R600a | MinimizeLCOE | IgnoreSilica | 169.142 | 32.5613 | 1.9026 | 4 | 10397.3086 |  | 233.1571 |  | 104.3067 | -6.7303e-06 | 7040723019.1491 | 4117251.8163 | 257783.1257 | 5613364.4996 | 7037958.5929 | 24077.0464 | 496758.8557 | 0 | 6843405.6353 | 17805137.6874 | 12152372.3307 | 54348109.5899 | 3144235.0165 | 16063993.61 |  | 1478867.319 | 4094519.7919 | 0 | 79129725.3273 |  | 3162277.6602 | 7.6106 | 10397.3086 |  | 233.1571
1 | 2600 | 707 | 0.035 | 15 | 15 | 7 | 4.217e-09 | 0 | Water | Porous | Wet | R600a | MinimizeLCOE | IgnoreSilica | 169.8628 | 32.7015 | 1.9142 | 4 | 10358.6401 |  | 232.29 |  | 104.3089 | -6.6301e-06 | 7062405057.3021 | 4129872.2534 | 258566.0605 | 5632677.0988 | 7068050.8717 | 24077.0464 | 494051.0923 | 0 | 6866844.825 | 17866121.651 | 12193995.1389 | 54534256.0379 | 3144235.0165 | 16063993.61 |  | 1478867.319 | 4094519.7919 | 0 | 79315871.7753 |  | 4216965.0343 | 7.657 | 10358.6401 |  | 232.29
1 | 2600 | 707 | 0.035 | 15 | 15 | 7 | 5.6234e-09 | 0 | Water | Porous | Wet | R600a | MinimizeLCOE | IgnoreSilica | 170.3964 | 32.8053 | 1.9229 | 4 | 10329.6644 |  | 231.6402 |  | 104.3106 | -6.0692e-06 | 7080285373.2401 | 4139205.4898 | 259145.0516 | 5646963.4969 | 7090327.6083 | 24077.0464 | 491907.729 | 0 | 6884134.3045 | 17911105.3303 | 12224697.4244 | 54671563.4812 | 3144235.0165 | 16063993.61 |  | 1478867.319 | 4094519.7919 | 0 | 79453179.2186 |  | 5623413.2519 | 7.6917 | 10329.6644 |  | 231.6402
1 | 2600 | 707 | 0.035 | 15 | 15 | 7 | 7.4989e-09 | 0 | Water | Porous | Wet | R600a | MinimizeLCOE | IgnoreSilica | 170.8056 | 32.8848 | 1.9295 | 4 | 10307.9474 |  | 231.1532 |  | 104.3119 | -6.0126e-06 | 7093177328.1763 | 4146356.9421 | 259588.6866 | 5657912.5578 | 7107409.6909 | 24077.0464 | 490331.7388 | 0 | 6897413.8984 | 17945656.1096 | 12248279.0411 | 54777025.7117 | 3144235.0165 | 16063993.61 |  | 1478867.319 | 4094519.7919 | 0 | 79558641.4491 |  | 7498942.0933 | 7.7182 | 10307.9474 |  | 231.1532
1 | 2600 | 707 | 0.035 | 15 | 15 | 7 | 1e-08 | 0 | Water | Porous | Wet | R600a | MinimizeLCOE | IgnoreSilica | 171.1151 | 32.945 | 1.9345 | 4 | 10291.6687 |  | 230.7882 |  | 104.3129 | -5.9702e-06 | 7102733851.9905 | 4151763.4326 | 259924.0694 | 5666191.3748 | 7120331.1365 | 24077.0464 | 489149.6404 | 0 | 6907460.313 | 17971794.8196 | 12266119.2478 | 54856811.0806 | 3144235.0165 | 16063993.61 |  | 1478867.319 | 4094519.7919 | 0 | 79638426.818 |  | 10000000 | 7.7381 | 10291.6687 |  | 230.7882
1 | 2700 | 707 | 0.035 | 15 | 15 | 7 | 1e-13 | 0 | Water | Porous | Wet | R600a | MinimizeLCOE | IgnoreSilica | 0 | 0 | 0 | 4 |  |  |  |  | 0 | 0 | 10559584982.787 | 3107.7805 | 130.1663 | 3164.5324 | 25460.6793 | 24077.0464 | 20839.6531 | 0 | 29944.1446 | 77908.522 | 53174.1671 | 237806.6918 | 3144235.0165 | 16780967.3555 |  | 1478867.319 | 4237914.541 | 0 |  |  | 100 | 0
1 | 2700 | 707 | 0.035 | 15 | 15 | 7 | 1.3335e-13 | 0 | Water | Porous | Wet | R600a | MinimizeLCOE | IgnoreSilica | 0 | 0 | 0 | 4 |  |  |  |  | 0 | 0 | 7197020320.9175 | 3110.9238 | 130.3088 | 3167.6968 | 25462.0683 | 24077.0464 | 18346.1475 | 0 | 28974.7347 | 75386.3161 | 51452.7098 | 230107.9521 | 3144235.0165 | 16780967.3555 |  | 1478867.319 | 4237914.541 | 0 |  |  | 133.3521 | 0
1 | 2700 | 707 | 0.035 | 15 | 15 | 7 | 1.7783e-13 | 0 | Water | Porous | Wet | R600a | MinimizeLCOE | IgnoreSilica | 0 | 0 | 0 | 4 |  |  |  |  | 0 | 0 | 4676309019.1591 | 3113.2931 | 130.4162 | 3170.0818 | 25463.115 | 24077.0464 | 16156.1625 | 0 | 28122.9448 | 73170.1336 | 49940.1197 | 223343.313 | 3144235.0165 | 16780967.3555 |  | 1478867.319 | 4237914.541 | 0 |  |  | 177.8279 | 0
1 | 2700 | 707 | 0.035 | 15 | 15 | 7 | 2.3714e-13 | 0 | Water | Porous | Wet | R600a | MinimizeLCOE | IgnoreSilica | 0 | 0 | 0 | 4 |  |  |  |  | 0 | 0 | 2786521542.1818 | 3115.0768 | 130.4971 | 3171.877 | 25463.9028 | 24077.0464 | 14200.6238 | 0 | 27362.0193 | 71190.3615 | 48588.8845 | 217300.2891 | 3144235.0165 | 16780967.3555 |  | 1478867.319 | 4237914.541 | 0 |  |  | 237.1374 | 0
1 | 2700 | 707 | 0.035 | 15 | 15 | 7 | 3.1623e-13 | 0 | Water | Porous | Wet | R600a | MinimizeLCOE | IgnoreSilica | 0 | 0 | 0 | 4 |  |  |  |  | 0 | 0 | 1369649527.6098 | 3116.4183 | 130.5579 | 3173.227 | 25464.4951 | 24077.0464 | 12412.2812 | 0 | 26665.8701 | 69379.1241 | 47352.6778 | 211771.698 | 3144235.0165 | 16780967.3555 |  | 1478867.319 | 4237914.541 | 0 |  |  | 316.2278 | 0
1 | 2700 | 707 | 0.035 | 15 | 15 | 7 | 4.217e-13 | 0 | Water | Porous | Wet | R600a | MinimizeLCOE | IgnoreSilica | 0.82225 | 0.095185 | 0.00034603 | 4 | 19041078.5779 |  | 426991.5535 |  | 81.2352 | -2.2756e-05 | 109969467.022 | 58792.522 | 3249.7534 | 53561.3158 | 48849.6762 | 24077.0464 | 41612.8011 | 0 | 89755.8148 | 233526.2186 | 159386.4427 | 712811.5909 | 3144235.0165 | 16780967.3555 |  | 1478867.319 | 4237914.541 | 0 | 26354795.8228 |  | 421.6965 | 0.0013841 | 19041078.5779 |  | 426991.5535
1 | 2700 | 707 | 0.035 | 15 | 15 | 7 | 5.6234e-13 | 0 | Water | Porous | Wet | R600a | MinimizeLCOE | IgnoreSilica | 1.2659 | 0.17808 | 0.0022105 | 4 | 3018221.0008 |  | 67682.8715 |  | 89.1465 | -2.7717e-05 | 16014090.4349 | 96622.0365 | 5597.4949 | 87917.9514 | 67020.19 | 24077.0464 | 56224.6472 | 0 | 131609.1529 | 342420.0191 | 233708.699 | 1045197.2374 | 3144235.0165 | 16780967.3555 |  | 1478867.319 | 4237914.541 | 0 | 26687181.4693 |  | 562.3413 | 0.008842 | 3018221.0008 |  | 67682.8715
1 | 2700 | 707 | 0.035 | 15 | 15 | 7 | 7.4989e-13 | 0 | Water | Porous | Wet | R600a | MinimizeLCOE | IgnoreSilica | 1.7995 | 0.2823 | 0.00524 | 4 | 1290836.5163 |  | 28946.6948 |  | 94.0641 | -3.0364e-05 | 84304177.1054 | 137841.8505 | 8220.2952 | 126667.5368 | 89412.5269 | 24077.0464 | 70375.2109 | 0 | 178071.842 | 463306.4053 | 316216.1416 | 1414188.8556 | 3144235.0165 | 16780967.3555 |  | 1478867.319 | 4237914.541 | 0 | 27056173.0875 |  | 749.8942 | 0.02096 | 1290836.5163 |  | 28946.6948
1 | 2700 | 707 | 0.035 | 15 | 15 | 7 | 1e-12 | 0 | Water | Porous | Wet | R600a | MinimizeLCOE | IgnoreSilica | 2.482 | 0.41844 | 0.0096886 | 4 | 709460.9186 |  | 15909.4885 |  | 97.5159 | -3.1943e-05 | 155769440.1152 | 185536.8809 | 11292.2862 | 173130.721 | 118418.209 | 24077.0464 | 85716.8739 | 0 | 233287.0868 | 606965.146 | 414266.184 | 1852690.4341 | 3144235.0165 | 16780967.3555 |  | 1478867.319 | 4237914.541 | 0 | 27494674.666 |  | 1000 | 0.038754 | 709460.9186 |  | 15909.4885
1 | 2700 | 707 | 0.035 | 15 | 15 | 7 | 1.3335e-12 | 0 | Water | Porous | Wet | R600a | MinimizeLCOE | IgnoreSilica | 3.3466 | 0.59285 | 0.015928 | 4 | 439678.3807 |  | 9859.6807 |  | 99.9849 | -3.2637e-05 | 335177502.6035 | 240325.1494 | 14841.7534 | 228397.6376 | 155425.0794 | 24077.0464 | 102189.8358 | 0 | 298450.0358 | 776505.7725 | 529981.1454 | 2370193.4556 | 3144235.0165 | 16780967.3555 |  | 1478867.319 | 4237914.541 | 0 | 28012177.6875 |  | 1333.5214 | 0.063711 | 439678.3807 |  | 9859.6807
1 | 2700 | 707 | 0.035 | 15 | 15 | 7 | 1.7783e-12 | 0 | Water | Porous | Wet | R600a | MinimizeLCOE | IgnoreSilica | 4.4797 | 0.82289 | 0.024484 | 4 | 292529.9736 |  | 6559.9135 |  | 101.8406 | -3.3e-05 | 467065607.3916 | 305631.2793 | 19082.528 | 296523.66 | 204131.1871 | 24077.0464 | 121302.2609 | 0 | 378591.705 | 985017.9567 | 672294.9955 | 3006652.6189 | 3144235.0165 | 16780967.3555 |  | 1478867.319 | 4237914.541 | 0 | 28648636.8509 |  | 1778.2794 | 0.097934 | 292529.9736 |  | 6559.9135
1 | 2700 | 707 | 0.035 | 15 | 15 | 7 | 2.3714e-12 | 0 | Water | Porous | Wet | R600a | MinimizeLCOE | IgnoreSilica | 5.9413 | 1.1206 | 0.036049 | 4 | 204029.7274 |  | 4575.317 |  | 103.223 | -3.2972e-05 | 682931160.547 | 382445.7829 | 24072.5942 | 379273.4914 | 267105.2351 | 24077.0464 | 142875.5661 | 0 | 475741.3893 | 1237781.5069 | 844811.3124 | 3778183.9247 | 3144235.0165 | 16780967.3555 |  | 1478867.319 | 4237914.541 | 0 | 29420168.1567 |  | 2371.3737 | 0.1442 | 204029.7274 |  | 4575.317
1 | 2700 | 707 | 0.035 | 15 | 15 | 7 | 3.1623e-12 | 0 | Water | Porous | Wet | R600a | MinimizeLCOE | IgnoreSilica | 7.8554 | 1.5113 | 0.051573 | 4 | 147238.841 |  | 3301.7952 |  | 104.2747 | -3.2794e-05 | 877550005.7744 | 474430.878 | 30043.7945 | 481458.3507 | 349689.9452 | 24077.0464 | 168176.8457 | 0 | 595871.9756 | 1550336.6503 | 1058136.62 | 4732222.1062 | 3144235.0165 | 16780967.3555 |  | 1478867.319 | 4237914.541 | 0 | 30374206.3382 |  | 3162.2777 | 0.20629 | 147238.841 |  | 3301.7952
1 | 2700 | 707 | 0.035 | 15 | 15 | 7 | 4.217e-12 | 0 | Water | Porous | Wet | R600a | MinimizeLCOE | IgnoreSilica | 10.3038 | 2.0118 | 0.072241 | 4 | 109106.1762 |  | 2446.6795 |  | 105.0613 | -3.2306e-05 | 1148897830.7202 | 582335.3517 | 37037.2214 | 604928.0502 | 455430.3822 | 24077.0464 | 196476.819 | 0 | 741111.0996 | 1928219.0585 | 1316049.1283 | 5885664.1573 | 3144235.0165 | 16780967.3555 |  | 1478867.319 | 4237914.541 | 0 | 31527648.3892 |  | 4216.965 | 0.28896 | 109106.1762 |  | 2446.6795
1 | 2700 | 707 | 0.035 | 15 | 15 | 7 | 5.6234e-12 | 0 | Water | Porous | Wet | R600a | MinimizeLCOE | IgnoreSilica | 13.4781 | 2.661 | 0.099676 | 4 | 82635.7381 |  | 1853.0863 |  | 105.6621 | -3.1717e-05 | 1429011994.7922 | 710972.7921 | 45358.9545 | 756309.0731 | 592583.3548 | 24077.0464 | 229278.1 | 0 | 919845.9352 | 2393250.4369 | 1633442.5996 | 7305118.2926 | 3144235.0165 | 16780967.3555 |  | 1478867.319 | 4237914.541 | 0 | 32947102.5245 |  | 5623.4133 | 0.3987 | 82635.7381 |  | 1853.0863
1 | 2700 | 707 | 0.035 | 15 | 15 | 7 | 7.4989e-12 | 0 | Water | Porous | Wet | R600a | MinimizeLCOE | IgnoreSilica | 17.507 | 3.4854 | 0.13581 | 4 | 63798.5724 |  | 1430.6675 |  | 106.1147 | -3.0896e-05 | 1774597949.4319 | 861499.9858 | 55075.7587 | 938284.2596 | 766724.5195 | 24077.0464 | 265662.5125 | 0 | 1135416.3921 | 2954120.5464 | 2016247.974 | 9017108.995 | 3144235.0165 | 16780967.3555 |  | 1478867.319 | 4237914.541 | 0 | 34659093.227 |  | 7498.9421 | 0.54326 | 63798.5724 |  | 1430.6675
1 | 2700 | 707 | 0.035 | 15 | 15 | 7 | 1e-11 | 0 | Water | Porous | Wet | R600a | MinimizeLCOE | IgnoreSilica | 22.6427 | 4.5366 | 0.18321 | 4 | 50133.5086 |  | 1124.2317 |  | 106.4609 | -2.9966e-05 | 2140802031.7667 | 1038860.9267 | 66498.6483 | 1158280.5807 | 988749.2292 | 24077.0464 | 306728.0399 | 0 | 1397445.8438 | 3635867.43 | 2481554.2306 | 11098061.9756 | 3144235.0165 | 16780967.3555 |  | 1478867.319 | 4237914.541 | 0 | 36740046.2076 |  | 10000 | 0.73284 | 50133.5086 |  | 1124.2317
1 | 2700 | 707 | 0.035 | 15 | 15 | 7 | 1.3335e-11 | 0 | Water | Porous | Wet | R600a | MinimizeLCOE | IgnoreSilica | 29.054 | 5.8492 | 0.2447 | 4 | 40070.4333 |  | 898.5697 |  | 106.7236 | -2.8841e-05 | 2560299024.1567 | 1244073.2638 | 79683.7278 | 1419153.5081 | 1265967.3478 | 24077.0464 | 351177.7418 | 0 | 1709811.7279 | 4448579.3854 | 3036246.8397 | 13578770.5887 | 3144235.0165 | 16780967.3555 |  | 1478867.319 | 4237914.541 | 0 | 39220754.8206 |  | 13335.2143 | 0.9788 | 40070.4333 |  | 898.5697
1 | 2700 | 707 | 0.035 | 15 | 15 | 7 | 1.7783e-11 | 0 | Water | Porous | Wet | R600a | MinimizeLCOE | IgnoreSilica | 36.9734 | 7.4709 | 0.32356 | 4 | 32571.8172 |  | 730.4151 |  | 106.9248 | -2.7564e-05 | 3013479744.3607 | 1479752.8505 | 94789.6169 | 1725820.4559 | 1608460.51 | 24077.0464 | 398679.066 | 0 | 2079316.0228 | 5409953.765 | 3692404.608 | 16513253.9415 | 3144235.0165 | 16780967.3555 |  | 1478867.319 | 4237914.541 | 0 | 42155238.1734 |  | 17782.7941 | 1.2942 | 32571.8172 |  | 730.4151
1 | 2700 | 707 | 0.035 | 15 | 15 | 7 | 2.3714e-11 | 0 | Water | Porous | Wet | R600a | MinimizeLCOE | IgnoreSilica | 46.5324 | 9.4289 | 0.42285 | 4 | 26933.5171 |  | 603.9776 |  | 107.0795 | -2.6115e-05 | 3501536970.5352 | 1745172.2952 | 111760.8971 | 2078840.7438 | 2021932.8791 | 24077.0464 | 447413.674 | 0 | 2507387.0388 | 6523706.7393 | 4452563.8983 | 19912855.2119 | 3144235.0165 | 16780967.3555 |  | 1478867.319 | 4237914.541 | 0 | 45554839.4439 |  | 23713.7371 | 1.6914 | 26933.5171 |  | 603.9776
1 | 2700 | 707 | 0.035 | 15 | 15 | 7 | 3.1623e-11 | 0 | Water | Porous | Wet | R600a | MinimizeLCOE | IgnoreSilica | 57.7971 | 11.7372 | 0.54496 | 4 | 22667.6126 |  | 508.3157 |  | 107.2003 | -2.4531e-05 | 4003942266.1122 | 2038223.4165 | 130455.0019 | 2476658.4297 | 2509304.9291 | 24077.0464 | 495641.1584 | 0 | 2993000.393 | 7787173.0737 | 5314905.6332 | 23769439.0818 | 3144235.0165 | 16780967.3555 |  | 1478867.319 | 4237914.541 | 0 | 49411423.3138 |  | 31622.7766 | 2.1798 | 22667.6126 |  | 508.3157
1 | 2700 | 707 | 0.035 | 15 | 15 | 7 | 4.217e-11 | 0 | Water | Porous | Wet | R600a | MinimizeLCOE | IgnoreSilica | 70.5427 | 14.3503 | 0.68997 | 4 | 19429.5227 |  | 435.7023 |  | 107.2957 | -2.2805e-05 | 4517623627.9977 | 2350469.3131 | 150328.8688 | 2908542.5673 | 3060957.7995 | 24077.0464 | 539778.3154 | 0 | 3523320.0251 | 9166955.973 | 6256635.8137 | 27981065.7224 | 3144235.0165 | 16780967.3555 |  | 1478867.319 | 4237914.541 | 0 | 53623049.9543 |  | 42169.6503 | 2.7599 | 19429.5227 |  | 435.7023
1 | 2700 | 707 | 0.035 | 15 | 15 | 7 | 5.6234e-11 | 0 | Water | Porous | Wet | R600a | MinimizeLCOE | IgnoreSilica | 84.3406 | 17.1811 | 0.85497 | 4 | 16970.8837 |  | 380.5679 |  | 107.3728 | -2.0992e-05 | 5021249345.2999 | 2670722.4848 | 170670.6503 | 3358964.0812 | 3658443.7298 | 24077.0464 | 576821.4939 | 0 | 4079282.7997 | 10613457.0687 | 7243902.5341 | 32396341.8888 | 3144235.0165 | 16780967.3555 |  | 1478867.319 | 4237914.541 | 0 | 58038326.1208 |  | 56234.1325 | 3.4199 | 16970.8837 |  | 380.5679
1 | 2700 | 707 | 0.035 | 15 | 15 | 7 | 7.4989e-11 | 0 | Water | Porous | Wet | R600a | MinimizeLCOE | IgnoreSilica | 98.4498 | 20.0783 | 1.0329 | 4 | 15108.2935 |  | 338.7998 |  | 107.4363 | -1.9144e-05 | 5503977338.3341 | 2983136.8924 | 190479.0704 | 3804765.6484 | 4269777.7768 | 24077.0464 | 603553.4823 | 0 | 4631558.0675 | 12050364.0284 | 8224621.0596 | 36782333.0721 | 3144235.0165 | 16780967.3555 |  | 1478867.319 | 4237914.541 | 0 | 62424317.304 |  | 74989.4209 | 4.1318 | 15108.2935 |  | 338.7998
1 | 2700 | 707 | 0.035 | 15 | 15 | 7 | 1e-10 | 0 | Water | Porous | Wet | R600a | MinimizeLCOE | IgnoreSilica | 112.0897 | 22.882 | 1.2143 | 4 | 13702.6202 |  | 307.2779 |  | 107.4893 | -1.7346e-05 | 5948205124.7222 | 3273404.3251 | 208855.9187 | 4224018.6277 | 4861190.6289 | 24077.0464 | 618928.0941 | 0 | 5152085.1099 | 13404668.6181 | 9148961.7703 | 40916190.1392 | 3144235.0165 | 16780967.3555 |  | 1478867.319 | 4237914.541 | 0 | 66558174.3711 |  | 100000 | 4.8573 | 13702.6202 |  | 307.2779
1 | 2700 | 707 | 0.035 | 15 | 15 | 7 | 1.3335e-10 | 0 | Water | Porous | Wet | R600a | MinimizeLCOE | IgnoreSilica | 124.5723 | 25.4506 | 1.389 | 4 | 12646.0856 |  | 283.5854 |  | 107.5336 | -1.5676e-05 | 6344494653.5759 | 3530564.2925 | 225117.4649 | 4599132.4232 | 5402830.038 | 24077.0464 | 623691.1708 | 0 | 5618110.8499 | 14617171.9986 | 9976520.2419 | 44617215.5261 | 3144235.0165 | 16780967.3555 |  | 1478867.319 | 4237914.541 | 0 | 70259199.758 |  | 133352.1432 | 5.5558 | 12646.0856 |  | 283.5854
1 | 2700 | 707 | 0.035 | 15 | 15 | 7 | 1.7783e-10 | 0 | Water | Porous | Wet | R600a | MinimizeLCOE | IgnoreSilica | 135.4413 | 27.6895 | 1.5484 | 4 | 11854.5924 |  | 265.8363 |  | 107.5703 | -1.4189e-05 | 6684827461.7492 | 3748781.4185 | 238903.9394 | 4919932.4985 | 5874796.7003 | 24077.0464 | 619964.4199 | 0 | 6016317.849 | 15653224.9265 | 10683647.6539 | 47779646.4524 | 3144235.0165 | 16780967.3555 |  | 1478867.319 | 4237914.541 | 0 | 73421630.6843 |  | 177827.941 | 6.1935 | 11854.5924 |  | 265.8363
1 | 2700 | 707 | 0.035 | 15 | 15 | 7 | 2.3714e-10 | 0 | Water | Porous | Wet | R600a | MinimizeLCOE | IgnoreSilica | 144.5381 | 29.5653 | 1.6875 | 4 | 11262.8972 |  | 252.5677 |  | 107.6002 | -1.2915e-05 | 6972790629.2134 | 3927797.5214 | 250206.1371 | 5184695.5903 | 6270080.171 | 24077.0464 | 610685.8666 | 0 | 6344341.5098 | 16506675.205 | 11266145.0057 | 50384704.0532 | 3144235.0165 | 16780967.3555 |  | 1478867.319 | 4237914.541 | 0 | 76026688.2851 |  | 237137.3706 | 6.7502 | 11262.8972 |  | 252.5677
1 | 2700 | 707 | 0.035 | 15 | 15 | 7 | 3.1623e-10 | 0 | Water | Porous | Wet | R600a | MinimizeLCOE | IgnoreSilica | 151.9387 | 31.0926 | 1.8048 | 4 | 10820.9931 |  | 242.6581 |  | 107.6243 | -1.186e-05 | 7208227066.2235 | 4071219.9541 | 259256.6402 | 5397794.4702 | 6591855.9441 | 24077.0464 | 598732.1153 | 0 | 6607745.1064 | 17191997.3319 | 11733891.4392 | 52476570.0476 | 3144235.0165 | 16780967.3555 |  | 1478867.319 | 4237914.541 | 0 | 78118554.2795 |  | 316227.766 | 7.2192 | 10820.9931 |  | 242.6581
1 | 2700 | 707 | 0.035 | 15 | 15 | 7 | 4.217e-10 | 0 | Water | Porous | Wet | R600a | MinimizeLCOE | IgnoreSilica | 157.8165 | 32.3065 | 1.9007 | 4 | 10491.0108 |  | 235.2584 |  | 107.6434 | -1.0506e-05 | 7398919804.1954 | 4183813.5166 | 266359.1645 | 5565670.5827 | 6847549.114 | 24077.0464 | 586077.7743 | 0 | 6814683.4074 | 17730408.3422 | 12101368.017 | 54120006.965 | 3144235.0165 | 16780967.3555 |  | 1478867.319 | 4237914.541 | 0 | 79761991.1969 |  | 421696.5034 | 7.6029 | 10491.0108 |  | 235.2584
1 | 2700 | 707 | 0.035 | 15 | 15 | 7 | 5.6234e-10 | 0 | Water | Porous | Wet | R600a | MinimizeLCOE | IgnoreSilica | 162.4233 | 33.2585 | 1.9776 | 4 | 10244.5237 |  | 229.731 |  | 107.6583 | -9.8312e-06 | 7548952972.3902 | 4271289.226 | 271875.7854 | 5696437.9999 | 7048033.2458 | 24077.0464 | 574179.0312 | 0 | 6975498.0105 | 18148814.952 | 12386939.1256 | 55397144.4227 | 3144235.0165 | 16780967.3555 |  | 1478867.319 | 4237914.541 | 0 | 81039128.6546 |  | 562341.3252 | 7.9105 | 10244.5237 |  | 229.731
1 | 2700 | 707 | 0.035 | 15 | 15 | 7 | 7.4989e-10 | 0 | Water | Porous | Wet | R600a | MinimizeLCOE | IgnoreSilica | 165.9749 | 33.9928 | 2.0381 | 4 | 10060.307 |  | 225.5999 |  | 107.6698 | -8.8063e-06 | 7667176200.2991 | 4338287.9083 | 276100.2275 | 5796791.0727 | 7202652.0402 | 24077.0464 | 563564.5638 | 0 | 7098574.4149 | 18469034.5099 | 12605495.5537 | 56374577.3373 | 3144235.0165 | 16780967.3555 |  | 1478867.319 | 4237914.541 | 0 | 82016561.5693 |  | 749894.2093 | 8.1525 | 10060.307 |  | 225.5999
1 | 2700 | 707 | 0.035 | 15 | 15 | 7 | 1e-09 | 0 | Water | Porous | Wet | R600a | MinimizeLCOE | IgnoreSilica | 168.7056 | 34.5576 | 2.0853 | 4 | 9922.5479 |  | 222.5107 |  | 107.6787 | -8.3989e-06 | 7758157524.0361 | 4389546.2987 | 279331.756 | 5873680.6048 | 7321561.7586 | 24077.0464 | 554650.0463 | 0 | 7192710.5292 | 18713957.3691 | 12772660.4378 | 57122175.8467 | 3144235.0165 | 16780967.3555 |  | 1478867.319 | 4237914.541 | 0 | 82764160.0786 |  | 1000000 | 8.341 | 9922.5479 |  | 222.5107
1 | 2700 | 707 | 0.035 | 15 | 15 | 7 | 1.3335e-09 | 0 | Water | Porous | Wet | R600a | MinimizeLCOE | IgnoreSilica | 170.7861 | 34.9881 | 2.1216 | 4 | 9819.4737 |  | 220.1993 |  | 107.6855 | -8.0859e-06 | 7828158435.602 | 4428456.752 | 281784.5731 | 5932112.0567 | 7412179.8543 | 24077.0464 | 547340.2197 | 0 | 7264120.6959 | 18899751.9746 | 12899469.0737 | 57689292.2463 | 3144235.0165 | 16780967.3555 |  | 1478867.319 | 4237914.541 | 0 | 83331276.4782 |  | 1333521.4322 | 8.4863 | 9819.4737 |  | 220.1993
1 | 2700 | 707 | 0.035 | 15 | 15 | 7 | 1.7783e-09 | 0 | Water | Porous | Wet | R600a | MinimizeLCOE | IgnoreSilica | 172.3675 | 35.3154 | 2.1494 | 4 | 9742.3149 |  | 218.469 |  | 107.6907 | -7.8474e-06 | 7881455396.4652 | 4457949.8465 | 283643.6048 | 5976438.0737 | 7481067.5985 | 24077.0464 | 541506.4496 | 0 | 7318226.2216 | 19040523.4541 | 12995548.501 | 58118980.7963 | 3144235.0165 | 16780967.3555 |  | 1478867.319 | 4237914.541 | 0 | 83760965.0283 |  | 1778279.41 | 8.5976 | 9742.3149 |  | 218.469
1 | 2700 | 707 | 0.035 | 15 | 15 | 7 | 2.3714e-09 | 0 | Water | Porous | Wet | R600a | MinimizeLCOE | IgnoreSilica | 173.5512 | 35.5604 | 2.1705 | 4 | 9684.5332 |  | 217.1733 |  | 107.6945 | -7.1727e-06 | 7922997332.7146 | 4479981.0493 | 285032.2157 | 6009569.7882 | 7532639.2998 | 24077.0464 | 536814.5449 | 0 | 7358564.4383 | 19145475.2194 | 13067180.2374 | 58439333.8395 | 3144235.0165 | 16780967.3555 |  | 1478867.319 | 4237914.541 | 0 | 84081318.0715 |  | 2371373.7057 | 8.682 | 9684.5332 |  | 217.1733
1 | 2700 | 707 | 0.035 | 15 | 15 | 7 | 3.1623e-09 | 0 | Water | Porous | Wet | R600a | MinimizeLCOE | IgnoreSilica | 174.4675 | 35.75 | 2.1867 | 4 | 9641.2482 |  | 216.2026 |  | 107.6975 | -7.0376e-06 | 7952682023.1005 | 4497007.7601 | 286105.3544 | 6035187.2852 | 7572561.975 | 24077.0464 | 533344.9577 | 0 | 7389830.9077 | 19226824.1592 | 13122702.5604 | 58687642.006 | 3144235.0165 | 16780967.3555 |  | 1478867.319 | 4237914.541 | 0 | 84329626.238 |  | 3162277.6602 | 8.7468 | 9641.2482 |  | 216.2026
1 | 2700 | 707 | 0.035 | 15 | 15 | 7 | 4.217e-09 | 0 | Water | Porous | Wet | R600a | MinimizeLCOE | IgnoreSilica | 175.1318 | 35.8876 | 2.1987 | 4 | 9608.815 |  | 215.4753 |  | 107.6997 | -6.9321e-06 | 7977190286.3191 | 4509337.5499 | 286882.4362 | 6053744.5033 | 7601507.5621 | 24077.0464 | 530466.4324 | 0 | 7412346.0568 | 19285403.9586 | 13162684.4772 | 58866450.0229 | 3144235.0165 | 16780967.3555 |  | 1478867.319 | 4237914.541 | 0 | 84508434.2548 |  | 4216965.0343 | 8.7949 | 9608.815 |  | 215.4753
1 | 2700 | 707 | 0.035 | 15 | 15 | 7 | 5.6234e-09 | 0 | Water | Porous | Wet | R600a | MinimizeLCOE | IgnoreSilica | 175.6434 | 35.9935 | 2.2079 | 4 | 9584.5084 |  | 214.9303 |  | 107.7014 | -6.8541e-06 | 7994762047.8585 | 4518824.4506 | 287480.333 | 6068026.6025 | 7623799.4676 | 24077.0464 | 528355.3305 | 0 | 7429719.66 | 19330606.5101 | 13193536.1474 | 59004425.5481 | 3144235.0165 | 16780967.3555 |  | 1478867.319 | 4237914.541 | 0 | 84646409.7801 |  | 5623413.2519 | 8.8316 | 9584.5084 |  | 214.9303
1 | 2700 | 707 | 0.035 | 15 | 15 | 7 | 7.4989e-09 | 0 | Water | Porous | Wet | R600a | MinimizeLCOE | IgnoreSilica | 176.0332 | 36.0742 | 2.2149 | 4 | 9566.2893 |  | 214.5217 |  | 107.7026 | -6.796e-06 | 8007588178.29 | 4526050.1982 | 287935.7168 | 6078906.7548 | 7640790.0591 | 24077.0464 | 526788.614 | 0 | 7442973.8719 | 19365091.2507 | 13217072.6915 | 59109686.2035 | 3144235.0165 | 16780967.3555 |  | 1478867.319 | 4237914.541 | 0 | 84751670.4354 |  | 7498942.0933 | 8.8594 | 9566.2893 |  | 214.5217
1 | 2700 | 707 | 0.035 | 15 | 15 | 7 | 1e-08 | 0 | Water | Porous | Wet | R600a | MinimizeLCOE | IgnoreSilica | 176.3233 | 36.1343 | 2.2201 | 4 | 9552.6318 |  | 214.2154 |  | 107.7036 | -6.7519e-06 | 8017468968.767 | 4531422.9075 | 288274.3133 | 6086997.8933 | 7653430.0788 | 24077.0464 | 525577.3699 | 0 | 7452814.0476 | 19390693.3694 | 13234546.6635 | 59187833.6896 | 3144235.0165 | 16780967.3555 |  | 1478867.319 | 4237914.541 | 0 | 84829817.9215 |  | 10000000 | 8.8803 | 9552.6318 |  | 214.2154
1 | 2800 | 707 | 0.035 | 15 | 15 | 7 | 1e-13 | 0 | Water | Porous | Wet | R600a | MinimizeLCOE | IgnoreSilica | 0 | 0 | 0 | 4 |  |  |  |  | 0 | 0 | 9932903536.1841 | 3167.9566 | 132.8971 | 3225.0151 | 25487.1822 | 24077.0464 | 20448.81 | 0 | 29850.1739 | 77664.0293 | 53007.2959 | 237060.4065 | 3144235.0165 | 17509661.2826 |  | 1478867.319 | 4383653.3264 | 0 |  |  | 100 | 0
1 | 2800 | 707 | 0.035 | 15 | 15 | 7 | 1.3335e-13 | 0 | Water | Porous | Wet | R600a | MinimizeLCOE | IgnoreSilica | 0 | 0 | 0 | 4 |  |  |  |  | 0 | 0 | 6682694453.29 | 3171.0201 | 133.0363 | 3228.0887 | 25488.5265 | 24077.0464 | 17982.1898 | 0 | 28891.164 | 75168.8824 | 51304.3068 | 229444.261 | 3144235.0165 | 17509661.2826 |  | 1478867.319 | 4383653.3264 | 0 |  |  | 133.3521 | 0
1 | 2800 | 707 | 0.035 | 15 | 15 | 7 | 1.7783e-13 | 0 | Water | Porous | Wet | R600a | MinimizeLCOE | IgnoreSilica | 0 | 0 | 0 | 4 |  |  |  |  | 0 | 0 | 4246360779.4651 | 3173.3291 | 133.1412 | 3230.4049 | 25489.5393 | 24077.0464 | 15806.9298 | 0 | 28045.0523 | 72967.4734 | 49801.7999 | 222724.7162 | 3144235.0165 | 17509661.2826 |  | 1478867.319 | 4383653.3264 | 0 |  |  | 177.8279 | 0
1 | 2800 | 707 | 0.035 | 15 | 15 | 7 | 2.3714e-13 | 0 | Water | Porous | Wet | R600a | MinimizeLCOE | IgnoreSilica | 0 | 0 | 0 | 4 |  |  |  |  | 0 | 0 | 2419917863.3234 | 3175.0672 | 133.2201 | 3232.1482 | 25490.3015 | 24077.0464 | 13852.4782 | 0 | 27284.502 | 70988.6775 | 48451.231 | 216684.6721 | 3144235.0165 | 17509661.2826 |  | 1478867.319 | 4383653.3264 | 0 |  |  | 237.1374 | 0
1 | 2800 | 707 | 0.035 | 15 | 15 | 7 | 3.1623e-13 | 0 | Water | Porous | Wet | R600a | MinimizeLCOE | IgnoreSilica | 0 | 0 | 0 | 4 |  |  |  |  | 0 | 0 | 1050587577.6204 | 3176.3742 | 133.2795 | 3233.4591 | 25490.8746 | 24077.0464 | 12047.1527 | 0 | 26581.6927 | 69160.1119 | 47203.1974 | 211103.1886 | 3144235.0165 | 17509661.2826 |  | 1478867.319 | 4383653.3264 | 0 |  |  | 316.2278 | 0
1 | 2800 | 707 | 0.035 | 15 | 15 | 7 | 4.217e-13 | 0 | Water | Porous | Wet | R600a | MinimizeLCOE | IgnoreSilica | 0.98802 | 0.13128 | 0.00099894 | 4 | 6853390.8608 |  | 153685.6223 |  | 86.7119 | -2.7573e-05 | 28057168.4976 | 76815.1977 | 4381.1411 | 69003.3996 | 56439.4907 | 24077.0464 | 49532.2669 | 0 | 109296.9315 | 284368.1959 | 194087.1369 | 868000.8065 | 3144235.0165 | 17509661.2826 |  | 1478867.319 | 4383653.3264 | 0 | 27384417.7511 |  | 421.6965 | 0.0039957 | 6853390.8608 |  | 153685.6223
1 | 2800 | 707 | 0.035 | 15 | 15 | 7 | 5.6234e-13 | 0 | Water | Porous | Wet | R600a | MinimizeLCOE | IgnoreSilica | 1.4679 | 0.22813 | 0.0035364 | 4 | 1961786.3721 |  | 43992.582 |  | 93.6241 | -3.2153e-05 | 66858436.2436 | 118591.6985 | 7042.935 | 106848.1281 | 77058.9937 | 24077.0464 | 64936.0126 | 0 | 155436.3776 | 404413.5701 | 276020.5715 | 1234425.3336 | 3144235.0165 | 17509661.2826 |  | 1478867.319 | 4383653.3264 | 0 | 27750842.2781 |  | 562.3413 | 0.014146 | 1961786.3721 |  | 43992.582
1 | 2800 | 707 | 0.035 | 15 | 15 | 7 | 7.4989e-13 | 0 | Water | Porous | Wet | R600a | MinimizeLCOE | IgnoreSilica | 2.0578 | 0.35137 | 0.0074754 | 4 | 942009.0429 |  | 21124.3236 |  | 98.1424 | -3.4679e-05 | 187614310.2059 | 165115.5957 | 10067.939 | 150485.0055 | 102938.6355 | 24077.0464 | 80439.2679 | 0 | 207918.1611 | 540960.4053 | 369216.5922 | 1651218.6485 | 3144235.0165 | 17509661.2826 |  | 1478867.319 | 4383653.3264 | 0 | 28167635.5931 |  | 749.8942 | 0.029902 | 942009.0429 |  | 21124.3236
1 | 2800 | 707 | 0.035 | 15 | 15 | 7 | 1e-12 | 0 | Water | Porous | Wet | R600a | MinimizeLCOE | IgnoreSilica | 2.813 | 0.51192 | 0.013151 | 4 | 544900.5143 |  | 12219.2614 |  | 101.3599 | -3.614e-05 | 315978319.0835 | 219071.6513 | 13611.3415 | 202905.1079 | 136446.5535 | 24077.0464 | 97349.3181 | 0 | 270449.7973 | 703654.8957 | 480258.925 | 2147824.6368 | 3144235.0165 | 17509661.2826 |  | 1478867.319 | 4383653.3264 | 0 | 28664241.5814 |  | 1000 | 0.052605 | 544900.5143 |  | 12219.2614
1 | 2800 | 707 | 0.035 | 15 | 15 | 7 | 1.3335e-12 | 0 | Water | Porous | Wet | R600a | MinimizeLCOE | IgnoreSilica | 3.805 | 0.72485 | 0.02105 | 4 | 347679.461 |  | 7796.6273 |  | 103.749 | -3.7086e-05 | 472563081.8515 | 283369.0353 | 17853.9438 | 267563.0328 | 180755.4783 | 24077.0464 | 116929.7368 | 0 | 347313.8266 | 903639.3329 | 616752.4126 | 2758253.8453 | 3144235.0165 | 17509661.2826 |  | 1478867.319 | 4383653.3264 | 0 | 29274670.7898 |  | 1333.5214 | 0.0842 | 347679.461 |  | 7796.6273
1 | 2800 | 707 | 0.035 | 15 | 15 | 7 | 1.7783e-12 | 0 | Water | Porous | Wet | R600a | MinimizeLCOE | IgnoreSilica | 5.0593 | 0.99554 | 0.031806 | 4 | 235783.2499 |  | 5287.382 |  | 105.4819 | -3.7242e-05 | 633550814.0957 | 357367.977 | 22744.4489 | 344479.6762 | 236996.8001 | 24077.0464 | 138052.7508 | 0 | 438250.2928 | 1140237.3643 | 778235.4307 | 3480441.7871 | 3144235.0165 | 17509661.2826 |  | 1478867.319 | 4383653.3264 | 0 | 29996858.7317 |  | 1778.2794 | 0.12722 | 235783.2499 |  | 5287.382
1 | 2800 | 707 | 0.035 | 15 | 15 | 7 | 2.3714e-12 | 0 | Water | Porous | Wet | R600a | MinimizeLCOE | IgnoreSilica | 6.6964 | 1.3499 | 0.046306 | 4 | 166743.4753 |  | 3739.1819 |  | 106.7965 | -3.7147e-05 | 864019529.2274 | 445601.5549 | 28574.6965 | 439117.8522 | 310571.6746 | 24077.0464 | 162600.1905 | 0 | 550111.7759 | 1431277.9974 | 976876.6431 | 4368809.4314 | 3144235.0165 | 17509661.2826 |  | 1478867.319 | 4383653.3264 | 0 | 30885226.376 |  | 2371.3737 | 0.18523 | 166743.4753 |  | 3739.1819
1 | 2800 | 707 | 0.035 | 15 | 15 | 7 | 3.1623e-12 | 0 | Water | Porous | Wet | R600a | MinimizeLCOE | IgnoreSilica | 8.8371 | 1.8141 | 0.065729 | 4 | 121645.9985 |  | 2727.8819 |  | 107.7974 | -3.6887e-05 | 1094402029.6424 | 551211.3661 | 35545.4807 | 555857.4557 | 406896.468 | 24077.0464 | 191353.2309 | 0 | 688327.0086 | 1790885.6812 | 1222316.2764 | 5466470.014 | 3144235.0165 | 17509661.2826 |  | 1478867.319 | 4383653.3264 | 0 | 31982886.9585 |  | 3162.2777 | 0.26292 | 121645.9985 |  | 2727.8819
1 | 2800 | 707 | 0.035 | 15 | 15 | 7 | 4.217e-12 | 0 | Water | Porous | Wet | R600a | MinimizeLCOE | IgnoreSilica | 11.5755 | 2.4085 | 0.091544 | 4 | 90970.3037 |  | 2039.9869 |  | 108.5477 | -3.63e-05 | 1402518054.78 | 675232.4385 | 43716.3145 | 696982.967 | 530230.6133 | 24077.0464 | 223575.0703 | 0 | 855587.6355 | 2226063.5224 | 1519334.0951 | 6794799.703 | 3144235.0165 | 17509661.2826 |  | 1478867.319 | 4383653.3264 | 0 | 33311216.6475 |  | 4216.965 | 0.36618 | 90970.3037 |  | 2039.9869
1 | 2800 | 707 | 0.035 | 15 | 15 | 7 | 5.6234e-12 | 0 | Water | Porous | Wet | R600a | MinimizeLCOE | IgnoreSilica | 15.0735 | 3.1684 | 0.12568 | 4 | 69467.7326 |  | 1557.797 |  | 109.1151 | -3.5475e-05 | 1768628678.603 | 821111.1852 | 53306.603 | 867609.0179 | 687853.9093 | 24077.0464 | 259762.1048 | 0 | 1058350.7479 | 2753611.5485 | 1879396.4629 | 8405078.6257 | 3144235.0165 | 17509661.2826 |  | 1478867.319 | 4383653.3264 | 0 | 34921495.5702 |  | 5623.4133 | 0.5027 | 69467.7326 |  | 1557.797
1 | 2800 | 707 | 0.035 | 15 | 15 | 7 | 7.4989e-12 | 0 | Water | Porous | Wet | R600a | MinimizeLCOE | IgnoreSilica | 19.5487 | 4.1408 | 0.17061 | 4 | 54046.343 |  | 1211.9761 |  | 109.5485 | -3.4513e-05 | 2160017117.8277 | 993397.248 | 64607.4044 | 1074471.9351 | 889563.7828 | 24077.0464 | 300791.2294 | 0 | 1305294.372 | 3396108.2032 | 2317913.6317 | 10366224.853 | 3144235.0165 | 17509661.2826 |  | 1478867.319 | 4383653.3264 | 0 | 36882641.7975 |  | 7498.9421 | 0.68243 | 54046.343 |  | 1211.9761
1 | 2800 | 707 | 0.035 | 15 | 15 | 7 | 1e-11 | 0 | Water | Porous | Wet | R600a | MinimizeLCOE | IgnoreSilica | 25.2024 | 5.3696 | 0.2293 | 4 | 42788.9059 |  | 959.5308 |  | 109.8787 | -3.3373e-05 | 2593931501.0009 | 1194808.8749 | 77786.1051 | 1322480.3978 | 1144450.1859 | 24077.0464 | 346242.1469 | 0 | 1602839.4553 | 4170259.475 | 2846287.7819 | 12729231.4692 | 3144235.0165 | 17509661.2826 |  | 1478867.319 | 4383653.3264 | 0 | 39245648.4138 |  | 10000 | 0.91719 | 42788.9059 |  | 959.5308
1 | 2800 | 707 | 0.035 | 15 | 15 | 7 | 1.3335e-11 | 0 | Water | Porous | Wet | R600a | MinimizeLCOE | IgnoreSilica | 32.3332 | 6.9199 | 0.30618 | 4 | 34370.2225 |  | 770.7439 |  | 110.133 | -3.2013e-05 | 3084134074.9357 | 1430448.9321 | 93165.9663 | 1619713.363 | 1465983.5862 | 24077.0464 | 395904.9647 | 0 | 1961424.6049 | 5103224.4785 | 3483055.5673 | 15576998.5095 | 3144235.0165 | 17509661.2826 |  | 1478867.319 | 4383653.3264 | 0 | 42093415.4541 |  | 13335.2143 | 1.2247 | 34370.2225 |  | 770.7439
1 | 2800 | 707 | 0.035 | 15 | 15 | 7 | 1.7783e-11 | 0 | Water | Porous | Wet | R600a | MinimizeLCOE | IgnoreSilica | 40.9862 | 8.8014 | 0.40314 | 4 | 28156.8386 |  | 631.4103 |  | 110.3255 | -3.0501e-05 | 3607920082.7427 | 1696544.8197 | 110489.8053 | 1963113.708 | 1856209.249 | 24077.0464 | 447759.3463 | 0 | 2378295.6501 | 6187837.4261 | 4223326.1907 | 18887653.2417 | 3144235.0165 | 17509661.2826 |  | 1478867.319 | 4383653.3264 | 0 | 45404070.1862 |  | 17782.7941 | 1.6125 | 28156.8386 |  | 631.4103
1 | 2800 | 707 | 0.035 | 15 | 15 | 7 | 2.3714e-11 | 0 | Water | Porous | Wet | R600a | MinimizeLCOE | IgnoreSilica | 51.3392 | 11.0534 | 0.52426 | 4 | 23465.8868 |  | 526.2168 |  | 110.4742 | -2.8796e-05 | 4157336938.4273 | 1994069.4926 | 129811.3164 | 2355355.784 | 2323218.1914 | 24077.0464 | 500126.6596 | 0 | 2857396.8113 | 7434360.3703 | 5074103.7135 | 22692519.3856 | 3144235.0165 | 17509661.2826 |  | 1478867.319 | 4383653.3264 | 0 | 49208936.3301 |  | 23713.7371 | 2.097 | 23465.8868 |  | 526.2168
1 | 2800 | 707 | 0.035 | 15 | 15 | 7 | 3.1623e-11 | 0 | Water | Porous | Wet | R600a | MinimizeLCOE | IgnoreSilica | 63.4003 | 13.6781 | 0.67167 | 4 | 19905.3506 |  | 446.3726 |  | 110.591 | -2.694e-05 | 4723962060.1717 | 2319415.1304 | 150888.6215 | 2792843.306 | 2867452.2524 | 24077.0464 | 550840.2528 | 0 | 3395151.4777 | 8833487.7036 | 6029036.8678 | 26963192.6586 | 3144235.0165 | 17509661.2826 |  | 1478867.319 | 4383653.3264 | 0 | 53479609.6031 |  | 31622.7766 | 2.6867 | 19905.3506 |  | 446.3726
1 | 2800 | 707 | 0.035 | 15 | 15 | 7 | 4.217e-11 | 0 | Water | Porous | Wet | R600a | MinimizeLCOE | IgnoreSilica | 76.8808 | 16.6135 | 0.84453 | 4 | 17196.4313 |  | 385.6258 |  | 110.6843 | -2.4949e-05 | 5293250870.4578 | 2662552.8922 | 173068.5398 | 3262627.8993 | 3475999.7257 | 24077.0464 | 596178.6937 | 0 | 3975856.8708 | 10344364.0175 | 7060240.9974 | 31574966.6828 | 3144235.0165 | 17509661.2826 |  | 1478867.319 | 4383653.3264 | 0 | 58091383.6274 |  | 42169.6503 | 3.3781 | 17196.4313 |  | 385.6258
1 | 2800 | 707 | 0.035 | 15 | 15 | 7 | 5.6234e-11 | 0 | Water | Porous | Wet | R600a | MinimizeLCOE | IgnoreSilica | 91.242 | 19.7431 | 1.0381 | 4 | 15136.637 |  | 339.4354 |  | 110.7605 | -2.2879e-05 | 5847611482.1348 | 3009677.1679 | 195460.8521 | 3745497.0382 | 4124667.5692 | 24077.0464 | 632765.4436 | 0 | 4575536.5958 | 11904607.6506 | 8125139.3367 | 36337428.7004 | 3144235.0165 | 17509661.2826 |  | 1478867.319 | 4383653.3264 | 0 | 62853845.645 |  | 56234.1325 | 4.1524 | 15136.637 |  | 339.4354
1 | 2800 | 707 | 0.035 | 15 | 15 | 7 | 7.4989e-11 | 0 | Water | Porous | Wet | R600a | MinimizeLCOE | IgnoreSilica | 105.6823 | 22.893 | 1.2433 | 4 | 13575.0238 |  | 304.4166 |  | 110.8238 | -2.08e-05 | 6367990906.4616 | 3343466.2611 | 216955.7461 | 4216202.03 | 4777359.044 | 24077.0464 | 657652.3865 | 0 | 5161927.8805 | 13430277.4879 | 9166440.3501 | 40994358.2325 | 3144235.0165 | 17509661.2826 |  | 1478867.319 | 4383653.3264 | 0 | 67510775.1771 |  | 74989.4209 | 4.9732 | 13575.0238 |  | 304.4166
1 | 2800 | 707 | 0.035 | 15 | 15 | 7 | 1e-10 | 0 | Water | Porous | Wet | R600a | MinimizeLCOE | IgnoreSilica | 119.3977 | 25.8881 | 1.4486 | 4 | 12396.0242 |  | 277.9778 |  | 110.8769 | -1.8805e-05 | 6844078666.6369 | 3648898.2771 | 236596.8519 | 4651827.5875 | 5397767.7896 | 24077.0464 | 670198.5842 | 0 | 5705452.7933 | 14844417.8188 | 10131620.1836 | 45310856.9323 | 3144235.0165 | 17509661.2826 |  | 1478867.319 | 4383653.3264 | 0 | 71827273.8768 |  | 100000 | 5.7944 | 12396.0242 |  | 277.9778
1 | 2800 | 707 | 0.035 | 15 | 15 | 7 | 1.3335e-10 | 0 | Water | Porous | Wet | R600a | MinimizeLCOE | IgnoreSilica | 131.7413 | 28.5867 | 1.6428 | 4 | 11509.5505 |  | 258.0989 |  | 110.9214 | -1.6976e-05 | 7265700814.6257 | 3915611.0527 | 253729.2449 | 5035715.2018 | 5956569.0591 | 24077.0464 | 671749.9516 | 0 | 6184406.1071 | 16090556.0945 | 10982135.1623 | 49114548.9204 | 3144235.0165 | 17509661.2826 |  | 1478867.319 | 4383653.3264 | 0 | 75630965.865 |  | 133352.1432 | 6.5711 | 11509.5505 |  | 258.0989
1 | 2800 | 707 | 0.035 | 15 | 15 | 7 | 1.7783e-10 | 0 | Water | Porous | Wet | R600a | MinimizeLCOE | IgnoreSilica | 142.3797 | 30.915 | 1.8177 | 4 | 10845.14 |  | 243.1996 |  | 110.9582 | -1.5374e-05 | 7623829325.4418 | 4140074.6092 | 268135.8123 | 5361114.7896 | 6438554.9447 | 24077.0464 | 665363.4396 | 0 | 6589955.0503 | 17145711.2552 | 11702300.2408 | 52335287.1882 | 3144235.0165 | 17509661.2826 |  | 1478867.319 | 4383653.3264 | 0 | 78851704.1327 |  | 177827.941 | 7.2707 | 10845.14 |  | 243.1996
1 | 2800 | 707 | 0.035 | 15 | 15 | 7 | 2.3714e-10 | 0 | Water | Porous | Wet | R600a | MinimizeLCOE | IgnoreSilica | 151.1929 | 32.8458 | 1.9685 | 4 | 10348.1385 |  | 232.0545 |  | 110.9882 | -1.4016e-05 | 7924427194.0745 | 4322634.2022 | 279845.7591 | 5627231.7485 | 6838129.1217 | 24077.0464 | 653919.7915 | 0 | 6920876.6911 | 18006701.4831 | 12289943.7629 | 54963359.6065 | 3144235.0165 | 17509661.2826 |  | 1478867.319 | 4383653.3264 | 0 | 81479776.5511 |  | 237137.3706 | 7.8739 | 10348.1385 |  | 232.0545
1 | 2800 | 707 | 0.035 | 15 | 15 | 7 | 3.1623e-10 | 0 | Water | Porous | Wet | R600a | MinimizeLCOE | IgnoreSilica | 158.3159 | 34.4077 | 2.0943 | 4 | 9976.6948 |  | 223.725 |  | 111.0123 | -1.2901e-05 | 8168197816.7182 | 4468126.6844 | 289173.9644 | 5840208.3891 | 7161276.9156 | 24077.0464 | 640423.7253 | 0 | 7185081.8228 | 18694109.04 | 12759113.5453 | 57061591.1334 | 3144235.0165 | 17509661.2826 |  | 1478867.319 | 4383653.3264 | 0 | 83578008.0779 |  | 316227.766 | 8.3773 | 9976.6948 |  | 223.725
1 | 2800 | 707 | 0.035 | 15 | 15 | 7 | 4.217e-10 | 0 | Water | Porous | Wet | R600a | MinimizeLCOE | IgnoreSilica | 163.9339 | 35.6405 | 2.1965 | 4 | 9699.1312 |  | 217.5007 |  | 111.0313 | -1.1497e-05 | 8364675599.4193 | 4581667.5926 | 296451.2696 | 6006940.5981 | 7416282.7801 | 24077.0464 | 626635.0361 | 0 | 7391301.1859 | 19230649.5214 | 13125313.4487 | 58699318.4789 | 3144235.0165 | 17509661.2826 |  | 1478867.319 | 4383653.3264 | 0 | 85215735.4234 |  | 421696.5034 | 8.7859 | 9699.1312 |  | 217.5007
1 | 2800 | 707 | 0.035 | 15 | 15 | 7 | 5.6234e-10 | 0 | Water | Porous | Wet | R600a | MinimizeLCOE | IgnoreSilica | 168.3159 | 36.6026 | 2.2779 | 4 | 9491.6639 |  | 212.8483 |  | 111.0461 | -1.0791e-05 | 8519298390.2429 | 4669523.4486 | 302081.0245 | 6136261.512 | 7615266.7204 | 24077.0464 | 613951.7421 | 0 | 7550852.9826 | 19645770.5679 | 13408642.0928 | 59966427.1373 | 3144235.0165 | 17509661.2826 |  | 1478867.319 | 4383653.3264 | 0 | 86482844.0818 |  | 562341.3252 | 9.1115 | 9491.6639 |  | 212.8483
1 | 2800 | 707 | 0.035 | 15 | 15 | 7 | 7.4989e-10 | 0 | Water | Porous | Wet | R600a | MinimizeLCOE | IgnoreSilica | 171.705 | 37.3471 | 2.3418 | 4 | 9336.5216 |  | 209.3692 |  | 111.0575 | -9.7396e-06 | 8640460725.6206 | 4737067.1891 | 306408.473 | 6235860.9621 | 7769218.541 | 24077.0464 | 602998.1566 | 0 | 7673495.8436 | 19964862.1345 | 13626428.6437 | 60940416.9899 | 3144235.0165 | 17509661.2826 |  | 1478867.319 | 4383653.3264 | 0 | 87456833.9344 |  | 749894.2093 | 9.3672 | 9336.5216 |  | 209.3692
1 | 2800 | 707 | 0.035 | 15 | 15 | 7 | 1e-09 | 0 | Water | Porous | Wet | R600a | MinimizeLCOE | IgnoreSilica | 174.2823 | 37.9135 | 2.3912 | 4 | 9220.4499 |  | 206.7663 |  | 111.0663 | -9.3149e-06 | 8732836467.8455 | 4788201.0723 | 309684.1655 | 6311363.1442 | 7886323.3693 | 24077.0464 | 593699.5195 | 0 | 7766205.8437 | 20206074.5374 | 13791061.0651 | 61676689.7634 | 3144235.0165 | 17509661.2826 |  | 1478867.319 | 4383653.3264 | 0 | 88193106.7079 |  | 1000000 | 9.5649 | 9220.4499 |  | 206.7663
1 | 2800 | 707 | 0.035 | 15 | 15 | 7 | 1.3335e-09 | 0 | Water | Porous | Wet | R600a | MinimizeLCOE | IgnoreSilica | 176.2501 | 38.3461 | 2.4293 | 4 | 9133.5701 |  | 204.8181 |  | 111.0729 | -8.4904e-06 | 8804300116.6292 | 4827112.4017 | 312176.6495 | 6368875.1881 | 7975754.5817 | 24077.0464 | 586199.0232 | 0 | 7836736.0073 | 20389579.5555 | 13916307.0106 | 62236817.4639 | 3144235.0165 | 17509661.2826 |  | 1478867.319 | 4383653.3264 | 0 | 88753234.4085 |  | 1333521.4322 | 9.7173 | 9133.5701 |  | 204.8181
1 | 2800 | 707 | 0.035 | 15 | 15 | 7 | 1.7783e-09 | 0 | Water | Porous | Wet | R600a | MinimizeLCOE | IgnoreSilica | 177.7387 | 38.6734 | 2.4584 | 4 | 9068.514 |  | 203.3592 |  | 111.078 | -8.2435e-06 | 8858707894.5222 | 4856473.3843 | 314057.26 | 6412303.9125 | 8043416.653 | 24077.0464 | 580202.6267 | 0 | 7889907.0443 | 20527919.6868 | 14010726.9928 | 62659084.6067 | 3144235.0165 | 17509661.2826 |  | 1478867.319 | 4383653.3264 | 0 | 89175501.5513 |  | 1778279.41 | 9.8335 | 9068.514 |  | 203.3592
1 | 2800 | 707 | 0.035 | 15 | 15 | 7 | 2.3714e-09 | 0 | Water | Porous | Wet | R600a | MinimizeLCOE | IgnoreSilica | 178.8714 | 38.9224 | 2.4806 | 4 | 9019.7839 |  | 202.2665 |  | 111.0819 | -8.0571e-06 | 8900112003.4252 | 4878771.0236 | 315485.3864 | 6445303.4491 | 8094904.6091 | 24077.0464 | 575562.5333 | 0 | 7930300.5786 | 20633015.3773 | 14082456.9611 | 62979876.9648 | 3144235.0165 | 17509661.2826 |  | 1478867.319 | 4383653.3264 | 0 | 89496293.9094 |  | 2371373.7057 | 9.9222 | 9019.7839 |  | 202.2665
1 | 2800 | 707 | 0.035 | 15 | 15 | 7 | 3.1623e-09 | 0 | Water | Porous | Wet | R600a | MinimizeLCOE | IgnoreSilica | 179.7191 | 39.1089 | 2.4973 | 4 | 8983.2733 |  | 201.4477 |  | 111.0848 | -7.9151e-06 | 8931733604.7059 | 4895436.5176 | 316552.7453 | 6469977.996 | 8133445.3129 | 24077.0464 | 571910.362 | 0 | 7960445.9922 | 20711447.5598 | 14135988.5373 | 63219282.0695 | 3144235.0165 | 17509661.2826 |  | 1478867.319 | 4383653.3264 | 0 | 89735699.014 |  | 3162277.6602 | 9.9892 | 8983.2733 |  | 201.4477
1 | 2800 | 707 | 0.035 | 15 | 15 | 7 | 4.217e-09 | 0 | Water | Porous | Wet | R600a | MinimizeLCOE | IgnoreSilica | 180.3575 | 39.2493 | 2.51 | 4 | 8955.9123 |  | 200.8342 |  | 111.0869 | -7.8079e-06 | 8955630423.1514 | 4907974.1979 | 317355.7131 | 6488546.7913 | 8162472.6365 | 24077.0464 | 569102.6246 | 0 | 7983116.3138 | 20770431.0862 | 14176246.006 | 63399322.4158 | 3144235.0165 | 17509661.2826 |  | 1478867.319 | 4383653.3264 | 0 | 89915739.3603 |  | 4216965.0343 | 10.0398 | 8955.9123 |  | 200.8342
1 | 2800 | 707 | 0.035 | 15 | 15 | 7 | 5.6234e-09 | 0 | Water | Porous | Wet | R600a | MinimizeLCOE | IgnoreSilica | 180.8445 | 39.3564 | 2.5196 | 4 | 8935.4048 |  | 200.3743 |  | 111.0886 | -7.7281e-06 | 8973101213.4509 | 4917529.4904 | 317967.6643 | 6502701.8673 | 8184613.8493 | 24077.0464 | 567011.8808 | 0 | 8000421.7014 | 20815456.1549 | 14206976.5406 | 63536756.1954 | 3144235.0165 | 17509661.2826 |  | 1478867.319 | 4383653.3264 | 0 | 90053173.14 |  | 5623413.2519 | 10.0782 | 8935.4048 |  | 200.3743
1 | 2800 | 707 | 0.035 | 15 | 15 | 7 | 7.4989e-09 | 0 | Water | Porous | Wet | R600a | MinimizeLCOE | IgnoreSilica | 181.2077 | 39.4363 | 2.5268 | 4 | 8920.0322 |  | 200.0296 |  | 111.0899 | -7.6676e-06 | 8986495346.0425 | 4924652.2759 | 318423.8233 | 6513255.336 | 8201129.0945 | 24077.0464 | 565398.5402 | 0 | 8013305.0854 | 20848976.0772 | 14229854.5763 | 63639071.8552 | 3144235.0165 | 17509661.2826 |  | 1478867.319 | 4383653.3264 | 0 | 90155488.7997 |  | 7498942.0933 | 10.1071 | 8920.0322 |  | 200.0296
1 | 2800 | 707 | 0.035 | 15 | 15 | 7 | 1e-08 | 0 | Water | Porous | Wet | R600a | MinimizeLCOE | IgnoreSilica | 181.4707 | 39.4942 | 2.5321 | 4 | 8908.5077 |  | 199.7711 |  | 111.0908 | -7.6207e-06 | 8997387251.3066 | 4929807.8445 | 318753.993 | 6520895.0949 | 8213088.7144 | 24077.0464 | 564095.8143 | 0 | 8022580.2179 | 20873108.0695 | 14246325.1569 | 63712731.9519 | 3144235.0165 | 17509661.2826 |  | 1478867.319 | 4383653.3264 | 0 | 90229148.8964 |  | 10000000 | 10.1284 | 8908.5077 |  | 199.7711
1 | 2900 | 707 | 0.035 | 15 | 15 | 7 | 1e-13 | 0 | Water | Porous | Wet | R600a | MinimizeLCOE | IgnoreSilica | 0 | 0 | 0 | 4 |  |  |  |  | 0 | 0 | 9331553677.1093 | 3221.6635 | 135.3391 | 3278.8209 | 25510.6776 | 24077.0464 | 20067.2216 | 0 | 29753.3999 | 77412.2433 | 52835.4467 | 236291.859 | 3144235.0165 | 18250075.3915 |  | 1478867.319 | 4531736.1482 | 0 |  |  | 100 | 0
1 | 2900 | 707 | 0.035 | 15 | 15 | 7 | 1.3335e-13 | 0 | Water | Porous | Wet | R600a | MinimizeLCOE | IgnoreSilica | 0 | 0 | 0 | 4 |  |  |  |  | 0 | 0 | 6187956592.8014 | 3224.6501 | 135.475 | 3281.8082 | 25511.9797 | 24077.0464 | 17623.9925 | 0 | 28803.4313 | 74940.6198 | 51148.5129 | 228747.5159 | 3144235.0165 | 18250075.3915 |  | 1478867.319 | 4531736.1482 | 0 |  |  | 133.3521 | 0
1 | 2900 | 707 | 0.035 | 15 | 15 | 7 | 1.7783e-13 | 0 | Water | Porous | Wet | R600a | MinimizeLCOE | IgnoreSilica | 0 | 0 | 0 | 4 |  |  |  |  | 0 | 0 | 3831672344.263 | 3226.9009 | 135.5774 | 3284.0591 | 25512.9608 | 24077.0464 | 15459.627 | 0 | 27961.5069 | 72750.1052 | 49653.4417 | 222061.2253 | 3144235.0165 | 18250075.3915 |  | 1478867.319 | 4531736.1482 | 0 |  |  | 177.8279 | 0
1 | 2900 | 707 | 0.035 | 15 | 15 | 7 | 2.3714e-13 | 0 | Water | Porous | Wet | R600a | MinimizeLCOE | IgnoreSilica | 0 | 0 | 0 | 4 |  |  |  |  | 0 | 0 | 2065316190.4696 | 3228.5949 | 135.6545 | 3285.7531 | 25513.699 | 24077.0464 | 13501.373 | 0 | 27199.4271 | 70767.33 | 48300.1569 | 216009.0349 | 3144235.0165 | 18250075.3915 |  | 1478867.319 | 4531736.1482 | 0 |  |  | 237.1374 | 0
1 | 2900 | 707 | 0.035 | 15 | 15 | 7 | 3.1623e-13 | 0 | Water | Porous | Wet | R600a | MinimizeLCOE | IgnoreSilica | 0 | 0 | 0 | 4 |  |  |  |  | 0 | 0 | 741077729.7419 | 3229.8688 | 135.7125 | 3287.0268 | 25514.254 | 24077.0464 | 11671.3653 | 0 | 26486.9567 | 68913.6282 | 47034.9673 | 210350.8259 | 3144235.0165 | 18250075.3915 |  | 1478867.319 | 4531736.1482 | 0 |  |  | 316.2278 | 0
1 | 2900 | 707 | 0.035 | 15 | 15 | 7 | 4.217e-13 | 0 | Water | Porous | Wet | R600a | MinimizeLCOE | IgnoreSilica | 1.1732 | 0.17573 | 0.0019278 | 4 | 3689882.568 |  | 82744.7187 |  | 91.9309 | -3.3009e-05 | 58017060.5357 | 97814.8453 | 5744.8692 | 86818.4445 | 65455.9824 | 24077.0464 | 58601.6157 | 0 | 132019.9934 | 343488.9417 | 234438.2607 | 1048459.9993 | 3144235.0165 | 18250075.3915 |  | 1478867.319 | 4531736.1482 | 0 | 28453373.8745 |  | 421.6965 | 0.0077112 | 3689882.568 |  | 82744.7187
1 | 2900 | 707 | 0.035 | 15 | 15 | 7 | 5.6234e-13 | 0 | Water | Porous | Wet | R600a | MinimizeLCOE | IgnoreSilica | 1.6874 | 0.28712 | 0.0052704 | 4 | 1368626.382 |  | 30691.1136 |  | 97.9705 | -3.7019e-05 | 132671795.5971 | 143413.8087 | 8722.7523 | 128049.6045 | 88597.3436 | 24077.0464 | 74584.3332 | 0 | 182303.5066 | 474316.3285 | 323730.6404 | 1447795.364 | 3144235.0165 | 18250075.3915 |  | 1478867.319 | 4531736.1482 | 0 | 28852709.2393 |  | 562.3413 | 0.021082 | 1368626.382 |  | 30691.1136
1 | 2900 | 707 | 0.035 | 15 | 15 | 7 | 7.4989e-13 | 0 | Water | Porous | Wet | R600a | MinimizeLCOE | IgnoreSilica | 2.3525 | 0.43529 | 0.010304 | 4 | 711669.2278 |  | 15959.0093 |  | 102.2174 | -3.9696e-05 | 197366782.4084 | 196885.6448 | 12273.0702 | 178113.9347 | 119087.2652 | 24077.0464 | 92260.0276 | 0 | 242851.8257 | 631850.6346 | 431251.0414 | 1928650.4906 | 3144235.0165 | 18250075.3915 |  | 1478867.319 | 4531736.1482 | 0 | 29333564.3658 |  | 749.8942 | 0.041218 | 711669.2278 |  | 15959.0093
1 | 2900 | 707 | 0.035 | 15 | 15 | 7 | 1e-12 | 0 | Water | Porous | Wet | R600a | MinimizeLCOE | IgnoreSilica | 3.2003 | 0.6269 | 0.017458 | 4 | 428237.5414 |  | 9603.1227 |  | 105.2391 | -4.1167e-05 | 326695249.5821 | 258644.9308 | 16408.2093 | 237983.7053 | 158349.8874 | 24077.0464 | 111450.8943 | 0 | 314696.7226 | 818776.3191 | 558831.662 | 2499219.3772 | 3144235.0165 | 18250075.3915 |  | 1478867.319 | 4531736.1482 | 0 | 29904133.2524 |  | 1000 | 0.069831 | 428237.5414 |  | 9603.1227
1 | 2900 | 707 | 0.035 | 15 | 15 | 7 | 1.3335e-12 | 0 | Water | Porous | Wet | R600a | MinimizeLCOE | IgnoreSilica | 4.2823 | 0.87345 | 0.027324 | 4 | 279835.7146 |  | 6275.2478 |  | 107.4425 | -4.1762e-05 | 549549562.1932 | 330319.1831 | 21224.423 | 309838.0414 | 208767.671 | 24077.0464 | 132507.8958 | 0 | 400426.3617 | 1041827.2544 | 711068.5085 | 3180056.3853 | 3144235.0165 | 18250075.3915 |  | 1478867.319 | 4531736.1482 | 0 | 30584970.2605 |  | 1333.5214 | 0.1093 | 279835.7146 |  | 6275.2478
1 | 2900 | 707 | 0.035 | 15 | 15 | 7 | 1.7783e-12 | 0 | Water | Porous | Wet | R600a | MinimizeLCOE | IgnoreSilica | 5.6829 | 1.1941 | 0.040715 | 4 | 192886.9043 |  | 4325.4419 |  | 109.0944 | -4.1875e-05 | 805540466.464 | 414952.0374 | 26916.4516 | 397455.6192 | 274266.3591 | 24077.0464 | 156467.4613 | 0 | 504712.6403 | 1313158.7592 | 896257.8359 | 4008264.2103 | 3144235.0165 | 18250075.3915 |  | 1478867.319 | 4531736.1482 | 0 | 31413178.0856 |  | 1778.2794 | 0.16286 | 192886.9043 |  | 4325.4419
1 | 2900 | 707 | 0.035 | 15 | 15 | 7 | 2.3714e-12 | 0 | Water | Porous | Wet | R600a | MinimizeLCOE | IgnoreSilica | 7.5271 | 1.6173 | 0.058944 | 4 | 137592.3166 |  | 3085.4742 |  | 110.3578 | -4.1674e-05 | 1061237930.4 | 516808.8886 | 33763.4671 | 506204.72 | 360683.0757 | 24077.0464 | 184478.0252 | 0 | 634145.937 | 1649917.6468 | 1126102.6963 | 5036181.503 | 3144235.0165 | 18250075.3915 |  | 1478867.319 | 4531736.1482 | 0 | 32441095.3783 |  | 2371.3737 | 0.23578 | 137592.3166 |  | 3085.4742
1 | 2900 | 707 | 0.035 | 15 | 15 | 7 | 3.1623e-12 | 0 | Water | Porous | Wet | R600a | MinimizeLCOE | IgnoreSilica | 9.8823 | 2.1586 | 0.082981 | 4 | 101473.7308 |  | 2275.5237 |  | 111.3 | -4.1201e-05 | 1378060769.3947 | 636028.5314 | 41765.6677 | 637315.9521 | 471178.4574 | 24077.0464 | 216165.2417 | 0 | 790347.0497 | 2056320.9008 | 1403481.268 | 6276680.1151 | 3144235.0165 | 18250075.3915 |  | 1478867.319 | 4531736.1482 | 0 | 33681593.9903 |  | 3162.2777 | 0.33192 | 101473.7308 |  | 2275.5237
1 | 2900 | 707 | 0.035 | 15 | 15 | 7 | 4.217e-12 | 0 | Water | Porous | Wet | R600a | MinimizeLCOE | IgnoreSilica | 12.923 | 2.8582 | 0.11491 | 4 | 76583.7014 |  | 1717.3709 |  | 112.017 | -4.0515e-05 | 1724379894.3485 | 777541.9451 | 51244.1033 | 797417.7308 | 613966.9698 | 24077.0464 | 252524.7128 | 0 | 981541.2782 | 2553769.0641 | 1742999.861 | 7795082.7115 | 3144235.0165 | 18250075.3915 |  | 1478867.319 | 4531736.1482 | 0 | 35199996.5868 |  | 4216.965 | 0.45963 | 76583.7014 |  | 1717.3709
1 | 2900 | 707 | 0.035 | 15 | 15 | 7 | 5.6234e-12 | 0 | Water | Porous | Wet | R600a | MinimizeLCOE | IgnoreSilica | 16.8102 | 3.7529 | 0.15706 | 4 | 58962.8937 |  | 1322.2285 |  | 112.5609 | -3.9584e-05 | 2130012382.6143 | 944259.2954 | 62386.4456 | 991158.2774 | 796560.0516 | 24077.0464 | 293498.8224 | 0 | 1213656.5761 | 3157685.4559 | 2155185.2076 | 9638467.1784 | 3144235.0165 | 18250075.3915 |  | 1478867.319 | 4531736.1482 | 0 | 37043381.0537 |  | 5623.4133 | 0.62825 | 58962.8937 |  | 1322.2285
1 | 2900 | 707 | 0.035 | 15 | 15 | 7 | 7.4989e-12 | 0 | Water | Porous | Wet | R600a | MinimizeLCOE | IgnoreSilica | 21.7265 | 4.8848 | 0.21233 | 4 | 46227.3631 |  | 1036.6374 |  | 112.9733 | -3.8396e-05 | 2597860586.5125 | 1139115.8642 | 75376.6172 | 1223519.6092 | 1027564.9737 | 24077.0464 | 338796.0309 | 0 | 1493095.5552 | 3884728.3587 | 2651406.928 | 11857680.9837 | 3144235.0165 | 18250075.3915 |  | 1478867.319 | 4531736.1482 | 0 | 39262594.8589 |  | 7498.9421 | 0.84934 | 46227.3631 |  | 1036.6374
1 | 2900 | 707 | 0.035 | 15 | 15 | 7 | 1e-11 | 0 | Water | Porous | Wet | R600a | MinimizeLCOE | IgnoreSilica | 27.9091 | 6.3087 | 0.28428 | 4 | 36871.2303 |  | 826.8284 |  | 113.2884 | -3.701e-05 | 3109890091.0073 | 1366198.7808 | 90475.9386 | 1501054.2075 | 1318145.5551 | 24077.0464 | 388604.5073 | 0 | 1828536.8539 | 4757477.8094 | 3247076.3613 | 14521647.0603 | 3144235.0165 | 18250075.3915 |  | 1478867.319 | 4531736.1482 | 0 | 41926560.9355 |  | 10000 | 1.1371 | 36871.2303 |  | 826.8284
1 | 2900 | 707 | 0.035 | 15 | 15 | 7 | 1.3335e-11 | 0 | Water | Porous | Wet | R600a | MinimizeLCOE | IgnoreSilica | 35.5922 | 8.0787 | 0.37694 | 4 | 29907.994 |  | 670.6795 |  | 113.53 | -3.5437e-05 | 3659848534.1459 | 1628419.2203 | 107865.7104 | 1829138.4456 | 1679322.1778 | 24077.0464 | 442368.6592 | 0 | 2227364.5912 | 5795145.7711 | 3955306.0671 | 17689007.689 | 3144235.0165 | 18250075.3915 |  | 1478867.319 | 4531736.1482 | 0 | 45093921.5642 |  | 13335.2143 | 1.5078 | 29907.994 |  | 670.6795
1 | 2900 | 707 | 0.035 | 15 | 15 | 7 | 1.7783e-11 | 0 | Water | Porous | Wet | R600a | MinimizeLCOE | IgnoreSilica | 44.9419 | 10.2333 | 0.49437 | 4 | 24672.688 |  | 553.279 |  | 113.7158 | -3.3649e-05 | 4257773828.6947 | 1925894.336 | 127541.6738 | 2209686.1311 | 2118942.5026 | 24077.0464 | 498243.6333 | 0 | 2692710.276 | 7005879.7874 | 4781656.9113 | 21384632.2978 | 3144235.0165 | 18250075.3915 |  | 1478867.319 | 4531736.1482 | 0 | 48789546.1731 |  | 17782.7941 | 1.9775 | 24672.688 |  | 553.279
1 | 2900 | 707 | 0.035 | 15 | 15 | 7 | 2.3714e-11 | 0 | Water | Porous | Wet | R600a | MinimizeLCOE | IgnoreSilica | 56.0675 | 12.7981 | 0.64009 | 4 | 20706.9702 |  | 464.3488 |  | 113.8604 | -3.1671e-05 | 4872215099.108 | 2257159.6204 | 149396.4333 | 2642359.5994 | 2642212.0871 | 24077.0464 | 554257.3828 | 0 | 3225090.246 | 8391023.2632 | 5727045.7954 | 25612621.474 | 3144235.0165 | 18250075.3915 |  | 1478867.319 | 4531736.1482 | 0 | 53017535.3492 |  | 23713.7371 | 2.5604 | 20706.9702 |  | 464.3488
1 | 2900 | 707 | 0.035 | 15 | 15 | 7 | 3.1623e-11 | 0 | Water | Porous | Wet | R600a | MinimizeLCOE | IgnoreSilica | 68.8714 | 15.7513 | 0.8156 | 4 | 17689.0145 |  | 396.6718 |  | 113.9746 | -2.9515e-05 | 5506067133.2226 | 2615590.8176 | 172985.6926 | 3119577.0943 | 3244646.0842 | 24077.0464 | 607106.595 | 0 | 3815753.4988 | 9927807.8851 | 6775932.8776 | 30303477.5916 | 3144235.0165 | 18250075.3915 |  | 1478867.319 | 4531736.1482 | 0 | 57708391.4668 |  | 31622.7766 | 3.2624 | 17689.0145 |  | 396.6718
1 | 2900 | 707 | 0.035 | 15 | 15 | 7 | 4.217e-11 | 0 | Water | Porous | Wet | R600a | MinimizeLCOE | IgnoreSilica | 83.0176 | 19.0163 | 1.0189 | 4 | 15388.6362 |  | 345.0864 |  | 114.0666 | -2.7231e-05 | 6133608528.2461 | 2989988.5136 | 197570.8404 | 3626745.5113 | 3910570.2808 | 24077.0464 | 653225.0539 | 0 | 4446849.1261 | 11569789.2518 | 7896618.8998 | 35315434.524 | 3144235.0165 | 18250075.3915 |  | 1478867.319 | 4531736.1482 | 0 | 62720348.3992 |  | 42169.6503 | 4.0758 | 15388.6362 |  | 345.0864
1 | 2900 | 707 | 0.035 | 15 | 15 | 7 | 5.6234e-11 | 0 | Water | Porous | Wet | R600a | MinimizeLCOE | IgnoreSilica | 97.8554 | 22.4439 | 1.2433 | 4 | 13637.5235 |  | 305.8181 |  | 114.1425 | -2.4878e-05 | 6738676982.7737 | 3363669.4751 | 222060.5072 | 4140694.3758 | 4609494.1461 | 24077.0464 | 688795.4228 | 0 | 5089028.4796 | 13240608.2007 | 9036987.1643 | 40415414.818 | 3144235.0165 | 18250075.3915 |  | 1478867.319 | 4531736.1482 | 0 | 67820328.6932 |  | 56234.1325 | 4.9731 | 13637.5235 |  | 305.8181
1 | 2900 | 707 | 0.035 | 15 | 15 | 7 | 7.4989e-11 | 0 | Water | Porous | Wet | R600a | MinimizeLCOE | IgnoreSilica | 112.565 | 25.8455 | 1.4774 | 4 | 12309.1586 |  | 276.0299 |  | 114.2062 | -2.2551e-05 | 7302119567.1977 | 3718710.7227 | 245289.9351 | 4635361.8781 | 5302911.6183 | 24077.0464 | 711522.7577 | 0 | 5708770.8437 | 14853050.7054 | 10137512.3061 | 45337207.8135 | 3144235.0165 | 18250075.3915 |  | 1478867.319 | 4531736.1482 | 0 | 72742121.6888 |  | 74989.4209 | 5.9096 | 12309.1586 |  | 276.0299
1 | 2900 | 707 | 0.035 | 15 | 15 | 7 | 1e-10 | 0 | Water | Porous | Wet | R600a | MinimizeLCOE | IgnoreSilica | 126.3427 | 29.0353 | 1.7081 | 4 | 11305.9231 |  | 253.5326 |  | 114.2599 | -2.035e-05 | 7811145589.996 | 4039765.8473 | 266267.8178 | 5087464.848 | 5952959.2703 | 24077.0464 | 721264.1809 | 0 | 6275801.6141 | 16328348.456 | 11144433.3352 | 49840382.4159 | 3144235.0165 | 18250075.3915 |  | 1478867.319 | 4531736.1482 | 0 | 77245296.2911 |  | 100000 | 6.8323 | 11305.9231 |  | 253.5326
1 | 2900 | 707 | 0.035 | 15 | 15 | 7 | 1.3335e-10 | 0 | Water | Porous | Wet | R600a | MinimizeLCOE | IgnoreSilica | 138.5741 | 31.8705 | 1.923 | 4 | 10551.3558 |  | 236.6116 |  | 114.3048 | -1.8356e-05 | 8257597416.2204 | 4316846.8887 | 284353.9875 | 5480975.7497 | 6530545.5076 | 24077.0464 | 719781.8155 | 0 | 6769066.5882 | 17611722.7359 | 12020362.652 | 53757732.9714 | 3144235.0165 | 18250075.3915 |  | 1478867.319 | 4531736.1482 | 0 | 81162646.8466 |  | 133352.1432 | 7.6922 | 10551.3558 |  | 236.6116
1 | 2900 | 707 | 0.035 | 15 | 15 | 7 | 1.7783e-10 | 0 | Water | Porous | Wet | R600a | MinimizeLCOE | IgnoreSilica | 149.0003 | 34.2899 | 2.1142 | 4 | 9985.5602 |  | 223.9238 |  | 114.342 | -1.6627e-05 | 8635386357.1005 | 4547865.6026 | 299422.1217 | 5811251.5683 | 7023297.8138 | 24077.0464 | 710648.2421 | 0 | 7182459.334 | 18687285.8621 | 12754456.5862 | 57040764.1771 | 3144235.0165 | 18250075.3915 |  | 1478867.319 | 4531736.1482 | 0 | 84445678.0524 |  | 177827.941 | 8.4568 | 9985.5602 |  | 223.9238
1 | 2900 | 707 | 0.035 | 15 | 15 | 7 | 2.3714e-10 | 0 | Water | Porous | Wet | R600a | MinimizeLCOE | IgnoreSilica | 157.5756 | 36.2819 | 2.2774 | 4 | 9562.0934 |  | 214.4276 |  | 114.3722 | -1.5176e-05 | 8948292349.1957 | 4734662.6369 | 311599.2495 | 6079667.6634 | 7428878.5862 | 24077.0464 | 697069.1702 | 0 | 7517622.1975 | 19559310.8815 | 13349631.5803 | 59702519.0117 | 3144235.0165 | 18250075.3915 |  | 1478867.319 | 4531736.1482 | 0 | 87107432.887 |  | 237137.3706 | 9.1097 | 9562.0934 |  | 214.4276
1 | 2900 | 707 | 0.035 | 15 | 15 | 7 | 3.1623e-10 | 0 | Water | Porous | Wet | R600a | MinimizeLCOE | IgnoreSilica | 164.4527 | 37.8808 | 2.4125 | 4 | 9245.4168 |  | 207.3262 |  | 114.3963 | -1.3992e-05 | 9202977647.675 | 4882539.9962 | 321235.4674 | 6292979.077 | 7754351.2627 | 24077.0464 | 681873.5981 | 0 | 7783252.0146 | 20250425.1774 | 13821331.2882 | 61812064.9279 | 3144235.0165 | 18250075.3915 |  | 1478867.319 | 4531736.1482 | 0 | 89216978.8031 |  | 316227.766 | 9.6499 | 9245.4168 |  | 207.3262
1 | 2900 | 707 | 0.035 | 15 | 15 | 7 | 4.217e-10 | 0 | Water | Porous | Wet | R600a | MinimizeLCOE | IgnoreSilica | 169.8628 | 39.1396 | 2.5215 | 4 | 9008.6385 |  | 202.0165 |  | 114.4153 | -1.2532e-05 | 9406011242.6814 | 4997740.6738 | 328740.26 | 6459637.4282 | 8010530.9011 | 24077.0464 | 666956.4201 | 0 | 7990196.2645 | 20788851.6657 | 14188818.43 | 63455549.0899 | 3144235.0165 | 18250075.3915 |  | 1478867.319 | 4531736.1482 | 0 | 90860462.9651 |  | 421696.5034 | 10.0859 | 9008.6385 |  | 202.0165
1 | 2900 | 707 | 0.035 | 15 | 15 | 7 | 5.6234e-10 | 0 | Water | Porous | Wet | R600a | MinimizeLCOE | IgnoreSilica | 174.0628 | 40.1174 | 2.6079 | 4 | 8831.5625 |  | 198.0456 |  | 114.4301 | -1.1278e-05 | 9565820436.0397 | 5086519.4861 | 334522.6365 | 6588351.3651 | 8209494.9679 | 24077.0464 | 653441.4698 | 0 | 8149598.719 | 21203584.1542 | 14471881.8753 | 64721471.7203 | 3144235.0165 | 18250075.3915 |  | 1478867.319 | 4531736.1482 | 0 | 92126385.5955 |  | 562341.3252 | 10.4315 | 8831.5625 |  | 198.0456
1 | 2900 | 707 | 0.035 | 15 | 15 | 7 | 7.4989e-10 | 0 | Water | Porous | Wet | R600a | MinimizeLCOE | IgnoreSilica | 177.3024 | 40.8719 | 2.6755 | 4 | 8699.0854 |  | 195.0749 |  | 114.4415 | -1.0704e-05 | 9689311725.5336 | 5154620.2379 | 338957.5662 | 6687246.6471 | 8363012.789 | 24077.0464 | 641909.6855 | 0 | 8271831.3491 | 21521608.3845 | 14688939.9472 | 65692203.653 | 3144235.0165 | 18250075.3915 |  | 1478867.319 | 4531736.1482 | 0 | 93097117.5282 |  | 749894.2093 | 10.7019 | 8699.0854 |  | 195.0749
1 | 2900 | 707 | 0.035 | 15 | 15 | 7 | 1e-09 | 0 | Water | Porous | Wet | R600a | MinimizeLCOE | IgnoreSilica | 179.7682 | 41.4464 | 2.7277 | 4 | 8599.9341 |  | 192.8514 |  | 114.4502 | -9.7525e-06 | 9784924510.9964 | 5206242.0557 | 342318.988 | 6762302.8211 | 8479895.1808 | 24077.0464 | 632274.2965 | 0 | 8364373.0515 | 21762382.9112 | 14853273.5091 | 66427139.8604 | 3144235.0165 | 18250075.3915 |  | 1478867.319 | 4531736.1482 | 0 | 93832053.7356 |  | 1000000 | 10.9108 | 8599.9341 |  | 192.8514
1 | 2900 | 707 | 0.035 | 15 | 15 | 7 | 1.3335e-09 | 0 | Water | Porous | Wet | R600a | MinimizeLCOE | IgnoreSilica | 181.6487 | 41.8847 | 2.7678 | 4 | 8525.6961 |  | 191.1867 |  | 114.4569 | -9.4155e-06 | 9858335107.0989 | 5245489.2933 | 344874.431 | 6819418.8281 | 8569052.2723 | 24077.0464 | 624550.3996 | 0 | 8434710.2855 | 21945385.966 | 14978176.8544 | 66985735.3764 | 3144235.0165 | 18250075.3915 |  | 1478867.319 | 4531736.1482 | 0 | 94390649.2516 |  | 1333521.4322 | 11.0713 | 8525.6961 |  | 191.1867
1 | 2900 | 707 | 0.035 | 15 | 15 | 7 | 1.7783e-09 | 0 | Water | Porous | Wet | R600a | MinimizeLCOE | IgnoreSilica | 183.0714 | 42.2163 | 2.7984 | 4 | 8470.0933 |  | 189.9398 |  | 114.4619 | -9.1588e-06 | 9914112142.2046 | 5275112.3514 | 346803.1234 | 6862558.3375 | 8636513.0792 | 24077.0464 | 618416.7253 | 0 | 8487757.4587 | 22083403.829 | 15072376.8818 | 67407018.8327 | 3144235.0165 | 18250075.3915 |  | 1478867.319 | 4531736.1482 | 0 | 94811932.7079 |  | 1778279.41 | 11.1937 | 8470.0933 |  | 189.9398
1 | 2900 | 707 | 0.035 | 15 | 15 | 7 | 2.3714e-09 | 0 | Water | Porous | Wet | R600a | MinimizeLCOE | IgnoreSilica | 184.136 | 42.4645 | 2.8216 | 4 | 8428.4365 |  | 189.0056 |  | 114.4657 | -8.9626e-06 | 9957336347.5135 | 5297241.7304 | 348243.8597 | 6894801.3644 | 8687001.6944 | 24077.0464 | 613538.5019 | 0 | 8527312.6369 | 22186318.2889 | 15142618.1154 | 67721153.2385 | 3144235.0165 | 18250075.3915 |  | 1478867.319 | 4531736.1482 | 0 | 95126067.1137 |  | 2371373.7057 | 11.2863 | 8428.4365 |  | 189.0056
1 | 2900 | 707 | 0.035 | 15 | 15 | 7 | 3.1623e-09 | 0 | Water | Porous | Wet | R600a | MinimizeLCOE | IgnoreSilica | 184.9519 | 42.6548 | 2.8392 | 4 | 8397.2212 |  | 188.3056 |  | 114.4686 | -8.3107e-06 | 9988891179.4673 | 5314179.2317 | 349346.5464 | 6919489.0843 | 8725698.4936 | 24077.0464 | 609881.39 | 0 | 8557641.999 | 22265229.0676 | 15196476.3434 | 67962019.2022 | 3144235.0165 | 18250075.3915 |  | 1478867.319 | 4531736.1482 | 0 | 95366933.0774 |  | 3162277.6602 | 11.357 | 8397.2212 |  | 188.3056
1 | 2900 | 707 | 0.035 | 15 | 15 | 7 | 4.217e-09 | 0 | Water | Porous | Wet | R600a | MinimizeLCOE | IgnoreSilica | 185.5534 | 42.7951 | 2.8525 | 4 | 8373.8258 |  | 187.781 |  | 114.4707 | -8.1987e-06 | 10013840033.792 | 5326653.5208 | 350158.6442 | 6937676.5581 | 8754228.007 | 24077.0464 | 606965.0991 | 0 | 8579905.9615 | 22323155.3311 | 15236012.2084 | 68138832.3766 | 3144235.0165 | 18250075.3915 |  | 1478867.319 | 4531736.1482 | 0 | 95543746.2518 |  | 4216965.0343 | 11.4098 | 8373.8258 |  | 187.781
1 | 2900 | 707 | 0.035 | 15 | 15 | 7 | 5.6234e-09 | 0 | Water | Porous | Wet | R600a | MinimizeLCOE | IgnoreSilica | 186.0138 | 42.9024 | 2.8625 | 4 | 8356.2891 |  | 187.3877 |  | 114.4724 | -8.1155e-06 | 10031943948.7722 | 5336195.9399 | 350779.8627 | 6951592.3192 | 8776069.0436 | 24077.0464 | 604809.9018 | 0 | 8596974.4043 | 22367563.9181 | 15266321.9816 | 68274384.4178 | 3144235.0165 | 18250075.3915 |  | 1478867.319 | 4531736.1482 | 0 | 95679298.293 |  | 5623413.2519 | 11.45 | 8356.2891 |  | 187.3877
1 | 2900 | 707 | 0.035 | 15 | 15 | 7 | 7.4989e-09 | 0 | Water | Porous | Wet | R600a | MinimizeLCOE | IgnoreSilica | 186.3692 | 42.9853 | 2.8701 | 4 | 8343.1426 |  | 187.0929 |  | 114.4736 | -8.0543e-06 | 10044756540.1139 | 5343558.2806 | 351259.1515 | 6962330.5875 | 8792930.2069 | 24077.0464 | 603252.8577 | 0 | 8610189.1709 | 22401946.0301 | 15289788.4795 | 68379331.8111 | 3144235.0165 | 18250075.3915 |  | 1478867.319 | 4531736.1482 | 0 | 95784245.6863 |  | 7498942.0933 | 11.4806 | 8343.1426 |  | 187.0929
1 | 2900 | 707 | 0.035 | 15 | 15 | 7 | 1e-08 | 0 | Water | Porous | Wet | R600a | MinimizeLCOE | IgnoreSilica | 186.623 | 43.0445 | 2.8758 | 4 | 8333.2865 |  | 186.8719 |  | 114.4745 | -8.0063e-06 | 10055371081.5774 | 5348811.9568 | 351601.1617 | 6969994.2504 | 8804967.5357 | 24077.0464 | 601960.3835 | 0 | 8619550.8105 | 22426303.0958 | 15306412.6774 | 68453678.9182 | 3144235.0165 | 18250075.3915 |  | 1478867.319 | 4531736.1482 | 0 | 95858592.7934 |  | 10000000 | 11.5031 | 8333.2865 |  | 186.8719
1 | 3000 | 707 | 0.035 | 15 | 15 | 7 | 1e-13 | 0 | Water | Porous | Wet | R600a | MinimizeLCOE | IgnoreSilica | 0 | 0 | 0 | 4 |  |  |  |  | 0 | 0 | 8754497596.7993 | 3269.6108 | 137.5229 | 3326.7175 | 25531.5274 | 24077.0464 | 19694.0603 | 0 | 29654.2292 | 77154.2216 | 52659.3416 | 235504.2776 | 3144235.0165 | 19002209.6822 |  | 1478867.319 | 4682163.0063 | 0 |  |  | 100 | 0
1 | 3000 | 707 | 0.035 | 15 | 15 | 7 | 1.3335e-13 | 0 | Water | Porous | Wet | R600a | MinimizeLCOE | IgnoreSilica | 0 | 0 | 0 | 4 |  |  |  |  | 0 | 0 | 5712028160.6619 | 3272.5234 | 137.6557 | 3329.6228 | 25532.7901 | 24077.0464 | 17270.7346 | 0 | 28711.9454 | 74702.5923 | 50986.0543 | 228020.9649 | 3144235.0165 | 19002209.6822 |  | 1478867.319 | 4682163.0063 | 0 |  |  | 133.3521 | 0
1 | 3000 | 707 | 0.035 | 15 | 15 | 7 | 1.7783e-13 | 0 | Water | Porous | Wet | R600a | MinimizeLCOE | IgnoreSilica | 0 | 0 | 0 | 4 |  |  |  |  | 0 | 0 | 3431662212.2391 | 3274.718 | 137.7557 | 3331.8116 | 25533.7412 | 24077.0464 | 15113.2986 | 0 | 27872.6649 | 72518.9566 | 49495.678 | 221355.6711 | 3144235.0165 | 19002209.6822 |  | 1478867.319 | 4682163.0063 | 0 |  |  | 177.8279 | 0
1 | 3000 | 707 | 0.035 | 15 | 15 | 7 | 2.3714e-13 | 0 | Water | Porous | Wet | R600a | MinimizeLCOE | IgnoreSilica | 0 | 0 | 0 | 4 |  |  |  |  | 0 | 0 | 1722284356.376 | 3276.3697 | 137.831 | 3333.4587 | 25534.4569 | 24077.0464 | 13145.8908 | 0 | 27106.9709 | 70526.7778 | 48135.9751 | 215274.7773 | 3144235.0165 | 19002209.6822 |  | 1478867.319 | 4682163.0063 | 0 |  |  | 237.1374 | 0
1 | 3000 | 707 | 0.035 | 15 | 15 | 7 | 3.1623e-13 | 0 | Water | Porous | Wet | R600a | MinimizeLCOE | IgnoreSilica | 0.8806 | 0.11964 | 0.0005422 | 4 | 13434151.1548 |  | 301257.5705 |  | 87.6515 | -3.1029e-05 | 110378676.604 | 72616.4096 | 4156.2907 | 64024.2445 | 53317.5148 | 24077.0464 | 49365.5665 | 0 | 104347.2583 | 271490.1615 | 185297.6138 | 828692.1061 | 3144235.0165 | 19002209.6822 |  | 1478867.319 | 4682163.0063 | 0 | 29136167.1301 |  | 316.2278 | 0.0021688 | 13434151.1548 |  | 301257.5705
1 | 3000 | 707 | 0.035 | 15 | 15 | 7 | 4.217e-13 | 0 | Water | Porous | Wet | R600a | MinimizeLCOE | IgnoreSilica | 1.3585 | 0.22505 | 0.0031824 | 4 | 2321041.3946 |  | 52048.7885 |  | 96.6606 | -3.8428e-05 | 2594214.8749 | 120089.5636 | 7240.1263 | 105473.0624 | 75136.1861 | 24077.0464 | 67753.3466 | 0 | 155910.0392 | 405645.9405 | 276861.6896 | 1238187.0008 | 3144235.0165 | 19002209.6822 |  | 1478867.319 | 4682163.0063 | 0 | 29545662.0247 |  | 421.6965 | 0.012729 | 2321041.3946 |  | 52048.7885
1 | 3000 | 707 | 0.035 | 15 | 15 | 7 | 5.6234e-13 | 0 | Water | Porous | Wet | R600a | MinimizeLCOE | IgnoreSilica | 1.931 | 0.35751 | 0.0074868 | 4 | 1001755.0349 |  | 22464.1129 |  | 102.25 | -4.2506e-05 | 136772151.7014 | 171821.6356 | 10697.3977 | 152159.5731 | 102094.5632 | 24077.0464 | 85559.9093 | 0 | 213099.9488 | 554442.3541 | 378418.2993 | 1692370.7274 | 3144235.0165 | 19002209.6822 |  | 1478867.319 | 4682163.0063 | 0 | 29999845.7514 |  | 562.3413 | 0.029947 | 1001755.0349 |  | 22464.1129
1 | 3000 | 707 | 0.035 | 15 | 15 | 7 | 7.4989e-13 | 0 | Water | Porous | Wet | R600a | MinimizeLCOE | IgnoreSilica | 2.6498 | 0.52767 | 0.013819 | 4 | 552322.2123 |  | 12385.6912 |  | 106.1281 | -4.4781e-05 | 335825070.851 | 230773.8936 | 14692.7054 | 207212.6285 | 136500.2228 | 24077.0464 | 104286.8899 | 0 | 279841.9208 | 728091.2743 | 496937.2555 | 2222413.8372 | 3144235.0165 | 19002209.6822 |  | 1478867.319 | 4682163.0063 | 0 | 30529888.8612 |  | 749.8942 | 0.055276 | 552322.2123 |  | 12385.6912
1 | 3000 | 707 | 0.035 | 15 | 15 | 7 | 1e-12 | 0 | Water | Porous | Wet | R600a | MinimizeLCOE | IgnoreSilica | 3.5829 | 0.75131 | 0.022722 | 4 | 342990.9169 |  | 7691.4878 |  | 108.981 | -4.6162e-05 | 513407327.9908 | 300293.6219 | 19436.2307 | 274379.904 | 181592.4729 | 24077.0464 | 125455.6667 | 0 | 360841.6276 | 938835.8962 | 640774.7903 | 2865687.2567 | 3144235.0165 | 19002209.6822 |  | 1478867.319 | 4682163.0063 | 0 | 31173162.2807 |  | 1000 | 0.090886 | 342990.9169 |  | 7691.4878
1 | 3000 | 707 | 0.035 | 15 | 15 | 7 | 1.3335e-12 | 0 | Water | Porous | Wet | R600a | MinimizeLCOE | IgnoreSilica | 4.8011 | 1.0453 | 0.035055 | 4 | 227925.8651 |  | 5111.1821 |  | 111.1114 | -4.6808e-05 | 695924301.6827 | 382858.8454 | 25086.4613 | 356823.2431 | 240785.4355 | 24077.0464 | 149591.4224 | 0 | 459896.7571 | 1196557.0242 | 816674.7558 | 3652350.9911 | 3144235.0165 | 19002209.6822 |  | 1478867.319 | 4682163.0063 | 0 | 31959826.0151 |  | 1333.5214 | 0.14022 | 227925.8651 |  | 5111.1821
1 | 3000 | 707 | 0.035 | 15 | 15 | 7 | 1.7783e-12 | 0 | Water | Porous | Wet | R600a | MinimizeLCOE | IgnoreSilica | 6.348 | 1.42 | 0.051532 | 4 | 159601.489 |  | 3579.0246 |  | 112.6783 | -4.6833e-05 | 1003401255.2087 | 478571.3086 | 31638.8178 | 455470.782 | 316211.0791 | 24077.0464 | 176348.8253 | 0 | 578103.9651 | 1504107.9318 | 1026584.5698 | 4591114.3259 | 3144235.0165 | 19002209.6822 |  | 1478867.319 | 4682163.0063 | 0 | 32898589.3499 |  | 1778.2794 | 0.20613 | 159601.489 |  | 3579.0246
1 | 3000 | 707 | 0.035 | 15 | 15 | 7 | 2.3714e-12 | 0 | Water | Porous | Wet | R600a | MinimizeLCOE | IgnoreSilica | 8.3749 | 1.9122 | 0.073651 | 4 | 115614.3043 |  | 2592.6226 |  | 113.8777 | -4.6644e-05 | 1291558157.2118 | 593385.2279 | 39491.1411 | 577434.1275 | 415234.4031 | 24077.0464 | 207841.4052 | 0 | 724410.707 | 1884768.0625 | 1286392.9307 | 5753035.0514 | 3144235.0165 | 19002209.6822 |  | 1478867.319 | 4682163.0063 | 0 | 34060510.0753 |  | 2371.3737 | 0.2946 | 115614.3043 |  | 2592.6226
1 | 3000 | 707 | 0.035 | 15 | 15 | 7 | 3.1623e-12 | 0 | Water | Porous | Wet | R600a | MinimizeLCOE | IgnoreSilica | 10.9714 | 2.5436 | 0.1031 | 4 | 86002.6538 |  | 1928.5886 |  | 114.7795 | -4.6022e-05 | 1666547883.4703 | 728381.0315 | 48707.1676 | 725052.3652 | 542244.4026 | 24077.0464 | 243235.9553 | 0 | 901562.2078 | 2345679.9288 | 1600974.7503 | 7159914.8555 | 3144235.0165 | 19002209.6822 |  | 1478867.319 | 4682163.0063 | 0 | 35467389.8794 |  | 3162.2777 | 0.4124 | 86002.6538 |  | 1928.5886
1 | 3000 | 707 | 0.035 | 15 | 15 | 7 | 4.217e-12 | 0 | Water | Porous | Wet | R600a | MinimizeLCOE | IgnoreSilica | 14.3017 | 3.3541 | 0.14211 | 4 | 65403.6491 |  | 1466.6609 |  | 115.4642 | -4.5113e-05 | 2095302773.0707 | 887762.9423 | 59563.7953 | 904213.344 | 705272.4158 | 24077.0464 | 283333.0279 | 0 | 1117046.8029 | 2906326.6434 | 1983627.6531 | 8871223.671 | 3144235.0165 | 19002209.6822 |  | 1478867.319 | 4682163.0063 | 0 | 37178698.695 |  | 4216.965 | 0.56845 | 65403.6491 |  | 1466.6609
1 | 3000 | 707 | 0.035 | 15 | 15 | 7 | 5.6234e-12 | 0 | Water | Porous | Wet | R600a | MinimizeLCOE | IgnoreSilica | 18.5593 | 4.3908 | 0.19353 | 4 | 50713.2452 |  | 1137.2322 |  | 115.9863 | -4.3976e-05 | 2567098615.658 | 1075771.5922 | 72338.1614 | 1121222.1634 | 913785.8172 | 24077.0464 | 328637.1738 | 0 | 1378974.4623 | 3587808.6843 | 2448753.1491 | 10951368.2502 | 3144235.0165 | 19002209.6822 |  | 1478867.319 | 4682163.0063 | 0 | 39258843.2742 |  | 5623.4133 | 0.77413 | 50713.2452 |  | 1137.2322
1 | 3000 | 707 | 0.035 | 15 | 15 | 7 | 7.4989e-12 | 0 | Water | Porous | Wet | R600a | MinimizeLCOE | IgnoreSilica | 23.9534 | 5.7045 | 0.26086 | 4 | 40031.5776 |  | 897.6984 |  | 116.3845 | -4.2607e-05 | 3088634967.7759 | 1296095.0392 | 87269.6878 | 1382030.2412 | 1178024.587 | 24077.0464 | 379053.4452 | 0 | 1695154.5183 | 4410444.3326 | 3010218.8825 | 13462367.7803 | 3144235.0165 | 19002209.6822 |  | 1478867.319 | 4682163.0063 | 0 | 41769842.8043 |  | 7498.9421 | 1.0434 | 40031.5776 |  | 897.6984
1 | 3000 | 707 | 0.035 | 15 | 15 | 7 | 1e-11 | 0 | Water | Porous | Wet | R600a | MinimizeLCOE | IgnoreSilica | 30.6741 | 7.3418 | 0.34809 | 4 | 32144.6186 |  | 720.8353 |  | 116.6873 | -4.0949e-05 | 3681513315.1391 | 1550730.0863 | 104479.5372 | 1690822.0148 | 1507332.3325 | 24077.0464 | 433367.3611 | 0 | 2071215.2675 | 5388877.2614 | 3678019.4612 | 16448920.3683 | 3144235.0165 | 19002209.6822 |  | 1478867.319 | 4682163.0063 | 0 | 44756395.3923 |  | 10000 | 1.3923 | 32144.6186 |  | 720.8353
1 | 3000 | 707 | 0.035 | 15 | 15 | 7 | 1.3335e-11 | 0 | Water | Porous | Wet | R600a | MinimizeLCOE | IgnoreSilica | 38.9808 | 9.366 | 0.45992 | 4 | 26249.3571 |  | 588.6354 |  | 116.9202 | -3.9082e-05 | 4312953639.725 | 1843551.5733 | 124216.1624 | 2054157.4011 | 1914446.2403 | 24077.0464 | 491445.4119 | 0 | 2516238.5958 | 6546736.6748 | 4468282.3025 | 19983151.4085 | 3144235.0165 | 19002209.6822 |  | 1478867.319 | 4682163.0063 | 0 | 48290626.4325 |  | 13335.2143 | 1.8397 | 26249.3571 |  | 588.6354
1 | 3000 | 707 | 0.035 | 15 | 15 | 7 | 1.7783e-11 | 0 | Water | Porous | Wet | R600a | MinimizeLCOE | IgnoreSilica | 49.0493 | 11.8203 | 0.60092 | 4 | 21800.5039 |  | 488.871 |  | 117.1005 | -3.7004e-05 | 4976666366.3827 | 2174850.2451 | 146486.6135 | 2474225.8531 | 2408015.1431 | 24077.0464 | 551521.7381 | 0 | 3033878.8893 | 7893530.5359 | 5387496.7866 | 24094082.8512 | 3144235.0165 | 19002209.6822 |  | 1478867.319 | 4682163.0063 | 0 | 52401557.8752 |  | 17782.7941 | 2.4037 | 21800.5039 |  | 488.871
1 | 3000 | 707 | 0.035 | 15 | 15 | 7 | 2.3714e-11 | 0 | Water | Porous | Wet | R600a | MinimizeLCOE | IgnoreSilica | 60.9176 | 14.7144 | 0.77447 | 4 | 18420.1495 |  | 413.0674 |  | 117.2413 | -3.4706e-05 | 5671481067.1476 | 2540832.8147 | 171024.8077 | 2947744.7348 | 2989989.0101 | 24077.0464 | 610613.0581 | 0 | 3620869.774 | 9420760.4094 | 6429862.5567 | 28755774.2117 | 3144235.0165 | 19002209.6822 |  | 1478867.319 | 4682163.0063 | 0 | 57063249.2357 |  | 23713.7371 | 3.0979 | 18420.1495 |  | 413.0674
1 | 3000 | 707 | 0.035 | 15 | 15 | 7 | 3.1623e-11 | 0 | Water | Porous | Wet | R600a | MinimizeLCOE | IgnoreSilica | 74.4649 | 18.0199 | 0.98156 | 4 | 15841.6089 |  | 355.2442 |  | 117.3535 | -3.2239e-05 | 6368272870.4397 | 2934235.1855 | 197336.6098 | 3466285.5688 | 3654588.7419 | 24077.0464 | 665602.4101 | 0 | 4267428.9694 | 11102974.8083 | 7578008.45 | 33890537.7903 | 3144235.0165 | 19002209.6822 |  | 1478867.319 | 4682163.0063 | 0 | 62198012.8143 |  | 31622.7766 | 3.9262 | 15841.6089 |  | 355.2442
1 | 3000 | 707 | 0.035 | 15 | 15 | 7 | 4.217e-11 | 0 | Water | Porous | Wet | R600a | MinimizeLCOE | IgnoreSilica | 89.2346 | 21.6264 | 1.2185 | 4 | 13873.0521 |  | 311.0998 |  | 117.4449 | -2.9639e-05 | 7053894801.1517 | 3340461.2084 | 224445.6032 | 4010731.4489 | 4379581.6911 | 24077.0464 | 712074.5854 | 0 | 4949634.9176 | 12877934.7458 | 8789455.0791 | 39308396.3259 | 3144235.0165 | 19002209.6822 |  | 1478867.319 | 4682163.0063 | 0 | 67615871.3498 |  | 42169.6503 | 4.8739 | 13873.0521 |  | 311.0998
1 | 3000 | 707 | 0.035 | 15 | 15 | 7 | 5.6234e-11 | 0 | Water | Porous | Wet | R600a | MinimizeLCOE | IgnoreSilica | 104.5038 | 25.3585 | 1.4761 | 4 | 12373.175 |  | 277.4654 |  | 117.5208 | -2.6989e-05 | 7710826931.9384 | 3740896.0248 | 251116.6653 | 4555264.3278 | 5129650.8917 | 24077.0464 | 746317.1932 | 0 | 5634455.6382 | 14659697.7848 | 10005544.9648 | 44747020.5369 | 3144235.0165 | 19002209.6822 |  | 1478867.319 | 4682163.0063 | 0 | 73054495.5609 |  | 56234.1325 | 5.9043 | 12373.175 |  | 277.4654
1 | 3000 | 707 | 0.035 | 15 | 15 | 7 | 7.4989e-11 | 0 | Water | Porous | Wet | R600a | MinimizeLCOE | IgnoreSilica | 119.4218 | 29.009 | 1.7408 | 4 | 11234.892 |  | 251.9397 |  | 117.5849 | -2.4401e-05 | 8316491872.7134 | 4116626.03 | 276102.5945 | 5072494.1392 | 5863096.6268 | 24077.0464 | 766503.8464 | 0 | 6286371.1105 | 16355848.1175 | 11163202.4192 | 49924321.9305 | 3144235.0165 | 19002209.6822 |  | 1478867.319 | 4682163.0063 | 0 | 78231796.9544 |  | 74989.4209 | 6.9633 | 11234.892 |  | 251.9397
1 | 3000 | 707 | 0.035 | 15 | 15 | 7 | 1e-10 | 0 | Water | Porous | Wet | R600a | MinimizeLCOE | IgnoreSilica | 133.2151 | 32.3884 | 1.9979 | 4 | 10374.9977 |  | 232.6568 |  | 117.6393 | -2.1986e-05 | 8856287886.422 | 4452684.7618 | 298422.6237 | 5539760.0098 | 6541876.3453 | 24077.0464 | 773238.9996 | 0 | 6875723.3168 | 17889221.6655 | 12209761.3734 | 54604766.1423 | 3144235.0165 | 19002209.6822 |  | 1478867.319 | 4682163.0063 | 0 | 82912241.1663 |  | 100000 | 7.9915 | 10374.9977 |  | 232.6568
1 | 3000 | 707 | 0.035 | 15 | 15 | 7 | 1.3335e-10 | 0 | Water | Porous | Wet | R600a | MinimizeLCOE | IgnoreSilica | 145.3144 | 35.3564 | 2.2342 | 4 | 9728.0623 |  | 218.1494 |  | 117.6847 | -1.9824e-05 | 9326617943.8723 | 4739772.4758 | 317472.344 | 5942112.5024 | 7137852.8454 | 24077.0464 | 768740.3486 | 0 | 7382710.7494 | 19208298.9677 | 13110058.7366 | 58631096.0163 | 3144235.0165 | 19002209.6822 |  | 1478867.319 | 4682163.0063 | 0 | 86938571.0402 |  | 133352.1432 | 8.9369 | 9728.0623 |  | 218.1494
1 | 3000 | 707 | 0.035 | 15 | 15 | 7 | 1.7783e-10 | 0 | Water | Porous | Wet | R600a | MinimizeLCOE | IgnoreSilica | 155.5191 | 37.8625 | 2.4419 | 4 | 9242.7821 |  | 207.2671 |  | 117.7222 | -1.7966e-05 | 9723041447.5399 | 4976964.8365 | 333200.5757 | 6276585.871 | 7640944.1329 | 24077.0464 | 756895.2673 | 0 | 7803380.4146 | 20302795.1454 | 13857074.8675 | 61971918.1574 | 3144235.0165 | 19002209.6822 |  | 1478867.319 | 4682163.0063 | 0 | 90279393.1813 |  | 177827.941 | 9.7676 | 9242.7821 |  | 207.2671
1 | 3000 | 707 | 0.035 | 15 | 15 | 7 | 2.3714e-10 | 0 | Water | Porous | Wet | R600a | MinimizeLCOE | IgnoreSilica | 163.8413 | 39.9085 | 2.6175 | 4 | 8879.399 |  | 199.1184 |  | 117.7525 | -1.6418e-05 | 10050802623.5978 | 5167371.7207 | 345820.3528 | 6546347.503 | 8051549.3531 | 24077.0464 | 741094.6576 | 0 | 8141741.6471 | 21183141.6648 | 14457929.4563 | 64659073.4016 | 3144235.0165 | 19002209.6822 |  | 1478867.319 | 4682163.0063 | 0 | 92966548.4256 |  | 237137.3706 | 10.4699 | 8879.399 |  | 199.1184
1 | 3000 | 707 | 0.035 | 15 | 15 | 7 | 3.1623e-10 | 0 | Water | Porous | Wet | R600a | MinimizeLCOE | IgnoreSilica | 170.489 | 41.5442 | 2.7618 | 4 | 8607.5105 |  | 193.0213 |  | 117.7767 | -1.464e-05 | 10314425760.551 | 5317657.8147 | 355777.6048 | 6760023.3217 | 8379755.9923 | 24077.0464 | 724349.1914 | 0 | 8409039.9788 | 21878597.0937 | 14932592.0766 | 66781870.1205 | 3144235.0165 | 19002209.6822 |  | 1478867.319 | 4682163.0063 | 0 | 95089345.1445 |  | 316227.766 | 11.0473 | 8607.5105 |  | 193.0213
1 | 3000 | 707 | 0.035 | 15 | 15 | 7 | 4.217e-10 | 0 | Water | Porous | Wet | R600a | MinimizeLCOE | IgnoreSilica | 175.7165 | 42.8314 | 2.8779 | 4 | 8404.1157 |  | 188.4602 |  | 117.7958 | -1.3128e-05 | 10522342074.0048 | 5434773.18 | 363535.2485 | 6926982.1024 | 8637984.9032 | 24077.0464 | 708508.5023 | 0 | 8617385.7833 | 22420670.1392 | 15302568.0687 | 68436484.9738 | 3144235.0165 | 19002209.6822 |  | 1478867.319 | 4682163.0063 | 0 | 96743959.9978 |  | 421696.5034 | 11.5115 | 8404.1157 |  | 188.4602
1 | 3000 | 707 | 0.035 | 15 | 15 | 7 | 5.6234e-10 | 0 | Water | Porous | Wet | R600a | MinimizeLCOE | IgnoreSilica | 179.7534 | 43.826 | 2.9694 | 4 | 8251.9352 |  | 185.0476 |  | 117.8105 | -1.2352e-05 | 10686452737.8722 | 5524601.4076 | 369484.3921 | 7055296.9322 | 8837484.7435 | 24077.0464 | 694284.1533 | 0 | 8777039.1833 | 22836055.5366 | 15586077.1377 | 69704400.5326 | 3144235.0165 | 19002209.6822 |  | 1478867.319 | 4682163.0063 | 0 | 98011875.5565 |  | 562341.3252 | 11.8774 | 8251.9352 |  | 185.0476
1 | 3000 | 707 | 0.035 | 15 | 15 | 7 | 7.4989e-10 | 0 | Water | Porous | Wet | R600a | MinimizeLCOE | IgnoreSilica | 182.8324 | 44.5849 | 3.0404 | 4 | 8138.0391 |  | 182.4935 |  | 117.8218 | -1.123e-05 | 10815611310.8688 | 5592771.1095 | 373998.5852 | 7152818.9412 | 8989704.4014 | 24077.0464 | 682022.8887 | 0 | 8898003.2592 | 23150779.2491 | 15800882.5385 | 70665058.0192 | 3144235.0165 | 19002209.6822 |  | 1478867.319 | 4682163.0063 | 0 | 98972533.0432 |  | 749894.2093 | 12.1617 | 8138.0391 |  | 182.4935
1 | 3000 | 707 | 0.035 | 15 | 15 | 7 | 1e-09 | 0 | Water | Porous | Wet | R600a | MinimizeLCOE | IgnoreSilica | 185.2024 | 45.1693 | 3.0955 | 4 | 8052.7666 |  | 180.5813 |  | 117.8305 | -1.077e-05 | 10913001923.4901 | 5645042.4637 | 377459.6919 | 7227680.4558 | 9106898.7797 | 24077.0464 | 672147.7926 | 0 | 8990789.4297 | 23392189.8316 | 15965650.2215 | 71401935.7129 | 3144235.0165 | 19002209.6822 |  | 1478867.319 | 4682163.0063 | 0 | 99709410.7369 |  | 1000000 | 12.382 | 8052.7666 |  | 180.5813
1 | 3000 | 707 | 0.035 | 15 | 15 | 7 | 1.3335e-09 | 0 | Water | Porous | Wet | R600a | MinimizeLCOE | IgnoreSilica | 186.9929 | 45.6109 | 3.1376 | 4 | 7988.9039 |  | 179.1492 |  | 117.8371 | -1.0417e-05 | 10988328817.0362 | 5684421.4277 | 380066.9733 | 7284125.0613 | 9195458.2412 | 24077.0464 | 664137.6877 | 0 | 9060591.7107 | 23573801.0482 | 16089603.6086 | 71956282.805 | 3144235.0165 | 19002209.6822 |  | 1478867.319 | 4682163.0063 | 0 | 100263757.829 |  | 1333521.4322 | 12.5504 | 7988.9039 |  | 179.1492
1 | 3000 | 707 | 0.035 | 15 | 15 | 7 | 1.7783e-09 | 0 | Water | Porous | Wet | R600a | MinimizeLCOE | IgnoreSilica | 188.3501 | 45.9457 | 3.1697 | 4 | 7941.0625 |  | 178.0764 |  | 117.8421 | -9.6354e-06 | 11045459369.5907 | 5714208.6048 | 382039.0921 | 7326847.7419 | 9262600.0648 | 24077.0464 | 657840.116 | 0 | 9113368.9398 | 23711116.5722 | 16183324.2753 | 72375422.4533 | 3144235.0165 | 19002209.6822 |  | 1478867.319 | 4682163.0063 | 0 | 100682897.4772 |  | 1778279.41 | 12.6788 | 7941.0625 |  | 178.0764
1 | 3000 | 707 | 0.035 | 15 | 15 | 7 | 2.3714e-09 | 0 | Water | Porous | Wet | R600a | MinimizeLCOE | IgnoreSilica | 189.3661 | 46.1964 | 3.194 | 4 | 7905.2145 |  | 177.2725 |  | 117.8459 | -9.4319e-06 | 11089594300.9274 | 5736469.2961 | 383512.8545 | 7358790.3587 | 9312862.7345 | 24077.0464 | 652857.2023 | 0 | 9152742.1021 | 23813557.464 | 16253242.2889 | 72688111.3474 | 3144235.0165 | 19002209.6822 |  | 1478867.319 | 4682163.0063 | 0 | 100995586.3714 |  | 2371373.7057 | 12.7758 | 7905.2145 |  | 177.2725
1 | 3000 | 707 | 0.035 | 15 | 15 | 7 | 3.1623e-09 | 0 | Water | Porous | Wet | R600a | MinimizeLCOE | IgnoreSilica | 190.1406 | 46.3875 | 3.2124 | 4 | 7878.3486 |  | 176.6701 |  | 117.8488 | -9.2795e-06 | 11122153728.5396 | 5753421.2443 | 384635.1266 | 7383123.7397 | 9351187.7755 | 24077.0464 | 649094.6564 | 0 | 9182760.4396 | 23891659.0208 | 16306548.2062 | 72926507.2553 | 3144235.0165 | 19002209.6822 |  | 1478867.319 | 4682163.0063 | 0 | 101233982.2793 |  | 3162277.6602 | 12.8496 | 7878.3486 |  | 176.6701
1 | 3000 | 707 | 0.035 | 15 | 15 | 7 | 4.217e-09 | 0 | Water | Porous | Wet | R600a | MinimizeLCOE | IgnoreSilica | 190.7324 | 46.5336 | 3.2264 | 4 | 7858.2113 |  | 176.2185 |  | 117.851 | -9.1661e-06 | 11145927291.568 | 5766361.0349 | 385491.7664 | 7401702.8275 | 9380470.5533 | 24077.0464 | 646290.9405 | 0 | 9205713.7259 | 23951378.7633 | 16347308.1576 | 73108794.8159 | 3144235.0165 | 19002209.6822 |  | 1478867.319 | 4682163.0063 | 0 | 101416269.8399 |  | 4216965.0343 | 12.9058 | 7858.2113 |  | 176.2185
1 | 3000 | 707 | 0.035 | 15 | 15 | 7 | 5.6234e-09 | 0 | Water | Porous | Wet | R600a | MinimizeLCOE | IgnoreSilica | 191.154 | 46.6376 | 3.2368 | 4 | 7843.1158 |  | 175.88 |  | 117.8525 | -9.0768e-06 | 11165986576.4555 | 5775572.3471 | 386101.5625 | 7414931.1854 | 9401330.9384 | 24077.0464 | 643944.454 | 0 | 9221923.4382 | 23993553.1095 | 16376093.0155 | 73237527.0969 | 3144235.0165 | 19002209.6822 |  | 1478867.319 | 4682163.0063 | 0 | 101545002.1209 |  | 5623413.2519 | 12.947 | 7843.1158 |  | 175.88
1 | 3000 | 707 | 0.035 | 15 | 15 | 7 | 7.4989e-09 | 0 | Water | Porous | Wet | R600a | MinimizeLCOE | IgnoreSilica | 191.4977 | 46.7225 | 3.2448 | 4 | 7831.7987 |  | 175.6262 |  | 117.8538 | -9.0141e-06 | 11179969542.3552 | 5783080.2185 | 386598.5878 | 7425714.7308 | 9418342.6566 | 24077.0464 | 642405.9191 | 0 | 9235285.4721 | 24028318.3809 | 16399821.0275 | 73343644.0397 | 3144235.0165 | 19002209.6822 |  | 1478867.319 | 4682163.0063 | 0 | 101651119.0637 |  | 7498942.0933 | 12.9793 | 7831.7987 |  | 175.6262
1 | 3000 | 707 | 0.035 | 15 | 15 | 7 | 1e-08 | 0 | Water | Porous | Wet | R600a | MinimizeLCOE | IgnoreSilica | 191.7413 | 46.7826 | 3.2507 | 4 | 7823.3138 |  | 175.4359 |  | 117.8547 | -8.9645e-06 | 11189450736.5413 | 5788397.6468 | 386950.6002 | 7433353.0507 | 9430396.2554 | 24077.0464 | 641110.5917 | 0 | 9244671.2246 | 24052738.1836 | 16416488.0446 | 73418182.6441 | 3144235.0165 | 19002209.6822 |  | 1478867.319 | 4682163.0063 | 0 | 101725657.6681 |  | 10000000 | 13.0029 | 7823.3138 |  | 175.4359
1 | 3100 | 707 | 0.035 | 15 | 15 | 7 | 1e-13 | 0 | Water | Porous | Wet | R600a | MinimizeLCOE | IgnoreSilica | 0 | 0 | 0 | 4 |  |  |  |  | 0 | 0 | 8200677803.8344 | 3312.3762 | 139.4739 | 3369.2973 | 25550.0106 | 24077.0464 | 19328.5164 | 0 | 29552.9211 | 76890.6385 | 52479.4407 | 234699.7211 | 3144235.0165 | 19766064.1545 |  | 1478867.319 | 4834933.9008 | 0 |  |  | 100 | 0
1 | 3100 | 707 | 0.035 | 15 | 15 | 7 | 1.3335e-13 | 0 | Water | Porous | Wet | R600a | MinimizeLCOE | IgnoreSilica | 0 | 0 | 0 | 4 |  |  |  |  | 0 | 0 | 5254107119.5774 | 3315.2016 | 139.603 | 3372.0995 | 25551.2251 | 24077.0464 | 16921.5929 | 0 | 28616.9397 | 74455.4069 | 50817.3451 | 227266.4602 | 3144235.0165 | 19766064.1545 |  | 1478867.319 | 4834933.9008 | 0 |  |  | 133.3521 | 0
1 | 3100 | 707 | 0.035 | 15 | 15 | 7 | 1.7783e-13 | 0 | Water | Porous | Wet | R600a | MinimizeLCOE | IgnoreSilica | 0 | 0 | 0 | 4 |  |  |  |  | 0 | 0 | 3045721987.1348 | 3317.3304 | 139.7002 | 3374.2104 | 25552.1399 | 24077.0464 | 14766.9403 | 0 | 27778.6734 | 72274.4099 | 49328.7698 | 220609.2207 | 3144235.0165 | 19766064.1545 |  | 1478867.319 | 4834933.9008 | 0 |  |  | 177.8279 | 0
1 | 3100 | 707 | 0.035 | 15 | 15 | 7 | 2.3714e-13 | 0 | Water | Porous | Wet | R600a | MinimizeLCOE | IgnoreSilica | 0 | 0 | 0 | 4 |  |  |  |  | 0 | 0 | 1390360368.8442 | 3318.9324 | 139.7734 | 3375.7987 | 25552.8282 | 24077.0464 | 12784.4263 | 0 | 27007.0341 | 70266.7627 | 47958.5094 | 214481.1115 | 3144235.0165 | 19766064.1545 |  | 1478867.319 | 4834933.9008 | 0 |  |  | 237.1374 | 0
1 | 3100 | 707 | 0.035 | 15 | 15 | 7 | 3.1623e-13 | 0 | Water | Porous | Wet | R600a | MinimizeLCOE | IgnoreSilica | 1.0464 | 0.16154 | 0.0013415 | 4 | 5633338.1916 |  | 126326.2381 |  | 93.3171 | -3.7433e-05 | 94481861.1507 | 93261.2515 | 5510.3675 | 81086.0792 | 61687.0983 | 24077.0464 | 58565.0381 | 0 | 126432.8836 | 328952.4281 | 224516.7915 | 1004088.9842 | 3144235.0165 | 19766064.1545 |  | 1478867.319 | 4834933.9008 | 0 | 30228189.375 |  | 316.2278 | 0.0053659 | 5633338.1916 |  | 126326.2381
1 | 3100 | 707 | 0.035 | 15 | 15 | 7 | 4.217e-13 | 0 | Water | Porous | Wet | R600a | MinimizeLCOE | IgnoreSilica | 1.5631 | 0.28399 | 0.0048219 | 4 | 1590632.9808 |  | 35669.5575 |  | 101.273 | -4.4508e-05 | 22236356.0676 | 145570.6647 | 9001.744 | 126647.4018 | 86450.0395 | 24077.0464 | 78114.0795 | 0 | 183245.7806 | 476767.9323 | 325403.9104 | 1455278.5992 | 3144235.0165 | 19766064.1545 |  | 1478867.319 | 4834933.9008 | 0 | 30679378.9899 |  | 421.6965 | 0.019288 | 1590632.9808 |  | 35669.5575
1 | 3100 | 707 | 0.035 | 15 | 15 | 7 | 5.6234e-13 | 0 | Water | Porous | Wet | R600a | MinimizeLCOE | IgnoreSilica | 2.1894 | 0.43815 | 0.010266 | 4 | 759418.185 |  | 17029.768 |  | 106.3992 | -4.8396e-05 | 160566116.4416 | 203196.5161 | 12939.964 | 178545.0634 | 117280.2806 | 24077.0464 | 97417.6696 | 0 | 247048.0506 | 642768.3511 | 438702.6072 | 1961975.5489 | 3144235.0165 | 19766064.1545 |  | 1478867.319 | 4834933.9008 | 0 | 31186075.9397 |  | 562.3413 | 0.041066 | 759418.185 |  | 17029.768
1 | 3100 | 707 | 0.035 | 15 | 15 | 7 | 7.4989e-13 | 0 | Water | Porous | Wet | R600a | MinimizeLCOE | IgnoreSilica | 2.9787 | 0.63624 | 0.018231 | 4 | 435800.4103 |  | 9772.7182 |  | 110.0204 | -5.0352e-05 | 419282034.6152 | 269218.3577 | 17505.3474 | 240044.2975 | 156730.2368 | 24077.0464 | 117704.7143 | 0 | 321859.2 | 837411.6161 | 571550.6351 | 2556101.4513 | 3144235.0165 | 19766064.1545 |  | 1478867.319 | 4834933.9008 | 0 | 31780201.842 |  | 749.8942 | 0.072924 | 435800.4103 |  | 9772.7182
1 | 3100 | 707 | 0.035 | 15 | 15 | 7 | 1e-12 | 0 | Water | Porous | Wet | R600a | MinimizeLCOE | IgnoreSilica | 4.0117 | 0.89814 | 0.029167 | 4 | 278653.7649 |  | 6248.7429 |  | 112.7258 | -5.1817e-05 | 598489194.1781 | 347802.4587 | 22971.0905 | 315704.6999 | 208802.0374 | 24077.0464 | 141492.9734 | 0 | 413731.6194 | 1076444.8057 | 734695.6986 | 3285722.43 | 3144235.0165 | 19766064.1545 |  | 1478867.319 | 4834933.9008 | 0 | 32509822.8208 |  | 1000 | 0.11667 | 278653.7649 |  | 6248.7429
1 | 3100 | 707 | 0.035 | 15 | 15 | 7 | 1.3335e-12 | 0 | Water | Porous | Wet | R600a | MinimizeLCOE | IgnoreSilica | 5.3347 | 1.2356 | 0.044087 | 4 | 189317.2444 |  | 4245.3931 |  | 114.7242 | -5.2356e-05 | 885822339.761 | 439554.8543 | 29365.5433 | 406950.0358 | 275858.0759 | 24077.0464 | 167914.5722 | 0 | 524050.8499 | 1363472.8137 | 930598.2119 | 4161842.0034 | 3144235.0165 | 19766064.1545 |  | 1478867.319 | 4834933.9008 | 0 | 33385942.3942 |  | 1333.5214 | 0.17635 | 189317.2444 |  | 4245.3931
1 | 3100 | 707 | 0.035 | 15 | 15 | 7 | 1.7783e-12 | 0 | Water | Porous | Wet | R600a | MinimizeLCOE | IgnoreSilica | 7.0448 | 1.6734 | 0.064206 | 4 | 134147.5807 |  | 3008.2269 |  | 116.2301 | -5.2338e-05 | 1224823407.9351 | 547996.829 | 36922.6346 | 518173.3909 | 362813.6461 | 24077.0464 | 198016.3314 | 0 | 658319.9525 | 1712813.4765 | 1169030.3925 | 5228163.6999 | 3144235.0165 | 19766064.1545 |  | 1478867.319 | 4834933.9008 | 0 | 34452264.0907 |  | 1778.2794 | 0.25682 | 134147.5807 |  | 3008.2269
1 | 3100 | 707 | 0.035 | 15 | 15 | 7 | 2.3714e-12 | 0 | Water | Porous | Wet | R600a | MinimizeLCOE | IgnoreSilica | 9.2717 | 2.2446 | 0.091148 | 4 | 98093.6541 |  | 2199.7263 |  | 117.3783 | -5.2008e-05 | 1573136455.9871 | 677406.2818 | 45929.9735 | 654883.7259 | 476253.2662 | 24077.0464 | 233028.8504 | 0 | 823515.8662 | 2142619.3576 | 1462381.738 | 6540096.1059 | 3144235.0165 | 19766064.1545 |  | 1478867.319 | 4834933.9008 | 0 | 35764196.4967 |  | 2371.3737 | 0.36459 | 98093.6541 |  | 2199.7263
1 | 3100 | 707 | 0.035 | 15 | 15 | 7 | 3.1623e-12 | 0 | Water | Porous | Wet | R600a | MinimizeLCOE | IgnoreSilica | 12.124 | 2.977 | 0.12696 | 4 | 73555.2048 |  | 1649.4576 |  | 118.2443 | -5.123e-05 | 2031399228.5858 | 829698.7181 | 56508.6126 | 820405.3164 | 621720.2314 | 24077.0464 | 272433.0746 | 0 | 1023688.7698 | 2663428.1915 | 1817844.4687 | 8129804.4294 | 3144235.0165 | 19766064.1545 |  | 1478867.319 | 4834933.9008 | 0 | 37353904.8202 |  | 3162.2777 | 0.50783 | 73555.2048 |  | 1649.4576
1 | 3100 | 707 | 0.035 | 15 | 15 | 7 | 4.217e-12 | 0 | Water | Porous | Wet | R600a | MinimizeLCOE | IgnoreSilica | 15.7755 | 3.9155 | 0.17432 | 4 | 56342.0276 |  | 1263.4563 |  | 118.9025 | -5.0136e-05 | 2499440300.6335 | 1009337.7067 | 68955.4836 | 1021037.0665 | 808101.665 | 24077.0464 | 316956.066 | 0 | 1266901.3633 | 3296217.4701 | 2249736.1538 | 10061320.0213 | 3144235.0165 | 19766064.1545 |  | 1478867.319 | 4834933.9008 | 0 | 39285420.4121 |  | 4216.965 | 0.69727 | 56342.0276 |  | 1263.4563
1 | 3100 | 707 | 0.035 | 15 | 15 | 7 | 5.6234e-12 | 0 | Water | Porous | Wet | R600a | MinimizeLCOE | IgnoreSilica | 20.4112 | 5.1072 | 0.23655 | 4 | 43983.9345 |  | 986.329 |  | 119.4032 | -4.8731e-05 | 3058171408.4015 | 1219991.471 | 83514.3171 | 1262454.3563 | 1044792.3441 | 24077.0464 | 366544.0501 | 0 | 1560535.6982 | 4060193.7768 | 2771165.6813 | 12393268.7413 | 3144235.0165 | 19766064.1545 |  | 1478867.319 | 4834933.9008 | 0 | 41617369.1321 |  | 5623.4133 | 0.94619 | 43983.9345 |  | 986.329
1 | 3100 | 707 | 0.035 | 15 | 15 | 7 | 7.4989e-12 | 0 | Water | Porous | Wet | R600a | MinimizeLCOE | IgnoreSilica | 26.2696 | 6.6138 | 0.31781 | 4 | 34948.715 |  | 783.7164 |  | 119.7862 | -4.7087e-05 | 3662873115.2643 | 1466522.5895 | 100505.464 | 1552084.4097 | 1344000.8898 | 24077.0464 | 421551.9883 | 0 | 1914409.5312 | 4980900.9008 | 3399567.212 | 15203620.0316 | 3144235.0165 | 19766064.1545 |  | 1478867.319 | 4834933.9008 | 0 | 44427720.4224 |  | 7498.9421 | 1.2712 | 34948.715 |  | 783.7164
1 | 3100 | 707 | 0.035 | 15 | 15 | 7 | 1e-11 | 0 | Water | Porous | Wet | R600a | MinimizeLCOE | IgnoreSilica | 33.5855 | 8.4957 | 0.42291 | 4 | 28246.1711 |  | 633.4135 |  | 120.0798 | -4.5197e-05 | 4316000234.8029 | 1752369.6754 | 120150.1104 | 1895968.7702 | 1717756.5627 | 24077.0464 | 481348.7633 | 0 | 2336751.6621 | 6079748.491 | 4149553.2715 | 18557724.353 | 3144235.0165 | 19766064.1545 |  | 1478867.319 | 4834933.9008 | 0 | 47781824.7438 |  | 10000 | 1.6916 | 28246.1711 |  | 633.4135
1 | 3100 | 707 | 0.035 | 15 | 15 | 7 | 1.3335e-11 | 0 | Water | Porous | Wet | R600a | MinimizeLCOE | IgnoreSilica | 42.5307 | 10.7975 | 0.55682 | 4 | 23215.9629 |  | 520.6123 |  | 120.3047 | -4.3e-05 | 5034811940.0584 | 2077889.3005 | 142457.6549 | 2296490.6262 | 2174868.9705 | 24077.0464 | 543738.8088 | 0 | 2831213.7388 | 7366237.3866 | 5027608.3774 | 22484581.9102 | 3144235.0165 | 19766064.1545 |  | 1478867.319 | 4834933.9008 | 0 | 51708682.301 |  | 13335.2143 | 2.2273 | 23215.9629 |  | 520.6123
1 | 3100 | 707 | 0.035 | 15 | 15 | 7 | 1.7783e-11 | 0 | Water | Porous | Wet | R600a | MinimizeLCOE | IgnoreSilica | 53.3271 | 13.5767 | 0.72476 | 4 | 19406.8465 |  | 435.1938 |  | 120.4799 | -4.0597e-05 | 5776406115.5647 | 2445099.1603 | 167552.5734 | 2757973.7649 | 2726749.2111 | 24077.0464 | 607942.8152 | 0 | 3404463.8828 | 8857716.6715 | 6045573.6362 | 27037148.7619 | 3144235.0165 | 19766064.1545 |  | 1478867.319 | 4834933.9008 | 0 | 56261249.1527 |  | 17782.7941 | 2.899 | 19406.8465 |  | 435.1938
1 | 3100 | 707 | 0.035 | 15 | 15 | 7 | 2.3714e-11 | 0 | Water | Porous | Wet | R600a | MinimizeLCOE | IgnoreSilica | 66.1451 | 16.8779 | 0.93283 | 4 | 16472.5347 |  | 369.3926 |  | 120.6196 | -3.7932e-05 | 6555834173.2489 | 2854065.8634 | 195426.6856 | 3282234.0991 | 3382227.7148 | 24077.0464 | 671260.8762 | 0 | 4059623.9913 | 10562308.882 | 7208992.8457 | 32240218.0045 | 3144235.0165 | 19766064.1545 |  | 1478867.319 | 4834933.9008 | 0 | 61464318.3952 |  | 23713.7371 | 3.7313 | 16472.5347 |  | 369.3926
1 | 3100 | 707 | 0.035 | 15 | 15 | 7 | 3.1623e-11 | 0 | Water | Porous | Wet | R600a | MinimizeLCOE | IgnoreSilica | 80.4112 | 20.5545 | 1.1754 | 4 | 14261.7223 |  | 319.8157 |  | 120.7298 | -3.5107e-05 | 7322525968.7053 | 3283240.2974 | 224605.6439 | 3842451.9547 | 4112138.3817 | 24077.0464 | 727638.823 | 0 | 4763519.3374 | 12393700.1837 | 8458955.0404 | 37830326.7086 | 3144235.0165 | 19766064.1545 |  | 1478867.319 | 4834933.9008 | 0 | 67054427.0994 |  | 31622.7766 | 4.7017 | 14261.7223 |  | 319.8157
1 | 3100 | 707 | 0.035 | 15 | 15 | 7 | 4.217e-11 | 0 | Water | Porous | Wet | R600a | MinimizeLCOE | IgnoreSilica | 95.7749 | 24.5174 | 1.4494 | 4 | 12571.8112 |  | 281.9198 |  | 120.8205 | -3.2169e-05 | 8067340851.3536 | 3721842.2149 | 254360.303 | 4424215.979 | 4898741.617 | 24077.0464 | 773943.7234 | 0 | 5497900.5446 | 14304409.4426 | 9763053.3708 | 43662544.2416 | 3144235.0165 | 19766064.1545 |  | 1478867.319 | 4834933.9008 | 0 | 72886644.6324 |  | 42169.6503 | 5.7976 | 12571.8112 |  | 281.9198
1 | 3100 | 707 | 0.035 | 15 | 15 | 7 | 5.6234e-11 | 0 | Water | Porous | Wet | R600a | MinimizeLCOE | IgnoreSilica | 111.4272 | 28.5591 | 1.7428 | 4 | 11283.4929 |  | 253.0296 |  | 120.8965 | -2.9208e-05 | 8771587683.3888 | 4148779.2322 | 283269.7656 | 4998395.2526 | 5700800.8922 | 24077.0464 | 806392.0206 | 0 | 6225068.5417 | 16196351.4084 | 11054342.638 | 49437476.7976 | 3144235.0165 | 19766064.1545 |  | 1478867.319 | 4834933.9008 | 0 | 78661577.1884 |  | 56234.1325 | 6.9714 | 11283.4929 |  | 253.0296
1 | 3100 | 707 | 0.035 | 15 | 15 | 7 | 7.4989e-11 | 0 | Water | Porous | Wet | R600a | MinimizeLCOE | IgnoreSilica | 126.4935 | 32.4542 | 2.0397 | 4 | 10305.6008 |  | 231.1006 |  | 120.9611 | -2.6352e-05 | 9416692266.3138 | 4544284.0773 | 310010.676 | 5536485.8047 | 6473580.3717 | 24077.0464 | 823681.4235 | 0 | 6907726.5658 | 17972487.5546 | 12266592.0537 | 54858925.5736 | 3144235.0165 | 19766064.1545 |  | 1478867.319 | 4834933.9008 | 0 | 84083025.9644 |  | 74989.4209 | 8.159 | 10305.6008 |  | 231.1006
1 | 3100 | 707 | 0.035 | 15 | 15 | 7 | 1e-10 | 0 | Water | Porous | Wet | R600a | MinimizeLCOE | IgnoreSilica | 140.2092 | 36.0048 | 2.3235 | 4 | 9566.8233 |  | 214.5337 |  | 121.0159 | -2.3715e-05 | 9988464406.6595 | 4893271.9943 | 333579.8773 | 6015739.0167 | 7177782.1136 | 24077.0464 | 826862.3786 | 0 | 7515811.8465 | 19554600.7195 | 13346416.7979 | 59688141.7907 | 3144235.0165 | 19766064.1545 |  | 1478867.319 | 4834933.9008 | 0 | 88912242.1815 |  | 100000 | 9.2938 | 9566.8233 |  | 214.5337
1 | 3100 | 707 | 0.035 | 15 | 15 | 7 | 1.3335e-10 | 0 | Water | Porous | Wet | R600a | MinimizeLCOE | IgnoreSilica | 152.124 | 39.0928 | 2.581 | 4 | 9010.9171 |  | 202.0676 |  | 121.0617 | -2.1388e-05 | 10482246220.3529 | 5189037.7346 | 353539.0271 | 6424877.7623 | 7790097.4296 | 24077.0464 | 819298.5574 | 0 | 8034361.7474 | 20903761.1925 | 14267246.5432 | 63806297.0405 | 3144235.0165 | 19766064.1545 |  | 1478867.319 | 4834933.9008 | 0 | 93030397.4313 |  | 133352.1432 | 10.3242 | 9010.9171 |  | 202.0676
1 | 3100 | 707 | 0.035 | 15 | 15 | 7 | 1.7783e-10 | 0 | Water | Porous | Wet | R600a | MinimizeLCOE | IgnoreSilica | 162.0749 | 41.6748 | 2.8048 | 4 | 8593.8133 |  | 192.7142 |  | 121.0993 | -1.9406e-05 | 10892669288.093 | 5431370.1378 | 369882.5684 | 6762008.9333 | 8301957.8014 | 24077.0464 | 804875.8204 | 0 | 8460727.1999 | 22013076.6404 | 15024377.1306 | 67192353.2784 | 3144235.0165 | 19766064.1545 |  | 1478867.319 | 4834933.9008 | 0 | 96416453.6691 |  | 177827.941 | 11.2193 | 8593.8133 |  | 192.7142
1 | 3100 | 707 | 0.035 | 15 | 15 | 7 | 2.3714e-10 | 0 | Water | Porous | Wet | R600a | MinimizeLCOE | IgnoreSilica | 170.1406 | 43.7699 | 2.9924 | 4 | 8281.3665 |  | 185.7076 |  | 121.1297 | -1.777e-05 | 11230549607.9315 | 5624945.0466 | 382932.322 | 7032473.3079 | 8717183.8975 | 24077.0464 | 787211.444 | 0 | 8801840.9951 | 22900584.7634 | 15630119.661 | 69901368.4839 | 3144235.0165 | 19766064.1545 |  | 1478867.319 | 4834933.9008 | 0 | 99125468.8747 |  | 237137.3706 | 11.9697 | 8281.3665 |  | 185.7076
1 | 3100 | 707 | 0.035 | 15 | 15 | 7 | 3.1623e-10 | 0 | Water | Porous | Wet | R600a | MinimizeLCOE | IgnoreSilica | 176.5324 | 45.4316 | 3.1454 | 4 | 8047.4913 |  | 180.463 |  | 121.1538 | -1.5917e-05 | 11502840073.4927 | 5776660.4903 | 393157.1778 | 7245141.2178 | 9046456.3781 | 24077.0464 | 768990.8264 | 0 | 9069248.4233 | 23596324.0389 | 16104976.0125 | 72025031.6115 | 3144235.0165 | 19766064.1545 |  | 1478867.319 | 4834933.9008 | 0 | 101249132.0023 |  | 316227.766 | 12.5815 | 8047.4913 |  | 180.463
1 | 3100 | 707 | 0.035 | 15 | 15 | 7 | 4.217e-10 | 0 | Water | Porous | Wet | R600a | MinimizeLCOE | IgnoreSilica | 181.5413 | 46.7346 | 3.2677 | 4 | 7872.4608 |  | 176.538 |  | 121.1728 | -1.4349e-05 | 11716589216.2801 | 5894566.5725 | 401101.8564 | 7410820.2318 | 9304630.1731 | 24077.0464 | 752166.4275 | 0 | 9277071.3 | 24137036.5335 | 16474023.4006 | 73675493.5418 | 3144235.0165 | 19766064.1545 |  | 1478867.319 | 4834933.9008 | 0 | 102899593.9326 |  | 421696.5034 | 13.0708 | 7872.4608 |  | 176.538
1 | 3100 | 707 | 0.035 | 15 | 15 | 7 | 5.6234e-10 | 0 | Water | Porous | Wet | R600a | MinimizeLCOE | IgnoreSilica | 185.3876 | 47.7359 | 3.3636 | 4 | 7741.4535 |  | 173.6002 |  | 121.1873 | -1.3009e-05 | 11885815268.7672 | 5984545.178 | 407163.8873 | 7537487.1058 | 9502971.5581 | 24077.0464 | 737193.0015 | 0 | 9435440.7331 | 24549081.3125 | 16755252.4289 | 74933212.2516 | 3144235.0165 | 19766064.1545 |  | 1478867.319 | 4834933.9008 | 0 | 104157312.6424 |  | 562341.3252 | 13.4545 | 7741.4535 |  | 173.6002
1 | 3100 | 707 | 0.035 | 15 | 15 | 7 | 7.4989e-10 | 0 | Water | Porous | Wet | R600a | MinimizeLCOE | IgnoreSilica | 188.3501 | 48.5074 | 3.4383 | 4 | 7643.372 |  | 171.4008 |  | 121.1986 | -1.2386e-05 | 12015202746.3916 | 6053527.2214 | 411810.8829 | 7634728.5448 | 9655793.3087 | 24077.0464 | 724765.895 | 0 | 9556834.1306 | 24864922.0317 | 16970820.2097 | 75897279.2712 | 3144235.0165 | 19766064.1545 |  | 1478867.319 | 4834933.9008 | 0 | 105121379.6619 |  | 749894.2093 | 13.7533 | 7643.372 |  | 171.4008
1 | 3100 | 707 | 0.035 | 15 | 15 | 7 | 1e-09 | 0 | Water | Porous | Wet | R600a | MinimizeLCOE | IgnoreSilica | 190.6035 | 49.0944 | 3.4958 | 4 | 7569.9207 |  | 169.7536 |  | 121.2072 | -1.1383e-05 | 12114900915.4948 | 6105813.278 | 415332.8999 | 7708509.5856 | 9772064.3802 | 24077.0464 | 714594.6737 | 0 | 9648752.8269 | 25104075.6242 | 17134047.4507 | 76627267.7656 | 3144235.0165 | 19766064.1545 |  | 1478867.319 | 4834933.9008 | 0 | 105851368.1563 |  | 1000000 | 13.9832 | 7569.9207 |  | 169.7536
1 | 3100 | 707 | 0.035 | 15 | 15 | 7 | 1.3335e-09 | 0 | Water | Porous | Wet | R600a | MinimizeLCOE | IgnoreSilica | 192.3092 | 49.5388 | 3.5397 | 4 | 7514.8993 |  | 168.5198 |  | 121.2137 | -1.1018e-05 | 12192815569.7995 | 6145286.9239 | 417991.7313 | 7764253.4805 | 9860091.916 | 24077.0464 | 706440.733 | 0 | 9718075.3142 | 25284438.5161 | 17257148.8305 | 77177804.4919 | 3144235.0165 | 19766064.1545 |  | 1478867.319 | 4834933.9008 | 0 | 106401904.8827 |  | 1333521.4322 | 14.1588 | 7514.8993 |  | 168.5198
1 | 3100 | 707 | 0.035 | 15 | 15 | 7 | 1.7783e-09 | 0 | Water | Porous | Wet | R600a | MinimizeLCOE | IgnoreSilica | 193.5977 | 49.8747 | 3.5731 | 4 | 7473.6741 |  | 167.5953 |  | 121.2187 | -1.0742e-05 | 12251087776.1883 | 6175049.6075 | 419996.3869 | 7806307.6905 | 9926604.0316 | 24077.0464 | 700022.7867 | 0 | 9770302.4444 | 25420322.7956 | 17349892.6434 | 77592575.4331 | 3144235.0165 | 19766064.1545 |  | 1478867.319 | 4834933.9008 | 0 | 106816675.8239 |  | 1778279.41 | 14.2924 | 7473.6741 |  | 167.5953
1 | 3100 | 707 | 0.035 | 15 | 15 | 7 | 2.3714e-09 | 0 | Water | Porous | Wet | R600a | MinimizeLCOE | IgnoreSilica | 194.5723 | 50.1287 | 3.5984 | 4 | 7442.7799 |  | 166.9025 |  | 121.2224 | -1.0532e-05 | 12295020866.3035 | 6197527.8902 | 421510.3642 | 7838082.689 | 9976916.9684 | 24077.0464 | 695061.6445 | 0 | 9809738.875 | 25522928.2987 | 17419923.0076 | 77905766.784 | 3144235.0165 | 19766064.1545 |  | 1478867.319 | 4834933.9008 | 0 | 107129867.1748 |  | 2371373.7057 | 14.3938 | 7442.7799 |  | 166.9025
1 | 3100 | 707 | 0.035 | 15 | 15 | 7 | 3.1623e-09 | 0 | Water | Porous | Wet | R600a | MinimizeLCOE | IgnoreSilica | 195.3 | 50.3184 | 3.6175 | 4 | 7419.6244 |  | 166.3833 |  | 121.2252 | -9.8516e-06 | 12327917343.9184 | 6214292.1607 | 422639.4633 | 7861788.0083 | 10014484.8177 | 24077.0464 | 691181.9193 | 0 | 9839100.7321 | 25599321.8278 | 17472063.1609 | 78138949.1364 | 3144235.0165 | 19766064.1545 |  | 1478867.319 | 4834933.9008 | 0 | 107363049.5272 |  | 3162277.6602 | 14.4701 | 7419.6244 |  | 166.3833
1 | 3100 | 707 | 0.035 | 15 | 15 | 7 | 4.217e-09 | 0 | Water | Porous | Wet | R600a | MinimizeLCOE | IgnoreSilica | 195.848 | 50.4613 | 3.6319 | 4 | 7402.2668 |  | 165.994 |  | 121.2273 | -9.7321e-06 | 12352911528.5608 | 6226907.6889 | 423489.1262 | 7879631.0796 | 10042780.5525 | 24077.0464 | 688220.5511 | 0 | 9861191.3574 | 25656797.1034 | 17511291.2176 | 78314385.723 | 3144235.0165 | 19766064.1545 |  | 1478867.319 | 4834933.9008 | 0 | 107538486.1138 |  | 4216965.0343 | 14.5278 | 7402.2668 |  | 165.994
1 | 3100 | 707 | 0.035 | 15 | 15 | 7 | 5.6234e-09 | 0 | Water | Porous | Wet | R600a | MinimizeLCOE | IgnoreSilica | 196.265 | 50.57 | 3.6429 | 4 | 7389.2542 |  | 165.7022 |  | 121.2289 | -9.643e-06 | 12371188643.3407 | 6236499.2935 | 424135.1201 | 7893199.5996 | 10064308.1455 | 24077.0464 | 686013.3538 | 0 | 9878010.6979 | 25700557.5774 | 17541158.6402 | 78447959.4744 | 3144235.0165 | 19766064.1545 |  | 1478867.319 | 4834933.9008 | 0 | 107672059.8652 |  | 5623413.2519 | 14.5714 | 7389.2542 |  | 165.7022
1 | 3100 | 707 | 0.035 | 15 | 15 | 7 | 7.4989e-09 | 0 | Water | Porous | Wet | R600a | MinimizeLCOE | IgnoreSilica | 196.5667 | 50.6487 | 3.6509 | 4 | 7379.4983 |  | 165.4835 |  | 121.2301 | -9.574e-06 | 12386813641.5933 | 6243437.6752 | 424602.414 | 7903016.1533 | 10079888.5966 | 24077.0464 | 684232.5895 | 0 | 9890109.2453 | 25732035.5158 | 17562642.98 | 78544042.2162 | 3144235.0165 | 19766064.1545 |  | 1478867.319 | 4834933.9008 | 0 | 107768142.607 |  | 7498942.0933 | 14.6037 | 7379.4983 |  | 165.4835
1 | 3100 | 707 | 0.035 | 15 | 15 | 7 | 1e-08 | 0 | Water | Porous | Wet | R600a | MinimizeLCOE | IgnoreSilica | 196.8102 | 50.7122 | 3.6572 | 4 | 7372.1837 |  | 165.3194 |  | 121.231 | -9.525e-06 | 12396606462.5497 | 6249036.6355 | 424979.4998 | 7910938.3957 | 10092465.8909 | 24077.0464 | 683044.939 | 0 | 9899971.5388 | 25757695.1806 | 17580156.2285 | 78622365.3551 | 3144235.0165 | 19766064.1545 |  | 1478867.319 | 4834933.9008 | 0 | 107846465.7458 |  | 10000000 | 14.6288 | 7372.1837 |  | 165.3194
1 | 3200 | 707 | 0.035 | 15 | 15 | 7 | 1e-13 | 0 | Water | Porous | Wet | R600a | MinimizeLCOE | IgnoreSilica | 0 | 0 | 0 | 4 |  |  |  |  | 0 | 0 | 7669018457.5215 | 3350.4057 | 141.2119 | 3406.9744 | 25566.3235 | 24077.0464 | 18969.7992 | 0 | 29449.5868 | 76621.784 | 52295.942 | 233879.0738 | 3144235.0165 | 20541638.8086 |  | 1478867.319 | 4990048.8316 | 0 |  |  | 100 | 0
1 | 3200 | 707 | 0.035 | 15 | 15 | 7 | 1.3335e-13 | 0 | Water | Porous | Wet | R600a | MinimizeLCOE | IgnoreSilica | 0 | 0 | 0 | 4 |  |  |  |  | 0 | 0 | 4813363332.065 | 3353.1633 | 141.338 | 3409.7033 | 25567.5035 | 24077.0464 | 16575.7384 | 0 | 28518.5522 | 74199.4229 | 50642.6308 | 226485.0988 | 3144235.0165 | 20541638.8086 |  | 1478867.319 | 4990048.8316 | 0 |  |  | 133.3521 | 0
1 | 3200 | 707 | 0.035 | 15 | 15 | 7 | 1.7783e-13 | 0 | Water | Porous | Wet | R600a | MinimizeLCOE | IgnoreSilica | 0 | 0 | 0 | 4 |  |  |  |  | 0 | 0 | 2673208258.7767 | 3355.2407 | 141.4331 | 3411.7587 | 25568.3922 | 24077.0464 | 14419.4834 | 0 | 27679.6082 | 72016.6628 | 49152.8521 | 219822.4776 | 3144235.0165 | 20541638.8086 |  | 1478867.319 | 4990048.8316 | 0 |  |  | 177.8279 | 0
1 | 3200 | 707 | 0.035 | 15 | 15 | 7 | 2.3714e-13 | 0 | Water | Porous | Wet | R600a | MinimizeLCOE | IgnoreSilica | 0 | 0 | 0 | 4 |  |  |  |  | 0 | 0 | 1069042265.5115 | 3356.804 | 141.5046 | 3413.3052 | 25569.0607 | 24077.0464 | 12415.1215 | 0 | 26899.4085 | 69986.7431 | 47767.3902 | 213626.3841 | 3144235.0165 | 20541638.8086 |  | 1478867.319 | 4990048.8316 | 0 |  |  | 237.1374 | 0
1 | 3200 | 707 | 0.035 | 15 | 15 | 7 | 3.1623e-13 | 0 | Water | Porous | Wet | R600a | MinimizeLCOE | IgnoreSilica | 1.2121 | 0.20803 | 0.0024419 | 4 | 3208846.1129 |  | 71957.5932 |  | 98.3958 | -4.3841e-05 | 22894628.4569 | 115135.1469 | 6996.9459 | 98926.4636 | 70683.1959 | 24077.0464 | 67865.5591 | 0 | 149636.8995 | 389324.5177 | 265721.9831 | 1188367.7579 | 3144235.0165 | 20541638.8086 |  | 1478867.319 | 4990048.8316 | 0 | 31343157.7336 |  | 316.2278 | 0.0097677 | 3208846.1129 |  | 71957.5932
1 | 3200 | 707 | 0.035 | 15 | 15 | 7 | 4.217e-13 | 0 | Water | Porous | Wet | R600a | MinimizeLCOE | IgnoreSilica | 1.7632 | 0.34734 | 0.0069094 | 4 | 1151817.1561 |  | 25829.2194 |  | 105.5434 | -5.0459e-05 | 84620916.451 | 172056.1141 | 10891.0877 | 148355.8089 | 98337.0945 | 24077.0464 | 88277.4626 | 0 | 211377.8995 | 549961.935 | 375360.3212 | 1678694.77 | 3144235.0165 | 20541638.8086 |  | 1478867.319 | 4990048.8316 | 0 | 31833484.7456 |  | 421.6965 | 0.027638 | 1151817.1561 |  | 25829.2194
1 | 3200 | 707 | 0.035 | 15 | 15 | 7 | 5.6234e-13 | 0 | Water | Porous | Wet | R600a | MinimizeLCOE | IgnoreSilica | 2.4135 | 0.51697 | 0.013746 | 4 | 588676.8876 |  | 13200.936 |  | 110.1827 | -5.33e-05 | 742511225.2963 | 233298.8781 | 15165.6671 | 203292.0649 | 131772.0798 | 24077.0464 | 107270.9969 | 0 | 278801.9259 | 725385.4211 | 495090.4551 | 2214154.5354 | 3144235.0165 | 20541638.8086 |  | 1478867.319 | 4990048.8316 | 0 | 32368944.511 |  | 562.3413 | 0.054986 | 588676.8876 |  | 13200.936
1 | 3200 | 707 | 0.035 | 15 | 15 | 7 | 7.4989e-13 | 0 | Water | Porous | Wet | R600a | MinimizeLCOE | IgnoreSilica | 3.1834 | 0.72099 | 0.023259 | 4 | 354259.6056 |  | 7944.1854 |  | 113.4018 | -5.3893e-05 | 1517538850.9836 | 299679.5485 | 19846.0197 | 264699.5354 | 171889.6758 | 24077.0464 | 125373.0584 | 0 | 353170.3048 | 918876.6879 | 627152.2205 | 2804764.0974 | 3144235.0165 | 20541638.8086 |  | 1478867.319 | 4990048.8316 | 0 | 32959554.0731 |  | 749.8942 | 0.093038 | 354259.6056 |  | 7944.1854
1 | 3200 | 707 | 0.035 | 15 | 15 | 7 | 1e-12 | 0 | Water | Porous | Wet | R600a | MinimizeLCOE | IgnoreSilica | 4.248 | 1.0058 | 0.03647 | 4 | 231241.1813 |  | 5185.5272 |  | 116.0337 | -5.4955e-05 | 1856856367.3789 | 383678.6795 | 25797.3352 | 344868.4868 | 227841.6656 | 24077.0464 | 149160.0279 | 0 | 450615.0641 | 1172407.963 | 800192.5253 | 3578638.7938 | 3144235.0165 | 20541638.8086 |  | 1478867.319 | 4990048.8316 | 0 | 33733428.7695 |  | 1000 | 0.14588 | 231241.1813 |  | 5185.5272
1 | 3200 | 707 | 0.035 | 15 | 15 | 7 | 1.3335e-12 | 0 | Water | Porous | Wet | R600a | MinimizeLCOE | IgnoreSilica | 5.6442 | 1.3813 | 0.054444 | 4 | 159284.9187 |  | 3571.9255 |  | 118.0413 | -5.5533e-05 | 2147804246.9296 | 484260.7463 | 32938.2796 | 443915.7004 | 301605.9174 | 24077.0464 | 177007.7021 | 0 | 570884.103 | 1485323.3315 | 1013763.6941 | 4533776.5208 | 3144235.0165 | 20541638.8086 |  | 1478867.319 | 4990048.8316 | 0 | 34688566.4965 |  | 1333.5214 | 0.21778 | 159284.9187 |  | 3571.9255
1 | 3200 | 707 | 0.035 | 15 | 15 | 7 | 1.7783e-12 | 0 | Water | Porous | Wet | R600a | MinimizeLCOE | IgnoreSilica | 7.5079 | 1.8843 | 0.078731 | 4 | 113971.9717 |  | 2555.7937 |  | 119.5928 | -5.6008e-05 | 2326493713.3351 | 606918.8964 | 41644.4045 | 568512.2735 | 400408.8406 | 24077.0464 | 210967.4884 | 0 | 722486.2905 | 1879761.1255 | 1282975.5934 | 5737751.9592 | 3144235.0165 | 20541638.8086 |  | 1478867.319 | 4990048.8316 | 0 | 35892541.9349 |  | 1778.2794 | 0.31492 | 113971.9717 |  | 2555.7937
1 | 3200 | 707 | 0.035 | 15 | 15 | 7 | 2.3714e-12 | 0 | Water | Porous | Wet | R600a | MinimizeLCOE | IgnoreSilica | 9.9757 | 2.5518 | 0.11171 | 4 | 83691.302 |  | 1876.7571 |  | 120.7758 | -5.6034e-05 | 2577358630.2327 | 755420.1117 | 52167.8872 | 724024.7658 | 531527.8748 | 24077.0464 | 251050.1717 | 0 | 911924.4645 | 2372640.3951 | 1619375.8225 | 7242208.5396 | 3144235.0165 | 20541638.8086 |  | 1478867.319 | 4990048.8316 | 0 | 37396998.5153 |  | 2371.3737 | 0.44684 | 83691.302 |  | 1876.7571
1 | 3200 | 707 | 0.035 | 15 | 15 | 7 | 3.1623e-12 | 0 | Water | Porous | Wet | R600a | MinimizeLCOE | IgnoreSilica | 13.2884 | 3.4487 | 0.15557 | 4 | 63175.0271 |  | 1416.6846 |  | 121.6851 | -5.6327e-05 | 2635385437.9135 | 937804.3833 | 65064.3849 | 920733.3162 | 707728.5689 | 24077.0464 | 301237.2519 | 0 | 1153091.5311 | 3000107.6323 | 2047635.1051 | 9157479.22 | 3144235.0165 | 20541638.8086 |  | 1478867.319 | 4990048.8316 | 0 | 39312269.1957 |  | 3162.2777 | 0.62228 | 63175.0271 |  | 1416.6846
1 | 3200 | 707 | 0.035 | 15 | 15 | 7 | 4.217e-12 | 0 | Water | Porous | Wet | R600a | MinimizeLCOE | IgnoreSilica | 17.4152 | 4.5669 | 0.21328 | 4 | 48721.9063 |  | 1092.5769 |  | 122.3407 | -5.5559e-05 | 2976377813.2739 | 1146414.2963 | 79774.5573 | 1152152.0776 | 927402.0544 | 24077.0464 | 354277.023 | 0 | 1436797.8515 | 3738253.2818 | 2551434.6782 | 11410582.8666 | 3144235.0165 | 20541638.8086 |  | 1478867.319 | 4990048.8316 | 0 | 41565372.8422 |  | 4216.965 | 0.85311 | 48721.9063 |  | 1092.5769
1 | 3200 | 707 | 0.035 | 15 | 15 | 7 | 5.6234e-12 | 0 | Water | Porous | Wet | R600a | MinimizeLCOE | IgnoreSilica | 22.4964 | 5.9443 | 0.28857 | 4 | 38289.2489 |  | 858.6271 |  | 122.8216 | -5.3914e-05 | 3604181542.2333 | 1383582.0746 | 96449.6725 | 1422180.785 | 1198016.8388 | 24077.0464 | 409152.5524 | 0 | 1768048.9982 | 4600100.8166 | 3139663.3299 | 14041272.1145 | 3144235.0165 | 20541638.8086 |  | 1478867.319 | 4990048.8316 | 0 | 44196062.0902 |  | 5623.4133 | 1.1543 | 38289.2489 |  | 858.6271
1 | 3200 | 707 | 0.035 | 15 | 15 | 7 | 7.4989e-12 | 0 | Water | Porous | Wet | R600a | MinimizeLCOE | IgnoreSilica | 28.8714 | 7.6728 | 0.3865 | 4 | 30623.8645 |  | 686.7327 |  | 123.1886 | -5.1949e-05 | 4301153636.8809 | 1659407.8279 | 115787.5595 | 1743945.6553 | 1537625.8995 | 24077.0464 | 469104.6394 | 0 | 2164479.9649 | 5631532.8727 | 3843636.902 | 17189598.3675 | 3144235.0165 | 20541638.8086 |  | 1478867.319 | 4990048.8316 | 0 | 47344388.3432 |  | 7498.9421 | 1.546 | 30623.8645 |  | 686.7327
1 | 3200 | 707 | 0.035 | 15 | 15 | 7 | 1e-11 | 0 | Water | Porous | Wet | R600a | MinimizeLCOE | IgnoreSilica | 36.7862 | 9.8194 | 0.51261 | 4 | 24912.9244 |  | 558.6663 |  | 123.4703 | -4.9701e-05 | 5048540693.9529 | 1977744.608 | 138041.5578 | 2123996.0814 | 1959361.6745 | 24077.0464 | 533570.0616 | 0 | 2635148.5016 | 6856115.8578 | 4679439.9521 | 20927495.3412 | 3144235.0165 | 20541638.8086 |  | 1478867.319 | 4990048.8316 | 0 | 51082285.3168 |  | 10000 | 2.0504 | 24912.9244 |  | 558.6663
1 | 3200 | 707 | 0.035 | 15 | 15 | 7 | 1.3335e-11 | 0 | Water | Porous | Wet | R600a | MinimizeLCOE | IgnoreSilica | 46.4593 | 12.4437 | 0.67272 | 4 | 20610.9144 |  | 462.1947 |  | 123.6879 | -4.7184e-05 | 5844352880.4979 | 2340517.94 | 163328.1662 | 2566734.7507 | 2474933.6784 | 24077.0464 | 601111.7527 | 0 | 3186574.3004 | 8290812.6734 | 5658650.0087 | 25306740.3168 | 3144235.0165 | 20541638.8086 |  | 1478867.319 | 4990048.8316 | 0 | 55461530.2925 |  | 13335.2143 | 2.6909 | 20610.9144 |  | 462.1947
1 | 3200 | 707 | 0.035 | 15 | 15 | 7 | 1.7783e-11 | 0 | Water | Porous | Wet | R600a | MinimizeLCOE | IgnoreSilica | 58.0017 | 15.5764 | 0.87187 | 4 | 17342.8702 |  | 388.9096 |  | 123.8574 | -4.439e-05 | 6676094286.6201 | 2745630.7896 | 191486.3696 | 3071467.6309 | 3090356.5992 | 24077.0464 | 668885.5661 | 0 | 3818842.5607 | 9935844.9907 | 6781418.3673 | 30328009.9205 | 3144235.0165 | 20541638.8086 |  | 1478867.319 | 4990048.8316 | 0 | 60482799.8962 |  | 17782.7941 | 3.4875 | 17342.8702 |  | 388.9096
1 | 3200 | 707 | 0.035 | 15 | 15 | 7 | 2.3714e-11 | 0 | Water | Porous | Wet | R600a | MinimizeLCOE | IgnoreSilica | 71.3929 | 19.2128 | 1.113 | 4 | 14846.4234 |  | 332.9274 |  | 123.9918 | -4.1364e-05 | 7521292764.3421 | 3187405.3954 | 222111.0104 | 3632509.064 | 3804672.9376 | 24077.0464 | 733678.8111 | 0 | 4525737.1633 | 11775039.7426 | 8036706.5772 | 35941937.7481 | 3144235.0165 | 20541638.8086 |  | 1478867.319 | 4990048.8316 | 0 | 66096727.7238 |  | 23713.7371 | 4.452 | 14846.4234 |  | 332.9274
1 | 3200 | 707 | 0.035 | 15 | 15 | 7 | 3.1623e-11 | 0 | Water | Porous | Wet | R600a | MinimizeLCOE | IgnoreSilica | 86.3498 | 23.2774 | 1.3947 | 4 | 12934.6679 |  | 290.0568 |  | 124.1008 | -3.8163e-05 | 8355989958.694 | 3653620.2427 | 254351.7307 | 4234959.4302 | 4602980.207 | 24077.0464 | 791304.0092 | 0 | 5288904.1398 | 13760643.6684 | 9391922.0567 | 42002762.5312 | 3144235.0165 | 20541638.8086 |  | 1478867.319 | 4990048.8316 | 0 | 72157552.5068 |  | 31622.7766 | 5.5786 | 12934.6679 |  | 290.0568
1 | 3200 | 707 | 0.035 | 15 | 15 | 7 | 4.217e-11 | 0 | Water | Porous | Wet | R600a | MinimizeLCOE | IgnoreSilica | 102.2406 | 27.5999 | 1.7086 | 4 | 11471.6709 |  | 257.2494 |  | 124.1913 | -3.4855e-05 | 9162374373.8624 | 4124525.1645 | 286847.3269 | 4852899.9989 | 5451798.6957 | 24077.0464 | 836893.3217 | 0 | 6075046.2061 | 15806024.0649 | 10787936.2056 | 48246048.0306 | 3144235.0165 | 20541638.8086 |  | 1478867.319 | 4990048.8316 | 0 | 78400838.0063 |  | 42169.6503 | 6.8343 | 11471.6709 |  | 257.2494
1 | 3200 | 707 | 0.035 | 15 | 15 | 7 | 5.6234e-11 | 0 | Water | Porous | Wet | R600a | MinimizeLCOE | IgnoreSilica | 118.2233 | 31.9524 | 2.0402 | 4 | 10355.7357 |  | 232.2249 |  | 124.2678 | -3.1565e-05 | 9916233664.9897 | 4577932.1223 | 318079.8936 | 5455770.9392 | 6306328.9356 | 24077.0464 | 867259.9324 | 0 | 6844285.0591 | 17807425.7678 | 12153933.9926 | 54355093.689 | 3144235.0165 | 20541638.8086 |  | 1478867.319 | 4990048.8316 | 0 | 84509883.6646 |  | 56234.1325 | 8.1607 | 10355.7357 |  | 232.2249
1 | 3200 | 707 | 0.035 | 15 | 15 | 7 | 7.4989e-11 | 0 | Water | Porous | Wet | R600a | MinimizeLCOE | IgnoreSilica | 133.366 | 36.0816 | 2.3705 | 4 | 9508.5234 |  | 213.2263 |  | 124.333 | -2.8419e-05 | 10604012800.9163 | 4992173.7793 | 346574.6744 | 6012609.1899 | 7116816.6711 | 24077.0464 | 881110.7396 | 0 | 7555611.2192 | 19658150.5235 | 13417091.6669 | 60004215.5101 | 3144235.0165 | 20541638.8086 |  | 1478867.319 | 4990048.8316 | 0 | 90159005.4858 |  | 74989.4209 | 9.4819 | 9508.5234 |  | 213.2263
1 | 3200 | 707 | 0.035 | 15 | 15 | 7 | 1e-10 | 0 | Water | Porous | Wet | R600a | MinimizeLCOE | IgnoreSilica | 147.0077 | 39.8065 | 2.6821 | 4 | 8868.4126 |  | 198.872 |  | 124.3883 | -2.5556e-05 | 11206282888.9819 | 5354551.2046 | 371475.7078 | 6504016.0967 | 7847767.452 | 24077.0464 | 880929.409 | 0 | 8183298.5975 | 21291264.3252 | 14531725.3937 | 64989105.2329 | 3144235.0165 | 20541638.8086 |  | 1478867.319 | 4990048.8316 | 0 | 95143895.2086 |  | 100000 | 10.7284 | 8868.4126 |  | 198.872
1 | 3200 | 707 | 0.035 | 15 | 15 | 7 | 1.3335e-10 | 0 | Water | Porous | Wet | R600a | MinimizeLCOE | IgnoreSilica | 158.725 | 43.0102 | 2.9615 | 4 | 8386.6815 |  | 188.0693 |  | 124.4345 | -2.3051e-05 | 11721563662.5378 | 5658697.8818 | 392359.6138 | 6919297.5154 | 8476281.8116 | 24077.0464 | 870167.841 | 0 | 8712943.8669 | 22669292.6711 | 15472258.0554 | 69195376.3033 | 3144235.0165 | 20541638.8086 |  | 1478867.319 | 4990048.8316 | 0 | 99350166.2789 |  | 133352.1432 | 11.8462 | 8386.6815 |  | 188.0693
1 | 3200 | 707 | 0.035 | 15 | 15 | 7 | 1.7783e-10 | 0 | Water | Porous | Wet | R600a | MinimizeLCOE | IgnoreSilica | 168.4427 | 45.6704 | 3.202 | 4 | 8025.1207 |  | 179.9614 |  | 124.4724 | -2.094e-05 | 12149692775.0512 | 5906481.9308 | 409364.4844 | 7259408.2243 | 8998045.7419 | 24077.0464 | 853253.2293 | 0 | 9145745.9563 | 23795354.9279 | 16240818.684 | 72632550.2254 | 3144235.0165 | 20541638.8086 |  | 1478867.319 | 4990048.8316 | 0 | 102787340.2011 |  | 177827.941 | 12.8082 | 8025.1207 |  | 179.9614
1 | 3200 | 707 | 0.035 | 15 | 15 | 7 | 2.3714e-10 | 0 | Water | Porous | Wet | R600a | MinimizeLCOE | IgnoreSilica | 176.2696 | 47.8151 | 3.4021 | 4 | 7754.1749 |  | 173.8855 |  | 124.5029 | -1.9209e-05 | 12499238759.0401 | 6103361.7067 | 422871.0225 | 7530728.5835 | 9418640.7946 | 24077.0464 | 833696.6931 | 0 | 9490016.5802 | 24691076.4717 | 16852167.0428 | 75366635.9416 | 3144235.0165 | 20541638.8086 |  | 1478867.319 | 4990048.8316 | 0 | 105521425.9172 |  | 237137.3706 | 13.6083 | 7754.1749 |  | 173.8855
1 | 3200 | 707 | 0.035 | 15 | 15 | 7 | 3.1623e-10 | 0 | Water | Porous | Wet | R600a | MinimizeLCOE | IgnoreSilica | 182.4575 | 49.5122 | 3.5643 | 4 | 7551.2804 |  | 169.3356 |  | 124.527 | -1.674e-05 | 12778382310.0072 | 6257429.9954 | 433437.96 | 7743689.0496 | 9751401.1242 | 24077.0464 | 814265.3262 | 0 | 9759477.1957 | 25392157.7192 | 17330669.4 | 77506604.8167 | 3144235.0165 | 20541638.8086 |  | 1478867.319 | 4990048.8316 | 0 | 107661394.7924 |  | 316227.766 | 14.2574 | 7551.2804 |  | 169.3356
1 | 3200 | 707 | 0.035 | 15 | 15 | 7 | 4.217e-10 | 0 | Water | Porous | Wet | R600a | MinimizeLCOE | IgnoreSilica | 187.2707 | 50.8333 | 3.6933 | 4 | 7399.3751 |  | 165.9292 |  | 124.5459 | -1.5651e-05 | 12998972402.0017 | 6376350.6951 | 441592.8873 | 7908437.2231 | 10010381.3316 | 24077.0464 | 796425.0328 | 0 | 9967333.0443 | 25932956.0002 | 17699775.3391 | 79157328.5998 | 3144235.0165 | 20541638.8086 |  | 1478867.319 | 4990048.8316 | 0 | 109312118.5755 |  | 421696.5034 | 14.7732 | 7399.3751 |  | 165.9292
1 | 3200 | 707 | 0.035 | 15 | 15 | 7 | 5.6234e-10 | 0 | Water | Porous | Wet | R600a | MinimizeLCOE | IgnoreSilica | 190.9714 | 51.8495 | 3.7942 | 4 | 7285.637 |  | 163.3786 |  | 124.5604 | -1.4266e-05 | 13171709840.8503 | 6467259.164 | 447826.1659 | 8034590.1824 | 10209591.6481 | 24077.0464 | 780896.9856 | 0 | 10126054.065 | 26345915.5378 | 17981628.709 | 80417839.504 | 3144235.0165 | 20541638.8086 |  | 1478867.319 | 4990048.8316 | 0 | 110572629.4797 |  | 562341.3252 | 15.1768 | 7285.637 |  | 163.3786
1 | 3200 | 707 | 0.035 | 15 | 15 | 7 | 7.4989e-10 | 0 | Water | Porous | Wet | R600a | MinimizeLCOE | IgnoreSilica | 193.807 | 52.6285 | 3.8725 | 4 | 7200.4594 |  | 161.4686 |  | 124.5716 | -1.3081e-05 | 13304557586.9204 | 6536619.6326 | 452581.5907 | 8130962.046 | 10362293.8157 | 24077.0464 | 768015.1077 | 0 | 10247074.2032 | 26660785.1128 | 18196533.6638 | 81378942.2187 | 3144235.0165 | 20541638.8086 |  | 1478867.319 | 4990048.8316 | 0 | 111533732.1944 |  | 749894.2093 | 15.4898 | 7200.4594 |  | 161.4686
1 | 3200 | 707 | 0.035 | 15 | 15 | 7 | 1e-09 | 0 | Water | Porous | Wet | R600a | MinimizeLCOE | IgnoreSilica | 195.9601 | 53.2203 | 3.9325 | 4 | 7136.6559 |  | 160.0378 |  | 124.5801 | -1.2582e-05 | 13406863688.4704 | 6589113.7531 | 456180.4365 | 8203967.725 | 10478268.8183 | 24077.0464 | 757530.0418 | 0 | 10338563.7502 | 26898822.147 | 18358998.8308 | 82105522.549 | 3144235.0165 | 20541638.8086 |  | 1478867.319 | 4990048.8316 | 0 | 112260312.5247 |  | 1000000 | 15.7301 | 7136.6559 |  | 160.0378
1 | 3200 | 707 | 0.035 | 15 | 15 | 7 | 1.3335e-09 | 0 | Water | Porous | Wet | R600a | MinimizeLCOE | IgnoreSilica | 197.5996 | 53.671 | 3.9785 | 4 | 7088.8526 |  | 158.9658 |  | 124.5866 | -1.2205e-05 | 13484102187.3386 | 6628991.6243 | 458914.2398 | 8259466.417 | 10566602.5653 | 24077.0464 | 749276.2286 | 0 | 10408057.9673 | 27079631.8447 | 18482405.1648 | 82657423.0981 | 3144235.0165 | 20541638.8086 |  | 1478867.319 | 4990048.8316 | 0 | 112812213.0737 |  | 1333521.4322 | 15.914 | 7088.8526 |  | 158.9658
1 | 3200 | 707 | 0.035 | 15 | 15 | 7 | 1.7783e-09 | 0 | Water | Porous | Wet | R600a | MinimizeLCOE | IgnoreSilica | 198.8371 | 54.0112 | 4.0134 | 4 | 7053.0304 |  | 158.1625 |  | 124.5916 | -1.1387e-05 | 13542940094.4579 | 6659034.8615 | 460973.7756 | 8301300.1179 | 10633283.0978 | 24077.0464 | 742795.8957 | 0 | 10460371.27 | 27215740.3273 | 18575302.0009 | 83072878.393 | 3144235.0165 | 20541638.8086 |  | 1478867.319 | 4990048.8316 | 0 | 113227668.3686 |  | 1778279.41 | 16.0538 | 7053.0304 |  | 158.1625
1 | 3200 | 707 | 0.035 | 15 | 15 | 7 | 2.3714e-09 | 0 | Water | Porous | Wet | R600a | MinimizeLCOE | IgnoreSilica | 199.7534 | 54.2632 | 4.0397 | 4 | 7026.182 |  | 157.5604 |  | 124.5952 | -1.1167e-05 | 13589199458.3253 | 6681250.2556 | 462496.6587 | 8332246.1066 | 10682662.4172 | 24077.0464 | 737610.2726 | 0 | 10498933.6753 | 27316071.7956 | 18643780.2897 | 83379128.5176 | 3144235.0165 | 20541638.8086 |  | 1478867.319 | 4990048.8316 | 0 | 113533918.4933 |  | 2371373.7057 | 16.1587 | 7026.182 |  | 157.5604
1 | 3200 | 707 | 0.035 | 15 | 15 | 7 | 3.1623e-09 | 0 | Water | Porous | Wet | R600a | MinimizeLCOE | IgnoreSilica | 200.4501 | 54.4548 | 4.0596 | 4 | 7006.0569 |  | 157.1091 |  | 124.598 | -1.1003e-05 | 13623462461.4294 | 6698127.2487 | 463653.574 | 8355762.5203 | 10720216.7692 | 24077.0464 | 733694.514 | 0 | 10528257.3523 | 27392365.988 | 18695852.6437 | 83612007.6564 | 3144235.0165 | 20541638.8086 |  | 1478867.319 | 4990048.8316 | 0 | 113766797.6321 |  | 3162277.6602 | 16.2383 | 7006.0569 |  | 157.1091
1 | 3200 | 707 | 0.035 | 15 | 15 | 7 | 4.217e-09 | 0 | Water | Porous | Wet | R600a | MinimizeLCOE | IgnoreSilica | 200.9862 | 54.6022 | 4.0748 | 4 | 6990.97 |  | 156.7708 |  | 124.6001 | -1.0881e-05 | 13647649170.9485 | 6711101.0592 | 464542.9192 | 8373844.1786 | 10749109.7641 | 24077.0464 | 730820.4503 | 0 | 10550863.2129 | 27451181.8003 | 18735995.6441 | 83791536.0748 | 3144235.0165 | 20541638.8086 |  | 1478867.319 | 4990048.8316 | 0 | 113946326.0505 |  | 4216965.0343 | 16.2991 | 6990.97 |  | 156.7708
1 | 3200 | 707 | 0.035 | 15 | 15 | 7 | 5.6234e-09 | 0 | Water | Porous | Wet | R600a | MinimizeLCOE | IgnoreSilica | 201.3781 | 54.71 | 4.0861 | 4 | 6979.6591 |  | 156.5172 |  | 124.6017 | -1.0787e-05 | 13667771620.6164 | 6720581.1719 | 465192.7663 | 8387058.8948 | 10770235.4977 | 24077.0464 | 728528.0609 | 0 | 10567312.6408 | 27493979.8374 | 18765206.1838 | 83922172.0998 | 3144235.0165 | 20541638.8086 |  | 1478867.319 | 4990048.8316 | 0 | 114076962.0755 |  | 5623413.2519 | 16.3442 | 6979.6591 |  | 156.5172
1 | 3200 | 707 | 0.035 | 15 | 15 | 7 | 7.4989e-09 | 0 | Water | Porous | Wet | R600a | MinimizeLCOE | IgnoreSilica | 201.683 | 54.7939 | 4.0947 | 4 | 6971.1788 |  | 156.327 |  | 124.6029 | -1.0719e-05 | 13682994968.5836 | 6727952.4839 | 465698.0574 | 8397335.294 | 10786669.5145 | 24077.0464 | 726893.3199 | 0 | 10580164.0293 | 27527416.5141 | 18788027.4027 | 84024233.6622 | 3144235.0165 | 20541638.8086 |  | 1478867.319 | 4990048.8316 | 0 | 114179023.6379 |  | 7498942.0933 | 16.3787 | 6971.1788 |  | 156.327
1 | 3200 | 707 | 0.035 | 15 | 15 | 7 | 1e-08 | 0 | Water | Porous | Wet | R600a | MinimizeLCOE | IgnoreSilica | 201.8922 | 54.8515 | 4.1009 | 4 | 6964.8203 |  | 156.1844 |  | 124.6037 | -1.0664e-05 | 13693806265.7026 | 6733011.3613 | 466044.8294 | 8404388.6448 | 10797952.1245 | 24077.0464 | 725467.1089 | 0 | 10588867.0349 | 27550059.9496 | 18803482.0127 | 84093350.1125 | 3144235.0165 | 20541638.8086 |  | 1478867.319 | 4990048.8316 | 0 | 114248140.0882 |  | 10000000 | 16.4036 | 6964.8203 |  | 156.1844
1 | 3300 | 707 | 0.035 | 15 | 15 | 7 | 1e-13 | 0 | Water | Porous | Wet | R600a | MinimizeLCOE | IgnoreSilica | 0 | 0 | 0 | 4 |  |  |  |  | 0 | 0 | 7158445466.6312 | 3384.3805 | 142.7665 | 3440.564 | 25580.8343 | 24077.0464 | 18617.1305 | 0 | 29344.6617 | 76348.7902 | 52109.6181 | 233045.7922 | 3144235.0165 | 21328933.6444 |  | 1478867.319 | 5147507.7987 | 0 |  |  | 100 | 0
1 | 3300 | 707 | 0.035 | 15 | 15 | 7 | 1.3335e-13 | 0 | Water | Porous | Wet | R600a | MinimizeLCOE | IgnoreSilica | 0 | 0 | 0 | 4 |  |  |  |  | 0 | 0 | 4388967526.6446 | 3387.0731 | 142.8898 | 3443.2231 | 25581.9818 | 24077.0464 | 16232.327 | 0 | 28417.171 | 73935.6499 | 50462.6003 | 225679.9624 | 3144235.0165 | 21328933.6444 |  | 1478867.319 | 5147507.7987 | 0 |  |  | 133.3521 | 0
1 | 3300 | 707 | 0.035 | 15 | 15 | 7 | 1.7783e-13 | 0 | Water | Porous | Wet | R600a | MinimizeLCOE | IgnoreSilica | 0 | 0 | 0 | 4 |  |  |  |  | 0 | 0 | 2313477283.6364 | 3389.1013 | 142.9826 | 3445.2259 | 25582.8459 | 24077.0464 | 14069.7716 | 0 | 27575.7197 | 71746.3662 | 48968.3692 | 218997.4288 | 3144235.0165 | 21328933.6444 |  | 1478867.319 | 5147507.7987 | 0 |  |  | 177.8279 | 0
1 | 3300 | 707 | 0.035 | 15 | 15 | 7 | 2.3714e-13 | 0 | Water | Porous | Wet | R600a | MinimizeLCOE | IgnoreSilica | 0.8806 | 0.13298 | 0.0005209 | 4 | 15355987.7143 |  | 344354.2877 |  | 92.3044 | -3.9158e-05 | 73207844.8735 | 80958.9705 | 4748.7169 | 69448.7241 | 55294.3962 | 24077.0464 | 54807.9801 | 0 | 112840.9753 | 293589.0708 | 200380.5735 | 896146.4537 | 3144235.0165 | 21328933.6444 |  | 1478867.319 | 5147507.7987 | 0 | 31995690.2324 |  | 237.1374 | 0.0020836 | 15355987.7143 |  | 344354.2877
1 | 3300 | 707 | 0.035 | 15 | 15 | 7 | 3.1623e-13 | 0 | Water | Porous | Wet | R600a | MinimizeLCOE | IgnoreSilica | 1.3927 | 0.26304 | 0.0038953 | 4 | 2085639.404 |  | 46769.9561 |  | 103.2921 | -5.0942e-05 | 154265868.7159 | 139907.2531 | 8734.9573 | 118952.8705 | 81096.2175 | 24077.0464 | 78234.2642 | 0 | 175891.0175 | 457632.3474 | 312343.4805 | 1396869.4544 | 3144235.0165 | 21328933.6444 |  | 1478867.319 | 5147507.7987 | 0 | 32496413.233 |  | 316.2278 | 0.015581 | 2085639.404 |  | 46769.9561
1 | 3300 | 707 | 0.035 | 15 | 15 | 7 | 4.217e-13 | 0 | Water | Porous | Wet | R600a | MinimizeLCOE | IgnoreSilica | 1.8604 | 0.38832 | 0.0094082 | 4 | 874587.235 |  | 19612.4059 |  | 108.7237 | -5.2958e-05 | 1612912854.0162 | 189603.8783 | 12209.9449 | 161853.9035 | 105604.3436 | 24077.0464 | 92196.7596 | 0 | 228362.8917 | 594153.4006 | 405521.9046 | 1813584.0732 | 3144235.0165 | 21328933.6444 |  | 1478867.319 | 5147507.7987 | 0 | 32913127.8518 |  | 421.6965 | 0.037633 | 874587.235 |  | 19612.4059
1 | 3300 | 707 | 0.035 | 15 | 15 | 7 | 5.6234e-13 | 0 | Water | Porous | Wet | R600a | MinimizeLCOE | IgnoreSilica | 2.4524 | 0.55081 | 0.01745 | 4 | 478652.4497 |  | 10733.6647 |  | 112.914 | -5.3758e-05 | 2747092182.4709 | 247818.1871 | 16347.7079 | 213477.4572 | 137262.4017 | 24077.0464 | 107171.0698 | 0 | 291000.0094 | 757122.3321 | 516751.549 | 2311027.7606 | 3144235.0165 | 21328933.6444 |  | 1478867.319 | 5147507.7987 | 0 | 33410571.5392 |  | 562.3413 | 0.069801 | 478652.4497 |  | 10733.6647
1 | 3300 | 707 | 0.035 | 15 | 15 | 7 | 7.4989e-13 | 0 | Water | Porous | Wet | R600a | MinimizeLCOE | IgnoreSilica | 3.2714 | 0.77916 | 0.028788 | 4 | 295830.332 |  | 6633.9232 |  | 116.3908 | -5.5204e-05 | 3445085339.9642 | 321834.1269 | 21661.2003 | 281089.9058 | 181687.9503 | 24077.0464 | 127098.5829 | 0 | 373405.0369 | 971523.3101 | 663084.6219 | 2965461.7814 | 3144235.0165 | 21328933.6444 |  | 1478867.319 | 5147507.7987 | 0 | 34065005.56 |  | 749.8942 | 0.11515 | 295830.332 |  | 6633.9232
1 | 3300 | 707 | 0.035 | 15 | 15 | 7 | 1e-12 | 0 | Water | Porous | Wet | R600a | MinimizeLCOE | IgnoreSilica | 4.3406 | 1.0801 | 0.044376 | 4 | 196444.3679 |  | 4405.2171 |  | 119.0621 | -5.6027e-05 | 3842864875.5098 | 410239.1396 | 28042.7603 | 364377.1952 | 240228.9032 | 24077.0464 | 150164.5908 | 0 | 474680.5578 | 1235021.4411 | 842927.5107 | 3769759.1452 | 3144235.0165 | 21328933.6444 |  | 1478867.319 | 5147507.7987 | 0 | 34869302.9238 |  | 1000 | 0.1775 | 196444.3679 |  | 4405.2171
1 | 3300 | 707 | 0.035 | 15 | 15 | 7 | 1.3335e-12 | 0 | Water | Porous | Wet | R600a | MinimizeLCOE | IgnoreSilica | 5.7562 | 1.4809 | 0.065786 | 4 | 136323.4817 |  | 3057.0209 |  | 121.1342 | -5.6336e-05 | 4316568903.2753 | 517268.1671 | 35784.6929 | 468378.1414 | 318201.1287 | 24077.0464 | 177336.0916 | 0 | 601007.6546 | 1563698.6335 | 1067256.4482 | 4773008.0044 | 3144235.0165 | 21328933.6444 |  | 1478867.319 | 5147507.7987 | 0 | 35872551.783 |  | 1333.5214 | 0.26314 | 136323.4817 |  | 3057.0209
1 | 3300 | 707 | 0.035 | 15 | 15 | 7 | 1.7783e-12 | 0 | Water | Porous | Wet | R600a | MinimizeLCOE | IgnoreSilica | 7.669 | 2.0243 | 0.094637 | 4 | 98152.656 |  | 2201.0494 |  | 122.756 | -5.6934e-05 | 4527308514.8568 | 649405.9722 | 45343.0048 | 600778.4052 | 423941.8819 | 24077.0464 | 211720.3761 | 0 | 762554.0077 | 1984009.1068 | 1354126.9827 | 6055956.7838 | 3144235.0165 | 21328933.6444 |  | 1478867.319 | 5147507.7987 | 0 | 37155500.5624 |  | 1778.2794 | 0.37855 | 98152.656 |  | 2201.0494
1 | 3300 | 707 | 0.035 | 15 | 15 | 7 | 2.3714e-12 | 0 | Water | Porous | Wet | R600a | MinimizeLCOE | IgnoreSilica | 10.199 | 2.7445 | 0.13329 | 4 | 72697.8439 |  | 1630.2315 |  | 123.9882 | -5.7281e-05 | 4618061623.8428 | 809161.2684 | 56880.9715 | 765789.9855 | 564137.5016 | 24077.0464 | 252874.4268 | 0 | 964439.2681 | 2509273.1418 | 1712630.4797 | 7659264.0898 | 3144235.0165 | 21328933.6444 |  | 1478867.319 | 5147507.7987 | 0 | 38758807.8684 |  | 2371.3737 | 0.53315 | 72697.8439 |  | 1630.2315
1 | 3300 | 707 | 0.035 | 15 | 15 | 7 | 3.1623e-12 | 0 | Water | Porous | Wet | R600a | MinimizeLCOE | IgnoreSilica | 13.5636 | 3.7036 | 0.18496 | 4 | 55118.0425 |  | 1236.0087 |  | 124.9274 | -5.7525e-05 | 4709318421.85 | 1003610.1893 | 70890.0207 | 972667.3293 | 750863.398 | 24077.0464 | 302822.9354 | 0 | 1218723.0584 | 3170867.4036 | 2164182.1578 | 9678703.5389 | 3144235.0165 | 21328933.6444 |  | 1478867.319 | 5147507.7987 | 0 | 40778247.3175 |  | 3162.2777 | 0.73983 | 55118.0425 |  | 1236.0087
1 | 3300 | 707 | 0.035 | 15 | 15 | 7 | 4.217e-12 | 0 | Water | Porous | Wet | R600a | MinimizeLCOE | IgnoreSilica | 18.0459 | 4.9822 | 0.2539 | 4 | 42665.7619 |  | 956.7693 |  | 125.6421 | -5.7728e-05 | 4755446090.3884 | 1240930.542 | 87938.6432 | 1232509.2466 | 999819.0545 | 24077.0464 | 363770.3368 | 0 | 1540127.4991 | 4007095.829 | 2734925.2409 | 12231193.4385 | 3144235.0165 | 21328933.6444 |  | 1478867.319 | 5147507.7987 | 0 | 43330737.2171 |  | 4216.965 | 1.0156 | 42665.7619 |  | 956.7693
1 | 3300 | 707 | 0.035 | 15 | 15 | 7 | 5.6234e-12 | 0 | Water | Porous | Wet | R600a | MinimizeLCOE | IgnoreSilica | 24.0117 | 6.6848 | 0.34562 | 4 | 33678.6941 |  | 755.2365 |  | 126.1847 | -5.7906e-05 | 4759131062.4576 | 1530615.6461 | 108681.4298 | 1558709.5921 | 1331361.0677 | 24077.0464 | 438187.8927 | 0 | 1946736.7431 | 5065009.675 | 3456973.1787 | 15460352.2716 | 3144235.0165 | 21328933.6444 |  | 1478867.319 | 5147507.7987 | 0 | 46559896.0502 |  | 5623.4133 | 1.3825 | 33678.6941 |  | 755.2365
1 | 3300 | 707 | 0.035 | 15 | 15 | 7 | 7.4989e-12 | 0 | Water | Porous | Wet | R600a | MinimizeLCOE | IgnoreSilica | 31.4855 | 8.8184 | 0.46502 | 4 | 27095.2666 |  | 607.6048 |  | 126.5781 | -5.7166e-05 | 5007554217.2397 | 1864565.1396 | 132514.8408 | 1944881.1782 | 1746857.5695 | 24077.0464 | 518409.1284 | 0 | 2430208.9121 | 6322905.0849 | 4315512.6431 | 19299931.5428 | 3144235.0165 | 21328933.6444 |  | 1478867.319 | 5147507.7987 | 0 | 50399475.3215 |  | 7498.9421 | 1.8601 | 27095.2666 |  | 607.6048
1 | 3300 | 707 | 0.035 | 15 | 15 | 7 | 1e-11 | 0 | Water | Porous | Wet | R600a | MinimizeLCOE | IgnoreSilica | 40 | 11.25 | 0.6148 | 4 | 22180.3664 |  | 497.3893 |  | 126.8504 | -5.4553e-05 | 5856296240.9504 | 2217427.6044 | 157617.9228 | 2362767.6194 | 2220359.8673 | 24077.0464 | 587773.7806 | 0 | 2952309.2979 | 7681303.1913 | 5242647.263 | 23446283.593 | 3144235.0165 | 21328933.6444 |  | 1478867.319 | 5147507.7987 | 0 | 54545827.3717 |  | 10000 | 2.4592 | 22180.3664 |  | 497.3893
1 | 3300 | 707 | 0.035 | 15 | 15 | 7 | 1.3335e-11 | 0 | Water | Porous | Wet | R600a | MinimizeLCOE | IgnoreSilica | 50.3381 | 14.2032 | 0.80392 | 4 | 18464.26 |  | 414.0565 |  | 127.0614 | -5.1633e-05 | 6741731458.7177 | 2617399.5363 | 185988.5968 | 2846738.4902 | 2795447.0066 | 24077.0464 | 659522.4519 | 0 | 3560377.52 | 9263371.9732 | 6322441.715 | 28275364.3364 | 3144235.0165 | 21328933.6444 |  | 1478867.319 | 5147507.7987 | 0 | 59374908.115 |  | 13335.2143 | 3.2157 | 18464.26 |  | 414.0565
1 | 3300 | 707 | 0.035 | 15 | 15 | 7 | 1.7783e-11 | 0 | Water | Porous | Wet | R600a | MinimizeLCOE | IgnoreSilica | 62.6233 | 17.7141 | 1.0378 | 4 | 15632.4422 |  | 350.5537 |  | 127.227 | -4.8448e-05 | 7655129511.3224 | 3062774.1975 | 217491.247 | 3396597.8666 | 3479088.6986 | 24077.0464 | 731180.639 | 0 | 4255371.7811 | 11071604.4776 | 7556597.5547 | 33794783.5085 | 3144235.0165 | 21328933.6444 |  | 1478867.319 | 5147507.7987 | 0 | 64894327.2872 |  | 17782.7941 | 4.1513 | 15632.4422 |  | 350.5537
1 | 3300 | 707 | 0.035 | 15 | 15 | 7 | 2.3714e-11 | 0 | Water | Porous | Wet | R600a | MinimizeLCOE | IgnoreSilica | 76.7519 | 21.7542 | 1.3186 | 4 | 13463.9924 |  | 301.9268 |  | 127.3592 | -4.5014e-05 | 8577671065.9497 | 3544883.2442 | 251501.1253 | 4002997.9681 | 4265728.8058 | 24077.0464 | 798497.0618 | 0 | 5026197.2482 | 13077134.2249 | 8925412.8167 | 39916429.5414 | 3144235.0165 | 21328933.6444 |  | 1478867.319 | 5147507.7987 | 0 | 71015973.3201 |  | 23713.7371 | 5.2745 | 13463.9924 |  | 301.9268
1 | 3300 | 707 | 0.035 | 15 | 15 | 7 | 3.1623e-11 | 0 | Water | Porous | Wet | R600a | MinimizeLCOE | IgnoreSilica | 92.3675 | 26.2233 | 1.6432 | 4 | 11800.6377 |  | 264.6264 |  | 127.4675 | -4.1407e-05 | 9481328338.2477 | 4049146.6829 | 286988.2512 | 4648024.5586 | 5135774.7825 | 24077.0464 | 856990.9345 | 0 | 5850390.8798 | 15221516.9891 | 10388998.116 | 46461908.2408 | 3144235.0165 | 21328933.6444 |  | 1478867.319 | 5147507.7987 | 0 | 77561452.0195 |  | 31622.7766 | 6.5726 | 11800.6377 |  | 264.6264
1 | 3300 | 707 | 0.035 | 15 | 15 | 7 | 4.217e-11 | 0 | Water | Porous | Wet | R600a | MinimizeLCOE | IgnoreSilica | 108.7445 | 30.9152 | 2.0003 | 4 | 10526.4895 |  | 236.054 |  | 127.558 | -3.7707e-05 | 10348947957.6842 | 4552814.6888 | 322360.1528 | 5301877.7202 | 6049059.1052 | 24077.0464 | 901511.6412 | 0 | 6689163.1383 | 17403830.3498 | 11878471.8267 | 53123165.6694 | 3144235.0165 | 21328933.6444 |  | 1478867.319 | 5147507.7987 | 0 | 84222709.448 |  | 42169.6503 | 8.001 | 10526.4895 |  | 236.054
1 | 3300 | 707 | 0.035 | 15 | 15 | 7 | 5.6234e-11 | 0 | Water | Porous | Wet | R600a | MinimizeLCOE | IgnoreSilica | 124.9855 | 35.574 | 2.3721 | 4 | 9554.1872 |  | 214.2503 |  | 127.6351 | -3.4061e-05 | 11155246012.271 | 5031885.1188 | 355947.9831 | 5931651.7454 | 6955727.21 | 24077.0464 | 929169.2184 | 0 | 7499098.7456 | 19511116.6595 | 13316738.0334 | 59555411.7606 | 3144235.0165 | 21328933.6444 |  | 1478867.319 | 5147507.7987 | 0 | 90654955.5393 |  | 56234.1325 | 9.4885 | 9554.1872 |  | 214.2503
1 | 3300 | 707 | 0.035 | 15 | 15 | 7 | 7.4989e-11 | 0 | Water | Porous | Wet | R600a | MinimizeLCOE | IgnoreSilica | 140.2092 | 39.947 | 2.7378 | 4 | 8815.9178 |  | 197.6948 |  | 127.7011 | -3.0625e-05 | 11882067503.9624 | 5465706.1261 | 386323.9728 | 6507854.3051 | 7806602.6778 | 24077.0464 | 939898.7934 | 0 | 8240880.5394 | 21441080.7265 | 14633978.166 | 65446402.3535 | 3144235.0165 | 21328933.6444 |  | 1478867.319 | 5147507.7987 | 0 | 96545946.1321 |  | 74989.4209 | 10.9513 | 8815.9178 |  | 197.6948
1 | 3300 | 707 | 0.035 | 15 | 15 | 7 | 1e-10 | 0 | Water | Porous | Wet | R600a | MinimizeLCOE | IgnoreSilica | 153.7487 | 43.8418 | 3.0782 | 4 | 8258.0685 |  | 185.1852 |  | 127.7571 | -2.7525e-05 | 12512998631.3989 | 5840992.2666 | 412576.5087 | 7010427.1944 | 8564256.2209 | 24077.0464 | 936224.4639 | 0 | 8887535.9433 | 23123545.4403 | 15782294.9043 | 70581929.9888 | 3144235.0165 | 21328933.6444 |  | 1478867.319 | 5147507.7987 | 0 | 101681473.7675 |  | 100000 | 12.313 | 8258.0685 |  | 185.1852
1 | 3300 | 707 | 0.035 | 15 | 15 | 7 | 1.3335e-10 | 0 | Water | Porous | Wet | R600a | MinimizeLCOE | IgnoreSilica | 165.2755 | 47.162 | 3.3803 | 4 | 7838.1721 |  | 175.7691 |  | 127.8037 | -2.4841e-05 | 13050282107.2474 | 6153642.6511 | 434432.968 | 7431807.6273 | 9210022.2994 | 24077.0464 | 922431.9438 | 0 | 9428801.669 | 24531807.8297 | 16743462.922 | 74880486.9566 | 3144235.0165 | 21328933.6444 |  | 1478867.319 | 5147507.7987 | 0 | 105980030.7353 |  | 133352.1432 | 13.521 | 7838.1721 |  | 175.7691
1 | 3300 | 707 | 0.035 | 15 | 15 | 7 | 1.7783e-10 | 0 | Water | Porous | Wet | R600a | MinimizeLCOE | IgnoreSilica | 174.7427 | 49.8923 | 3.6375 | 4 | 7522.9325 |  | 168.6999 |  | 127.8417 | -2.2591e-05 | 13496936754.8445 | 6406193.2354 | 452080.0754 | 7773855.3207 | 9740949.184 | 24077.0464 | 902852.8686 | 0 | 9867003.0149 | 25671917.8441 | 17521611.4337 | 78360540.0231 | 3144235.0165 | 21328933.6444 |  | 1478867.319 | 5147507.7987 | 0 | 109460083.8017 |  | 177827.941 | 14.5502 | 7522.9325 |  | 168.6999
1 | 3300 | 707 | 0.035 | 15 | 15 | 7 | 2.3714e-10 | 0 | Water | Porous | Wet | R600a | MinimizeLCOE | IgnoreSilica | 182.3527 | 52.0893 | 3.8504 | 4 | 7286.6164 |  | 163.4006 |  | 127.8724 | -2.0209e-05 | 13856850694.9735 | 6606652.6197 | 466083.0693 | 8046357.1403 | 10168097.8256 | 24077.0464 | 881593.3872 | 0 | 10215215.8245 | 26577896.1464 | 18139960.2411 | 81125933.3005 | 3144235.0165 | 21328933.6444 |  | 1478867.319 | 5147507.7987 | 0 | 112225477.0791 |  | 237137.3706 | 15.4016 | 7286.6164 |  | 163.4006
1 | 3300 | 707 | 0.035 | 15 | 15 | 7 | 3.1623e-10 | 0 | Water | Porous | Wet | R600a | MinimizeLCOE | IgnoreSilica | 188.3307 | 53.8166 | 4.0219 | 4 | 7109.5887 |  | 159.4308 |  | 127.8965 | -1.8201e-05 | 14144852935.045 | 6762631.8322 | 476976.7381 | 8258982.8229 | 10503890.2949 | 24077.0464 | 860820.0418 | 0 | 10486077.7227 | 27282623.2443 | 18620950.9661 | 83277030.7093 | 3144235.0165 | 21328933.6444 |  | 1478867.319 | 5147507.7987 | 0 | 114376574.4879 |  | 316227.766 | 16.0876 | 7109.5887 |  | 159.4308
1 | 3300 | 707 | 0.035 | 15 | 15 | 7 | 4.217e-10 | 0 | Water | Porous | Wet | R600a | MinimizeLCOE | IgnoreSilica | 192.9593 | 55.155 | 4.1575 | 4 | 6977.0042 |  | 156.4576 |  | 127.9152 | -1.651e-05 | 14372567107.3647 | 6882545.3075 | 485350.4394 | 8422784.243 | 10764040.0697 | 24077.0464 | 841982.0861 | 0 | 10694103.8849 | 27823864.6462 | 18990359.3443 | 84929107.0674 | 3144235.0165 | 21328933.6444 |  | 1478867.319 | 5147507.7987 | 0 | 116028650.846 |  | 421696.5034 | 16.6302 | 6977.0042 |  | 156.4576
1 | 3300 | 707 | 0.035 | 15 | 15 | 7 | 5.6234e-10 | 0 | Water | Porous | Wet | R600a | MinimizeLCOE | IgnoreSilica | 196.5324 | 56.1887 | 4.2637 | 4 | 6877.7019 |  | 154.2308 |  | 127.9298 | -1.5082e-05 | 14548081715.5225 | 6974621.8508 | 491779.6828 | 8548755.5144 | 10964960.9615 | 24077.0464 | 826002.2059 | 0 | 10853776.9321 | 28239301.1616 | 19273903.3024 | 86197178.6579 | 3144235.0165 | 21328933.6444 |  | 1478867.319 | 5147507.7987 | 0 | 117296722.4365 |  | 562341.3252 | 17.0546 | 6877.7019 |  | 154.2308
1 | 3300 | 707 | 0.035 | 15 | 15 | 7 | 7.4989e-10 | 0 | Water | Porous | Wet | R600a | MinimizeLCOE | IgnoreSilica | 199.2586 | 56.9778 | 4.3457 | 4 | 6803.3162 |  | 152.5627 |  | 127.9409 | -1.4405e-05 | 14683655352.85 | 7044593.9057 | 496665.1824 | 8644596.4282 | 11118315.6719 | 24077.0464 | 812758.4003 | 0 | 10974992.5876 | 28554679.4324 | 19489155.4526 | 87159834.1075 | 3144235.0165 | 21328933.6444 |  | 1478867.319 | 5147507.7987 | 0 | 118259377.8861 |  | 749894.2093 | 17.3826 | 6803.3162 |  | 152.5627
1 | 3300 | 707 | 0.035 | 15 | 15 | 7 | 1e-09 | 0 | Water | Porous | Wet | R600a | MinimizeLCOE | IgnoreSilica | 201.3197 | 57.5745 | 4.4084 | 4 | 6747.5852 |  | 151.313 |  | 127.9494 | -1.3342e-05 | 14788597347.451 | 7097337.1315 | 500347.5957 | 8716901.4961 | 11234289.0497 | 24077.0464 | 801971.3517 | 0 | 11066220.2317 | 28792035.049 | 19651155.5381 | 87884334.4898 | 3144235.0165 | 21328933.6444 |  | 1478867.319 | 5147507.7987 | 0 | 118983878.2684 |  | 1000000 | 17.6335 | 6747.5852 |  | 151.313
1 | 3300 | 707 | 0.035 | 15 | 15 | 7 | 1.3335e-09 | 0 | Water | Porous | Wet | R600a | MinimizeLCOE | IgnoreSilica | 202.8861 | 58.0281 | 4.4563 | 4 | 6705.8231 |  | 150.3765 |  | 127.9558 | -1.2949e-05 | 14867953845.0088 | 7137331.5077 | 503139.833 | 8771764.6792 | 11322445.2118 | 24077.0464 | 793494.4461 | 0 | 11135378.5624 | 28971970.8392 | 19773965.4122 | 88433567.538 | 3144235.0165 | 21328933.6444 |  | 1478867.319 | 5147507.7987 | 0 | 119533111.3167 |  | 1333521.4322 | 17.8253 | 6705.8231 |  | 150.3765
1 | 3300 | 707 | 0.035 | 15 | 15 | 7 | 1.7783e-09 | 0 | Water | Porous | Wet | R600a | MinimizeLCOE | IgnoreSilica | 204.0628 | 58.369 | 4.4926 | 4 | 6674.5238 |  | 149.6746 |  | 127.9606 | -1.2649e-05 | 14928852536.1659 | 7167325.2245 | 505233.8217 | 8812929.1279 | 11388679.1791 | 24077.0464 | 786811.6354 | 0 | 11187171.8536 | 29106726.3586 | 19865938.8232 | 88844893.0704 | 3144235.0165 | 21328933.6444 |  | 1478867.319 | 5147507.7987 | 0 | 119944436.849 |  | 1778279.41 | 17.9705 | 6674.5238 |  | 149.6746
1 | 3300 | 707 | 0.035 | 15 | 15 | 7 | 2.3714e-09 | 0 | Water | Porous | Wet | R600a | MinimizeLCOE | IgnoreSilica | 204.9667 | 58.6308 | 4.5204 | 4 | 6651.0631 |  | 149.1485 |  | 127.9644 | -1.2426e-05 | 14973182444.7569 | 7190336.4701 | 506840.3152 | 8844521.9562 | 11439564.0983 | 24077.0464 | 781818.7428 | 0 | 11226991.8653 | 29210329.8608 | 19936650.3423 | 89161130.6974 | 3144235.0165 | 21328933.6444 |  | 1478867.319 | 5147507.7987 | 0 | 120260674.476 |  | 2371373.7057 | 18.0814 | 6651.0631 |  | 149.1485
1 | 3300 | 707 | 0.035 | 15 | 15 | 7 | 3.1623e-09 | 0 | Water | Porous | Wet | R600a | MinimizeLCOE | IgnoreSilica | 205.6239 | 58.8213 | 4.541 | 4 | 6633.4762 |  | 148.7541 |  | 127.9671 | -1.1714e-05 | 15009077752.0422 | 7207052.5451 | 508007.3026 | 8867478.2922 | 11476566.8466 | 24077.0464 | 777752.0287 | 0 | 11255764.2841 | 29285189.7924 | 19987743.7838 | 89389631.922 | 3144235.0165 | 21328933.6444 |  | 1478867.319 | 5147507.7987 | 0 | 120489175.7006 |  | 3162277.6602 | 18.1638 | 6633.4762 |  | 148.7541
1 | 3300 | 707 | 0.035 | 15 | 15 | 7 | 4.217e-09 | 0 | Water | Porous | Wet | R600a | MinimizeLCOE | IgnoreSilica | 206.1381 | 58.9702 | 4.5568 | 4 | 6620.2913 |  | 148.4584 |  | 127.9692 | -1.1588e-05 | 15034065941.1348 | 7220120.9187 | 508919.6341 | 8885428.7236 | 11505517.1357 | 24077.0464 | 774853.2129 | 0 | 11278377.5018 | 29344024.7463 | 20027899.8488 | 89569218.7682 | 3144235.0165 | 21328933.6444 |  | 1478867.319 | 5147507.7987 | 0 | 120668762.5468 |  | 4216965.0343 | 18.2271 | 6620.2913 |  | 148.4584
1 | 3300 | 707 | 0.035 | 15 | 15 | 7 | 5.6234e-09 | 0 | Water | Porous | Wet | R600a | MinimizeLCOE | IgnoreSilica | 206.513 | 59.0789 | 4.5685 | 4 | 6610.4059 |  | 148.2367 |  | 127.9707 | -1.1491e-05 | 15054074338.1107 | 7229644.4325 | 509584.4844 | 8898512.0745 | 11526626.9506 | 24077.0464 | 772534.4721 | 0 | 11294781.9896 | 29386705.8585 | 20057030.5848 | 89699497.8933 | 3144235.0165 | 21328933.6444 |  | 1478867.319 | 5147507.7987 | 0 | 120799041.6719 |  | 5623413.2519 | 18.2741 | 6610.4059 |  | 148.2367
1 | 3300 | 707 | 0.035 | 15 | 15 | 7 | 7.4989e-09 | 0 | Water | Porous | Wet | R600a | MinimizeLCOE | IgnoreSilica | 206.7908 | 59.1594 | 4.5773 | 4 | 6602.994 |  | 148.0705 |  | 127.9719 | -1.1418e-05 | 15069511335.2051 | 7236699.3903 | 510076.9981 | 8908205.2423 | 11542271.6923 | 24077.0464 | 770741.3728 | 0 | 11306907.9794 | 29418255.1966 | 20078563.6564 | 89795798.5745 | 3144235.0165 | 21328933.6444 |  | 1478867.319 | 5147507.7987 | 0 | 120895342.3531 |  | 7498942.0933 | 18.3092 | 6602.994 |  | 148.0705
1 | 3300 | 707 | 0.035 | 15 | 15 | 7 | 1e-08 | 0 | Water | Porous | Wet | R600a | MinimizeLCOE | IgnoreSilica | 207.0077 | 59.2222 | 4.584 | 4 | 6597.4365 |  | 147.9459 |  | 127.9728 | -1.1364e-05 | 15080252569.9355 | 7242205.2149 | 510461.3664 | 8915770.5704 | 11554485.0114 | 24077.0464 | 769471.3236 | 0 | 11316423.5079 | 29443012.6499 | 20095461.1269 | 89871367.8177 | 3144235.0165 | 21328933.6444 |  | 1478867.319 | 5147507.7987 | 0 | 120970911.5963 |  | 10000000 | 18.336 | 6597.4365 |  | 147.9459
1 | 3400 | 707 | 0.035 | 15 | 15 | 7 | 1e-13 | 0 | Water | Porous | Wet | R600a | MinimizeLCOE | IgnoreSilica | 0 | 0 | 0 | 4 |  |  |  |  | 0 | 0 | 6667893750.0241 | 3414.7372 | 144.157 | 3470.5202 | 25593.7498 | 24077.0464 | 18269.7491 | 0 | 29238.2842 | 76072.018 | 51920.7154 | 232200.9773 | 3144235.0165 | 22127948.6619 |  | 1478867.319 | 5307310.8022 | 0 |  |  | 100 | 0
1 | 3400 | 707 | 0.035 | 15 | 15 | 7 | 1.3335e-13 | 0 | Water | Porous | Wet | R600a | MinimizeLCOE | IgnoreSilica | 0 | 0 | 0 | 4 |  |  |  |  | 0 | 0 | 3980093978.4673 | 3417.3673 | 144.2776 | 3473.1132 | 25594.8666 | 24077.0464 | 15890.4994 | 0 | 28312.8965 | 73664.3488 | 50277.4317 | 224851.8475 | 3144235.0165 | 22127948.6619 |  | 1478867.319 | 5307310.8022 | 0 |  |  | 133.3521 | 0
1 | 3400 | 707 | 0.035 | 15 | 15 | 7 | 1.7783e-13 | 0 | Water | Porous | Wet | R600a | MinimizeLCOE | IgnoreSilica | 0 | 0 | 0 | 4 |  |  |  |  | 0 | 0 | 1965884591.4043 | 3419.3484 | 144.3683 | 3475.0659 | 25595.7076 | 24077.0464 | 13716.5437 | 0 | 27466.9513 | 71463.373 | 48775.2205 | 218133.6249 | 3144235.0165 | 22127948.6619 |  | 1478867.319 | 5307310.8022 | 0 |  |  | 177.8279 | 0
1 | 3400 | 707 | 0.035 | 15 | 15 | 7 | 2.3714e-13 | 0 | Water | Porous | Wet | R600a | MinimizeLCOE | IgnoreSilica | 1.0464 | 0.17985 | 0.0013881 | 4 | 5970332.7495 |  | 133883.2591 |  | 98.4683 | -4.768e-05 | 139483731.3394 | 104184.441 | 6324.4225 | 88045.2083 | 64347.4704 | 24077.0464 | 65436.3974 | 0 | 137441.8445 | 357595.4863 | 244066.2673 | 1091518.5842 | 3144235.0165 | 22127948.6619 |  | 1478867.319 | 5307310.8022 | 0 | 33149880.3838 |  | 237.1374 | 0.0055524 | 5970332.7495 |  | 133883.2591
1 | 3400 | 707 | 0.035 | 15 | 15 | 7 | 3.1623e-13 | 0 | Water | Porous | Wet | R600a | MinimizeLCOE | IgnoreSilica | 1.4363 | 0.2851 | 0.005621 | 4 | 1491258.5634 |  | 33441.1104 |  | 105.9544 | -5.192e-05 | 1883451495.4417 | 150467.2326 | 9529.7095 | 126640.29 | 84880.838 | 24077.0464 | 79424.2398 | 0 | 185257.5489 | 482002.1408 | 328976.3653 | 1471255.4113 | 3144235.0165 | 22127948.6619 |  | 1478867.319 | 5307310.8022 | 0 | 33529617.2109 |  | 316.2278 | 0.022484 | 1491258.5634 |  | 33441.1104
1 | 3400 | 707 | 0.035 | 15 | 15 | 7 | 4.217e-13 | 0 | Water | Porous | Wet | R600a | MinimizeLCOE | IgnoreSilica | 1.8993 | 0.41534 | 0.012147 | 4 | 698837.0673 |  | 15671.2512 |  | 111.3654 | -5.3387e-05 | 3518304488.7183 | 201861.6308 | 13185.6216 | 170499.3298 | 110076.6146 | 24077.0464 | 92413.3671 | 0 | 238724.308 | 621111.6803 | 423921.4843 | 1895871.0828 | 3144235.0165 | 22127948.6619 |  | 1478867.319 | 5307310.8022 | 0 | 33954232.8824 |  | 421.6965 | 0.048587 | 698837.0673 |  | 15671.2512
1 | 3400 | 707 | 0.035 | 15 | 15 | 7 | 5.6234e-13 | 0 | Water | Porous | Wet | R600a | MinimizeLCOE | IgnoreSilica | 2.5229 | 0.59517 | 0.021564 | 4 | 399960.5701 |  | 8969.0185 |  | 115.8156 | -5.5052e-05 | 4610454825.3546 | 265972.9501 | 17824.6506 | 226685.9108 | 144767.7199 | 24077.0464 | 108731.9913 | 0 | 307343.505 | 799644.7551 | 545773.9764 | 2440822.5055 | 3144235.0165 | 22127948.6619 |  | 1478867.319 | 5307310.8022 | 0 | 34499184.3052 |  | 562.3413 | 0.086256 | 399960.5701 |  | 8969.0185
1 | 3400 | 707 | 0.035 | 15 | 15 | 7 | 7.4989e-13 | 0 | Water | Porous | Wet | R600a | MinimizeLCOE | IgnoreSilica | 3.3344 | 0.83285 | 0.034725 | 4 | 253194.7462 |  | 5677.8306 |  | 119.2947 | -5.6041e-05 | 5456712163.182 | 342707.9771 | 23437.2519 | 295906.6248 | 190596.8802 | 24077.0464 | 127482.1522 | 0 | 391641.0937 | 1018969.7891 | 695467.8188 | 3110286.6341 | 3144235.0165 | 22127948.6619 |  | 1478867.319 | 5307310.8022 | 0 | 35168648.4337 |  | 749.8942 | 0.1389 | 253194.7462 |  | 5677.8306
1 | 3400 | 707 | 0.035 | 15 | 15 | 7 | 1e-12 | 0 | Water | Porous | Wet | R600a | MinimizeLCOE | IgnoreSilica | 4.4332 | 1.1579 | 0.053142 | 4 | 169475.9766 |  | 3800.4575 |  | 122.0863 | -5.6867e-05 | 6073861247.5997 | 437917.9626 | 30442.2369 | 384433.2411 | 253298.679 | 24077.0464 | 150654.0918 | 0 | 499521.0705 | 1299651.3596 | 887038.7581 | 3967034.4459 | 3144235.0165 | 22127948.6619 |  | 1478867.319 | 5307310.8022 | 0 | 36025396.2456 |  | 1000 | 0.21257 | 169475.9766 |  | 3800.4575
1 | 3400 | 707 | 0.035 | 15 | 15 | 7 | 1.3335e-12 | 0 | Water | Porous | Wet | R600a | MinimizeLCOE | IgnoreSilica | 5.8754 | 1.587 | 0.077938 | 4 | 118961.4346 |  | 2667.6812 |  | 124.2304 | -5.7408e-05 | 6470367115.7708 | 552190.9388 | 38869.7997 | 494004.2123 | 336140.5427 | 24077.0464 | 178141.4595 | 0 | 633135.3598 | 1647288.3322 | 1124308.1351 | 5028155.8264 | 3144235.0165 | 22127948.6619 |  | 1478867.319 | 5307310.8022 | 0 | 37086517.626 |  | 1333.5214 | 0.31175 | 118961.4346 |  | 2667.6812
1 | 3400 | 707 | 0.035 | 15 | 15 | 7 | 1.7783e-12 | 0 | Water | Porous | Wet | R600a | MinimizeLCOE | IgnoreSilica | 7.822 | 2.1684 | 0.11155 | 4 | 86153.0538 |  | 1931.9613 |  | 125.9093 | -5.8054e-05 | 6661903423.0248 | 693198.9343 | 49268.5732 | 633421.8132 | 448448.8451 | 24077.0464 | 212543.0364 | 0 | 803773.7169 | 2091254.3348 | 1427324.0545 | 6383310.3547 | 3144235.0165 | 22127948.6619 |  | 1478867.319 | 5307310.8022 | 0 | 38441672.1543 |  | 1778.2794 | 0.4462 | 86153.0538 |  | 1931.9613
1 | 3400 | 707 | 0.035 | 15 | 15 | 7 | 2.3714e-12 | 0 | Water | Porous | Wet | R600a | MinimizeLCOE | IgnoreSilica | 10.399 | 2.9398 | 0.15655 | 4 | 64094.9336 |  | 1437.3133 |  | 127.1875 | -5.8452e-05 | 6814101778.5161 | 863876.0047 | 61836.9069 | 807333.0023 | 597516.5947 | 24077.0464 | 253807.9575 | 0 | 1017294.5299 | 2646791.6909 | 1806489.7152 | 8079023.4485 | 3144235.0165 | 22127948.6619 |  | 1478867.319 | 5307310.8022 | 0 | 40137385.2481 |  | 2371.3737 | 0.62622 | 64094.9336 |  | 1437.3133
1 | 3400 | 707 | 0.035 | 15 | 15 | 7 | 3.1623e-12 | 0 | Water | Porous | Wet | R600a | MinimizeLCOE | IgnoreSilica | 13.8459 | 3.9727 | 0.21684 | 4 | 48752.7615 |  | 1093.2688 |  | 128.1666 | -5.8831e-05 | 6883207337.9119 | 1072795.1631 | 77184.2837 | 1026564.0376 | 797215.427 | 24077.0464 | 304504.6384 | 0 | 1287912.8325 | 3350885.003 | 2287047.8683 | 10228186.3001 | 3144235.0165 | 22127948.6619 |  | 1478867.319 | 5307310.8022 | 0 | 42286548.0997 |  | 3162.2777 | 0.86737 | 48752.7615 |  | 1093.2688
1 | 3400 | 707 | 0.035 | 15 | 15 | 7 | 4.217e-12 | 0 | Water | Porous | Wet | R600a | MinimizeLCOE | IgnoreSilica | 18.4164 | 5.3434 | 0.29713 | 4 | 37853.89 |  | 848.8643 |  | 128.9077 | -5.9062e-05 | 6932941995.3385 | 1326579.6612 | 95771.4704 | 1300628.6064 | 1062267.0582 | 24077.0464 | 365732.8158 | 0 | 1628272.0967 | 4236429.9912 | 2891450.5189 | 12931209.2651 | 3144235.0165 | 22127948.6619 |  | 1478867.319 | 5307310.8022 | 0 | 44989571.0647 |  | 4216.965 | 1.1885 | 37853.89 |  | 848.8643
1 | 3400 | 707 | 0.035 | 15 | 15 | 7 | 5.6234e-12 | 0 | Water | Porous | Wet | R600a | MinimizeLCOE | IgnoreSilica | 24.4916 | 7.1663 | 0.4039 | 4 | 29961.2495 |  | 671.8737 |  | 129.4699 | -5.9246e-05 | 6945135958.8021 | 1636018.0803 | 118359.9703 | 1644239.3093 | 1414792.9489 | 24077.0464 | 440325.5195 | 0 | 2058347.0212 | 5355396.724 | 3655168.3065 | 16346724.9265 | 3144235.0165 | 22127948.6619 |  | 1478867.319 | 5307310.8022 | 0 | 48405086.7261 |  | 5623.4133 | 1.6156 | 29961.2495 |  | 671.8737
1 | 3400 | 707 | 0.035 | 15 | 15 | 7 | 7.4989e-12 | 0 | Water | Porous | Wet | R600a | MinimizeLCOE | IgnoreSilica | 32.499 | 9.5699 | 0.54502 | 4 | 24169.7569 |  | 542.0009 |  | 129.8943 | -5.9298e-05 | 6945608979.4896 | 2010671.0219 | 145611.6383 | 2071713.8927 | 1879662.1737 | 24077.0464 | 530030.9048 | 0 | 2598089.0043 | 6759694.6479 | 4613630.495 | 20633180.825 | 3144235.0165 | 22127948.6619 |  | 1478867.319 | 5307310.8022 | 0 | 52691542.6246 |  | 7498.9421 | 2.1801 | 24169.7569 |  | 542.0009
1 | 3400 | 707 | 0.035 | 15 | 15 | 7 | 1e-11 | 0 | Water | Porous | Wet | R600a | MinimizeLCOE | IgnoreSilica | 43.03 | 12.7319 | 0.73059 | 4 | 19871.4473 |  | 445.6124 |  | 130.2169 | -5.9291e-05 | 6903092900.1124 | 2464011.2829 | 178470.0351 | 2602698.2907 | 2491238.987 | 24077.0464 | 638362.7941 | 0 | 3275554.7901 | 8522321.6552 | 5816659.6459 | 26013394.5273 | 3144235.0165 | 22127948.6619 |  | 1478867.319 | 5307310.8022 | 0 | 58071756.3269 |  | 10000 | 2.9224 | 19871.4473 |  | 445.6124
1 | 3400 | 707 | 0.035 | 15 | 15 | 7 | 1.3335e-11 | 0 | Water | Porous | Wet | R600a | MinimizeLCOE | IgnoreSilica | 54.3749 | 16.1395 | 0.95485 | 4 | 16640.8885 |  | 373.1679 |  | 130.4296 | -5.6432e-05 | 7718007171.3535 | 2917173.6439 | 211206.2959 | 3146002.8494 | 3150317.2194 | 24077.0464 | 721428.0533 | 0 | 3966379.9922 | 10319707.1233 | 7043412.1604 | 31499704.3841 | 3144235.0165 | 22127948.6619 |  | 1478867.319 | 5307310.8022 | 0 | 63558066.1837 |  | 13335.2143 | 3.8194 | 16640.8885 |  | 373.1679
1 | 3400 | 707 | 0.035 | 15 | 15 | 7 | 1.7783e-11 | 0 | Water | Porous | Wet | R600a | MinimizeLCOE | IgnoreSilica | 67.3903 | 20.051 | 1.2277 | 4 | 14172.586 |  | 317.8168 |  | 130.5917 | -5.2801e-05 | 8726521688.7768 | 3404453.2566 | 246303.9519 | 3742022.2568 | 3906801.7732 | 24077.0464 | 796567.0771 | 0 | 4726887.8912 | 12298392.6748 | 8393905.7072 | 37539411.6351 | 3144235.0165 | 22127948.6619 |  | 1478867.319 | 5307310.8022 | 0 | 69597773.4347 |  | 17782.7941 | 4.9107 | 14172.586 |  | 317.8168
1 | 3400 | 707 | 0.035 | 15 | 15 | 7 | 2.3714e-11 | 0 | Water | Porous | Wet | R600a | MinimizeLCOE | IgnoreSilica | 82.2212 | 24.511 | 1.5523 | 4 | 12278.2907 |  | 275.3377 |  | 130.722 | -4.8905e-05 | 9729867988.1981 | 3927830.5216 | 283901.3357 | 4393887.974 | 4769337.8937 | 24077.0464 | 865777.5855 | 0 | 5563276.8192 | 14474505.0985 | 9879147.151 | 44181741.4255 | 3144235.0165 | 22127948.6619 |  | 1478867.319 | 5307310.8022 | 0 | 76240103.2252 |  | 23713.7371 | 6.2093 | 12278.2907 |  | 275.3377
1 | 3400 | 707 | 0.035 | 15 | 15 | 7 | 3.1623e-11 | 0 | Water | Porous | Wet | R600a | MinimizeLCOE | IgnoreSilica | 98.4427 | 29.3938 | 1.9236 | 4 | 10823.0509 |  | 242.7043 |  | 130.8297 | -4.4846e-05 | 10708045766.9248 | 4470458.3134 | 322789.6837 | 5080805.3671 | 5713526.2681 | 24077.0464 | 924452.4993 | 0 | 6449082.5794 | 16779189.983 | 11452141.9413 | 51216523.6818 | 3144235.0165 | 22127948.6619 |  | 1478867.319 | 5307310.8022 | 0 | 83274885.4814 |  | 31622.7766 | 7.6942 | 10823.0509 |  | 242.7043
1 | 3400 | 707 | 0.035 | 15 | 15 | 7 | 4.217e-11 | 0 | Water | Porous | Wet | R600a | MinimizeLCOE | IgnoreSilica | 115.2561 | 34.4606 | 2.327 | 4 | 9707.4056 |  | 217.6862 |  | 130.9206 | -4.0727e-05 | 11638008745.8279 | 5007045.4613 | 361168.6928 | 5769774.1535 | 6693162.1309 | 24077.0464 | 967444.7268 | 0 | 7340842.1625 | 19099365.4931 | 13035709.4018 | 58298589.269 | 3144235.0165 | 22127948.6619 |  | 1478867.319 | 5307310.8022 | 0 | 90356951.0687 |  | 42169.6503 | 9.308 | 9707.4056 |  | 217.6862
1 | 3400 | 707 | 0.035 | 15 | 15 | 7 | 5.6234e-11 | 0 | Water | Porous | Wet | R600a | MinimizeLCOE | IgnoreSilica | 131.7413 | 39.4352 | 2.7419 | 4 | 8855.7798 |  | 198.5887 |  | 130.9986 | -3.6718e-05 | 12491943660.0751 | 5512557.5465 | 397267.9511 | 6426650.3488 | 7654831.8064 | 24077.0464 | 992483.0513 | 0 | 8193068.4227 | 21316683.4064 | 14549074.4389 | 65066694.0186 | 3144235.0165 | 22127948.6619 |  | 1478867.319 | 5307310.8022 | 0 | 97125055.8182 |  | 56234.1325 | 10.9674 | 8855.7798 |  | 198.5887
1 | 3400 | 707 | 0.035 | 15 | 15 | 7 | 7.4989e-11 | 0 | Water | Porous | Wet | R600a | MinimizeLCOE | IgnoreSilica | 146.9929 | 44.044 | 3.1443 | 4 | 8209.0616 |  | 184.0862 |  | 131.0654 | -3.2973e-05 | 13256532336.4488 | 5965140.9523 | 429550.6467 | 7020488.3067 | 8545655.7794 | 24077.0464 | 999695.043 | 0 | 8963997.0321 | 23322481.5088 | 15918072.8588 | 71189159.1742 | 3144235.0165 | 22127948.6619 |  | 1478867.319 | 5307310.8022 | 0 | 103247520.9738 |  | 74989.4209 | 12.5773 | 8209.0616 |  | 184.0862
1 | 3400 | 707 | 0.035 | 15 | 15 | 7 | 1e-10 | 0 | Water | Porous | Wet | R600a | MinimizeLCOE | IgnoreSilica | 160.4159 | 48.1062 | 3.5145 | 4 | 7720.3571 |  | 173.1271 |  | 131.122 | -2.9629e-05 | 13919408705.5191 | 6353187.1683 | 457206.8627 | 7533589.4412 | 9330693.0796 | 24077.0464 | 992534.7155 | 0 | 9629602.4424 | 25054250.2519 | 17100040.6103 | 76475181.6183 | 3144235.0165 | 22127948.6619 |  | 1478867.319 | 5307310.8022 | 0 | 108533543.418 |  | 100000 | 14.0581 | 7720.3571 |  | 173.1271
1 | 3400 | 707 | 0.035 | 15 | 15 | 7 | 1.3335e-10 | 0 | Water | Porous | Wet | R600a | MinimizeLCOE | IgnoreSilica | 171.7413 | 51.5383 | 3.8396 | 4 | 7352.4493 |  | 164.8769 |  | 131.169 | -2.6757e-05 | 14479374517.3399 | 6674005.0386 | 480058.7909 | 7960335.8084 | 9993863.7099 | 24077.0464 | 975674.6265 | 0 | 10182125.8581 | 26491802.8415 | 18081199.7914 | 80863143.5116 | 3144235.0165 | 22127948.6619 |  | 1478867.319 | 5307310.8022 | 0 | 112921505.3112 |  | 133352.1432 | 15.3584 | 7352.4493 |  | 164.8769
1 | 3400 | 707 | 0.035 | 15 | 15 | 7 | 1.7783e-10 | 0 | Water | Porous | Wet | R600a | MinimizeLCOE | IgnoreSilica | 180.9908 | 54.3448 | 4.1144 | 4 | 7076.1706 |  | 158.6814 |  | 131.2073 | -2.4368e-05 | 14941411303.7839 | 6931975.731 | 498427.3186 | 8305045.7048 | 10536064.7899 | 24077.0464 | 953787.3972 | 0 | 10627257.4153 | 27649943.8443 | 18871654.8233 | 84398234.0707 | 3144235.0165 | 22127948.6619 |  | 1478867.319 | 5307310.8022 | 0 | 116456595.8703 |  | 177827.941 | 16.4576 | 7076.1706 |  | 158.6814
1 | 3400 | 707 | 0.035 | 15 | 15 | 7 | 2.3714e-10 | 0 | Water | Porous | Wet | R600a | MinimizeLCOE | IgnoreSilica | 188.387 | 56.5912 | 4.3402 | 4 | 6868.9968 |  | 154.0356 |  | 131.238 | -2.1875e-05 | 15312293708.1872 | 7135843.088 | 512940.0441 | 8578395.1051 | 10970027.285 | 24077.0464 | 930816.2068 | 0 | 10979318.5224 | 28565934.6274 | 19496837.3544 | 87194189.2796 | 3144235.0165 | 22127948.6619 |  | 1478867.319 | 5307310.8022 | 0 | 119252551.0793 |  | 237137.3706 | 17.361 | 6868.9968 |  | 154.0356
1 | 3400 | 707 | 0.035 | 15 | 15 | 7 | 3.1623e-10 | 0 | Water | Porous | Wet | R600a | MinimizeLCOE | IgnoreSilica | 194.1749 | 58.3507 | 4.5213 | 4 | 6713.75 |  | 150.5542 |  | 131.2621 | -1.9224e-05 | 15608622387.4767 | 7293971.7763 | 524195.0693 | 8790962.3024 | 11309881.5561 | 24077.0464 | 908833.0362 | 0 | 11252249.1068 | 29276044.0222 | 19981501.6077 | 89361715.5233 | 3144235.0165 | 22127948.6619 |  | 1478867.319 | 5307310.8022 | 0 | 121420077.3229 |  | 316227.766 | 18.0853 | 6713.75 |  | 150.5542
1 | 3400 | 707 | 0.035 | 15 | 15 | 7 | 4.217e-10 | 0 | Water | Porous | Wet | R600a | MinimizeLCOE | IgnoreSilica | 198.6519 | 59.7126 | 4.6641 | 4 | 6597.443 |  | 147.9461 |  | 131.2809 | -1.7472e-05 | 15841265292.2526 | 7415478.6057 | 532842.6573 | 8954613.214 | 11572924.4607 | 24077.0464 | 889253.2 | 0 | 11461783.7818 | 29821210.265 | 20353588.7705 | 91025772.0013 | 3144235.0165 | 22127948.6619 |  | 1478867.319 | 5307310.8022 | 0 | 123084133.801 |  | 421696.5034 | 18.6563 | 6597.443 |  | 147.9461
1 | 3400 | 707 | 0.035 | 15 | 15 | 7 | 5.6234e-10 | 0 | Water | Porous | Wet | R600a | MinimizeLCOE | IgnoreSilica | 202.0897 | 60.759 | 4.7753 | 4 | 6510.3091 |  | 145.9921 |  | 131.2954 | -1.655e-05 | 16021548273.5966 | 7508320.3781 | 539449.7638 | 9079835.6722 | 11775008.3508 | 24077.0464 | 872662.9396 | 0 | 11621748.1188 | 30237404.6569 | 20637649.9949 | 92296156.9214 | 3144235.0165 | 22127948.6619 |  | 1478867.319 | 5307310.8022 | 0 | 124354518.7211 |  | 562341.3252 | 19.1012 | 6510.3091 |  | 145.9921
1 | 3400 | 707 | 0.035 | 15 | 15 | 7 | 7.4989e-10 | 0 | Water | Porous | Wet | R600a | MinimizeLCOE | IgnoreSilica | 204.7085 | 61.5564 | 4.861 | 4 | 6445.0244 |  | 144.5281 |  | 131.3064 | -1.5288e-05 | 16160620480.221 | 7578781.7926 | 544463.9684 | 9174973.6525 | 11929005.5061 | 24077.0464 | 859004.7289 | 0 | 11743019.611 | 30552928.2034 | 20853001.2987 | 93259255.808 | 3144235.0165 | 22127948.6619 |  | 1478867.319 | 5307310.8022 | 0 | 125317617.6077 |  | 749894.2093 | 19.4441 | 6445.0244 |  | 144.5281
1 | 3400 | 707 | 0.035 | 15 | 15 | 7 | 1e-09 | 0 | Water | Porous | Wet | R600a | MinimizeLCOE | IgnoreSilica | 206.6982 | 62.1624 | 4.9267 | 4 | 6396.1031 |  | 143.4311 |  | 131.3148 | -1.4749e-05 | 16266807044.0842 | 7632168.9921 | 548263.033 | 9247115.2777 | 12046043.7695 | 24077.0464 | 848064.7986 | 0 | 11834835.8378 | 30791815.1913 | 21016046.5766 | 93988430.523 | 3144235.0165 | 22127948.6619 |  | 1478867.319 | 5307310.8022 | 0 | 126046792.3227 |  | 1000000 | 19.7068 | 6396.1031 |  | 143.4311
1 | 3400 | 707 | 0.035 | 15 | 15 | 7 | 1.3335e-09 | 0 | Water | Porous | Wet | R600a | MinimizeLCOE | IgnoreSilica | 208.2038 | 62.6212 | 4.9767 | 4 | 6359.4389 |  | 142.6089 |  | 131.3212 | -1.3789e-05 | 16347631277.2105 | 7672483.3922 | 551131.7801 | 9301624.2406 | 12134626.326 | 24077.0464 | 839437.8259 | 0 | 11904118.4384 | 30972074.3062 | 21139077.1264 | 94538650.4821 | 3144235.0165 | 22127948.6619 |  | 1478867.319 | 5307310.8022 | 0 | 126597012.2818 |  | 1333521.4322 | 19.9069 | 6359.4389 |  | 142.6089
1 | 3400 | 707 | 0.035 | 15 | 15 | 7 | 1.7783e-09 | 0 | Water | Porous | Wet | R600a | MinimizeLCOE | IgnoreSilica | 209.3318 | 62.9649 | 5.0146 | 4 | 6331.9573 |  | 141.9926 |  | 131.326 | -1.3477e-05 | 16409860446.38 | 7702639.6521 | 553277.6523 | 9342416.599 | 12201002.3699 | 24077.0464 | 832629.939 | 0 | 11955856.8709 | 31106687.0946 | 21230953.1206 | 94949540.3449 | 3144235.0165 | 22127948.6619 |  | 1478867.319 | 5307310.8022 | 0 | 127007902.1445 |  | 1778279.41 | 20.0582 | 6331.9573 |  | 141.9926
1 | 3400 | 707 | 0.035 | 15 | 15 | 7 | 2.3714e-09 | 0 | Water | Porous | Wet | R600a | MinimizeLCOE | IgnoreSilica | 210.1944 | 63.2278 | 5.0434 | 4 | 6311.3564 |  | 141.5306 |  | 131.3297 | -1.3245e-05 | 16455566277.4414 | 7725672.9135 | 554916.6543 | 9373583.9846 | 12251765.4369 | 24077.0464 | 827512.6029 | 0 | 11995436.169 | 31209664.3095 | 21301237.1857 | 95263866.3027 | 3144235.0165 | 22127948.6619 |  | 1478867.319 | 5307310.8022 | 0 | 127322228.1024 |  | 2371373.7057 | 20.1735 | 6311.3564 |  | 141.5306
1 | 3400 | 707 | 0.035 | 15 | 15 | 7 | 3.1623e-09 | 0 | Water | Porous | Wet | R600a | MinimizeLCOE | IgnoreSilica | 210.825 | 63.42 | 5.0648 | 4 | 6295.9122 |  | 141.1843 |  | 131.3324 | -1.3065e-05 | 16492064106.9649 | 7742499.4327 | 556113.9834 | 9396358.5138 | 12288885.3691 | 24077.0464 | 823397.6928 | 0 | 12024219.4949 | 31284552.6191 | 21352349.9958 | 95492454.1479 | 3144235.0165 | 22127948.6619 |  | 1478867.319 | 5307310.8022 | 0 | 127550815.9476 |  | 3162277.6602 | 20.2593 | 6295.9122 |  | 141.1843
1 | 3400 | 707 | 0.035 | 15 | 15 | 7 | 4.217e-09 | 0 | Water | Porous | Wet | R600a | MinimizeLCOE | IgnoreSilica | 211.3197 | 63.5708 | 5.0813 | 4 | 6284.3332 |  | 140.9246 |  | 131.3345 | -1.2935e-05 | 16517349239.7036 | 7755690.1506 | 557052.6024 | 9414215.2144 | 12318005.3843 | 24077.0464 | 820480.028 | 0 | 12046912.9662 | 31343596.3763 | 21392648.5733 | 95672678.3419 | 3144235.0165 | 22127948.6619 |  | 1478867.319 | 5307310.8022 | 0 | 127731040.1415 |  | 4216965.0343 | 20.3253 | 6284.3332 |  | 140.9246
1 | 3400 | 707 | 0.035 | 15 | 15 | 7 | 5.6234e-09 | 0 | Water | Porous | Wet | R600a | MinimizeLCOE | IgnoreSilica | 211.683 | 63.6815 | 5.0936 | 4 | 6275.6515 |  | 140.73 |  | 131.3361 | -1.2835e-05 | 16538900020.6153 | 7765369.5835 | 557741.3621 | 9427320.4856 | 12339385.6814 | 24077.0464 | 818175.5428 | 0 | 12063507.1837 | 31386771.1264 | 21422116.2274 | 95804464.2393 | 3144235.0165 | 22127948.6619 |  | 1478867.319 | 5307310.8022 | 0 | 127862826.0389 |  | 5623413.2519 | 20.3744 | 6275.6515 |  | 140.73
1 | 3400 | 707 | 0.035 | 15 | 15 | 7 | 7.4989e-09 | 0 | Water | Porous | Wet | R600a | MinimizeLCOE | IgnoreSilica | 211.9387 | 63.7595 | 5.1026 | 4 | 6269.1421 |  | 140.584 |  | 131.3372 | -1.2208e-05 | 16554525934.3349 | 7772183.4401 | 558226.209 | 9436547.0196 | 12354442.5424 | 24077.0464 | 816253.4574 | 0 | 12075074.5888 | 31416867.1416 | 21442657.3762 | 95896328.8214 | 3144235.0165 | 22127948.6619 |  | 1478867.319 | 5307310.8022 | 0 | 127954690.6211 |  | 7498942.0933 | 20.4102 | 6269.1421 |  | 140.584
1 | 3400 | 707 | 0.035 | 15 | 15 | 7 | 1e-08 | 0 | Water | Porous | Wet | R600a | MinimizeLCOE | IgnoreSilica | 212.148 | 63.8233 | 5.1096 | 4 | 6264.2611 |  | 140.4745 |  | 131.338 | -1.2153e-05 | 16564923133.8199 | 7777757.8077 | 558622.8646 | 9444095.6379 | 12366763.8946 | 24077.0464 | 814984.8624 | 0 | 12084657.8243 | 31441800.7547 | 21459675.0795 | 95972435.7722 | 3144235.0165 | 22127948.6619 |  | 1478867.319 | 5307310.8022 | 0 | 128030797.5719 |  | 10000000 | 20.4383 | 6264.2611 |  | 140.4745
1 | 3500 | 707 | 0.035 | 15 | 15 | 7 | 1e-13 | 0 | Water | Porous | Wet | R600a | MinimizeLCOE | IgnoreSilica | 0 | 0 | 0 | 4 |  |  |  |  | 0 | 0 | 6196311162.0054 | 3441.8636 | 145.4007 | 3497.2441 | 25605.2512 | 24077.0464 | 17926.9057 | 0 | 29130.5476 | 75791.7093 | 51729.399 | 231345.3676 | 3144235.0165 | 22938683.8611 |  | 1478867.319 | 5469457.8421 | 0 |  |  | 100 | 0
1 | 3500 | 707 | 0.035 | 15 | 15 | 7 | 1.3335e-13 | 0 | Water | Porous | Wet | R600a | MinimizeLCOE | IgnoreSilica | 0 | 0 | 0 | 4 |  |  |  |  | 0 | 0 | 3585921042.4659 | 3444.4341 | 145.5186 | 3499.7742 | 25606.3391 | 24077.0464 | 15549.3708 | 0 | 28205.7685 | 73385.6237 | 50087.1961 | 224001.0716 | 3144235.0165 | 22938683.8611 |  | 1478867.319 | 5469457.8421 | 0 |  |  | 133.3521 | 0
1 | 3500 | 707 | 0.035 | 15 | 15 | 7 | 1.7783e-13 | 0 | Water | Porous | Wet | R600a | MinimizeLCOE | IgnoreSilica | 0 | 0 | 0 | 4 |  |  |  |  | 0 | 0 | 1629782809.0347 | 3446.3699 | 145.6075 | 3501.6795 | 25607.1582 | 24077.0464 | 13358.3972 | 0 | 27353.1409 | 71167.2617 | 48573.1184 | 217229.7796 | 3144235.0165 | 22938683.8611 |  | 1478867.319 | 5469457.8421 | 0 |  |  | 177.8279 | 0
1 | 3500 | 707 | 0.035 | 15 | 15 | 7 | 2.3714e-13 | 0 | Water | Porous | Wet | R600a | MinimizeLCOE | IgnoreSilica | 1.1195 | 0.20595 | 0.0025211 | 4 | 3393592.3968 |  | 76100.4837 |  | 101.9155 | -5.0819e-05 | 1233250679.9217 | 117087.5519 | 7242.7721 | 97896.7239 | 69117.5072 | 24077.0464 | 69336.5439 | 0 | 150055.6767 | 390414.0901 | 266465.6387 | 1191693.5507 | 3144235.0165 | 22938683.8611 |  | 1478867.319 | 5469457.8421 | 0 | 34222937.5895 |  | 237.1374 | 0.010085 | 3393592.3968 |  | 76100.4837
1 | 3500 | 707 | 0.035 | 15 | 15 | 7 | 3.1623e-13 | 0 | Water | Porous | Wet | R600a | MinimizeLCOE | IgnoreSilica | 1.4853 | 0.30989 | 0.0075532 | 4 | 1144733.9412 |  | 25670.3801 |  | 108.6972 | -5.316e-05 | 3757385889.912 | 162147.8196 | 10422.971 | 135126.1576 | 89146.4389 | 24077.0464 | 80921.7658 | 0 | 195718.4577 | 509219.2796 | 347552.6217 | 1554332.5582 | 3144235.0165 | 22938683.8611 |  | 1478867.319 | 5469457.8421 | 0 | 34585576.597 |  | 316.2278 | 0.030213 | 1144733.9412 |  | 25670.3801
1 | 3500 | 707 | 0.035 | 15 | 15 | 7 | 4.217e-13 | 0 | Water | Porous | Wet | R600a | MinimizeLCOE | IgnoreSilica | 1.953 | 0.44792 | 0.015117 | 4 | 579286.7735 |  | 12990.3649 |  | 114.1403 | -5.453e-05 | 5408324403.286 | 216231.7013 | 14339.5031 | 180783.2039 | 115591.2841 | 24077.0464 | 93645.24 | 0 | 251420.5117 | 654144.5981 | 446467.1295 | 1996700.2182 | 3144235.0165 | 22938683.8611 |  | 1478867.319 | 5469457.8421 | 0 | 35027944.2569 |  | 421.6965 | 0.060467 | 579286.7735 |  | 12990.3649
1 | 3500 | 707 | 0.035 | 15 | 15 | 7 | 5.6234e-13 | 0 | Water | Porous | Wet | R600a | MinimizeLCOE | IgnoreSilica | 2.5766 | 0.63659 | 0.025974 | 4 | 342555.5044 |  | 7681.7238 |  | 118.621 | -5.5916e-05 | 6715226558.2659 | 283187.9014 | 19274.2073 | 238772.2326 | 151685.7164 | 24077.0464 | 109287.5004 | 0 | 322250.9957 | 838430.9881 | 572246.3774 | 2559212.9657 | 3144235.0165 | 22938683.8611 |  | 1478867.319 | 5469457.8421 | 0 | 35590457.0045 |  | 562.3413 | 0.1039 | 342555.5044 |  | 7681.7238
1 | 3500 | 707 | 0.035 | 15 | 15 | 7 | 7.4989e-13 | 0 | Water | Porous | Wet | R600a | MinimizeLCOE | IgnoreSilica | 3.4049 | 0.89118 | 0.041316 | 4 | 219632.9085 |  | 4925.2145 |  | 122.2194 | -5.6804e-05 | 7762759574.8202 | 365120.2804 | 25381.9016 | 311760.5634 | 200421.9111 | 24077.0464 | 127831.1517 | 0 | 411291.2133 | 1070095.3696 | 730362.078 | 3266341.5154 | 3144235.0165 | 22938683.8611 |  | 1478867.319 | 5469457.8421 | 0 | 36297585.5542 |  | 749.8942 | 0.16526 | 219632.9085 |  | 4925.2145
1 | 3500 | 707 | 0.035 | 15 | 15 | 7 | 1e-12 | 0 | Water | Porous | Wet | R600a | MinimizeLCOE | IgnoreSilica | 4.5259 | 1.2392 | 0.062492 | 4 | 148835.9461 |  | 3337.6099 |  | 125.1065 | -5.7923e-05 | 8307021158.3392 | 466768.3767 | 33007.7093 | 405073.9862 | 267137.4421 | 24077.0464 | 151337.6769 | 0 | 525486.8727 | 1367209.0505 | 933148.2703 | 4173246.4312 | 3144235.0165 | 22938683.8611 |  | 1478867.319 | 5469457.8421 | 0 | 37204490.4699 |  | 1000 | 0.24997 | 148835.9461 |  | 3337.6099
1 | 3500 | 707 | 0.035 | 15 | 15 | 7 | 1.3335e-12 | 0 | Water | Porous | Wet | R600a | MinimizeLCOE | IgnoreSilica | 6.0191 | 1.7058 | 0.091285 | 4 | 105015.9784 |  | 2354.9578 |  | 127.3506 | -5.8818e-05 | 8653741294.7083 | 590579.0423 | 42322.1092 | 522270.5362 | 356681.924 | 24077.0464 | 179856.2655 | 0 | 669156.9002 | 1741008.9914 | 1188274.4108 | 5314227.2261 | 3144235.0165 | 22938683.8611 |  | 1478867.319 | 5469457.8421 | 0 | 38345471.2649 |  | 1333.5214 | 0.36514 | 105015.9784 |  | 2354.9578
1 | 3500 | 707 | 0.035 | 15 | 15 | 7 | 1.7783e-12 | 0 | Water | Porous | Wet | R600a | MinimizeLCOE | IgnoreSilica | 7.9948 | 2.3254 | 0.13 | 4 | 76483.9168 |  | 1715.1332 |  | 129.0713 | -5.9407e-05 | 8908343430.6835 | 740346.2807 | 53592.1894 | 668409.8427 | 475722.437 | 24077.0464 | 213999.5768 | 0 | 848697.4755 | 2208136.7394 | 1507098.6973 | 6740080.2852 | 3144235.0165 | 22938683.8611 |  | 1478867.319 | 5469457.8421 | 0 | 39771324.324 |  | 1778.2794 | 0.52 | 76483.9168 |  | 1715.1332
1 | 3500 | 707 | 0.035 | 15 | 15 | 7 | 2.3714e-12 | 0 | Water | Porous | Wet | R600a | MinimizeLCOE | IgnoreSilica | 10.6205 | 3.1506 | 0.18189 | 4 | 57128.5166 |  | 1281.0931 |  | 130.3904 | -5.9829e-05 | 9081510592.6469 | 922441.9816 | 67276.2457 | 851465.5035 | 634385.5449 | 24077.0464 | 255349.9852 | 0 | 1074448.5598 | 2795494.753 | 1907982.6106 | 8532922.2307 | 3144235.0165 | 22938683.8611 |  | 1478867.319 | 5469457.8421 | 0 | 41564166.2694 |  | 2371.3737 | 0.72756 | 57128.5166 |  | 1281.0931
1 | 3500 | 707 | 0.035 | 15 | 15 | 7 | 3.1623e-12 | 0 | Water | Porous | Wet | R600a | MinimizeLCOE | IgnoreSilica | 14.1238 | 4.253 | 0.25133 | 4 | 43599.085 |  | 977.6989 |  | 131.4003 | -6.0191e-05 | 9178194198.7568 | 1144876.8768 | 83950.2802 | 1081709.7456 | 846462.0691 | 24077.0464 | 305920.88 | 0 | 1359928.7903 | 3538255.7526 | 2414932.255 | 10800113.6961 | 3144235.0165 | 22938683.8611 |  | 1478867.319 | 5469457.8421 | 0 | 43831357.7349 |  | 3162.2777 | 1.0053 | 43599.085 |  | 977.6989
1 | 3500 | 707 | 0.035 | 15 | 15 | 7 | 4.217e-12 | 0 | Water | Porous | Wet | R600a | MinimizeLCOE | IgnoreSilica | 18.799 | 5.7254 | 0.34405 | 4 | 33936.1973 |  | 761.011 |  | 132.1701 | -6.0523e-05 | 9214663094.5735 | 1416874.1733 | 104275.8858 | 1371433.7199 | 1129819.7465 | 24077.0464 | 367889.668 | 0 | 1721604.3936 | 4479261.4825 | 3057188.0014 | 13672424.1175 | 3144235.0165 | 22938683.8611 |  | 1478867.319 | 5469457.8421 | 0 | 46703668.1563 |  | 4216.965 | 1.3762 | 33936.1973 |  | 761.011
1 | 3500 | 707 | 0.035 | 15 | 15 | 7 | 5.6234e-12 | 0 | Water | Porous | Wet | R600a | MinimizeLCOE | IgnoreSilica | 24.9669 | 7.6687 | 0.46694 | 4 | 26933.312 |  | 603.973 |  | 132.7502 | -6.0658e-05 | 9251417544.1354 | 1746084.4924 | 128795.0834 | 1731941.0157 | 1503864.7313 | 24077.0464 | 442182.9177 | 0 | 2175008.6619 | 5658926.3826 | 3862333.5355 | 17273213.8669 | 3144235.0165 | 22938683.8611 |  | 1478867.319 | 5469457.8421 | 0 | 50304457.9057 |  | 5623.4133 | 1.8677 | 26933.312 |  | 603.973
1 | 3500 | 707 | 0.035 | 15 | 15 | 7 | 7.4989e-12 | 0 | Water | Porous | Wet | R600a | MinimizeLCOE | IgnoreSilica | 33.1421 | 10.2455 | 0.62969 | 4 | 21777.316 |  | 488.351 |  | 133.191 | -6.0774e-05 | 9238500334.3335 | 2146994.9884 | 158545.3623 | 2182984.1477 | 1999904.729 | 24077.0464 | 532706.9982 | 0 | 2747633.176 | 7148777.907 | 4879187.8142 | 21820812.1692 | 3144235.0165 | 22938683.8611 |  | 1478867.319 | 5469457.8421 | 0 | 54852056.2079 |  | 7498.9421 | 2.5188 | 21777.316 |  | 488.351
1 | 3500 | 707 | 0.035 | 15 | 15 | 7 | 1e-11 | 0 | Water | Porous | Wet | R600a | MinimizeLCOE | IgnoreSilica | 43.8459 | 13.6205 | 0.84321 | 4 | 17947.7016 |  | 402.4728 |  | 133.5248 | -6.0752e-05 | 9201825083.1929 | 2630024.9476 | 194256.8893 | 2740811.0317 | 2649641.4864 | 24077.0464 | 641084.8773 | 0 | 3463159.5487 | 9010430.7541 | 6149804.1355 | 27503290.7171 | 3144235.0165 | 22938683.8611 |  | 1478867.319 | 5469457.8421 | 0 | 60534534.7559 |  | 10000 | 3.3728 | 17947.7016 |  | 402.4728
1 | 3500 | 707 | 0.035 | 15 | 15 | 7 | 1.3335e-11 | 0 | Water | Porous | Wet | R600a | MinimizeLCOE | IgnoreSilica | 57.7396 | 18.0036 | 1.1204 | 4 | 15081.746 |  | 338.2045 |  | 133.7808 | -6.0626e-05 | 9113459697.0192 | 3208207.9458 | 236843.7673 | 3425578.9276 | 3493438.4809 | 24077.0464 | 770453.8906 | 0 | 4351854.0228 | 11322631.4794 | 7727928.6415 | 34561014.2023 | 3144235.0165 | 22938683.8611 |  | 1478867.319 | 5469457.8421 | 0 | 67592258.2411 |  | 13335.2143 | 4.4817 | 15081.746 |  | 338.2045
1 | 3500 | 707 | 0.035 | 15 | 15 | 7 | 1.7783e-11 | 0 | Water | Porous | Wet | R600a | MinimizeLCOE | IgnoreSilica | 72.2601 | 22.5872 | 1.4437 | 4 | 12917.2493 |  | 289.6662 |  | 133.9511 | -5.7441e-05 | 9894551490.4049 | 3770695.7753 | 278136.5457 | 4106631.0918 | 4375830.1998 | 24077.0464 | 864419.2714 | 0 | 5233718.0728 | 13617060.8424 | 9293923.8275 | 41564492.6731 | 3144235.0165 | 22938683.8611 |  | 1478867.319 | 5469457.8421 | 0 | 74595736.7119 |  | 17782.7941 | 5.7749 | 12917.2493 |  | 289.6662
1 | 3500 | 707 | 0.035 | 15 | 15 | 7 | 2.3714e-11 | 0 | Water | Porous | Wet | R600a | MinimizeLCOE | IgnoreSilica | 87.7971 | 27.4952 | 1.817 | 4 | 11253.8265 |  | 252.3643 |  | 134.0802 | -5.3062e-05 | 10984058344.9282 | 4337749.5571 | 319652.7566 | 4805773.4696 | 5320646.7866 | 24077.0464 | 935591.724 | 0 | 6139961.6227 | 15974920.6629 | 10903211.6043 | 48761585.2302 | 3144235.0165 | 22938683.8611 |  | 1478867.319 | 5469457.8421 | 0 | 81792829.2689 |  | 23713.7371 | 7.268 | 11253.8265 |  | 252.3643
1 | 3500 | 707 | 0.035 | 15 | 15 | 7 | 3.1623e-11 | 0 | Water | Porous | Wet | R600a | MinimizeLCOE | IgnoreSilica | 104.5964 | 32.8073 | 2.2391 | 4 | 9974.2272 |  | 223.6696 |  | 134.1876 | -4.8519e-05 | 12037617228.2717 | 4919829.6467 | 362172.3644 | 5534790.9624 | 6343169.6837 | 24077.0464 | 994111.5566 | 0 | 7089478.9914 | 18445370.0836 | 12589344.0965 | 56302344.4317 | 3144235.0165 | 22938683.8611 |  | 1478867.319 | 5469457.8421 | 0 | 89333588.4704 |  | 31622.7766 | 8.9564 | 9974.2272 |  | 223.6696
1 | 3500 | 707 | 0.035 | 15 | 15 | 7 | 4.217e-11 | 0 | Water | Porous | Wet | R600a | MinimizeLCOE | IgnoreSilica | 121.8145 | 38.2585 | 2.6924 | 4 | 8992.566 |  | 201.6561 |  | 134.2792 | -4.3954e-05 | 13029457896.2912 | 5489977.4283 | 403741.7223 | 6258641.2817 | 7392396.3654 | 24077.0464 | 1035319.6841 | 0 | 8035619.876 | 20907034.5851 | 14269480.7009 | 63816288.6901 | 3144235.0165 | 22938683.8611 |  | 1478867.319 | 5469457.8421 | 0 | 96847532.7289 |  | 42169.6503 | 10.7697 | 8992.566 |  | 201.6561
1 | 3500 | 707 | 0.035 | 15 | 15 | 7 | 5.6234e-11 | 0 | Water | Porous | Wet | R600a | MinimizeLCOE | IgnoreSilica | 138.4887 | 43.5452 | 3.1525 | 4 | 8243.0373 |  | 184.8481 |  | 134.3581 | -3.9553e-05 | 13934254106.7662 | 6021410.4413 | 442431.8555 | 6941062.9957 | 8409846.1997 | 24077.0464 | 1057247.3944 | 0 | 8929469.6138 | 23232648.2491 | 15856759.8132 | 70914953.6091 | 3144235.0165 | 22938683.8611 |  | 1478867.319 | 5469457.8421 | 0 | 103946197.6479 |  | 56234.1325 | 12.6102 | 8243.0373 |  | 184.8481
1 | 3500 | 707 | 0.035 | 15 | 15 | 7 | 7.4989e-11 | 0 | Water | Porous | Wet | R600a | MinimizeLCOE | IgnoreSilica | 153.7339 | 48.3862 | 3.5933 | 4 | 7673.8417 |  | 172.084 |  | 134.4258 | -3.5482e-05 | 14739521068.3676 | 6492391.1357 | 476684.6064 | 7551453.446 | 9341422.304 | 24077.0464 | 1060724.1661 | 0 | 9729233.5548 | 25313469.9694 | 17276963.3939 | 77266419.6227 | 3144235.0165 | 22938683.8611 |  | 1478867.319 | 5469457.8421 | 0 | 110297663.6615 |  | 74989.4209 | 14.3732 | 7673.8417 |  | 172.084
1 | 3500 | 707 | 0.035 | 15 | 15 | 7 | 1e-10 | 0 | Water | Porous | Wet | R600a | MinimizeLCOE | IgnoreSilica | 167.0271 | 52.6138 | 3.9943 | 4 | 7243.6946 |  | 162.4381 |  | 134.4831 | -3.1883e-05 | 15432480892.978 | 6893065.5052 | 505803.2314 | 8074501.7311 | 10154871.8604 | 24077.0464 | 1050057.1283 | 0 | 10413926.8361 | 27094901.4374 | 18492826.9756 | 82704031.752 | 3144235.0165 | 22938683.8611 |  | 1478867.319 | 5469457.8421 | 0 | 115735275.7908 |  | 100000 | 15.9774 | 7243.6946 |  | 162.4381
1 | 3500 | 707 | 0.035 | 15 | 15 | 7 | 1.3335e-10 | 0 | Water | Porous | Wet | R600a | MinimizeLCOE | IgnoreSilica | 178.1675 | 56.1617 | 4.3434 | 4 | 6919.8229 |  | 155.1753 |  | 134.5306 | -2.882e-05 | 16013171353.7031 | 7222494.6401 | 529732.9962 | 8506950.6801 | 10837474.7651 | 24077.0464 | 1030368.7176 | 0 | 10978928.5497 | 28564919.9984 | 19496144.8493 | 87191092.2429 | 3144235.0165 | 22938683.8611 |  | 1478867.319 | 5469457.8421 | 0 | 120222336.2816 |  | 133352.1432 | 17.3736 | 6919.8229 |  | 155.1753
1 | 3500 | 707 | 0.035 | 15 | 15 | 7 | 1.7783e-10 | 0 | Water | Porous | Wet | R600a | MinimizeLCOE | IgnoreSilica | 187.2124 | 59.0457 | 4.6363 | 4 | 6676.556 |  | 149.7201 |  | 134.5691 | -2.629e-05 | 16490100233.156 | 7486088.969 | 548874.9501 | 8854444.1438 | 11392317.2099 | 24077.0464 | 1006302.7529 | 0 | 11431720.9781 | 29742993.0165 | 20300203.8912 | 90787022.9578 | 3144235.0165 | 22938683.8611 |  | 1478867.319 | 5469457.8421 | 0 | 123818266.9965 |  | 177827.941 | 18.5452 | 6676.556 |  | 149.7201
1 | 3500 | 707 | 0.035 | 15 | 15 | 7 | 2.3714e-10 | 0 | Water | Porous | Wet | R600a | MinimizeLCOE | IgnoreSilica | 194.3944 | 61.3382 | 4.8753 | 4 | 6494.0857 |  | 145.6283 |  | 134.5998 | -2.3104e-05 | 16874032986.3393 | 7693106.1998 | 563905.7005 | 9128221.7715 | 11833315.6434 | 24077.0464 | 981547.0377 | 0 | 11787427.6257 | 30668468.7482 | 20931860.0946 | 93611929.8677 | 3144235.0165 | 22938683.8611 |  | 1478867.319 | 5469457.8421 | 0 | 126643173.9065 |  | 237137.3706 | 19.5013 | 6494.0857 |  | 145.6283
1 | 3500 | 707 | 0.035 | 15 | 15 | 7 | 3.1623e-10 | 0 | Water | Porous | Wet | R600a | MinimizeLCOE | IgnoreSilica | 200 | 63.1291 | 5.0662 | 4 | 6357.3109 |  | 142.5612 |  | 134.6239 | -2.0926e-05 | 17180105652.6679 | 7853358.6929 | 575539.8362 | 9340658.0942 | 12177794.8892 | 24077.0464 | 958354.0386 | 0 | 12062615.213 | 31384450.4017 | 21420532.2851 | 95797380.4972 | 3144235.0165 | 22938683.8611 |  | 1478867.319 | 5469457.8421 | 0 | 128828624.536 |  | 316227.766 | 20.2646 | 6357.3109 |  | 142.5612
1 | 3500 | 707 | 0.035 | 15 | 15 | 7 | 4.217e-10 | 0 | Water | Porous | Wet | R600a | MinimizeLCOE | IgnoreSilica | 204.3212 | 64.5105 | 5.216 | 4 | 6254.8154 |  | 140.2627 |  | 134.6426 | -1.9104e-05 | 17418356437.0657 | 7976132.1596 | 584452.5055 | 9503699.6389 | 12443510.1161 | 24077.0464 | 937899.4201 | 0 | 12273210.6457 | 31932376.5185 | 21794503.1186 | 97469861.1694 | 3144235.0165 | 22938683.8611 |  | 1478867.319 | 5469457.8421 | 0 | 130501105.2081 |  | 421696.5034 | 20.8641 | 6254.8154 |  | 140.2627
1 | 3500 | 707 | 0.035 | 15 | 15 | 7 | 5.6234e-10 | 0 | Water | Porous | Wet | R600a | MinimizeLCOE | IgnoreSilica | 207.6534 | 65.5763 | 5.3328 | 4 | 6178.0111 |  | 138.5404 |  | 134.6571 | -1.7578e-05 | 17601306426.3244 | 8070369.5306 | 591293.3893 | 9629011.3314 | 12648511.7799 | 24077.0464 | 920935.2678 | 0 | 12434837.3547 | 32352896.0611 | 22081516.3472 | 98753448.1084 | 3144235.0165 | 22938683.8611 |  | 1478867.319 | 5469457.8421 | 0 | 131784692.1472 |  | 562341.3252 | 21.3312 | 6178.0111 |  | 138.5404
1 | 3500 | 707 | 0.035 | 15 | 15 | 7 | 7.4989e-10 | 0 | Water | Porous | Wet | R600a | MinimizeLCOE | IgnoreSilica | 210.1212 | 66.366 | 5.4215 | 4 | 6120.4547 |  | 137.2497 |  | 134.6678 | -1.6826e-05 | 17744479160.5594 | 8139923.2256 | 596342.3077 | 9721591.2627 | 12800395.5199 | 24077.0464 | 906302.7716 | 0 | 12553566.5322 | 32661805.0262 | 22292353.0634 | 99696356.7556 | 3144235.0165 | 22938683.8611 |  | 1478867.319 | 5469457.8421 | 0 | 132727600.7944 |  | 749894.2093 | 21.6859 | 6120.4547 |  | 137.2497
1 | 3500 | 707 | 0.035 | 15 | 15 | 7 | 1e-09 | 0 | Water | Porous | Wet | R600a | MinimizeLCOE | IgnoreSilica | 212.0897 | 66.9961 | 5.491 | 4 | 6077.318 |  | 136.2824 |  | 134.6765 | -1.5714e-05 | 17852397422.7379 | 8195262.1235 | 600359.3702 | 9795304.034 | 12921585.1248 | 24077.0464 | 895704.0497 | 0 | 12648593.782 | 32909046.4373 | 22461100.4068 | 100451032.3746 | 3144235.0165 | 22938683.8611 |  | 1478867.319 | 5469457.8421 | 0 | 133482276.4134 |  | 1000000 | 21.964 | 6077.318 |  | 136.2824
1 | 3500 | 707 | 0.035 | 15 | 15 | 7 | 1.3335e-09 | 0 | Water | Porous | Wet | R600a | MinimizeLCOE | IgnoreSilica | 213.5318 | 67.4578 | 5.5431 | 4 | 6044.9851 |  | 135.5573 |  | 134.6828 | -1.5286e-05 | 17935643038.3382 | 8235723.4507 | 603296.4293 | 9849229.9714 | 13010388.1083 | 24077.0464 | 886844.8759 | 0 | 12717728.3539 | 33088920.4121 | 22583868.0906 | 101000076.7384 | 3144235.0165 | 22938683.8611 |  | 1478867.319 | 5469457.8421 | 0 | 134031320.7771 |  | 1333521.4322 | 22.1723 | 6044.9851 |  | 135.5573
1 | 3500 | 707 | 0.035 | 15 | 15 | 7 | 1.7783e-09 | 0 | Water | Porous | Wet | R600a | MinimizeLCOE | IgnoreSilica | 214.6307 | 67.8097 | 5.5828 | 4 | 6020.7479 |  | 135.0138 |  | 134.6876 | -1.4406e-05 | 17997515944.7897 | 8266510.4377 | 605531.2323 | 9890278.9945 | 13078067.4095 | 24077.0464 | 880083.0345 | 0 | 12770373.7804 | 33225893.0128 | 22677354.705 | 101418169.6531 | 3144235.0165 | 22938683.8611 |  | 1478867.319 | 5469457.8421 | 0 | 134449413.6919 |  | 1778279.41 | 22.331 | 6020.7479 |  | 135.0138
1 | 3500 | 707 | 0.035 | 15 | 15 | 7 | 2.3714e-09 | 0 | Water | Porous | Wet | R600a | MinimizeLCOE | IgnoreSilica | 215.4413 | 68.0694 | 5.6124 | 4 | 6002.5776 |  | 134.6063 |  | 134.6912 | -1.416e-05 | 18046225096.9939 | 8289196.2689 | 607177.9683 | 9920535.9779 | 13127998.363 | 24077.0464 | 874687.6926 | 0 | 12809032.5937 | 33326475.3149 | 22746004.193 | 101725185.4188 | 3144235.0165 | 22938683.8611 |  | 1478867.319 | 5469457.8421 | 0 | 134756429.4575 |  | 2371373.7057 | 22.4498 | 6002.5776 |  | 134.6063
1 | 3500 | 707 | 0.035 | 15 | 15 | 7 | 3.1623e-09 | 0 | Water | Porous | Wet | R600a | MinimizeLCOE | IgnoreSilica | 216.0675 | 68.27 | 5.6351 | 4 | 5988.9549 |  | 134.3009 |  | 134.6939 | -1.3978e-05 | 18081139255.2453 | 8306707.8723 | 608449.1198 | 9943897.134 | 13166575.6528 | 24077.0464 | 870741.0119 | 0 | 12838974.6565 | 33404378.4203 | 22799174.6632 | 101962975.5772 | 3144235.0165 | 22938683.8611 |  | 1478867.319 | 5469457.8421 | 0 | 134994219.6159 |  | 3162277.6602 | 22.5405 | 5988.9549 |  | 134.3009
1 | 3500 | 707 | 0.035 | 15 | 15 | 7 | 4.217e-09 | 0 | Water | Porous | Wet | R600a | MinimizeLCOE | IgnoreSilica | 216.5324 | 68.4189 | 5.6521 | 4 | 5978.7411 |  | 134.0718 |  | 134.696 | -1.384e-05 | 18108100042.2595 | 8319700.4347 | 609392.2351 | 9961232.7715 | 13195217.3818 | 24077.0464 | 867672.4149 | 0 | 12861143.9909 | 33462058.4809 | 22838542.4898 | 102139037.246 | 3144235.0165 | 22938683.8611 |  | 1478867.319 | 5469457.8421 | 0 | 135170281.2847 |  | 4216965.0343 | 22.6085 | 5978.7411 |  | 134.0718
1 | 3500 | 707 | 0.035 | 15 | 15 | 7 | 5.6234e-09 | 0 | Water | Porous | Wet | R600a | MinimizeLCOE | IgnoreSilica | 216.8808 | 68.5305 | 5.6649 | 4 | 5971.0827 |  | 133.9001 |  | 134.6975 | -1.3736e-05 | 18128485391.9768 | 8329432.3779 | 610098.6652 | 9974219.5334 | 13216682.1111 | 24077.0464 | 865335.9724 | 0 | 12877739.8255 | 33505237.4382 | 22868013.0154 | 102270835.9855 | 3144235.0165 | 22938683.8611 |  | 1478867.319 | 5469457.8421 | 0 | 135302080.0242 |  | 5623413.2519 | 22.6596 | 5971.0827 |  | 133.9001
1 | 3500 | 707 | 0.035 | 15 | 15 | 7 | 7.4989e-09 | 0 | Water | Porous | Wet | R600a | MinimizeLCOE | IgnoreSilica | 217.1392 | 68.6133 | 5.6744 | 4 | 5965.3403 |  | 133.7713 |  | 134.6986 | -1.3657e-05 | 18144174327.0056 | 8336647.5465 | 610622.4042 | 9983848.7434 | 13232601.9333 | 24077.0464 | 863534.0063 | 0 | 12890019.3552 | 33537186.2558 | 22889818.7399 | 102368356.0311 | 3144235.0165 | 22938683.8611 |  | 1478867.319 | 5469457.8421 | 0 | 135399600.0698 |  | 7498942.0933 | 22.6977 | 5965.3403 |  | 133.7713
1 | 3500 | 707 | 0.035 | 15 | 15 | 7 | 1e-08 | 0 | Water | Porous | Wet | R600a | MinimizeLCOE | IgnoreSilica | 217.3413 | 68.678 | 5.6817 | 4 | 5961.0345 |  | 133.6747 |  | 134.6995 | -1.3599e-05 | 18155055889.6524 | 8342288.817 | 611031.8998 | 9991377.9475 | 13245052.5184 | 24077.0464 | 862262.9394 | 0 | 12899675.5557 | 33562309.7086 | 22906966.0126 | 102445042.4454 | 3144235.0165 | 22938683.8611 |  | 1478867.319 | 5469457.8421 | 0 | 135476286.4842 |  | 10000000 | 22.727 | 5961.0345 |  | 133.6747
1 | 3600 | 707 | 0.035 | 15 | 15 | 7 | 1e-13 | 0 | Water | Porous | Wet | R600a | MinimizeLCOE | IgnoreSilica | 0 | 0 | 0 | 4 |  |  |  |  | 0 | 0 | 5742669582.3836 | 3466.1052 | 146.5131 | 3521.0904 | 25615.4978 | 24077.0464 | 17587.8597 | 0 | 29021.5039 | 75508 | 51535.7615 | 230479.378 | 3144235.0165 | 23761139.2421 |  | 1478867.319 | 5633948.9183 | 0 |  |  | 100 | 0
1 | 3600 | 707 | 0.035 | 15 | 15 | 7 | 1.3335e-13 | 0 | Water | Porous | Wet | R600a | MinimizeLCOE | IgnoreSilica | 0 | 0 | 0 | 4 |  |  |  |  | 0 | 0 | 3205644265.5106 | 3468.6185 | 146.6285 | 3523.5608 | 25616.5585 | 24077.0464 | 15208.0201 | 0 | 28095.7688 | 73099.4272 | 49891.8611 | 223127.4899 | 3144235.0165 | 23761139.2421 |  | 1478867.319 | 5633948.9183 | 0 |  |  | 133.3521 | 0
1 | 3600 | 707 | 0.035 | 15 | 15 | 7 | 1.7783e-13 | 0 | Water | Porous | Wet | R600a | MinimizeLCOE | IgnoreSilica | 0.83707 | 0.13407 | 0.00018451 | 4 | 47329559.4275 |  | 1061353.8527 |  | 95.0428 | -4.6365e-05 | 213852489.8009 | 83068.2704 | 4940.2923 | 69769.7422 | 54870.3719 | 24077.0464 | 57734.5534 | 0 | 114839.5079 | 298788.8427 | 203929.5246 | 912018.1518 | 3144235.0165 | 23761139.2421 |  | 1478867.319 | 5633948.9183 | 0 | 34930208.6477 |  | 177.8279 | 0.00073802 | 47329559.4275 |  | 1061353.8527
1 | 3600 | 707 | 0.035 | 15 | 15 | 7 | 2.3714e-13 | 0 | Water | Porous | Wet | R600a | MinimizeLCOE | IgnoreSilica | 1.1584 | 0.22395 | 0.0038062 | 4 | 2316877.2442 |  | 51955.4084 |  | 104.5323 | -5.195e-05 | 2889589878.2494 | 126198.1489 | 7917.7477 | 104501.0299 | 72250.7878 | 24077.0464 | 70654.2563 | 0 | 158183.6165 | 411561.3223 | 280899.0592 | 1256243.0149 | 3144235.0165 | 23761139.2421 |  | 1478867.319 | 5633948.9183 | 0 | 35274433.5108 |  | 237.1374 | 0.015225 | 2316877.2442 |  | 51955.4084
1 | 3600 | 707 | 0.035 | 15 | 15 | 7 | 3.1623e-13 | 0 | Water | Porous | Wet | R600a | MinimizeLCOE | IgnoreSilica | 1.5289 | 0.33428 | 0.0096949 | 4 | 919358.4445 |  | 20616.3894 |  | 111.3565 | -5.4075e-05 | 5420944694.5365 | 173656.1685 | 11325.3869 | 143314.9114 | 93295.7253 | 24077.0464 | 81917.3603 | 0 | 205758.7735 | 535342.1218 | 365381.9983 | 1634069.4924 | 3144235.0165 | 23761139.2421 |  | 1478867.319 | 5633948.9183 | 0 | 35652259.9883 |  | 316.2278 | 0.038779 | 919358.4445 |  | 20616.3894
1 | 3600 | 707 | 0.035 | 15 | 15 | 7 | 4.217e-13 | 0 | Water | Porous | Wet | R600a | MinimizeLCOE | IgnoreSilica | 1.9919 | 0.47747 | 0.018266 | 4 | 494143.2945 |  | 11081.0431 |  | 116.7764 | -5.5159e-05 | 7540896046.1647 | 229486.5364 | 15440.3608 | 189925.9234 | 120502.9777 | 24077.0464 | 93917.4742 | 0 | 262606.6243 | 683248.5685 | 466331.1873 | 2085536.699 | 3144235.0165 | 23761139.2421 |  | 1478867.319 | 5633948.9183 | 0 | 36103727.1949 |  | 421.6965 | 0.073063 | 494143.2945 |  | 11081.0431
1 | 3600 | 707 | 0.035 | 15 | 15 | 7 | 5.6234e-13 | 0 | Water | Porous | Wet | R600a | MinimizeLCOE | IgnoreSilica | 2.6498 | 0.68604 | 0.030999 | 4 | 296127.0613 |  | 6640.5773 |  | 121.5324 | -5.7109e-05 | 8935674105.8348 | 303177.5869 | 20974.441 | 253005.9359 | 160143.2117 | 24077.0464 | 110578.795 | 0 | 340063.2365 | 884774.7849 | 603876.971 | 2700672.0093 | 3144235.0165 | 23761139.2421 |  | 1478867.319 | 5633948.9183 | 0 | 36718862.5052 |  | 562.3413 | 0.124 | 296127.0613 |  | 6640.5773
1 | 3600 | 707 | 0.035 | 15 | 15 | 7 | 7.4989e-13 | 0 | Water | Porous | Wet | R600a | MinimizeLCOE | IgnoreSilica | 3.4975 | 0.95928 | 0.048554 | 4 | 192919.5761 |  | 4326.1745 |  | 125.2149 | -5.8216e-05 | 9942524911.0783 | 390640.0026 | 27624.1889 | 330014.2115 | 212168.7686 | 24077.0464 | 129396.4652 | 0 | 434429.0664 | 1130295.3172 | 771449.7792 | 3450094.8459 | 3144235.0165 | 23761139.2421 |  | 1478867.319 | 5633948.9183 | 0 | 37468285.3418 |  | 749.8942 | 0.19422 | 192919.5761 |  | 4326.1745
1 | 3600 | 707 | 0.035 | 15 | 15 | 7 | 1e-12 | 0 | Water | Porous | Wet | R600a | MinimizeLCOE | IgnoreSilica | 4.6185 | 1.3243 | 0.07259 | 4 | 132271.3143 |  | 2966.152 |  | 128.1225 | -5.9025e-05 | 10658010886.9367 | 496842.6261 | 35754.9178 | 426293.9162 | 281820.9474 | 24077.0464 | 151942.7261 | 0 | 552525.5502 | 1437558.143 | 981162.9715 | 4387978.8447 | 3144235.0165 | 23761139.2421 |  | 1478867.319 | 5633948.9183 | 0 | 38406169.3406 |  | 1000 | 0.29036 | 132271.3143 |  | 2966.152
1 | 3600 | 707 | 0.035 | 15 | 15 | 7 | 1.3335e-12 | 0 | Water | Porous | Wet | R600a | MinimizeLCOE | IgnoreSilica | 6.1506 | 1.8263 | 0.10566 | 4 | 93744.931 |  | 2102.2073 |  | 130.453 | -6.015e-05 | 11003074457.5832 | 629710.1702 | 45961.0485 | 550411.6107 | 377807.7394 | 24077.0464 | 180979.7073 | 0 | 705489.4558 | 1835538.8482 | 1252792.9804 | 5602768.6069 | 3144235.0165 | 23761139.2421 |  | 1478867.319 | 5633948.9183 | 0 | 39620959.1028 |  | 1333.5214 | 0.42265 | 93744.931 |  | 2102.2073
1 | 3600 | 707 | 0.035 | 15 | 15 | 7 | 1.7783e-12 | 0 | Water | Porous | Wet | R600a | MinimizeLCOE | IgnoreSilica | 8.158 | 2.4865 | 0.14988 | 4 | 68592.4561 |  | 1538.1691 |  | 132.2227 | -6.0745e-05 | 11302713789.5941 | 788913.2603 | 58195.7969 | 703694.3465 | 504253.4221 | 24077.0464 | 214998.9128 | 0 | 894711.7861 | 2327856.5369 | 1588809.9191 | 7105511.0271 | 3144235.0165 | 23761139.2421 |  | 1478867.319 | 5633948.9183 | 0 | 41123701.523 |  | 1778.2794 | 0.59954 | 68592.4561 |  | 1538.1691
1 | 3600 | 707 | 0.035 | 15 | 15 | 7 | 2.3714e-12 | 0 | Water | Porous | Wet | R600a | MinimizeLCOE | IgnoreSilica | 10.84 | 3.3705 | 0.20931 | 4 | 51390.1632 |  | 1152.4119 |  | 133.5882 | -6.1269e-05 | 11477331426.8019 | 983576.8348 | 73137.9473 | 896730.1159 | 673743.1331 | 24077.0464 | 256709.3967 | 0 | 1134110.0449 | 2950721.6989 | 2013928.1907 | 9006734.4086 | 3144235.0165 | 23761139.2421 |  | 1478867.319 | 5633948.9183 | 0 | 43024924.9045 |  | 2371.3737 | 0.83722 | 51390.1632 |  | 1152.4119
1 | 3600 | 707 | 0.035 | 15 | 15 | 7 | 3.1623e-12 | 0 | Water | Porous | Wet | R600a | MinimizeLCOE | IgnoreSilica | 14.4138 | 4.5502 | 0.28878 | 4 | 39326.4287 |  | 881.8856 |  | 134.6322 | -6.1694e-05 | 11580184190.4176 | 1221088.4193 | 91322.3313 | 1139240.5806 | 900080.8366 | 24077.0464 | 307584.8586 | 0 | 1436523.6884 | 3737539.9658 | 2550947.8254 | 11408405.5525 | 3144235.0165 | 23761139.2421 |  | 1478867.319 | 5633948.9183 | 0 | 45426596.0484 |  | 3162.2777 | 1.1551 | 39326.4287 |  | 881.8856
1 | 3600 | 707 | 0.035 | 15 | 15 | 7 | 4.217e-12 | 0 | Water | Porous | Wet | R600a | MinimizeLCOE | IgnoreSilica | 19.1669 | 6.1204 | 0.39472 | 4 | 30691.7957 |  | 688.256 |  | 135.4261 | -6.2018e-05 | 11636748513.1196 | 1510597.3253 | 113418.5063 | 1443365.5689 | 1201489.0211 | 24077.0464 | 369491.2213 | 0 | 1818351.0889 | 4730976.5382 | 3228988.6991 | 14440755.0156 | 3144235.0165 | 23761139.2421 |  | 1478867.319 | 5633948.9183 | 0 | 48458945.5115 |  | 4216.965 | 1.5789 | 30691.7957 |  | 688.256
1 | 3600 | 707 | 0.035 | 15 | 15 | 7 | 5.6234e-12 | 0 | Water | Porous | Wet | R600a | MinimizeLCOE | IgnoreSilica | 25.481 | 8.2075 | 0.53556 | 4 | 24408.9914 |  | 547.3657 |  | 136.0286 | -6.2273e-05 | 11650122556.2011 | 1863468.7891 | 140254.6672 | 1824482.2375 | 1602231.5051 | 24077.0464 | 444878.8185 | 0 | 2300763.2949 | 5986114.1418 | 4085645.9041 | 18271916.4044 | 3144235.0165 | 23761139.2421 |  | 1478867.319 | 5633948.9183 | 0 | 52290106.9003 |  | 5623.4133 | 2.1422 | 24408.9914 |  | 547.3657
1 | 3600 | 707 | 0.035 | 15 | 15 | 7 | 7.4989e-12 | 0 | Water | Porous | Wet | R600a | MinimizeLCOE | IgnoreSilica | 33.7948 | 10.9564 | 0.72146 | 4 | 19784.4722 |  | 443.662 |  | 136.4833 | -6.237e-05 | 11649119221.7282 | 2290369.59 | 172603.1701 | 2298079.4945 | 2130131.1997 | 24077.0464 | 535440.4414 | 0 | 2905773.3674 | 7560226.2459 | 5160009.7599 | 23076710.3152 | 3144235.0165 | 23761139.2421 |  | 1478867.319 | 5633948.9183 | 0 | 57094900.8111 |  | 7498.9421 | 2.8858 | 19784.4722 |  | 443.662
1 | 3600 | 707 | 0.035 | 15 | 15 | 7 | 1e-11 | 0 | Water | Porous | Wet | R600a | MinimizeLCOE | IgnoreSilica | 44.689 | 14.5601 | 0.96531 | 4 | 16343.7088 |  | 366.5037 |  | 136.8286 | -6.2358e-05 | 11611322472.5607 | 2805279.4359 | 211469.1275 | 2884411.3768 | 2822256.1434 | 24077.0464 | 644215.5388 | 0 | 3662766.3808 | 9529766.7862 | 6504261.6487 | 29088503.4845 | 3144235.0165 | 23761139.2421 |  | 1478867.319 | 5633948.9183 | 0 | 63106693.9804 |  | 10000 | 3.8612 | 16343.7088 |  | 366.5037
1 | 3600 | 707 | 0.035 | 15 | 15 | 7 | 1.3335e-11 | 0 | Water | Porous | Wet | R600a | MinimizeLCOE | IgnoreSilica | 58.799 | 19.2297 | 1.2814 | 4 | 13766.3668 |  | 308.7074 |  | 137.0932 | -6.2222e-05 | 11519201348.5385 | 3420444.0733 | 257727.8963 | 3602657.7829 | 3719145.4855 | 24077.0464 | 773695.7648 | 0 | 4601121.7392 | 11971174.9455 | 8170572.8834 | 36540617.6173 | 3144235.0165 | 23761139.2421 |  | 1478867.319 | 5633948.9183 | 0 | 70558808.1132 |  | 13335.2143 | 5.1254 | 13766.3668 |  | 308.7074
1 | 3600 | 707 | 0.035 | 15 | 15 | 7 | 1.7783e-11 | 0 | Water | Porous | Wet | R600a | MinimizeLCOE | IgnoreSilica | 76.6648 | 25.1461 | 1.6824 | 4 | 11830.2516 |  | 265.2905 |  | 137.3 | -6.1869e-05 | 11358684990.5678 | 4141130.4101 | 311728.3488 | 4464340.9306 | 4855530.493 | 24077.0464 | 924392.6301 | 0 | 5741267.945 | 14937601.4969 | 10195219.9586 | 45595289.2594 | 3144235.0165 | 23761139.2421 |  | 1478867.319 | 5633948.9183 | 0 | 79613479.7553 |  | 17782.7941 | 6.7297 | 11830.2516 |  | 265.2905
1 | 3600 | 707 | 0.035 | 15 | 15 | 7 | 2.3714e-11 | 0 | Water | Porous | Wet | R600a | MinimizeLCOE | IgnoreSilica | 93.4586 | 30.7126 | 2.1157 | 4 | 10362.3512 |  | 232.3732 |  | 137.4337 | -5.7499e-05 | 12352380285.87 | 4775733.663 | 359134.0403 | 5238331.846 | 5924708.5453 | 24077.0464 | 1007718.7992 | 0 | 6758584.5367 | 17584450.5881 | 12001748.8507 | 53674487.9158 | 3144235.0165 | 23761139.2421 |  | 1478867.319 | 5633948.9183 | 0 | 87692678.4117 |  | 23713.7371 | 8.4626 | 10362.3512 |  | 232.3732
1 | 3600 | 707 | 0.035 | 15 | 15 | 7 | 3.1623e-11 | 0 | Water | Porous | Wet | R600a | MinimizeLCOE | IgnoreSilica | 110.823 | 36.4746 | 2.5933 | 4 | 9232.1289 |  | 207.0282 |  | 137.5414 | -5.2446e-05 | 13478287279.5512 | 5398978.096 | 405585.8347 | 6010339.9812 | 7031417.9044 | 24077.0464 | 1066013.8237 | 0 | 7775200.9477 | 20229477.9529 | 13807034.377 | 61748125.9639 | 3144235.0165 | 23761139.2421 |  | 1478867.319 | 5633948.9183 | 0 | 95766316.4599 |  | 31622.7766 | 10.3732 | 9232.1289 |  | 207.0282
1 | 3600 | 707 | 0.035 | 15 | 15 | 7 | 4.217e-11 | 0 | Water | Porous | Wet | R600a | MinimizeLCOE | IgnoreSilica | 128.4085 | 42.3178 | 3.1001 | 4 | 8364.5668 |  | 187.5734 |  | 137.6338 | -4.7405e-05 | 14533627080.287 | 6003165.828 | 450537.4744 | 6768571.6756 | 8153703.5842 | 24077.0464 | 1105097.7121 | 0 | 8777009.7951 | 22835979.0745 | 15586024.9508 | 69704167.1411 | 3144235.0165 | 23761139.2421 |  | 1478867.319 | 5633948.9183 | 0 | 103722357.637 |  | 42169.6503 | 12.4002 | 8364.5668 |  | 187.5734
1 | 3600 | 707 | 0.035 | 15 | 15 | 7 | 5.6234e-11 | 0 | Water | Porous | Wet | R600a | MinimizeLCOE | IgnoreSilica | 145.2218 | 47.913 | 3.6078 | 4 | 7702.0371 |  | 172.7163 |  | 137.7137 | -4.2583e-05 | 15492683062.4909 | 6560089.1514 | 491917.7891 | 7475096.068 | 9228319.6076 | 24077.0464 | 1123455.003 | 0 | 9712152.3195 | 25269028.0989 | 17246630.9041 | 77130765.9879 | 3144235.0165 | 23761139.2421 |  | 1478867.319 | 5633948.9183 | 0 | 111148956.4838 |  | 56234.1325 | 14.4311 | 7702.0371 |  | 172.7163
1 | 3600 | 707 | 0.035 | 15 | 15 | 7 | 7.4989e-11 | 0 | Water | Porous | Wet | R600a | MinimizeLCOE | IgnoreSilica | 160.4501 | 52.9889 | 4.0888 | 4 | 7198.8951 |  | 161.4335 |  | 137.7823 | -3.8174e-05 | 16337530835.4001 | 7049803.6792 | 528270.9287 | 8101784.4662 | 10203160.249 | 24077.0464 | 1123240.1678 | 0 | 10541831.2495 | 27427682.4843 | 18719956.8781 | 83719807.1492 | 3144235.0165 | 23761139.2421 |  | 1478867.319 | 5633948.9183 | 0 | 117737997.6451 |  | 74989.4209 | 16.355 | 7198.8951 |  | 161.4335
1 | 3600 | 707 | 0.035 | 15 | 15 | 7 | 1e-10 | 0 | Water | Porous | Wet | R600a | MinimizeLCOE | IgnoreSilica | 173.6024 | 57.3796 | 4.5218 | 4 | 6818.6475 |  | 152.9065 |  | 137.8402 | -3.4308e-05 | 17061407988.1552 | 7463015.6793 | 558926.7828 | 8634179.8635 | 11046390.9485 | 24077.0464 | 1109022.6765 | 0 | 11245889.0688 | 29259496.5079 | 19970207.5892 | 89311206.1628 | 3144235.0165 | 23761139.2421 |  | 1478867.319 | 5633948.9183 | 0 | 123329396.6587 |  | 100000 | 18.0871 | 6818.6475 |  | 152.9065
1 | 3600 | 707 | 0.035 | 15 | 15 | 7 | 1.3335e-10 | 0 | Water | Porous | Wet | R600a | MinimizeLCOE | IgnoreSilica | 184.5575 | 61.0421 | 4.8956 | 4 | 6532.3082 |  | 146.4854 |  | 137.8882 | -3.1045e-05 | 17663429884.3167 | 7801071.7528 | 583997.8618 | 9072017.6838 | 11749749.5378 | 24077.0464 | 1086529.9707 | 0 | 11823803.1028 | 30763110.278 | 20996454.8835 | 93900812.1177 | 3144235.0165 | 23761139.2421 |  | 1478867.319 | 5633948.9183 | 0 | 127919002.6136 |  | 133352.1432 | 19.5825 | 6532.3082 |  | 146.4854
1 | 3600 | 707 | 0.035 | 15 | 15 | 7 | 1.7783e-10 | 0 | Water | Porous | Wet | R600a | MinimizeLCOE | IgnoreSilica | 193.3808 | 63.9956 | 5.2068 | 4 | 6317.1873 |  | 141.6614 |  | 137.9269 | -2.777e-05 | 18158712839.6238 | 8069651.9886 | 603912.3709 | 9421245.3309 | 12316930.6793 | 24077.0464 | 1060050.3771 | 0 | 12283388.4393 | 31958857.0497 | 21812576.6253 | 97550689.9075 | 3144235.0165 | 23761139.2421 |  | 1478867.319 | 5633948.9183 | 0 | 131568880.4034 |  | 177827.941 | 20.8271 | 6317.1873 |  | 141.6614
1 | 3600 | 707 | 0.035 | 15 | 15 | 7 | 2.3714e-10 | 0 | Water | Porous | Wet | R600a | MinimizeLCOE | IgnoreSilica | 200.377 | 66.3399 | 5.4597 | 4 | 6155.7881 |  | 138.042 |  | 137.9577 | -2.4458e-05 | 18553687397.9021 | 8280436.1777 | 619539.7942 | 9696131.9569 | 12767117.7204 | 24077.0464 | 1033757.5199 | 0 | 12644213.484 | 32897649.8007 | 22453321.968 | 100416245.4682 | 3144235.0165 | 23761139.2421 |  | 1478867.319 | 5633948.9183 | 0 | 134434435.9641 |  | 237137.3706 | 21.8387 | 6155.7881 |  | 138.042
1 | 3600 | 707 | 0.035 | 15 | 15 | 7 | 3.1623e-10 | 0 | Water | Porous | Wet | R600a | MinimizeLCOE | IgnoreSilica | 205.824 | 68.1666 | 5.6608 | 4 | 6034.7767 |  | 135.3284 |  | 137.9818 | -2.2192e-05 | 18865602910.8094 | 8443286.1837 | 631612.7878 | 9908975.9297 | 13117913.2297 | 24077.0464 | 1009530.0477 | 0 | 12922804.1378 | 33622485.5348 | 22948037.2505 | 102628722.1481 | 3144235.0165 | 23761139.2421 |  | 1478867.319 | 5633948.9183 | 0 | 136646912.644 |  | 316227.766 | 22.6432 | 6034.7767 |  | 135.3284
1 | 3600 | 707 | 0.035 | 15 | 15 | 7 | 4.217e-10 | 0 | Water | Porous | Wet | R600a | MinimizeLCOE | IgnoreSilica | 210.0286 | 69.5776 | 5.8186 | 4 | 5944.0726 |  | 133.2944 |  | 138.0006 | -2.0307e-05 | 19109253232.8917 | 8568270.3994 | 640878.4247 | 10072597.9899 | 13388878.8199 | 24077.0464 | 988549.8911 | 0 | 13136468.5029 | 34178396.3842 | 23327457.8281 | 104325575.2866 | 3144235.0165 | 23761139.2421 |  | 1478867.319 | 5633948.9183 | 0 | 138343765.7825 |  | 421696.5034 | 23.2742 | 5944.0726 |  | 133.2944
1 | 3600 | 707 | 0.035 | 15 | 15 | 7 | 5.6234e-10 | 0 | Water | Porous | Wet | R600a | MinimizeLCOE | IgnoreSilica | 213.2345 | 70.654 | 5.9406 | 4 | 5876.0861 |  | 131.7698 |  | 138.0149 | -1.8724e-05 | 19298455758.8135 | 8663156.7572 | 647913.5165 | 10196957.9577 | 13595572.1068 | 24077.0464 | 970898.4158 | 0 | 13298444.5621 | 34599824.8646 | 23615091.4254 | 105611936.6524 | 3144235.0165 | 23761139.2421 |  | 1478867.319 | 5633948.9183 | 0 | 139630127.1483 |  | 562341.3252 | 23.7624 | 5876.0861 |  | 131.7698
1 | 3600 | 707 | 0.035 | 15 | 15 | 7 | 7.4989e-10 | 0 | Water | Porous | Wet | R600a | MinimizeLCOE | IgnoreSilica | 215.6823 | 71.4761 | 6.0346 | 4 | 5825.1292 |  | 130.6271 |  | 138.0259 | -1.7955e-05 | 19442639944.1022 | 8735369.7552 | 653267.5917 | 10291688.001 | 13753445.7317 | 24077.0464 | 956662.4941 | 0 | 13421659.1418 | 34920403.9262 | 23833893.2222 | 106590466.9102 | 3144235.0165 | 23761139.2421 |  | 1478867.319 | 5633948.9183 | 0 | 140608657.4061 |  | 749894.2093 | 24.1383 | 5825.1292 |  | 130.6271
1 | 3600 | 707 | 0.035 | 15 | 15 | 7 | 1e-09 | 0 | Water | Porous | Wet | R600a | MinimizeLCOE | IgnoreSilica | 217.5265 | 72.0957 | 6.1061 | 4 | 5786.9338 |  | 129.7706 |  | 138.0342 | -1.6796e-05 | 19553954331.483 | 8789646.9939 | 657291.8871 | 10362938.1979 | 13872430.2965 | 24077.0464 | 945208.3555 | 0 | 13514121.1831 | 35160971.191 | 23998085.3236 | 107324770.475 | 3144235.0165 | 23761139.2421 |  | 1478867.319 | 5633948.9183 | 0 | 141342960.9709 |  | 1000000 | 24.4245 | 5786.9338 |  | 129.7706
1 | 3600 | 707 | 0.035 | 15 | 15 | 7 | 1.3335e-09 | 0 | Water | Porous | Wet | R600a | MinimizeLCOE | IgnoreSilica | 218.9297 | 72.5673 | 6.1607 | 4 | 5758.3016 |  | 129.1285 |  | 138.0406 | -1.6354e-05 | 19637429027.5543 | 8830871.134 | 660348.4134 | 10417080.8892 | 13962984.1056 | 24077.0464 | 936339.7291 | 0 | 13584363.5139 | 35343727.327 | 24122820.1417 | 107882612.3003 | 3144235.0165 | 23761139.2421 |  | 1478867.319 | 5633948.9183 | 0 | 141900802.7962 |  | 1333521.4322 | 24.6428 | 5758.3016 |  | 129.1285
1 | 3600 | 707 | 0.035 | 15 | 15 | 7 | 1.7783e-09 | 0 | Water | Porous | Wet | R600a | MinimizeLCOE | IgnoreSilica | 219.9749 | 72.9186 | 6.2018 | 4 | 5736.8366 |  | 128.6472 |  | 138.0453 | -1.6016e-05 | 19702190621.5564 | 8861534.9304 | 662621.9623 | 10457369.2979 | 14030443.5976 | 24077.0464 | 929315.0224 | 0 | 13636491.1242 | 35479352.6763 | 24215387.2294 | 108296592.8869 | 3144235.0165 | 23761139.2421 |  | 1478867.319 | 5633948.9183 | 0 | 142314783.3828 |  | 1778279.41 | 24.8072 | 5736.8366 |  | 128.6472
1 | 3600 | 707 | 0.035 | 15 | 15 | 7 | 2.3714e-09 | 0 | Water | Porous | Wet | R600a | MinimizeLCOE | IgnoreSilica | 220.7667 | 73.1848 | 6.2329 | 4 | 5720.7439 |  | 128.2863 |  | 138.0489 | -1.5193e-05 | 19750567453.8781 | 8884742.5641 | 664342.6921 | 10487869.8075 | 14081557.682 | 24077.0464 | 923970.5464 | 0 | 13675958.532 | 35582038.7755 | 24285472.602 | 108610030.2481 | 3144235.0165 | 23761139.2421 |  | 1478867.319 | 5633948.9183 | 0 | 142628220.744 |  | 2371373.7057 | 24.9318 | 5720.7439 |  | 128.2863
1 | 3600 | 707 | 0.035 | 15 | 15 | 7 | 3.1623e-09 | 0 | Water | Porous | Wet | R600a | MinimizeLCOE | IgnoreSilica | 221.3586 | 73.3838 | 6.2564 | 4 | 5708.6781 |  | 128.0157 |  | 138.0516 | -1.5002e-05 | 19787479447.4796 | 8902079.2579 | 665628.1256 | 10510659.3202 | 14119773.8009 | 24077.0464 | 919846.0775 | 0 | 13705404.8151 | 35658651.9638 | 24337762.6773 | 108843883.0846 | 3144235.0165 | 23761139.2421 |  | 1478867.319 | 5633948.9183 | 0 | 142862073.5805 |  | 3162277.6602 | 25.0254 | 5708.6781 |  | 128.0157
1 | 3600 | 707 | 0.035 | 15 | 15 | 7 | 4.217e-09 | 0 | Water | Porous | Wet | R600a | MinimizeLCOE | IgnoreSilica | 221.7996 | 73.5321 | 6.2739 | 4 | 5699.6312 |  | 127.8128 |  | 138.0536 | -1.4856e-05 | 19815733012.6685 | 8914987.6417 | 666585.2224 | 10527630.4154 | 14148246.4833 | 24077.0464 | 916665.7873 | 0 | 13727295.1126 | 35715606.0277 | 24376634.9962 | 109017728.7331 | 3144235.0165 | 23761139.2421 |  | 1478867.319 | 5633948.9183 | 0 | 143035919.229 |  | 4216965.0343 | 25.0956 | 5699.6312 |  | 127.8128
1 | 3600 | 707 | 0.035 | 15 | 15 | 7 | 5.6234e-09 | 0 | Water | Porous | Wet | R600a | MinimizeLCOE | IgnoreSilica | 222.146 | 73.6485 | 6.2874 | 4 | 5692.8477 |  | 127.6607 |  | 138.0551 | -1.4751e-05 | 19835004757.7238 | 8925121.8655 | 667336.6395 | 10540955.6793 | 14170610.6217 | 24077.0464 | 914427.2941 | 0 | 13744586.3671 | 35760594.3249 | 24407340.4335 | 109155050.272 | 3144235.0165 | 23761139.2421 |  | 1478867.319 | 5633948.9183 | 0 | 143173240.7679 |  | 5623413.2519 | 25.1497 | 5692.8477 |  | 127.6607
1 | 3600 | 707 | 0.035 | 15 | 15 | 7 | 7.4989e-09 | 0 | Water | Porous | Wet | R600a | MinimizeLCOE | IgnoreSilica | 222.4038 | 73.7352 | 6.2975 | 4 | 5687.7612 |  | 127.5467 |  | 138.0563 | -1.4671e-05 | 19850166438.116 | 8932662.6247 | 667895.7604 | 10550871.7816 | 14187257.6977 | 24077.0464 | 912709.327 | 0 | 13757434.9527 | 35794023.7091 | 24430156.6751 | 109257089.5747 | 3144235.0165 | 23761139.2421 |  | 1478867.319 | 5633948.9183 | 0 | 143275280.0706 |  | 7498942.0933 | 25.1901 | 5687.7612 |  | 127.5467
1 | 3600 | 707 | 0.035 | 15 | 15 | 7 | 1e-08 | 0 | Water | Porous | Wet | R600a | MinimizeLCOE | IgnoreSilica | 222.587 | 73.7968 | 6.3049 | 4 | 5683.9471 |  | 127.4611 |  | 138.0571 | -1.4609e-05 | 19862342958.8284 | 8938019.4191 | 668292.9428 | 10557916.5318 | 14199086.7545 | 24077.0464 | 911296.4026 | 0 | 13766488.7479 | 35817579.8269 | 24446234.2095 | 109328991.8815 | 3144235.0165 | 23761139.2421 |  | 1478867.319 | 5633948.9183 | 0 | 143347182.3775 |  | 10000000 | 25.2197 | 5683.9471 |  | 127.4611
1 | 3700 | 707 | 0.035 | 15 | 15 | 7 | 1e-13 | 0 | Water | Porous | Wet | R600a | MinimizeLCOE | IgnoreSilica | 0 | 0 | 0 | 4 |  |  |  |  | 0 | 0 | 5305970088.024 | 3487.7693 | 147.508 | 3542.3728 | 25624.6297 | 24077.0464 | 17251.8748 | 0 | 28911.1684 | 75220.9297 | 51339.8302 | 229603.1293 | 3144235.0165 | 24595314.8048 |  | 1478867.319 | 5800784.0308 | 0 |  |  | 100 | 0
1 | 3700 | 707 | 0.035 | 15 | 15 | 7 | 1.3335e-13 | 0 | Water | Porous | Wet | R600a | MinimizeLCOE | IgnoreSilica | 0 | 0 | 0 | 4 |  |  |  |  | 0 | 0 | 2838480044.9469 | 3490.228 | 147.621 | 3544.7866 | 25625.6647 | 24077.0464 | 14865.4773 | 0 | 27982.8213 | 72805.561 | 49691.2914 | 222230.4975 | 3144235.0165 | 24595314.8048 |  | 1478867.319 | 5800784.0308 | 0 |  |  | 133.3521 | 0
1 | 3700 | 707 | 0.035 | 15 | 15 | 7 | 1.7783e-13 | 0 | Water | Porous | Wet | R600a | MinimizeLCOE | IgnoreSilica | 0.90004 | 0.1554 | 0.00096435 | 4 | 9337627.4373 |  | 209394.023 |  | 98.6942 | -4.9793e-05 | 1222472316.4426 | 94350.7256 | 5725.0126 | 78322.402 | 58818.292 | 24077.0464 | 61496.8888 | 0 | 125888.2433 | 327535.3857 | 223549.6309 | 999763.6272 | 3144235.0165 | 24595314.8048 |  | 1478867.319 | 5800784.0308 | 0 | 36018964.7984 |  | 177.8279 | 0.0038574 | 9337627.4373 |  | 209394.023
1 | 3700 | 707 | 0.035 | 15 | 15 | 7 | 2.3714e-13 | 0 | Water | Porous | Wet | R600a | MinimizeLCOE | IgnoreSilica | 1.1779 | 0.23701 | 0.0051528 | 4 | 1762094.391 |  | 39514.5379 |  | 106.6968 | -5.1928e-05 | 4847536206.6362 | 133048.4945 | 8445.2602 | 109189.6489 | 74407.5201 | 24077.0464 | 70504.9185 | 0 | 163672.4265 | 425842.08 | 290645.9698 | 1299833.3649 | 3144235.0165 | 24595314.8048 |  | 1478867.319 | 5800784.0308 | 0 | 36319034.536 |  | 237.1374 | 0.020611 | 1762094.391 |  | 39514.5379
1 | 3700 | 707 | 0.035 | 15 | 15 | 7 | 3.1623e-13 | 0 | Water | Porous | Wet | R600a | MinimizeLCOE | IgnoreSilica | 1.5678 | 0.35839 | 0.011969 | 4 | 767218.3669 |  | 17204.6852 |  | 113.9468 | -5.4942e-05 | 7428774624.8532 | 185045.7407 | 12240.5832 | 151263.1307 | 97363.7597 | 24077.0464 | 82679.1653 | 0 | 215541.0762 | 560793.6667 | 382753.2007 | 1711757.3696 | 3144235.0165 | 24595314.8048 |  | 1478867.319 | 5800784.0308 | 0 | 36730958.5408 |  | 316.2278 | 0.047875 | 767218.3669 |  | 17204.6852
1 | 3700 | 707 | 0.035 | 15 | 15 | 7 | 4.217e-13 | 0 | Water | Porous | Wet | R600a | MinimizeLCOE | IgnoreSilica | 2.043 | 0.51219 | 0.021772 | 4 | 427261.7258 |  | 9581.2402 |  | 119.5235 | -5.6223e-05 | 9682866525.084 | 244710.4408 | 16719.1375 | 200529.6056 | 126396.0586 | 24077.0464 | 94842.5807 | 0 | 275837.1991 | 717671.8101 | 489825.7571 | 2190609.6358 | 3144235.0165 | 24595314.8048 |  | 1478867.319 | 5800784.0308 | 0 | 37209810.8069 |  | 421.6965 | 0.087089 | 427261.7258 |  | 9581.2402
1 | 3700 | 707 | 0.035 | 15 | 15 | 7 | 5.6234e-13 | 0 | Water | Porous | Wet | R600a | MinimizeLCOE | IgnoreSilica | 2.7081 | 0.73297 | 0.036264 | 4 | 260951.2961 |  | 5851.7693 |  | 124.3583 | -5.8067e-05 | 11253809642.5074 | 322387.5936 | 22666.1282 | 266252.6988 | 168149.0391 | 24077.0464 | 111150.1248 | 0 | 356726.226 | 928128.4655 | 633466.7489 | 2833004.0713 | 3144235.0165 | 24595314.8048 |  | 1478867.319 | 5800784.0308 | 0 | 37852205.2424 |  | 562.3413 | 0.14505 | 260951.2961 |  | 5851.7693
1 | 3700 | 707 | 0.035 | 15 | 15 | 7 | 7.4989e-13 | 0 | Water | Porous | Wet | R600a | MinimizeLCOE | IgnoreSilica | 3.5707 | 1.0241 | 0.056206 | 4 | 171876.6877 |  | 3854.2929 |  | 128.1419 | -5.9274e-05 | 12356023262.6335 | 415301.9655 | 29874.2544 | 347063.3193 | 223397.042 | 24077.0464 | 129939.5332 | 0 | 456164.7327 | 1186847.0622 | 810047.5072 | 3622712.4629 | 3144235.0165 | 24595314.8048 |  | 1478867.319 | 5800784.0308 | 0 | 38641913.6341 |  | 749.8942 | 0.22482 | 171876.6877 |  | 3854.2929
1 | 3700 | 707 | 0.035 | 15 | 15 | 7 | 1e-12 | 0 | Water | Porous | Wet | R600a | MinimizeLCOE | IgnoreSilica | 4.7279 | 1.4188 | 0.083703 | 4 | 118414.308 |  | 2655.412 |  | 131.1686 | -6.0438e-05 | 13062510993.0927 | 529801.0655 | 38828.2237 | 449537.5802 | 298537.1938 | 24077.0464 | 153200.8513 | 0 | 582652.9648 | 1515943.4958 | 1034662.5854 | 4627241.0068 | 3144235.0165 | 24595314.8048 |  | 1478867.319 | 5800784.0308 | 0 | 39646442.178 |  | 1000 | 0.33481 | 118414.308 |  | 2655.412
1 | 3700 | 707 | 0.035 | 15 | 15 | 7 | 1.3335e-12 | 0 | Water | Porous | Wet | R600a | MinimizeLCOE | IgnoreSilica | 6.2775 | 1.9507 | 0.12116 | 4 | 84433.0983 |  | 1893.3917 |  | 133.546 | -6.1491e-05 | 13498810875.3051 | 670209.5565 | 49851.0774 | 578981.125 | 400088.1489 | 24077.0464 | 181824.8277 | 0 | 742962.395 | 1933035.7491 | 1319336.6187 | 5900366.5447 | 3144235.0165 | 24595314.8048 |  | 1478867.319 | 5800784.0308 | 0 | 40919567.7159 |  | 1333.5214 | 0.48464 | 84433.0983 |  | 1893.3917
1 | 3700 | 707 | 0.035 | 15 | 15 | 7 | 1.7783e-12 | 0 | Water | Porous | Wet | R600a | MinimizeLCOE | IgnoreSilica | 8.3238 | 2.6559 | 0.17141 | 4 | 61998.3466 |  | 1390.2978 |  | 135.3715 | -6.2178e-05 | 13822160640.0357 | 839912.9037 | 63183.9887 | 740174.7733 | 535024.0452 | 24077.0464 | 215993.3478 | 0 | 943162.781 | 2453916.0868 | 1674848.1522 | 7490293.125 | 3144235.0165 | 24595314.8048 |  | 1478867.319 | 5800784.0308 | 0 | 42509494.2962 |  | 1778.2794 | 0.68566 | 61998.3466 |  | 1390.2978
1 | 3700 | 707 | 0.035 | 15 | 15 | 7 | 2.3714e-12 | 0 | Water | Porous | Wet | R600a | MinimizeLCOE | IgnoreSilica | 11.0615 | 3.6016 | 0.239 | 4 | 46574.0537 |  | 1044.4118 |  | 136.7823 | -6.2809e-05 | 14004414548.4794 | 1047750.7649 | 79495.2999 | 943480.056 | 716248.7698 | 24077.0464 | 258029.6491 | 0 | 1196941.8186 | 3114197.0854 | 2125503.5011 | 9505723.9911 | 3144235.0165 | 24595314.8048 |  | 1478867.319 | 5800784.0308 | 0 | 44524925.1622 |  | 2371.3737 | 0.956 | 46574.0537 |  | 1044.4118
1 | 3700 | 707 | 0.035 | 15 | 15 | 7 | 3.1623e-12 | 0 | Water | Porous | Wet | R600a | MinimizeLCOE | IgnoreSilica | 14.7085 | 4.8629 | 0.32939 | 4 | 35725.207 |  | 801.1291 |  | 137.8606 | -6.3311e-05 | 14113261195.3949 | 1301277.3367 | 99347.1998 | 1198739.7446 | 958207.2012 | 24077.0464 | 309263.3079 | 0 | 1517455.6163 | 3948108.2406 | 2694664.9997 | 12051140.6931 | 3144235.0165 | 24595314.8048 |  | 1478867.319 | 5800784.0308 | 0 | 47070341.8643 |  | 3162.2777 | 1.3176 | 35725.207 |  | 801.1291
1 | 3700 | 707 | 0.035 | 15 | 15 | 7 | 4.217e-12 | 0 | Water | Porous | Wet | R600a | MinimizeLCOE | IgnoreSilica | 19.5541 | 6.5403 | 0.44982 | 4 | 27945.5941 |  | 626.6731 |  | 138.68 | -6.3682e-05 | 14174891561.4588 | 1610051.4334 | 123447.9619 | 1518563.7755 | 1280180.8149 | 24077.0464 | 371489.9904 | 0 | 1921846.2988 | 5000249.8445 | 3412773.2637 | 15262680.4294 | 3144235.0165 | 24595314.8048 |  | 1478867.319 | 5800784.0308 | 0 | 50281881.6006 |  | 4216.965 | 1.7993 | 27945.5941 |  | 626.6731
1 | 3700 | 707 | 0.035 | 15 | 15 | 7 | 5.6234e-12 | 0 | Water | Porous | Wet | R600a | MinimizeLCOE | IgnoreSilica | 25.9802 | 8.7659 | 0.60871 | 4 | 22316.39 |  | 500.4396 |  | 139.301 | -6.4246e-05 | 14120119889.0449 | 1985820.4356 | 152671.9456 | 1918670.3746 | 1707557.7843 | 24077.0464 | 448362.7641 | 0 | 2432492.5368 | 6328846.6078 | 4319567.8546 | 19318067.3499 | 3144235.0165 | 24595314.8048 |  | 1478867.319 | 5800784.0308 | 0 | 54337268.5211 |  | 5623.4133 | 2.4349 | 22316.39 |  | 500.4396
1 | 3700 | 707 | 0.035 | 15 | 15 | 7 | 7.4989e-12 | 0 | Water | Porous | Wet | R600a | MinimizeLCOE | IgnoreSilica | 34.4527 | 11.7015 | 0.81965 | 4 | 18126.024 |  | 406.4717 |  | 139.7709 | -6.4363e-05 | 14120402608.0126 | 2441126.7769 | 187946.9861 | 2416620.5864 | 2271398.9413 | 24077.0464 | 539632.6388 | 0 | 3073513.1606 | 7996650.7796 | 5457878.4718 | 24408845.3879 | 3144235.0165 | 24595314.8048 |  | 1478867.319 | 5800784.0308 | 0 | 59428046.5591 |  | 7498.9421 | 3.2786 | 18126.024 |  | 406.4717
1 | 3700 | 707 | 0.035 | 15 | 15 | 7 | 1e-11 | 0 | Water | Porous | Wet | R600a | MinimizeLCOE | IgnoreSilica | 45.5394 | 15.5444 | 1.096 | 4 | 15006.3528 |  | 336.5138 |  | 140.1275 | -6.4348e-05 | 14085297873.5079 | 2989609.4331 | 230273.8038 | 3032239.6516 | 3009626.2753 | 24077.0464 | 649029.1235 | 0 | 3874593.5801 | 10080897.707 | 6880419.8268 | 30770766.4476 | 3144235.0165 | 24595314.8048 |  | 1478867.319 | 5800784.0308 | 0 | 65789967.6187 |  | 10000 | 4.3841 | 15006.3528 |  | 336.5138
1 | 3700 | 707 | 0.035 | 15 | 15 | 7 | 1.3335e-11 | 0 | Water | Porous | Wet | R600a | MinimizeLCOE | IgnoreSilica | 59.8831 | 20.5186 | 1.4539 | 4 | 12668.0176 |  | 284.0772 |  | 140.4009 | -6.4206e-05 | 13990561854.9978 | 3644320.8037 | 280605.2307 | 3785611.252 | 3965262.0403 | 24077.0464 | 779181.3961 | 0 | 4866832.53 | 12662499.9184 | 8642416.3826 | 38650806.6001 | 3144235.0165 | 24595314.8048 |  | 1478867.319 | 5800784.0308 | 0 | 73670007.7712 |  | 13335.2143 | 5.8154 | 12668.0176 |  | 284.0772
1 | 3700 | 707 | 0.035 | 15 | 15 | 7 | 1.7783e-11 | 0 | Water | Porous | Wet | R600a | MinimizeLCOE | IgnoreSilica | 77.9948 | 26.8043 | 1.9067 | 4 | 10911.5298 |  | 244.6884 |  | 140.6145 | -6.3824e-05 | 13829251183.0528 | 4409495.1551 | 339208.8536 | 4687216.7255 | 5172957.5346 | 24077.0464 | 930184.5554 | 0 | 6069624.5495 | 15791918.0267 | 10778308.5447 | 48202990.9915 | 3144235.0165 | 24595314.8048 |  | 1478867.319 | 5800784.0308 | 0 | 83222192.1627 |  | 17782.7941 | 7.627 | 10911.5298 |  | 244.6884
1 | 3700 | 707 | 0.035 | 15 | 15 | 7 | 2.3714e-11 | 0 | Water | Porous | Wet | R600a | MinimizeLCOE | IgnoreSilica | 99.0345 | 34.1144 | 2.4468 | 4 | 9592.8605 |  | 215.1176 |  | 140.7812 | -6.2328e-05 | 13828596975.85 | 5237357.5485 | 402403.7383 | 5683941.3891 | 6577553.927 | 24077.0464 | 1081730.7091 | 0 | 7412755.0997 | 19286468.2044 | 13163410.8468 | 58869698.5093 | 3144235.0165 | 24595314.8048 |  | 1478867.319 | 5800784.0308 | 0 | 93888899.6804 |  | 23713.7371 | 9.7874 | 9592.8605 |  | 215.1176
1 | 3700 | 707 | 0.035 | 15 | 15 | 7 | 3.1623e-11 | 0 | Water | Porous | Wet | R600a | MinimizeLCOE | IgnoreSilica | 116.9151 | 40.335 | 2.9843 | 4 | 8587.485 |  | 192.5723 |  | 140.8896 | -5.6706e-05 | 15035149762.8067 | 5902597.4478 | 453059.4125 | 6498457.4749 | 7772854.8706 | 24077.0464 | 1139325.9498 | 0 | 8498245.1587 | 22110690.6732 | 15091000.7137 | 67490308.7475 | 3144235.0165 | 24595314.8048 |  | 1478867.319 | 5800784.0308 | 0 | 102509509.9187 |  | 31622.7766 | 11.9371 | 8587.485 |  | 192.5723
1 | 3700 | 707 | 0.035 | 15 | 15 | 7 | 4.217e-11 | 0 | Water | Porous | Wet | R600a | MinimizeLCOE | IgnoreSilica | 134.8398 | 46.5799 | 3.5483 | 4 | 7815.3934 |  | 175.2583 |  | 140.9832 | -5.1147e-05 | 16156830394.9768 | 6541931.5806 | 501662.2852 | 7291129.7815 | 8972925.6926 | 24077.0464 | 1176100.4669 | 0 | 9558052.4727 | 24868091.9078 | 16972983.7153 | 75906954.9489 | 3144235.0165 | 24595314.8048 |  | 1478867.319 | 5800784.0308 | 0 | 110926156.1201 |  | 42169.6503 | 14.1933 | 7815.3934 |  | 175.2583
1 | 3700 | 707 | 0.035 | 15 | 15 | 7 | 5.6234e-11 | 0 | Water | Porous | Wet | R600a | MinimizeLCOE | IgnoreSilica | 151.8191 | 52.5043 | 4.1075 | 4 | 7225.6401 |  | 162.0332 |  | 141.0645 | -4.5884e-05 | 17167148043.4672 | 7126661.7218 | 546068.671 | 8023532.6504 | 10111467.0192 | 24077.0464 | 1191334.3871 | 0 | 10539025.1834 | 27420381.6758 | 18714973.9263 | 83697522.2813 | 3144235.0165 | 24595314.8048 |  | 1478867.319 | 5800784.0308 | 0 | 118716723.4525 |  | 56234.1325 | 16.4299 | 7225.6401 |  | 162.0332
1 | 3700 | 707 | 0.035 | 15 | 15 | 7 | 7.4989e-11 | 0 | Water | Porous | Wet | R600a | MinimizeLCOE | IgnoreSilica | 167.042 | 57.8244 | 4.6315 | 4 | 6777.7489 |  | 151.9894 |  | 141.1343 | -4.1107e-05 | 18056186578.0067 | 7636317.9644 | 584746.0767 | 8667151.7522 | 11133958.2073 | 24077.0464 | 1187470.1914 | 0 | 11401151.283 | 29663456.9406 | 20245918.8851 | 90544248.3471 | 3144235.0165 | 24595314.8048 |  | 1478867.319 | 5800784.0308 | 0 | 125563449.5183 |  | 74989.4209 | 18.5258 | 6777.7489 |  | 151.9894
1 | 3700 | 707 | 0.035 | 15 | 15 | 7 | 1e-10 | 0 | Water | Porous | Wet | R600a | MinimizeLCOE | IgnoreSilica | 180.0823 | 62.3891 | 5.0988 | 4 | 6439.2452 |  | 144.3985 |  | 141.193 | -3.695e-05 | 18810373720.3504 | 8063369.2106 | 617140.3732 | 9209906.7219 | 12011306.631 | 24077.0464 | 1169811.9433 | 0 | 12127288.6513 | 31552717.4216 | 21535377.9838 | 96310995.983 | 3144235.0165 | 24595314.8048 |  | 1478867.319 | 5800784.0308 | 0 | 131330197.1542 |  | 100000 | 20.3953 | 6439.2452 |  | 144.3985
1 | 3700 | 707 | 0.035 | 15 | 15 | 7 | 1.3335e-10 | 0 | Water | Porous | Wet | R600a | MinimizeLCOE | IgnoreSilica | 190.8593 | 66.1669 | 5.499 | 4 | 6184.314 |  | 138.6817 |  | 141.2414 | -3.346e-05 | 19438863034.2896 | 8410367.9326 | 643456.2377 | 9653070.2786 | 12737469.2631 | 24077.0464 | 1144248.1452 | 0 | 12718948.6724 | 33092095.4305 | 22586035.1059 | 101009768.1123 | 3144235.0165 | 24595314.8048 |  | 1478867.319 | 5800784.0308 | 0 | 136028969.2835 |  | 133352.1432 | 21.9958 | 6184.314 |  | 138.6817
1 | 3700 | 707 | 0.035 | 15 | 15 | 7 | 1.7783e-10 | 0 | Water | Porous | Wet | R600a | MinimizeLCOE | IgnoreSilica | 199.5339 | 69.2115 | 5.8307 | 4 | 5992.7577 |  | 134.3861 |  | 141.2806 | -2.9415e-05 | 19948992119.3815 | 8686107.1071 | 664365.8948 | 10006518.4003 | 13322729.2979 | 24077.0464 | 1115836.1109 | 0 | 13189657.2044 | 34316782.4751 | 23421909.1786 | 104747982.7154 | 3144235.0165 | 24595314.8048 |  | 1478867.319 | 5800784.0308 | 0 | 139767183.8865 |  | 177827.941 | 23.3227 | 5992.7577 |  | 134.3861
1 | 3700 | 707 | 0.035 | 15 | 15 | 7 | 2.3714e-10 | 0 | Water | Porous | Wet | R600a | MinimizeLCOE | IgnoreSilica | 206.3498 | 71.6063 | 6.0983 | 4 | 5849.0099 |  | 131.1626 |  | 141.3115 | -2.6548e-05 | 20359504603.0628 | 8900684.364 | 680637.2048 | 10282322.1019 | 13783086.8714 | 24077.0464 | 1087677.1412 | 0 | 13555809.0446 | 35269434.4553 | 24072113.7302 | 107655841.9599 | 3144235.0165 | 24595314.8048 |  | 1478867.319 | 5800784.0308 | 0 | 142675043.131 |  | 237137.3706 | 24.393 | 5849.0099 |  | 131.1626
1 | 3700 | 707 | 0.035 | 15 | 15 | 7 | 3.1623e-10 | 0 | Water | Porous | Wet | R600a | MinimizeLCOE | IgnoreSilica | 211.6681 | 73.4764 | 6.3108 | 4 | 5741.2119 |  | 128.7453 |  | 141.3357 | -2.3591e-05 | 20680158899.7533 | 9066909.6632 | 693242.2181 | 10496413.5448 | 14142609.6188 | 24077.0464 | 1062414.875 | 0 | 13839410.1168 | 36007306.2707 | 24575726.4059 | 109908109.7597 | 3144235.0165 | 24595314.8048 |  | 1478867.319 | 5800784.0308 | 0 | 144927310.9308 |  | 316227.766 | 25.2433 | 5741.2119 |  | 128.7453
1 | 3700 | 707 | 0.035 | 15 | 15 | 7 | 4.217e-10 | 0 | Water | Porous | Wet | R600a | MinimizeLCOE | IgnoreSilica | 215.736 | 74.9078 | 6.4765 | 4 | 5660.3973 |  | 126.933 |  | 141.3544 | -2.1624e-05 | 20932874306.8456 | 9193365.6797 | 702831.7728 | 10659531.6419 | 14417788.5039 | 24077.0464 | 1040366.627 | 0 | 14054804.8959 | 36567719.3023 | 24958219.8153 | 111618705.2851 | 3144235.0165 | 24595314.8048 |  | 1478867.319 | 5800784.0308 | 0 | 146637906.4562 |  | 421696.5034 | 25.9059 | 5660.3973 |  | 126.933
1 | 3700 | 707 | 0.035 | 15 | 15 | 7 | 5.6234e-10 | 0 | Water | Porous | Wet | R600a | MinimizeLCOE | IgnoreSilica | 218.8519 | 76.0047 | 6.6048 | 4 | 5599.8177 |  | 125.5746 |  | 141.3688 | -2.0566e-05 | 21126859985.5235 | 9289841.2837 | 710148.0782 | 10784117.9609 | 14628687.901 | 24077.0464 | 1022178.6801 | 0 | 14219029.8706 | 36994998.9992 | 25249846.9882 | 112922926.8083 | 3144235.0165 | 24595314.8048 |  | 1478867.319 | 5800784.0308 | 0 | 147942127.9794 |  | 562341.3252 | 26.4191 | 5599.8177 |  | 125.5746
1 | 3700 | 707 | 0.035 | 15 | 15 | 7 | 7.4989e-10 | 0 | Water | Porous | Wet | R600a | MinimizeLCOE | IgnoreSilica | 221.2271 | 76.8413 | 6.7034 | 4 | 5554.4068 |  | 124.5562 |  | 141.3798 | -1.9176e-05 | 21274704331.6942 | 9363161.949 | 715708.5968 | 10878882.4487 | 14789520.9535 | 24077.0464 | 1007557.3531 | 0 | 14343774.2555 | 37319558.3001 | 25471365.3801 | 113913606.2831 | 3144235.0165 | 24595314.8048 |  | 1478867.319 | 5800784.0308 | 0 | 148932807.4543 |  | 749894.2093 | 26.8134 | 5554.4068 |  | 124.5562
1 | 3700 | 707 | 0.035 | 15 | 15 | 7 | 1e-09 | 0 | Water | Porous | Wet | R600a | MinimizeLCOE | IgnoreSilica | 223.0176 | 77.4721 | 6.7784 | 4 | 5520.3647 |  | 123.7928 |  | 141.3881 | -1.8562e-05 | 21388439919.2888 | 9418308.3916 | 719890.9248 | 10950202.3592 | 14910799.6955 | 24077.0464 | 995861.2056 | 0 | 14437464.453 | 37563320.9755 | 25637738.4148 | 114657663.4663 | 3144235.0165 | 24595314.8048 |  | 1478867.319 | 5800784.0308 | 0 | 149676864.6374 |  | 1000000 | 27.1136 | 5520.3647 |  | 123.7928
1 | 3700 | 707 | 0.035 | 15 | 15 | 7 | 1.3335e-09 | 0 | Water | Porous | Wet | R600a | MinimizeLCOE | IgnoreSilica | 224.3601 | 77.9452 | 6.8352 | 4 | 5494.844 |  | 123.2205 |  | 141.3943 | -1.7513e-05 | 21476002345.0133 | 9459585.5483 | 723021.4662 | 11003610.4504 | 15001751.3959 | 24077.0464 | 986599.9564 | 0 | 14507471.8868 | 37745465.9577 | 25762056.1079 | 115213639.816 | 3144235.0165 | 24595314.8048 |  | 1478867.319 | 5800784.0308 | 0 | 150232840.9871 |  | 1333521.4322 | 27.3407 | 5494.844 |  | 123.2205
1 | 3700 | 707 | 0.035 | 15 | 15 | 7 | 1.7783e-09 | 0 | Water | Porous | Wet | R600a | MinimizeLCOE | IgnoreSilica | 225.383 | 78.3057 | 6.8784 | 4 | 5475.7104 |  | 122.7915 |  | 141.3991 | -1.7163e-05 | 21540424211.881 | 9490997.0443 | 725403.8289 | 11044267.5697 | 15071064.1975 | 24077.0464 | 979564.4233 | 0 | 14560795.9029 | 37884204.1095 | 25856747.7473 | 115637121.8697 | 3144235.0165 | 24595314.8048 |  | 1478867.319 | 5800784.0308 | 0 | 150656323.0408 |  | 1778279.41 | 27.5136 | 5475.7104 |  | 122.7915
1 | 3700 | 707 | 0.035 | 15 | 15 | 7 | 2.3714e-09 | 0 | Water | Porous | Wet | R600a | MinimizeLCOE | IgnoreSilica | 226.1381 | 78.5719 | 6.9107 | 4 | 5461.3647 |  | 122.4698 |  | 141.4026 | -1.6894e-05 | 21591854227.6249 | 9514164.4343 | 727160.9432 | 11074262.009 | 15122240.7591 | 24077.0464 | 973987.8767 | 0 | 14599998.2968 | 37986200.6968 | 25926362.5139 | 115948454.5762 | 3144235.0165 | 24595314.8048 |  | 1478867.319 | 5800784.0308 | 0 | 150967655.7473 |  | 2371373.7057 | 27.6428 | 5461.3647 |  | 122.4698
1 | 3700 | 707 | 0.035 | 15 | 15 | 7 | 3.1623e-09 | 0 | Water | Porous | Wet | R600a | MinimizeLCOE | IgnoreSilica | 226.7176 | 78.7762 | 6.9353 | 4 | 5450.6085 |  | 122.2286 |  | 141.4053 | -1.6695e-05 | 21628804082.5891 | 9531933.4183 | 728508.6433 | 11097271.5808 | 15161523.7092 | 24077.0464 | 969870.6723 | 0 | 14630142.1774 | 38064628.8907 | 25979891.3678 | 116187847.5061 | 3144235.0165 | 24595314.8048 |  | 1478867.319 | 5800784.0308 | 0 | 151207048.6772 |  | 3162277.6602 | 27.7413 | 5450.6085 |  | 122.2286
1 | 3700 | 707 | 0.035 | 15 | 15 | 7 | 4.217e-09 | 0 | Water | Porous | Wet | R600a | MinimizeLCOE | IgnoreSilica | 227.1586 | 78.9316 | 6.954 | 4 | 5442.5434 |  | 122.0477 |  | 141.4074 | -1.5968e-05 | 21655975438.505 | 9545447.0426 | 729533.606 | 11114773.3043 | 15191417.3355 | 24077.0464 | 966806.176 | 0 | 14653101.2592 | 38124363.7121 | 26020661.6108 | 116370181.093 | 3144235.0165 | 24595314.8048 |  | 1478867.319 | 5800784.0308 | 0 | 151389382.2641 |  | 4216965.0343 | 27.8159 | 5442.5434 |  | 122.0477
1 | 3700 | 707 | 0.035 | 15 | 15 | 7 | 5.6234e-09 | 0 | Water | Porous | Wet | R600a | MinimizeLCOE | IgnoreSilica | 227.483 | 79.046 | 6.9679 | 4 | 5436.4959 |  | 121.9121 |  | 141.4089 | -1.5855e-05 | 21676688025.9389 | 9555380.8606 | 730287.0525 | 11127640.2601 | 15213402.2281 | 24077.0464 | 964403.5558 | 0 | 14669924.4914 | 38168134.3114 | 26050535.9442 | 116503785.7506 | 3144235.0165 | 24595314.8048 |  | 1478867.319 | 5800784.0308 | 0 | 151522986.9218 |  | 5623413.2519 | 27.8714 | 5436.4959 |  | 121.9121
1 | 3700 | 707 | 0.035 | 15 | 15 | 7 | 7.4989e-09 | 0 | Water | Porous | Wet | R600a | MinimizeLCOE | IgnoreSilica | 227.7265 | 79.1319 | 6.9783 | 4 | 5431.9612 |  | 121.8104 |  | 141.41 | -1.5771e-05 | 21693219345.136 | 9562839.1559 | 730852.742 | 11137301.5438 | 15229914.0651 | 24077.0464 | 962589.4471 | 0 | 14682553.8601 | 38200993.3381 | 26072962.9052 | 116604084.1037 | 3144235.0165 | 24595314.8048 |  | 1478867.319 | 5800784.0308 | 0 | 151623285.2749 |  | 7498942.0933 | 27.9132 | 5431.9612 |  | 121.8104
1 | 3700 | 707 | 0.035 | 15 | 15 | 7 | 1e-08 | 0 | Water | Porous | Wet | R600a | MinimizeLCOE | IgnoreSilica | 227.9091 | 79.1963 | 6.9861 | 4 | 5428.5608 |  | 121.7342 |  | 141.4109 | -1.5707e-05 | 21705243120.7286 | 9568429.9491 | 731276.7885 | 11144544.1612 | 15242294.6188 | 24077.0464 | 961219.2927 | 0 | 14692018.3241 | 38225617.932 | 26089769.6965 | 116679247.8094 | 3144235.0165 | 24595314.8048 |  | 1478867.319 | 5800784.0308 | 0 | 151698448.9806 |  | 10000000 | 27.9445 | 5428.5608 |  | 121.7342
1 | 3800 | 707 | 0.035 | 15 | 15 | 7 | 1e-13 | 0 | Water | Porous | Wet | R600a | MinimizeLCOE | IgnoreSilica | 0 | 0 | 0 | 4 |  |  |  |  | 0 | 0 | 4885246189.7187 | 3507.1296 | 148.3977 | 3561.3695 | 25632.7705 | 24077.0464 | 16918.2146 | 0 | 28799.522 | 74930.4487 | 51141.5709 | 228716.4699 | 3144235.0165 | 25441210.5492 |  | 1478867.319 | 5969963.1797 | 0 |  |  | 100 | 0
1 | 3800 | 707 | 0.035 | 15 | 15 | 7 | 1.3335e-13 | 0 | Water | Porous | Wet | R600a | MinimizeLCOE | IgnoreSilica | 0 | 0 | 0 | 4 |  |  |  |  | 0 | 0 | 2483668373.6422 | 3509.5362 | 148.5083 | 3563.7293 | 25633.7811 | 24077.0464 | 14520.7066 | 0 | 27866.7901 | 72503.6715 | 49485.2456 | 221309.0151 | 3144235.0165 | 25441210.5492 |  | 1478867.319 | 5969963.1797 | 0 |  |  | 133.3521 | 0
1 | 3800 | 707 | 0.035 | 15 | 15 | 7 | 1.7783e-13 | 0 | Water | Porous | Wet | R600a | MinimizeLCOE | IgnoreSilica | 0.93431 | 0.16978 | 0.0018635 | 4 | 4975785.032 |  | 111580.7685 |  | 101.2841 | -5.1051e-05 | 2817716528.3633 | 102057.124 | 6280.5156 | 83919.7508 | 61363.7107 | 24077.0464 | 62890.2301 | 0 | 132829.4673 | 345595.0267 | 235875.707 | 1054888.5786 | 3144235.0165 | 25441210.5492 |  | 1478867.319 | 5969963.1797 | 0 | 37089164.6431 |  | 177.8279 | 0.0074539 | 4975785.032 |  | 111580.7685
1 | 3800 | 707 | 0.035 | 15 | 15 | 7 | 2.3714e-13 | 0 | Water | Porous | Wet | R600a | MinimizeLCOE | IgnoreSilica | 1.2121 | 0.25519 | 0.006683 | 4 | 1398963.2017 |  | 31371.4094 |  | 109.2055 | -5.2782e-05 | 6741129418.3161 | 142207.3699 | 9150.6568 | 115645.3244 | 77514.8801 | 24077.0464 | 71382.1307 | 0 | 171591.1892 | 446445.0762 | 304707.938 | 1362721.6118 | 3144235.0165 | 25441210.5492 |  | 1478867.319 | 5969963.1797 | 0 | 37396997.6762 |  | 237.1374 | 0.026732 | 1398963.2017 |  | 31371.4094
1 | 3800 | 707 | 0.035 | 15 | 15 | 7 | 3.1623e-13 | 0 | Water | Porous | Wet | R600a | MinimizeLCOE | IgnoreSilica | 1.602 | 0.38205 | 0.0144 | 4 | 656616.6776 |  | 14724.4692 |  | 116.4674 | -5.5591e-05 | 9589547575.2992 | 196258.6995 | 13164.1915 | 158933.1907 | 101333.5049 | 24077.0464 | 83074.2007 | 0 | 224967.9251 | 585320.3939 | 399493.196 | 1786622.3487 | 3144235.0165 | 25441210.5492 |  | 1478867.319 | 5969963.1797 | 0 | 37820898.4131 |  | 316.2278 | 0.0576 | 656616.6776 |  | 14724.4692
1 | 3800 | 707 | 0.035 | 15 | 15 | 7 | 4.217e-13 | 0 | Water | Porous | Wet | R600a | MinimizeLCOE | IgnoreSilica | 2.1014 | 0.55101 | 0.025735 | 4 | 372465.3367 |  | 8352.4445 |  | 122.3361 | -5.7364e-05 | 12027920997.174 | 261475.744 | 18151.8845 | 212199.6564 | 133068.5165 | 24077.0464 | 95930.2113 | 0 | 290512.193 | 755853.134 | 515885.2952 | 2307153.6811 | 3144235.0165 | 25441210.5492 |  | 1478867.319 | 5969963.1797 | 0 | 38341429.7456 |  | 421.6965 | 0.10294 | 372465.3367 |  | 8352.4445
1 | 3800 | 707 | 0.035 | 15 | 15 | 7 | 5.6234e-13 | 0 | Water | Porous | Wet | R600a | MinimizeLCOE | IgnoreSilica | 2.7619 | 0.78038 | 0.04188 | 4 | 232805.7083 |  | 5220.6114 |  | 127.155 | -5.8925e-05 | 13729904452.7483 | 341840.2014 | 24427.9081 | 279420.282 | 176312.856 | 24077.0464 | 111410.1942 | 0 | 373420.5103 | 971563.5688 | 663112.0993 | 2965584.6665 | 3144235.0165 | 25441210.5492 |  | 1478867.319 | 5969963.1797 | 0 | 38999860.7309 |  | 562.3413 | 0.16752 | 232805.7083 |  | 5220.6114
1 | 3800 | 707 | 0.035 | 15 | 15 | 7 | 7.4989e-13 | 0 | Water | Porous | Wet | R600a | MinimizeLCOE | IgnoreSilica | 3.6633 | 1.0987 | 0.064743 | 4 | 153901.3657 |  | 3451.2007 |  | 131.1319 | -6.078e-05 | 14796245740.8242 | 443097.3046 | 32452.1896 | 366395.8748 | 236633.2753 | 24077.0464 | 131335.4657 | 0 | 481256.551 | 1252130.8264 | 854605.0178 | 3821983.5516 | 3144235.0165 | 25441210.5492 |  | 1478867.319 | 5969963.1797 | 0 | 39856259.6161 |  | 749.8942 | 0.25897 | 153901.3657 |  | 3451.2007
1 | 3800 | 707 | 0.035 | 15 | 15 | 7 | 1e-12 | 0 | Water | Porous | Wet | R600a | MinimizeLCOE | IgnoreSilica | 4.84 | 1.5187 | 0.095792 | 4 | 106778.387 |  | 2394.4793 |  | 134.2166 | -6.1953e-05 | 15597930010.6492 | 564521.8692 | 42161.5201 | 473695.9858 | 316593.0601 | 24077.0464 | 154481.323 | 0 | 614457.0138 | 1598691.1075 | 1091139.5307 | 4879818.4566 | 3144235.0165 | 25441210.5492 |  | 1478867.319 | 5969963.1797 | 0 | 40914094.5211 |  | 1000 | 0.38317 | 106778.387 |  | 2394.4793
1 | 3800 | 707 | 0.035 | 15 | 15 | 7 | 1.3335e-12 | 0 | Water | Porous | Wet | R600a | MinimizeLCOE | IgnoreSilica | 6.4166 | 2.0852 | 0.1381 | 4 | 76498.3103 |  | 1715.456 |  | 136.6494 | -6.3049e-05 | 16146045565.7669 | 713673.3232 | 54141.4991 | 609398.9346 | 424859.4805 | 24077.0464 | 183064.0993 | 0 | 783593.6094 | 2038749.8345 | 1391488.6542 | 6223046.4811 | 3144235.0165 | 25441210.5492 |  | 1478867.319 | 5969963.1797 | 0 | 42257322.5456 |  | 1333.5214 | 0.5524 | 76498.3103 |  | 1715.456
1 | 3800 | 707 | 0.035 | 15 | 15 | 7 | 1.7783e-12 | 0 | Water | Porous | Wet | R600a | MinimizeLCOE | IgnoreSilica | 8.5166 | 2.8427 | 0.19514 | 4 | 56308.0967 |  | 1262.6954 |  | 138.5345 | -6.3935e-05 | 16459694232.7811 | 895564.6997 | 68774.0044 | 779800.613 | 570045.5855 | 24077.0464 | 217857.3996 | 0 | 996886.5459 | 2593694.3029 | 1770249.6568 | 7916949.8542 | 3144235.0165 | 25441210.5492 |  | 1478867.319 | 5969963.1797 | 0 | 43951225.9186 |  | 1778.2794 | 0.78055 | 56308.0967 |  | 1262.6954
1 | 3800 | 707 | 0.035 | 15 | 15 | 7 | 2.3714e-12 | 0 | Water | Porous | Wet | R600a | MinimizeLCOE | IgnoreSilica | 11.3005 | 3.8493 | 0.27105 | 4 | 42501.1518 |  | 953.078 |  | 139.9787 | -6.4816e-05 | 16597630903.8688 | 1116366.3103 | 86521.0602 | 992788.9826 | 763375.5006 | 24077.0464 | 260454.968 | 0 | 1264997.7086 | 3291264.551 | 2246355.6848 | 10046201.8124 | 3144235.0165 | 25441210.5492 |  | 1478867.319 | 5969963.1797 | 0 | 46080477.8768 |  | 2371.3737 | 1.0842 | 42501.1518 |  | 953.078
1 | 3800 | 707 | 0.035 | 15 | 15 | 7 | 3.1623e-12 | 0 | Water | Porous | Wet | R600a | MinimizeLCOE | IgnoreSilica | 15.0252 | 5.198 | 0.37334 | 4 | 32665.2872 |  | 732.5111 |  | 141.0892 | -6.5359e-05 | 16724492754.0163 | 1387005.732 | 108225.6983 | 1261452.793 | 1022754.8299 | 24077.0464 | 312131.1091 | 0 | 1605102.4114 | 4176147.2227 | 2850306.2907 | 12747203.1334 | 3144235.0165 | 25441210.5492 |  | 1478867.319 | 5969963.1797 | 0 | 48781479.1979 |  | 3162.2777 | 1.4934 | 32665.2872 |  | 732.5111
1 | 3800 | 707 | 0.035 | 15 | 15 | 7 | 4.217e-12 | 0 | Water | Porous | Wet | R600a | MinimizeLCOE | IgnoreSilica | 19.9562 | 6.9847 | 0.50934 | 4 | 25610.2126 |  | 574.3028 |  | 141.9309 | -6.5689e-05 | 16817329070.0291 | 1715503.3417 | 134493.4438 | 1596796.9854 | 1366665.7279 | 24077.0464 | 374405.7228 | 0 | 2032657.4845 | 5288557.8193 | 3609549.3806 | 16142706.9523 | 3144235.0165 | 25441210.5492 |  | 1478867.319 | 5969963.1797 | 0 | 52176983.0168 |  | 4216.965 | 2.0374 | 25610.2126 |  | 574.3028
1 | 3800 | 707 | 0.035 | 15 | 15 | 7 | 5.6234e-12 | 0 | Water | Porous | Wet | R600a | MinimizeLCOE | IgnoreSilica | 26.5092 | 9.3603 | 0.69018 | 4 | 20455.3531 |  | 458.7063 |  | 142.5711 | -6.5964e-05 | 16862505801.2075 | 2116216.3581 | 166419.7835 | 2017232.065 | 1824178.0813 | 24077.0464 | 450402.7356 | 0 | 2573425.1673 | 6695524.4032 | 4569832.9844 | 20437308.6248 | 3144235.0165 | 25441210.5492 |  | 1478867.319 | 5969963.1797 | 0 | 56471584.6893 |  | 5623.4133 | 2.7607 | 20455.3531 |  | 458.7063
1 | 3800 | 707 | 0.035 | 15 | 15 | 7 | 7.4989e-12 | 0 | Water | Porous | Wet | R600a | MinimizeLCOE | IgnoreSilica | 35.13 | 12.4872 | 0.92862 | 4 | 16653.0436 |  | 373.4404 |  | 143.0549 | -6.6069e-05 | 16861489432.0209 | 2600786.4319 | 204870.5563 | 2539461.4034 | 2426594.4034 | 24077.0464 | 541673.0861 | 0 | 3251610.5417 | 8460023.6325 | 5774139.9653 | 25823237.0671 | 3144235.0165 | 25441210.5492 |  | 1478867.319 | 5969963.1797 | 0 | 61857513.1315 |  | 7498.9421 | 3.7145 | 16653.0436 |  | 373.4404
1 | 3800 | 707 | 0.035 | 15 | 15 | 7 | 1e-11 | 0 | Water | Porous | Wet | R600a | MinimizeLCOE | IgnoreSilica | 46.4212 | 16.5837 | 1.2411 | 4 | 13817.7186 |  | 309.859 |  | 143.4227 | -6.6076e-05 | 16823025937.8963 | 3185165.7989 | 251063.5958 | 3185629.363 | 3215984.7104 | 24077.0464 | 651450.0554 | 0 | 4100214.5222 | 10667917.1172 | 7281072.6363 | 32562574.8457 | 3144235.0165 | 25441210.5492 |  | 1478867.319 | 5969963.1797 | 0 | 68596850.9101 |  | 10000 | 4.9644 | 13817.7186 |  | 309.859
1 | 3800 | 707 | 0.035 | 15 | 15 | 7 | 1.3335e-11 | 0 | Water | Porous | Wet | R600a | MinimizeLCOE | IgnoreSilica | 60.9689 | 21.8649 | 1.6444 | 4 | 11692.9395 |  | 262.2113 |  | 143.7041 | -6.5893e-05 | 16737686804.5548 | 3880058.5905 | 305770.4687 | 3973339.0248 | 4233801.5706 | 24077.0464 | 781135.3435 | 0 | 5147290.9973 | 13392195.3205 | 9140448.4883 | 40878116.8507 | 3144235.0165 | 25441210.5492 |  | 1478867.319 | 5969963.1797 | 0 | 76912392.9151 |  | 13335.2143 | 6.5777 | 11692.9395 |  | 262.2113
1 | 3800 | 707 | 0.035 | 15 | 15 | 7 | 1.7783e-11 | 0 | Water | Porous | Wet | R600a | MinimizeLCOE | IgnoreSilica | 79.33 | 28.5358 | 2.1542 | 4 | 10095.7606 |  | 226.395 |  | 143.9244 | -6.5505e-05 | 16570247379.5279 | 4692159.6138 | 369462.1312 | 4915843.8317 | 5519629.5101 | 24077.0464 | 931984.8526 | 0 | 6416731.2245 | 16695018.3935 | 11394693.1019 | 50959599.7057 | 3144235.0165 | 25441210.5492 |  | 1478867.319 | 5969963.1797 | 0 | 86993875.7702 |  | 17782.7941 | 8.6169 | 10095.7606 |  | 226.395
1 | 3800 | 707 | 0.035 | 15 | 15 | 7 | 2.3714e-11 | 0 | Water | Porous | Wet | R600a | MinimizeLCOE | IgnoreSilica | 101.6754 | 36.6632 | 2.7765 | 4 | 8897.7601 |  | 199.5301 |  | 144.1039 | -6.4802e-05 | 16300058568.9344 | 5611577.4341 | 441335.48 | 6006350.86 | 7086431.8344 | 24077.0464 | 1101482.4281 | 0 | 7905789.4824 | 20569242.5327 | 14038930.6842 | 62785217.7823 | 3144235.0165 | 25441210.5492 |  | 1478867.319 | 5969963.1797 | 0 | 98819493.8468 |  | 23713.7371 | 11.1061 | 8897.7601 |  | 199.5301
1 | 3800 | 707 | 0.035 | 15 | 15 | 7 | 3.1623e-11 | 0 | Water | Porous | Wet | R600a | MinimizeLCOE | IgnoreSilica | 123.4586 | 44.5978 | 3.4336 | 4 | 8000.7317 |  | 179.4145 |  | 144.2361 | -6.1189e-05 | 16747938355.7407 | 6454759.7406 | 507082.7748 | 7024788.5754 | 8616346.9763 | 24077.0464 | 1216849.5111 | 0 | 9299122.8035 | 24194410.0224 | 16513181.9857 | 73850619.4361 | 3144235.0165 | 25441210.5492 |  | 1478867.319 | 5969963.1797 | 0 | 109884895.5005 |  | 31622.7766 | 13.7344 | 8000.7317 |  | 179.4145
1 | 3800 | 707 | 0.035 | 15 | 15 | 7 | 4.217e-11 | 0 | Water | Porous | Wet | R600a | MinimizeLCOE | IgnoreSilica | 141.683 | 51.2468 | 4.0591 | 4 | 7314.9925 |  | 164.0369 |  | 144.3307 | -5.5089e-05 | 17937804573.0456 | 7129176.0145 | 559582.9826 | 7850272.5882 | 9898615.5185 | 24077.0464 | 1250746.5041 | 0 | 10417863.5552 | 27105143.9729 | 18499817.7165 | 82735295.8989 | 3144235.0165 | 25441210.5492 |  | 1478867.319 | 5969963.1797 | 0 | 118769571.9634 |  | 42169.6503 | 16.2365 | 7314.9925 |  | 164.0369
1 | 3800 | 707 | 0.035 | 15 | 15 | 7 | 5.6234e-11 | 0 | Water | Porous | Wet | R600a | MinimizeLCOE | IgnoreSilica | 158.7445 | 57.4821 | 4.6717 | 4 | 6791.2477 |  | 152.2921 |  | 144.413 | -4.9362e-05 | 18999622497.2048 | 7739779.5296 | 607069.4573 | 8604991.0224 | 11101328.0429 | 24077.0464 | 1262005.6844 | 0 | 11442307.8054 | 29770537.7695 | 20319003.7511 | 90871100.109 | 3144235.0165 | 25441210.5492 |  | 1478867.319 | 5969963.1797 | 0 | 126905376.1735 |  | 56234.1325 | 18.6866 | 6791.2477 |  | 152.2921
1 | 3800 | 707 | 0.035 | 15 | 15 | 7 | 7.4989e-11 | 0 | Water | Porous | Wet | R600a | MinimizeLCOE | IgnoreSilica | 173.8802 | 63.0232 | 5.2391 | 4 | 6393.5359 |  | 143.3735 |  | 144.4835 | -4.4208e-05 | 19929800738.1248 | 8267174.5733 | 648061.3421 | 9261922.3405 | 12170327.8745 | 24077.0464 | 1253923.9894 | 0 | 12333939.9948 | 32090381.8276 | 21902344.9887 | 97952153.9775 | 3144235.0165 | 25441210.5492 |  | 1478867.319 | 5969963.1797 | 0 | 133986430.0419 |  | 74989.4209 | 20.9565 | 6393.5359 |  | 143.3735
1 | 3800 | 707 | 0.035 | 15 | 15 | 7 | 1e-10 | 0 | Water | Porous | Wet | R600a | MinimizeLCOE | IgnoreSilica | 186.7714 | 67.7503 | 5.7411 | 4 | 6092.9704 |  | 136.6334 |  | 144.5429 | -3.9771e-05 | 20714196359.9861 | 8707104.657 | 682245.3795 | 9813187.051 | 13082459.8787 | 24077.0464 | 1232969.1612 | 0 | 13081396.8377 | 34035111.2083 | 23229662.7513 | 103888213.971 | 3144235.0165 | 25441210.5492 |  | 1478867.319 | 5969963.1797 | 0 | 139922490.0354 |  | 100000 | 22.9646 | 6092.9704 |  | 136.6334
1 | 3800 | 707 | 0.035 | 15 | 15 | 7 | 1.3335e-10 | 0 | Water | Porous | Wet | R600a | MinimizeLCOE | IgnoreSilica | 197.3413 | 71.6319 | 6.1673 | 4 | 5866.6 |  | 131.5571 |  | 144.5916 | -3.6064e-05 | 21365350137.7952 | 9062119.4499 | 709828.582 | 10260066.7483 | 13831570.7892 | 24077.0464 | 1204576.7697 | 0 | 13685973.3603 | 35608095.3044 | 24303256.7184 | 108689564.7686 | 3144235.0165 | 25441210.5492 |  | 1478867.319 | 5969963.1797 | 0 | 144723840.8331 |  | 133352.1432 | 24.6691 | 5866.6 |  | 131.5571
1 | 3800 | 707 | 0.035 | 15 | 15 | 7 | 1.7783e-10 | 0 | Water | Porous | Wet | R600a | MinimizeLCOE | IgnoreSilica | 205.8091 | 74.7455 | 6.5184 | 4 | 5696.4831 |  | 127.7422 |  | 144.6308 | -3.1835e-05 | 21891731842.4593 | 9343133.1628 | 731662.444 | 10615000.4657 | 14432547.5225 | 24077.0464 | 1174090.7265 | 0 | 14164999.4335 | 36854422.8849 | 25153900.9016 | 112493834.5878 | 3144235.0165 | 25441210.5492 |  | 1478867.319 | 5969963.1797 | 0 | 148528110.6523 |  | 177827.941 | 26.0737 | 5696.4831 |  | 127.7422
1 | 3800 | 707 | 0.035 | 15 | 15 | 7 | 2.3714e-10 | 0 | Water | Porous | Wet | R600a | MinimizeLCOE | IgnoreSilica | 212.4575 | 77.1926 | 6.8007 | 4 | 5568.8029 |  | 124.879 |  | 144.6618 | -2.8239e-05 | 22311497115.4059 | 9561783.1352 | 748651.8864 | 10891867.0546 | 14904939.5755 | 24077.0464 | 1144710.1042 | 0 | 14537651.2329 | 37823986.4257 | 25815647.9407 | 115453314.4015 | 3144235.0165 | 25441210.5492 |  | 1478867.319 | 5969963.1797 | 0 | 151487590.466 |  | 237137.3706 | 27.2029 | 5568.8029 |  | 124.879
1 | 3800 | 707 | 0.035 | 15 | 15 | 7 | 3.1623e-10 | 0 | Water | Porous | Wet | R600a | MinimizeLCOE | IgnoreSilica | 217.5996 | 79.0869 | 7.0235 | 4 | 5473.0374 |  | 122.7315 |  | 144.6859 | -2.5772e-05 | 22642803138.7498 | 9729758.9652 | 761704.8924 | 11104968.7229 | 15270645.7114 | 24077.0464 | 1118248.0799 | 0 | 14823667.3331 | 38568141.6484 | 26323549.1711 | 117724761.5709 | 3144235.0165 | 25441210.5492 |  | 1478867.319 | 5969963.1797 | 0 | 153759037.6353 |  | 316227.766 | 28.0939 | 5473.0374 |  | 122.7315
1 | 3800 | 707 | 0.035 | 15 | 15 | 7 | 4.217e-10 | 0 | Water | Porous | Wet | R600a | MinimizeLCOE | IgnoreSilica | 221.5366 | 80.5382 | 7.1968 | 4 | 5401.2321 |  | 121.1213 |  | 144.7044 | -2.3728e-05 | 22901775340.861 | 9857722.9184 | 771649.444 | 11267536.927 | 15550848.6973 | 24077.0464 | 1095527.7891 | 0 | 15041271.5006 | 39134303.0557 | 26709965.965 | 119452903.3435 | 3144235.0165 | 25441210.5492 |  | 1478867.319 | 5969963.1797 | 0 | 155487179.4079 |  | 421696.5034 | 28.7874 | 5401.2321 |  | 121.1213
1 | 3800 | 707 | 0.035 | 15 | 15 | 7 | 5.6234e-10 | 0 | Water | Porous | Wet | R600a | MinimizeLCOE | IgnoreSilica | 224.5575 | 81.6523 | 7.331 | 4 | 5347.3986 |  | 119.9141 |  | 144.7188 | -2.2029e-05 | 23099104840.7697 | 9955543.9258 | 779252.0308 | 11391940.2516 | 15765975.5616 | 24077.0464 | 1077014.3771 | 0 | 15207583.2454 | 39567012.1003 | 27005298.7792 | 120773697.3182 | 3144235.0165 | 25441210.5492 |  | 1478867.319 | 5969963.1797 | 0 | 156807973.3827 |  | 562341.3252 | 29.3242 | 5347.3986 |  | 119.9141
1 | 3800 | 707 | 0.035 | 15 | 15 | 7 | 7.4989e-10 | 0 | Water | Porous | Wet | R600a | MinimizeLCOE | IgnoreSilica | 226.8445 | 82.4961 | 7.4337 | 4 | 5307.0398 |  | 119.0091 |  | 144.7296 | -2.0593e-05 | 23251038950.0921 | 10029392.2933 | 784991.8173 | 11485929.6986 | 15928910.8414 | 24077.0464 | 1062028.0951 | 0 | 15332978.6189 | 39893265.14 | 27227973.1827 | 121769546.7336 | 3144235.0165 | 25441210.5492 |  | 1478867.319 | 5969963.1797 | 0 | 157803822.7981 |  | 749894.2093 | 29.7348 | 5307.0398 |  | 119.0091
1 | 3800 | 707 | 0.035 | 15 | 15 | 7 | 1e-09 | 0 | Water | Porous | Wet | R600a | MinimizeLCOE | IgnoreSilica | 228.5741 | 83.1345 | 7.5119 | 4 | 5276.7823 |  | 118.3306 |  | 144.7379 | -1.9953e-05 | 23366912937.3743 | 10085124.0194 | 789323.717 | 11556902.5729 | 16052173.906 | 24077.0464 | 1050169.3708 | 0 | 15427530.5467 | 40139269.8609 | 27395876.4596 | 122520447.4997 | 3144235.0165 | 25441210.5492 |  | 1478867.319 | 5969963.1797 | 0 | 158554723.5641 |  | 1000000 | 30.0476 | 5276.7823 |  | 118.3306
1 | 3800 | 707 | 0.035 | 15 | 15 | 7 | 1.3335e-09 | 0 | Water | Porous | Wet | R600a | MinimizeLCOE | IgnoreSilica | 229.8823 | 83.6174 | 7.5713 | 4 | 5254.0972 |  | 117.8219 |  | 144.7441 | -1.8878e-05 | 23454528573.9175 | 10127211.7654 | 792595.2306 | 11610523.3735 | 16145430.1818 | 24077.0464 | 1040951.1209 | 0 | 15498907.6002 | 40324978.3126 | 27522626.2938 | 123087300.9249 | 3144235.0165 | 25441210.5492 |  | 1478867.319 | 5969963.1797 | 0 | 159121576.9894 |  | 1333521.4322 | 30.2852 | 5254.0972 |  | 117.8219
1 | 3800 | 707 | 0.035 | 15 | 15 | 7 | 1.7783e-09 | 0 | Water | Porous | Wet | R600a | MinimizeLCOE | IgnoreSilica | 230.8593 | 83.9781 | 7.616 | 4 | 5237.0886 |  | 117.4404 |  | 144.7488 | -1.8511e-05 | 23521911594.4178 | 10158608.7674 | 795035.8095 | 11650536.9269 | 16215093.4094 | 24077.0464 | 1033724.6831 | 0 | 15552059.8907 | 40463269.6694 | 27617012.9864 | 123509419.1893 | 3144235.0165 | 25441210.5492 |  | 1478867.319 | 5969963.1797 | 0 | 159543695.2538 |  | 1778279.41 | 30.4642 | 5237.0886 |  | 117.4404
1 | 3800 | 707 | 0.035 | 15 | 15 | 7 | 2.3714e-09 | 0 | Water | Porous | Wet | R600a | MinimizeLCOE | IgnoreSilica | 231.595 | 84.2498 | 7.6498 | 4 | 5224.3356 |  | 117.1545 |  | 144.7524 | -1.8235e-05 | 23572740850.0431 | 10182229.0866 | 796871.9276 | 11680646.8009 | 16267555.1692 | 24077.0464 | 1028190.3576 | 0 | 15592032.4514 | 40567270.073 | 27687995.3988 | 123826868.3115 | 3144235.0165 | 25441210.5492 |  | 1478867.319 | 5969963.1797 | 0 | 159861144.3759 |  | 2371373.7057 | 30.5993 | 5224.3356 |  | 117.1545
1 | 3800 | 707 | 0.035 | 15 | 15 | 7 | 3.1623e-09 | 0 | Water | Porous | Wet | R600a | MinimizeLCOE | IgnoreSilica | 232.148 | 84.454 | 7.6753 | 4 | 5214.7733 |  | 116.94 |  | 144.755 | -1.8026e-05 | 23611059701.4959 | 10199974.5208 | 798251.3878 | 11703271.7654 | 16306998.6247 | 24077.0464 | 1023970.5133 | 0 | 15622052.1048 | 40645375.0531 | 27741303.6527 | 124065274.6689 | 3144235.0165 | 25441210.5492 |  | 1478867.319 | 5969963.1797 | 0 | 160099550.7334 |  | 3162277.6602 | 30.7012 | 5214.7733 |  | 116.94
1 | 3800 | 707 | 0.035 | 15 | 15 | 7 | 4.217e-09 | 0 | Water | Porous | Wet | R600a | MinimizeLCOE | IgnoreSilica | 232.5696 | 84.6097 | 7.6946 | 4 | 5207.6031 |  | 116.7792 |  | 144.757 | -1.7871e-05 | 23639163726.1544 | 10213493.9518 | 799302.3554 | 11720510.9441 | 16337065.9764 | 24077.0464 | 1020839.712 | 0 | 15644963.0946 | 40704984.7489 | 27781988.4949 | 124247226.3245 | 3144235.0165 | 25441210.5492 |  | 1478867.319 | 5969963.1797 | 0 | 160281502.389 |  | 4216965.0343 | 30.7784 | 5207.6031 |  | 116.7792
1 | 3800 | 707 | 0.035 | 15 | 15 | 7 | 5.6234e-09 | 0 | Water | Porous | Wet | R600a | MinimizeLCOE | IgnoreSilica | 232.8861 | 84.7267 | 7.7091 | 4 | 5202.2266 |  | 116.6587 |  | 144.7586 | -1.7166e-05 | 23660309227.572 | 10223642.2007 | 800091.2637 | 11733452.7143 | 16359645.6 | 24077.0464 | 1018469.4589 | 0 | 15662157.5308 | 40749721.1449 | 27812522.0044 | 124383778.9641 | 3144235.0165 | 25441210.5492 |  | 1478867.319 | 5969963.1797 | 0 | 160418055.0286 |  | 5623413.2519 | 30.8364 | 5202.2266 |  | 116.6587
1 | 3800 | 707 | 0.035 | 15 | 15 | 7 | 7.4989e-09 | 0 | Water | Porous | Wet | R600a | MinimizeLCOE | IgnoreSilica | 233.1102 | 84.8094 | 7.7197 | 4 | 5198.195 |  | 116.5683 |  | 144.7596 | -1.7074e-05 | 23677863665.729 | 10230824.7932 | 800649.618 | 11742613.3238 | 16375632.0013 | 24077.0464 | 1016515.3444 | 0 | 15674221.7295 | 40781109.7152 | 27833945.3487 | 124479588.9204 | 3144235.0165 | 25441210.5492 |  | 1478867.319 | 5969963.1797 | 0 | 160513864.9848 |  | 7498942.0933 | 30.8788 | 5198.195 |  | 116.5683
1 | 3800 | 707 | 0.035 | 15 | 15 | 7 | 1e-08 | 0 | Water | Porous | Wet | R600a | MinimizeLCOE | IgnoreSilica | 233.2929 | 84.8769 | 7.728 | 4 | 5195.1718 |  | 116.5005 |  | 144.7605 | -1.701e-05 | 23689275143.9819 | 10236676.6214 | 801104.5399 | 11750076.915 | 16388659.373 | 24077.0464 | 1015217.6012 | 0 | 15684166.7178 | 40806984.5347 | 27851605.4446 | 124558568.794 | 3144235.0165 | 25441210.5492 |  | 1478867.319 | 5969963.1797 | 0 | 160592844.8584 |  | 10000000 | 30.9119 | 5195.1718 |  | 116.5005
1 | 3900 | 707 | 0.035 | 15 | 15 | 7 | 1e-13 | 0 | Water | Porous | Wet | R600a | MinimizeLCOE | IgnoreSilica | 0 | 0 | 0 | 4 |  |  |  |  | 0 | 0 | 4479567086.7682 | 3524.43 | 149.1932 | 3578.3268 | 25640.0291 | 24077.0464 | 16586.1363 | 0 | 28686.5131 | 74636.4227 | 50940.8921 | 227818.9898 | 3144235.0165 | 26298826.4754 |  | 1478867.319 | 6141486.3649 | 0 |  |  | 100 | 0
1 | 3900 | 707 | 0.035 | 15 | 15 | 7 | 1.3335e-13 | 0 | Water | Porous | Wet | R600a | MinimizeLCOE | IgnoreSilica | 0 | 0 | 0 | 4 |  |  |  |  | 0 | 0 | 2140476104.8015 | 3526.7867 | 149.3016 | 3580.6355 | 25641.0167 | 24077.0464 | 14172.5856 | 0 | 27747.4753 | 72193.2389 | 49273.369 | 220361.4557 | 3144235.0165 | 26298826.4754 |  | 1478867.319 | 6141486.3649 | 0 |  |  | 133.3521 | 0
1 | 3900 | 707 | 0.035 | 15 | 15 | 7 | 1.7783e-13 | 0 | Water | Porous | Wet | R600a | MinimizeLCOE | IgnoreSilica | 0.95376 | 0.18035 | 0.0028154 | 4 | 3388119.5757 |  | 75977.757 |  | 103.3565 | -5.1175e-05 | 4647640068.0488 | 107856.0754 | 6712.0795 | 87950.0324 | 63156.1783 | 24077.0464 | 63051.4019 | 0 | 137593.0974 | 357989.0152 | 244334.8588 | 1092719.7854 | 3144235.0165 | 26298826.4754 |  | 1478867.319 | 6141486.3649 | 0 | 38156134.9612 |  | 177.8279 | 0.011262 | 3388119.5757 |  | 75977.757
1 | 3900 | 707 | 0.035 | 15 | 15 | 7 | 2.3714e-13 | 0 | Water | Porous | Wet | R600a | MinimizeLCOE | IgnoreSilica | 1.251 | 0.27575 | 0.0084125 | 4 | 1144039.1122 |  | 25654.7987 |  | 111.8206 | -5.3861e-05 | 8627779729.0778 | 152415.2402 | 9949.2681 | 122824.171 | 81043.7275 | 24077.0464 | 72495.5875 | 0 | 180493.9659 | 469608.2748 | 320517.297 | 1433424.5784 | 3144235.0165 | 26298826.4754 |  | 1478867.319 | 6141486.3649 | 0 | 38496839.7542 |  | 237.1374 | 0.03365 | 1144039.1122 |  | 25654.7987
1 | 3900 | 707 | 0.035 | 15 | 15 | 7 | 3.1623e-13 | 0 | Water | Porous | Wet | R600a | MinimizeLCOE | IgnoreSilica | 1.6409 | 0.40829 | 0.017076 | 4 | 570009.3185 |  | 12782.3203 |  | 119.0551 | -5.6452e-05 | 11821927525.9381 | 208532.3109 | 14191.4528 | 167317.6996 | 105783.5022 | 24077.0464 | 83706.0349 | 0 | 235407.1382 | 612481.085 | 418030.9257 | 1869527.1957 | 3144235.0165 | 26298826.4754 |  | 1478867.319 | 6141486.3649 | 0 | 38932942.3715 |  | 316.2278 | 0.068302 | 570009.3185 |  | 12782.3203
1 | 3900 | 707 | 0.035 | 15 | 15 | 7 | 4.217e-13 | 0 | Water | Porous | Wet | R600a | MinimizeLCOE | IgnoreSilica | 2.1551 | 0.59007 | 0.029942 | 4 | 329695.2048 |  | 7393.3347 |  | 125.1041 | -5.8497e-05 | 14408867946.8626 | 278358.0053 | 19634.8537 | 223734.7593 | 139812.1473 | 24077.0464 | 96805.2438 | 0 | 305144.6017 | 793923.6599 | 541869.2114 | 2423359.5287 | 3144235.0165 | 26298826.4754 |  | 1478867.319 | 6141486.3649 | 0 | 39486774.7045 |  | 421.6965 | 0.11977 | 329695.2048 |  | 7393.3347
1 | 3900 | 707 | 0.035 | 15 | 15 | 7 | 5.6234e-13 | 0 | Water | Porous | Wet | R600a | MinimizeLCOE | IgnoreSilica | 2.835 | 0.83688 | 0.048229 | 4 | 208317.8259 |  | 4671.4766 |  | 130.06 | -6.0351e-05 | 16210293757.027 | 364439.3697 | 26499.3648 | 294909.446 | 186295.5718 | 24077.0464 | 112620.5099 | 0 | 393448.1103 | 1023671.2758 | 698676.68 | 3124637.3747 | 3144235.0165 | 26298826.4754 |  | 1478867.319 | 6141486.3649 | 0 | 40188052.5505 |  | 562.3413 | 0.19292 | 208317.8259 |  | 4671.4766
1 | 3900 | 707 | 0.035 | 15 | 15 | 7 | 7.4989e-13 | 0 | Water | Porous | Wet | R600a | MinimizeLCOE | IgnoreSilica | 3.7365 | 1.1697 | 0.073682 | 4 | 139360.633 |  | 3125.1283 |  | 134.0527 | -6.1924e-05 | 17484329405.6928 | 469980.2909 | 35051.5037 | 384430.8864 | 249405.8597 | 24077.0464 | 131719.8738 | 0 | 504919.5297 | 1313697.0431 | 896625.2257 | 4009907.2592 | 3144235.0165 | 26298826.4754 |  | 1478867.319 | 6141486.3649 | 0 | 41073322.435 |  | 749.8942 | 0.29473 | 139360.633 |  | 3125.1283
1 | 3900 | 707 | 0.035 | 15 | 15 | 7 | 1e-12 | 0 | Water | Porous | Wet | R600a | MinimizeLCOE | IgnoreSilica | 4.9474 | 1.6216 | 0.10882 | 4 | 96960.8722 |  | 2174.324 |  | 137.2519 | -6.346e-05 | 18309610054.1687 | 600392.086 | 45726.5163 | 498150.8308 | 335659.6077 | 24077.0464 | 155471.7943 | 0 | 647196.3738 | 1683872.2064 | 1149277.381 | 5139823.8428 | 3144235.0165 | 26298826.4754 |  | 1478867.319 | 6141486.3649 | 0 | 42203239.0186 |  | 1000 | 0.43526 | 96960.8722 |  | 2174.324
1 | 3900 | 707 | 0.035 | 15 | 15 | 7 | 1.3335e-12 | 0 | Water | Porous | Wet | R600a | MinimizeLCOE | IgnoreSilica | 6.5527 | 2.2248 | 0.15618 | 4 | 69828.2826 |  | 1565.8822 |  | 139.7454 | -6.4898e-05 | 18830134204.8794 | 758942.4725 | 58780.1045 | 640397.0075 | 451349.6624 | 24077.0464 | 184521.315 | 0 | 826046.3673 | 2149203.2022 | 1466875.3472 | 6560192.5251 | 3144235.0165 | 26298826.4754 |  | 1478867.319 | 6141486.3649 | 0 | 43623607.7009 |  | 1333.5214 | 0.62473 | 69828.2826 |  | 1565.8822
1 | 3900 | 707 | 0.035 | 15 | 15 | 7 | 1.7783e-12 | 0 | Water | Porous | Wet | R600a | MinimizeLCOE | IgnoreSilica | 8.6916 | 3.0316 | 0.22037 | 4 | 51521.4258 |  | 1155.3554 |  | 141.6812 | -6.5803e-05 | 19219465871.278 | 952485.8092 | 74750.8133 | 819113.4762 | 606705.5435 | 24077.0464 | 219347.2888 | 0 | 1051627.1912 | 2736118.233 | 1867456.9156 | 8351682.3172 | 3144235.0165 | 26298826.4754 |  | 1478867.319 | 6141486.3649 | 0 | 45415097.493 |  | 1778.2794 | 0.88148 | 51521.4258 |  | 1155.3554
1 | 3900 | 707 | 0.035 | 15 | 15 | 7 | 2.3714e-12 | 0 | Water | Porous | Wet | R600a | MinimizeLCOE | IgnoreSilica | 11.5368 | 4.1073 | 0.30646 | 4 | 38890.8452 |  | 872.1177 |  | 143.17 | -6.649e-05 | 19477300140.2498 | 1188310.5011 | 94207.1567 | 1043216.3536 | 814400.6517 | 24077.0464 | 261633.3405 | 0 | 1336079.5695 | 3476204.9722 | 2372581.3224 | 10610710.9141 | 3144235.0165 | 26298826.4754 |  | 1478867.319 | 6141486.3649 | 0 | 47674126.0899 |  | 2371.3737 | 1.2258 | 38890.8452 |  | 872.1177
1 | 3900 | 707 | 0.035 | 15 | 15 | 7 | 3.1623e-12 | 0 | Water | Porous | Wet | R600a | MinimizeLCOE | IgnoreSilica | 15.3347 | 5.5452 | 0.4218 | 4 | 29952.7189 |  | 671.6824 |  | 144.312 | -6.708e-05 | 19624225823.8992 | 1476743.2463 | 117958.9037 | 1325221.785 | 1092523.4925 | 24077.0464 | 313445.22 | 0 | 1696488.1806 | 4413914.2484 | 3012587.1714 | 13472959.2944 | 3144235.0165 | 26298826.4754 |  | 1478867.319 | 6141486.3649 | 0 | 50536374.4702 |  | 3162.2777 | 1.6872 | 29952.7189 |  | 671.6824
1 | 3900 | 707 | 0.035 | 15 | 15 | 7 | 4.217e-12 | 0 | Water | Porous | Wet | R600a | MinimizeLCOE | IgnoreSilica | 20.3648 | 7.4512 | 0.57518 | 4 | 23531.0703 |  | 527.6785 |  | 145.1783 | -6.7454e-05 | 19726730782.7922 | 1827067.0935 | 146720.0021 | 1677454.6874 | 1461628.1633 | 24077.0464 | 375963.1468 | 0 | 2150034.9544 | 5593949.9186 | 3817985.7636 | 17074880.7761 | 3144235.0165 | 26298826.4754 |  | 1478867.319 | 6141486.3649 | 0 | 54138295.9519 |  | 4216.965 | 2.3007 | 23531.0703 |  | 527.6785
1 | 3900 | 707 | 0.035 | 15 | 15 | 7 | 5.6234e-12 | 0 | Water | Porous | Wet | R600a | MinimizeLCOE | IgnoreSilica | 27.0428 | 9.9829 | 0.77903 | 4 | 18834.6786 |  | 422.3631 |  | 145.8369 | -6.7751e-05 | 19780665145.7452 | 2254058.0341 | 181650.8294 | 2118623.9696 | 1952255.5396 | 24077.0464 | 452135.2894 | 0 | 2723292.2763 | 7085447.8788 | 4835963.7687 | 21627504.6322 | 3144235.0165 | 26298826.4754 |  | 1478867.319 | 6141486.3649 | 0 | 58690919.808 |  | 5623.4133 | 3.1161 | 18834.6786 |  | 422.3631
1 | 3900 | 707 | 0.035 | 15 | 15 | 7 | 7.4989e-12 | 0 | Water | Porous | Wet | R600a | MinimizeLCOE | IgnoreSilica | 35.817 | 13.3103 | 1.0475 | 4 | 15368.3238 |  | 344.6309 |  | 146.3345 | -6.7853e-05 | 19788950634.474 | 2769838.4552 | 223683.6679 | 2665806.7632 | 2597382.2139 | 24077.0464 | 543435.2649 | 0 | 3441447.1305 | 8953939.4956 | 6111247.6908 | 27330857.7285 | 3144235.0165 | 26298826.4754 |  | 1478867.319 | 6141486.3649 | 0 | 64394272.9043 |  | 7498.9421 | 4.1901 | 15368.3238 |  | 344.6309
1 | 3900 | 707 | 0.035 | 15 | 15 | 7 | 1e-11 | 0 | Water | Porous | Wet | R600a | MinimizeLCOE | IgnoreSilica | 47.3032 | 17.6681 | 1.3992 | 4 | 12780.9767 |  | 286.6103 |  | 146.7131 | -6.7862e-05 | 19753392243.2978 | 3391699.7321 | 274152.9333 | 3342707.9899 | 3442528.1189 | 24077.0464 | 653287.7974 | 0 | 4340096.911 | 11292041.8862 | 7707050.6156 | 34467643.0309 | 3144235.0165 | 26298826.4754 |  | 1478867.319 | 6141486.3649 | 0 | 71531058.2067 |  | 10000 | 5.5967 | 12780.9767 |  | 286.6103
1 | 3900 | 707 | 0.035 | 15 | 15 | 7 | 1.3335e-11 | 0 | Water | Porous | Wet | R600a | MinimizeLCOE | IgnoreSilica | 62.0969 | 23.2842 | 1.8527 | 4 | 10840.8443 |  | 243.1033 |  | 147.003 | -6.7696e-05 | 19661729964.2318 | 4131069.8761 | 333910.0548 | 4167699.8541 | 4531977.6954 | 24077.0464 | 783243.9733 | 0 | 5449071.615 | 14177366.584 | 9676344.0093 | 43274760.7084 | 3144235.0165 | 26298826.4754 |  | 1478867.319 | 6141486.3649 | 0 | 80338175.8842 |  | 13335.2143 | 7.4107 | 10840.8443 |  | 243.1033
1 | 3900 | 707 | 0.035 | 15 | 15 | 7 | 1.7783e-11 | 0 | Water | Porous | Wet | R600a | MinimizeLCOE | IgnoreSilica | 80.6937 | 30.3479 | 2.4239 | 4 | 9382.9445 |  | 210.4102 |  | 147.2297 | -6.7281e-05 | 19495223206.882 | 4991964.0118 | 403247.4676 | 5150738.2864 | 5902535.0989 | 24077.0464 | 933567.1268 | 0 | 6788390.3248 | 17661999.1347 | 12054677.3272 | 53911195.8245 | 3144235.0165 | 26298826.4754 |  | 1478867.319 | 6141486.3649 | 0 | 90974611.0004 |  | 17782.7941 | 9.6957 | 9382.9445 |  | 210.4102
1 | 3900 | 707 | 0.035 | 15 | 15 | 7 | 2.3714e-11 | 0 | Water | Porous | Wet | R600a | MinimizeLCOE | IgnoreSilica | 103.2541 | 38.9275 | 3.1189 | 4 | 8289.807 |  | 185.8969 |  | 147.4144 | -6.655e-05 | 19220756153.7492 | 5964067.5907 | 481278.5618 | 6285021.7829 | 7567675.6612 | 24077.0464 | 1102160.6437 | 0 | 8355469.7017 | 21739218.2214 | 14837463.1324 | 66356432.3421 | 3144235.0165 | 26298826.4754 |  | 1478867.319 | 6141486.3649 | 0 | 103419847.5179 |  | 23713.7371 | 12.4755 | 8289.807 |  | 185.8969
1 | 3900 | 707 | 0.035 | 15 | 15 | 7 | 3.1623e-11 | 0 | Water | Porous | Wet | R600a | MinimizeLCOE | IgnoreSilica | 129.24 | 48.8272 | 3.923 | 4 | 7475.6543 |  | 167.6397 |  | 147.5736 | -6.5418e-05 | 18817231285.8317 | 7013241.1483 | 565273.0036 | 7533133.058 | 9489721.9705 | 24077.0464 | 1282434.0798 | 0 | 10104073.3196 | 26288726.1471 | 17942595.7747 | 80243275.5479 | 3144235.0165 | 26298826.4754 |  | 1478867.319 | 6141486.3649 | 0 | 117306690.7237 |  | 31622.7766 | 15.6918 | 7475.6543 |  | 167.6397
1 | 3900 | 707 | 0.035 | 15 | 15 | 7 | 4.217e-11 | 0 | Water | Porous | Wet | R600a | MinimizeLCOE | IgnoreSilica | 148.6324 | 56.2291 | 4.6313 | 4 | 6865.2452 |  | 153.9515 |  | 147.6745 | -5.9315e-05 | 19880205762.2998 | 7758840.0025 | 624864.6894 | 8432940.4877 | 10927320.3861 | 24077.0464 | 1327956.4524 | 0 | 11347439.6351 | 29523710.2507 | 20150538.8977 | 90117687.8479 | 3144235.0165 | 26298826.4754 |  | 1478867.319 | 6141486.3649 | 0 | 127181103.0238 |  | 42169.6503 | 18.5254 | 6865.2452 |  | 153.9515
1 | 3900 | 707 | 0.035 | 15 | 15 | 7 | 5.6234e-11 | 0 | Water | Porous | Wet | R600a | MinimizeLCOE | IgnoreSilica | 165.7554 | 62.7765 | 5.3006 | 4 | 6399.1826 |  | 143.5001 |  | 147.7578 | -5.3103e-05 | 20999372240.5715 | 8395920.4824 | 675743.9248 | 9209128.3079 | 12199420.9526 | 24077.0464 | 1335135.5126 | 0 | 12417376.2284 | 32307465.7921 | 22050509.2552 | 98614777.5022 | 3144235.0165 | 26298826.4754 |  | 1478867.319 | 6141486.3649 | 0 | 135678192.6781 |  | 56234.1325 | 21.2024 | 6399.1826 |  | 143.5001
1 | 3900 | 707 | 0.035 | 15 | 15 | 7 | 7.4989e-11 | 0 | Water | Porous | Wet | R600a | MinimizeLCOE | IgnoreSilica | 180.823 | 68.5482 | 5.9146 | 4 | 6045.3167 |  | 135.5648 |  | 147.8292 | -4.7569e-05 | 21968408851.4482 | 8942506.4517 | 719381.1796 | 9879905.9217 | 13321210.6153 | 24077.0464 | 1323259.8816 | 0 | 13342033.0275 | 34713233.1103 | 23692494.8834 | 105958102.1175 | 3144235.0165 | 26298826.4754 |  | 1478867.319 | 6141486.3649 | 0 | 143021517.2933 |  | 74989.4209 | 23.6582 | 6045.3167 |  | 135.5648
1 | 3900 | 707 | 0.035 | 15 | 15 | 7 | 1e-10 | 0 | Water | Porous | Wet | R600a | MinimizeLCOE | IgnoreSilica | 193.5318 | 73.4245 | 6.4522 | 4 | 5777.9043 |  | 129.5681 |  | 147.8891 | -4.2829e-05 | 22786206031.3096 | 9394570.0174 | 755469.4349 | 10437775.5094 | 14269285.3594 | 24077.0464 | 1298664.6959 | 0 | 14110138.4047 | 36711685.7418 | 25056479.8685 | 112058146.0785 | 3144235.0165 | 26298826.4754 |  | 1478867.319 | 6141486.3649 | 0 | 149121561.2543 |  | 100000 | 25.8089 | 5777.9043 |  | 129.5681
1 | 3900 | 707 | 0.035 | 15 | 15 | 7 | 1.3335e-10 | 0 | Water | Porous | Wet | R600a | MinimizeLCOE | IgnoreSilica | 203.8996 | 77.4085 | 6.9055 | 4 | 5576.4973 |  | 125.0516 |  | 147.938 | -3.827e-05 | 23460346721.1803 | 9757896.7301 | 784476.086 | 10888022.3308 | 15044101.7577 | 24077.0464 | 1267554.7034 | 0 | 14728790.1752 | 38321290.7456 | 26155068.3577 | 116971277.9329 | 3144235.0165 | 26298826.4754 |  | 1478867.319 | 6141486.3649 | 0 | 154034693.1087 |  | 133352.1432 | 27.6221 | 5576.4973 |  | 125.0516
1 | 3900 | 707 | 0.035 | 15 | 15 | 7 | 1.7783e-10 | 0 | Water | Porous | Wet | R600a | MinimizeLCOE | IgnoreSilica | 212.1628 | 80.5878 | 7.2768 | 4 | 5425.1252 |  | 121.6571 |  | 147.9772 | -3.3856e-05 | 24004151095.5602 | 10044230.7481 | 807339.3626 | 11243970.0914 | 15662568.0735 | 24077.0464 | 1235019.6026 | 0 | 15216709.9206 | 39590757.8369 | 27021505.7324 | 120846178.4144 | 3144235.0165 | 26298826.4754 |  | 1478867.319 | 6141486.3649 | 0 | 157909593.5902 |  | 177827.941 | 29.1071 | 5425.1252 |  | 121.6571
1 | 3900 | 707 | 0.035 | 15 | 15 | 7 | 2.3714e-10 | 0 | Water | Porous | Wet | R600a | MinimizeLCOE | IgnoreSilica | 218.6861 | 83.1 | 7.5753 | 4 | 5311.4901 |  | 119.1089 |  | 148.0084 | -3.0135e-05 | 24428873216.0047 | 10268369.2323 | 825241.9154 | 11523225.4938 | 16151371.6997 | 24077.0464 | 1204949.7724 | 0 | 15598921.7123 | 40585194.5167 | 27700229.2 | 123881580.5889 | 3144235.0165 | 26298826.4754 |  | 1478867.319 | 6141486.3649 | 0 | 160944995.7647 |  | 237137.3706 | 30.3013 | 5311.4901 |  | 119.1089
1 | 3900 | 707 | 0.035 | 15 | 15 | 7 | 3.1623e-10 | 0 | Water | Porous | Wet | R600a | MinimizeLCOE | IgnoreSilica | 223.695 | 85.03 | 7.8095 | 4 | 5226.2296 |  | 117.1969 |  | 148.0325 | -2.7574e-05 | 24766759115.5372 | 10439380.0455 | 838908.3284 | 11736600.6084 | 16526961.9386 | 24077.0464 | 1177775.9293 | 0 | 15890044.5197 | 41342636.3439 | 28217198.8109 | 126193583.5712 | 3144235.0165 | 26298826.4754 |  | 1478867.319 | 6141486.3649 | 0 | 163256998.747 |  | 316227.766 | 31.238 | 5226.2296 |  | 117.1969
1 | 3900 | 707 | 0.035 | 15 | 15 | 7 | 4.217e-10 | 0 | Water | Porous | Wet | R600a | MinimizeLCOE | IgnoreSilica | 227.5265 | 86.5073 | 7.9914 | 4 | 5162.2921 |  | 115.7631 |  | 148.051 | -2.5459e-05 | 25029989340.4923 | 10569581.6964 | 849315.1508 | 11899263.5712 | 16814489.9153 | 24077.0464 | 1154653.0145 | 0 | 16111438.3539 | 41918657.6863 | 28610345.2132 | 127951821.6478 | 3144235.0165 | 26298826.4754 |  | 1478867.319 | 6141486.3649 | 0 | 165015236.8237 |  | 421696.5034 | 31.9655 | 5162.2921 |  | 115.7631
1 | 3900 | 707 | 0.035 | 15 | 15 | 7 | 5.6234e-10 | 0 | Water | Porous | Wet | R600a | MinimizeLCOE | IgnoreSilica | 230.4501 | 87.6352 | 8.1316 | 4 | 5114.3516 |  | 114.6881 |  | 148.0653 | -2.37e-05 | 25231976531.7983 | 10668585.8403 | 857229.4814 | 12023067.6934 | 17034021.2796 | 24077.0464 | 1135744.0721 | 0 | 16279662.9111 | 42356343.4767 | 28909074.7587 | 129287806.5597 | 3144235.0165 | 26298826.4754 |  | 1478867.319 | 6141486.3649 | 0 | 166351221.7355 |  | 562341.3252 | 32.5264 | 5114.3516 |  | 114.6881
1 | 3900 | 707 | 0.035 | 15 | 15 | 7 | 7.4989e-10 | 0 | Water | Porous | Wet | R600a | MinimizeLCOE | IgnoreSilica | 232.6498 | 88.484 | 8.2384 | 4 | 5078.4073 |  | 113.882 |  | 148.076 | -2.2213e-05 | 25388792704.8731 | 10742879.0675 | 863169.0577 | 12116036.3331 | 17199264.7821 | 24077.0464 | 1120356.3107 | 0 | 16405655.213 | 42684149.6016 | 29132809.1747 | 130288396.5868 | 3144235.0165 | 26298826.4754 |  | 1478867.319 | 6141486.3649 | 0 | 167351811.7626 |  | 749894.2093 | 32.9536 | 5078.4073 |  | 113.882
1 | 3900 | 707 | 0.035 | 15 | 15 | 7 | 1e-09 | 0 | Water | Porous | Wet | R600a | MinimizeLCOE | IgnoreSilica | 234.3212 | 89.1292 | 8.3199 | 4 | 5051.4573 |  | 113.2777 |  | 148.0842 | -2.1548e-05 | 25507108702.0156 | 10799220.5338 | 867673.8264 | 12186577.1988 | 17324867.2619 | 24077.0464 | 1108336.2487 | 0 | 16501193.3252 | 42932720.172 | 29302463.6966 | 131047129.3097 | 3144235.0165 | 26298826.4754 |  | 1478867.319 | 6141486.3649 | 0 | 168110544.4855 |  | 1000000 | 33.2796 | 5051.4573 |  | 113.2777
1 | 3900 | 707 | 0.035 | 15 | 15 | 7 | 1.3335e-09 | 0 | Water | Porous | Wet | R600a | MinimizeLCOE | IgnoreSilica | 235.5922 | 89.62 | 8.382 | 4 | 5031.2507 |  | 112.8246 |  | 148.0904 | -2.0444e-05 | 25595561123.1837 | 10842004.8198 | 871094.876 | 12240164.9397 | 17420411.4506 | 24077.0464 | 1099107.8118 | 0 | 16573775.7682 | 43121564.8001 | 29431354.0356 | 131623555.5481 | 3144235.0165 | 26298826.4754 |  | 1478867.319 | 6141486.3649 | 0 | 168686970.724 |  | 1333521.4322 | 33.5278 | 5031.2507 |  | 112.8246
1 | 3900 | 707 | 0.035 | 15 | 15 | 7 | 1.7783e-09 | 0 | Water | Porous | Wet | R600a | MinimizeLCOE | IgnoreSilica | 236.5324 | 89.983 | 8.4284 | 4 | 5016.0997 |  | 112.4848 |  | 148.095 | -2.0061e-05 | 25664671663.3765 | 10873616.3303 | 873622.6519 | 12279770.4716 | 17491096.5524 | 24077.0464 | 1091772.967 | 0 | 16627242.8476 | 43260675.173 | 29526299.7236 | 132048173.7637 | 3144235.0165 | 26298826.4754 |  | 1478867.319 | 6141486.3649 | 0 | 169111588.9395 |  | 1778279.41 | 33.7138 | 5016.0997 |  | 112.4848
1 | 3900 | 707 | 0.035 | 15 | 15 | 7 | 2.3714e-09 | 0 | Water | Porous | Wet | R600a | MinimizeLCOE | IgnoreSilica | 237.2512 | 90.2607 | 8.4638 | 4 | 5004.7392 |  | 112.2301 |  | 148.0986 | -1.9776e-05 | 25715367131.7155 | 10897766.4026 | 875553.8742 | 12310034.0715 | 17545149.3779 | 24077.0464 | 1086302.5825 | 0 | 16668164.5085 | 43367144.9403 | 29598967.5275 | 132373160.3313 | 3144235.0165 | 26298826.4754 |  | 1478867.319 | 6141486.3649 | 0 | 169436575.5072 |  | 2371373.7057 | 33.8552 | 5004.7392 |  | 112.2301
1 | 3900 | 707 | 0.035 | 15 | 15 | 7 | 3.1623e-09 | 0 | Water | Porous | Wet | R600a | MinimizeLCOE | IgnoreSilica | 237.7971 | 90.4715 | 8.4906 | 4 | 4996.2207 |  | 112.039 |  | 148.1013 | -1.9563e-05 | 25752876554.2315 | 10916093.0214 | 877019.4608 | 12333003.7162 | 17586198.0971 | 24077.0464 | 1082203.7521 | 0 | 16699252.0866 | 43448028.4418 | 29654172.1792 | 132620047.8016 | 3144235.0165 | 26298826.4754 |  | 1478867.319 | 6141486.3649 | 0 | 169683462.9774 |  | 3162277.6602 | 33.9624 | 4996.2207 |  | 112.039
1 | 3900 | 707 | 0.035 | 15 | 15 | 7 | 4.217e-09 | 0 | Water | Porous | Wet | R600a | MinimizeLCOE | IgnoreSilica | 238.1844 | 90.6211 | 8.5102 | 4 | 4989.8332 |  | 111.8958 |  | 148.1032 | -1.8796e-05 | 25784002653.4823 | 10929089.9587 | 878058.8231 | 12349295.7428 | 17615325.2724 | 24077.0464 | 1078807.5154 | 0 | 16721115.1999 | 43504911.7779 | 29692996.225 | 132793677.5616 | 3144235.0165 | 26298826.4754 |  | 1478867.319 | 6141486.3649 | 0 | 169857092.7374 |  | 4216965.0343 | 34.0406 | 4989.8332 |  | 111.8958
1 | 3900 | 707 | 0.035 | 15 | 15 | 7 | 5.6234e-09 | 0 | Water | Porous | Wet | R600a | MinimizeLCOE | IgnoreSilica | 238.4841 | 90.7369 | 8.5251 | 4 | 4985.0434 |  | 111.7884 |  | 148.1046 | -1.8673e-05 | 25806275084.0436 | 10939144.7111 | 878862.9256 | 12361900.6271 | 17637867.5496 | 24077.0464 | 1076350.8718 | 0 | 16738099.4553 | 43549101.3265 | 29723156.4999 | 132928561.0133 | 3144235.0165 | 26298826.4754 |  | 1478867.319 | 6141486.3649 | 0 | 169991976.1891 |  | 5623413.2519 | 34.1004 | 4985.0434 |  | 111.7884
1 | 3900 | 707 | 0.035 | 15 | 15 | 7 | 7.4989e-09 | 0 | Water | Porous | Wet | R600a | MinimizeLCOE | IgnoreSilica | 238.723 | 90.8292 | 8.5367 | 4 | 4981.4516 |  | 111.7078 |  | 148.1058 | -1.8585e-05 | 25820984605.3409 | 10947158.9788 | 879503.8736 | 12371947.9786 | 17655840.4887 | 24077.0464 | 1074671.6796 | 0 | 16751748.0178 | 43584612.0864 | 29747393.3232 | 133036953.4732 | 3144235.0165 | 26298826.4754 |  | 1478867.319 | 6141486.3649 | 0 | 170100368.649 |  | 7498942.0933 | 34.1467 | 4981.4516 |  | 111.7078
1 | 3900 | 707 | 0.035 | 15 | 15 | 7 | 1e-08 | 0 | Water | Porous | Wet | R600a | MinimizeLCOE | IgnoreSilica | 238.8908 | 90.894 | 8.5451 | 4 | 4978.7583 |  | 111.6474 |  | 148.1067 | -1.8516e-05 | 25833942821.2773 | 10952785.8725 | 879953.8785 | 12379002.8666 | 17668462.6064 | 24077.0464 | 1073261.4771 | 0 | 16761242.0615 | 43609313.6405 | 29764252.6415 | 133112352.091 | 3144235.0165 | 26298826.4754 |  | 1478867.319 | 6141486.3649 | 0 | 170175767.2668 |  | 10000000 | 34.1804 | 4978.7583 |  | 111.6474
1 | 4000 | 707 | 0.035 | 15 | 15 | 7 | 1e-13 | 0 | Water | Porous | Wet | R600a | MinimizeLCOE | IgnoreSilica | 0 | 0 | 0 | 4 |  |  |  |  | 0 | 0 | 4088040691.9426 | 3539.8878 | 149.9043 | 3593.4637 | 25646.5018 | 24077.0464 | 16254.8845 | 0 | 28572.0585 | 74338.6353 | 50737.6461 | 226910.0284 | 3144235.0165 | 27168162.5832 |  | 1478867.319 | 6315353.5865 | 0 |  |  | 100 | 0
1 | 4000 | 707 | 0.035 | 15 | 15 | 7 | 1.3335e-13 | 0 | Water | Porous | Wet | R600a | MinimizeLCOE | IgnoreSilica | 0.74446 | 0.12094 | 9.8522e-05 | 4 | 98878084.3679 |  | 2217316.9804 |  | 95.7184 | -4.8467e-05 | 1808199634.4691 | 77757.004 | 4634.4226 | 64218.3153 | 51711.3334 | 24077.0464 | 55252.6951 | 0 | 108283.8185 | 281732.2837 | 192288.0726 | 859954.9915 | 3144235.0165 | 27168162.5832 |  | 1478867.319 | 6315353.5865 | 0 | 38966573.4967 |  | 133.3521 | 0.00039409 | 98878084.3679 |  | 2217316.9804
1 | 4000 | 707 | 0.035 | 15 | 15 | 7 | 1.7783e-13 | 0 | Water | Porous | Wet | R600a | MinimizeLCOE | IgnoreSilica | 0.99265 | 0.19758 | 0.0039626 | 4 | 2477133.3774 |  | 55549.1132 |  | 106.1018 | -5.2774e-05 | 6402211369.6282 | 116897.1534 | 7384.7257 | 94433.1593 | 66178.6337 | 24077.0464 | 64706.6902 | 0 | 145734.1894 | 379170.4665 | 258791.6346 | 1157373.6991 | 3144235.0165 | 27168162.5832 |  | 1478867.319 | 6315353.5865 | 0 | 39263992.2044 |  | 177.8279 | 0.015851 | 2477133.3774 |  | 55549.1132
1 | 4000 | 707 | 0.035 | 15 | 15 | 7 | 2.3714e-13 | 0 | Water | Porous | Wet | R600a | MinimizeLCOE | IgnoreSilica | 1.2899 | 0.29732 | 0.010294 | 4 | 962011.7895 |  | 21572.8803 |  | 114.4337 | -5.505e-05 | 10677465729.7388 | 163050.5109 | 10798.5311 | 130222.5014 | 84739.7214 | 24077.0464 | 73626.2362 | 0 | 189740.6735 | 493666.3112 | 336937.4012 | 1506858.9331 | 3144235.0165 | 27168162.5832 |  | 1478867.319 | 6315353.5865 | 0 | 39613477.4384 |  | 237.1374 | 0.041178 | 962011.7895 |  | 21572.8803
1 | 4000 | 707 | 0.035 | 15 | 15 | 7 | 3.1623e-13 | 0 | Water | Porous | Wet | R600a | MinimizeLCOE | IgnoreSilica | 1.6752 | 0.43399 | 0.019945 | 4 | 502084.9797 |  | 11259.1335 |  | 121.5724 | -5.6942e-05 | 14343032980.4755 | 220606.3816 | 15229.0125 | 175396.117 | 110140.1932 | 24077.0464 | 83855.7576 | 0 | 245428.7583 | 638555.2846 | 435827.1028 | 1949115.654 | 3144235.0165 | 27168162.5832 |  | 1478867.319 | 6315353.5865 | 0 | 40055734.1593 |  | 316.2278 | 0.079779 | 502084.9797 |  | 11259.1335
1 | 4000 | 707 | 0.035 | 15 | 15 | 7 | 4.217e-13 | 0 | Water | Porous | Wet | R600a | MinimizeLCOE | IgnoreSilica | 2.2088 | 0.63093 | 0.034502 | 4 | 294556.2804 |  | 6605.3529 |  | 127.8704 | -5.9653e-05 | 16922294312.0522 | 295947.0913 | 21218.5741 | 235605.3627 | 146946.4394 | 24077.0464 | 97609.9595 | 0 | 320347.7446 | 833479.119 | 568866.625 | 2544097.9618 | 3144235.0165 | 27168162.5832 |  | 1478867.319 | 6315353.5865 | 0 | 40650716.4671 |  | 421.6965 | 0.13801 | 294556.2804 |  | 6605.3529
1 | 4000 | 707 | 0.035 | 15 | 15 | 7 | 5.6234e-13 | 0 | Water | Porous | Wet | R600a | MinimizeLCOE | IgnoreSilica | 2.8934 | 0.89038 | 0.054846 | 4 | 188618.5774 |  | 4229.7257 |  | 132.878 | -6.1396e-05 | 18929977465.1755 | 386164.8335 | 28571.1262 | 309297.5374 | 195857.3647 | 24077.0464 | 112977.6882 | 0 | 412208.7826 | 1072482.6966 | 731991.4777 | 3273628.5533 | 3144235.0165 | 27168162.5832 |  | 1478867.319 | 6315353.5865 | 0 | 41380247.0585 |  | 562.3413 | 0.21939 | 188618.5774 |  | 4229.7257
1 | 4000 | 707 | 0.035 | 15 | 15 | 7 | 7.4989e-13 | 0 | Water | Porous | Wet | R600a | MinimizeLCOE | IgnoreSilica | 3.8265 | 1.2503 | 0.083645 | 4 | 126519.778 |  | 2837.1752 |  | 137.0282 | -6.348e-05 | 20244130893.4174 | 500011.1623 | 38014.2801 | 404638.0903 | 264328.5941 | 24077.0464 | 132824.3817 | 0 | 531918.4864 | 1383942.7901 | 944569.3914 | 4224324.2229 | 3144235.0165 | 27168162.5832 |  | 1478867.319 | 6315353.5865 | 0 | 42330942.7281 |  | 749.8942 | 0.33458 | 126519.778 |  | 2837.1752
1 | 4000 | 707 | 0.035 | 15 | 15 | 7 | 1e-12 | 0 | Water | Porous | Wet | R600a | MinimizeLCOE | IgnoreSilica | 5.0595 | 1.731 | 0.12287 | 4 | 88559.6677 |  | 1985.929 |  | 140.2931 | -6.5329e-05 | 21149740045.0761 | 638463.9996 | 49639.5484 | 523706.5156 | 356554.2689 | 24077.0464 | 156883.3433 | 0 | 682236.6417 | 1775039.7957 | 1211501.134 | 5418102.2935 | 3144235.0165 | 27168162.5832 |  | 1478867.319 | 6315353.5865 | 0 | 43524720.7988 |  | 1000 | 0.49147 | 88559.6677 |  | 1985.929
1 | 4000 | 707 | 0.035 | 15 | 15 | 7 | 1.3335e-12 | 0 | Water | Porous | Wet | R600a | MinimizeLCOE | IgnoreSilica | 6.699 | 2.3745 | 0.17635 | 4 | 63836.5211 |  | 1431.5185 |  | 142.8498 | -6.6568e-05 | 21811218323.1415 | 807469.0078 | 63933.4251 | 673121.6774 | 480837.6019 | 24077.0464 | 185607.6661 | 0 | 871668.1056 | 2267901.607 | 1547889.4475 | 6922505.5848 | 3144235.0165 | 27168162.5832 |  | 1478867.319 | 6315353.5865 | 0 | 45029124.09 |  | 1333.5214 | 0.70538 | 63836.5211 |  | 1431.5185
1 | 4000 | 707 | 0.035 | 15 | 15 | 7 | 1.7783e-12 | 0 | Water | Porous | Wet | R600a | MinimizeLCOE | IgnoreSilica | 8.887 | 3.2367 | 0.24861 | 4 | 47195.4864 |  | 1058.3473 |  | 144.838 | -6.7598e-05 | 22282388685.4542 | 1014208.3319 | 81479.3096 | 861123.6054 | 648197.3258 | 24077.0464 | 220717.5977 | 0 | 1111423.2546 | 2891695.3241 | 1973641.4771 | 8826563.2726 | 3144235.0165 | 27168162.5832 |  | 1478867.319 | 6315353.5865 | 0 | 46933181.7779 |  | 1778.2794 | 0.99444 | 47195.4864 |  | 1058.3473
1 | 4000 | 707 | 0.035 | 15 | 15 | 7 | 2.3714e-12 | 0 | Water | Porous | Wet | R600a | MinimizeLCOE | IgnoreSilica | 11.7802 | 4.3792 | 0.34518 | 4 | 35720.9949 |  | 801.0346 |  | 146.3598 | -6.826e-05 | 22557222490.7488 | 1264753.8475 | 102761.8185 | 1095436.9705 | 870763.3213 | 24077.0464 | 262788.2641 | 0 | 1412026.6946 | 3673803.813 | 2507446.5915 | 11213858.3674 | 3144235.0165 | 27168162.5832 |  | 1478867.319 | 6315353.5865 | 0 | 49320476.8726 |  | 2371.3737 | 1.3807 | 35720.9949 |  | 801.0346
1 | 4000 | 707 | 0.035 | 15 | 15 | 7 | 3.1623e-12 | 0 | Water | Porous | Wet | R600a | MinimizeLCOE | IgnoreSilica | 15.6442 | 5.907 | 0.47464 | 4 | 27572.7334 |  | 618.3118 |  | 147.5302 | -6.8849e-05 | 22742173371.1333 | 1571533.8698 | 128791.0732 | 1390450.5473 | 1169090.1379 | 24077.0464 | 314456.2587 | 0 | 1793375.584 | 4665995.3977 | 3184637.7355 | 14242407.6506 | 3144235.0165 | 27168162.5832 |  | 1478867.319 | 6315353.5865 | 0 | 52349026.1558 |  | 3162.2777 | 1.8986 | 27572.7334 |  | 618.3118
1 | 4000 | 707 | 0.035 | 15 | 15 | 7 | 4.217e-12 | 0 | Water | Porous | Wet | R600a | MinimizeLCOE | IgnoreSilica | 20.7863 | 7.9416 | 0.64738 | 4 | 21695.7778 |  | 486.5225 |  | 148.4227 | -6.9325e-05 | 22844510854.8674 | 1946003.2104 | 160482.3953 | 1760636.1309 | 1567009.725 | 24077.0464 | 377505.4615 | 0 | 2275928.4481 | 5921498.9649 | 4041544.7182 | 18074686.1006 | 3144235.0165 | 27168162.5832 |  | 1478867.319 | 6315353.5865 | 0 | 56181304.6059 |  | 4216.965 | 2.5895 | 21695.7778 |  | 486.5225
1 | 4000 | 707 | 0.035 | 15 | 15 | 7 | 5.6234e-12 | 0 | Water | Porous | Wet | R600a | MinimizeLCOE | IgnoreSilica | 27.581 | 10.6316 | 0.87624 | 4 | 17404.8519 |  | 390.2996 |  | 149.0983 | -6.9607e-05 | 22907775110.883 | 2400366.5786 | 198798.0508 | 2222173.3642 | 2093647.6807 | 24077.0464 | 453543.0839 | 0 | 2883116.2638 | 7501277.11 | 5119775.7634 | 22896774.9418 | 3144235.0165 | 27168162.5832 |  | 1478867.319 | 6315353.5865 | 0 | 61003393.4471 |  | 5623.4133 | 3.505 | 17404.8519 |  | 390.2996
1 | 4000 | 707 | 0.035 | 15 | 15 | 7 | 7.4989e-12 | 0 | Water | Porous | Wet | R600a | MinimizeLCOE | IgnoreSilica | 36.3869 | 14.1183 | 1.1732 | 4 | 14269.6739 |  | 319.994 |  | 149.6036 | -6.9794e-05 | 22898618636.4124 | 2942152.1961 | 244320.6361 | 2786996.7208 | 2776687.6195 | 24077.0464 | 543890.1182 | 0 | 3634068.4915 | 9455100.7649 | 6453300.5549 | 28860594.1484 | 3144235.0165 | 27168162.5832 |  | 1478867.319 | 6315353.5865 | 0 | 66967212.6536 |  | 7498.9421 | 4.693 | 14269.6739 |  | 319.994
1 | 4000 | 707 | 0.035 | 15 | 15 | 7 | 1e-11 | 0 | Water | Porous | Wet | R600a | MinimizeLCOE | IgnoreSilica | 48.007 | 18.7224 | 1.5657 | 4 | 11895.1705 |  | 266.7463 |  | 149.9934 | -6.9803e-05 | 22872082676.9404 | 3601143.2782 | 299445.5588 | 3491846.6974 | 3679026.1799 | 24077.0464 | 653273.0846 | 0 | 4582036.6197 | 11921519.3794 | 8136681.9392 | 36389049.7835 | 3144235.0165 | 27168162.5832 |  | 1478867.319 | 6315353.5865 | 0 | 74495668.2888 |  | 10000 | 6.2627 | 11895.1705 |  | 266.7463
1 | 4000 | 707 | 0.035 | 15 | 15 | 7 | 1.3335e-11 | 0 | Water | Porous | Wet | R600a | MinimizeLCOE | IgnoreSilica | 62.9595 | 24.6473 | 2.0713 | 4 | 10111.8628 |  | 226.7561 |  | 150.2923 | -6.9629e-05 | 22790218798.6565 | 4384170.9544 | 364718.355 | 4349777.6121 | 4840632.6694 | 24077.0464 | 782621.9999 | 0 | 5750939.4685 | 14962764.8171 | 10212394.4417 | 45672097.3644 | 3144235.0165 | 27168162.5832 |  | 1478867.319 | 6315353.5865 | 0 | 83778715.8696 |  | 13335.2143 | 8.2852 | 10111.8628 |  | 226.7561
1 | 4000 | 707 | 0.035 | 15 | 15 | 7 | 1.7783e-11 | 0 | Water | Porous | Wet | R600a | MinimizeLCOE | IgnoreSilica | 81.707 | 32.0825 | 2.7067 | 4 | 8771.7163 |  | 196.7036 |  | 150.5259 | -6.9186e-05 | 22629858090.4151 | 5293950.2434 | 440260.8774 | 5370017.3175 | 6298817.7365 | 24077.0464 | 931817.9419 | 0 | 7159987.0536 | 18628817.5982 | 12714550.7947 | 56862296.6095 | 3144235.0165 | 27168162.5832 |  | 1478867.319 | 6315353.5865 | 0 | 94968915.1147 |  | 17782.7941 | 10.8267 | 8771.7163 |  | 196.7036
1 | 4000 | 707 | 0.035 | 15 | 15 | 7 | 2.3714e-11 | 0 | Water | Porous | Wet | R600a | MinimizeLCOE | IgnoreSilica | 104.3795 | 41.0854 | 3.4773 | 4 | 7766.7739 |  | 174.168 |  | 150.716 | -6.8417e-05 | 22361200134.342 | 6318594.9705 | 525058.0061 | 6543928.7098 | 8065216.4323 | 24077.0464 | 1098682.1139 | 0 | 8804467.3388 | 22907417.9709 | 15634783.4655 | 69922226.0542 | 3144235.0165 | 27168162.5832 |  | 1478867.319 | 6315353.5865 | 0 | 108028844.5594 |  | 23713.7371 | 13.9091 | 7766.7739 |  | 174.168
1 | 4000 | 707 | 0.035 | 15 | 15 | 7 | 3.1623e-11 | 0 | Water | Porous | Wet | R600a | MinimizeLCOE | IgnoreSilica | 130.4185 | 51.4436 | 4.3659 | 4 | 7018.4924 |  | 157.388 |  | 150.8797 | -6.7255e-05 | 21959025796.3105 | 7421927.3763 | 616138.4437 | 7832328.6335 | 10098664.818 | 24077.0464 | 1276931.0884 | 0 | 10635326.2884 | 27670937.3971 | 18885983.3545 | 84462314.4463 | 3144235.0165 | 27168162.5832 |  | 1478867.319 | 6315353.5865 | 0 | 122568932.9516 |  | 31622.7766 | 17.4637 | 7018.4924 |  | 157.388
1 | 4000 | 707 | 0.035 | 15 | 15 | 7 | 4.217e-11 | 0 | Water | Porous | Wet | R600a | MinimizeLCOE | IgnoreSilica | 155.3734 | 61.3924 | 5.2612 | 4 | 6465.7097 |  | 144.992 |  | 151.0124 | -6.4013e-05 | 21991041959.101 | 8424443.3432 | 698778.6558 | 9021252.2302 | 12053108.42 | 24077.0464 | 1407715.3443 | 0 | 12335456.2655 | 32094326.8529 | 21905037.5496 | 97964195.7079 | 3144235.0165 | 27168162.5832 |  | 1478867.319 | 6315353.5865 | 0 | 136070814.2132 |  | 42169.6503 | 21.045 | 6465.7097 |  | 144.992
1 | 4000 | 707 | 0.035 | 15 | 15 | 7 | 5.6234e-11 | 0 | Water | Porous | Wet | R600a | MinimizeLCOE | IgnoreSilica | 172.589 | 68.2669 | 5.9928 | 4 | 6047.9568 |  | 135.624 |  | 151.0972 | -5.7266e-05 | 23170621194.3679 | 9091175.7629 | 753739.6315 | 9819947.2266 | 13404448.3213 | 24077.0464 | 1411132.9054 | 0 | 13456763.1487 | 35011737.3512 | 23896230.1614 | 106869251.5553 | 3144235.0165 | 27168162.5832 |  | 1478867.319 | 6315353.5865 | 0 | 144975870.0606 |  | 56234.1325 | 23.971 | 6047.9568 |  | 135.624
1 | 4000 | 707 | 0.035 | 15 | 15 | 7 | 7.4989e-11 | 0 | Water | Porous | Wet | R600a | MinimizeLCOE | IgnoreSilica | 187.6339 | 74.2853 | 6.6582 | 4 | 5730.7337 |  | 128.5103 |  | 151.1699 | -5.1306e-05 | 24185791669.1557 | 9659969.1454 | 800630.4287 | 10505911.7847 | 14588160.6647 | 24077.0464 | 1395676.6254 | 0 | 14420026.0212 | 37517949.753 | 25606771.6232 | 114519173.0927 | 3144235.0165 | 27168162.5832 |  | 1478867.319 | 6315353.5865 | 0 | 152625791.598 |  | 74989.4209 | 26.6329 | 5730.7337 |  | 128.5103
1 | 4000 | 707 | 0.035 | 15 | 15 | 7 | 1e-10 | 0 | Water | Porous | Wet | R600a | MinimizeLCOE | IgnoreSilica | 200.2527 | 79.3414 | 7.2369 | 4 | 5490.9768 |  | 123.1338 |  | 151.2306 | -4.6236e-05 | 25037558308.1106 | 10128256.7237 | 839247.0117 | 11073556.781 | 15583155.7543 | 24077.0464 | 1368051.1033 | 0 | 15216374.324 | 39589884.6834 | 27020909.7872 | 120843513.215 | 3144235.0165 | 27168162.5832 |  | 1478867.319 | 6315353.5865 | 0 | 158950131.7203 |  | 100000 | 28.9475 | 5490.9768 |  | 123.1338
1 | 4000 | 707 | 0.035 | 15 | 15 | 7 | 1.3335e-10 | 0 | Water | Porous | Wet | R600a | MinimizeLCOE | IgnoreSilica | 210.489 | 83.4489 | 7.7216 | 4 | 5310.3645 |  | 119.0836 |  | 151.2801 | -4.0768e-05 | 25739069687.8924 | 10502813.598 | 870146.4145 | 11529321.5534 | 16391842.597 | 24077.0464 | 1334395.6377 | 0 | 15854512.7703 | 41250190.0206 | 28154102.2957 | 125911401.9336 | 3144235.0165 | 27168162.5832 |  | 1478867.319 | 6315353.5865 | 0 | 164018020.4389 |  | 133352.1432 | 30.8864 | 5310.3645 |  | 119.0836
1 | 4000 | 707 | 0.035 | 15 | 15 | 7 | 1.7783e-10 | 0 | Water | Porous | Wet | R600a | MinimizeLCOE | IgnoreSilica | 218.6324 | 86.7206 | 8.1171 | 4 | 5174.5914 |  | 116.039 |  | 151.3198 | -3.6148e-05 | 26301482455.3556 | 10797649.5351 | 894479.1872 | 11889099.5004 | 17036228.615 | 24077.0464 | 1300141.1229 | 0 | 16357253.2528 | 42558217.6297 | 29046858.0162 | 129904003.9057 | 3144235.0165 | 27168162.5832 |  | 1478867.319 | 6315353.5865 | 0 | 168010622.411 |  | 177827.941 | 32.4684 | 5174.5914 |  | 116.039
1 | 4000 | 707 | 0.035 | 15 | 15 | 7 | 2.3714e-10 | 0 | Water | Porous | Wet | R600a | MinimizeLCOE | IgnoreSilica | 224.9667 | 89.2679 | 8.432 | 4 | 5072.6514 |  | 113.753 |  | 151.3508 | -3.2243e-05 | 26750683710.3166 | 11025177.3299 | 913264.1084 | 12167327.0422 | 17538122.8033 | 24077.0464 | 1267819.391 | 0 | 16744957.2113 | 43566943.8007 | 29735334.3551 | 132983023.0882 | 3144235.0165 | 27168162.5832 |  | 1478867.319 | 6315353.5865 | 0 | 171089641.5935 |  | 237137.3706 | 33.7279 | 5072.6514 |  | 113.753
1 | 4000 | 707 | 0.035 | 15 | 15 | 7 | 3.1623e-10 | 0 | Water | Porous | Wet | R600a | MinimizeLCOE | IgnoreSilica | 229.8823 | 91.2463 | 8.6799 | 4 | 4996.1659 |  | 112.0378 |  | 151.3751 | -2.957e-05 | 27092413343.1496 | 11200707.5485 | 927760.848 | 12382303.3055 | 17928021.9029 | 24077.0464 | 1239819.9238 | 0 | 17044049.3243 | 44345120.1266 | 30266455.6875 | 135358315.7135 | 3144235.0165 | 27168162.5832 |  | 1478867.319 | 6315353.5865 | 0 | 173464934.2187 |  | 316227.766 | 34.7196 | 4996.1659 |  | 112.0378
1 | 4000 | 707 | 0.035 | 15 | 15 | 7 | 4.217e-10 | 0 | Water | Porous | Wet | R600a | MinimizeLCOE | IgnoreSilica | 233.6218 | 92.7524 | 8.8716 | 4 | 4938.7991 |  | 110.7514 |  | 151.3937 | -2.6743e-05 | 27371250767.5469 | 11333656.2934 | 938743.7879 | 12545316.6887 | 18224886.1333 | 24077.0464 | 1215929.6555 | 0 | 17270217.746 | 44933563.9664 | 30668080.6995 | 137154472.017 | 3144235.0165 | 27168162.5832 |  | 1478867.319 | 6315353.5865 | 0 | 175261090.5223 |  | 421696.5034 | 35.4866 | 4938.7991 |  | 110.7514
1 | 4000 | 707 | 0.035 | 15 | 15 | 7 | 5.6234e-10 | 0 | Water | Porous | Wet | R600a | MinimizeLCOE | IgnoreSilica | 236.4741 | 93.9016 | 9.0193 | 4 | 4895.7792 |  | 109.7867 |  | 151.408 | -2.5535e-05 | 27580074331.4433 | 11434729.1557 | 947095.2719 | 12669351.2255 | 18451459.6415 | 24077.0464 | 1196506.2484 | 0 | 17442055.2499 | 45380649.9026 | 30973226.0377 | 138519149.7796 | 3144235.0165 | 27168162.5832 |  | 1478867.319 | 6315353.5865 | 0 | 176625768.2848 |  | 562341.3252 | 36.0772 | 4895.7792 |  | 109.7867
1 | 4000 | 707 | 0.035 | 15 | 15 | 7 | 7.4989e-10 | 0 | Water | Porous | Wet | R600a | MinimizeLCOE | IgnoreSilica | 238.6324 | 94.7716 | 9.132 | 4 | 4863.5207 |  | 109.0633 |  | 151.4188 | -2.3997e-05 | 27740141704.8351 | 11511025.5137 | 953400.585 | 12763039.8629 | 18622995.4822 | 24077.0464 | 1180939.7156 | 0 | 17571636.5002 | 45717793.7354 | 31203333.6311 | 139548242.0724 | 3144235.0165 | 27168162.5832 |  | 1478867.319 | 6315353.5865 | 0 | 177654860.5777 |  | 749894.2093 | 36.528 | 4863.5207 |  | 109.0633
1 | 4000 | 707 | 0.035 | 15 | 15 | 7 | 1e-09 | 0 | Water | Porous | Wet | R600a | MinimizeLCOE | IgnoreSilica | 240.2675 | 95.4308 | 9.2178 | 4 | 4839.332 |  | 108.5208 |  | 151.427 | -2.2685e-05 | 27861394482.3132 | 11568720.0887 | 958169.2428 | 12833919.6181 | 18752995.2969 | 24077.0464 | 1168752.4543 | 0 | 17669587.1614 | 45972641.2632 | 31377272.3055 | 140326134.4772 | 3144235.0165 | 27168162.5832 |  | 1478867.319 | 6315353.5865 | 0 | 178432752.9825 |  | 1000000 | 36.8714 | 4839.332 |  | 108.5208
1 | 4000 | 707 | 0.035 | 15 | 15 | 7 | 1.3335e-09 | 0 | Water | Porous | Wet | R600a | MinimizeLCOE | IgnoreSilica | 241.4977 | 95.927 | 9.2828 | 4 | 4821.1945 |  | 108.1141 |  | 151.4332 | -2.2158e-05 | 27953098739.1229 | 11612069.1546 | 961752.5552 | 12887194.1977 | 18850832.7711 | 24077.0464 | 1159244.9396 | 0 | 17743116.5592 | 46163949.6734 | 31507844.2264 | 140910081.1238 | 3144235.0165 | 27168162.5832 |  | 1478867.319 | 6315353.5865 | 0 | 179016699.629 |  | 1333521.4322 | 37.1312 | 4821.1945 |  | 108.1141
1 | 4000 | 707 | 0.035 | 15 | 15 | 7 | 1.7783e-09 | 0 | Water | Porous | Wet | R600a | MinimizeLCOE | IgnoreSilica | 242.4233 | 96.3003 | 9.3319 | 4 | 4807.5942 |  | 107.8091 |  | 151.4379 | -2.176e-05 | 28023612393.2676 | 11644648.6842 | 964445.8467 | 12927243.874 | 18924454.711 | 24077.0464 | 1151912.6918 | 0 | 17798345.3131 | 46307643.562 | 31605918.258 | 141348689.9871 | 3144235.0165 | 27168162.5832 |  | 1478867.319 | 6315353.5865 | 0 | 179455308.4923 |  | 1778279.41 | 37.3275 | 4807.5942 |  | 107.8091
1 | 4000 | 707 | 0.035 | 15 | 15 | 7 | 2.3714e-09 | 0 | Water | Porous | Wet | R600a | MinimizeLCOE | IgnoreSilica | 243.1102 | 96.5774 | 9.3686 | 4 | 4797.396 |  | 107.5804 |  | 151.4413 | -2.1457e-05 | 28077563187.8224 | 11668812.9092 | 966443.5603 | 12956954.6625 | 18979110.5448 | 24077.0464 | 1146184.9364 | 0 | 17839217.6272 | 46413984.9393 | 31678498.4331 | 141673284.6592 | 3144235.0165 | 27168162.5832 |  | 1478867.319 | 6315353.5865 | 0 | 179779903.1645 |  | 2371373.7057 | 37.4745 | 4797.396 |  | 107.5804
1 | 4000 | 707 | 0.035 | 15 | 15 | 7 | 3.1623e-09 | 0 | Water | Porous | Wet | R600a | MinimizeLCOE | IgnoreSilica | 243.6413 | 96.7916 | 9.3967 | 4 | 4789.7489 |  | 107.409 |  | 151.444 | -2.0622e-05 | 28116291613.3759 | 11687480.4451 | 967986.947 | 12979910.1368 | 19021362.7302 | 24077.0464 | 1142016.7902 | 0 | 17870905.2973 | 46496429.7569 | 31734768.7152 | 141924937.865 | 3144235.0165 | 27168162.5832 |  | 1478867.319 | 6315353.5865 | 0 | 180031556.3703 |  | 3162277.6602 | 37.5868 | 4789.7489 |  | 107.409
1 | 4000 | 707 | 0.035 | 15 | 15 | 7 | 4.217e-09 | 0 | Water | Porous | Wet | R600a | MinimizeLCOE | IgnoreSilica | 244.0239 | 96.946 | 9.4174 | 4 | 4784.0145 |  | 107.2804 |  | 151.4459 | -2.0449e-05 | 28147553042.2762 | 11700926.3859 | 969098.6321 | 12996446.7333 | 19051812.4097 | 24077.0464 | 1138645.0874 | 0 | 17893592.455 | 46555457.0873 | 31775056.0811 | 142105111.9182 | 3144235.0165 | 27168162.5832 |  | 1478867.319 | 6315353.5865 | 0 | 180211730.4234 |  | 4216965.0343 | 37.6696 | 4784.0145 |  | 107.2804
1 | 4000 | 707 | 0.035 | 15 | 15 | 7 | 5.6234e-09 | 0 | Water | Porous | Wet | R600a | MinimizeLCOE | IgnoreSilica | 244.3212 | 97.066 | 9.4332 | 4 | 4779.7145 |  | 107.1839 |  | 151.4474 | -2.0322e-05 | 28169755905.0079 | 11711369.3405 | 969962.0773 | 13009290.9231 | 19075470.4687 | 24077.0464 | 1136225.3225 | 0 | 17911294.1196 | 46601513.1875 | 31806490.3158 | 142245692.8013 | 3144235.0165 | 27168162.5832 |  | 1478867.319 | 6315353.5865 | 0 | 180352311.3066 |  | 5623413.2519 | 37.7329 | 4779.7145 |  | 107.1839
1 | 4000 | 707 | 0.035 | 15 | 15 | 7 | 7.4989e-09 | 0 | Water | Porous | Wet | R600a | MinimizeLCOE | IgnoreSilica | 244.5381 | 97.1535 | 9.4449 | 4 | 4776.49 |  | 107.1116 |  | 151.4485 | -2.0225e-05 | 28187253874.6016 | 11718986.1244 | 970591.8491 | 13018659.7923 | 19092731.0943 | 24077.0464 | 1134318.2461 | 0 | 17924152.0195 | 46634966.8055 | 31829323.0975 | 142347806.075 | 3144235.0165 | 27168162.5832 |  | 1478867.319 | 6315353.5865 | 0 | 180454424.5803 |  | 7498942.0933 | 37.7797 | 4776.49 |  | 107.1116
1 | 4000 | 707 | 0.035 | 15 | 15 | 7 | 1e-08 | 0 | Water | Porous | Wet | R600a | MinimizeLCOE | IgnoreSilica | 244.7233 | 97.2282 | 9.4544 | 4 | 4774.072 |  | 107.0574 |  | 151.4495 | -2.0159e-05 | 28197471561.3383 | 11725490.4889 | 971129.6955 | 13026660.2817 | 19107473.7867 | 24077.0464 | 1133172.5341 | 0 | 17935321.495 | 46664027.4897 | 31849157.6116 | 142436510.4297 | 3144235.0165 | 27168162.5832 |  | 1478867.319 | 6315353.5865 | 0 | 180543128.935 |  | 10000000 | 37.8174 | 4774.072 |  | 107.0574
1 | 4100 | 707 | 0.035 | 15 | 15 | 7 | 1e-13 | 0 | Water | Porous | Wet | R600a | MinimizeLCOE | IgnoreSilica | 0 | 0 | 0 | 4 |  |  |  |  | 0 | 0 | 3709813353.8886 | 3553.6965 | 150.5399 | 3606.9743 | 25652.2739 | 24077.0464 | 15923.6827 | 0 | 28456.0433 | 74036.7877 | 50531.6289 | 225988.6736 | 3144235.0165 | 28049218.8728 |  | 1478867.319 | 6491564.8444 | 0 |  |  | 100 | 0
1 | 4100 | 707 | 0.035 | 15 | 15 | 7 | 1.3335e-13 | 0 | Water | Porous | Wet | R600a | MinimizeLCOE | IgnoreSilica | 0.76854 | 0.13085 | 0.00072853 | 4 | 13748064.9808 |  | 308297.0117 |  | 98.0015 | -4.9264e-05 | 3083689535.409 | 83416.0599 | 5034.0579 | 68287.9375 | 53475.0652 | 24077.0464 | 56138.8681 | 0 | 113267.3236 | 294698.3417 | 201137.6737 | 899532.3738 | 3144235.0165 | 28049218.8728 |  | 1478867.319 | 6491564.8444 | 0 | 40063418.4266 |  | 133.3521 | 0.0029141 | 13748064.9808 |  | 308297.0117
1 | 4100 | 707 | 0.035 | 15 | 15 | 7 | 1.7783e-13 | 0 | Water | Porous | Wet | R600a | MinimizeLCOE | IgnoreSilica | 1.0121 | 0.20919 | 0.0050977 | 4 | 1979411.3816 |  | 44387.8186 |  | 108.1766 | -5.2879e-05 | 8407568031.1568 | 123179.4108 | 7869.9427 | 98709.4467 | 68128.3292 | 24077.0464 | 64779.1904 | 0 | 150829.9128 | 392428.4937 | 267840.5105 | 1197842.2832 | 3144235.0165 | 28049218.8728 |  | 1478867.319 | 6491564.8444 | 0 | 40361728.336 |  | 177.8279 | 0.020391 | 1979411.3816 |  | 44387.8186
1 | 4100 | 707 | 0.035 | 15 | 15 | 7 | 2.3714e-13 | 0 | Water | Porous | Wet | R600a | MinimizeLCOE | IgnoreSilica | 1.3242 | 0.31827 | 0.012302 | 4 | 827898.4946 |  | 18565.4223 |  | 116.9394 | -5.5952e-05 | 12884246937.9555 | 173393.7523 | 11644.9633 | 137284.0853 | 88309.1233 | 24077.0464 | 74364.6428 | 0 | 198538.7092 | 516556.9954 | 352560.7636 | 1576730.0815 | 3144235.0165 | 28049218.8728 |  | 1478867.319 | 6491564.8444 | 0 | 40740616.1343 |  | 237.1374 | 0.04921 | 827898.4946 |  | 18565.4223
1 | 4100 | 707 | 0.035 | 15 | 15 | 7 | 3.1623e-13 | 0 | Water | Porous | Wet | R600a | MinimizeLCOE | IgnoreSilica | 1.7335 | 0.46983 | 0.023396 | 4 | 440530.3372 |  | 9878.7856 |  | 124.446 | -5.8696e-05 | 16679032823.384 | 236763.9296 | 16618.6362 | 186530.8975 | 116402.2891 | 24077.0464 | 85556.4969 | 0 | 259720.2253 | 675738.7503 | 461205.5821 | 2062613.8534 | 3144235.0165 | 28049218.8728 |  | 1478867.319 | 6491564.8444 | 0 | 41226499.9062 |  | 316.2278 | 0.093584 | 440530.3372 |  | 9878.7856
1 | 4100 | 707 | 0.035 | 15 | 15 | 7 | 4.217e-13 | 0 | Water | Porous | Wet | R600a | MinimizeLCOE | IgnoreSilica | 2.2671 | 0.67542 | 0.039526 | 4 | 264629.7665 |  | 5934.2581 |  | 130.6781 | -6.1007e-05 | 19552148119.3201 | 314931.4894 | 22966.8336 | 248331.4546 | 154846.6664 | 24077.0464 | 98607.3676 | 0 | 336866.7346 | 876458.1426 | 598200.6917 | 2675286.4269 | 3144235.0165 | 28049218.8728 |  | 1478867.319 | 6491564.8444 | 0 | 41839172.4797 |  | 421.6965 | 0.1581 | 264629.7665 |  | 5934.2581
1 | 4100 | 707 | 0.035 | 15 | 15 | 7 | 5.6234e-13 | 0 | Water | Porous | Wet | R600a | MinimizeLCOE | IgnoreSilica | 2.9639 | 0.95106 | 0.062229 | 4 | 171170.1652 |  | 3838.4493 |  | 135.7637 | -6.2826e-05 | 21734680265.782 | 410423.9474 | 30930.0704 | 325398.2624 | 206985.0143 | 24077.0464 | 113895.4104 | 0 | 433566.803 | 1128051.8847 | 769918.5905 | 3443247.0297 | 3144235.0165 | 28049218.8728 |  | 1478867.319 | 6491564.8444 | 0 | 42607133.0825 |  | 562.3413 | 0.24892 | 171170.1652 |  | 3838.4493
1 | 4100 | 707 | 0.035 | 15 | 15 | 7 | 7.4989e-13 | 0 | Water | Porous | Wet | R600a | MinimizeLCOE | IgnoreSilica | 3.9191 | 1.3356 | 0.0944 | 4 | 115510.2016 |  | 2590.2882 |  | 140.0099 | -6.5364e-05 | 23162394148.1691 | 531779.0216 | 41255.3566 | 425666.7642 | 280584.7116 | 24077.0464 | 134217.3347 | 0 | 560656.2917 | 1458712.6645 | 995601.367 | 4452550.5581 | 3144235.0165 | 28049218.8728 |  | 1478867.319 | 6491564.8444 | 0 | 43616436.6109 |  | 749.8942 | 0.3776 | 115510.2016 |  | 2590.2882
1 | 4100 | 707 | 0.035 | 15 | 15 | 7 | 1e-12 | 0 | Water | Porous | Wet | R600a | MinimizeLCOE | IgnoreSilica | 5.1689 | 1.8441 | 0.13829 | 4 | 81115.5333 |  | 1818.9961 |  | 143.3258 | -6.6876e-05 | 24282171054.9795 | 678141.1974 | 53891.442 | 549685.1365 | 378983.4147 | 24077.0464 | 157583.1006 | 0 | 718520.9217 | 1869444.0493 | 1275933.9769 | 5706260.2854 | 3144235.0165 | 28049218.8728 |  | 1478867.319 | 6491564.8444 | 0 | 44870146.3382 |  | 1000 | 0.55316 | 81115.5333 |  | 1818.9961
1 | 4100 | 707 | 0.035 | 15 | 15 | 7 | 1.3335e-12 | 0 | Water | Porous | Wet | R600a | MinimizeLCOE | IgnoreSilica | 6.8474 | 2.5317 | 0.19835 | 4 | 58572.2621 |  | 1313.4687 |  | 145.953 | -6.8303e-05 | 25014625122.4913 | 858784.1893 | 69633.6314 | 706870.4394 | 513175.5663 | 24077.0464 | 186589.9893 | 0 | 920061.0362 | 2393810.0858 | 1633824.5714 | 7306826.5556 | 3144235.0165 | 28049218.8728 |  | 1478867.319 | 6491564.8444 | 0 | 46470712.6084 |  | 1333.5214 | 0.79339 | 58572.2621 |  | 1313.4687
1 | 4100 | 707 | 0.035 | 15 | 15 | 7 | 1.7783e-12 | 0 | Water | Porous | Wet | R600a | MinimizeLCOE | IgnoreSilica | 9.0742 | 3.4471 | 0.27924 | 4 | 43408.0707 |  | 973.4154 |  | 147.9851 | -6.936e-05 | 25526022027.9659 | 1078643.9565 | 88907.0062 | 903372.532 | 693023.263 | 24077.0464 | 221578.0965 | 0 | 1173744.7412 | 3053843.0485 | 2084310.6308 | 9321500.3212 | 3144235.0165 | 28049218.8728 |  | 1478867.319 | 6491564.8444 | 0 | 48485386.3739 |  | 1778.2794 | 1.117 | 43408.0707 |  | 973.4154
1 | 4100 | 707 | 0.035 | 15 | 15 | 7 | 2.3714e-12 | 0 | Water | Porous | Wet | R600a | MinimizeLCOE | IgnoreSilica | 11.946 | 4.6297 | 0.38549 | 4 | 33041.1889 |  | 740.9406 |  | 149.5137 | -6.9509e-05 | 1266448816.7966 | 1338962.1061 | 111790.9399 | 1142307.4272 | 926450.9814 | 24077.0464 | 261198.3362 | 0 | 1483866.8665 | 3860717.2036 | 2635018.8213 | 11784389.7285 | 3144235.0165 | 28049218.8728 |  | 1478867.319 | 6491564.8444 | 0 | 50948275.7813 |  | 2371.3737 | 1.542 | 33041.1889 |  | 740.9406
1 | 4100 | 707 | 0.035 | 15 | 15 | 7 | 3.1623e-12 | 0 | Water | Porous | Wet | R600a | MinimizeLCOE | IgnoreSilica | 15.905 | 6.2617 | 0.53039 | 4 | 25541.5909 |  | 572.764 |  | 150.7321 | -7.086e-05 | 26054021880.0165 | 1668293.2783 | 140741.7692 | 1452911.2075 | 1249685.4841 | 24077.0464 | 315018.56 | 0 | 1891783.6647 | 4922033.0374 | 3359388.6857 | 15023932.7333 | 3144235.0165 | 28049218.8728 |  | 1478867.319 | 6491564.8444 | 0 | 54187818.786 |  | 3162.2777 | 2.1216 | 25541.5909 |  | 572.764
1 | 4100 | 707 | 0.035 | 15 | 15 | 7 | 4.217e-12 | 0 | Water | Porous | Wet | R600a | MinimizeLCOE | IgnoreSilica | 21.0958 | 8.4023 | 0.7224 | 4 | 20148.2221 |  | 451.819 |  | 151.6469 | -7.1332e-05 | 26180343917.9117 | 2064426.2958 | 175520.1085 | 1836702.4463 | 1674567.8281 | 24077.0464 | 377510.6817 | 0 | 2399593.7187 | 6243250.6316 | 4261146.842 | 19056795.5991 | 3144235.0165 | 28049218.8728 |  | 1478867.319 | 6491564.8444 | 0 | 58220681.6518 |  | 4216.965 | 2.8896 | 20148.2221 |  | 451.819
1 | 4100 | 707 | 0.035 | 15 | 15 | 7 | 5.6234e-12 | 0 | Water | Porous | Wet | R600a | MinimizeLCOE | IgnoreSilica | 27.9559 | 11.2319 | 0.97689 | 4 | 16199.0835 |  | 363.2605 |  | 152.3416 | -7.162e-05 | 26278978216.9338 | 2545441.1163 | 217636.7443 | 2315241.8891 | 2237028.7469 | 24077.0464 | 452978.7227 | 0 | 3039037.6637 | 7906952.6085 | 5396657.627 | 24135052.165 | 3144235.0165 | 28049218.8728 |  | 1478867.319 | 6491564.8444 | 0 | 63298938.2178 |  | 5623.4133 | 3.9076 | 16199.0835 |  | 363.2605
1 | 4100 | 707 | 0.035 | 15 | 15 | 7 | 7.4989e-12 | 0 | Water | Porous | Wet | R600a | MinimizeLCOE | IgnoreSilica | 36.9937 | 14.961 | 1.3126 | 4 | 13272.1965 |  | 297.6258 |  | 152.8694 | -7.1787e-05 | 26309984516.0005 | 3128427.0135 | 268490.5949 | 2910597.6857 | 2979024.4843 | 24077.0464 | 544180.1092 | 0 | 3843370.8043 | 9999662.449 | 6824975.0939 | 30522805.2812 | 3144235.0165 | 28049218.8728 |  | 1478867.319 | 6491564.8444 | 0 | 69686691.334 |  | 7498.9421 | 5.2506 | 13272.1965 |  | 297.6258
1 | 4100 | 707 | 0.035 | 15 | 15 | 7 | 1e-11 | 0 | Water | Porous | Wet | R600a | MinimizeLCOE | IgnoreSilica | 48.799 | 19.8313 | 1.7517 | 4 | 11084.4749 |  | 248.5667 |  | 153.2711 | -7.1817e-05 | 26295822265.046 | 3830082.0862 | 329495.6118 | 3645180.5187 | 3948719.5881 | 24077.0464 | 653598.6301 | 0 | 4848149.8577 | 12613891.4374 | 8609240.0956 | 38502434.8719 | 3144235.0165 | 28049218.8728 |  | 1478867.319 | 6491564.8444 | 0 | 77666320.9247 |  | 10000 | 7.0068 | 11084.4749 |  | 248.5667
1 | 4100 | 707 | 0.035 | 15 | 15 | 7 | 1.3335e-11 | 0 | Water | Porous | Wet | R600a | MinimizeLCOE | IgnoreSilica | 63.958 | 26.0879 | 2.3163 | 4 | 9442.9379 |  | 211.7556 |  | 153.5787 | -7.1643e-05 | 26212108113.742 | 4662278.2915 | 401566.2186 | 4537854.0255 | 5195064.729 | 24077.0464 | 782669.1874 | 0 | 6085368.7044 | 15832881.088 | 10806266.6757 | 48328025.9664 | 3144235.0165 | 28049218.8728 |  | 1478867.319 | 6491564.8444 | 0 | 87491912.0192 |  | 13335.2143 | 9.2653 | 9442.9379 |  | 211.7556
1 | 4100 | 707 | 0.035 | 15 | 15 | 7 | 1.7783e-11 | 0 | Water | Porous | Wet | R600a | MinimizeLCOE | IgnoreSilica | 82.9058 | 33.9154 | 3.0239 | 4 | 8210.1868 |  | 184.1114 |  | 153.8189 | -7.117e-05 | 26058058941.5502 | 5626568.3692 | 484744.2905 | 5596416.7631 | 6755201.6531 | 24077.0464 | 930983.9345 | 0 | 7573016.9022 | 19703436.54 | 13448000.3037 | 60142445.8027 | 3144235.0165 | 28049218.8728 |  | 1478867.319 | 6491564.8444 | 0 | 99306331.8555 |  | 17782.7941 | 12.0955 | 8210.1868 |  | 184.1114
1 | 4100 | 707 | 0.035 | 15 | 15 | 7 | 2.3714e-11 | 0 | Water | Porous | Wet | R600a | MinimizeLCOE | IgnoreSilica | 105.7562 | 43.3665 | 3.8795 | 4 | 7286.0169 |  | 163.3872 |  | 154.0143 | -7.0371e-05 | 25799779552.7402 | 6710129.8587 | 577920.6764 | 6811273.6973 | 8640161.9357 | 24077.0464 | 1096600.0419 | 0 | 9305463.67 | 24210907.6563 | 16524441.9598 | 73900976.5424 | 3144235.0165 | 28049218.8728 |  | 1478867.319 | 6491564.8444 | 0 | 113064862.5952 |  | 23713.7371 | 15.5181 | 7286.0169 |  | 163.3872
1 | 4100 | 707 | 0.035 | 15 | 15 | 7 | 3.1623e-11 | 0 | Water | Porous | Wet | R600a | MinimizeLCOE | IgnoreSilica | 131.8728 | 54.1779 | 4.8618 | 4 | 6597.7632 |  | 147.9532 |  | 154.1821 | -6.9151e-05 | 25408294803.6824 | 7871973.6337 | 677751.5055 | 8137308.3426 | 10798233.4932 | 24077.0464 | 1272545.3293 | 0 | 11224936.8467 | 29204983.1241 | 19933001.0846 | 89144810.406 | 3144235.0165 | 28049218.8728 |  | 1478867.319 | 6491564.8444 | 0 | 128308696.4588 |  | 31622.7766 | 19.4473 | 6597.7632 |  | 147.9532
1 | 4100 | 707 | 0.035 | 15 | 15 | 7 | 4.217e-11 | 0 | Water | Porous | Wet | R600a | MinimizeLCOE | IgnoreSilica | 159.8099 | 65.7686 | 5.919 | 4 | 6090.8258 |  | 136.5853 |  | 154.3337 | -6.751e-05 | 24889488951.2434 | 9048157.3515 | 778740.9069 | 9500878.5168 | 13114499.0256 | 24077.0464 | 1448681.0343 | 0 | 13226863.2138 | 34413584.8796 | 23487978.8088 | 105043460.7836 | 3144235.0165 | 28049218.8728 |  | 1478867.319 | 6491564.8444 | 0 | 144207346.8364 |  | 42169.6503 | 23.6762 | 6090.8258 |  | 136.5853
1 | 4100 | 707 | 0.035 | 15 | 15 | 7 | 5.6234e-11 | 0 | Water | Porous | Wet | R600a | MinimizeLCOE | IgnoreSilica | 179.9749 | 74.1533 | 6.7892 | 4 | 5716.7595 |  | 128.1969 |  | 154.4352 | -6.1822e-05 | 25592291009.7122 | 9863721.4643 | 848783.925 | 10456930.3034 | 14792037.7616 | 24077.0464 | 1494362.8207 | 0 | 14617166.1954 | 38030868.0473 | 25956848.8985 | 116084796.4626 | 3144235.0165 | 28049218.8728 |  | 1478867.319 | 6491564.8444 | 0 | 155248682.5154 |  | 56234.1325 | 27.1568 | 5716.7595 |  | 128.1969
1 | 4100 | 707 | 0.035 | 15 | 15 | 7 | 7.4989e-11 | 0 | Water | Porous | Wet | R600a | MinimizeLCOE | IgnoreSilica | 194.9472 | 80.3904 | 7.5093 | 4 | 5433.3392 |  | 121.8413 |  | 154.5088 | -5.541e-05 | 26659381683.9025 | 10454287.8064 | 899538.5978 | 11153907.1005 | 16041063.5214 | 24077.0464 | 1474854.0047 | 0 | 15618613.9501 | 40636429.6799 | 27735198.2516 | 124037969.9588 | 3144235.0165 | 28049218.8728 |  | 1478867.319 | 6491564.8444 | 0 | 163201856.0115 |  | 74989.4209 | 30.0371 | 5433.3392 |  | 121.8413
1 | 4100 | 707 | 0.035 | 15 | 15 | 7 | 1e-10 | 0 | Water | Porous | Wet | R600a | MinimizeLCOE | IgnoreSilica | 207.4487 | 85.6064 | 8.1313 | 4 | 5219.157 |  | 117.0383 |  | 154.5702 | -4.9344e-05 | 27546815572.359 | 10938863.639 | 941221.5649 | 11728406.7803 | 17086503.4418 | 24077.0464 | 1444198.8772 | 0 | 16443675.8263 | 42783071.4383 | 29200325.3609 | 130590343.975 | 3144235.0165 | 28049218.8728 |  | 1478867.319 | 6491564.8444 | 0 | 169754230.0278 |  | 100000 | 32.5252 | 5219.157 |  | 117.0383
1 | 4100 | 707 | 0.035 | 15 | 15 | 7 | 1.3335e-10 | 0 | Water | Porous | Wet | R600a | MinimizeLCOE | IgnoreSilica | 217.5218 | 89.8151 | 8.6486 | 4 | 5057.8172 |  | 113.4203 |  | 154.6201 | -4.36e-05 | 28277564467.4042 | 11324202.6918 | 974398.2081 | 12186796.5856 | 17930672.4579 | 24077.0464 | 1407976.2507 | 0 | 17100768.0638 | 44492690.6522 | 30367175.6035 | 135808757.5601 | 3144235.0165 | 28049218.8728 |  | 1478867.319 | 6491564.8444 | 0 | 174972643.6129 |  | 133352.1432 | 34.5945 | 5057.8172 |  | 113.4203
1 | 4100 | 707 | 0.035 | 15 | 15 | 7 | 1.7783e-10 | 0 | Water | Porous | Wet | R600a | MinimizeLCOE | IgnoreSilica | 225.5191 | 93.1605 | 9.0691 | 4 | 4936.5295 |  | 110.7005 |  | 154.66 | -3.813e-05 | 28859673751.5801 | 11627127.1299 | 1000500.918 | 12548040.6873 | 18602075.6859 | 24077.0464 | 1372065.3965 | 0 | 17617815.8769 | 45837943.0008 | 31285337.9736 | 139914983.7153 | 3144235.0165 | 28049218.8728 |  | 1478867.319 | 6491564.8444 | 0 | 179078869.768 |  | 177827.941 | 36.2763 | 4936.5295 |  | 110.7005
1 | 4100 | 707 | 0.035 | 15 | 15 | 7 | 2.3714e-10 | 0 | Water | Porous | Wet | R600a | MinimizeLCOE | IgnoreSilica | 231.7265 | 95.7595 | 9.4027 | 4 | 4845.4603 |  | 108.6583 |  | 154.6912 | -3.4711e-05 | 29322819532.5003 | 11860529.3879 | 1020627.301 | 12826885.2372 | 19123974.6522 | 24077.0464 | 1338665.5626 | 0 | 18015956.083 | 46873822.1473 | 31992346.7763 | 143076884.1939 | 3144235.0165 | 28049218.8728 |  | 1478867.319 | 6491564.8444 | 0 | 182240770.2467 |  | 237137.3706 | 37.6106 | 4845.4603 |  | 108.6583
1 | 4100 | 707 | 0.035 | 15 | 15 | 7 | 3.1623e-10 | 0 | Water | Porous | Wet | R600a | MinimizeLCOE | IgnoreSilica | 236.5083 | 97.7633 | 9.6638 | 4 | 4777.1265 |  | 107.1259 |  | 154.7154 | -3.1285e-05 | 29686480476.237 | 12039350.0673 | 1036056.1832 | 13040806.7122 | 19526487.8192 | 24077.0464 | 1309617.3188 | 0 | 18320794.1073 | 47666948.1557 | 32533671.5741 | 145497808.9841 | 3144235.0165 | 28049218.8728 |  | 1478867.319 | 6491564.8444 | 0 | 184661695.0369 |  | 316227.766 | 38.6554 | 4777.1265 |  | 107.1259
1 | 4100 | 707 | 0.035 | 15 | 15 | 7 | 4.217e-10 | 0 | Water | Porous | Wet | R600a | MinimizeLCOE | IgnoreSilica | 240.1601 | 99.2944 | 9.866 | 4 | 4725.8704 |  | 105.9765 |  | 154.734 | -2.8996e-05 | 29964634809.8781 | 12175354.4875 | 1047796.3674 | 13203667.6127 | 19834153.7968 | 24077.0464 | 1285277.5274 | 0 | 18552427.4669 | 48269610.6427 | 32945001.1049 | 147337366.0527 | 3144235.0165 | 28049218.8728 |  | 1478867.319 | 6491564.8444 | 0 | 186501252.1055 |  | 421696.5034 | 39.4639 | 4725.8704 |  | 105.9765
1 | 4100 | 707 | 0.035 | 15 | 15 | 7 | 5.6234e-10 | 0 | Water | Porous | Wet | R600a | MinimizeLCOE | IgnoreSilica | 242.925 | 100.4542 | 10.0208 | 4 | 4687.4307 |  | 105.1145 |  | 154.7482 | -2.7098e-05 | 30181328512.3635 | 12278019.513 | 1056661.8889 | 13326695.1034 | 20067268.4384 | 24077.0464 | 1265338.7658 | 0 | 18727043.6948 | 48723926.249 | 33255080.8415 | 148724111.5411 | 3144235.0165 | 28049218.8728 |  | 1478867.319 | 6491564.8444 | 0 | 187887997.5939 |  | 562341.3252 | 40.0834 | 4687.4307 |  | 105.1145
1 | 4100 | 707 | 0.035 | 15 | 15 | 7 | 7.4989e-10 | 0 | Water | Porous | Wet | R600a | MinimizeLCOE | IgnoreSilica | 245.0346 | 101.3394 | 10.1395 | 4 | 4658.6051 |  | 104.4681 |  | 154.759 | -2.614e-05 | 30344042942.7913 | 12356172.4615 | 1063412.6948 | 13420398.7916 | 20245222.4436 | 24077.0464 | 1249675.591 | 0 | 18859994.0212 | 49069835.7265 | 33491171.1676 | 149779959.9441 | 3144235.0165 | 28049218.8728 |  | 1478867.319 | 6491564.8444 | 0 | 188943845.9969 |  | 749894.2093 | 40.558 | 4658.6051 |  | 104.4681
1 | 4100 | 707 | 0.035 | 15 | 15 | 7 | 1e-09 | 0 | Water | Porous | Wet | R600a | MinimizeLCOE | IgnoreSilica | 246.623 | 102.0061 | 10.2295 | 4 | 4636.9899 |  | 103.9834 |  | 154.7672 | -2.4785e-05 | 30469239188.2326 | 12414920.6774 | 1068488.4498 | 13490864.973 | 20379273.9234 | 24077.0464 | 1237321.7938 | 0 | 18959829.2769 | 49329586.5827 | 33668456.4643 | 150572819.1877 | 3144235.0165 | 28049218.8728 |  | 1478867.319 | 6491564.8444 | 0 | 189736705.2404 |  | 1000000 | 40.9181 | 4636.9899 |  | 103.9834
1 | 4100 | 707 | 0.035 | 15 | 15 | 7 | 1.3335e-09 | 0 | Water | Porous | Wet | R600a | MinimizeLCOE | IgnoreSilica | 247.8165 | 102.5072 | 10.2976 | 4 | 4620.7815 |  | 103.6199 |  | 154.7733 | -2.4234e-05 | 30564631691.6108 | 12459007.2325 | 1072298.096 | 13543760.8907 | 20480028.9073 | 24077.0464 | 1227688.6094 | 0 | 19034675.705 | 49524321.6357 | 33801367.1394 | 151167225.2623 | 3144235.0165 | 28049218.8728 |  | 1478867.319 | 6491564.8444 | 0 | 190331111.3151 |  | 1333521.4322 | 41.1902 | 4620.7815 |  | 103.6199
1 | 4100 | 707 | 0.035 | 15 | 15 | 7 | 1.7783e-09 | 0 | Water | Porous | Wet | R600a | MinimizeLCOE | IgnoreSilica | 248.7056 | 102.8805 | 10.3487 | 4 | 4608.6275 |  | 103.3473 |  | 154.7779 | -2.3191e-05 | 30637776789.7143 | 12491816.3335 | 1075133.5607 | 13583134.8178 | 20555098.5811 | 24077.0464 | 1220155.4423 | 0 | 19090272.1549 | 49668972.1937 | 33900094.1175 | 151608754.2477 | 3144235.0165 | 28049218.8728 |  | 1478867.319 | 6491564.8444 | 0 | 190772640.3005 |  | 1778279.41 | 41.3947 | 4608.6275 |  | 103.3473
1 | 4100 | 707 | 0.035 | 15 | 15 | 7 | 2.3714e-09 | 0 | Water | Porous | Wet | R600a | MinimizeLCOE | IgnoreSilica | 249.3829 | 103.1649 | 10.3875 | 4 | 4599.5136 |  | 103.143 |  | 154.7814 | -2.2879e-05 | 30691778418.2832 | 12516794.9476 | 1077292.5267 | 13613116.1385 | 20612301.5491 | 24077.0464 | 1214517.9732 | 0 | 19132659.0708 | 49779254.2542 | 33975363.8899 | 151945377.3963 | 3144235.0165 | 28049218.8728 |  | 1478867.319 | 6491564.8444 | 0 | 191109263.4491 |  | 2371373.7057 | 41.5499 | 4599.5136 |  | 103.143
1 | 4100 | 707 | 0.035 | 15 | 15 | 7 | 3.1623e-09 | 0 | Water | Porous | Wet | R600a | MinimizeLCOE | IgnoreSilica | 249.8971 | 103.3808 | 10.4168 | 4 | 4592.6793 |  | 102.9897 |  | 154.7841 | -2.2646e-05 | 30731764784.271 | 12535746.3608 | 1078930.6837 | 13635865.8234 | 20655730.572 | 24077.0464 | 1210299.5274 | 0 | 19164853.5053 | 49863017.5689 | 34032534.0733 | 152201055.1611 | 3144235.0165 | 28049218.8728 |  | 1478867.319 | 6491564.8444 | 0 | 191364941.2139 |  | 3162277.6602 | 41.6674 | 4592.6793 |  | 102.9897
1 | 4100 | 707 | 0.035 | 15 | 15 | 7 | 4.217e-09 | 0 | Water | Porous | Wet | R600a | MinimizeLCOE | IgnoreSilica | 250.2797 | 103.5415 | 10.4388 | 4 | 4587.5545 |  | 102.8748 |  | 154.7861 | -2.247e-05 | 30761704038.2438 | 12549844.8567 | 1080149.4133 | 13652791.6308 | 20688054.8854 | 24077.0464 | 1207054.913 | 0 | 19188769.3708 | 49925241.7449 | 34075003.352 | 152390987.2133 | 3144235.0165 | 28049218.8728 |  | 1478867.319 | 6491564.8444 | 0 | 191554873.2661 |  | 4216965.0343 | 41.7553 | 4587.5545 |  | 102.8748
1 | 4100 | 707 | 0.035 | 15 | 15 | 7 | 5.6234e-09 | 0 | Water | Porous | Wet | R600a | MinimizeLCOE | IgnoreSilica | 250.5692 | 103.6631 | 10.4554 | 4 | 4583.7115 |  | 102.7886 |  | 154.7876 | -2.2338e-05 | 30784995282.3836 | 12560508.7513 | 1081071.2881 | 13665594.8932 | 20712513.6301 | 24077.0464 | 1204632.2782 | 0 | 19206875.1761 | 49972349.3363 | 34107155.2511 | 152534777.6509 | 3144235.0165 | 28049218.8728 |  | 1478867.319 | 6491564.8444 | 0 | 191698663.7037 |  | 5623413.2519 | 41.8217 | 4583.7115 |  | 102.7886
1 | 4100 | 707 | 0.035 | 15 | 15 | 7 | 7.4989e-09 | 0 | Water | Porous | Wet | R600a | MinimizeLCOE | IgnoreSilica | 250.7861 | 103.7542 | 10.4679 | 4 | 4580.8298 |  | 102.724 |  | 154.7887 | -2.2239e-05 | 30802086589.9208 | 12568495.4721 | 1081761.7468 | 13675184.4052 | 20730837.1669 | 24077.0464 | 1202799.0511 | 0 | 19220430.4065 | 50007617.2653 | 34131226.3374 | 152642428.8977 | 3144235.0165 | 28049218.8728 |  | 1478867.319 | 6491564.8444 | 0 | 191806314.9505 |  | 7498942.0933 | 41.8715 | 4580.8298 |  | 102.724
1 | 4100 | 707 | 0.035 | 15 | 15 | 7 | 1e-08 | 0 | Water | Porous | Wet | R600a | MinimizeLCOE | IgnoreSilica | 250.9325 | 103.8157 | 10.4767 | 4 | 4578.6688 |  | 102.6755 |  | 154.7895 | -2.2159e-05 | 30817104756.0045 | 12573882.276 | 1082227.4017 | 13681652.9228 | 20743198.6417 | 24077.0464 | 1201198.3722 | 0 | 19229432.2977 | 50031038.3396 | 34147211.7018 | 152713918.9999 | 3144235.0165 | 28049218.8728 |  | 1478867.319 | 6491564.8444 | 0 | 191877805.0527 |  | 10000000 | 41.9069 | 4578.6688 |  | 102.6755
1 | 4200 | 707 | 0.035 | 15 | 15 | 7 | 1e-13 | 0 | Water | Porous | Wet | R600a | MinimizeLCOE | IgnoreSilica | 0 | 0 | 0 | 4 |  |  |  |  | 0 | 0 | 3344071077.4939 | 3566.0289 | 151.1078 | 3619.0314 | 25657.4208 | 24077.0464 | 15591.7242 | 0 | 28338.3202 | 73730.4961 | 50322.5786 | 225053.7542 | 3144235.0165 | 28941995.3441 |  | 1478867.319 | 6670120.1387 | 0 |  |  | 100 | 0
1 | 4200 | 707 | 0.035 | 15 | 15 | 7 | 1.3335e-13 | 0 | Water | Porous | Wet | R600a | MinimizeLCOE | IgnoreSilica | 0.80743 | 0.14596 | 0.0015032 | 4 | 6851486.3451 |  | 153642.914 |  | 101.0142 | -5.1458e-05 | 4716595625.8619 | 91792.8174 | 5631.8611 | 74372.1702 | 56189.2191 | 24077.0464 | 58258.9763 | 0 | 121025.6153 | 314883.8252 | 214914.6809 | 961146.2119 | 3144235.0165 | 28941995.3441 |  | 1478867.319 | 6670120.1387 | 0 | 41196364.0302 |  | 133.3521 | 0.0060128 | 6851486.3451 |  | 153642.914
1 | 4200 | 707 | 0.035 | 15 | 15 | 7 | 1.7783e-13 | 0 | Water | Porous | Wet | R600a | MinimizeLCOE | IgnoreSilica | 1.0464 | 0.22641 | 0.0064737 | 4 | 1602448.9565 |  | 35934.5279 |  | 110.758 | -5.4061e-05 | 10359413696.7763 | 132152.6109 | 8564.0211 | 104975.3478 | 71101.4529 | 24077.0464 | 65928.3392 | 0 | 158651.5391 | 412778.7608 | 281729.986 | 1259959.1042 | 3144235.0165 | 28941995.3441 |  | 1478867.319 | 6670120.1387 | 0 | 41495176.9225 |  | 177.8279 | 0.025895 | 1602448.9565 |  | 35934.5279
1 | 4200 | 707 | 0.035 | 15 | 15 | 7 | 2.3714e-13 | 0 | Water | Porous | Wet | R600a | MinimizeLCOE | IgnoreSilica | 1.3631 | 0.34187 | 0.014554 | 4 | 719556.3653 |  | 16135.8764 |  | 119.5494 | -5.7136e-05 | 15180831377.949 | 184896.073 | 12602.08 | 145116.765 | 92365.5433 | 24077.0464 | 75366.1442 | 0 | 208425.2242 | 542279.6794 | 370117.0239 | 1655245.5793 | 3144235.0165 | 28941995.3441 |  | 1478867.319 | 6670120.1387 | 0 | 41890463.3976 |  | 237.1374 | 0.058217 | 719556.3653 |  | 16135.8764
1 | 4200 | 707 | 0.035 | 15 | 15 | 7 | 3.1623e-13 | 0 | Water | Porous | Wet | R600a | MinimizeLCOE | IgnoreSilica | 1.7678 | 0.49805 | 0.026726 | 4 | 396469.0189 |  | 8890.7213 |  | 126.9625 | -5.9305e-05 | 19325701186.2544 | 249881.2972 | 17800.2753 | 195111.5346 | 121281.0407 | 24077.0464 | 85666.7196 | 0 | 270588.9863 | 704017.037 | 480506.0939 | 2148930.0309 | 3144235.0165 | 28941995.3441 |  | 1478867.319 | 6670120.1387 | 0 | 42384147.8493 |  | 316.2278 | 0.1069 | 396469.0189 |  | 8890.7213
1 | 4200 | 707 | 0.035 | 15 | 15 | 7 | 4.217e-13 | 0 | Water | Porous | Wet | R600a | MinimizeLCOE | IgnoreSilica | 2.3209 | 0.72009 | 0.044871 | 4 | 239805.2311 |  | 5377.574 |  | 133.4411 | -6.2213e-05 | 22368424963.1289 | 334060.747 | 24785.2746 | 260889.2873 | 162899.2282 | 24077.0464 | 99266.0136 | 0 | 353331.2628 | 919295.4677 | 627438.0463 | 2806042.3738 | 3144235.0165 | 28941995.3441 |  | 1478867.319 | 6670120.1387 | 0 | 43041260.1922 |  | 421.6965 | 0.17948 | 239805.2311 |  | 5377.574
1 | 4200 | 707 | 0.035 | 15 | 15 | 7 | 5.6234e-13 | 0 | Water | Porous | Wet | R600a | MinimizeLCOE | IgnoreSilica | 3.0371 | 1.0156 | 0.070287 | 4 | 155999.8584 |  | 3498.2589 |  | 138.6621 | -6.4375e-05 | 24707944810.3919 | 436148.0442 | 33509.4407 | 342235.6252 | 219122.1103 | 24077.0464 | 114864.9715 | 0 | 456283.3229 | 1187155.6096 | 810258.0972 | 3623654.2679 | 3144235.0165 | 28941995.3441 |  | 1478867.319 | 6670120.1387 | 0 | 43858872.0862 |  | 562.3413 | 0.28115 | 155999.8584 |  | 3498.2589
1 | 4200 | 707 | 0.035 | 15 | 15 | 7 | 7.4989e-13 | 0 | Water | Porous | Wet | R600a | MinimizeLCOE | IgnoreSilica | 4.0117 | 1.4247 | 0.10625 | 4 | 105710.7436 |  | 2370.5377 |  | 142.9888 | -6.6985e-05 | 26360535121.4837 | 565114.5885 | 44791.0999 | 447269.4163 | 298168.7217 | 24077.0464 | 135122.6647 | 0 | 590671.9796 | 1536807.3274 | 1048902.5792 | 4690925.4237 | 3144235.0165 | 28941995.3441 |  | 1478867.319 | 6670120.1387 | 0 | 44926143.242 |  | 749.8942 | 0.42499 | 105710.7436 |  | 2370.5377
1 | 4200 | 707 | 0.035 | 15 | 15 | 7 | 1e-12 | 0 | Water | Porous | Wet | R600a | MinimizeLCOE | IgnoreSilica | 5.2958 | 1.9695 | 0.15553 | 4 | 74365.4527 |  | 1667.6272 |  | 146.3908 | -6.8753e-05 | 27596659363.5305 | 721939.6439 | 58760.8697 | 578021.3717 | 404887.1969 | 24077.0464 | 158865.4541 | 0 | 759155.1173 | 1975165.891 | 1348091.3062 | 6028963.8971 | 3144235.0165 | 28941995.3441 |  | 1478867.319 | 6670120.1387 | 0 | 46264181.7155 |  | 1000 | 0.62212 | 74365.4527 |  | 1667.6272
1 | 4200 | 707 | 0.035 | 15 | 15 | 7 | 1.3335e-12 | 0 | Water | Porous | Wet | R600a | MinimizeLCOE | IgnoreSilica | 6.9937 | 2.6942 | 0.22231 | 4 | 53917.8286 |  | 1209.0942 |  | 149.05 | -7.0049e-05 | 28499852369.8552 | 912809.3428 | 75992.7298 | 741065.4931 | 548453.587 | 24077.0464 | 187305.5117 | 0 | 970984.4472 | 2526302.3554 | 1724253.2679 | 7711243.7814 | 3144235.0165 | 28941995.3441 |  | 1478867.319 | 6670120.1387 | 0 | 47946461.5998 |  | 1333.5214 | 0.88925 | 53917.8286 |  | 1209.0942
1 | 4200 | 707 | 0.035 | 15 | 15 | 7 | 1.7783e-12 | 0 | Water | Porous | Wet | R600a | MinimizeLCOE | IgnoreSilica | 9.2252 | 3.6492 | 0.31124 | 4 | 40201.7713 |  | 901.5149 |  | 151.1023 | -7.1273e-05 | 29023095567.8221 | 1143448.973 | 97017.8089 | 942973.2458 | 739342.1869 | 24077.0464 | 221842.9547 | 0 | 1235793.8641 | 3215282.1383 | 2194496.1268 | 9814274.3449 | 3144235.0165 | 28941995.3441 |  | 1478867.319 | 6670120.1387 | 0 | 50049492.1632 |  | 1778.2794 | 1.245 | 40201.7713 |  | 901.5149
1 | 4200 | 707 | 0.035 | 15 | 15 | 7 | 2.3714e-12 | 0 | Water | Porous | Wet | R600a | MinimizeLCOE | IgnoreSilica | 12.2166 | 4.9304 | 0.43172 | 4 | 30533.8438 |  | 684.714 |  | 152.7051 | -7.2178e-05 | 29465926336.0219 | 1427480.018 | 123089.5434 | 1197820.7996 | 997127.6536 | 24077.0464 | 264093.5049 | 0 | 1573138.5407 | 4092983.7878 | 2793545.5376 | 12493356.4318 | 3144235.0165 | 28941995.3441 |  | 1478867.319 | 6670120.1387 | 0 | 52728574.2502 |  | 2371.3737 | 1.7269 | 30533.8438 |  | 684.714
1 | 4200 | 707 | 0.035 | 15 | 15 | 7 | 3.1623e-12 | 0 | Water | Porous | Wet | R600a | MinimizeLCOE | IgnoreSilica | 16.1849 | 6.6303 | 0.59275 | 4 | 23664.378 |  | 530.6679 |  | 153.9337 | -7.281e-05 | 29748702344.4412 | 1773500.7652 | 154972.6596 | 1516238.7693 | 1340802.7184 | 24077.0464 | 315209.9008 | 0 | 1998672.7253 | 5200136.447 | 3549199.9772 | 15872811.0092 | 3144235.0165 | 28941995.3441 |  | 1478867.319 | 6670120.1387 | 0 | 56108028.8276 |  | 3162.2777 | 2.371 | 23664.378 |  | 530.6679
1 | 4200 | 707 | 0.035 | 15 | 15 | 7 | 4.217e-12 | 0 | Water | Porous | Wet | R600a | MinimizeLCOE | IgnoreSilica | 21.4831 | 8.8971 | 0.80844 | 4 | 18678.5434 |  | 418.8618 |  | 154.8769 | -7.3378e-05 | 29939817773.9115 | 2197801.7095 | 194180.0518 | 1916399.7685 | 1800686.8083 | 24077.0464 | 378059.0347 | 0 | 2539369.7235 | 6606919.1243 | 4509358.0609 | 20166851.3281 | 3144235.0165 | 28941995.3441 |  | 1478867.319 | 6670120.1387 | 0 | 60402069.1464 |  | 4216.965 | 3.2338 | 18678.5434 |  | 418.8618
1 | 4200 | 707 | 0.035 | 15 | 15 | 7 | 5.6234e-12 | 0 | Water | Porous | Wet | R600a | MinimizeLCOE | IgnoreSilica | 28.4869 | 11.8884 | 1.0946 | 4 | 15029.3629 |  | 337.0298 |  | 155.5924 | -7.3707e-05 | 30082527613.7861 | 2713247.2157 | 241898.5894 | 2414359.3681 | 2408991.8219 | 24077.0464 | 453845.9799 | 0 | 3220003.8083 | 8377789.3957 | 5718013.4089 | 25572226.6344 | 3144235.0165 | 28941995.3441 |  | 1478867.319 | 6670120.1387 | 0 | 65807444.4527 |  | 5623.4133 | 4.3786 | 15029.3629 |  | 337.0298
1 | 4200 | 707 | 0.035 | 15 | 15 | 7 | 7.4989e-12 | 0 | Water | Porous | Wet | R600a | MinimizeLCOE | IgnoreSilica | 37.7099 | 15.8258 | 1.4724 | 4 | 12328.0247 |  | 276.453 |  | 156.1353 | -7.3888e-05 | 30172407034.6118 | 3337827.3744 | 299633.9776 | 3033094.3967 | 3211074.5632 | 24077.0464 | 545315.903 | 0 | 4075899.0719 | 10604653.3032 | 7237893.7833 | 32369469.4198 | 3144235.0165 | 28941995.3441 |  | 1478867.319 | 6670120.1387 | 0 | 72604687.2381 |  | 7498.9421 | 5.8894 | 12328.0247 |  | 276.453
1 | 4200 | 707 | 0.035 | 15 | 15 | 7 | 1e-11 | 0 | Water | Porous | Wet | R600a | MinimizeLCOE | IgnoreSilica | 49.771 | 20.9633 | 1.967 | 4 | 10307.6151 |  | 231.1458 |  | 156.5487 | -7.3931e-05 | 30150607918.8636 | 4090487.0703 | 369282.8681 | 3795678.6023 | 4258902.7416 | 24077.0464 | 655251.921 | 0 | 5145535.2973 | 13387627.3493 | 9137330.7541 | 40864173.6503 | 3144235.0165 | 28941995.3441 |  | 1478867.319 | 6670120.1387 | 0 | 81099391.4687 |  | 10000 | 7.8679 | 10307.6151 |  | 231.1458
1 | 4200 | 707 | 0.035 | 15 | 15 | 7 | 1.3335e-11 | 0 | Water | Porous | Wet | R600a | MinimizeLCOE | IgnoreSilica | 65.2032 | 27.5441 | 2.6013 | 4 | 8797.045 |  | 197.2716 |  | 156.8643 | -7.373e-05 | 30078077997.1135 | 4980301.8686 | 451228.5731 | 4719994.6724 | 5602593.5479 | 24077.0464 | 784271.6806 | 0 | 6459362.2817 | 16805935.6596 | 11470396.4151 | 51298161.7453 | 3144235.0165 | 28941995.3441 |  | 1478867.319 | 6670120.1387 | 0 | 91533379.5636 |  | 13335.2143 | 10.405 | 8797.045 |  | 197.2716
1 | 4200 | 707 | 0.035 | 15 | 15 | 7 | 1.7783e-11 | 0 | Water | Porous | Wet | R600a | MinimizeLCOE | IgnoreSilica | 84.9131 | 35.3581 | 3.4169 | 4 | 7588.5126 |  | 170.1705 |  | 157.1171 | -7.2536e-05 | 30603771096.3826 | 6028558.3375 | 560462.0738 | 5751976.9238 | 7200063.7126 | 24077.0464 | 930555.3312 | 0 | 7993320.4359 | 20796980.1187 | 14194366.2662 | 63480360.2463 | 3144235.0165 | 28941995.3441 |  | 1478867.319 | 6670120.1387 | 0 | 103715578.0646 |  | 17782.7941 | 13.6674 | 7588.5126 |  | 170.1705
1 | 4200 | 707 | 0.035 | 15 | 15 | 7 | 2.3714e-11 | 0 | Water | Porous | Wet | R600a | MinimizeLCOE | IgnoreSilica | 108.0756 | 43.9005 | 4.3817 | 4 | 6670.1611 |  | 149.5767 |  | 157.3184 | -7.0071e-05 | 30302802827.2515 | 7169888.8788 | 695977.4825 | 6819052.1919 | 8968052.8805 | 24077.0464 | 1078002.2482 | 0 | 9654469.784 | 25118949.9739 | 17144199.5 | 76672669.9862 | 3144235.0165 | 28941995.3441 |  | 1478867.319 | 6670120.1387 | 0 | 116907887.8045 |  | 23713.7371 | 17.527 | 6670.1611 |  | 149.5767
1 | 4200 | 707 | 0.035 | 15 | 15 | 7 | 3.1623e-11 | 0 | Water | Porous | Wet | R600a | MinimizeLCOE | IgnoreSilica | 134.3406 | 53.7676 | 5.4879 | 4 | 6007.9335 |  | 134.7264 |  | 157.49 | -6.8162e-05 | 31115419640.4732 | 8407763.1589 | 848296.205 | 8001886.1628 | 11068423.8468 | 24077.0464 | 1240077.1644 | 0 | 11540304.1979 | 30025504.281 | 20493023.6342 | 91649355.6973 | 3144235.0165 | 28941995.3441 |  | 1478867.319 | 6670120.1387 | 0 | 131884573.5156 |  | 31622.7766 | 21.9517 | 6007.9335 |  | 134.7264
1 | 4200 | 707 | 0.035 | 15 | 15 | 7 | 4.217e-11 | 0 | Water | Porous | Wet | R600a | MinimizeLCOE | IgnoreSilica | 162.2064 | 64.915 | 6.7321 | 4 | 5527.3477 |  | 123.9494 |  | 157.6436 | -6.6781e-05 | 34943676419.0211 | 9730285.8016 | 1018969.4589 | 9287364.1868 | 13593200.9491 | 24077.0464 | 1411483.9933 | 0 | 13675498.7601 | 35580842.5432 | 24284656.1489 | 108606378.8882 | 3144235.0165 | 28941995.3441 |  | 1478867.319 | 6670120.1387 | 0 | 148841596.7066 |  | 42169.6503 | 26.9282 | 5527.3477 |  | 123.9494
1 | 4200 | 707 | 0.035 | 15 | 15 | 7 | 5.6234e-11 | 0 | Water | Porous | Wet | R600a | MinimizeLCOE | IgnoreSilica | 189.769 | 78.0817 | 8.1922 | 4 | 5182.0562 |  | 116.2064 |  | 157.7837 | -6.6181e-05 | 48427354521.0991 | 11201556.7019 | 1218511.4101 | 10751772.5675 | 17049524.5357 | 24077.0464 | 1590067.3489 | 0 | 16315848.748 | 42450491.6016 | 28973332.7885 | 129575182.7486 | 3144235.0165 | 28941995.3441 |  | 1478867.319 | 6670120.1387 | 0 | 169810400.5669 |  | 56234.1325 | 32.7689 | 5182.0562 |  | 116.2064
1 | 4200 | 707 | 0.035 | 15 | 15 | 7 | 7.4989e-11 | 0 | Water | Porous | Wet | R600a | MinimizeLCOE | IgnoreSilica | 203.2922 | 86.5432 | 9.2959 | 4 | 4954.3591 |  | 111.1003 |  | 157.8492 | -5.9868e-05 | 219599153516.8633 | 12095924.5872 | 1342494.808 | 11668306.1294 | 19792998.8459 | 24077.0464 | 1564354.8554 | 0 | 18130380.9462 | 47171532.1694 | 32195539.9837 | 143985609.3716 | 3144235.0165 | 28941995.3441 |  | 1478867.319 | 6670120.1387 | 0 | 184220827.1899 |  | 74989.4209 | 37.1836 | 4954.3591 |  | 111.1003
1 | 4200 | 707 | 0.035 | 15 | 15 | 7 | 1e-10 | 0 | Water | Porous | Wet | R600a | MinimizeLCOE | IgnoreSilica | 203.8265 | 86.7706 | 9.5953 | 4 | 4791.554 |  | 107.4494 |  | 157.8492 | -4.924e-05 | 110749114742.3011 | 12118606.9327 | 1344962.828 | 11692828.9558 | 19844930.6379 | 24077.0464 | 1360998.6051 | 0 | 18090697.9523 | 47068285.1594 | 32125071.7778 | 143670459.8952 | 3144235.0165 | 28941995.3441 |  | 1478867.319 | 6670120.1387 | 0 | 183905677.7136 |  | 100000 | 38.3812 | 4791.554 |  | 107.4494
1 | 4200 | 707 | 0.035 | 15 | 15 | 7 | 1.3335e-10 | 0 | Water | Porous | Wet | R600a | MinimizeLCOE | IgnoreSilica | 204.2358 | 86.9446 | 9.8212 | 4 | 4674.6442 |  | 104.8278 |  | 157.8492 | -4.1106e-05 | 28223577870.7488 | 12135943.7779 | 1346847.1096 | 11711579.031 | 19884570.0444 | 24077.0464 | 1198323.246 | 0 | 18057522.6996 | 46981969.9572 | 32066159.8787 | 143406992.7909 | 3144235.0165 | 28941995.3441 |  | 1478867.319 | 6670120.1387 | 0 | 183642210.6093 |  | 133352.1432 | 39.2847 | 4674.6442 |  | 104.8278
1 | 4200 | 707 | 0.035 | 15 | 15 | 7 | 1.7783e-10 | 0 | Water | Porous | Wet | R600a | MinimizeLCOE | IgnoreSilica | 206.1744 | 88.3049 | 10.1193 | 4 | 4589.3299 |  | 102.9146 |  | 157.8575 | -3.5589e-05 | 81027508424.8062 | 12275787.2039 | 1366068.8359 | 11857252.1119 | 20372069.23 | 24077.0464 | 1090871.832 | 0 | 18324589.2414 | 47676822.316 | 32540410.8914 | 145527948.7088 | 3144235.0165 | 28941995.3441 |  | 1478867.319 | 6670120.1387 | 0 | 185763166.5271 |  | 177827.941 | 40.4772 | 4589.3299 |  | 102.9146
1 | 4200 | 707 | 0.035 | 15 | 15 | 7 | 2.3714e-10 | 0 | Water | Porous | Wet | R600a | MinimizeLCOE | IgnoreSilica | 207.0077 | 88.8775 | 10.3011 | 4 | 4526.0319 |  | 101.4952 |  | 157.8607 | -3.1033e-05 | 84420429884.3578 | 12334254.9849 | 1373990.9308 | 11918461.0917 | 20576610.4607 | 24077.0464 | 994333.6792 | 0 | 18416473.9955 | 47915887.5981 | 32703577.8587 | 146257667.646 | 3144235.0165 | 28941995.3441 |  | 1478867.319 | 6670120.1387 | 0 | 186492885.4644 |  | 237137.3706 | 41.2045 | 4526.0319 |  | 101.4952
1 | 4200 | 707 | 0.035 | 15 | 15 | 7 | 3.1623e-10 | 0 | Water | Porous | Wet | R600a | MinimizeLCOE | IgnoreSilica | 207.5996 | 89.2872 | 10.4369 | 4 | 4479.171 |  | 100.4443 |  | 157.8629 | -2.7546e-05 | 86990025111.2726 | 12375989.3574 | 1379638.2494 | 11962211.3109 | 20724229.1122 | 24077.0464 | 917320.5835 | 0 | 18479551.6073 | 48080002.605 | 32815589.7232 | 146758609.5953 | 3144235.0165 | 28941995.3441 |  | 1478867.319 | 6670120.1387 | 0 | 186993827.4137 |  | 316227.766 | 41.7474 | 4479.171 |  | 100.4443
1 | 4200 | 707 | 0.035 | 15 | 15 | 7 | 4.217e-10 | 0 | Water | Porous | Wet | R600a | MinimizeLCOE | IgnoreSilica | 208.0166 | 89.5759 | 10.5374 | 4 | 4444.3451 |  | 99.6634 |  | 157.8644 | -2.4889e-05 | 88915241050.6179 | 12405351.5056 | 1383602.6617 | 11993027.3728 | 20828661.407 | 24077.0464 | 856532.1658 | 0 | 18521588.3421 | 48189373.5659 | 32890237.6513 | 147092451.7184 | 3144235.0165 | 28941995.3441 |  | 1478867.319 | 6670120.1387 | 0 | 187327669.5368 |  | 421696.5034 | 42.1497 | 4444.3451 |  | 99.6634
1 | 4200 | 707 | 0.035 | 15 | 15 | 7 | 5.6234e-10 | 0 | Water | Porous | Wet | R600a | MinimizeLCOE | IgnoreSilica | 208.3159 | 89.7833 | 10.6122 | 4 | 4418.3922 |  | 99.0814 |  | 157.8655 | -2.2875e-05 | 90329172239.3446 | 12426404.1277 | 1386440.4168 | 12015140.6764 | 20903813.4708 | 24077.0464 | 809074.7799 | 0 | 18550330.702 | 48264155.2905 | 32941277.715 | 147320714.2255 | 3144235.0165 | 28941995.3441 |  | 1478867.319 | 6670120.1387 | 0 | 187555932.0438 |  | 562341.3252 | 42.4489 | 4418.3922 |  | 99.0814
1 | 4200 | 707 | 0.035 | 15 | 15 | 7 | 7.4989e-10 | 0 | Water | Porous | Wet | R600a | MinimizeLCOE | IgnoreSilica | 208.5398 | 89.9391 | 10.6686 | 4 | 4399.0143 |  | 98.6468 |  | 157.8663 | -2.1354e-05 | 91414427015.358 | 12442222.8863 | 1388573.2953 | 12031762.2229 | 20960586.9248 | 24077.0464 | 772407.3059 | 0 | 18571655.5758 | 48319638.2379 | 32979145.9666 | 147490069.4619 | 3144235.0165 | 28941995.3441 |  | 1478867.319 | 6670120.1387 | 0 | 187725287.2803 |  | 749894.2093 | 42.6744 | 4399.0143 |  | 98.6468
1 | 4200 | 707 | 0.035 | 15 | 15 | 7 | 1e-09 | 0 | Water | Porous | Wet | R600a | MinimizeLCOE | IgnoreSilica | 208.6861 | 90.0387 | 10.7091 | 4 | 4384.5263 |  | 98.3219 |  | 157.8668 | -2.0202e-05 | 92172670247.4997 | 12452310.9457 | 1389923.0733 | 12042378.4749 | 20996405.9748 | 24077.0464 | 744026.4663 | 0 | 18583157.5727 | 48349564.0745 | 32999570.965 | 147581414.5937 | 3144235.0165 | 28941995.3441 |  | 1478867.319 | 6670120.1387 | 0 | 187816632.412 |  | 1000000 | 42.8362 | 4384.5263 |  | 98.3219
1 | 4200 | 707 | 0.035 | 15 | 15 | 7 | 1.3335e-09 | 0 | Water | Porous | Wet | R600a | MinimizeLCOE | IgnoreSilica | 208.8176 | 90.1316 | 10.7415 | 4 | 4373.6844 |  | 98.0788 |  | 157.8673 | -1.9341e-05 | 92811761197.3893 | 12461726.4874 | 1391196.0052 | 12052272.2857 | 21030567.9378 | 24077.0464 | 722574.8017 | 0 | 18596141.68 | 48383346.0583 | 33022627.8631 | 147684530.1656 | 3144235.0165 | 28941995.3441 |  | 1478867.319 | 6670120.1387 | 0 | 187919747.9839 |  | 1333521.4322 | 42.966 | 4373.6844 |  | 98.0788
1 | 4200 | 707 | 0.035 | 15 | 15 | 7 | 1.7783e-09 | 0 | Water | Porous | Wet | R600a | MinimizeLCOE | IgnoreSilica | 208.8908 | 90.1803 | 10.7635 | 4 | 4365.5659 |  | 97.8968 |  | 157.8675 | -1.8687e-05 | 93215985780.9571 | 12466652.8713 | 1391850.0075 | 12057464.9533 | 21047881.2959 | 24077.0464 | 705993.1268 | 0 | 18600628.5274 | 48395019.9148 | 33030595.5101 | 147720163.2535 | 3144235.0165 | 28941995.3441 |  | 1478867.319 | 6670120.1387 | 0 | 187955381.0718 |  | 1778279.41 | 43.0541 | 4365.5659 |  | 97.8968
1 | 4200 | 707 | 0.035 | 15 | 15 | 7 | 2.3714e-09 | 0 | Water | Porous | Wet | R600a | MinimizeLCOE | IgnoreSilica | 208.9567 | 90.226 | 10.7811 | 4 | 4359.4841 |  | 97.7604 |  | 157.8678 | -1.7506e-05 | 93568744928.0571 | 12471285.8417 | 1392472.6941 | 12062339.137 | 21064561.4554 | 24077.0464 | 693533.7858 | 0 | 18606225.2845 | 48409581.5288 | 33040534.1108 | 147764610.8846 | 3144235.0165 | 28941995.3441 |  | 1478867.319 | 6670120.1387 | 0 | 187999828.7029 |  | 2371373.7057 | 43.1243 | 4359.4841 |  | 97.7604
1 | 4200 | 707 | 0.035 | 15 | 15 | 7 | 3.1623e-09 | 0 | Water | Porous | Wet | R600a | MinimizeLCOE | IgnoreSilica | 209.0151 | 90.2677 | 10.7951 | 4 | 4354.9268 |  | 97.6582 |  | 157.868 | -1.7141e-05 | 93836737567.5221 | 12475517.3787 | 1393046.3522 | 12066785.179 | 21080059.448 | 24077.0464 | 684198.5287 | 0 | 18612236.7339 | 48425222.0869 | 33051209.1131 | 147812351.8669 | 3144235.0165 | 28941995.3441 |  | 1478867.319 | 6670120.1387 | 0 | 188047569.6852 |  | 3162277.6602 | 43.1804 | 4354.9268 |  | 97.6582
1 | 4200 | 707 | 0.035 | 15 | 15 | 7 | 4.217e-09 | 0 | Water | Porous | Wet | R600a | MinimizeLCOE | IgnoreSilica | 209.0493 | 90.2912 | 10.8047 | 4 | 4351.511 |  | 97.5816 |  | 157.8681 | -1.6865e-05 | 93973128797.4228 | 12477889.8506 | 1393363.739 | 12069283.4524 | 21088544.7825 | 24077.0464 | 677057.0851 | 0 | 18614784.2228 | 48431850.1305 | 33055732.8891 | 147832583.1983 | 3144235.0165 | 28941995.3441 |  | 1478867.319 | 6670120.1387 | 0 | 188067801.0167 |  | 4216965.0343 | 43.219 | 4351.511 |  | 97.5816
1 | 4200 | 707 | 0.035 | 15 | 15 | 7 | 5.6234e-09 | 0 | Water | Porous | Wet | R600a | MinimizeLCOE | IgnoreSilica | 209.0734 | 90.3074 | 10.8118 | 4 | 4348.9504 |  | 97.5242 |  | 157.8682 | -1.6657e-05 | 94151657945.8992 | 12479532.7046 | 1393582.5536 | 12071014.7068 | 21094375.3445 | 24077.0464 | 671659.3964 | 0 | 18616354.2834 | 48435935.1059 | 33058520.9687 | 147845052.1102 | 3144235.0165 | 28941995.3441 |  | 1478867.319 | 6670120.1387 | 0 | 188080269.9286 |  | 5623413.2519 | 43.2473 | 4348.9504 |  | 97.5242
1 | 4200 | 707 | 0.035 | 15 | 15 | 7 | 7.4989e-09 | 0 | Water | Porous | Wet | R600a | MinimizeLCOE | IgnoreSilica | 209.0929 | 90.3208 | 10.8173 | 4 | 4347.0308 |  | 97.4811 |  | 157.8682 | -1.6501e-05 | 94255246225.084 | 12480883.092 | 1393763.328 | 12072436.6473 | 21099215.3904 | 24077.0464 | 667610.3234 | 0 | 18617814.4727 | 48439734.2191 | 33061113.9415 | 147856648.4606 | 3144235.0165 | 28941995.3441 |  | 1478867.319 | 6670120.1387 | 0 | 188091866.279 |  | 7498942.0933 | 43.269 | 4347.0308 |  | 97.4811
1 | 4200 | 707 | 0.035 | 15 | 15 | 7 | 1e-08 | 0 | Water | Porous | Wet | R600a | MinimizeLCOE | IgnoreSilica | 209.1077 | 90.331 | 10.8214 | 4 | 4345.5916 |  | 97.4488 |  | 157.8683 | -1.6385e-05 | 94333771028.5632 | 12481915.8377 | 1393901.7228 | 12073523.962 | 21102925.209 | 24077.0464 | 664567.6258 | 0 | 18618955.4475 | 48442702.8014 | 33063140.0599 | 147865709.7125 | 3144235.0165 | 28941995.3441 |  | 1478867.319 | 6670120.1387 | 0 | 188100927.5308 |  | 10000000 | 43.2855 | 4345.5916 |  | 97.4488
1 | 4300 | 707 | 0.035 | 15 | 15 | 7 | 1e-13 | 0 | Water | Porous | Wet | R600a | MinimizeLCOE | IgnoreSilica | 0 | 0 | 0 | 4 |  |  |  |  | 0 | 0 | 2990039614.4909 | 3577.0389 | 151.6149 | 3629.7883 | 25662.0093 | 24077.0464 | 15258.1606 | 0 | 28218.7068 | 73419.2866 | 50110.1717 | 224103.8235 | 3144235.0165 | 29846491.9972 |  | 1478867.319 | 6851019.4693 | 0 |  |  | 100 | 0
1 | 4300 | 707 | 0.035 | 15 | 15 | 7 | 1.3335e-13 | 0 | Water | Porous | Wet | R600a | MinimizeLCOE | IgnoreSilica | 0.82688 | 0.15549 | 0.0022834 | 4 | 4633202.242 |  | 103898.4328 |  | 103.0616 | -5.1789e-05 | 6542633061.8568 | 97183.653 | 6029.3318 | 78124.8348 | 57831.8807 | 24077.0464 | 58650.337 | 0 | 125539.8626 | 326628.9708 | 222930.9841 | 996996.9013 | 3144235.0165 | 29846491.9972 |  | 1478867.319 | 6851019.4693 | 0 | 42317610.7033 |  | 133.3521 | 0.0091336 | 4633202.242 |  | 103898.4328
1 | 4300 | 707 | 0.035 | 15 | 15 | 7 | 1.7783e-13 | 0 | Water | Porous | Wet | R600a | MinimizeLCOE | IgnoreSilica | 1.0658 | 0.23906 | 0.0077938 | 4 | 1367236.2079 |  | 30659.9393 |  | 112.8341 | -5.4174e-05 | 12533032607.9481 | 138916.3786 | 9105.8564 | 109490.8564 | 73219.8437 | 24077.0464 | 65934.864 | 0 | 164090.4897 | 426929.7947 | 291388.3574 | 1303153.4874 | 3144235.0165 | 29846491.9972 |  | 1478867.319 | 6851019.4693 | 0 | 42623767.2895 |  | 177.8279 | 0.031175 | 1367236.2079 |  | 30659.9393
1 | 4300 | 707 | 0.035 | 15 | 15 | 7 | 2.3714e-13 | 0 | Water | Porous | Wet | R600a | MinimizeLCOE | IgnoreSilica | 1.3974 | 0.36478 | 0.016955 | 4 | 634770.178 |  | 14234.5668 |  | 122.0533 | -5.7909e-05 | 17755889802.1967 | 196080.2909 | 13557.1939 | 152587.2723 | 96297.9631 | 24077.0464 | 75893.8746 | 0 | 217812.5201 | 566703.4977 | 386786.7818 | 1729796.4408 | 3144235.0165 | 29846491.9972 |  | 1478867.319 | 6851019.4693 | 0 | 43050410.2428 |  | 237.1374 | 0.06782 | 634770.178 |  | 14234.5668
1 | 4300 | 707 | 0.035 | 15 | 15 | 7 | 3.1623e-13 | 0 | Water | Porous | Wet | R600a | MinimizeLCOE | IgnoreSilica | 1.8067 | 0.52925 | 0.03039 | 4 | 358379.5663 |  | 8036.5746 |  | 129.5462 | -6.014e-05 | 22084532013.2716 | 264232.6184 | 19117.4857 | 204471.9401 | 126768.6643 | 24077.0464 | 86007.6491 | 0 | 282623.4075 | 735328.1322 | 501876.5597 | 2244503.5033 | 3144235.0165 | 29846491.9972 |  | 1478867.319 | 6851019.4693 | 0 | 43565117.3053 |  | 316.2278 | 0.12156 | 358379.5663 |  | 8036.5746
1 | 4300 | 707 | 0.035 | 15 | 15 | 7 | 4.217e-13 | 0 | Water | Porous | Wet | R600a | MinimizeLCOE | IgnoreSilica | 2.3792 | 0.76873 | 0.050758 | 4 | 218041.6287 |  | 4889.5305 |  | 136.2453 | -6.3626e-05 | 25328555364.6259 | 354724.697 | 26798.5936 | 274359.9561 | 171865.9862 | 24077.0464 | 100114.5745 | 0 | 371256.933 | 965934.3843 | 659270.0653 | 2948402.2363 | 3144235.0165 | 29846491.9972 |  | 1478867.319 | 6851019.4693 | 0 | 44269016.0383 |  | 421.6965 | 0.20303 | 218041.6287 |  | 4889.5305
1 | 4300 | 707 | 0.035 | 15 | 15 | 7 | 5.6234e-13 | 0 | Water | Porous | Wet | R600a | MinimizeLCOE | IgnoreSilica | 3.1102 | 1.083 | 0.078965 | 4 | 142890.9975 |  | 3204.2958 |  | 141.5582 | -6.6116e-05 | 27920113709.1356 | 463093.1428 | 36309.5452 | 359541.394 | 232198.4925 | 24077.0464 | 115893.5891 | 0 | 480134.1519 | 1249210.5742 | 852611.8856 | 3813069.8217 | 3144235.0165 | 29846491.9972 |  | 1478867.319 | 6851019.4693 | 0 | 45133683.6237 |  | 562.3413 | 0.31586 | 142890.9975 |  | 3204.2958
1 | 4300 | 707 | 0.035 | 15 | 15 | 7 | 7.4989e-13 | 0 | Water | Porous | Wet | R600a | MinimizeLCOE | IgnoreSilica | 4.1043 | 1.5177 | 0.11913 | 4 | 97079.9322 |  | 2176.9939 |  | 145.9649 | -6.8633e-05 | 29815379213.2699 | 600175.9748 | 48678.5513 | 469423.0235 | 317295.722 | 24077.0464 | 135892.0961 | 0 | 622261.5415 | 1618996.8876 | 1104998.6428 | 4941799.4861 | 3144235.0165 | 29846491.9972 |  | 1478867.319 | 6851019.4693 | 0 | 46262413.2881 |  | 749.8942 | 0.47654 | 97079.9322 |  | 2176.9939
1 | 4300 | 707 | 0.035 | 15 | 15 | 7 | 1e-12 | 0 | Water | Porous | Wet | R600a | MinimizeLCOE | IgnoreSilica | 5.4079 | 2.0933 | 0.17393 | 4 | 68523.6613 |  | 1536.6264 |  | 149.4221 | -7.0408e-05 | 31269158092.8571 | 766452.7396 | 64048.1131 | 605405.6115 | 431971.6284 | 24077.0464 | 159357.6232 | 0 | 800011.9772 | 2081467.0597 | 1420644.0381 | 6353435.8371 | 3144235.0165 | 29846491.9972 |  | 1478867.319 | 6851019.4693 | 0 | 47674049.6391 |  | 1000 | 0.69573 | 68523.6613 |  | 1536.6264
1 | 4300 | 707 | 0.035 | 15 | 15 | 7 | 1.3335e-12 | 0 | Water | Porous | Wet | R600a | MinimizeLCOE | IgnoreSilica | 7.1058 | 2.8465 | 0.24707 | 4 | 50013.0497 |  | 1121.5305 |  | 152.1014 | -7.1899e-05 | 32244324951.8287 | 966388.1608 | 82906.1192 | 772293.3348 | 584304.4352 | 24077.0464 | 187353.1059 | 0 | 1020755.6589 | 2655796.8387 | 1812635.9136 | 8106510.6134 | 3144235.0165 | 29846491.9972 |  | 1478867.319 | 6851019.4693 | 0 | 49427124.4155 |  | 1333.5214 | 0.98828 | 50013.0497 |  | 1121.5305
1 | 4300 | 707 | 0.035 | 15 | 15 | 7 | 1.7783e-12 | 0 | Water | Porous | Wet | R600a | MinimizeLCOE | IgnoreSilica | 9.4032 | 3.8654 | 0.34762 | 4 | 37170.7001 |  | 833.5439 |  | 154.2342 | -7.3237e-05 | 33037545788.4105 | 1215633.3239 | 106883.3465 | 984365.2086 | 793007.6814 | 24077.0464 | 222323.354 | 0 | 1305053.0847 | 3395480.4232 | 2317485.159 | 10364308.6277 | 3144235.0165 | 29846491.9972 |  | 1478867.319 | 6851019.4693 | 0 | 51684922.4297 |  | 1778.2794 | 1.3905 | 37170.7001 |  | 833.5439
1 | 4300 | 707 | 0.035 | 15 | 15 | 7 | 2.3714e-12 | 0 | Water | Porous | Wet | R600a | MinimizeLCOE | IgnoreSilica | 12.4648 | 5.2184 | 0.4834 | 4 | 28207.869 |  | 632.5546 |  | 155.8834 | -7.4233e-05 | 33624413813.0709 | 1521195.231 | 136886.1918 | 1249043.2473 | 1073060.1406 | 24077.0464 | 264819.3265 | 0 | 1664941.6616 | 4331836.677 | 2956567.5424 | 13222427.0647 | 3144235.0165 | 29846491.9972 |  | 1478867.319 | 6851019.4693 | 0 | 54543040.8667 |  | 2371.3737 | 1.9336 | 28207.869 |  | 632.5546
1 | 4300 | 707 | 0.035 | 15 | 15 | 7 | 3.1623e-12 | 0 | Water | Porous | Wet | R600a | MinimizeLCOE | IgnoreSilica | 16.6453 | 6.8788 | 0.67198 | 4 | 21588.7998 |  | 484.1236 |  | 157.1752 | -7.3618e-05 | 36098179888.7658 | 1902200.0997 | 181564.7628 | 1551153.0919 | 1421184.5587 | 24077.0464 | 314314.5218 | 0 | 2103852.6917 | 5473793.1442 | 3735976.2961 | 16708116.2133 | 3144235.0165 | 29846491.9972 |  | 1478867.319 | 6851019.4693 | 0 | 58028730.0153 |  | 3162.2777 | 2.6879 | 21588.7998 |  | 484.1236
1 | 4300 | 707 | 0.035 | 15 | 15 | 7 | 4.217e-12 | 0 | Water | Porous | Wet | R600a | MinimizeLCOE | IgnoreSilica | 20.6205 | 9.454 | 1.0085 | 4 | 16114.728 |  | 361.3689 |  | 157.9214 | -7.5429e-05 | 246322085362.0515 | 2515480.1316 | 293619.3197 | 1983889.066 | 2465522.6581 | 24077.0464 | 364217.7647 | 0 | 2982254.3347 | 7759214.0344 | 5295823.0144 | 23684097.3699 | 3144235.0165 | 29846491.9972 |  | 1478867.319 | 6851019.4693 | 0 | 65004711.1719 |  | 4216.965 | 4.0339 | 16114.728 |  | 361.3689
1 | 4300 | 707 | 0.035 | 15 | 15 | 7 | 5.6234e-12 | 0 | Water | Porous | Wet | R600a | MinimizeLCOE | IgnoreSilica | 20.9495 | 10.5846 | 1.1755 | 4 | 14787.9767 |  | 331.6168 |  | 157.9692 | -6.0889e-05 | 494971203337.2238 | 2725848.2564 | 325054.4015 | 2170982.6168 | 3545896.7066 | 24077.0464 | 317207.692 | 0 | 3552536.0207 | 9242970.0004 | 6308516.9493 | 28213089.6901 | 3144235.0165 | 29846491.9972 |  | 1478867.319 | 6851019.4693 | 0 | 69533703.4921 |  | 5623.4133 | 4.702 | 14787.9767 |  | 331.6168
1 | 4300 | 707 | 0.035 | 15 | 15 | 7 | 7.4989e-12 | 0 | Water | Porous | Wet | R600a | MinimizeLCOE | IgnoreSilica | 27.0474 | 15.3997 | 1.6803 | 4 | 14834.5438 |  | 332.661 |  | 158.6735 | -7.5834e-05 | 52636341204.9327 | 3552306.1263 | 428309.7738 | 2929942.258 | 11482417.9584 | 24077.0464 | 434191.1495 | 0 | 7351985.2818 | 19128357.6037 | 13055497.113 | 58387084.3108 | 3144235.0165 | 29846491.9972 |  | 1478867.319 | 6851019.4693 | 0 | 99707698.1128 |  | 7498.9421 | 6.7213 | 14834.5438 |  | 332.661
1 | 4300 | 707 | 0.035 | 15 | 15 | 7 | 1e-11 | 0 | Water | Porous | Wet | R600a | MinimizeLCOE | IgnoreSilica | 35.5905 | 20.367 | 2.2274 | 4 | 13057.9644 |  | 292.8217 |  | 159.2583 | -7.6075e-05 | 52429798705.2073 | 4331796.6312 | 519181.2981 | 3664448.3316 | 15163115.0061 | 24077.0464 | 519365.288 | 0 | 9446573.6045 | 24578046.7602 | 16775021.9422 | 75021625.9082 | 3144235.0165 | 29846491.9972 |  | 1478867.319 | 6851019.4693 | 0 | 116342239.7103 |  | 10000 | 8.9097 | 13057.9644 |  | 292.8217
1 | 4300 | 707 | 0.035 | 15 | 15 | 7 | 1.3335e-11 | 0 | Water | Porous | Wet | R600a | MinimizeLCOE | IgnoreSilica | 46.789 | 26.8723 | 2.9438 | 4 | 11664.5887 |  | 261.5756 |  | 159.7079 | -7.6154e-05 | 52588398966.0721 | 5274351.3506 | 628690.659 | 4574296.4371 | 19882184.9919 | 24077.0464 | 621938.6839 | 0 | 12092160.2759 | 31461320.5946 | 21472997.7713 | 96032017.8107 | 3144235.0165 | 29846491.9972 |  | 1478867.319 | 6851019.4693 | 0 | 137352631.6127 |  | 13335.2143 | 11.7752 | 11664.5887 |  | 261.5756
1 | 4300 | 707 | 0.035 | 15 | 15 | 7 | 1.7783e-11 | 0 | Water | Porous | Wet | R600a | MinimizeLCOE | IgnoreSilica | 61.1884 | 35.2523 | 3.8668 | 4 | 10627.2489 |  | 238.3135 |  | 160.0531 | -7.6026e-05 | 52416578810.2352 | 6397080.3477 | 758719.4094 | 5683818.1048 | 26122672.8791 | 24077.0464 | 743198.1097 | 0 | 15494530.6999 | 40313590.5158 | 27514853.8885 | 123052541.0014 | 3144235.0165 | 29846491.9972 |  | 1478867.319 | 6851019.4693 | 0 | 164373154.8034 |  | 17782.7941 | 15.4671 | 10627.2489 |  | 238.3135
1 | 4300 | 707 | 0.035 | 15 | 15 | 7 | 2.3714e-11 | 0 | Water | Porous | Wet | R600a | MinimizeLCOE | IgnoreSilica | 79.4226 | 45.8463 | 5.0338 | 4 | 9782.6997 |  | 219.3747 |  | 160.3236 | -7.5618e-05 | 52327271373.5661 | 7712663.9863 | 910398.3403 | 7013609.7364 | 33710721.8439 | 24077.0464 | 884566.9891 | 0 | 19599854.7975 | 50994801.7002 | 34804999.9988 | 155655694.4389 | 3144235.0165 | 29846491.9972 |  | 1478867.319 | 6851019.4693 | 0 | 196976308.2409 |  | 23713.7371 | 20.1352 | 9782.6997 |  | 219.3747
1 | 4300 | 707 | 0.035 | 15 | 15 | 7 | 3.1623e-11 | 0 | Water | Porous | Wet | R600a | MinimizeLCOE | IgnoreSilica | 101.6022 | 58.7538 | 6.4563 | 4 | 9156.6327 |  | 205.3353 |  | 160.541 | -7.4855e-05 | 52109208132.9355 | 9203674.9804 | 1081591.4492 | 8553278.7502 | 43101899.1153 | 24077.0464 | 1043451.5337 | 0 | 24573109.4213 | 63934190.0764 | 43636398.4434 | 195151670.8161 | 3144235.0165 | 29846491.9972 |  | 1478867.319 | 6851019.4693 | 0 | 236472284.6181 |  | 31622.7766 | 25.8252 | 9156.6327 |  | 205.3353
1 | 4300 | 707 | 0.035 | 15 | 15 | 7 | 4.217e-11 | 0 | Water | Porous | Wet | R600a | MinimizeLCOE | IgnoreSilica | 127.1911 | 73.6714 | 8.103 | 4 | 8694.2486 |  | 194.9664 |  | 160.7239 | -7.3564e-05 | 51765788358.9702 | 10815361.0307 | 1265798.8662 | 10250577.254 | 54073333.4657 | 24077.0464 | 1212494.0259 | 0 | 30280240.2587 | 78782973.8217 | 53770998.4615 | 240475854.2308 | 3144235.0165 | 29846491.9972 |  | 1478867.319 | 6851019.4693 | 0 | 281796468.0328 |  | 42169.6503 | 32.4118 | 8694.2486 |  | 194.9664
1 | 4300 | 707 | 0.035 | 15 | 15 | 7 | 5.6234e-11 | 0 | Water | Porous | Wet | R600a | MinimizeLCOE | IgnoreSilica | 141.9265 | 82.2737 | 9.212 | 4 | 8342.885 |  | 187.0872 |  | 160.811 | -6.307e-05 | 53781188701.8201 | 11702284.1251 | 1366816.012 | 11197483.771 | 60447031.2649 | 24077.0464 | 1176555.5911 | 0 | 33506556.6461 | 87177187.2533 | 59500221.6124 | 266098213.3223 | 3144235.0165 | 29846491.9972 |  | 1478867.319 | 6851019.4693 | 0 | 307418827.1243 |  | 56234.1325 | 36.848 | 8342.885 |  | 187.0872
1 | 4300 | 707 | 0.035 | 15 | 15 | 7 | 7.4989e-11 | 0 | Water | Porous | Wet | R600a | MinimizeLCOE | IgnoreSilica | 155.2755 | 90.0758 | 10.2439 | 4 | 8067.0128 |  | 180.9008 |  | 160.8842 | -5.3661e-05 | 55535340289.0992 | 12484278.1381 | 1455666.0572 | 12039264.9079 | 66258213.8558 | 24077.0464 | 1121707.1789 | 0 | 36419450.8018 | 94755940.3298 | 64672876.315 | 289231474.6308 | 3144235.0165 | 29846491.9972 |  | 1478867.319 | 6851019.4693 | 0 | 330552088.4328 |  | 74989.4209 | 40.9758 | 8067.0128 |  | 180.9008
1 | 4300 | 707 | 0.035 | 15 | 15 | 7 | 1e-10 | 0 | Water | Porous | Wet | R600a | MinimizeLCOE | IgnoreSilica | 170 | 98.6936 | 11.3398 | 4 | 7853.0346 |  | 176.1024 |  | 160.962 | -4.7146e-05 | 54548341888.5714 | 13326171.7887 | 1551086.3575 | 12952297.9678 | 72715132.6116 | 24077.0464 | 1097654.4814 | 0 | 39649903.8989 | 103160916.6312 | 70409445.3457 | 314886686.1293 | 3144235.0165 | 29846491.9972 |  | 1478867.319 | 6851019.4693 | 0 | 356207299.9313 |  | 100000 | 45.3592 | 7853.0346 |  | 176.1024
1 | 4300 | 707 | 0.035 | 15 | 15 | 7 | 1.3335e-10 | 0 | Water | Porous | Wet | R600a | MinimizeLCOE | IgnoreSilica | 192.6427 | 111.9438 | 12.8614 | 4 | 7676.3078 |  | 172.1393 |  | 161.0801 | -4.6256e-05 | 55695901996.3751 | 14581445.7481 | 1692806.9276 | 14325812.6556 | 82340828.803 | 24077.0464 | 1198284.6501 | 0 | 44523669.774 | 115841455.6915 | 79064173.8133 | 353592555.1096 | 3144235.0165 | 29846491.9972 |  | 1478867.319 | 6851019.4693 | 0 | 394913168.9116 |  | 133352.1432 | 51.4457 | 7676.3078 |  | 172.1393
1 | 4300 | 707 | 0.035 | 15 | 15 | 7 | 1.7783e-10 | 0 | Water | Porous | Wet | R600a | MinimizeLCOE | IgnoreSilica | 201.6144 | 117.1952 | 13.588 | 4 | 7537.5605 |  | 169.028 |  | 161.1252 | -4.0644e-05 | 56632938652.8768 | 15067198.339 | 1747496.3359 | 14861012.2774 | 86096347.3537 | 24077.0464 | 1135440.1469 | 0 | 46383312.8847 | 120679865.6002 | 82366487.9954 | 368361237.9796 | 3144235.0165 | 29846491.9972 |  | 1478867.319 | 6851019.4693 | 0 | 409681851.7816 |  | 177827.941 | 54.352 | 7537.5605 |  | 169.028
1 | 4300 | 707 | 0.035 | 15 | 15 | 7 | 2.3714e-10 | 0 | Water | Porous | Wet | R600a | MinimizeLCOE | IgnoreSilica | 208.6861 | 121.3376 | 14.1716 | 4 | 7431.8371 |  | 166.6571 |  | 161.1607 | -3.6127e-05 | 57387205226.9352 | 15446057.4431 | 1790092.38 | 15279803.9445 | 89061379.2436 | 24077.0464 | 1075828.672 | 0 | 47844123.1045 | 124480594.1388 | 84960563.3201 | 379962519.2928 | 3144235.0165 | 29846491.9972 |  | 1478867.319 | 6851019.4693 | 0 | 421283133.0949 |  | 237137.3706 | 56.6863 | 7431.8371 |  | 166.6571
1 | 4300 | 707 | 0.035 | 15 | 15 | 7 | 3.1623e-10 | 0 | Water | Porous | Wet | R600a | MinimizeLCOE | IgnoreSilica | 214.1554 | 124.5432 | 14.6304 | 4 | 7351.6118 |  | 164.8581 |  | 161.1883 | -3.1141e-05 | 57987516310.5214 | 15736753.9122 | 1822741.1265 | 15601933.7033 | 91357890.5339 | 24077.0464 | 1022274.9266 | 0 | 48970611.7871 | 127411486.6164 | 86960957.6599 | 388908727.3124 | 3144235.0165 | 29846491.9972 |  | 1478867.319 | 6851019.4693 | 0 | 430229341.1144 |  | 316227.766 | 58.5218 | 7351.6118 |  | 164.8581
1 | 4300 | 707 | 0.035 | 15 | 15 | 7 | 4.217e-10 | 0 | Water | Porous | Wet | R600a | MinimizeLCOE | IgnoreSilica | 218.365 | 127.0117 | 14.9878 | 4 | 7290.9202 |  | 163.4971 |  | 161.2095 | -2.7657e-05 | 58457809374.5716 | 15959170.5276 | 1847700.5509 | 15848857.4129 | 93127630.6304 | 24077.0464 | 976551.1688 | 0 | 49835755.0614 | 129662411.9508 | 88497260.4526 | 395779414.8018 | 3144235.0165 | 29846491.9972 |  | 1478867.319 | 6851019.4693 | 0 | 437100028.6038 |  | 421696.5034 | 59.9513 | 7290.9202 |  | 163.4971
1 | 4300 | 707 | 0.035 | 15 | 15 | 7 | 5.6234e-10 | 0 | Water | Porous | Wet | R600a | MinimizeLCOE | IgnoreSilica | 221.4707 | 128.8355 | 15.2569 | 4 | 7245.0562 |  | 162.4686 |  | 161.2271 | -2.5439e-05 | 58829755578.2003 | 16122717.4522 | 1866019.51 | 16030674.2277 | 94432707.4521 | 24077.0464 | 937585.0912 | 0 | 50471374.504 | 131316163.3571 | 89625979.7685 | 400827298.4092 | 3144235.0165 | 29846491.9972 |  | 1478867.319 | 6851019.4693 | 0 | 442147912.2112 |  | 562341.3252 | 61.0275 | 7245.0562 |  | 162.4686
1 | 4300 | 707 | 0.035 | 15 | 15 | 7 | 7.4989e-10 | 0 | Water | Porous | Wet | R600a | MinimizeLCOE | IgnoreSilica | 223.8265 | 130.2195 | 15.4626 | 4 | 7210.487 |  | 161.6934 |  | 161.2406 | -2.4435e-05 | 59116349831.1115 | 16246397.119 | 1879863.5801 | 16168309.3244 | 95423475.9311 | 24077.0464 | 906109.0187 | 0 | 50952810.4877 | 132568761.0303 | 90480903.4188 | 404650706.9565 | 3144235.0165 | 29846491.9972 |  | 1478867.319 | 6851019.4693 | 0 | 445971320.7585 |  | 749894.2093 | 61.8504 | 7210.487 |  | 161.6934
1 | 4300 | 707 | 0.035 | 15 | 15 | 7 | 1e-09 | 0 | Water | Porous | Wet | R600a | MinimizeLCOE | IgnoreSilica | 225.5922 | 131.2571 | 15.6182 | 4 | 7184.4667 |  | 161.1099 |  | 161.2508 | -2.3136e-05 | 59337317980.8295 | 16338884.4827 | 1890212.0105 | 16271310.2756 | 96166716.2705 | 24077.0464 | 880917.4584 | 0 | 51313125.8422 | 133506227.6719 | 91120743.6647 | 407512214.7228 | 3144235.0165 | 29846491.9972 |  | 1478867.319 | 6851019.4693 | 0 | 448832828.5248 |  | 1000000 | 62.4727 | 7184.4667 |  | 161.1099
1 | 4300 | 707 | 0.035 | 15 | 15 | 7 | 1.3335e-09 | 0 | Water | Porous | Wet | R600a | MinimizeLCOE | IgnoreSilica | 226.9345 | 132.0461 | 15.7367 | 4 | 7164.8989 |  | 160.6711 |  | 161.2586 | -2.2847e-05 | 59504025333.1144 | 16409066.5645 | 1898062.4312 | 16349514.5315 | 96732069.603 | 24077.0464 | 861321.4836 | 0 | 51586903.5475 | 134218541.1016 | 91606912.2171 | 409686468.5264 | 3144235.0165 | 29846491.9972 |  | 1478867.319 | 6851019.4693 | 0 | 451007082.3284 |  | 1333521.4322 | 62.9467 | 7164.8989 |  | 160.6711
1 | 4300 | 707 | 0.035 | 15 | 15 | 7 | 1.7783e-09 | 0 | Water | Porous | Wet | R600a | MinimizeLCOE | IgnoreSilica | 227.9286 | 132.6305 | 15.8253 | 4 | 7150.1939 |  | 160.3414 |  | 161.2644 | -2.2098e-05 | 59632529068.8154 | 16460974.7206 | 1903867.3871 | 16407380.4752 | 97150960.4341 | 24077.0464 | 845918.8771 | 0 | 51789339.7868 | 134745238.6709 | 91966394.1307 | 411294151.5287 | 3144235.0165 | 29846491.9972 |  | 1478867.319 | 6851019.4693 | 0 | 452614765.3308 |  | 1778279.41 | 63.301 | 7150.1939 |  | 160.3414
1 | 4300 | 707 | 0.035 | 15 | 15 | 7 | 2.3714e-09 | 0 | Water | Porous | Wet | R600a | MinimizeLCOE | IgnoreSilica | 228.6861 | 133.0759 | 15.8927 | 4 | 7139.149 |  | 160.0937 |  | 161.2688 | -2.1537e-05 | 59728401433.108 | 16500494.0271 | 1908286.1965 | 16451449.5109 | 97470313.8378 | 24077.0464 | 834203.406 | 0 | 51943641.3696 | 135146699.7379 | 92240399.5581 | 412519564.6903 | 3144235.0165 | 29846491.9972 |  | 1478867.319 | 6851019.4693 | 0 | 453840178.4923 |  | 2371373.7057 | 63.5706 | 7139.149 |  | 160.0937
1 | 4300 | 707 | 0.035 | 15 | 15 | 7 | 3.1623e-09 | 0 | Water | Porous | Wet | R600a | MinimizeLCOE | IgnoreSilica | 229.2392 | 133.4011 | 15.9424 | 4 | 7130.8564 |  | 159.9077 |  | 161.272 | -2.1109e-05 | 59802803168.8162 | 16529325.2399 | 1911509.4371 | 16483607.5212 | 97703522.7932 | 24077.0464 | 825043.1124 | 0 | 52056063.2086 | 135439198.3019 | 92440035.8383 | 413412382.4989 | 3144235.0165 | 29846491.9972 |  | 1478867.319 | 6851019.4693 | 0 | 454732996.3009 |  | 3162277.6602 | 63.7698 | 7130.8564 |  | 159.9077
1 | 4300 | 707 | 0.035 | 15 | 15 | 7 | 4.217e-09 | 0 | Water | Porous | Wet | R600a | MinimizeLCOE | IgnoreSilica | 229.6607 | 133.649 | 15.9803 | 4 | 7124.6321 |  | 159.7681 |  | 161.2745 | -2.0788e-05 | 59858061913.8655 | 16551288.9085 | 1913964.7124 | 16508109.8188 | 97881320.015 | 24077.0464 | 818154.805 | 0 | 52141796.9694 | 135662259.9611 | 92592280.0041 | 414093252.2407 | 3144235.0165 | 29846491.9972 |  | 1478867.319 | 6851019.4693 | 0 | 455413866.0427 |  | 4216965.0343 | 63.921 | 7124.6321 |  | 159.7681
1 | 4300 | 707 | 0.035 | 15 | 15 | 7 | 5.6234e-09 | 0 | Water | Porous | Wet | R600a | MinimizeLCOE | IgnoreSilica | 229.9897 | 133.8424 | 16.0094 | 4 | 7119.9613 |  | 159.6634 |  | 161.2764 | -2.1241e-05 | 59898062624.8672 | 16568419.8316 | 1915879.6752 | 16527223.346 | 98020084.6161 | 24077.0464 | 813091.6771 | 0 | 52208822.715 | 135836647.2024 | 92711302.8796 | 414625548.9894 | 3144235.0165 | 29846491.9972 |  | 1478867.319 | 6851019.4693 | 0 | 455946162.7914 |  | 5623413.2519 | 64.0377 | 7119.9613 |  | 159.6634
1 | 4300 | 707 | 0.035 | 15 | 15 | 7 | 7.4989e-09 | 0 | Water | Porous | Wet | R600a | MinimizeLCOE | IgnoreSilica | 230.2138 | 133.9742 | 16.03 | 4 | 7116.4569 |  | 159.5848 |  | 161.2777 | -2.1056e-05 | 59931022501.768 | 16580088.9187 | 1917183.9034 | 16540244.2096 | 98114633.1509 | 24077.0464 | 808974.2401 | 0 | 52254228.5729 | 135954783.9306 | 92791933.6241 | 414986147.5965 | 3144235.0165 | 29846491.9972 |  | 1478867.319 | 6851019.4693 | 0 | 456306761.3985 |  | 7498942.0933 | 64.1199 | 7116.4569 |  | 159.5848
1 | 4300 | 707 | 0.035 | 15 | 15 | 7 | 1e-08 | 0 | Water | Porous | Wet | R600a | MinimizeLCOE | IgnoreSilica | 230.3964 | 134.0816 | 16.0463 | 4 | 7113.8279 |  | 159.5259 |  | 161.2788 | -2.0921e-05 | 59953954736.3099 | 16589594.5643 | 1918246.3708 | 16550851.7804 | 98191686.7268 | 24077.0464 | 806051.9354 | 0 | 52291398.2854 | 136051491.8978 | 92857938.7989 | 415281337.406 | 3144235.0165 | 29846491.9972 |  | 1478867.319 | 6851019.4693 | 0 | 456601951.208 |  | 10000000 | 64.1851 | 7113.8279 |  | 159.5259
1 | 4400 | 707 | 0.035 | 15 | 15 | 7 | 1e-13 | 0 | Water | Porous | Wet | R600a | MinimizeLCOE | IgnoreSilica | 0 | 0 | 0 | 4 |  |  |  |  | 0 | 0 | 2646984119.8687 | 3586.8639 | 152.0677 | 3639.3816 | 25666.0989 | 24077.0464 | 14922.0876 | 0 | 28096.9829 | 73102.5861 | 49894.0171 | 223137.1322 | 3144235.0165 | 30762708.832 |  | 1478867.319 | 7034262.8363 | 0 |  |  | 100 | 0
1 | 4400 | 707 | 0.035 | 15 | 15 | 7 | 1.3335e-13 | 0 | Water | Porous | Wet | R600a | MinimizeLCOE | IgnoreSilica | 0.8417 | 0.16379 | 0.0030903 | 4 | 3514782.2934 |  | 78818.1376 |  | 104.8832 | -5.1663e-05 | 8454023653.2302 | 101922.9278 | 6386.3337 | 81344.8326 | 59234.6863 | 24077.0464 | 58611.6314 | 0 | 129315.2086 | 336451.6467 | 229635.1623 | 1026979.4757 | 3144235.0165 | 30762708.832 |  | 1478867.319 | 7034262.8363 | 0 | 43447053.4794 |  | 133.3521 | 0.012361 | 3514782.2934 |  | 78818.1376
1 | 4400 | 707 | 0.035 | 15 | 15 | 7 | 1.7783e-13 | 0 | Water | Porous | Wet | R600a | MinimizeLCOE | IgnoreSilica | 1.1047 | 0.25954 | 0.009486 | 4 | 1154229.6079 |  | 25883.3181 |  | 115.5691 | -5.5795e-05 | 14728727773.5458 | 149390.5059 | 9943.1356 | 116718.2958 | 76762.9975 | 24077.0464 | 67387.8581 | 0 | 173269.1373 | 450810.7528 | 307687.602 | 1376047.3314 | 3144235.0165 | 30762708.832 |  | 1478867.319 | 7034262.8363 | 0 | 43796121.3351 |  | 177.8279 | 0.037944 | 1154229.6079 |  | 25883.3181
1 | 4400 | 707 | 0.035 | 15 | 15 | 7 | 2.3714e-13 | 0 | Water | Porous | Wet | R600a | MinimizeLCOE | IgnoreSilica | 1.4363 | 0.39056 | 0.019622 | 4 | 563560.7941 |  | 12637.7137 |  | 124.6607 | -5.9061e-05 | 20319104019.0768 | 208509.392 | 14636.8607 | 160874.3411 | 100777.2716 | 24077.0464 | 76744.2497 | 0 | 228391.473 | 594227.7632 | 405572.6585 | 1813811.0562 | 3144235.0165 | 30762708.832 |  | 1478867.319 | 7034262.8363 | 0 | 44233885.06 |  | 237.1374 | 0.07849 | 563560.7941 |  | 12637.7137
1 | 4400 | 707 | 0.035 | 15 | 15 | 7 | 3.1623e-13 | 0 | Water | Porous | Wet | R600a | MinimizeLCOE | IgnoreSilica | 1.8604 | 0.56807 | 0.034695 | 4 | 322698.3869 |  | 7236.4328 |  | 132.347 | -6.1726e-05 | 24915389342.0404 | 281647.3437 | 20733.864 | 215973.1395 | 133759.2234 | 24077.0464 | 87203.9176 | 0 | 297723.8685 | 774616.4342 | 528691.6331 | 2364426.4704 | 3144235.0165 | 30762708.832 |  | 1478867.319 | 7034262.8363 | 0 | 44784500.4741 |  | 316.2278 | 0.13878 | 322698.3869 |  | 7236.4328
1 | 4400 | 707 | 0.035 | 15 | 15 | 7 | 4.217e-13 | 0 | Water | Porous | Wet | R600a | MinimizeLCOE | IgnoreSilica | 2.4329 | 0.8175 | 0.056939 | 4 | 199826.1704 |  | 4481.0532 |  | 139.0053 | -6.5075e-05 | 25492569481.4992 | 375581.1259 | 28905.8384 | 287636.1875 | 181076.7747 | 24077.0464 | 100789.8381 | 0 | 389246.0563 | 1012738.3932 | 691214.763 | 3091266.0236 | 3144235.0165 | 30762708.832 |  | 1478867.319 | 7034262.8363 | 0 | 45511340.0273 |  | 421.6965 | 0.22775 | 199826.1704 |  | 4481.0532
1 | 4400 | 707 | 0.035 | 15 | 15 | 7 | 5.6234e-13 | 0 | Water | Porous | Wet | R600a | MinimizeLCOE | IgnoreSilica | 3.1834 | 1.1533 | 0.088482 | 4 | 131187.4266 |  | 2941.8461 |  | 144.452 | -6.7647e-05 | 31403408718.5308 | 491365.1117 | 39369.1962 | 377291.224 | 246346.3526 | 24077.0464 | 116573.9848 | 0 | 505058.9371 | 1314059.7525 | 896872.7823 | 4011014.3877 | 3144235.0165 | 30762708.832 |  | 1478867.319 | 7034262.8363 | 0 | 46431088.3914 |  | 562.3413 | 0.35393 | 131187.4266 |  | 2941.8461
1 | 4400 | 707 | 0.035 | 15 | 15 | 7 | 7.4989e-13 | 0 | Water | Porous | Wet | R600a | MinimizeLCOE | IgnoreSilica | 4.1969 | 1.6144 | 0.13318 | 4 | 89401.5341 |  | 2004.8076 |  | 148.9381 | -7.0306e-05 | 33584681111.3964 | 637172.8869 | 53010.6553 | 492002.6727 | 338190.7189 | 24077.0464 | 136522.1895 | 0 | 655580.7062 | 1705686.5193 | 1164166.0978 | 5206409.4929 | 3144235.0165 | 30762708.832 |  | 1478867.319 | 7034262.8363 | 0 | 47626483.4967 |  | 749.8942 | 0.53273 | 89401.5341 |  | 2004.8076
1 | 4400 | 707 | 0.035 | 15 | 15 | 7 | 1e-12 | 0 | Water | Porous | Wet | R600a | MinimizeLCOE | IgnoreSilica | 5.5005 | 2.2118 | 0.1931 | 4 | 63564.2866 |  | 1425.4137 |  | 152.4099 | -7.2254e-05 | 35188850495.8625 | 811277.7765 | 69864.9999 | 630958.9071 | 459988.0821 | 24077.0464 | 159553.9127 | 0 | 840731.0826 | 2187409.8192 | 1492952.1484 | 6676813.7747 | 3144235.0165 | 30762708.832 |  | 1478867.319 | 7034262.8363 | 0 | 49096887.7785 |  | 1000 | 0.7724 | 63564.2866 |  | 1425.4137
1 | 4400 | 707 | 0.035 | 15 | 15 | 7 | 1.3335e-12 | 0 | Water | Porous | Wet | R600a | MinimizeLCOE | IgnoreSilica | 7.2495 | 3.0125 | 0.27584 | 4 | 46203.6959 |  | 1036.1066 |  | 155.1873 | -7.383e-05 | 36695157542.0631 | 1027707.8277 | 91635.0508 | 805502.8891 | 626800.2305 | 24077.0464 | 187810.4406 | 0 | 1077778.0591 | 2804157.4272 | 1913895.0637 | 8559364.0351 | 3144235.0165 | 30762708.832 |  | 1478867.319 | 7034262.8363 | 0 | 50979438.0388 |  | 1333.5214 | 1.1034 | 46203.6959 |  | 1036.1066
1 | 4400 | 707 | 0.035 | 15 | 15 | 7 | 1.7783e-12 | 0 | Water | Porous | Wet | R600a | MinimizeLCOE | IgnoreSilica | 9.681 | 3.8887 | 0.39494 | 4 | 33671.03 |  | 755.0647 |  | 157.4356 | -7.2166e-05 | 44171495060.7415 | 1303395.9055 | 132522.9291 | 979295.86 | 820141.3868 | 24077.0464 | 218455.466 | 0 | 1356376.5515 | 3529013.556 | 2408624.266 | 10771902.9673 | 3144235.0165 | 30762708.832 |  | 1478867.319 | 7034262.8363 | 0 | 53191976.971 |  | 1778.2794 | 1.5798 | 33671.03 |  | 755.0647
1 | 4400 | 707 | 0.035 | 15 | 15 | 7 | 2.3714e-12 | 0 | Water | Porous | Wet | R600a | MinimizeLCOE | IgnoreSilica | 10.5279 | 5.4509 | 0.58977 | 4 | 25157.8253 |  | 564.1581 |  | 157.9774 | -7.5263e-05 | 917564368254.4309 | 1706010.9894 | 205149.7752 | 1276644.0033 | 2018845.7934 | 24077.0464 | 235019.0224 | 0 | 2131641.1857 | 5546093.1055 | 3785322.5053 | 16928803.4266 | 3144235.0165 | 30762708.832 |  | 1478867.319 | 7034262.8363 | 0 | 59348877.4303 |  | 2371.3737 | 2.3591 | 25157.8253 |  | 564.1581
1 | 4400 | 707 | 0.035 | 15 | 15 | 7 | 3.1623e-12 | 0 | Water | Porous | Wet | R600a | MinimizeLCOE | IgnoreSilica | 12.1675 | 6.9382 | 0.75802 | 4 | 23492.8137 |  | 526.8206 |  | 158.823 | -7.6149e-05 | 55037829870.0952 | 2021650.6409 | 244921.0296 | 1548294.4395 | 5205548.2372 | 24077.0464 | 257978.1932 | 0 | 3627963.1389 | 9439215.8897 | 6442458.8012 | 28812107.4166 | 3144235.0165 | 30762708.832 |  | 1478867.319 | 7034262.8363 | 0 | 71232181.4203 |  | 3162.2777 | 3.0321 | 23492.8137 |  | 526.8206
1 | 4400 | 707 | 0.035 | 15 | 15 | 7 | 4.217e-12 | 0 | Water | Porous | Wet | R600a | MinimizeLCOE | IgnoreSilica | 15.9459 | 9.1911 | 1.0089 | 4 | 19601.3346 |  | 439.5552 |  | 160.1219 | -7.7025e-05 | 54373387717.9333 | 2466655.4516 | 295951.7405 | 1939042.9009 | 6811824.6677 | 24077.0464 | 305900.7712 | 0 | 4618946.5055 | 12017551.3311 | 8202225.7195 | 36682176.1343 | 3144235.0165 | 30762708.832 |  | 1478867.319 | 7034262.8363 | 0 | 79102250.138 |  | 4216.965 | 4.0356 | 19601.3346 |  | 439.5552
1 | 4400 | 707 | 0.035 | 15 | 15 | 7 | 5.6234e-12 | 0 | Water | Porous | Wet | R600a | MinimizeLCOE | IgnoreSilica | 20.93 | 12.1666 | 1.3402 | 4 | 16660.1826 |  | 373.6005 |  | 161.1289 | -7.761e-05 | 54662700686.0213 | 3008160.2667 | 357921.4445 | 2426926.22 | 8958814.6008 | 24077.0464 | 363681.2821 | 0 | 5904436.5356 | 15362132.6991 | 10484971.2274 | 46891121.3226 | 3144235.0165 | 30762708.832 |  | 1478867.319 | 7034262.8363 | 0 | 89311195.3263 |  | 5623.4133 | 5.3608 | 16660.1826 |  | 373.6005
1 | 4400 | 707 | 0.035 | 15 | 15 | 7 | 7.4989e-12 | 0 | Water | Porous | Wet | R600a | MinimizeLCOE | IgnoreSilica | 27.5273 | 16.1102 | 1.7789 | 4 | 14427.7788 |  | 323.5394 |  | 161.9087 | -7.8097e-05 | 55120343990.5676 | 3669831.9126 | 433483.4137 | 3038251.0488 | 11850497.7485 | 24077.0464 | 434189.264 | 0 | 7585628.8693 | 19736250.2914 | 13470396.3633 | 60242605.9579 | 3144235.0165 | 30762708.832 |  | 1478867.319 | 7034262.8363 | 0 | 102662679.9616 |  | 7498.9421 | 7.1156 | 14427.7788 |  | 323.5394
1 | 4400 | 707 | 0.035 | 15 | 15 | 7 | 1e-11 | 0 | Water | Porous | Wet | R600a | MinimizeLCOE | IgnoreSilica | 36.2534 | 21.3148 | 2.3577 | 4 | 12655.8506 |  | 283.8044 |  | 162.5104 | -7.8395e-05 | 54949612589.0155 | 4475373.3849 | 525156.9405 | 3801079.5921 | 15494289.0168 | 24077.0464 | 519742.661 | 0 | 9687490.2703 | 25204862.5057 | 17202836.5683 | 76934907.986 | 3144235.0165 | 30762708.832 |  | 1478867.319 | 7034262.8363 | 0 | 119354981.9897 |  | 10000 | 9.4308 | 12655.8506 |  | 283.8044
1 | 4400 | 707 | 0.035 | 15 | 15 | 7 | 1.3335e-11 | 0 | Water | Porous | Wet | R600a | MinimizeLCOE | IgnoreSilica | 47.581 | 28.0876 | 3.1112 | 4 | 11346.5794 |  | 254.4443 |  | 162.969 | -7.8455e-05 | 55073019933.7487 | 5443448.4462 | 635066.0537 | 4740122.9559 | 20430353.9422 | 24077.0464 | 621470.1751 | 0 | 12438870.0616 | 32363388.3372 | 22088677.5413 | 98785474.5596 | 3144235.0165 | 30762708.832 |  | 1478867.319 | 7034262.8363 | 0 | 141205548.5634 |  | 13335.2143 | 12.4448 | 11346.5794 |  | 254.4443
1 | 4400 | 707 | 0.035 | 15 | 15 | 7 | 1.7783e-11 | 0 | Water | Porous | Wet | R600a | MinimizeLCOE | IgnoreSilica | 62.2601 | 36.8487 | 4.0854 | 4 | 10289.4235 |  | 230.7378 |  | 163.3242 | -7.835e-05 | 54869955168.8558 | 6601624.4398 | 766002.6253 | 5890175.3641 | 26567874.4427 | 24077.0464 | 743026.1995 | 0 | 15831184.2459 | 41189493.9855 | 28112676.0046 | 125726134.3539 | 3144235.0165 | 30762708.832 |  | 1478867.319 | 7034262.8363 | 0 | 168146208.3576 |  | 17782.7941 | 16.3417 | 10289.4235 |  | 230.7378
1 | 4400 | 707 | 0.035 | 15 | 15 | 7 | 2.3714e-11 | 0 | Water | Porous | Wet | R600a | MinimizeLCOE | IgnoreSilica | 80.6742 | 47.8538 | 5.3098 | 4 | 9497.4375 |  | 212.9777 |  | 163.6004 | -7.791e-05 | 54771667019.4297 | 7950397.8517 | 917924.7603 | 7259949.3242 | 34396459.0253 | 24077.0464 | 883148.1645 | 0 | 20058462.9072 | 52188005.9281 | 35619386.4022 | 159297811.41 | 3144235.0165 | 30762708.832 |  | 1478867.319 | 7034262.8363 | 0 | 201717885.4138 |  | 23713.7371 | 21.2392 | 9497.4375 |  | 212.9777
1 | 4400 | 707 | 0.035 | 15 | 15 | 7 | 3.1623e-11 | 0 | Water | Porous | Wet | R600a | MinimizeLCOE | IgnoreSilica | 103.03 | 61.2341 | 6.7988 | 4 | 8906.2828 |  | 199.7212 |  | 163.8227 | -7.712e-05 | 54540368378.88 | 9476499.8512 | 1089101.2112 | 8843068.1349 | 44031681.0852 | 24077.0464 | 1040575.5244 | 0 | 25156951.1128 | 65453226.3953 | 44673171.9441 | 199788352.3056 | 3144235.0165 | 30762708.832 |  | 1478867.319 | 7034262.8363 | 0 | 242208426.3093 |  | 31622.7766 | 27.1952 | 8906.2828 |  | 199.7212
1 | 4400 | 707 | 0.035 | 15 | 15 | 7 | 4.217e-11 | 0 | Water | Porous | Wet | R600a | MinimizeLCOE | IgnoreSilica | 128.8185 | 76.6924 | 8.5203 | 4 | 8465.8739 |  | 189.8452 |  | 164.0101 | -7.5859e-05 | 54038548141.1419 | 11126082.2624 | 1273260.5853 | 10588084.8172 | 55239585.3914 | 24077.0464 | 1209022.2547 | 0 | 30989443.8194 | 80628176.009 | 55030386.8695 | 246108119.0552 | 3144235.0165 | 30762708.832 |  | 1478867.319 | 7034262.8363 | 0 | 288528193.0589 |  | 42169.6503 | 34.0813 | 8465.8739 |  | 189.8452
1 | 4400 | 707 | 0.035 | 15 | 15 | 7 | 5.6234e-11 | 0 | Water | Porous | Wet | R600a | MinimizeLCOE | IgnoreSilica | 154.246 | 91.9273 | 10.2524 | 4 | 8103.6244 |  | 181.7218 |  | 164.162 | -7.2331e-05 | 53976967222.3065 | 12661591.2713 | 1443735.9306 | 12239895.8484 | 65893386.0683 | 24077.0464 | 1337985.3158 | 0 | 36504261.8775 | 94976601.3516 | 64823481.9964 | 289905016.7063 | 3144235.0165 | 30762708.832 |  | 1478867.319 | 7034262.8363 | 0 | 332325090.71 |  | 56234.1325 | 41.0094 | 8103.6244 |  | 181.7218
1 | 4400 | 707 | 0.035 | 15 | 15 | 7 | 7.4989e-11 | 0 | Water | Porous | Wet | R600a | MinimizeLCOE | IgnoreSilica | 169.2197 | 100.9106 | 11.4244 | 4 | 7825.7281 |  | 175.49 |  | 164.2426 | -6.2585e-05 | 55617863091.0942 | 13533010.1493 | 1540141.9258 | 13187867.7144 | 72186817.7784 | 24077.0464 | 1294451.9499 | 0 | 39688882.96 | 103262332.1527 | 70478663.5229 | 315196245.1998 | 3144235.0165 | 30762708.832 |  | 1478867.319 | 7034262.8363 | 0 | 357616319.2035 |  | 74989.4209 | 45.6975 | 7825.7281 |  | 175.49
1 | 4400 | 707 | 0.035 | 15 | 15 | 7 | 1e-10 | 0 | Water | Porous | Wet | R600a | MinimizeLCOE | IgnoreSilica | 182.1823 | 108.6955 | 12.4642 | 4 | 7609.4896 |  | 170.641 |  | 164.3101 | -5.4139e-05 | 57003585391.0209 | 14270592.7779 | 1621535.9504 | 13995794.367 | 77646195.3877 | 24077.0464 | 1236776.7559 | 0 | 42430039.1913 | 110394258.3779 | 75346349.7181 | 336965619.5725 | 3144235.0165 | 30762708.832 |  | 1478867.319 | 7034262.8363 | 0 | 379385693.5763 |  | 100000 | 49.8569 | 7609.4896 |  | 170.641
1 | 4400 | 707 | 0.035 | 15 | 15 | 7 | 1.3335e-10 | 0 | Water | Porous | Wet | R600a | MinimizeLCOE | IgnoreSilica | 192.9593 | 115.1743 | 13.3487 | 4 | 7442.6702 |  | 166.9001 |  | 164.3653 | -4.7035e-05 | 58152109977.4234 | 14873100.3036 | 1687882.1744 | 14659362.0192 | 82194389.939 | 24077.0464 | 1172132.9525 | 0 | 44698268.3297 | 116295725.3182 | 79374222.1679 | 354979160.2508 | 3144235.0165 | 30762708.832 |  | 1478867.319 | 7034262.8363 | 0 | 397399234.2546 |  | 133352.1432 | 53.3947 | 7442.6702 |  | 166.9001
1 | 4400 | 707 | 0.035 | 15 | 15 | 7 | 1.7783e-10 | 0 | Water | Porous | Wet | R600a | MinimizeLCOE | IgnoreSilica | 201.6487 | 120.4026 | 14.0763 | 4 | 7314.8793 |  | 164.0344 |  | 164.4096 | -4.1214e-05 | 59086615931.9443 | 15352360.5247 | 1740564.4819 | 15189418.0762 | 85868693.6434 | 24077.0464 | 1106988.0556 | 0 | 46520019.713 | 121035548.7251 | 82609249.0367 | 369446919.3029 | 3144235.0165 | 30762708.832 |  | 1478867.319 | 7034262.8363 | 0 | 411866993.3066 |  | 177827.941 | 56.3054 | 7314.8793 |  | 164.0344
1 | 4400 | 707 | 0.035 | 15 | 15 | 7 | 2.3714e-10 | 0 | Water | Porous | Wet | R600a | MinimizeLCOE | IgnoreSilica | 208.4887 | 124.5211 | 14.6594 | 4 | 7217.5161 |  | 161.851 |  | 164.4445 | -3.6539e-05 | 59836242760.0954 | 15725763.4363 | 1781553.2759 | 15603725.7461 | 88766069.3908 | 24077.0464 | 1045855.2682 | 0 | 47949347.2238 | 124754365.7129 | 85147418.0449 | 380798175.1452 | 3144235.0165 | 30762708.832 |  | 1478867.319 | 7034262.8363 | 0 | 423218249.149 |  | 237137.3706 | 58.6377 | 7217.5161 |  | 161.851
1 | 4400 | 707 | 0.035 | 15 | 15 | 7 | 3.1623e-10 | 0 | Water | Porous | Wet | R600a | MinimizeLCOE | IgnoreSilica | 213.7681 | 127.7018 | 15.1167 | 4 | 7143.6353 |  | 160.1943 |  | 164.4713 | -3.2109e-05 | 60431979128.734 | 16011758.4762 | 1812913.1491 | 15921820.3996 | 91005773.3201 | 24077.0464 | 991247.6115 | 0 | 49049360.1011 | 127616373.576 | 87100797.2198 | 389534120.8998 | 3144235.0165 | 30762708.832 |  | 1478867.319 | 7034262.8363 | 0 | 431954194.9036 |  | 316227.766 | 60.467 | 7143.6353 |  | 160.1943
1 | 4400 | 707 | 0.035 | 15 | 15 | 7 | 4.217e-10 | 0 | Water | Porous | Wet | R600a | MinimizeLCOE | IgnoreSilica | 217.8165 | 130.142 | 15.4717 | 4 | 7087.7402 |  | 158.9408 |  | 164.492 | -2.85e-05 | 60897424841.7378 | 16229805.7221 | 1836802.4102 | 16164782.4817 | 92725374.1288 | 24077.0464 | 944671.9699 | 0 | 49890950.366 | 129806018.8112 | 88595275.0856 | 396217758.0218 | 3144235.0165 | 30762708.832 |  | 1478867.319 | 7034262.8363 | 0 | 438637832.0255 |  | 421696.5034 | 61.8868 | 7087.7402 |  | 158.9408
1 | 4400 | 707 | 0.035 | 15 | 15 | 7 | 5.6234e-10 | 0 | Water | Porous | Wet | R600a | MinimizeLCOE | IgnoreSilica | 220.825 | 131.9585 | 15.74 | 4 | 7045.5963 |  | 157.9958 |  | 164.5096 | -2.6208e-05 | 61264093549.0531 | 16391355.0777 | 1854460.4361 | 16345056.3897 | 94004464.8072 | 24077.0464 | 905533.4139 | 0 | 50514729.3967 | 131428963.8944 | 89702968.4531 | 401171608.9151 | 3144235.0165 | 30762708.832 |  | 1478867.319 | 7034262.8363 | 0 | 443591682.9189 |  | 562341.3252 | 62.9601 | 7045.5963 |  | 157.9958
1 | 4400 | 707 | 0.035 | 15 | 15 | 7 | 7.4989e-10 | 0 | Water | Porous | Wet | R600a | MinimizeLCOE | IgnoreSilica | 223.0908 | 133.327 | 15.9441 | 4 | 7013.8296 |  | 157.2834 |  | 164.5229 | -2.517e-05 | 61547149329.9528 | 16512648.5962 | 1867711.1186 | 16480544.3975 | 94968767.938 | 24077.0464 | 873737.9546 | 0 | 50983719.95 | 132649181.1109 | 90535791.7763 | 404896179.8883 | 3144235.0165 | 30762708.832 |  | 1478867.319 | 7034262.8363 | 0 | 447316253.892 |  | 749894.2093 | 63.7763 | 7013.8296 |  | 157.2834
1 | 4400 | 707 | 0.035 | 15 | 15 | 7 | 1e-09 | 0 | Water | Porous | Wet | R600a | MinimizeLCOE | IgnoreSilica | 224.8035 | 134.3617 | 16.0992 | 4 | 6989.9148 |  | 156.7471 |  | 164.533 | -2.3833e-05 | 61763235409.3579 | 16604125.6265 | 1877700.4524 | 16582803.1452 | 95698278.563 | 24077.0464 | 848522.5919 | 0 | 51337847.8959 | 133570549.3845 | 91164644.5552 | 407708549.261 | 3144235.0165 | 30762708.832 |  | 1478867.319 | 7034262.8363 | 0 | 450128623.2647 |  | 1000000 | 64.3969 | 6989.9148 |  | 156.7471
1 | 4400 | 707 | 0.035 | 15 | 15 | 7 | 1.3335e-09 | 0 | Water | Porous | Wet | R600a | MinimizeLCOE | IgnoreSilica | 226.0797 | 135.1329 | 16.2158 | 4 | 6971.928 |  | 156.3438 |  | 164.5406 | -2.3529e-05 | 61928883210.9562 | 16672173.7487 | 1885128.9675 | 16658914.1502 | 96242206.1369 | 24077.0464 | 828591.1977 | 0 | 51601325.5865 | 134256064.2888 | 91632522.5634 | 409801003.6862 | 3144235.0165 | 30762708.832 |  | 1478867.319 | 7034262.8363 | 0 | 452221077.6899 |  | 1333521.4322 | 64.8631 | 6971.928 |  | 156.3438
1 | 4400 | 707 | 0.035 | 15 | 15 | 7 | 1.7783e-09 | 0 | Water | Porous | Wet | R600a | MinimizeLCOE | IgnoreSilica | 227.042 | 135.7144 | 16.3039 | 4 | 6958.4095 |  | 156.0406 |  | 164.5463 | -2.2758e-05 | 62054647483.4351 | 16723414.5909 | 1890721.4309 | 16716250.2463 | 96652502.2663 | 24077.0464 | 813171.6047 | 0 | 51799853.5024 | 134772593.2022 | 91985064.1603 | 411377648.0504 | 3144235.0165 | 30762708.832 |  | 1478867.319 | 7034262.8363 | 0 | 453797722.0541 |  | 1778279.41 | 65.2157 | 6958.4095 |  | 156.0406
1 | 4400 | 707 | 0.035 | 15 | 15 | 7 | 2.3714e-09 | 0 | Water | Porous | Wet | R600a | MinimizeLCOE | IgnoreSilica | 227.7628 | 136.1501 | 16.3702 | 4 | 6948.2549 |  | 155.8129 |  | 164.5506 | -2.2176e-05 | 62150632750.7586 | 16761766.0923 | 1894906.4003 | 16759177.1541 | 96959992.0549 | 24077.0464 | 801285.5097 | 0 | 51948469.6605 | 135159261.9603 | 92248973.533 | 412557909.4117 | 3144235.0165 | 30762708.832 |  | 1478867.319 | 7034262.8363 | 0 | 454977983.4154 |  | 2371373.7057 | 65.4809 | 6948.2549 |  | 155.8129
1 | 4400 | 707 | 0.035 | 15 | 15 | 7 | 3.1623e-09 | 0 | Water | Porous | Wet | R600a | MinimizeLCOE | IgnoreSilica | 228.2964 | 136.4726 | 16.4196 | 4 | 6940.6302 |  | 155.6419 |  | 164.5537 | -2.1734e-05 | 62223611755.6522 | 16790135.926 | 1898001.7028 | 16790938.951 | 97187671.8873 | 24077.0464 | 792102.0128 | 0 | 52058341.7352 | 135445126.5608 | 92444081.9968 | 413430477.819 | 3144235.0165 | 30762708.832 |  | 1478867.319 | 7034262.8363 | 0 | 455850551.8228 |  | 3162277.6602 | 65.6786 | 6940.6302 |  | 155.6419
1 | 4400 | 707 | 0.035 | 15 | 15 | 7 | 4.217e-09 | 0 | Water | Porous | Wet | R600a | MinimizeLCOE | IgnoreSilica | 228.7056 | 136.72 | 16.4573 | 4 | 6934.907 |  | 155.5136 |  | 164.5562 | -2.1405e-05 | 62277500992.9171 | 16811877.5399 | 1900373.6572 | 16815284.2241 | 97362287.7617 | 24077.0464 | 785226.1639 | 0 | 52142659.2933 | 135664503.5511 | 92593811.3004 | 414100100.538 | 3144235.0165 | 30762708.832 |  | 1478867.319 | 7034262.8363 | 0 | 456520174.5417 |  | 4216965.0343 | 65.8293 | 6934.907 |  | 155.5136
1 | 4400 | 707 | 0.035 | 15 | 15 | 7 | 5.6234e-09 | 0 | Water | Porous | Wet | R600a | MinimizeLCOE | IgnoreSilica | 229.0151 | 136.9071 | 16.4858 | 4 | 6930.612 |  | 155.4173 |  | 164.558 | -2.1159e-05 | 62317749746.4854 | 16828316.4097 | 1902166.9786 | 16833694.1438 | 97494389.4985 | 24077.0464 | 780044.5163 | 0 | 52206448.5513 | 135830470.1155 | 92707086.8909 | 414606694.1508 | 3144235.0165 | 30762708.832 |  | 1478867.319 | 7034262.8363 | 0 | 457026768.1546 |  | 5623413.2519 | 65.9432 | 6930.612 |  | 155.4173
1 | 4400 | 707 | 0.035 | 15 | 15 | 7 | 7.4989e-09 | 0 | Water | Porous | Wet | R600a | MinimizeLCOE | IgnoreSilica | 229.2392 | 137.0426 | 16.5067 | 4 | 6927.3894 |  | 155.345 |  | 164.5593 | -2.097e-05 | 62349046054.501 | 16840217.2545 | 1903465.1201 | 16847023.2661 | 97590061.5383 | 24077.0464 | 776023.2157 | 0 | 52252538.302 | 135950386.1924 | 92788932.0774 | 414972724.0127 | 3144235.0165 | 30762708.832 |  | 1478867.319 | 7034262.8363 | 0 | 457392798.0164 |  | 7498942.0933 | 66.0267 | 6927.3894 |  | 155.345
1 | 4400 | 707 | 0.035 | 15 | 15 | 7 | 1e-08 | 0 | Water | Porous | Wet | R600a | MinimizeLCOE | IgnoreSilica | 229.4024 | 137.1412 | 16.522 | 4 | 6924.9719 |  | 155.2908 |  | 164.5603 | -2.0827e-05 | 62373191110.3676 | 16848880.1518 | 1904409.9949 | 16856726.5537 | 97659723.0928 | 24077.0464 | 772925.9622 | 0 | 52286029.6927 | 136037523.921 | 92848405.3677 | 415238701.7832 | 3144235.0165 | 30762708.832 |  | 1478867.319 | 7034262.8363 | 0 | 457658775.787 |  | 10000000 | 66.0882 | 6924.9719 |  | 155.2908
1 | 4500 | 707 | 0.035 | 15 | 15 | 7 | 1e-13 | 0 | Water | Porous | Wet | R600a | MinimizeLCOE | IgnoreSilica | 0 | 0 | 0 | 4 |  |  |  |  | 0 | 0 | 2314207476.7168 | 3595.6264 | 152.4716 | 3647.9329 | 25669.7422 | 24077.0464 | 14582.5277 | 0 | 27972.8854 | 72779.7097 | 49673.6474 | 222151.5896 | 3144235.0165 | 31690645.8484 |  | 1478867.319 | 7219850.2396 | 0 |  |  | 100 | 0
1 | 4500 | 707 | 0.035 | 15 | 15 | 7 | 1.3335e-13 | 0 | Water | Porous | Wet | R600a | MinimizeLCOE | IgnoreSilica | 0.86115 | 0.17403 | 0.0039954 | 4 | 2790624.8262 |  | 62579.0826 |  | 106.9318 | -5.1963e-05 | 10433462902.5726 | 107653.3252 | 6821.2869 | 85268.5516 | 60982.1912 | 24077.0464 | 58931.391 | 0 | 134056.179 | 348786.6791 | 238054.0753 | 1064630.7257 | 3144235.0165 | 31690645.8484 |  | 1478867.319 | 7219850.2396 | 0 | 44598229.1492 |  | 133.3521 | 0.015981 | 2790624.8262 |  | 62579.0826
1 | 4500 | 707 | 0.035 | 15 | 15 | 7 | 1.7783e-13 | 0 | Water | Porous | Wet | R600a | MinimizeLCOE | IgnoreSilica | 1.1195 | 0.27153 | 0.010948 | 4 | 1026428.4794 |  | 23017.4089 |  | 117.4912 | -5.5507e-05 | 17120913550.3782 | 155828.3767 | 10483.7687 | 120858.2563 | 78752.1334 | 24077.0464 | 66944.6612 | 0 | 178208.2546 | 463661.323 | 316458.3802 | 1415272.2005 | 3144235.0165 | 31690645.8484 |  | 1478867.319 | 7219850.2396 | 0 | 44948870.6241 |  | 177.8279 | 0.043792 | 1026428.4794 |  | 23017.4089
1 | 4500 | 707 | 0.035 | 15 | 15 | 7 | 2.3714e-13 | 0 | Water | Porous | Wet | R600a | MinimizeLCOE | IgnoreSilica | 1.4557 | 0.40929 | 0.022068 | 4 | 514378.9928 |  | 11534.8237 |  | 126.8303 | -5.8974e-05 | 23101591350.6545 | 217899.9456 | 15492.5972 | 166774.7638 | 103984.9396 | 24077.0464 | 76204.493 | 0 | 235729.1764 | 613318.9622 | 418602.7941 | 1872084.7182 | 3144235.0165 | 31690645.8484 |  | 1478867.319 | 7219850.2396 | 0 | 45405683.1417 |  | 237.1374 | 0.088273 | 514378.9928 |  | 11534.8237
1 | 4500 | 707 | 0.035 | 15 | 15 | 7 | 3.1623e-13 | 0 | Water | Porous | Wet | R600a | MinimizeLCOE | IgnoreSilica | 1.8993 | 0.60217 | 0.038965 | 4 | 295146.8066 |  | 6618.5953 |  | 134.9291 | -6.2582e-05 | 27984438608.2307 | 297246.0281 | 22245.2071 | 225879.1447 | 139971.5754 | 24077.0464 | 87411.8338 | 0 | 310764.0258 | 808544.2487 | 551848.0637 | 2467987.1736 | 3144235.0165 | 31690645.8484 |  | 1478867.319 | 7219850.2396 | 0 | 46001585.5972 |  | 316.2278 | 0.15586 | 295146.8066 |  | 6618.5953
1 | 4500 | 707 | 0.035 | 15 | 15 | 7 | 4.217e-13 | 0 | Water | Porous | Wet | R600a | MinimizeLCOE | IgnoreSilica | 2.484 | 0.86711 | 0.06361 | 4 | 183813.3077 |  | 4121.9687 |  | 141.7395 | -6.6185e-05 | 31954790889.1806 | 396944.0604 | 31147.0329 | 300920.5069 | 190730.8803 | 24077.0464 | 101014.0267 | 0 | 407485.0859 | 1060192.6068 | 723603.2389 | 3236114.4852 | 3144235.0165 | 31690645.8484 |  | 1478867.319 | 7219850.2396 | 0 | 46769712.9087 |  | 421.6965 | 0.25444 | 183813.3077 |  | 4121.9687
1 | 4500 | 707 | 0.035 | 15 | 15 | 7 | 5.6234e-13 | 0 | Water | Porous | Wet | R600a | MinimizeLCOE | IgnoreSilica | 3.2714 | 1.2335 | 0.099346 | 4 | 120217.7032 |  | 2695.8527 |  | 147.4274 | -6.9661e-05 | 35186640994.0997 | 523413.9812 | 42964.1567 | 397211.6344 | 263128.6507 | 24077.0464 | 117881.4361 | 0 | 533783.9931 | 1388796.456 | 947882.1181 | 4239139.4728 | 3144235.0165 | 31690645.8484 |  | 1478867.319 | 7219850.2396 | 0 | 47772737.8963 |  | 562.3413 | 0.39739 | 120217.7032 |  | 2695.8527
1 | 4500 | 707 | 0.035 | 15 | 15 | 7 | 7.4989e-13 | 0 | Water | Porous | Wet | R600a | MinimizeLCOE | IgnoreSilica | 4.2675 | 1.7037 | 0.14752 | 4 | 83029.2872 |  | 1861.9116 |  | 151.8325 | -7.1909e-05 | 37603581916.7723 | 673222.7005 | 57619.0396 | 512349.0003 | 359006.3311 | 24077.0464 | 136492.4821 | 0 | 687478.974 | 1788679.269 | 1220810.3547 | 5459735.1976 | 3144235.0165 | 31690645.8484 |  | 1478867.319 | 7219850.2396 | 0 | 48993333.6212 |  | 749.8942 | 0.59007 | 83029.2872 |  | 1861.9116
1 | 4500 | 707 | 0.035 | 15 | 15 | 7 | 1e-12 | 0 | Water | Porous | Wet | R600a | MinimizeLCOE | IgnoreSilica | 5.6294 | 2.3462 | 0.21595 | 4 | 58572.6465 |  | 1313.4773 |  | 155.469 | -7.4392e-05 | 39933982996.0514 | 864369.2893 | 77448.7282 | 659268.6528 | 494354.0821 | 24077.0464 | 160557.6073 | 0 | 889229.4083 | 2313592.5145 | 1579074.4307 | 7061971.7595 | 3144235.0165 | 31690645.8484 |  | 1478867.319 | 7219850.2396 | 0 | 50595570.183 |  | 1000 | 0.86381 | 58572.6465 |  | 1313.4773
1 | 4500 | 707 | 0.035 | 15 | 15 | 7 | 1.3335e-12 | 0 | Water | Porous | Wet | R600a | MinimizeLCOE | IgnoreSilica | 7.1058 | 3.1803 | 0.33942 | 4 | 39246.8661 |  | 880.1014 |  | 157.9034 | -7.4784e-05 | 491486119613.5858 | 1166560.6054 | 135886.0517 | 829924.5425 | 809738.7342 | 24077.0464 | 182282.4165 | 0 | 1227903.0647 | 3194751.8969 | 2180483.8152 | 9751608.1735 | 3144235.0165 | 31690645.8484 |  | 1478867.319 | 7219850.2396 | 0 | 53285206.597 |  | 1333.5214 | 1.3577 | 39246.8661 |  | 880.1014
1 | 4500 | 707 | 0.035 | 15 | 15 | 7 | 1.7783e-12 | 0 | Water | Porous | Wet | R600a | MinimizeLCOE | IgnoreSilica | 7.3421 | 4.163 | 0.45392 | 4 | 34114.0885 |  | 765.0001 |  | 158.2062 | -7.5934e-05 | 55966144699.6077 | 1410095.6216 | 171867.8461 | 1028870.9275 | 3120429.7277 | 24077.0464 | 187547.2077 | 0 | 2317726.467 | 6030248.8361 | 4115768.7399 | 18406632.4199 | 3144235.0165 | 31690645.8484 |  | 1478867.319 | 7219850.2396 | 0 | 61940230.8434 |  | 1778.2794 | 1.8157 | 34114.0885 |  | 765.0001
1 | 4500 | 707 | 0.035 | 15 | 15 | 7 | 2.3714e-12 | 0 | Water | Porous | Wet | R600a | MinimizeLCOE | IgnoreSilica | 9.5347 | 5.5037 | 0.60483 | 4 | 27624.7483 |  | 619.4783 |  | 160.3208 | -7.7365e-05 | 56340800636.5247 | 1717678.3761 | 206436.3519 | 1286542.4118 | 4068273.9425 | 24077.0464 | 219787.0614 | 0 | 2933890.1241 | 7633380.2794 | 5209938.891 | 23300004.4846 | 3144235.0165 | 31690645.8484 |  | 1478867.319 | 7219850.2396 | 0 | 66833602.9081 |  | 2371.3737 | 2.4193 | 27624.7483 |  | 619.4783
1 | 4500 | 707 | 0.035 | 15 | 15 | 7 | 3.1623e-12 | 0 | Water | Porous | Wet | R600a | MinimizeLCOE | IgnoreSilica | 12.4259 | 7.2785 | 0.80421 | 4 | 22787.3531 |  | 511.0008 |  | 161.9962 | -7.8552e-05 | 57303407513.5882 | 2092252.1863 | 248424.7609 | 1609093.3122 | 5378729.7636 | 24077.0464 | 258962.0035 | 0 | 3748500.2384 | 9752828.6972 | 6656505.9864 | 29769373.9949 | 3144235.0165 | 31690645.8484 |  | 1478867.319 | 7219850.2396 | 0 | 73302972.4184 |  | 3162.2777 | 3.2168 | 22787.3531 |  | 511.0008
1 | 4500 | 707 | 0.035 | 15 | 15 | 7 | 4.217e-12 | 0 | Water | Porous | Wet | R600a | MinimizeLCOE | IgnoreSilica | 16.2775 | 9.6336 | 1.0684 | 4 | 18997.3779 |  | 426.0116 |  | 163.3212 | -7.9419e-05 | 56794705473.695 | 2549903.2732 | 299499.9582 | 2013825.6565 | 6963985.9153 | 24077.0464 | 306710.5788 | 0 | 4741620.947 | 12336725.064 | 8420068.3505 | 37656416.7899 | 3144235.0165 | 31690645.8484 |  | 1478867.319 | 7219850.2396 | 0 | 81190015.2134 |  | 4216.965 | 4.2737 | 18997.3779 |  | 426.0116
1 | 4500 | 707 | 0.035 | 15 | 15 | 7 | 5.6234e-12 | 0 | Water | Porous | Wet | R600a | MinimizeLCOE | IgnoreSilica | 21.3588 | 12.7472 | 1.4175 | 4 | 16143.7679 |  | 362.0201 |  | 164.3493 | -8.0046e-05 | 56969865459.5958 | 3107425.4444 | 361606.4048 | 2519766.5783 | 9120813.7565 | 24077.0464 | 364477.8884 | 0 | 6044285.1763 | 15725990.1754 | 10733311.4315 | 48001753.9021 | 3144235.0165 | 31690645.8484 |  | 1478867.319 | 7219850.2396 | 0 | 91535352.3256 |  | 5623.4133 | 5.67 | 16143.7679 |  | 362.0201
1 | 4500 | 707 | 0.035 | 15 | 15 | 7 | 7.4989e-12 | 0 | Water | Porous | Wet | R600a | MinimizeLCOE | IgnoreSilica | 28.0802 | 16.8691 | 1.8792 | 4 | 13965.3334 |  | 313.1692 |  | 165.1453 | -8.0536e-05 | 57005281169.1328 | 3788030.1414 | 437255.6308 | 3153108.8029 | 12000042.1374 | 24077.0464 | 434832.6165 | 0 | 7736565.0864 | 20128955.367 | 13738425.6467 | 61441292.4754 | 3144235.0165 | 31690645.8484 |  | 1478867.319 | 7219850.2396 | 0 | 104974890.899 |  | 7498.9421 | 7.5168 | 13965.3334 |  | 313.1692
1 | 4500 | 707 | 0.035 | 15 | 15 | 7 | 1e-11 | 0 | Water | Porous | Wet | R600a | MinimizeLCOE | IgnoreSilica | 36.94 | 22.2996 | 2.4872 | 4 | 12271.6771 |  | 275.1894 |  | 165.7585 | -8.0838e-05 | 57234996382.7209 | 4615348.5613 | 528934.8927 | 3942144.7303 | 15732050.707 | 24077.0464 | 519968.14 | 0 | 9891384.3903 | 25735353.1816 | 17564907.3551 | 78554169.0046 | 3144235.0165 | 31690645.8484 |  | 1478867.319 | 7219850.2396 | 0 | 122087767.4281 |  | 10000 | 9.9487 | 12271.6771 |  | 275.1894
1 | 4500 | 707 | 0.035 | 15 | 15 | 7 | 1.3335e-11 | 0 | Water | Porous | Wet | R600a | MinimizeLCOE | IgnoreSilica | 48.4869 | 29.3801 | 3.2799 | 4 | 10972.6894 |  | 246.0599 |  | 166.2282 | -8.0919e-05 | 57118929384.8079 | 5611723.0918 | 639020.8233 | 4915460.619 | 20610943.0815 | 24077.0464 | 621766.6769 | 0 | 12644966.6221 | 32899609.3115 | 22454659.3745 | 100422226.6469 | 3144235.0165 | 31690645.8484 |  | 1478867.319 | 7219850.2396 | 0 | 143955825.0704 |  | 13335.2143 | 13.1195 | 10972.6894 |  | 246.0599
1 | 4500 | 707 | 0.035 | 15 | 15 | 7 | 1.7783e-11 | 0 | Water | Porous | Wet | R600a | MinimizeLCOE | IgnoreSilica | 63.3468 | 38.4921 | 4.2999 | 4 | 9964.6009 |  | 223.4538 |  | 166.5901 | -8.0764e-05 | 57118984798.7669 | 6797943.8747 | 769602.8917 | 6101539.7365 | 26844083.8256 | 24077.0464 | 742221.2172 | 0 | 16098992.7509 | 41886276.7803 | 28588244.5795 | 127852982.7027 | 3144235.0165 | 31690645.8484 |  | 1478867.319 | 7219850.2396 | 0 | 171386581.1263 |  | 17782.7941 | 17.1995 | 9964.6009 |  | 223.4538
1 | 4500 | 707 | 0.035 | 15 | 15 | 7 | 2.3714e-11 | 0 | Water | Porous | Wet | R600a | MinimizeLCOE | IgnoreSilica | 81.9849 | 49.9368 | 5.5811 | 4 | 9209.0922 |  | 206.5117 |  | 166.8724 | -8.0327e-05 | 57004272100.5943 | 8179798.5472 | 921177.7704 | 7514432.0408 | 34801140.4111 | 24077.0464 | 881576.3522 | 0 | 20405658.8455 | 53091338.5399 | 36235929.4714 | 162055129.0248 | 3144235.0165 | 31690645.8484 |  | 1478867.319 | 7219850.2396 | 0 | 205588727.4484 |  | 23713.7371 | 22.3245 | 9209.0922 |  | 206.5117
1 | 4500 | 707 | 0.035 | 15 | 15 | 7 | 3.1623e-11 | 0 | Water | Porous | Wet | R600a | MinimizeLCOE | IgnoreSilica | 106.8085 | 64.4066 | 7.1917 | 4 | 7658.5712 |  | 171.7416 |  | 167.1183 | -7.9405e-05 | 55758096511.6446 | 9804376.8416 | 1098986.8712 | 9211188.091 | 35884594.7365 | 24077.0464 | 1052577.1969 | 0 | 22259562.3056 | 57914815.0551 | 39528051.3055 | 176778229.4498 | 3144235.0165 | 31690645.8484 |  | 1478867.319 | 7219850.2396 | 0 | 220311827.8733 |  | 31622.7766 | 28.7667 | 7658.5712 |  | 171.7416
1 | 4500 | 707 | 0.035 | 15 | 15 | 7 | 4.217e-11 | 0 | Water | Porous | Wet | R600a | MinimizeLCOE | IgnoreSilica | 133.0178 | 80.3332 | 8.9737 | 4 | 7201.2661 |  | 161.4866 |  | 167.3073 | -7.8044e-05 | 55314338473.067 | 11477203.7667 | 1281732.3819 | 10992425.9834 | 44406088.6473 | 24077.0464 | 1219645.7284 | 0 | 27066457.6861 | 70421370.8054 | 48064032.5891 | 214953034.6347 | 3144235.0165 | 31690645.8484 |  | 1478867.319 | 7219850.2396 | 0 | 258486633.0582 |  | 42169.6503 | 35.8946 | 7201.2661 |  | 161.4866
1 | 4500 | 707 | 0.035 | 15 | 15 | 7 | 5.6234e-11 | 0 | Water | Porous | Wet | R600a | MinimizeLCOE | IgnoreSilica | 161.081 | 97.4127 | 10.886 | 4 | 6856.9411 |  | 153.7652 |  | 167.4751 | -7.6204e-05 | 54713470488.3576 | 13169652.5135 | 1465796.4126 | 12825532.0211 | 53473826.735 | 24077.0464 | 1386902.1586 | 0 | 32114856.886 | 83556269.9544 | 57028871.1535 | 255045784.8809 | 3144235.0165 | 31690645.8484 |  | 1478867.319 | 7219850.2396 | 0 | 298579383.3045 |  | 56234.1325 | 43.5441 | 6856.9411 |  | 153.7652
1 | 4500 | 707 | 0.035 | 15 | 15 | 7 | 7.4989e-11 | 0 | Water | Porous | Wet | R600a | MinimizeLCOE | IgnoreSilica | 189.0742 | 114.4821 | 12.799 | 4 | 6599.5116 |  | 147.9924 |  | 167.6282 | -7.4001e-05 | 53985032505.1099 | 14778961.0141 | 1640063.6707 | 14594133.9086 | 62449117.1144 | 24077.0464 | 1544191.3396 | 0 | 37061912.1966 | 96427493.0919 | 65813745.4221 | 294333694.8044 | 3144235.0165 | 31690645.8484 |  | 1478867.319 | 7219850.2396 | 0 | 337867293.2279 |  | 74989.4209 | 51.1958 | 6599.5116 |  | 147.9924
1 | 4500 | 707 | 0.035 | 15 | 15 | 7 | 1e-10 | 0 | Water | Porous | Wet | R600a | MinimizeLCOE | IgnoreSilica | 204.5964 | 123.9614 | 14.0156 | 4 | 6404.2414 |  | 143.6136 |  | 167.7094 | -6.5967e-05 | 55031835338.8614 | 15643135.9048 | 1733352.0569 | 15553210.2463 | 67395463.4588 | 24077.0464 | 1516419.2162 | 0 | 39727606.5925 | 103363083.101 | 70547428.1154 | 315503775.7382 | 3144235.0165 | 31690645.8484 |  | 1478867.319 | 7219850.2396 | 0 | 359037374.1617 |  | 100000 | 56.0624 | 6404.2414 |  | 143.6136
1 | 4500 | 707 | 0.035 | 15 | 15 | 7 | 1.3335e-10 | 0 | Water | Porous | Wet | R600a | MinimizeLCOE | IgnoreSilica | 217.3561 | 131.7627 | 15.0414 | 4 | 6253.511 |  | 140.2335 |  | 167.776 | -5.838e-05 | 55922014746.4041 | 16340404.4062 | 1808470.3424 | 16331533.7034 | 71442313.9938 | 24077.0464 | 1475119.7229 | 0 | 41894548.4938 | 109001021.4274 | 74395436.8712 | 332712926.0075 | 3144235.0165 | 31690645.8484 |  | 1478867.319 | 7219850.2396 | 0 | 376246524.431 |  | 133352.1432 | 60.1656 | 6253.511 |  | 140.2335
1 | 4500 | 707 | 0.035 | 15 | 15 | 7 | 1.7783e-10 | 0 | Water | Porous | Wet | R600a | MinimizeLCOE | IgnoreSilica | 227.7239 | 138.108 | 15.8891 | 4 | 6137.9817 |  | 137.6427 |  | 167.8304 | -5.064e-05 | 56623184467.9845 | 16898975.4665 | 1868547.6347 | 16957814.2579 | 74717060.3343 | 24077.0464 | 1431037.5797 | 0 | 43640029.8046 | 113542405.7506 | 77495024.9879 | 346574972.8626 | 3144235.0165 | 31690645.8484 |  | 1478867.319 | 7219850.2396 | 0 | 390108571.2861 |  | 177827.941 | 63.5565 | 6137.9817 |  | 137.6427
1 | 4500 | 707 | 0.035 | 15 | 15 | 7 | 2.3714e-10 | 0 | Water | Porous | Wet | R600a | MinimizeLCOE | IgnoreSilica | 235.9944 | 143.1739 | 16.5741 | 4 | 6049.9228 |  | 135.668 |  | 167.8741 | -4.4092e-05 | 57180128693.6664 | 17339739.0232 | 1915891.7592 | 17453699.6009 | 77320279.6004 | 24077.0464 | 1389090.353 | 0 | 45022683.1794 | 117139786.2107 | 79950311.0707 | 357555557.8439 | 3144235.0165 | 31690645.8484 |  | 1478867.319 | 7219850.2396 | 0 | 401089156.2675 |  | 237137.3706 | 66.2966 | 6049.9228 |  | 135.668
1 | 4500 | 707 | 0.035 | 15 | 15 | 7 | 3.1623e-10 | 0 | Water | Porous | Wet | R600a | MinimizeLCOE | IgnoreSilica | 242.4723 | 147.1447 | 17.1166 | 4 | 5983.0839 |  | 134.1692 |  | 167.9085 | -3.9249e-05 | 57608342033.5729 | 17682142.7896 | 1952632.6025 | 17839931.6315 | 79353535.4242 | 24077.0464 | 1351496.1813 | 0 | 46099488.1134 | 119941411.7658 | 81862478.0797 | 366107193.6344 | 3144235.0165 | 31690645.8484 |  | 1478867.319 | 7219850.2396 | 0 | 409640792.0579 |  | 316227.766 | 68.4665 | 5983.0839 |  | 134.1692
1 | 4500 | 707 | 0.035 | 15 | 15 | 7 | 4.217e-10 | 0 | Water | Porous | Wet | R600a | MinimizeLCOE | IgnoreSilica | 247.4681 | 150.2086 | 17.5391 | 4 | 5932.51 |  | 133.0351 |  | 167.9353 | -3.519e-05 | 57936006656.2842 | 17944567.5258 | 1980768.9148 | 18136533.1431 | 80918050.154 | 24077.0464 | 1319072.8061 | 0 | 46925997.1401 | 122091818.713 | 83330175.0076 | 372671060.4509 | 3144235.0165 | 31690645.8484 |  | 1478867.319 | 7219850.2396 | 0 | 416204658.8744 |  | 421696.5034 | 70.1566 | 5932.51 |  | 133.0351
1 | 4500 | 707 | 0.035 | 15 | 15 | 7 | 5.6234e-10 | 0 | Water | Porous | Wet | R600a | MinimizeLCOE | IgnoreSilica | 251.2341 | 152.5224 | 17.8614 | 4 | 5894.1624 |  | 132.1752 |  | 167.9581 | -3.309e-05 | 58192649854.0931 | 18141722.6191 | 2001873.9351 | 18359724.5371 | 82088522.7539 | 24077.0464 | 1291805.3698 | 0 | 47544013.2419 | 123699769.8374 | 84427634.6901 | 377579144.0309 | 3144235.0165 | 31690645.8484 |  | 1478867.319 | 7219850.2396 | 0 | 421112742.4545 |  | 562341.3252 | 71.4457 | 5894.1624 |  | 132.1752
1 | 4500 | 707 | 0.035 | 15 | 15 | 7 | 7.4989e-10 | 0 | Water | Porous | Wet | R600a | MinimizeLCOE | IgnoreSilica | 268.613 | 163.2047 | 18.9395 | 4 | 5863.6146 |  | 131.4901 |  | 168.0593 | -3.4289e-05 | 56156611409.9334 | 19041862.9159 | 2098628.2289 | 19381469.7779 | 87337202.2174 | 24077.0464 | 1484041.1477 | 0 | 50453239.7204 | 131268980.3699 | 89593776.4103 | 400683277.835 | 3144235.0165 | 31690645.8484 |  | 1478867.319 | 7219850.2396 | 0 | 444216876.2585 |  | 749894.2093 | 75.7582 | 5863.6146 |  | 131.4901
1 | 4500 | 707 | 0.035 | 15 | 15 | 7 | 1e-09 | 0 | Water | Porous | Wet | R600a | MinimizeLCOE | IgnoreSilica | 271.0956 | 164.7334 | 19.1472 | 4 | 5840.4335 |  | 130.9703 |  | 168.0748 | -3.3162e-05 | 56263911535.9345 | 19169366.2505 | 2112370.4671 | 19526573.1081 | 88062918.2337 | 24077.0464 | 1470981.7815 | 0 | 50842851.886 | 132282671.3044 | 90285641.3023 | 403777451.3798 | 3144235.0165 | 31690645.8484 |  | 1478867.319 | 7219850.2396 | 0 | 447311049.8033 |  | 1000000 | 76.5887 | 5840.4335 |  | 130.9703
1 | 4500 | 707 | 0.035 | 15 | 15 | 7 | 1.3335e-09 | 0 | Water | Porous | Wet | R600a | MinimizeLCOE | IgnoreSilica | 272.9936 | 165.9025 | 19.3059 | 4 | 5822.993 |  | 130.5792 |  | 168.0868 | -3.2319e-05 | 56344336483.7996 | 19266641.7418 | 2122853.0717 | 19637348.8266 | 88616640.3551 | 24077.0464 | 1460998.3041 | 0 | 51140138.1448 | 133056149.168 | 90813555.8376 | 406138402.4961 | 3144235.0165 | 31690645.8484 |  | 1478867.319 | 7219850.2396 | 0 | 449672000.9197 |  | 1333521.4322 | 77.2235 | 5822.993 |  | 130.5792
1 | 4500 | 707 | 0.035 | 15 | 15 | 7 | 1.7783e-09 | 0 | Water | Porous | Wet | R600a | MinimizeLCOE | IgnoreSilica | 274.4092 | 166.7746 | 19.425 | 4 | 5809.8824 |  | 130.2852 |  | 168.0957 | -3.2345e-05 | 56402917819.8844 | 19339087.2841 | 2130659.003 | 19719889.3204 | 89028978.1828 | 24077.0464 | 1452971.5165 | 0 | 51361308.3178 | 133631588.5899 | 91206305.0671 | 407894864.328 | 3144235.0165 | 31690645.8484 |  | 1478867.319 | 7219850.2396 | 0 | 451428462.7515 |  | 1778279.41 | 77.7001 | 5809.8824 |  | 130.2852
1 | 4500 | 707 | 0.035 | 15 | 15 | 7 | 2.3714e-09 | 0 | Water | Porous | Wet | R600a | MinimizeLCOE | IgnoreSilica | 275.4802 | 167.4345 | 19.5152 | 4 | 5800.0329 |  | 130.0643 |  | 168.1025 | -3.1861e-05 | 56449425971.3056 | 19393835.9132 | 2136557.5753 | 19782289.8911 | 89340594.2427 | 24077.0464 | 1446853.3325 | 0 | 51528441.1205 | 134066433.8589 | 91503095.8984 | 409222178.879 | 3144235.0165 | 31690645.8484 |  | 1478867.319 | 7219850.2396 | 0 | 452755777.3026 |  | 2371373.7057 | 78.0609 | 5800.0329 |  | 130.0643
1 | 4500 | 707 | 0.035 | 15 | 15 | 7 | 3.1623e-09 | 0 | Water | Porous | Wet | R600a | MinimizeLCOE | IgnoreSilica | 276.289 | 167.9329 | 19.5834 | 4 | 5792.6367 |  | 129.8985 |  | 168.1076 | -3.1498e-05 | 56483455449.7312 | 19435146.9784 | 2141008.0914 | 19829387.8527 | 89575728.1141 | 24077.0464 | 1442213.5561 | 0 | 51654549.0392 | 134394540.7952 | 91727035.6244 | 410223687.0978 | 3144235.0165 | 31690645.8484 |  | 1478867.319 | 7219850.2396 | 0 | 453757285.5214 |  | 3162277.6602 | 78.3335 | 5792.6367 |  | 129.8985
1 | 4500 | 707 | 0.035 | 15 | 15 | 7 | 4.217e-09 | 0 | Water | Porous | Wet | R600a | MinimizeLCOE | IgnoreSilica | 276.9003 | 168.3096 | 19.6348 | 4 | 5787.0846 |  | 129.774 |  | 168.1114 | -3.1227e-05 | 56508571627.9289 | 19466345.0853 | 2144368.947 | 19864963.6498 | 89753304.6326 | 24077.0464 | 1438726.9551 | 0 | 51749796.6633 | 134642355.575 | 91896174.3037 | 410980112.8582 | 3144235.0165 | 31690645.8484 |  | 1478867.319 | 7219850.2396 | 0 | 454513711.2817 |  | 4216965.0343 | 78.5393 | 5787.0846 |  | 129.774
1 | 4500 | 707 | 0.035 | 15 | 15 | 7 | 5.6234e-09 | 0 | Water | Porous | Wet | R600a | MinimizeLCOE | IgnoreSilica | 277.3561 | 168.5906 | 19.6733 | 4 | 5782.9179 |  | 129.6805 |  | 168.1143 | -3.1021e-05 | 56527989726.3562 | 19489599.7791 | 2146873.9917 | 19891485.5722 | 89885657.3563 | 24077.0464 | 1436029.5488 | 0 | 51820752.0848 | 134826967.0269 | 92022175.413 | 411543617.8192 | 3144235.0165 | 31690645.8484 |  | 1478867.319 | 7219850.2396 | 0 | 455077216.2428 |  | 5623413.2519 | 78.6934 | 5782.9179 |  | 129.6805
1 | 4500 | 707 | 0.035 | 15 | 15 | 7 | 7.4989e-09 | 0 | Water | Porous | Wet | R600a | MinimizeLCOE | IgnoreSilica | 277.6922 | 168.7978 | 19.7019 | 4 | 5779.7916 |  | 129.6104 |  | 168.1165 | -3.0864e-05 | 56543537551.1769 | 19506744.7517 | 2148720.8317 | 19911041.6401 | 89983220.7023 | 24077.0464 | 1433896.1764 | 0 | 51873003.4479 | 134962914.3555 | 92114962.2582 | 411958581.2101 | 3144235.0165 | 31690645.8484 |  | 1478867.319 | 7219850.2396 | 0 | 455492179.6337 |  | 7498942.0933 | 78.8077 | 5779.7916 |  | 129.6104
1 | 4500 | 707 | 0.035 | 15 | 15 | 7 | 1e-08 | 0 | Water | Porous | Wet | R600a | MinimizeLCOE | IgnoreSilica | 277.948 | 168.9554 | 19.7236 | 4 | 5777.4462 |  | 129.5578 |  | 168.1181 | -3.0748e-05 | 56554679038.7851 | 19519785.983 | 2150125.5904 | 19925918.146 | 90057439.1585 | 24077.0464 | 1432338.1006 | 0 | 51912776.7697 | 135066396.3801 | 92185590.8664 | 412274448.0412 | 3144235.0165 | 31690645.8484 |  | 1478867.319 | 7219850.2396 | 0 | 455808046.4647 |  | 10000000 | 78.8944 | 5777.4462 |  | 129.5578
1 | 4600 | 707 | 0.035 | 15 | 15 | 7 | 1e-13 | 0 | Water | Porous | Wet | R600a | MinimizeLCOE | IgnoreSilica | 0.65185 | 0.10533 | 0.0003901 | 4 | 29127144.1042 |  | 653169.1186 |  | 95.4605 | -4.5927e-05 | 1991051466.4822 | 70576.3466 | 4193.79 | 57504.7597 | 48190.7173 | 24077.0464 | 49972.1725 | 0 | 99260.7847 | 258256.2006 | 176265.1635 | 788296.9813 | 3144235.0165 | 32630303.0467 |  | 1478867.319 | 7407781.6792 | 0 | 45449484.0426 |  | 100 | 0.0015604 | 29127144.1042 |  | 653169.1186
1 | 4600 | 707 | 0.035 | 15 | 15 | 7 | 1.3335e-13 | 0 | Water | Porous | Wet | R600a | MinimizeLCOE | IgnoreSilica | 0.90004 | 0.1919 | 0.0052148 | 4 | 2195401.1175 |  | 49231.3358 |  | 109.9195 | -5.4119e-05 | 12533806472.7737 | 117296.3805 | 7556.0875 | 92020.9124 | 64108.8874 | 24077.0464 | 60833.849 | 0 | 142698.3337 | 371271.7927 | 253400.6274 | 1133263.917 | 3144235.0165 | 32630303.0467 |  | 1478867.319 | 7407781.6792 | 0 | 45794450.9784 |  | 133.3521 | 0.020859 | 2195401.1175 |  | 49231.3358
1 | 4600 | 707 | 0.035 | 15 | 15 | 7 | 1.7783e-13 | 0 | Water | Porous | Wet | R600a | MinimizeLCOE | IgnoreSilica | 1.1584 | 0.29371 | 0.012952 | 4 | 890841.5592 |  | 19976.9052 |  | 120.2233 | -5.7113e-05 | 19576914516.5559 | 167061.4797 | 11416.0271 | 128459.4333 | 82599.7115 | 24077.0464 | 68277.2119 | 0 | 187937.4548 | 488974.7062 | 333735.2844 | 1492538.3554 | 3144235.0165 | 32630303.0467 |  | 1478867.319 | 7407781.6792 | 0 | 46153725.4167 |  | 177.8279 | 0.051809 | 890841.5592 |  | 19976.9052
1 | 4600 | 707 | 0.035 | 15 | 15 | 7 | 2.3714e-13 | 0 | Water | Porous | Wet | R600a | MinimizeLCOE | IgnoreSilica | 1.5094 | 0.44364 | 0.025529 | 4 | 456783.4596 |  | 10243.2579 |  | 129.7683 | -6.1081e-05 | 25907511129.3895 | 234026.6144 | 16938.2693 | 177526.5544 | 110118.9189 | 24077.0464 | 77940.316 | 0 | 249844.8105 | 650044.9468 | 443669.0333 | 1984186.5099 | 3144235.0165 | 32630303.0467 |  | 1478867.319 | 7407781.6792 | 0 | 46645373.5713 |  | 237.1374 | 0.10212 | 456783.4596 |  | 10243.2579
1 | 4600 | 707 | 0.035 | 15 | 15 | 7 | 3.1623e-13 | 0 | Water | Porous | Wet | R600a | MinimizeLCOE | IgnoreSilica | 1.953 | 0.64448 | 0.044006 | 4 | 268479.8174 |  | 6020.5946 |  | 137.7263 | -6.4212e-05 | 31192715598.6244 | 316163.8666 | 24103.7177 | 238020.8411 | 147882.1845 | 24077.0464 | 88461.5005 | 0 | 327096.5711 | 851038.1813 | 580851.0459 | 2597694.9551 | 3144235.0165 | 32630303.0467 |  | 1478867.319 | 7407781.6792 | 0 | 47258882.0164 |  | 316.2278 | 0.17602 | 268479.8174 |  | 6020.5946
1 | 4600 | 707 | 0.035 | 15 | 15 | 7 | 4.217e-13 | 0 | Water | Porous | Wet | R600a | MinimizeLCOE | IgnoreSilica | 2.5572 | 0.92927 | 0.071589 | 4 | 167905.8428 |  | 3765.2477 |  | 144.6743 | -6.8199e-05 | 35584545278.9147 | 423099.7442 | 33942.7371 | 317358.7037 | 203220.6691 | 24077.0464 | 102362.3962 | 0 | 430583.9057 | 1120290.9976 | 764621.6256 | 3419557.8255 | 3144235.0165 | 32630303.0467 |  | 1478867.319 | 7407781.6792 | 0 | 48080744.8869 |  | 421.6965 | 0.28636 | 167905.8428 |  | 3765.2477
1 | 4600 | 707 | 0.035 | 15 | 15 | 7 | 5.6234e-13 | 0 | Water | Porous | Wet | R600a | MinimizeLCOE | IgnoreSilica | 3.3344 | 1.3048 | 0.11017 | 4 | 111434.8975 |  | 2498.9005 |  | 150.259 | -7.1204e-05 | 39134514019.6839 | 553273.5971 | 46597.8424 | 414470.6327 | 279026.0429 | 24077.0464 | 118089.3803 | 0 | 559858.4713 | 1456636.8996 | 994184.6149 | 4446214.5278 | 3144235.0165 | 32630303.0467 |  | 1478867.319 | 7407781.6792 | 0 | 49107401.5891 |  | 562.3413 | 0.44068 | 111434.8975 |  | 2498.9005
1 | 4600 | 707 | 0.035 | 15 | 15 | 7 | 7.4989e-13 | 0 | Water | Porous | Wet | R600a | MinimizeLCOE | IgnoreSilica | 4.3601 | 1.8041 | 0.16432 | 4 | 76704.2051 |  | 1720.0731 |  | 154.8 | -7.377e-05 | 42438057953.9974 | 715132.2688 | 63446.6981 | 534720.9376 | 384150.8476 | 24077.0464 | 136994.2017 | 0 | 724823.58 | 1885842.2735 | 1287126.1018 | 5756313.9554 | 3144235.0165 | 32630303.0467 |  | 1478867.319 | 7407781.6792 | 0 | 50417501.0168 |  | 749.8942 | 0.6573 | 76704.2051 |  | 1720.0731
1 | 4600 | 707 | 0.035 | 15 | 15 | 7 | 1e-12 | 0 | Water | Porous | Wet | R600a | MinimizeLCOE | IgnoreSilica | 5.4764 | 2.4986 | 0.26716 | 4 | 49407.9447 |  | 1107.9611 |  | 157.918 | -7.5457e-05 | 497566287858.4843 | 985100.8053 | 115502.0837 | 684201.2336 | 663269.5444 | 24077.0464 | 155647.8102 | 0 | 1024841.4242 | 2666427.1618 | 1819891.3276 | 8138958.4371 | 3144235.0165 | 32630303.0467 |  | 1478867.319 | 7407781.6792 | 0 | 52800145.4985 |  | 1000 | 1.0687 | 49407.9447 |  | 1107.9611
1 | 4600 | 707 | 0.035 | 15 | 15 | 7 | 1.3335e-12 | 0 | Water | Porous | Wet | R600a | MinimizeLCOE | IgnoreSilica | 5.817 | 3.311 | 0.36175 | 4 | 41301.375 |  | 926.1733 |  | 158.6439 | -7.6469e-05 | 58989096972.764 | 1200514.4014 | 146063.325 | 856676.7785 | 2486367.5827 | 24077.0464 | 162034.4588 | 0 | 1901536.1012 | 4947406.8766 | 3376706.8523 | 15101383.4228 | 3144235.0165 | 32630303.0467 |  | 1478867.319 | 7407781.6792 | 0 | 59762570.4842 |  | 1333.5214 | 1.447 | 41301.375 |  | 926.1733
1 | 4600 | 707 | 0.035 | 15 | 15 | 7 | 1.7783e-12 | 0 | Water | Porous | Wet | R600a | MinimizeLCOE | IgnoreSilica | 7.5079 | 4.3704 | 0.48207 | 4 | 33022.7228 |  | 740.5265 |  | 161.3115 | -7.8245e-05 | 58335264255.1507 | 1460322.4772 | 174590.0758 | 1069901.5478 | 3222398.9415 | 24077.0464 | 188404.8291 | 0 | 2394481.0179 | 6229948.4331 | 4252067.8182 | 19016192.187 | 3144235.0165 | 32630303.0467 |  | 1478867.319 | 7407781.6792 | 0 | 63677379.2484 |  | 1778.2794 | 1.9283 | 33022.7228 |  | 740.5265
1 | 4600 | 707 | 0.035 | 15 | 15 | 7 | 2.3714e-12 | 0 | Water | Porous | Wet | R600a | MinimizeLCOE | IgnoreSilica | 9.7394 | 5.7704 | 0.64053 | 4 | 26786.1608 |  | 600.6731 |  | 163.4591 | -7.9699e-05 | 58630790638.6767 | 1775729.347 | 209002.6851 | 1336468.3955 | 4172774.4291 | 24077.0464 | 220420.941 | 0 | 3018004.4091 | 7852228.3948 | 5359307.2266 | 23968012.8745 | 3144235.0165 | 32630303.0467 |  | 1478867.319 | 7407781.6792 | 0 | 68629199.9359 |  | 2371.3737 | 2.5621 | 26786.1608 |  | 600.6731
1 | 4600 | 707 | 0.035 | 15 | 15 | 7 | 3.1623e-12 | 0 | Water | Porous | Wet | R600a | MinimizeLCOE | IgnoreSilica | 12.6816 | 7.6195 | 0.8493 | 4 | 22074.7724 |  | 495.0214 |  | 165.1636 | -8.0812e-05 | 58563247885.5154 | 2158969.7923 | 250641.0274 | 1669572.7079 | 5430681.6728 | 24077.0464 | 259134.2658 | 0 | 3819299.8399 | 9937034.7373 | 6782230.3938 | 30331641.4836 | 3144235.0165 | 32630303.0467 |  | 1478867.319 | 7407781.6792 | 0 | 74992828.5449 |  | 3162.2777 | 3.3972 | 22074.7724 |  | 495.0214
1 | 4600 | 707 | 0.035 | 15 | 15 | 7 | 4.217e-12 | 0 | Water | Porous | Wet | R600a | MinimizeLCOE | IgnoreSilica | 16.6064 | 10.0846 | 1.1268 | 4 | 18435.0303 |  | 413.4011 |  | 166.5149 | -8.1823e-05 | 58927589014.1478 | 2629347.1069 | 301544.3472 | 2089606.7345 | 7055536.5245 | 24077.0464 | 306960.6593 | 0 | 4838758.2433 | 12589456.3833 | 8592562.6691 | 38427849.7146 | 3144235.0165 | 32630303.0467 |  | 1478867.319 | 7407781.6792 | 0 | 83089036.7759 |  | 4216.965 | 4.5071 | 18435.0303 |  | 413.4011
1 | 4600 | 707 | 0.035 | 15 | 15 | 7 | 5.6234e-12 | 0 | Water | Porous | Wet | R600a | MinimizeLCOE | IgnoreSilica | 22.2795 | 13.4912 | 1.508 | 4 | 14594.3166 |  | 327.274 |  | 167.6392 | -8.2533e-05 | 58226049624.0426 | 3228175.4286 | 367077.4952 | 2637718.2873 | 7377279.6173 | 24077.0464 | 369835.4286 | 0 | 5461623.6883 | 14210024.5039 | 9698633.7107 | 43374445.2061 | 3144235.0165 | 32630303.0467 |  | 1478867.319 | 7407781.6792 | 0 | 88035632.2675 |  | 5623.4133 | 6.0322 | 14594.3166 |  | 327.274
1 | 4600 | 707 | 0.035 | 15 | 15 | 7 | 7.4989e-12 | 0 | Water | Porous | Wet | R600a | MinimizeLCOE | IgnoreSilica | 29.3178 | 17.8666 | 1.9992 | 4 | 12362.4338 |  | 277.2246 |  | 168.4374 | -8.309e-05 | 58337777738.6589 | 3938254.0512 | 446124.2812 | 3302431.6994 | 9346707.365 | 24077.0464 | 441642.3617 | 0 | 6824702.3539 | 17756475.5858 | 12119159.4464 | 54199574.1909 | 3144235.0165 | 32630303.0467 |  | 1478867.319 | 7407781.6792 | 0 | 98860761.2523 |  | 7498.9421 | 7.9969 | 12362.4338 |  | 277.2246
1 | 4600 | 707 | 0.035 | 15 | 15 | 7 | 1e-11 | 0 | Water | Porous | Wet | R600a | MinimizeLCOE | IgnoreSilica | 38.5601 | 23.6132 | 2.6445 | 4 | 10635.0317 |  | 238.488 |  | 169.0497 | -8.34e-05 | 58406056046.6721 | 4799730.113 | 542302.738 | 4127852.8886 | 11880564.8818 | 24077.0464 | 528040.4009 | 0 | 8542001.5468 | 22224535.8193 | 15168702.3652 | 67837807.8 | 3144235.0165 | 32630303.0467 |  | 1478867.319 | 7407781.6792 | 0 | 112498994.8614 |  | 10000 | 10.5782 | 10635.0317 |  | 238.488
1 | 4600 | 707 | 0.035 | 15 | 15 | 7 | 1.3335e-11 | 0 | Water | Porous | Wet | R600a | MinimizeLCOE | IgnoreSilica | 50.6011 | 31.1019 | 3.4855 | 4 | 9313.6834 |  | 208.8571 |  | 169.5191 | -8.3504e-05 | 58412096829.096 | 5836979.2814 | 657645.3709 | 5145532.3487 | 15209789.4051 | 24077.0464 | 631492.5592 | 0 | 10727151.2446 | 27909847.0971 | 19049044.1338 | 85191558.4872 | 3144235.0165 | 32630303.0467 |  | 1478867.319 | 7407781.6792 | 0 | 129852745.5486 |  | 13335.2143 | 13.9421 | 9313.6834 |  | 208.8571
1 | 4600 | 707 | 0.035 | 15 | 15 | 7 | 1.7783e-11 | 0 | Water | Porous | Wet | R600a | MinimizeLCOE | IgnoreSilica | 66.0191 | 40.6943 | 4.5631 | 4 | 8301.7985 |  | 186.1658 |  | 169.8802 | -8.3319e-05 | 58349039178.8175 | 7066610.074 | 793815.2697 | 6380094.4487 | 19486000.5833 | 24077.0464 | 753145.747 | 0 | 13456459.836 | 35010948.1937 | 23895691.5453 | 106866842.7441 | 3144235.0165 | 32630303.0467 |  | 1478867.319 | 7407781.6792 | 0 | 151528029.8055 |  | 17782.7941 | 18.2524 | 8301.7985 |  | 186.1658
1 | 4600 | 707 | 0.035 | 15 | 15 | 7 | 2.3714e-11 | 0 | Water | Porous | Wet | R600a | MinimizeLCOE | IgnoreSilica | 85.2912 | 52.6907 | 5.9109 | 4 | 7526.737 |  | 168.7852 |  | 170.1628 | -8.2828e-05 | 58185607792.9686 | 8493656.4276 | 951179.6752 | 7844898.4615 | 24829907.4296 | 24077.0464 | 893476.1882 | 0 | 16784506.1391 | 43669841.9983 | 29805564.4894 | 133297107.8553 | 3144235.0165 | 32630303.0467 |  | 1478867.319 | 7407781.6792 | 0 | 177958294.9167 |  | 23713.7371 | 23.6435 | 7526.737 |  | 168.7852
1 | 4600 | 707 | 0.035 | 15 | 15 | 7 | 3.1623e-11 | 0 | Water | Porous | Wet | R600a | MinimizeLCOE | IgnoreSilica | 108.4164 | 67.0968 | 7.5302 | 4 | 6935.8359 |  | 155.5344 |  | 170.3904 | -8.1887e-05 | 57889443873.6986 | 10090451.3104 | 1126527.2016 | 9518350.7229 | 31223027.3493 | 24077.0464 | 1048972.2665 | 0 | 20682248.2998 | 53810967.5637 | 36727091.0671 | 164251712.8277 | 3144235.0165 | 32630303.0467 |  | 1478867.319 | 7407781.6792 | 0 | 208912899.8891 |  | 31622.7766 | 30.1208 | 6935.8359 |  | 155.5344
1 | 4600 | 707 | 0.035 | 15 | 15 | 7 | 4.217e-11 | 0 | Water | Porous | Wet | R600a | MinimizeLCOE | IgnoreSilica | 134.7474 | 83.5187 | 9.3769 | 4 | 6487.9177 |  | 145.49 |  | 170.5828 | -8.0469e-05 | 57439719338.4356 | 11796336.6255 | 1313107.1114 | 11340365.1163 | 38461360.9548 | 24077.0464 | 1213672.5543 | 0 | 25018078.5694 | 65091908.524 | 44426565.0726 | 198685471.5745 | 3144235.0165 | 32630303.0467 |  | 1478867.319 | 7407781.6792 | 0 | 243346658.6359 |  | 42169.6503 | 37.5077 | 6487.9177 |  | 145.49
1 | 4600 | 707 | 0.035 | 15 | 15 | 7 | 5.6234e-11 | 0 | Water | Porous | Wet | R600a | MinimizeLCOE | IgnoreSilica | 162.7742 | 101.0249 | 11.3473 | 4 | 6151.1779 |  | 137.9387 |  | 170.7529 | -7.8552e-05 | 56838259938.3913 | 13513310.9461 | 1500212.377 | 13205138.7123 | 46103389.8174 | 24077.0464 | 1377474.743 | 0 | 29532205.4205 | 76836740.6158 | 52442654.3074 | 234535203.986 | 3144235.0165 | 32630303.0467 |  | 1478867.319 | 7407781.6792 | 0 | 279196391.0474 |  | 56234.1325 | 45.3891 | 6151.1779 |  | 137.9387
1 | 4600 | 707 | 0.035 | 15 | 15 | 7 | 7.4989e-11 | 0 | Water | Porous | Wet | R600a | MinimizeLCOE | IgnoreSilica | 190.5816 | 118.4267 | 13.3076 | 4 | 5899.6941 |  | 132.2992 |  | 170.9073 | -7.6277e-05 | 56113600199.6311 | 15138531.7523 | 1676750.1831 | 14995454.1207 | 53608875.4835 | 24077.0464 | 1530752.7485 | 0 | 33920032.1205 | 88252965.6221 | 60234462.4542 | 269381901.5314 | 3144235.0165 | 32630303.0467 |  | 1478867.319 | 7407781.6792 | 0 | 314043088.5927 |  | 74989.4209 | 53.2304 | 5899.6941 |  | 132.2992
1 | 4600 | 707 | 0.035 | 15 | 15 | 7 | 1e-10 | 0 | Water | Porous | Wet | R600a | MinimizeLCOE | IgnoreSilica | 216.3869 | 134.6091 | 15.1323 | 4 | 5712.7325 |  | 128.1066 |  | 171.0469 | -7.385e-05 | 55326266705.3579 | 16590395.6655 | 1834031.8117 | 16613442.1089 | 60495492.1604 | 24077.0464 | 1666126.8468 | 0 | 37917190.5995 | 98652752.0546 | 67332530.3886 | 301126038.6825 | 3144235.0165 | 32630303.0467 |  | 1478867.319 | 7407781.6792 | 0 | 345787225.7438 |  | 100000 | 60.5292 | 5712.7325 |  | 128.1066
1 | 4600 | 707 | 0.035 | 15 | 15 | 7 | 1.3335e-10 | 0 | Water | Porous | Wet | R600a | MinimizeLCOE | IgnoreSilica | 233.1567 | 145.1437 | 16.4148 | 4 | 5573.1668 |  | 124.9769 |  | 171.1371 | -6.4819e-05 | 55557479154.8601 | 17509130.5107 | 1933366.2954 | 17645686.0489 | 64929106.5428 | 24077.0464 | 1685619.0661 | 0 | 40453524.349 | 105251772.1973 | 71836497.2323 | 321268779.289 | 3144235.0165 | 32630303.0467 |  | 1478867.319 | 7407781.6792 | 0 | 365929966.3503 |  | 133352.1432 | 65.6593 | 5573.1668 |  | 124.9769
1 | 4600 | 707 | 0.035 | 15 | 15 | 7 | 1.7783e-10 | 0 | Water | Porous | Wet | R600a | MinimizeLCOE | IgnoreSilica | 243.9339 | 151.9215 | 17.3139 | 4 | 5466.7791 |  | 122.5912 |  | 171.195 | -5.6101e-05 | 56228167847.405 | 18090328.0565 | 1996132.3971 | 18301866.8712 | 67761041.8665 | 24077.0464 | 1645885.633 | 0 | 42049539.4296 | 109404276.0492 | 74670666.4366 | 333943813.7861 | 3144235.0165 | 32630303.0467 |  | 1478867.319 | 7407781.6792 | 0 | 378605000.8475 |  | 177827.941 | 69.2556 | 5466.7791 |  | 122.5912
1 | 4600 | 707 | 0.035 | 15 | 15 | 7 | 2.3714e-10 | 0 | Water | Porous | Wet | R600a | MinimizeLCOE | IgnoreSilica | 252.4575 | 157.2869 | 18.0353 | 4 | 5385.8901 |  | 120.7773 |  | 171.2413 | -4.9371e-05 | 56752558226.0308 | 18545267.5263 | 2045224.8133 | 18817159.5574 | 69989877.7728 | 24077.0464 | 1607149.6906 | 0 | 43301214.9986 | 112660879.126 | 76893364.953 | 343884215.4844 | 3144235.0165 | 32630303.0467 |  | 1478867.319 | 7407781.6792 | 0 | 388545402.5458 |  | 237137.3706 | 72.1414 | 5385.8901 |  | 120.7773
1 | 4600 | 707 | 0.035 | 15 | 15 | 7 | 3.1623e-10 | 0 | Water | Porous | Wet | R600a | MinimizeLCOE | IgnoreSilica | 259.1271 | 161.4884 | 18.6057 | 4 | 5324.6168 |  | 119.4032 |  | 171.2778 | -4.3697e-05 | 57154370006.5689 | 18898482.4303 | 2083317.3321 | 19218213.736 | 71727000.2118 | 24077.0464 | 1572589.4717 | 0 | 44274235.289 | 115192478.3277 | 78621233.4274 | 351611627.2724 | 3144235.0165 | 32630303.0467 |  | 1478867.319 | 7407781.6792 | 0 | 396272814.3338 |  | 316227.766 | 74.4228 | 5324.6168 |  | 119.4032
1 | 4600 | 707 | 0.035 | 15 | 15 | 7 | 4.217e-10 | 0 | Water | Porous | Wet | R600a | MinimizeLCOE | IgnoreSilica | 264.248 | 164.7161 | 19.0483 | 4 | 5278.3282 |  | 118.3652 |  | 171.3061 | -3.9558e-05 | 57466763832.6161 | 19168089.9429 | 2112379.9921 | 19524903.5386 | 73056605.1474 | 24077.0464 | 1542558.4024 | 0 | 45017159.4873 | 117125414.6968 | 79940502.2172 | 357511690.4712 | 3144235.0165 | 32630303.0467 |  | 1478867.319 | 7407781.6792 | 0 | 402172877.5325 |  | 421696.5034 | 76.1932 | 5278.3282 |  | 118.3652
1 | 4600 | 707 | 0.035 | 15 | 15 | 7 | 5.6234e-10 | 0 | Water | Porous | Wet | R600a | MinimizeLCOE | IgnoreSilica | 268.0749 | 167.1331 | 19.3837 | 4 | 5243.2308 |  | 117.5782 |  | 171.3302 | -3.8072e-05 | 57705489918.7907 | 19369008.7791 | 2134031.0308 | 19753771.7416 | 74038765.8103 | 24077.0464 | 1516948.4897 | 0 | 45566275.1301 | 118554100.9603 | 80915609.9486 | 361872588.9368 | 3144235.0165 | 32630303.0467 |  | 1478867.319 | 7407781.6792 | 0 | 406533775.9981 |  | 562341.3252 | 77.535 | 5243.2308 |  | 117.5782
1 | 4600 | 707 | 0.035 | 15 | 15 | 7 | 7.4989e-10 | 0 | Water | Porous | Wet | R600a | MinimizeLCOE | IgnoreSilica | 271.0614 | 169.0202 | 19.6448 | 4 | 5216.7819 |  | 116.9851 |  | 171.3493 | -3.644e-05 | 57885105621.3807 | 19525310.654 | 2150869.8489 | 19932000.4353 | 74803330.735 | 24077.0464 | 1497466.1236 | 0 | 45993891.3888 | 119666670.7493 | 81674961.6906 | 365268578.6719 | 3144235.0165 | 32630303.0467 |  | 1478867.319 | 7407781.6792 | 0 | 409929765.7333 |  | 749894.2093 | 78.5791 | 5216.7819 |  | 116.9851
1 | 4600 | 707 | 0.035 | 15 | 15 | 7 | 1e-09 | 0 | Water | Porous | Wet | R600a | MinimizeLCOE | IgnoreSilica | 273.3077 | 170.4401 | 19.8425 | 4 | 5196.8787 |  | 116.5387 |  | 171.3637 | -3.5196e-05 | 58018768617.4111 | 19642593.2655 | 2163502.5677 | 20065840.9915 | 75377390.6744 | 24077.0464 | 1481741.6172 | 0 | 46314507.0034 | 120500846.8112 | 82244303.9935 | 367814803.9707 | 3144235.0165 | 32630303.0467 |  | 1478867.319 | 7407781.6792 | 0 | 412475991.0321 |  | 1000000 | 79.3699 | 5196.8787 |  | 116.5387
1 | 4600 | 707 | 0.035 | 15 | 15 | 7 | 1.3335e-09 | 0 | Water | Porous | Wet | R600a | MinimizeLCOE | IgnoreSilica | 275.0003 | 171.5102 | 19.9921 | 4 | 5181.9145 |  | 116.2032 |  | 171.3745 | -3.4254e-05 | 58120758947.4962 | 19730807.2622 | 2173002.8776 | 20166567.9774 | 75809369.1489 | 24077.0464 | 1469369.2928 | 0 | 46555545.5061 | 121127979.5513 | 82672334.9749 | 369729053.6377 | 3144235.0165 | 32630303.0467 |  | 1478867.319 | 7407781.6792 | 0 | 414390240.699 |  | 1333521.4322 | 79.9686 | 5181.9145 |  | 116.2032
1 | 4600 | 707 | 0.035 | 15 | 15 | 7 | 1.7783e-09 | 0 | Water | Porous | Wet | R600a | MinimizeLCOE | IgnoreSilica | 276.287 | 172.3239 | 20.1059 | 4 | 5170.6712 |  | 115.951 |  | 171.3828 | -3.3549e-05 | 58195874485.6109 | 19797775.5993 | 2180214.3248 | 20243069.2948 | 76137442.0776 | 24077.0464 | 1459953.0493 | 0 | 46738587.243 | 121604216.6037 | 82997376.5488 | 371182711.7877 | 3144235.0165 | 32630303.0467 |  | 1478867.319 | 7407781.6792 | 0 | 415843898.8491 |  | 1778279.41 | 80.4236 | 5170.6712 |  | 115.951
1 | 4600 | 707 | 0.035 | 15 | 15 | 7 | 2.3714e-09 | 0 | Water | Porous | Wet | R600a | MinimizeLCOE | IgnoreSilica | 277.2512 | 172.9337 | 20.1915 | 4 | 5162.2276 |  | 115.7617 |  | 171.3891 | -3.3016e-05 | 58253826175.4016 | 19847910.5846 | 2185612.6395 | 20300359.9703 | 76383103.5979 | 24077.0464 | 1452650.6224 | 0 | 46875548.6398 | 121960562.0636 | 83240589.6474 | 372270414.8119 | 3144235.0165 | 32630303.0467 |  | 1478867.319 | 7407781.6792 | 0 | 416931601.8733 |  | 2371373.7057 | 80.7658 | 5162.2276 |  | 115.7617
1 | 4600 | 707 | 0.035 | 15 | 15 | 7 | 3.1623e-09 | 0 | Water | Porous | Wet | R600a | MinimizeLCOE | IgnoreSilica | 277.9823 | 173.3961 | 20.2563 | 4 | 5155.8889 |  | 115.6196 |  | 171.3938 | -3.2617e-05 | 58296327623.3971 | 19885891.2464 | 2189701.9781 | 20343772.3284 | 76569254.033 | 24077.0464 | 1447164.5407 | 0 | 46979345.8574 | 122230621.1321 | 83424910.5108 | 373094738.6732 | 3144235.0165 | 32630303.0467 |  | 1478867.319 | 7407781.6792 | 0 | 417755925.7346 |  | 3162277.6602 | 81.025 | 5155.8889 |  | 115.6196
1 | 4600 | 707 | 0.035 | 15 | 15 | 7 | 4.217e-09 | 0 | Water | Porous | Wet | R600a | MinimizeLCOE | IgnoreSilica | 278.5009 | 173.7242 | 20.3032 | 4 | 5151.1317 |  | 115.5129 |  | 171.3972 | -3.2989e-05 | 58325874072.4486 | 19912822.0866 | 2192601.463 | 20374560.223 | 76701208.6454 | 24077.0464 | 1442523.4217 | 0 | 47052639.2256 | 122421315.4415 | 83555063.2953 | 373676810.8484 | 3144235.0165 | 32630303.0467 |  | 1478867.319 | 7407781.6792 | 0 | 418337997.9098 |  | 4216965.0343 | 81.2128 | 5151.1317 |  | 115.5129
1 | 4600 | 707 | 0.035 | 15 | 15 | 7 | 5.6234e-09 | 0 | Water | Porous | Wet | R600a | MinimizeLCOE | IgnoreSilica | 278.9297 | 173.9954 | 20.3408 | 4 | 5147.5621 |  | 115.4328 |  | 171.3999 | -3.2771e-05 | 58354675312.1155 | 19935076.379 | 2194997.3687 | 20400005.3048 | 76810335.9729 | 24077.0464 | 1439610.2848 | 0 | 47113599.9191 | 122579922.6613 | 83663315.9819 | 374160940.9188 | 3144235.0165 | 32630303.0467 |  | 1478867.319 | 7407781.6792 | 0 | 418822127.9802 |  | 5623413.2519 | 81.3632 | 5147.5621 |  | 115.4328
1 | 4600 | 707 | 0.035 | 15 | 15 | 7 | 7.4989e-09 | 0 | Water | Porous | Wet | R600a | MinimizeLCOE | IgnoreSilica | 279.2346 | 174.1883 | 20.368 | 4 | 5144.8841 |  | 115.3728 |  | 171.4019 | -3.2599e-05 | 58372801542.3281 | 19950894.7833 | 2196700.3394 | 20418093.6601 | 76887879.8484 | 24077.0464 | 1437146.8633 | 0 | 47156769.0909 | 122692239.9912 | 83739974.8674 | 374503776.4903 | 3144235.0165 | 32630303.0467 |  | 1478867.319 | 7407781.6792 | 0 | 419164963.5517 |  | 7498942.0933 | 81.4722 | 5144.8841 |  | 115.3728
1 | 4600 | 707 | 0.035 | 15 | 15 | 7 | 1e-08 | 0 | Water | Porous | Wet | R600a | MinimizeLCOE | IgnoreSilica | 279.4561 | 174.3285 | 20.3881 | 4 | 5142.8752 |  | 115.3277 |  | 171.4034 | -3.2467e-05 | 58388839069.6328 | 19962386.1832 | 2197937.452 | 20431235.0884 | 76944201.6291 | 24077.0464 | 1435177.5105 | 0 | 47188055.8147 | 122773641.6287 | 83795533.1576 | 374752245.5106 | 3144235.0165 | 32630303.0467 |  | 1478867.319 | 7407781.6792 | 0 | 419413432.5719 |  | 10000000 | 81.5523 | 5142.8752 |  | 115.3277
1 | 4700 | 707 | 0.035 | 15 | 15 | 7 | 1e-13 | 0 | Water | Porous | Wet | R600a | MinimizeLCOE | IgnoreSilica | 0.69538 | 0.12138 | 0.0010736 | 4 | 10865402.0395 |  | 243653.9967 |  | 99.2378 | -4.9267e-05 | 6524186887.1366 | 79885.8138 | 4846.8749 | 64249.6917 | 51108.1893 | 24077.0464 | 52832.8147 | 0 | 108030.168 | 281072.337 | 191837.6455 | 857940.5812 | 3144235.0165 | 33581680.4266 |  | 1478867.319 | 7598057.1552 | 0 | 46660780.4985 |  | 100 | 0.0042944 | 10865402.0395 |  | 243653.9967
1 | 4700 | 707 | 0.035 | 15 | 15 | 7 | 1.3335e-13 | 0 | Water | Porous | Wet | R600a | MinimizeLCOE | IgnoreSilica | 0.91949 | 0.2032 | 0.0063092 | 4 | 1861422.6502 |  | 41741.95 |  | 111.9686 | -5.4373e-05 | 14683941729.8422 | 123524.8871 | 8047.9258 | 96196.0139 | 66023.5996 | 24077.0464 | 61049.6375 | 0 | 147778.453 | 384489.2212 | 262421.7939 | 1173608.5783 | 3144235.0165 | 33581680.4266 |  | 1478867.319 | 7598057.1552 | 0 | 46976448.4956 |  | 133.3521 | 0.025237 | 1861422.6502 |  | 41741.95
1 | 4700 | 707 | 0.035 | 15 | 15 | 7 | 1.7783e-13 | 0 | Water | Porous | Wet | R600a | MinimizeLCOE | IgnoreSilica | 1.1973 | 0.317 | 0.015171 | 4 | 780705.5673 |  | 17507.1324 |  | 122.9468 | -5.8635e-05 | 22277070954.2357 | 178767.8353 | 12409.8715 | 136296.0179 | 86655.8518 | 24077.0464 | 69489.5793 | 0 | 198001.5188 | 515159.3363 | 351606.8325 | 1572463.8896 | 3144235.0165 | 33581680.4266 |  | 1478867.319 | 7598057.1552 | 0 | 47375303.8069 |  | 177.8279 | 0.060683 | 780705.5673 |  | 17507.1324
1 | 4700 | 707 | 0.035 | 15 | 15 | 7 | 2.3714e-13 | 0 | Water | Porous | Wet | R600a | MinimizeLCOE | IgnoreSilica | 1.5483 | 0.47295 | 0.028902 | 4 | 414167.6807 |  | 9287.6095 |  | 132.3719 | -6.2245e-05 | 28938178739.1969 | 248000.6879 | 18242.7066 | 186517.2274 | 115389.1515 | 24077.0464 | 78600.6079 | 0 | 261622.6968 | 680688.5909 | 464583.95 | 2077722.6655 | 3144235.0165 | 33581680.4266 |  | 1478867.319 | 7598057.1552 | 0 | 47880562.5828 |  | 237.1374 | 0.11561 | 414167.6807 |  | 9287.6095
1 | 4700 | 707 | 0.035 | 15 | 15 | 7 | 3.1623e-13 | 0 | Water | Porous | Wet | R600a | MinimizeLCOE | IgnoreSilica | 2.0114 | 0.69097 | 0.049609 | 4 | 244628.2066 |  | 5485.728 |  | 140.5869 | -6.6242e-05 | 34637508919.8009 | 336828.4265 | 26193.9607 | 251147.9402 | 156806.1839 | 24077.0464 | 89809.3559 | 0 | 345096.5363 | 897870.3984 | 612814.9963 | 2740644.8446 | 3144235.0165 | 33581680.4266 |  | 1478867.319 | 7598057.1552 | 0 | 48543484.7619 |  | 316.2278 | 0.19844 | 244628.2066 |  | 5485.728
1 | 4700 | 707 | 0.035 | 15 | 15 | 7 | 4.217e-13 | 0 | Water | Porous | Wet | R600a | MinimizeLCOE | IgnoreSilica | 2.6155 | 0.98682 | 0.079731 | 4 | 154874.9984 |  | 3473.0342 |  | 147.4713 | -6.9621e-05 | 39605587309.2312 | 447999.2161 | 36773.3043 | 332254.7412 | 215334.29 | 24077.0464 | 102782.3177 | 0 | 452096.1572 | 1176261.4632 | 802822.6184 | 3590401.1546 | 3144235.0165 | 33581680.4266 |  | 1478867.319 | 7598057.1552 | 0 | 49393241.0719 |  | 421.6965 | 0.31892 | 154874.9984 |  | 3473.0342
1 | 4700 | 707 | 0.035 | 15 | 15 | 7 | 5.6234e-13 | 0 | Water | Porous | Wet | R600a | MinimizeLCOE | IgnoreSilica | 3.4049 | 1.3814 | 0.12237 | 4 | 103127.5346 |  | 2312.6099 |  | 153.1311 | -7.2868e-05 | 43854206153.5928 | 586263.3048 | 50906.2585 | 432675.0475 | 297271.2048 | 24077.0464 | 118426.8912 | 0 | 588751.7038 | 1531811.1636 | 1045492.5948 | 4675675.2154 | 3144235.0165 | 33581680.4266 |  | 1478867.319 | 7598057.1552 | 0 | 50478515.1328 |  | 562.3413 | 0.48948 | 103127.5346 |  | 2312.6099
1 | 4700 | 707 | 0.035 | 15 | 15 | 7 | 7.4989e-13 | 0 | Water | Porous | Wet | R600a | MinimizeLCOE | IgnoreSilica | 4.4721 | 1.8826 | 0.19899 | 4 | 65524.0933 |  | 1469.3618 |  | 157.8317 | -7.5053e-05 | 366789829466.7897 | 805044.7521 | 91459.556 | 545859.2249 | 447421.8283 | 24077.0464 | 137045.7315 | 0 | 799854.1742 | 2081056.4887 | 1420363.815 | 6352182.6171 | 3144235.0165 | 33581680.4266 |  | 1478867.319 | 7598057.1552 | 0 | 52155022.5344 |  | 749.8942 | 0.79597 | 65524.0933 |  | 1469.3618
1 | 4700 | 707 | 0.035 | 15 | 15 | 7 | 1e-12 | 0 | Water | Porous | Wet | R600a | MinimizeLCOE | IgnoreSilica | 4.5944 | 2.6057 | 0.28493 | 4 | 50975.7008 |  | 1143.1177 |  | 158.2401 | -7.5228e-05 | 139475125207.7598 | 1014384.5823 | 123788.2549 | 707262.7003 | 1961042.0452 | 24077.0464 | 138864.4138 | 0 | 1548073.4267 | 4027769.5029 | 2749035.4481 | 12294297.4206 | 3144235.0165 | 33581680.4266 |  | 1478867.319 | 7598057.1552 | 0 | 58097137.3379 |  | 1000 | 1.1397 | 50975.7008 |  | 1143.1177
1 | 4700 | 707 | 0.035 | 15 | 15 | 7 | 1.3335e-12 | 0 | Water | Porous | Wet | R600a | MinimizeLCOE | IgnoreSilica | 5.9459 | 3.4727 | 0.38371 | 4 | 39995.8751 |  | 896.8978 |  | 161.6956 | -7.8623e-05 | 60923975917.4263 | 1242196.0927 | 148270.2318 | 890167.5312 | 2564497.6085 | 24077.0464 | 162545.788 | 0 | 1962384.1764 | 5105721.0867 | 3484759.5538 | 15584619.1154 | 3144235.0165 | 33581680.4266 |  | 1478867.319 | 7598057.1552 | 0 | 61387459.0327 |  | 1333.5214 | 1.5348 | 39995.8751 |  | 896.8978
1 | 4700 | 707 | 0.035 | 15 | 15 | 7 | 1.7783e-12 | 0 | Water | Porous | Wet | R600a | MinimizeLCOE | IgnoreSilica | 7.671 | 4.5803 | 0.50987 | 4 | 32023.5517 |  | 718.1204 |  | 164.4096 | -8.0504e-05 | 60306422375.9087 | 1508523.8923 | 176551.2914 | 1111085.8057 | 3289740.0471 | 24077.0464 | 188828.4199 | 0 | 2456534.5361 | 6391398.9584 | 4362261.1192 | 19509001.1164 | 3144235.0165 | 33581680.4266 |  | 1478867.319 | 7598057.1552 | 0 | 65311841.0337 |  | 1778.2794 | 2.0395 | 32023.5517 |  | 718.1204
1 | 4700 | 707 | 0.035 | 15 | 15 | 7 | 2.3714e-12 | 0 | Water | Porous | Wet | R600a | MinimizeLCOE | IgnoreSilica | 9.9368 | 6.0379 | 0.67516 | 4 | 26023.3911 |  | 583.5682 |  | 166.5876 | -8.1941e-05 | 60594928791.0327 | 1830308.6693 | 210443.4627 | 1386276.7265 | 4231154.1514 | 24077.0464 | 220414.6128 | 0 | 3082043.1209 | 8018843.9866 | 5473025.7916 | 24476587.5682 | 3144235.0165 | 33581680.4266 |  | 1478867.319 | 7598057.1552 | 0 | 70279427.4855 |  | 2371.3737 | 2.7006 | 26023.3911 |  | 583.5682
1 | 4700 | 707 | 0.035 | 15 | 15 | 7 | 3.1623e-12 | 0 | Water | Porous | Wet | R600a | MinimizeLCOE | IgnoreSilica | 13.2347 | 8.0666 | 0.903 | 4 | 20194.5989 |  | 452.859 |  | 168.4567 | -8.3491e-05 | 59918153513.5088 | 2243612.3812 | 255687.9075 | 1748045.9205 | 4227920.0889 | 24077.0464 | 263229.7623 | 0 | 3417403.5116 | 8891382.9313 | 6068551.5503 | 27139911.0999 | 3144235.0165 | 33581680.4266 |  | 1478867.319 | 7598057.1552 | 0 | 72942751.0172 |  | 3162.2777 | 3.612 | 20194.5989 |  | 452.859
1 | 4700 | 707 | 0.035 | 15 | 15 | 7 | 4.217e-12 | 0 | Water | Porous | Wet | R600a | MinimizeLCOE | IgnoreSilica | 17.3226 | 10.6713 | 1.1969 | 4 | 16499.9028 |  | 370.0063 |  | 169.8039 | -8.4437e-05 | 60183761594.755 | 2734201.4871 | 311025.9945 | 2186622.6809 | 5149692.9939 | 24077.0464 | 311395.0433 | 0 | 4179635.9459 | 10874555.3701 | 7422107.4899 | 33193314.0519 | 3144235.0165 | 33581680.4266 |  | 1478867.319 | 7598057.1552 | 0 | 78996153.9692 |  | 4216.965 | 4.7877 | 16499.9028 |  | 370.0063
1 | 4700 | 707 | 0.035 | 15 | 15 | 7 | 5.6234e-12 | 0 | Water | Porous | Wet | R600a | MinimizeLCOE | IgnoreSilica | 22.7502 | 14.1312 | 1.5872 | 4 | 13693.4132 |  | 307.0715 |  | 170.8557 | -8.5237e-05 | 60380266500.7698 | 3335304.2757 | 378597.4834 | 2737424.4849 | 6435122.14 | 24077.0464 | 370403.2456 | 0 | 5179562.1836 | 13476158.3275 | 9197754.9659 | 41134404.1529 | 3144235.0165 | 33581680.4266 |  | 1478867.319 | 7598057.1552 | 0 | 86937244.0702 |  | 5623.4133 | 6.3488 | 13693.4132 |  | 307.0715
1 | 4700 | 707 | 0.035 | 15 | 15 | 7 | 7.4989e-12 | 0 | Water | Porous | Wet | R600a | MinimizeLCOE | IgnoreSilica | 29.9025 | 18.692 | 2.1019 | 4 | 11556.2212 |  | 259.1454 |  | 171.6665 | -8.5741e-05 | 60501912124.6279 | 4066426.7875 | 460488.0799 | 3423925.4214 | 8165537.9599 | 24077.0464 | 441562.0969 | 0 | 6466986.7828 | 16825773.0475 | 11483935.84 | 51358713.0623 | 3144235.0165 | 33581680.4266 |  | 1478867.319 | 7598057.1552 | 0 | 97161552.9796 |  | 7498.9421 | 8.4077 | 11556.2212 |  | 259.1454
1 | 4700 | 707 | 0.035 | 15 | 15 | 7 | 1e-11 | 0 | Water | Porous | Wet | R600a | MinimizeLCOE | IgnoreSilica | 39.3178 | 24.6973 | 2.7795 | 4 | 9917.1284 |  | 222.3892 |  | 172.2908 | -8.61e-05 | 60569039745.1609 | 4955191.978 | 559662.1059 | 4278779.3436 | 10465394.2353 | 24077.0464 | 527855.7984 | 0 | 8116274.598 | 21116881.6271 | 14412705.619 | 64456822.3517 | 3144235.0165 | 33581680.4266 |  | 1478867.319 | 7598057.1552 | 0 | 110259662.269 |  | 10000 | 11.1181 | 9917.1284 |  | 222.3892
1 | 4700 | 707 | 0.035 | 15 | 15 | 7 | 1.3335e-11 | 0 | Water | Porous | Wet | R600a | MinimizeLCOE | IgnoreSilica | 51.5562 | 32.5055 | 3.6608 | 4 | 8660.0277 |  | 194.199 |  | 172.7691 | -8.6195e-05 | 60580038491.5337 | 6023070.1696 | 678350.9473 | 5330460.2395 | 13467485.1699 | 24077.0464 | 630760.996 | 0 | 10200139.7818 | 26538671.3759 | 18113188.5292 | 81006204.2556 | 3144235.0165 | 33581680.4266 |  | 1478867.319 | 7598057.1552 | 0 | 126809044.173 |  | 13335.2143 | 14.643 | 8660.0277 |  | 194.199
1 | 4700 | 707 | 0.035 | 15 | 15 | 7 | 1.7783e-11 | 0 | Water | Porous | Wet | R600a | MinimizeLCOE | IgnoreSilica | 67.2178 | 42.5011 | 4.789 | 4 | 7694.9204 |  | 172.5567 |  | 173.1373 | -8.6018e-05 | 60513118546.0318 | 7288568.6357 | 818411.7329 | 6605710.8765 | 17315261.1868 | 24077.0464 | 751912.4734 | 0 | 12793537.3611 | 33286159.8983 | 22718488.0927 | 101602127.3037 | 3144235.0165 | 33581680.4266 |  | 1478867.319 | 7598057.1552 | 0 | 147404967.221 |  | 17782.7941 | 19.1561 | 7694.9204 |  | 172.5567
1 | 4700 | 707 | 0.035 | 15 | 15 | 7 | 2.3714e-11 | 0 | Water | Porous | Wet | R600a | MinimizeLCOE | IgnoreSilica | 86.7185 | 54.9535 | 6.1951 | 4 | 6955.8312 |  | 155.9828 |  | 173.425 | -8.5475e-05 | 60347719663.4387 | 8752042.7803 | 979689.1999 | 8113262.5647 | 22103721.1145 | 24077.0464 | 890853.6843 | 0 | 15936822.0921 | 41464341.9919 | 28300265.4165 | 126565075.8904 | 3144235.0165 | 33581680.4266 |  | 1478867.319 | 7598057.1552 | 0 | 172367915.8078 |  | 23713.7371 | 24.7803 | 6955.8312 |  | 155.9828
1 | 4700 | 707 | 0.035 | 15 | 15 | 7 | 3.1623e-11 | 0 | Water | Porous | Wet | R600a | MinimizeLCOE | IgnoreSilica | 110.0675 | 69.875 | 7.8804 | 4 | 6392.4091 |  | 143.3482 |  | 173.657 | -8.4505e-05 | 60047575634.444 | 10386793.8604 | 1159089.9675 | 9832343.5999 | 27822168.961 | 24077.0464 | 1044867.6402 | 0 | 19605043.0194 | 51008300.3892 | 34814213.1314 | 155696897.6153 | 3144235.0165 | 33581680.4266 |  | 1478867.319 | 7598057.1552 | 0 | 201499737.5326 |  | 31622.7766 | 31.5217 | 6392.4091 |  | 143.3482
1 | 4700 | 707 | 0.035 | 15 | 15 | 7 | 4.217e-11 | 0 | Water | Porous | Wet | R600a | MinimizeLCOE | IgnoreSilica | 136.5138 | 86.7953 | 9.7926 | 4 | 5966.6122 |  | 133.7998 |  | 173.8526 | -8.3023e-05 | 59593526581.4539 | 12124996.502 | 1349083.7649 | 11694891.895 | 34270088.3558 | 24077.0464 | 1207024.2016 | 0 | 23661363.0886 | 61562013.1435 | 42017338.9433 | 187910876.941 | 3144235.0165 | 33581680.4266 |  | 1478867.319 | 7598057.1552 | 0 | 233713716.8583 |  | 42169.6503 | 39.1703 | 5966.6122 |  | 133.7998
1 | 4700 | 707 | 0.035 | 15 | 15 | 7 | 5.6234e-11 | 0 | Water | Porous | Wet | R600a | MinimizeLCOE | IgnoreSilica | 164.5064 | 104.7321 | 11.8214 | 4 | 5647.9787 |  | 126.6545 |  | 174.0248 | -8.1028e-05 | 58991722013.0482 | 13865877.7085 | 1538676.9421 | 13591365.8474 | 41051969.5955 | 24077.0464 | 1367368.1747 | 0 | 27861340.7727 | 72489493.5436 | 49475568.8537 | 221265738.4845 | 3144235.0165 | 33581680.4266 |  | 1478867.319 | 7598057.1552 | 0 | 267068578.4018 |  | 56234.1325 | 47.2857 | 5647.9787 |  | 126.6545
1 | 4700 | 707 | 0.035 | 15 | 15 | 7 | 7.4989e-11 | 0 | Water | Porous | Wet | R600a | MinimizeLCOE | IgnoreSilica | 192.1358 | 122.4689 | 13.8294 | 4 | 5411.4406 |  | 121.3502 |  | 174.1802 | -7.8685e-05 | 58270911288.7752 | 15506303.4726 | 1716760.6446 | 15403521.5573 | 47693845.5971 | 24077.0464 | 1516716.7554 | 0 | 31925877.7787 | 83064585.0821 | 56693286.125 | 253544974.0592 | 3144235.0165 | 33581680.4266 |  | 1478867.319 | 7598057.1552 | 0 | 299347813.9765 |  | 74989.4209 | 55.3176 | 5411.4406 |  | 121.3502
1 | 4700 | 707 | 0.035 | 15 | 15 | 7 | 1e-10 | 0 | Water | Porous | Wet | R600a | MinimizeLCOE | IgnoreSilica | 217.6199 | 138.8619 | 15.6875 | 4 | 5236.8222 |  | 117.4345 |  | 174.3197 | -7.618e-05 | 57499414765.5288 | 16963792.7397 | 1874562.4668 | 17032010.9383 | 53767490.4441 | 24077.0464 | 1647470.7347 | 0 | 35610667.7043 | 92651652.6142 | 63236656.7102 | 282808381.3986 | 3144235.0165 | 33581680.4266 |  | 1478867.319 | 7598057.1552 | 0 | 328611221.3159 |  | 100000 | 62.7501 | 5236.8222 |  | 117.4345
1 | 4700 | 707 | 0.035 | 15 | 15 | 7 | 1.3335e-10 | 0 | Water | Porous | Wet | R600a | MinimizeLCOE | IgnoreSilica | 239.8831 | 153.2125 | 17.3158 | 4 | 5108.1269 |  | 114.5485 |  | 174.4422 | -6.8472e-05 | 56736886625.5901 | 18200366.6084 | 2008156.9014 | 18426156.5162 | 59027768.6105 | 24077.0464 | 1757101.6296 | 0 | 38783014.6519 | 100905448.634 | 68870042.0924 | 308002132.6908 | 3144235.0165 | 33581680.4266 |  | 1478867.319 | 7598057.1552 | 0 | 353804972.6081 |  | 133352.1432 | 69.2632 | 5108.1269 |  | 114.5485
1 | 4700 | 707 | 0.035 | 15 | 15 | 7 | 1.7783e-10 | 0 | Water | Porous | Wet | R600a | MinimizeLCOE | IgnoreSilica | 250.487 | 160.0563 | 18.227 | 4 | 5011.9346 |  | 112.3914 |  | 174.4999 | -5.9402e-05 | 57415293878.2418 | 18778548.0617 | 2070535.0029 | 19081720.8542 | 61520221.6711 | 24077.0464 | 1715377.7539 | 0 | 40244287.3522 | 104707380.4519 | 71464938.68 | 319607086.8743 | 3144235.0165 | 33581680.4266 |  | 1478867.319 | 7598057.1552 | 0 | 365409926.7916 |  | 177827.941 | 72.908 | 5011.9346 |  | 112.3914
1 | 4700 | 707 | 0.035 | 15 | 15 | 7 | 2.3714e-10 | 0 | Water | Porous | Wet | R600a | MinimizeLCOE | IgnoreSilica | 258.6519 | 165.3304 | 18.9444 | 4 | 4938.9875 |  | 110.7556 |  | 174.5447 | -5.2312e-05 | 57981229704.8573 | 19219406.4659 | 2118062.0984 | 19583110.1345 | 63432436.4477 | 24077.0464 | 1672207.7933 | 0 | 41359226.9946 | 107608224.6961 | 73444824.483 | 328461576.1599 | 3144235.0165 | 33581680.4266 |  | 1478867.319 | 7598057.1552 | 0 | 374264416.0773 |  | 237137.3706 | 75.7776 | 4938.9875 |  | 110.7556
1 | 4700 | 707 | 0.035 | 15 | 15 | 7 | 3.1623e-10 | 0 | Water | Porous | Wet | R600a | MinimizeLCOE | IgnoreSilica | 265.0003 | 169.4342 | 19.5086 | 4 | 4883.8408 |  | 109.5189 |  | 174.5798 | -4.6349e-05 | 58418003725.1303 | 19559705.3919 | 2154727.6162 | 19971016.3913 | 64914901.278 | 24077.0464 | 1634011.3842 | 0 | 42220791.2521 | 109849838.1628 | 74974771.7346 | 335303840.2575 | 3144235.0165 | 33581680.4266 |  | 1478867.319 | 7598057.1552 | 0 | 381106680.1748 |  | 316227.766 | 78.0342 | 4883.8408 |  | 109.5189
1 | 4700 | 707 | 0.035 | 15 | 15 | 7 | 4.217e-10 | 0 | Water | Porous | Wet | R600a | MinimizeLCOE | IgnoreSilica | 269.8434 | 172.5666 | 19.9442 | 4 | 4842.242 |  | 108.5861 |  | 174.6069 | -4.1985e-05 | 58763743516.8613 | 19817910.0312 | 2182536.0413 | 20265848.5356 | 66043097.3232 | 24077.0464 | 1601008.5138 | 0 | 42874446.2216 | 111550514.3105 | 76135518.1508 | 340494956.1742 | 3144235.0165 | 33581680.4266 |  | 1478867.319 | 7598057.1552 | 0 | 386297796.0915 |  | 421696.5034 | 79.7766 | 4842.242 |  | 108.5861
1 | 4700 | 707 | 0.035 | 15 | 15 | 7 | 5.6234e-10 | 0 | Water | Porous | Wet | R600a | MinimizeLCOE | IgnoreSilica | 273.5124 | 174.9451 | 20.277 | 4 | 4810.8286 |  | 107.8817 |  | 174.6307 | -4.0386e-05 | 59016481529.0974 | 20013091.4639 | 2203550.2161 | 20489002.916 | 66889199.4994 | 24077.0464 | 1574250.8098 | 0 | 43365337.0611 | 112827711.5792 | 77007231.5304 | 344393452.1222 | 3144235.0165 | 33581680.4266 |  | 1478867.319 | 7598057.1552 | 0 | 390196292.0395 |  | 562341.3252 | 81.1079 | 4810.8286 |  | 107.8817
1 | 4700 | 707 | 0.035 | 15 | 15 | 7 | 7.4989e-10 | 0 | Water | Porous | Wet | R600a | MinimizeLCOE | IgnoreSilica | 276.287 | 176.7446 | 20.5306 | 4 | 4787.1809 |  | 107.3514 |  | 174.6489 | -3.8621e-05 | 59210815298.333 | 20160262.6629 | 2219391.5935 | 20657427.4122 | 67527971.4011 | 24077.0464 | 1552564.9306 | 0 | 43735261.0682 | 113790177.9638 | 77664134.6147 | 347331268.6934 | 3144235.0165 | 33581680.4266 |  | 1478867.319 | 7598057.1552 | 0 | 393134108.6107 |  | 749894.2093 | 82.1223 | 4787.1809 |  | 107.3514
1 | 4700 | 707 | 0.035 | 15 | 15 | 7 | 1e-09 | 0 | Water | Porous | Wet | R600a | MinimizeLCOE | IgnoreSilica | 278.389 | 178.1082 | 20.7235 | 4 | 4769.3969 |  | 106.9526 |  | 174.6628 | -3.7287e-05 | 59358669337.2386 | 20271512.1081 | 2231364.2399 | 20784833.8744 | 68011277.5878 | 24077.0464 | 1535479.7339 | 0 | 44014832.3903 | 114517565.196 | 78160591.3469 | 349551533.5236 | 3144235.0165 | 33581680.4266 |  | 1478867.319 | 7598057.1552 | 0 | 395354373.441 |  | 1000000 | 82.894 | 4769.3969 |  | 106.9526
1 | 4700 | 707 | 0.035 | 15 | 15 | 7 | 1.3335e-09 | 0 | Water | Porous | Wet | R600a | MinimizeLCOE | IgnoreSilica | 279.9702 | 179.1342 | 20.8693 | 4 | 4756.0322 |  | 106.6529 |  | 174.6732 | -3.6982e-05 | 59471311508.7636 | 20355060.0407 | 2240354.4456 | 20880567.0549 | 68374473.0783 | 24077.0464 | 1522076.1215 | 0 | 44224677.0371 | 115063537.9219 | 78533228.9509 | 351218051.6973 | 3144235.0165 | 33581680.4266 |  | 1478867.319 | 7598057.1552 | 0 | 397020891.6146 |  | 1333521.4322 | 83.4773 | 4756.0322 |  | 106.6529
1 | 4700 | 707 | 0.035 | 15 | 15 | 7 | 1.7783e-09 | 0 | Water | Porous | Wet | R600a | MinimizeLCOE | IgnoreSilica | 281.1734 | 179.9151 | 20.9802 | 4 | 4745.9941 |  | 106.4278 |  | 174.6812 | -3.6224e-05 | 59554555078.2231 | 20418554.6938 | 2247186.12 | 20953351.5988 | 68650648.0016 | 24077.0464 | 1511912.9455 | 0 | 44384234.8584 | 115478674.643 | 78816568.2933 | 352485208.2007 | 3144235.0165 | 33581680.4266 |  | 1478867.319 | 7598057.1552 | 0 | 398288048.118 |  | 1778279.41 | 83.9209 | 4745.9941 |  | 106.4278
1 | 4700 | 707 | 0.035 | 15 | 15 | 7 | 2.3714e-09 | 0 | Water | Porous | Wet | R600a | MinimizeLCOE | IgnoreSilica | 282.0749 | 180.5002 | 21.0636 | 4 | 4738.4577 |  | 106.2588 |  | 174.6872 | -3.5652e-05 | 59617994452.1396 | 20466082.3016 | 2252299.439 | 21007849.5068 | 68857442.1738 | 24077.0464 | 1504059.8286 | 0 | 44503606.0156 | 115789253.9077 | 79028545.0232 | 353433215.2428 | 3144235.0165 | 33581680.4266 |  | 1478867.319 | 7598057.1552 | 0 | 399236055.1601 |  | 2371373.7057 | 84.2544 | 4738.4577 |  | 106.2588
1 | 4700 | 707 | 0.035 | 15 | 15 | 7 | 3.1623e-09 | 0 | Water | Porous | Wet | R600a | MinimizeLCOE | IgnoreSilica | 282.7593 | 180.9445 | 21.1268 | 4 | 4732.8011 |  | 106.1319 |  | 174.6917 | -3.5225e-05 | 59664720626.7401 | 20502140.2869 | 2256178.562 | 21049205.11 | 69014384.3768 | 24077.0464 | 1498176.749 | 0 | 44594223.2311 | 116025021.3144 | 79189461.1229 | 354152867.7995 | 3144235.0165 | 33581680.4266 |  | 1478867.319 | 7598057.1552 | 0 | 399955707.7168 |  | 3162277.6602 | 84.5072 | 4732.8011 |  | 106.1319
1 | 4700 | 707 | 0.035 | 15 | 15 | 7 | 4.217e-09 | 0 | Water | Porous | Wet | R600a | MinimizeLCOE | IgnoreSilica | 283.254 | 181.2657 | 21.1732 | 4 | 4728.5565 |  | 106.0367 |  | 174.695 | -3.4894e-05 | 59702998944.8944 | 20528192.7511 | 2258981.1706 | 21079090.2404 | 69127769.9567 | 24077.0464 | 1493406.3883 | 0 | 44659491.8459 | 116194836.8616 | 79305363.7232 | 354671209.9841 | 3144235.0165 | 33581680.4266 |  | 1478867.319 | 7598057.1552 | 0 | 400474049.9014 |  | 4216965.0343 | 84.6927 | 4728.5565 |  | 106.0367
1 | 4700 | 707 | 0.035 | 15 | 15 | 7 | 5.6234e-09 | 0 | Water | Porous | Wet | R600a | MinimizeLCOE | IgnoreSilica | 283.6413 | 181.5171 | 21.209 | 4 | 4725.3718 |  | 105.9653 |  | 174.6976 | -3.4654e-05 | 59729254221.6687 | 20548578.9904 | 2261174.1624 | 21102478.5215 | 69216533.3738 | 24077.0464 | 1490042.6379 | 0 | 44710725.0456 | 116328135.1378 | 79396342.5357 | 355078087.4514 | 3144235.0165 | 33581680.4266 |  | 1478867.319 | 7598057.1552 | 0 | 400880927.3687 |  | 5623413.2519 | 84.8358 | 4725.3718 |  | 105.9653
1 | 4700 | 707 | 0.035 | 15 | 15 | 7 | 7.4989e-09 | 0 | Water | Porous | Wet | R600a | MinimizeLCOE | IgnoreSilica | 283.9339 | 181.7071 | 21.236 | 4 | 4722.9828 |  | 105.9117 |  | 174.6995 | -3.4474e-05 | 59748676049.9644 | 20563978.8916 | 2262830.7226 | 21120147.9025 | 69283596.3734 | 24077.0464 | 1487532.1024 | 0 | 44749443.5852 | 116428872.8356 | 79465098.0844 | 355385577.5443 | 3144235.0165 | 33581680.4266 |  | 1478867.319 | 7598057.1552 | 0 | 401188417.4616 |  | 7498942.0933 | 84.9439 | 4722.9828 |  | 105.9117
1 | 4700 | 707 | 0.035 | 15 | 15 | 7 | 1e-08 | 0 | Water | Porous | Wet | R600a | MinimizeLCOE | IgnoreSilica | 284.136 | 181.8383 | 21.2552 | 4 | 4721.1908 |  | 105.8716 |  | 174.7009 | -3.4331e-05 | 59766066497.5597 | 20574610.9948 | 2263974.3927 | 21132347.7182 | 69329873.5044 | 24077.0464 | 1485366.2387 | 0 | 44775997.4591 | 116497960.5686 | 79512251.8818 | 355596459.8045 | 3144235.0165 | 33581680.4266 |  | 1478867.319 | 7598057.1552 | 0 | 401399299.7218 |  | 10000000 | 85.0208 | 4721.1908 |  | 105.8716
1 | 4800 | 707 | 0.035 | 15 | 15 | 7 | 1e-13 | 0 | Water | Porous | Wet | R600a | MinimizeLCOE | IgnoreSilica | 0.71482 | 0.13004 | 0.0017008 | 4 | 7033685.9008 |  | 157728.6947 |  | 101.3405 | -4.9866e-05 | 8343744701.7755 | 84960.699 | 5214.4823 | 67794.5787 | 52624.9966 | 24077.0464 | 53453.6092 | 0 | 112368.9107 | 292360.8557 | 199542.2914 | 892397.47 | 3144235.0165 | 34544777.9883 |  | 1478867.319 | 7790676.6675 | 0 | 47850954.4613 |  | 100 | 0.0068031 | 7033685.9008 |  | 157728.6947
1 | 4800 | 707 | 0.035 | 15 | 15 | 7 | 1.3335e-13 | 0 | Water | Porous | Wet | R600a | MinimizeLCOE | IgnoreSilica | 0.93431 | 0.21304 | 0.0073979 | 4 | 1627708.4824 |  | 36500.9666 |  | 113.7978 | -5.4191e-05 | 16929144494.5642 | 129008.7783 | 8491.0211 | 99784.5978 | 67671.942 | 24077.0464 | 60865.9241 | 0 | 152060.7308 | 395630.8295 | 270026.1706 | 1207617.0405 | 3144235.0165 | 34544777.9883 |  | 1478867.319 | 7790676.6675 | 0 | 48166174.0319 |  | 133.3521 | 0.029591 | 1627708.4824 |  | 36500.9666
1 | 4800 | 707 | 0.035 | 15 | 15 | 7 | 1.7783e-13 | 0 | Water | Porous | Wet | R600a | MinimizeLCOE | IgnoreSilica | 1.2121 | 0.33073 | 0.016984 | 4 | 714990.2587 |  | 16033.4826 |  | 124.8776 | -5.8272e-05 | 25006300204.5763 | 186022.3977 | 13059.7707 | 140815.8181 | 88986.7345 | 24077.0464 | 68893.2536 | 0 | 203523.4582 | 529526.2898 | 361412.5734 | 1616317.3424 | 3144235.0165 | 34544777.9883 |  | 1478867.319 | 7790676.6675 | 0 | 48574874.3337 |  | 177.8279 | 0.067938 | 714990.2587 |  | 16033.4826
1 | 4800 | 707 | 0.035 | 15 | 15 | 7 | 2.3714e-13 | 0 | Water | Porous | Wet | R600a | MinimizeLCOE | IgnoreSilica | 1.5826 | 0.50134 | 0.032394 | 4 | 379133.5327 |  | 8501.9772 |  | 134.8729 | -6.3106e-05 | 32144275346.0159 | 261615.4127 | 19554.5558 | 195085.9357 | 120571.7002 | 24077.0464 | 78885.3614 | 0 | 272918.1047 | 710076.9253 | 484642.0921 | 2167427.1342 | 3144235.0165 | 34544777.9883 |  | 1478867.319 | 7790676.6675 | 0 | 49125984.1256 |  | 237.1374 | 0.12957 | 379133.5327 |  | 8501.9772
1 | 4800 | 707 | 0.035 | 15 | 15 | 7 | 3.1623e-13 | 0 | Water | Porous | Wet | R600a | MinimizeLCOE | IgnoreSilica | 2.0625 | 0.73598 | 0.055488 | 4 | 224540.0531 |  | 5035.256 |  | 143.3407 | -6.7728e-05 | 38397269139.5154 | 357084.5514 | 28337.2065 | 263615.503 | 165720.9822 | 24077.0464 | 90490.1638 | 0 | 362436.9268 | 942986.5374 | 643607.6882 | 2878356.6057 | 3144235.0165 | 34544777.9883 |  | 1478867.319 | 7790676.6675 | 0 | 49836913.597 |  | 316.2278 | 0.22195 | 224540.0531 |  | 5035.256
1 | 4800 | 707 | 0.035 | 15 | 15 | 7 | 4.217e-13 | 0 | Water | Porous | Wet | R600a | MinimizeLCOE | IgnoreSilica | 2.6692 | 1.0441 | 0.088307 | 4 | 143595.8469 |  | 3220.1019 |  | 150.2248 | -7.1102e-05 | 43852292718.0879 | 473391.9652 | 39843.8898 | 346781.8008 | 228057.406 | 24077.0464 | 103050.8966 | 0 | 473929.1719 | 1233066.489 | 841593.2157 | 3763791.8814 | 3144235.0165 | 34544777.9883 |  | 1478867.319 | 7790676.6675 | 0 | 50722348.8727 |  | 421.6965 | 0.35323 | 143595.8469 |  | 3220.1019
1 | 4800 | 707 | 0.035 | 15 | 15 | 7 | 5.6234e-13 | 0 | Water | Porous | Wet | R600a | MinimizeLCOE | IgnoreSilica | 3.4975 | 1.4677 | 0.13702 | 4 | 94707.4125 |  | 2123.7907 |  | 156.1247 | -7.5156e-05 | 49837990051.9902 | 625775.897 | 56694.7376 | 452592.1588 | 319616.8345 | 24077.0464 | 119601.7518 | 0 | 623359.7862 | 1621854.295 | 1106948.8821 | 4950521.3894 | 3144235.0165 | 34544777.9883 |  | 1478867.319 | 7790676.6675 | 0 | 51909078.3807 |  | 562.3413 | 0.5481 | 94707.4125 |  | 2123.7907
1 | 4800 | 707 | 0.035 | 15 | 15 | 7 | 7.4989e-13 | 0 | Water | Porous | Wet | R600a | MinimizeLCOE | IgnoreSilica | 3.8459 | 1.7426 | 0.19221 | 4 | 68997.5207 |  | 1547.2526 |  | 157.9131 | -6.1891e-05 | 803753862605.3064 | 765019.1286 | 89558.4029 | 512873.1681 | 464179.3142 | 24077.0464 | 110225.8191 | 0 | 766713.8229 | 1994832.0927 | 1361513.8929 | 6088992.6879 | 3144235.0165 | 34544777.9883 |  | 1478867.319 | 7790676.6675 | 0 | 53047549.6792 |  | 749.8942 | 0.76883 | 68997.5207 |  | 1547.2526
1 | 4800 | 707 | 0.035 | 15 | 15 | 7 | 1e-12 | 0 | Water | Porous | Wet | R600a | MinimizeLCOE | IgnoreSilica | 4.7474 | 2.7654 | 0.30534 | 4 | 48943.7882 |  | 1097.5525 |  | 161.3955 | -7.8648e-05 | 61967898210.7214 | 1058449.957 | 126662.5362 | 741879.8709 | 2046090.4193 | 24077.0464 | 141641.0845 | 0 | 1614132.3565 | 4199641.2876 | 2866341.4728 | 12818916.0312 | 3144235.0165 | 34544777.9883 |  | 1478867.319 | 7790676.6675 | 0 | 59777473.0225 |  | 1000 | 1.2213 | 48943.7882 |  | 1097.5525
1 | 4800 | 707 | 0.035 | 15 | 15 | 7 | 1.3335e-12 | 0 | Water | Porous | Wet | R600a | MinimizeLCOE | IgnoreSilica | 6.0728 | 3.636 | 0.40534 | 4 | 38808.0308 |  | 870.2606 |  | 164.7396 | -8.0703e-05 | 62546386508.339 | 1282082.4663 | 149825.2809 | 923729.4781 | 2611852.2482 | 24077.0464 | 162676.7316 | 0 | 2010154.8681 | 5230010.6273 | 3569589.7191 | 15963998.4659 | 3144235.0165 | 34544777.9883 |  | 1478867.319 | 7790676.6675 | 0 | 62922555.4572 |  | 1333.5214 | 1.6214 | 38808.0308 |  | 870.2606
1 | 4800 | 707 | 0.035 | 15 | 15 | 7 | 1.7783e-12 | 0 | Water | Porous | Wet | R600a | MinimizeLCOE | IgnoreSilica | 7.9754 | 4.8308 | 0.54053 | 4 | 29984.5191 |  | 672.3955 |  | 167.6744 | -8.2938e-05 | 61324081969.9045 | 1563014.7918 | 178840.6525 | 1159853.9014 | 2653272.5177 | 24077.0464 | 191019.1577 | 0 | 2250330.4464 | 5854898.2152 | 3996088.338 | 17871395.067 | 3144235.0165 | 34544777.9883 |  | 1478867.319 | 7790676.6675 | 0 | 64829952.0584 |  | 1778.2794 | 2.1621 | 29984.5191 |  | 672.3955
1 | 4800 | 707 | 0.035 | 15 | 15 | 7 | 2.3714e-12 | 0 | Water | Porous | Wet | R600a | MinimizeLCOE | IgnoreSilica | 10.3648 | 6.3889 | 0.71695 | 4 | 23824.771 |  | 534.2647 |  | 169.8806 | -8.4743e-05 | 61741270451.678 | 1903167.2979 | 217191.6313 | 1450573.8054 | 3079467.7683 | 24077.0464 | 223836.9356 | 0 | 2690342.6491 | 6999719.7077 | 4777452.5304 | 21365829.372 | 3144235.0165 | 34544777.9883 |  | 1478867.319 | 7790676.6675 | 0 | 68324386.3634 |  | 2371.3737 | 2.8678 | 23824.771 |  | 534.2647
1 | 4800 | 707 | 0.035 | 15 | 15 | 7 | 3.1623e-12 | 0 | Water | Porous | Wet | R600a | MinimizeLCOE | IgnoreSilica | 13.5099 | 8.4422 | 0.94971 | 4 | 19201.8173 |  | 430.5961 |  | 171.6231 | -8.6037e-05 | 62100507882.116 | 2316911.3162 | 263983.3071 | 1812852.5813 | 3708931.6762 | 24077.0464 | 263225.4962 | 0 | 3272092.7551 | 8513314.1503 | 5810511.8387 | 25985900.1675 | 3144235.0165 | 34544777.9883 |  | 1478867.319 | 7790676.6675 | 0 | 72944457.1588 |  | 3162.2777 | 3.7988 | 19201.8173 |  | 430.5961
1 | 4800 | 707 | 0.035 | 15 | 15 | 7 | 4.217e-12 | 0 | Water | Porous | Wet | R600a | MinimizeLCOE | IgnoreSilica | 17.6905 | 11.1734 | 1.2592 | 4 | 15686.3859 |  | 351.7634 |  | 172.9977 | -8.7171e-05 | 62354912859.0956 | 2824606.3065 | 321233.8074 | 2268545.6561 | 4597926.0949 | 24077.0464 | 311651.7029 | 0 | 4035735.8395 | 10500156.8112 | 7166572.7803 | 32050506.0451 | 3144235.0165 | 34544777.9883 |  | 1478867.319 | 7790676.6675 | 0 | 79009063.0364 |  | 4216.965 | 5.0368 | 15686.3859 |  | 351.7634
1 | 4800 | 707 | 0.035 | 15 | 15 | 7 | 5.6234e-12 | 0 | Water | Porous | Wet | R600a | MinimizeLCOE | IgnoreSilica | 23.2152 | 14.7846 | 1.6686 | 4 | 13009.7821 |  | 291.7412 |  | 174.0662 | -8.7984e-05 | 62551748128.2222 | 3443834.1375 | 390802.9393 | 2838222.1784 | 5805906.3266 | 24077.0464 | 370294.2859 | 0 | 5020523.3965 | 13062372.0266 | 8915337.3131 | 39871369.6502 | 3144235.0165 | 34544777.9883 |  | 1478867.319 | 7790676.6675 | 0 | 86829926.6415 |  | 5623.4133 | 6.6742 | 13009.7821 |  | 291.7412
1 | 4800 | 707 | 0.035 | 15 | 15 | 7 | 7.4989e-12 | 0 | Water | Porous | Wet | R600a | MinimizeLCOE | IgnoreSilica | 30.5085 | 19.5532 | 2.2092 | 4 | 10960.3268 |  | 245.7827 |  | 174.892 | -8.8561e-05 | 62688072453.4417 | 4198447.8437 | 475274.3218 | 3549554.5222 | 7420471.1445 | 24077.0464 | 441393.8539 | 0 | 6282595.3056 | 16346024.2477 | 11156497.4263 | 49894335.712 | 3144235.0165 | 34544777.9883 |  | 1478867.319 | 7790676.6675 | 0 | 96852892.7033 |  | 7498.9421 | 8.8367 | 10960.3268 |  | 245.7827
1 | 4800 | 707 | 0.035 | 15 | 15 | 7 | 1e-11 | 0 | Water | Porous | Wet | R600a | MinimizeLCOE | IgnoreSilica | 40.0869 | 25.8176 | 2.9194 | 4 | 9386.397 |  | 210.4877 |  | 175.5271 | -8.892e-05 | 62763455409.9194 | 5113807.2963 | 577362.9588 | 4433354.5303 | 9552453.4456 | 24077.0464 | 527205.4315 | 0 | 7889021.6765 | 20525616.1414 | 14009154.7757 | 62652053.3026 | 3144235.0165 | 34544777.9883 |  | 1478867.319 | 7790676.6675 | 0 | 109610610.2939 |  | 10000 | 11.6776 | 9386.397 |  | 210.4877
1 | 4800 | 707 | 0.035 | 15 | 15 | 7 | 1.3335e-11 | 0 | Water | Porous | Wet | R600a | MinimizeLCOE | IgnoreSilica | 52.5379 | 33.963 | 3.843 | 4 | 8176.5116 |  | 183.3563 |  | 176.0142 | -8.9038e-05 | 62773509849.8844 | 6213903.0532 | 699560.527 | 5520819.7191 | 12331044.1997 | 24077.0464 | 629731.4375 | 0 | 9913463.0333 | 25792797.2818 | 17604114.1338 | 78729510.4316 | 3144235.0165 | 34544777.9883 |  | 1478867.319 | 7790676.6675 | 0 | 125688067.4229 |  | 13335.2143 | 15.3718 | 8176.5116 |  | 183.3563
1 | 4800 | 707 | 0.035 | 15 | 15 | 7 | 1.7783e-11 | 0 | Water | Porous | Wet | R600a | MinimizeLCOE | IgnoreSilica | 68.448 | 44.375 | 5.0237 | 4 | 7247.0446 |  | 162.5132 |  | 176.3893 | -8.8869e-05 | 62703102011.0964 | 7515930.9287 | 843564.1075 | 6837693.3309 | 15885211.0719 | 24077.0464 | 750305.3299 | 0 | 12424144.908 | 32325076.508 | 22062528.9306 | 98668532.1618 | 3144235.0165 | 34544777.9883 |  | 1478867.319 | 7790676.6675 | 0 | 145627089.1531 |  | 17782.7941 | 20.0947 | 7247.0446 |  | 162.5132
1 | 4800 | 707 | 0.035 | 15 | 15 | 7 | 2.3714e-11 | 0 | Water | Porous | Wet | R600a | MinimizeLCOE | IgnoreSilica | 88.1922 | 57.303 | 6.4904 | 4 | 6535.5022 |  | 146.557 |  | 176.682 | -8.8287e-05 | 62537114394.6337 | 9017142.9827 | 1008893.9882 | 8389594.6955 | 20292141.6065 | 24077.0464 | 887971.6555 | 0 | 15451730.5702 | 40202233.3578 | 27438850.34 | 122712636.2427 | 3144235.0165 | 34544777.9883 |  | 1478867.319 | 7790676.6675 | 0 | 169671193.234 |  | 23713.7371 | 25.9615 | 6535.5022 |  | 146.557
1 | 4800 | 707 | 0.035 | 15 | 15 | 7 | 3.1623e-11 | 0 | Water | Porous | Wet | R600a | MinimizeLCOE | IgnoreSilica | 111.7459 | 72.7377 | 8.242 | 4 | 5993.5805 |  | 134.4046 |  | 176.9179 | -8.726e-05 | 62234881654.686 | 10688653.5484 | 1192210.2377 | 10153282.7499 | 25537495.7828 | 24077.0464 | 1040040.2476 | 0 | 18967946.249 | 49350705.2792 | 33682870.4086 | 150637281.5496 | 3144235.0165 | 34544777.9883 |  | 1478867.319 | 7790676.6675 | 0 | 197595838.541 |  | 31622.7766 | 32.9679 | 5993.5805 |  | 134.4046
1 | 4800 | 707 | 0.035 | 15 | 15 | 7 | 4.217e-11 | 0 | Water | Porous | Wet | R600a | MinimizeLCOE | IgnoreSilica | 138.3043 | 90.1612 | 10.2203 | 4 | 5584.8581 |  | 125.2391 |  | 177.1165 | -8.5711e-05 | 61777874801.9662 | 12458969.8197 | 1385590.7884 | 12056316.5227 | 31430042.4827 | 24077.0464 | 1199519.1281 | 0 | 22836261.1574 | 59415267.1702 | 40552140.7053 | 181358184.821 | 3144235.0165 | 34544777.9883 |  | 1478867.319 | 7790676.6675 | 0 | 228316741.8123 |  | 42169.6503 | 40.8814 | 5584.8581 |  | 125.2391
1 | 4800 | 707 | 0.035 | 15 | 15 | 7 | 5.6234e-11 | 0 | Water | Porous | Wet | R600a | MinimizeLCOE | IgnoreSilica | 166.258 | 108.5279 | 12.3078 | 4 | 5280.034 |  | 118.4035 |  | 177.2905 | -8.3633e-05 | 61177804321.0353 | 14223231.9871 | 1577611.7231 | 13984016.9321 | 37600406.519 | 24077.0464 | 1356272.6197 | 0 | 26818590.5627 | 69776471.3947 | 47623875.49 | 212984554.2747 | 3144235.0165 | 34544777.9883 |  | 1478867.319 | 7790676.6675 | 0 | 259943111.266 |  | 56234.1325 | 49.2313 | 5280.034 |  | 118.4035
1 | 4800 | 707 | 0.035 | 15 | 15 | 7 | 7.4989e-11 | 0 | Water | Porous | Wet | R600a | MinimizeLCOE | IgnoreSilica | 193.7022 | 126.5927 | 14.3628 | 4 | 5054.6626 |  | 113.3496 |  | 177.4467 | -8.1212e-05 | 60464251761.8753 | 15877969.3773 | 1757143.5392 | 15817060.9103 | 43620472.7075 | 24077.0464 | 1501505.7614 | 0 | 30653309.4434 | 79753623.3133 | 54433486.6844 | 243438648.7832 | 3144235.0165 | 34544777.9883 |  | 1478867.319 | 7790676.6675 | 0 | 290397205.7745 |  | 74989.4209 | 57.4514 | 5054.6626 |  | 113.3496
1 | 4800 | 707 | 0.035 | 15 | 15 | 7 | 1e-10 | 0 | Water | Porous | Wet | R600a | MinimizeLCOE | IgnoreSilica | 218.889 | 143.2047 | 16.2551 | 4 | 4889.0434 |  | 109.6356 |  | 177.5859 | -7.8637e-05 | 59707254912.7862 | 17341765.4329 | 1915540.3631 | 17456803.4233 | 49107623.4398 | 24077.0464 | 1627918.5018 | 0 | 34114754.0008 | 88759592.0119 | 60580245.3754 | 270928319.5954 | 3144235.0165 | 34544777.9883 |  | 1478867.319 | 7790676.6675 | 0 | 317886876.5867 |  | 100000 | 65.0203 | 4889.0434 |  | 109.6356
1 | 4800 | 707 | 0.035 | 15 | 15 | 7 | 1.3335e-10 | 0 | Water | Porous | Wet | R600a | MinimizeLCOE | IgnoreSilica | 240.8252 | 157.7017 | 17.9078 | 4 | 4767.5057 |  | 106.9102 |  | 177.7076 | -7.0708e-05 | 58960774028.2282 | 18580562.102 | 2049305.0374 | 18856796.8136 | 53853976.6567 | 24077.0464 | 1733737.1998 | 0 | 37088397.3938 | 96496402.1423 | 65860777.2649 | 294544031.657 | 3144235.0165 | 34544777.9883 |  | 1478867.319 | 7790676.6675 | 0 | 341502588.6483 |  | 133352.1432 | 71.6313 | 4767.5057 |  | 106.9102
1 | 4800 | 707 | 0.035 | 15 | 15 | 7 | 1.7783e-10 | 0 | Water | Porous | Wet | R600a | MinimizeLCOE | IgnoreSilica | 257.4734 | 168.7231 | 19.1941 | 4 | 4678.1924 |  | 104.9073 |  | 177.8011 | -6.322e-05 | 58561313419.5873 | 19501057.6637 | 2148539.9495 | 19903918.2557 | 57434854.973 | 24077.0464 | 1791947.2425 | 0 | 39313714.1011 | 102286219.7393 | 69812446.7437 | 312216775.715 | 3144235.0165 | 34544777.9883 |  | 1478867.319 | 7790676.6675 | 0 | 359175332.7063 |  | 177827.941 | 76.7765 | 4678.1924 |  | 104.9073
1 | 4800 | 707 | 0.035 | 15 | 15 | 7 | 2.3714e-10 | 0 | Water | Porous | Wet | R600a | MinimizeLCOE | IgnoreSilica | 265.405 | 173.9786 | 19.9142 | 4 | 4611.2684 |  | 103.4066 |  | 177.845 | -5.5813e-05 | 59149704434.5668 | 19934022.8827 | 2195170.8887 | 20398376.7858 | 59135849.4165 | 24077.0464 | 1746168.963 | 0 | 40339129.7334 | 104954140.8729 | 71633357.7377 | 320360294.3269 | 3144235.0165 | 34544777.9883 |  | 1478867.319 | 7790676.6675 | 0 | 367318851.3183 |  | 237137.3706 | 79.6568 | 4611.2684 |  | 103.4066
1 | 4800 | 707 | 0.035 | 15 | 15 | 7 | 3.1623e-10 | 0 | Water | Porous | Wet | R600a | MinimizeLCOE | IgnoreSilica | 271.5413 | 178.0473 | 20.478 | 4 | 4560.7538 |  | 102.2738 |  | 177.8792 | -4.9596e-05 | 59606593249.4615 | 20266699.1705 | 2230981.3641 | 20779120.4897 | 60448815.9045 | 24077.0464 | 1705888.1404 | 0 | 41127677.0251 | 107005779.1727 | 73033643.0342 | 326622681.3475 | 3144235.0165 | 34544777.9883 |  | 1478867.319 | 7790676.6675 | 0 | 373581238.3388 |  | 316227.766 | 81.9122 | 4560.7538 |  | 102.2738
1 | 4800 | 707 | 0.035 | 15 | 15 | 7 | 4.217e-10 | 0 | Water | Porous | Wet | R600a | MinimizeLCOE | IgnoreSilica | 276.2307 | 181.1587 | 20.9135 | 4 | 4522.6966 |  | 101.4204 |  | 177.9058 | -4.5048e-05 | 59963622164.3149 | 20519671.4423 | 2258201.1984 | 21069112.2446 | 61449897.3885 | 24077.0464 | 1671762.1832 | 0 | 41727161.3863 | 108565514.5094 | 74098194.4509 | 331383591.85 | 3144235.0165 | 34544777.9883 |  | 1478867.319 | 7790676.6675 | 0 | 378342148.8413 |  | 421696.5034 | 83.6541 | 4522.6966 |  | 101.4204
1 | 4800 | 707 | 0.035 | 15 | 15 | 7 | 5.6234e-10 | 0 | Water | Porous | Wet | R600a | MinimizeLCOE | IgnoreSilica | 279.7339 | 183.4888 | 21.243 | 4 | 4494.0529 |  | 100.778 |  | 177.9293 | -4.3321e-05 | 60229898133.4992 | 20708321.8322 | 2278493.8672 | 21285629.582 | 62191214.6105 | 24077.0464 | 1643615.5774 | 0 | 42171227.4811 | 109720883.3977 | 74886757.4576 | 334910220.852 | 3144235.0165 | 34544777.9883 |  | 1478867.319 | 7790676.6675 | 0 | 381868777.8433 |  | 562341.3252 | 84.972 | 4494.0529 |  | 100.778
1 | 4800 | 707 | 0.035 | 15 | 15 | 7 | 7.4989e-10 | 0 | Water | Porous | Wet | R600a | MinimizeLCOE | IgnoreSilica | 282.3844 | 185.2524 | 21.494 | 4 | 4472.504 |  | 100.2948 |  | 177.9471 | -4.1451e-05 | 60433983517.6919 | 20850661.2578 | 2293801.5403 | 21449140.8643 | 62751325.4484 | 24077.0464 | 1620999.3679 | 0 | 42506102.1548 | 110592158.6063 | 75481420.6904 | 337569686.9764 | 3144235.0165 | 34544777.9883 |  | 1478867.319 | 7790676.6675 | 0 | 384528243.9678 |  | 749894.2093 | 85.9761 | 4472.504 |  | 100.2948
1 | 4800 | 707 | 0.035 | 15 | 15 | 7 | 1e-09 | 0 | Water | Porous | Wet | R600a | MinimizeLCOE | IgnoreSilica | 284.3944 | 186.5902 | 21.685 | 4 | 4456.3058 |  | 99.9316 |  | 177.9607 | -4.0041e-05 | 60587978063.0769 | 20958384.4112 | 2305384.507 | 21572969.8188 | 63175664.0282 | 24077.0464 | 1603301.3969 | 0 | 42759514.6713 | 111251485.9923 | 75931425.1792 | 339582207.0513 | 3144235.0165 | 34544777.9883 |  | 1478867.319 | 7790676.6675 | 0 | 386540764.0426 |  | 1000000 | 86.7402 | 4456.3058 |  | 99.9316
1 | 4800 | 707 | 0.035 | 15 | 15 | 7 | 1.3335e-09 | 0 | Water | Porous | Wet | R600a | MinimizeLCOE | IgnoreSilica | 285.9017 | 187.5937 | 21.8291 | 4 | 4444.1373 |  | 99.6587 |  | 177.9709 | -3.9691e-05 | 60706039993.4424 | 21039048.4797 | 2314056.84 | 21665740.5569 | 63493640.257 | 24077.0464 | 1589399.3605 | 0 | 42949125.3907 | 111744814.1897 | 76268131.8108 | 341088033.9315 | 3144235.0165 | 34544777.9883 |  | 1478867.319 | 7790676.6675 | 0 | 388046590.9228 |  | 1333521.4322 | 87.3165 | 4444.1373 |  | 99.6587
1 | 4800 | 707 | 0.035 | 15 | 15 | 7 | 1.7783e-09 | 0 | Water | Porous | Wet | R600a | MinimizeLCOE | IgnoreSilica | 287.0466 | 188.356 | 21.9385 | 4 | 4435.0001 |  | 99.4538 |  | 177.9787 | -3.8889e-05 | 60793672532.6276 | 21100240.7151 | 2320635.0982 | 21736143.4468 | 63735006.8884 | 24077.0464 | 1578841.2839 | 0 | 43093028.3467 | 112119220.1626 | 76523671.5806 | 342230864.5687 | 3144235.0165 | 34544777.9883 |  | 1478867.319 | 7790676.6675 | 0 | 389189421.56 |  | 1778279.41 | 87.7541 | 4435.0001 |  | 99.4538
1 | 4800 | 707 | 0.035 | 15 | 15 | 7 | 2.3714e-09 | 0 | Water | Porous | Wet | R600a | MinimizeLCOE | IgnoreSilica | 287.9091 | 188.9304 | 22.0211 | 4 | 4428.1414 |  | 99.3 |  | 177.9846 | -3.8286e-05 | 60859549733.3281 | 21146304.7865 | 2325586.7014 | 21789156.102 | 63916779.424 | 24077.0464 | 1570780.9139 | 0 | 43201347.1399 | 112401043.4431 | 76716021.7604 | 343091097.3174 | 3144235.0165 | 34544777.9883 |  | 1478867.319 | 7790676.6675 | 0 | 390049654.3087 |  | 2371373.7057 | 88.0843 | 4428.1414 |  | 99.3
1 | 4800 | 707 | 0.035 | 15 | 15 | 7 | 3.1623e-09 | 0 | Water | Porous | Wet | R600a | MinimizeLCOE | IgnoreSilica | 288.5593 | 189.3634 | 22.0833 | 4 | 4422.9942 |  | 99.1846 |  | 177.989 | -3.7834e-05 | 60908875100.7471 | 21181001.7057 | 2329316.2052 | 21829095.416 | 64053741.1856 | 24077.0464 | 1564671.0342 | 0 | 43282942.0113 | 112613336.5611 | 76860916.1756 | 343739097.341 | 3144235.0165 | 34544777.9883 |  | 1478867.319 | 7790676.6675 | 0 | 390697654.3324 |  | 3162277.6602 | 88.3333 | 4422.9942 |  | 99.1846
1 | 4800 | 707 | 0.035 | 15 | 15 | 7 | 4.217e-09 | 0 | Water | Porous | Wet | R600a | MinimizeLCOE | IgnoreSilica | 289.0345 | 189.68 | 22.1293 | 4 | 4419.1323 |  | 99.098 |  | 177.9923 | -3.7487e-05 | 60948115610.5807 | 21206355.3172 | 2332041.3063 | 21858284.3437 | 64153825.9345 | 24077.0464 | 1559827.9953 | 0 | 43342420.658 | 112768087.7991 | 76966537.0753 | 344211457.4758 | 3144235.0165 | 34544777.9883 |  | 1478867.319 | 7790676.6675 | 0 | 391170014.4671 |  | 4216965.0343 | 88.5174 | 4419.1323 |  | 99.098
1 | 4800 | 707 | 0.035 | 15 | 15 | 7 | 5.6234e-09 | 0 | Water | Porous | Wet | R600a | MinimizeLCOE | IgnoreSilica | 289.3977 | 189.9219 | 22.1643 | 4 | 4416.235 |  | 99.033 |  | 177.9948 | -3.723e-05 | 60975827437.9155 | 21225723.6513 | 2334123.0255 | 21880585.2037 | 64230305.5119 | 24077.0464 | 1556266.3975 | 0 | 43387921.5262 | 112886471.7247 | 77047336.5371 | 344572810.6245 | 3144235.0165 | 34544777.9883 |  | 1478867.319 | 7790676.6675 | 0 | 391531367.6158 |  | 5623413.2519 | 88.6573 | 4416.235 |  | 99.033
1 | 4800 | 707 | 0.035 | 15 | 15 | 7 | 7.4989e-09 | 0 | Water | Porous | Wet | R600a | MinimizeLCOE | IgnoreSilica | 289.6756 | 190.107 | 22.1909 | 4 | 4414.0617 |  | 98.9843 |  | 177.9967 | -3.704e-05 | 60999525077.9527 | 21240534.7233 | 2335714.8916 | 21897640.3248 | 64288804.7487 | 24077.0464 | 1553660.8171 | 0 | 43422768.6952 | 112977136.9103 | 77109217.3893 | 344849555.5464 | 3144235.0165 | 34544777.9883 |  | 1478867.319 | 7790676.6675 | 0 | 391808112.5378 |  | 7498942.0933 | 88.7636 | 4414.0617 |  | 98.9843
1 | 4800 | 707 | 0.035 | 15 | 15 | 7 | 1e-08 | 0 | Water | Porous | Wet | R600a | MinimizeLCOE | IgnoreSilica | 289.8823 | 190.2447 | 22.2108 | 4 | 4412.4316 |  | 98.9477 |  | 177.9981 | -3.6896e-05 | 61012834883.8801 | 21251551.5631 | 2336898.9404 | 21910327.2031 | 64332319.6439 | 24077.0464 | 1551668.7253 | 0 | 43448668.8177 | 113044523.7161 | 77155210.2689 | 345055245.925 | 3144235.0165 | 34544777.9883 |  | 1478867.319 | 7790676.6675 | 0 | 392013802.9163 |  | 10000000 | 88.843 | 4412.4316 |  | 98.9477
1 | 4900 | 707 | 0.035 | 15 | 15 | 7 | 1e-13 | 0 | Water | Porous | Wet | R600a | MinimizeLCOE | IgnoreSilica | 0.74909 | 0.1445 | 0.0025435 | 4 | 4823976.3896 |  | 108176.4966 |  | 104.4149 | -5.2152e-05 | 10394526860.2489 | 93210.1409 | 5818.5063 | 73607.6787 | 55182.2914 | 24077.0464 | 55371.8128 | 0 | 119834.3158 | 311784.3084 | 212799.197 | 951685.2976 | 3144235.0165 | 35519595.7317 |  | 1478867.319 | 7985640.2162 | 0 | 49080023.581 |  | 100 | 0.010174 | 4823976.3896 |  | 108176.4966
1 | 4900 | 707 | 0.035 | 15 | 15 | 7 | 1.3335e-13 | 0 | Water | Porous | Wet | R600a | MinimizeLCOE | IgnoreSilica | 0.97321 | 0.23324 | 0.009013 | 4 | 1370531.1169 |  | 30733.8268 |  | 116.7658 | -5.6348e-05 | 19404675348.5701 | 139702.1917 | 9349.9162 | 107071.511 | 71182.5092 | 24077.0464 | 62611.3976 | 0 | 161457.8832 | 420080.2924 | 286713.4314 | 1282246.1792 | 3144235.0165 | 35519595.7317 |  | 1478867.319 | 7985640.2162 | 0 | 49410584.4626 |  | 133.3521 | 0.036052 | 1370531.1169 |  | 30733.8268
1 | 4900 | 707 | 0.035 | 15 | 15 | 7 | 1.7783e-13 | 0 | Water | Porous | Wet | R600a | MinimizeLCOE | IgnoreSilica | 1.251 | 0.35588 | 0.019553 | 4 | 637124.4992 |  | 14287.3619 |  | 127.5994 | -5.9849e-05 | 27913764076.0678 | 198568.1924 | 14168.9087 | 149047.9885 | 93427.3806 | 24077.0464 | 70026.9567 | 0 | 214233.4246 | 557391.4254 | 380431.1011 | 1701372.4242 | 3144235.0165 | 35519595.7317 |  | 1478867.319 | 7985640.2162 | 0 | 49829710.7076 |  | 177.8279 | 0.07821 | 637124.4992 |  | 14287.3619
1 | 4900 | 707 | 0.035 | 15 | 15 | 7 | 2.3714e-13 | 0 | Water | Porous | Wet | R600a | MinimizeLCOE | IgnoreSilica | 1.6215 | 0.53316 | 0.036304 | 4 | 347041.4663 |  | 7782.3204 |  | 137.4745 | -6.4276e-05 | 35556253682.4225 | 276739.2783 | 21044.8837 | 204557.0944 | 126508.5887 | 24077.0464 | 79415.58 | 0 | 285613.5638 | 743107.9057 | 507186.415 | 2268250.356 | 3144235.0165 | 35519595.7317 |  | 1478867.319 | 7985640.2162 | 0 | 50396588.6394 |  | 237.1374 | 0.14522 | 347041.4663 |  | 7782.3204
1 | 4900 | 707 | 0.035 | 15 | 15 | 7 | 3.1623e-13 | 0 | Water | Porous | Wet | R600a | MinimizeLCOE | IgnoreSilica | 2.1162 | 0.78427 | 0.061975 | 4 | 206354.5539 |  | 4627.4507 |  | 146.129 | -6.9362e-05 | 42475258429.978 | 378862.2249 | 30732.6248 | 276771.3227 | 175640.0888 | 24077.0464 | 91234.2902 | 0 | 381153.8632 | 991684.1665 | 676844.8207 | 3027000.4482 | 3144235.0165 | 35519595.7317 |  | 1478867.319 | 7985640.2162 | 0 | 51155338.7316 |  | 316.2278 | 0.2479 | 206354.5539 |  | 4627.4507
1 | 4900 | 707 | 0.035 | 15 | 15 | 7 | 4.217e-13 | 0 | Water | Porous | Wet | R600a | MinimizeLCOE | IgnoreSilica | 2.7424 | 1.1129 | 0.098646 | 4 | 132053.6248 |  | 2961.2704 |  | 153.1517 | -7.3325e-05 | 48865557781.4968 | 504139.3585 | 43775.7238 | 363962.9175 | 244190.3831 | 24077.0464 | 104176.0079 | 0 | 500885.3605 | 1303200.9623 | 889461.4349 | 3977869.1949 | 3144235.0165 | 35519595.7317 |  | 1478867.319 | 7985640.2162 | 0 | 52106207.4783 |  | 421.6965 | 0.39458 | 132053.6248 |  | 2961.2704
1 | 4900 | 707 | 0.035 | 15 | 15 | 7 | 5.6234e-13 | 0 | Water | Porous | Wet | R600a | MinimizeLCOE | IgnoreSilica | 3.3855 | 1.5563 | 0.16737 | 4 | 80333.9662 |  | 1801.4696 |  | 157.9232 | -7.4339e-05 | 903706242822.2246 | 706942.0387 | 83114.0721 | 468494.4245 | 428124.8149 | 24077.0464 | 114452.1278 | 0 | 711829.7645 | 1852035.031 | 1264051.9642 | 5653121.2842 | 3144235.0165 | 35519595.7317 |  | 1478867.319 | 7985640.2162 | 0 | 53781459.5675 |  | 562.3413 | 0.66947 | 80333.9662 |  | 1801.4696
1 | 4900 | 707 | 0.035 | 15 | 15 | 7 | 7.4989e-13 | 0 | Water | Porous | Wet | R600a | MinimizeLCOE | IgnoreSilica | 3.807 | 2.1964 | 0.24173 | 4 | 60710.5931 |  | 1361.4203 |  | 160.2499 | -7.7813e-05 | 62672940566.0736 | 900279.3804 | 108569.7463 | 616962.1362 | 1640316.1694 | 24077.0464 | 124014.586 | 0 | 1331545.4352 | 3464408.0848 | 2364529.7044 | 10574702.2889 | 3144235.0165 | 35519595.7317 |  | 1478867.319 | 7985640.2162 | 0 | 58703040.5723 |  | 749.8942 | 0.96693 | 60710.5931 |  | 1361.4203
1 | 4900 | 707 | 0.035 | 15 | 15 | 7 | 1e-12 | 0 | Water | Porous | Wet | R600a | MinimizeLCOE | IgnoreSilica | 4.8548 | 2.8986 | 0.32291 | 4 | 47449.7332 |  | 1064.0487 |  | 164.4007 | -8.0778e-05 | 63445927952.4124 | 1093397.8602 | 128174.5496 | 770507.8671 | 2090940.9846 | 24077.0464 | 141981.8548 | 0 | 1657141.2634 | 4311541.641 | 2942715.7633 | 13160478.8303 | 3144235.0165 | 35519595.7317 |  | 1478867.319 | 7985640.2162 | 0 | 61288817.1137 |  | 1000 | 1.2917 | 47449.7332 |  | 1064.0487
1 | 4900 | 707 | 0.035 | 15 | 15 | 7 | 1.3335e-12 | 0 | Water | Porous | Wet | R600a | MinimizeLCOE | IgnoreSilica | 6.3164 | 3.8362 | 0.42961 | 4 | 36509.7751 |  | 818.7228 |  | 168.0087 | -8.3341e-05 | 62881068317.4378 | 1328652.8253 | 151967.5072 | 964537.3008 | 2083432.9878 | 24077.0464 | 164820.0693 | 0 | 1839820.2174 | 4786834.8066 | 3267113.1151 | 14611255.8759 | 3144235.0165 | 35519595.7317 |  | 1478867.319 | 7985640.2162 | 0 | 62739594.1593 |  | 1333.5214 | 1.7184 | 36509.7751 |  | 818.7228
1 | 4900 | 707 | 0.035 | 15 | 15 | 7 | 1.7783e-12 | 0 | Water | Porous | Wet | R600a | MinimizeLCOE | IgnoreSilica | 8.1682 | 5.0714 | 0.56999 | 4 | 28656.1236 |  | 642.6066 |  | 170.799 | -8.5708e-05 | 63489356734.8744 | 1617215.6664 | 184773.7054 | 1205867.7132 | 2331661.2661 | 24077.0464 | 191900.5995 | 0 | 2166643.4388 | 5637161.7881 | 3847478.7525 | 17206779.9764 | 3144235.0165 | 35519595.7317 |  | 1478867.319 | 7985640.2162 | 0 | 65335118.2598 |  | 1778.2794 | 2.28 | 28656.1236 |  | 642.6066
1 | 4900 | 707 | 0.035 | 15 | 15 | 7 | 2.3714e-12 | 0 | Water | Porous | Wet | R600a | MinimizeLCOE | IgnoreSilica | 10.5816 | 6.6843 | 0.75376 | 4 | 22844.6557 |  | 512.2858 |  | 173.0142 | -8.7264e-05 | 63950134454.5381 | 1964853.4817 | 224196.9688 | 1503982.7801 | 2758291.1424 | 24077.0464 | 223708.5047 | 0 | 2612652.8704 | 6797586.84 | 4639492.6948 | 20748842.3294 | 3144235.0165 | 35519595.7317 |  | 1478867.319 | 7985640.2162 | 0 | 68877180.6127 |  | 2371.3737 | 3.015 | 22844.6557 |  | 512.2858
1 | 4900 | 707 | 0.035 | 15 | 15 | 7 | 3.1623e-12 | 0 | Water | Porous | Wet | R600a | MinimizeLCOE | IgnoreSilica | 13.807 | 8.8424 | 0.99929 | 4 | 18408.0242 |  | 412.7955 |  | 174.794 | -8.8866e-05 | 64285225895.541 | 2394002.5847 | 272703.7119 | 1881290.1983 | 3381847.5629 | 24077.0464 | 263552.202 | 0 | 3204814.5894 | 8338270.1639 | 5691040.7212 | 25451598.7807 | 3144235.0165 | 35519595.7317 |  | 1478867.319 | 7985640.2162 | 0 | 73579937.0641 |  | 3162.2777 | 3.9972 | 18408.0242 |  | 412.7955
1 | 4900 | 707 | 0.035 | 15 | 15 | 7 | 4.217e-12 | 0 | Water | Porous | Wet | R600a | MinimizeLCOE | IgnoreSilica | 18.0654 | 11.6938 | 1.3239 | 4 | 15037.3532 |  | 337.209 |  | 176.1881 | -9.0034e-05 | 64557637715.388 | 2917077.0874 | 331658.6354 | 2352690.0926 | 4234528.4148 | 24077.0464 | 311668.2821 | 0 | 3966962.8279 | 10321223.5422 | 7044447.1475 | 31504333.0763 | 3144235.0165 | 35519595.7317 |  | 1478867.319 | 7985640.2162 | 0 | 79632671.3597 |  | 4216.965 | 5.2957 | 15037.3532 |  | 337.209
1 | 4900 | 707 | 0.035 | 15 | 15 | 7 | 5.6234e-12 | 0 | Water | Porous | Wet | R600a | MinimizeLCOE | IgnoreSilica | 23.7022 | 15.4702 | 1.7539 | 4 | 12458.6266 |  | 279.3817 |  | 177.2745 | -9.0936e-05 | 64757299104.012 | 3556229.9386 | 403429.3491 | 2943029.692 | 5383366.0451 | 24077.0464 | 370234.008 | 0 | 4945342.7708 | 12866767.4604 | 8781833.1774 | 39274309.4877 | 3144235.0165 | 35519595.7317 |  | 1478867.319 | 7985640.2162 | 0 | 87402647.7711 |  | 5623.4133 | 7.0154 | 12458.6266 |  | 279.3817
1 | 4900 | 707 | 0.035 | 15 | 15 | 7 | 7.4989e-12 | 0 | Water | Porous | Wet | R600a | MinimizeLCOE | IgnoreSilica | 31.1347 | 20.4511 | 2.3211 | 4 | 10481.3575 |  | 235.0419 |  | 178.1138 | -9.1554e-05 | 64899510034.3257 | 4334327.1655 | 490484.2659 | 3679355.7392 | 6910486.2276 | 24077.0464 | 441080.1 | 0 | 6193126.1124 | 16113243.7596 | 10997619.96 | 49183800.3767 | 3144235.0165 | 35519595.7317 |  | 1478867.319 | 7985640.2162 | 0 | 97312138.6601 |  | 7498.9421 | 9.2843 | 10481.3575 |  | 235.0419
1 | 4900 | 707 | 0.035 | 15 | 15 | 7 | 1e-11 | 0 | Water | Porous | Wet | R600a | MinimizeLCOE | IgnoreSilica | 40.8789 | 26.9829 | 3.0651 | 4 | 8961.6795 |  | 200.9635 |  | 178.7588 | -9.1904e-05 | 64984665767.9314 | 5276714.0516 | 595525.8271 | 4592718.6249 | 8919862.277 | 24077.0464 | 526311.1288 | 0 | 7774731.4927 | 20228256.5273 | 13806200.729 | 61744397.7047 | 3144235.0165 | 35519595.7317 |  | 1478867.319 | 7985640.2162 | 0 | 109872735.9881 |  | 10000 | 12.2603 | 8961.6795 |  | 200.9635
1 | 4900 | 707 | 0.035 | 15 | 15 | 7 | 1.3335e-11 | 0 | Water | Porous | Wet | R600a | MinimizeLCOE | IgnoreSilica | 53.5442 | 35.4752 | 4.0323 | 4 | 7791.5637 |  | 174.7239 |  | 179.2542 | -9.2037e-05 | 64995695868.582 | 6409431.8939 | 721258.8366 | 5716608.5982 | 11536593.3756 | 24077.0464 | 628320.9602 | 0 | 9764153.3773 | 25404324.1844 | 17338973.2625 | 77543741.5352 | 3144235.0165 | 35519595.7317 |  | 1478867.319 | 7985640.2162 | 0 | 125672079.8185 |  | 13335.2143 | 16.1293 | 7791.5637 |  | 174.7239
1 | 4900 | 707 | 0.035 | 15 | 15 | 7 | 1.7783e-11 | 0 | Water | Porous | Wet | R600a | MinimizeLCOE | IgnoreSilica | 69.681 | 46.2992 | 5.2655 | 4 | 6892.7522 |  | 154.5683 |  | 179.6354 | -9.1826e-05 | 64931225574.1232 | 7746563.6979 | 869050.4113 | 7073870.6198 | 14871964.0221 | 24077.0464 | 747731.5487 | 0 | 12219970.365 | 31793856.229 | 21699960.1747 | 97047044.1148 | 3144235.0165 | 35519595.7317 |  | 1478867.319 | 7985640.2162 | 0 | 145175382.3982 |  | 17782.7941 | 21.062 | 6892.7522 |  | 154.5683
1 | 4900 | 707 | 0.035 | 15 | 15 | 7 | 2.3714e-11 | 0 | Water | Porous | Wet | R600a | MinimizeLCOE | IgnoreSilica | 89.7005 | 59.7347 | 6.7964 | 4 | 6203.9521 |  | 139.1221 |  | 179.9334 | -9.1257e-05 | 64755267383.226 | 9288271.5621 | 1038729.0524 | 8673207.7947 | 19006342.901 | 24077.0464 | 884555.625 | 0 | 15176921.7528 | 39487237.186 | 26950850.761 | 120530193.6812 | 3144235.0165 | 35519595.7317 |  | 1478867.319 | 7985640.2162 | 0 | 168658531.9646 |  | 23713.7371 | 27.1857 | 6203.9521 |  | 139.1221
1 | 4900 | 707 | 0.035 | 15 | 15 | 7 | 3.1623e-11 | 0 | Water | Porous | Wet | R600a | MinimizeLCOE | IgnoreSilica | 113.4588 | 75.6922 | 8.6157 | 4 | 5680.3583 |  | 127.3807 |  | 180.173 | -9.0168e-05 | 64451994583.8452 | 10996703.8638 | 1225983.7628 | 10481887.0094 | 23902481.7535 | 24077.0464 | 1034549.7492 | 0 | 18589616.4422 | 48366368.7279 | 33011040.4863 | 147632708.8415 | 3144235.0165 | 35519595.7317 |  | 1478867.319 | 7985640.2162 | 0 | 195761047.1249 |  | 31622.7766 | 34.4628 | 5680.3583 |  | 127.3807
1 | 4900 | 707 | 0.035 | 15 | 15 | 7 | 4.217e-11 | 0 | Water | Porous | Wet | R600a | MinimizeLCOE | IgnoreSilica | 140.1064 | 93.6108 | 10.6599 | 4 | 5286.2076 |  | 118.5419 |  | 180.3741 | -8.8527e-05 | 63997776515.5926 | 12797635.9102 | 1422600.3875 | 12423933.2455 | 29376409.6642 | 24077.0464 | 1190889.0178 | 0 | 22321862.6559 | 58076907.7871 | 39638682.9258 | 177272998.6404 | 3144235.0165 | 35519595.7317 |  | 1478867.319 | 7985640.2162 | 0 | 225401336.9238 |  | 42169.6503 | 42.6395 | 5286.2076 |  | 118.5419
1 | 4900 | 707 | 0.035 | 15 | 15 | 7 | 5.6234e-11 | 0 | Water | Porous | Wet | R600a | MinimizeLCOE | IgnoreSilica | 168.0265 | 112.4133 | 12.8068 | 4 | 4992.888 |  | 111.9643 |  | 180.5498 | -8.6371e-05 | 63399584030.7515 | 14585436.343 | 1617082.8859 | 14383095.395 | 35087041.5426 | 24077.0464 | 1344074.9841 | 0 | 26145915.1968 | 68026308.0775 | 46429353.0637 | 207642384.5351 | 3144235.0165 | 35519595.7317 |  | 1478867.319 | 7985640.2162 | 0 | 255770722.8184 |  | 56234.1325 | 51.227 | 4992.888 |  | 111.9643
1 | 4900 | 707 | 0.035 | 15 | 15 | 7 | 7.4989e-11 | 0 | Water | Porous | Wet | R600a | MinimizeLCOE | IgnoreSilica | 195.281 | 130.8005 | 14.9083 | 4 | 4776.7028 |  | 107.1164 |  | 180.7065 | -8.3866e-05 | 62696303925.4457 | 16253782.0762 | 1798006.1494 | 16236250.0271 | 40632550.063 | 24077.0464 | 1485045.4084 | 0 | 29807587.2005 | 77553227.5188 | 52931671.341 | 236722196.8307 | 3144235.0165 | 35519595.7317 |  | 1478867.319 | 7985640.2162 | 0 | 284850535.1141 |  | 74989.4209 | 59.6333 | 4776.7028 |  | 107.1164
1 | 4900 | 707 | 0.035 | 15 | 15 | 7 | 1e-10 | 0 | Water | Porous | Wet | R600a | MinimizeLCOE | IgnoreSilica | 220.199 | 147.6442 | 16.8358 | 4 | 4618.3099 |  | 103.5645 |  | 180.8454 | -8.1232e-05 | 61951805556.6157 | 17724931.8547 | 1957132.0829 | 17888388.4831 | 45674019.219 | 24077.0464 | 1607461.7173 | 0 | 33101644.0573 | 86123687.7563 | 58781186.5585 | 262882528.7755 | 3144235.0165 | 35519595.7317 |  | 1478867.319 | 7985640.2162 | 0 | 311010867.0589 |  | 100000 | 67.343 | 4618.3099 |  | 103.5645
1 | 4900 | 707 | 0.035 | 15 | 15 | 7 | 1.3335e-10 | 0 | Water | Porous | Wet | R600a | MinimizeLCOE | IgnoreSilica | 241.7802 | 162.2606 | 18.5105 | 4 | 4502.448 |  | 100.9663 |  | 180.9658 | -7.3048e-05 | 61229658367.4719 | 18963683.469 | 2090842.7283 | 19291611.1869 | 50015940.9402 | 24077.0464 | 1708876.1391 | 0 | 35917062.2889 | 93448828.4731 | 63780745.6143 | 285241667.8863 | 3144235.0165 | 35519595.7317 |  | 1478867.319 | 7985640.2162 | 0 | 333370006.1697 |  | 133352.1432 | 74.0419 | 4502.448 |  | 100.9663
1 | 4900 | 707 | 0.035 | 15 | 15 | 7 | 1.7783e-10 | 0 | Water | Porous | Wet | R600a | MinimizeLCOE | IgnoreSilica | 259.7394 | 174.4457 | 19.9081 | 4 | 4417.5863 |  | 99.0633 |  | 181.0675 | -6.5469e-05 | 60571353558.0841 | 19972588.7591 | 2199557.8174 | 20442132.8039 | 53611145.8235 | 24077.0464 | 1790415.5769 | 0 | 38235567.9526 | 99481104.6193 | 67897898.0349 | 303654488.434 | 3144235.0165 | 35519595.7317 |  | 1478867.319 | 7985640.2162 | 0 | 351782826.7174 |  | 177827.941 | 79.6324 | 4417.5863 |  | 99.0633
1 | 4900 | 707 | 0.035 | 15 | 15 | 7 | 2.3714e-10 | 0 | Water | Porous | Wet | R600a | MinimizeLCOE | IgnoreSilica | 272.3332 | 183.0025 | 20.9247 | 4 | 4355.184 |  | 97.6639 |  | 181.1395 | -5.8957e-05 | 60328590511.5742 | 20669280.6585 | 2274537.439 | 21240443.7327 | 56122447.4747 | 24077.0464 | 1822852.5715 | 0 | 39839919.1799 | 103655297.4149 | 70746870.389 | 316395725.9065 | 3144235.0165 | 35519595.7317 |  | 1478867.319 | 7985640.2162 | 0 | 364524064.1899 |  | 237137.3706 | 83.6989 | 4355.184 |  | 97.6639
1 | 4900 | 707 | 0.035 | 15 | 15 | 7 | 3.1623e-10 | 0 | Water | Porous | Wet | R600a | MinimizeLCOE | IgnoreSilica | 278.3112 | 187.0665 | 21.491 | 4 | 4308.4502 |  | 96.6159 |  | 181.1731 | -5.3262e-05 | 60797442231.1923 | 20996964.2874 | 2309778.8833 | 21616969.2395 | 57312614.9016 | 24077.0464 | 1781275.2618 | 0 | 40576255.0518 | 105571092.3103 | 72054439.7708 | 322243466.7528 | 3144235.0165 | 35519595.7317 |  | 1478867.319 | 7985640.2162 | 0 | 370371805.0362 |  | 316227.766 | 85.964 | 4308.4502 |  | 96.6159
1 | 4900 | 707 | 0.035 | 15 | 15 | 7 | 4.217e-10 | 0 | Water | Porous | Wet | R600a | MinimizeLCOE | IgnoreSilica | 282.8861 | 190.1791 | 21.9284 | 4 | 4273.2866 |  | 95.8274 |  | 181.1996 | -4.8541e-05 | 61160193222.4773 | 21246591.071 | 2336615.1414 | 21904243.9434 | 58221337.9903 | 24077.0464 | 1746609.6664 | 0 | 41136995.1949 | 107030023.1393 | 73050190.0396 | 326696683.2326 | 3144235.0165 | 35519595.7317 |  | 1478867.319 | 7985640.2162 | 0 | 374825021.516 |  | 421696.5034 | 87.7135 | 4273.2866 |  | 95.8274
1 | 4900 | 707 | 0.035 | 15 | 15 | 7 | 5.6234e-10 | 0 | Water | Porous | Wet | R600a | MinimizeLCOE | IgnoreSilica | 286.2696 | 192.4872 | 22.2569 | 4 | 4246.8936 |  | 95.2356 |  | 181.2228 | -4.5957e-05 | 61433251410.7661 | 21430953.3384 | 2356429.392 | 22116652.9949 | 58888165.3745 | 24077.0464 | 1717750.6562 | 0 | 41548271.2329 | 108100079.0257 | 73780525.1695 | 329962904.2304 | 3144235.0165 | 35519595.7317 |  | 1478867.319 | 7985640.2162 | 0 | 378091242.5137 |  | 562341.3252 | 89.0277 | 4246.8936 |  | 95.2356
1 | 4900 | 707 | 0.035 | 15 | 15 | 7 | 7.4989e-10 | 0 | Water | Porous | Wet | R600a | MinimizeLCOE | IgnoreSilica | 288.8371 | 194.2393 | 22.5076 | 4 | 4227.0478 |  | 94.7905 |  | 181.2405 | -4.4737e-05 | 61640645838.5002 | 21570496.3036 | 2371423.5067 | 22277559.9205 | 59393630.3402 | 24077.0464 | 1694816.1309 | 0 | 41859481.2668 | 108909783.696 | 74333165.2448 | 332434433.4559 | 3144235.0165 | 35519595.7317 |  | 1478867.319 | 7985640.2162 | 0 | 380562771.7393 |  | 749894.2093 | 90.0304 | 4227.0478 |  | 94.7905
1 | 4900 | 707 | 0.035 | 15 | 15 | 7 | 1e-09 | 0 | Water | Porous | Wet | R600a | MinimizeLCOE | IgnoreSilica | 290.7667 | 195.5565 | 22.6972 | 4 | 4212.1357 |  | 94.4561 |  | 181.2539 | -4.3251e-05 | 61799775051.2573 | 21675169.2235 | 2382668.9789 | 22398334.3574 | 59773181.7942 | 24077.0464 | 1676649.8519 | 0 | 42092731.6884 | 109516653.4467 | 74747366.3196 | 334286832.707 | 3144235.0165 | 35519595.7317 |  | 1478867.319 | 7985640.2162 | 0 | 382415170.9904 |  | 1000000 | 90.7889 | 4212.1357 |  | 94.4561
1 | 4900 | 707 | 0.035 | 15 | 15 | 7 | 1.3335e-09 | 0 | Water | Porous | Wet | R600a | MinimizeLCOE | IgnoreSilica | 292.2212 | 196.5496 | 22.8407 | 4 | 4200.9366 |  | 94.205 |  | 181.264 | -4.2129e-05 | 61920269778.4861 | 21753957.6517 | 2391132.5525 | 22489285.4248 | 60059100.6447 | 24077.0464 | 1662551.2867 | 0 | 42268240.7966 | 109973292.1445 | 75059031.6138 | 335680669.1617 | 3144235.0165 | 35519595.7317 |  | 1478867.319 | 7985640.2162 | 0 | 383809007.4451 |  | 1333521.4322 | 91.3627 | 4200.9366 |  | 94.205
1 | 4900 | 707 | 0.035 | 15 | 15 | 7 | 1.7783e-09 | 0 | Water | Porous | Wet | R600a | MinimizeLCOE | IgnoreSilica | 293.3271 | 197.3048 | 22.9497 | 4 | 4192.5291 |  | 94.0164 |  | 181.2717 | -4.129e-05 | 62009461392.8733 | 21813799.5615 | 2397560.2821 | 22558389.6924 | 60276406.291 | 24077.0464 | 1651882.6104 | 0 | 42401625.0386 | 110320330.5813 | 75295892.4778 | 336739963.5815 | 3144235.0165 | 35519595.7317 |  | 1478867.319 | 7985640.2162 | 0 | 384868301.8648 |  | 1778279.41 | 91.7986 | 4192.5291 |  | 94.0164
1 | 4900 | 707 | 0.035 | 15 | 15 | 7 | 2.3714e-09 | 0 | Water | Porous | Wet | R600a | MinimizeLCOE | IgnoreSilica | 294.136 | 197.8572 | 23.0303 | 4 | 4186.2191 |  | 93.8749 |  | 181.2774 | -4.1376e-05 | 62080499005.6955 | 21857532.4189 | 2402257.3928 | 22608904.8884 | 60435254.0482 | 24077.0464 | 1643355.074 | 0 | 42498838.5388 | 110573260.1674 | 75468522.1176 | 337512001.6924 | 3144235.0165 | 35519595.7317 |  | 1478867.319 | 7985640.2162 | 0 | 385640339.9758 |  | 2371373.7057 | 92.1214 | 4186.2191 |  | 93.8749
1 | 4900 | 707 | 0.035 | 15 | 15 | 7 | 3.1623e-09 | 0 | Water | Porous | Wet | R600a | MinimizeLCOE | IgnoreSilica | 294.7692 | 198.2898 | 23.0927 | 4 | 4181.4843 |  | 93.7688 |  | 181.2818 | -4.0905e-05 | 62129775759.1689 | 21891750.1008 | 2405932.3441 | 22648437.086 | 60559615.1686 | 24077.0464 | 1637281.6698 | 0 | 42575166.4321 | 110771849.6889 | 75604063.5465 | 338118173.0832 | 3144235.0165 | 35519595.7317 |  | 1478867.319 | 7985640.2162 | 0 | 386246511.3665 |  | 3162277.6602 | 92.3707 | 4181.4843 |  | 93.7688
1 | 4900 | 707 | 0.035 | 15 | 15 | 7 | 4.217e-09 | 0 | Water | Porous | Wet | R600a | MinimizeLCOE | IgnoreSilica | 295.2218 | 198.5989 | 23.1381 | 4 | 4177.9321 |  | 93.6891 |  | 181.285 | -4.054e-05 | 62170657162.4449 | 21916194.1394 | 2408557.5144 | 22676681.8586 | 60648446.5942 | 24077.0464 | 1632303.1928 | 0 | 42629441.5349 | 110913062.3729 | 75700444.105 | 338549208.3585 | 3144235.0165 | 35519595.7317 |  | 1478867.319 | 7985640.2162 | 0 | 386677546.6419 |  | 4216965.0343 | 92.5524 | 4177.9321 |  | 93.6891
1 | 4900 | 707 | 0.035 | 15 | 15 | 7 | 5.6234e-09 | 0 | Water | Porous | Wet | R600a | MinimizeLCOE | IgnoreSilica | 295.5728 | 198.8387 | 23.1729 | 4 | 4175.2674 |  | 93.6294 |  | 181.2875 | -4.0271e-05 | 62199529257.926 | 21935144.8539 | 2410592.6714 | 22698581.578 | 60717342.4727 | 24077.0464 | 1628722.0635 | 0 | 42671639.6675 | 111022853.2579 | 75775378.64 | 338884332.2512 | 3144235.0165 | 35519595.7317 |  | 1478867.319 | 7985640.2162 | 0 | 387012670.5346 |  | 5623413.2519 | 92.6917 | 4175.2674 |  | 93.6294
1 | 4900 | 707 | 0.035 | 15 | 15 | 7 | 7.4989e-09 | 0 | Water | Porous | Wet | R600a | MinimizeLCOE | IgnoreSilica | 295.846 | 199.0253 | 23.1997 | 4 | 4173.2687 |  | 93.5845 |  | 181.2894 | -4.0074e-05 | 62219273341.9052 | 21949890.7258 | 2412176.227 | 22715623.5768 | 60770971.8498 | 24077.0464 | 1626177.9409 | 0 | 42704577.773 | 111108551.452 | 75833869.4184 | 339145916.0101 | 3144235.0165 | 35519595.7317 |  | 1478867.319 | 7985640.2162 | 0 | 387274254.2935 |  | 7498942.0933 | 92.7988 | 4173.2687 |  | 93.5845
1 | 4900 | 707 | 0.035 | 15 | 15 | 7 | 1e-08 | 0 | Water | Porous | Wet | R600a | MinimizeLCOE | IgnoreSilica | 296.0332 | 199.1533 | 23.2187 | 4 | 4171.7695 |  | 93.5509 |  | 181.2907 | -3.9917e-05 | 62237613998.7478 | 21959997.0445 | 2413261.5247 | 22727304.3183 | 60807708.7211 | 24077.0464 | 1623973.9474 | 0 | 42726965.8149 | 111166800.5446 | 75873625.621 | 339323714.583 | 3144235.0165 | 35519595.7317 |  | 1478867.319 | 7985640.2162 | 0 | 387452052.8663 |  | 10000000 | 92.8748 | 4171.7695 |  | 93.5509
1 | 5000 | 707 | 0.035 | 15 | 15 | 7 | 1e-13 | 0 | Water | Porous | Wet | R600a | MinimizeLCOE | IgnoreSilica | 0.76854 | 0.15411 | 0.0033259 | 4 | 3780968.7041 |  | 84787.3031 |  | 106.5079 | -5.2718e-05 | 12420368172.4369 | 98738.8902 | 6234.815 | 77390.6958 | 56839.1557 | 24077.0464 | 55904.6867 | 0 | 124482.263 | 323877.3134 | 221052.9214 | 988597.7873 | 3144235.0165 | 36506133.6568 |  | 1478867.319 | 8182947.8012 | 0 | 50300781.5809 |  | 100 | 0.013304 | 3780968.7041 |  | 84787.3031
1 | 5000 | 707 | 0.035 | 15 | 15 | 7 | 1.3335e-13 | 0 | Water | Porous | Wet | R600a | MinimizeLCOE | IgnoreSilica | 0.99265 | 0.24603 | 0.010384 | 4 | 1219204.5849 |  | 27340.3661 |  | 118.8172 | -5.658e-05 | 21896077592.3769 | 146640.4557 | 9929.0641 | 111592.337 | 73358.4708 | 24077.0464 | 62712.9521 | 0 | 167041.0271 | 434606.4878 | 296627.8582 | 1326585.6991 | 3144235.0165 | 36506133.6568 |  | 1478867.319 | 8182947.8012 | 0 | 50638769.4926 |  | 133.3521 | 0.041534 | 1219204.5849 |  | 27340.3661
1 | 5000 | 707 | 0.035 | 15 | 15 | 7 | 1.7783e-13 | 0 | Water | Porous | Wet | R600a | MinimizeLCOE | IgnoreSilica | 1.2899 | 0.38222 | 0.022352 | 4 | 571558.4696 |  | 12817.0596 |  | 130.3139 | -6.1434e-05 | 30996323324.5037 | 211640.0416 | 15354.4833 | 157518.4374 | 98129.3687 | 24077.0464 | 71095.5546 | 0 | 225347.8235 | 586308.8116 | 400167.8113 | 1789639.3785 | 3144235.0165 | 36506133.6568 |  | 1478867.319 | 8182947.8012 | 0 | 51101823.172 |  | 177.8279 | 0.089408 | 571558.4696 |  | 12817.0596
1 | 5000 | 707 | 0.035 | 15 | 15 | 7 | 2.3714e-13 | 0 | Water | Porous | Wet | R600a | MinimizeLCOE | IgnoreSilica | 1.6706 | 0.57155 | 0.0409 | 4 | 316035.5691 |  | 7087.0207 |  | 140.2941 | -6.6251e-05 | 39192287186.9922 | 294716.4906 | 22854.272 | 215823.2613 | 133857.5564 | 24077.0464 | 80616.3648 | 0 | 301058.5467 | 783292.583 | 534613.2829 | 2390909.4043 | 3144235.0165 | 36506133.6568 |  | 1478867.319 | 8182947.8012 | 0 | 51703093.1978 |  | 237.1374 | 0.1636 | 316035.5691 |  | 7087.0207
1 | 5000 | 707 | 0.035 | 15 | 15 | 7 | 3.1623e-13 | 0 | Water | Porous | Wet | R600a | MinimizeLCOE | IgnoreSilica | 2.1551 | 0.82647 | 0.068342 | 4 | 191940.6902 |  | 4304.2233 |  | 148.7079 | -7.0177e-05 | 46941848711.981 | 398643.967 | 33064.0275 | 288018.3073 | 184774.73 | 24077.0464 | 91000.3315 | 0 | 397635.5797 | 1034566.2121 | 706112.698 | 3157892.8993 | 3144235.0165 | 36506133.6568 |  | 1478867.319 | 8182947.8012 | 0 | 52470076.6928 |  | 316.2278 | 0.27337 | 191940.6902 |  | 4304.2233
1 | 5000 | 707 | 0.035 | 15 | 15 | 7 | 4.217e-13 | 0 | Water | Porous | Wet | R600a | MinimizeLCOE | IgnoreSilica | 2.8008 | 1.1733 | 0.10939 | 4 | 122251.7308 |  | 2741.4653 |  | 155.9431 | -7.4815e-05 | 55028149618.9243 | 534198.205 | 48227.7005 | 378484.7441 | 260033.9639 | 24077.0464 | 104299.3893 | 0 | 526235.2092 | 1369156.0686 | 934477.1501 | 4179189.477 | 3144235.0165 | 36506133.6568 |  | 1478867.319 | 8182947.8012 | 0 | 53491373.2706 |  | 421.6965 | 0.43755 | 122251.7308 |  | 2741.4653
1 | 5000 | 707 | 0.035 | 15 | 15 | 7 | 5.6234e-13 | 0 | Water | Porous | Wet | R600a | MinimizeLCOE | IgnoreSilica | 3.076 | 1.7441 | 0.19053 | 4 | 76190.9955 |  | 1708.5645 |  | 158.2039 | -7.656e-05 | 64040286277.4673 | 765394.5525 | 93478.0965 | 512963.276 | 1321332.9274 | 24077.0464 | 109723.5 | 0 | 1102518.0655 | 2868525.849 | 1957827.8342 | 8755841.1476 | 3144235.0165 | 36506133.6568 |  | 1478867.319 | 8182947.8012 | 0 | 58068024.9411 |  | 562.3413 | 0.76214 | 76190.9955 |  | 1708.5645
1 | 5000 | 707 | 0.035 | 15 | 15 | 7 | 7.4989e-13 | 0 | Water | Porous | Wet | R600a | MinimizeLCOE | IgnoreSilica | 3.8996 | 2.3063 | 0.25627 | 4 | 58744.776 |  | 1317.3373 |  | 163.2238 | -8.0034e-05 | 64378991463.1145 | 931621.3973 | 110176.7385 | 641674.4506 | 1688879.2153 | 24077.0464 | 124621.7961 | 0 | 1373209.7512 | 3572810.0887 | 2438516.2994 | 10905586.7835 | 3144235.0165 | 36506133.6568 |  | 1478867.319 | 8182947.8012 | 0 | 60217770.5771 |  | 749.8942 | 1.0251 | 58744.776 |  | 1317.3373
1 | 5000 | 707 | 0.035 | 15 | 15 | 7 | 1e-12 | 0 | Water | Porous | Wet | R600a | MinimizeLCOE | IgnoreSilica | 5.04 | 3.052 | 0.34168 | 4 | 44962.4068 |  | 1008.271 |  | 167.6436 | -8.3333e-05 | 64283325482.9456 | 1131506.424 | 129696.5085 | 803270.6834 | 1687258.7824 | 24077.0464 | 143618.8648 | 0 | 1528577.0407 | 3977043.9056 | 2714414.1857 | 12139463.4414 | 3144235.0165 | 36506133.6568 |  | 1478867.319 | 8182947.8012 | 0 | 61451647.235 |  | 1000 | 1.3667 | 44962.4068 |  | 1008.271
1 | 5000 | 707 | 0.035 | 15 | 15 | 7 | 1.3335e-12 | 0 | Water | Porous | Wet | R600a | MinimizeLCOE | IgnoreSilica | 6.4601 | 4.0196 | 0.45229 | 4 | 35042.2 |  | 785.8128 |  | 171.0771 | -8.581e-05 | 65076972706.7413 | 1373061.4765 | 157030.5361 | 1001261.7647 | 1827055.9536 | 24077.0464 | 165099.0796 | 0 | 1773558.4842 | 4614435.369 | 3149446.9565 | 14085026.6667 | 3144235.0165 | 36506133.6568 |  | 1478867.319 | 8182947.8012 | 0 | 63397210.4603 |  | 1333.5214 | 1.8092 | 35042.2 |  | 785.8128
1 | 5000 | 707 | 0.035 | 15 | 15 | 7 | 1.7783e-12 | 0 | Water | Porous | Wet | R600a | MinimizeLCOE | IgnoreSilica | 8.3534 | 5.3134 | 0.59994 | 4 | 27577.1478 |  | 618.4108 |  | 173.9101 | -8.8407e-05 | 65683428793.3287 | 1671251.4549 | 190921.1958 | 1251697.3461 | 2115519.7205 | 24077.0464 | 192207.3072 | 0 | 2123812.8876 | 5525725.4796 | 3771421.1822 | 16866633.6202 | 3144235.0165 | 36506133.6568 |  | 1478867.319 | 8182947.8012 | 0 | 66178817.4137 |  | 1778.2794 | 2.3998 | 27577.1478 |  | 618.4108
1 | 5000 | 707 | 0.035 | 15 | 15 | 7 | 2.3714e-12 | 0 | Water | Porous | Wet | R600a | MinimizeLCOE | IgnoreSilica | 10.8252 | 7.0058 | 0.79348 | 4 | 21998.2856 |  | 493.3062 |  | 176.1622 | -9.0201e-05 | 66141100501.9002 | 2031106.0193 | 231709.3522 | 1561591.0066 | 2548970.36 | 24077.0464 | 224191.1832 | 0 | 2582441.5374 | 6718983.1487 | 4585844.0603 | 20508913.7141 | 3144235.0165 | 36506133.6568 |  | 1478867.319 | 8182947.8012 | 0 | 69821097.5077 |  | 2371.3737 | 3.1739 | 21998.2856 |  | 493.3062
1 | 5000 | 707 | 0.035 | 15 | 15 | 7 | 3.1623e-12 | 0 | Water | Porous | Wet | R600a | MinimizeLCOE | IgnoreSilica | 14.1043 | 9.2537 | 1.0505 | 4 | 17741.7938 |  | 397.8554 |  | 177.96 | -9.1771e-05 | 66512999118.1854 | 2472183.9199 | 281542.0247 | 1950979.1682 | 3156087.7123 | 24077.0464 | 263495.2441 | 0 | 3177862.3951 | 8268146.0827 | 5643179.5949 | 25237553.1881 | 3144235.0165 | 36506133.6568 |  | 1478867.319 | 8182947.8012 | 0 | 74549736.9817 |  | 3162.2777 | 4.2019 | 17741.7938 |  | 397.8554
1 | 5000 | 707 | 0.035 | 15 | 15 | 7 | 4.217e-12 | 0 | Water | Porous | Wet | R600a | MinimizeLCOE | IgnoreSilica | 18.448 | 12.2337 | 1.3912 | 4 | 14487.3126 |  | 324.8745 |  | 179.3752 | -9.3037e-05 | 66793375617.7976 | 3011751.2517 | 342321.7763 | 2439187.4575 | 3979182.615 | 24077.0464 | 311444.2769 | 0 | 3942106.1253 | 10256551.5008 | 7000307.1504 | 31306929.2003 | 3144235.0165 | 36506133.6568 |  | 1478867.319 | 8182947.8012 | 0 | 80619112.9938 |  | 4216.965 | 5.5648 | 14487.3126 |  | 324.8745
1 | 5000 | 707 | 0.035 | 15 | 15 | 7 | 5.6234e-12 | 0 | Water | Porous | Wet | R600a | MinimizeLCOE | IgnoreSilica | 24.1775 | 16.1663 | 1.8411 | 4 | 11997.2582 |  | 269.0356 |  | 180.4757 | -9.3905e-05 | 67017113795.0376 | 3668906.0985 | 416087.3082 | 3048498.389 | 5077696.6557 | 24077.0464 | 369311.9552 | 0 | 4915785.2067 | 12789864.7415 | 8729345.4915 | 39039572.8926 | 3144235.0165 | 36506133.6568 |  | 1478867.319 | 8182947.8012 | 0 | 88351756.6862 |  | 5623.4133 | 7.3643 | 11997.2582 |  | 269.0356
1 | 5000 | 707 | 0.035 | 15 | 15 | 7 | 7.4989e-12 | 0 | Water | Porous | Wet | R600a | MinimizeLCOE | IgnoreSilica | 31.7654 | 21.3761 | 2.4368 | 4 | 10078.3061 |  | 226.0036 |  | 181.3303 | -9.4659e-05 | 67150233426.5565 | 4472571.7481 | 505968.8685 | 3811900.321 | 6540873.3242 | 24077.0464 | 440207.1378 | 0 | 6160283.3939 | 16027793.7431 | 10939298.5679 | 48922974.151 | 3144235.0165 | 36506133.6568 |  | 1478867.319 | 8182947.8012 | 0 | 98235157.9445 |  | 7498.9421 | 9.7472 | 10078.3061 |  | 226.0036
1 | 5000 | 707 | 0.035 | 15 | 15 | 7 | 1e-11 | 0 | Water | Porous | Wet | R600a | MinimizeLCOE | IgnoreSilica | 41.6948 | 28.1956 | 3.2169 | 4 | 8604.6358 |  | 192.9569 |  | 181.986 | -9.5065e-05 | 67234517785.2321 | 5444134.0041 | 614186.0037 | 4757105.8454 | 8461679.5085 | 24077.0464 | 525153.8409 | 0 | 7732271.1371 | 20117783.3918 | 13730800.544 | 61407191.3218 | 3144235.0165 | 36506133.6568 |  | 1478867.319 | 8182947.8012 | 0 | 110719375.1154 |  | 10000 | 12.8674 | 8604.6358 |  | 192.9569
1 | 5000 | 707 | 0.035 | 15 | 15 | 7 | 1.3335e-11 | 0 | Water | Porous | Wet | R600a | MinimizeLCOE | IgnoreSilica | 54.5648 | 37.037 | 4.2284 | 4 | 7470.5096 |  | 167.5244 |  | 182.4889 | -9.5174e-05 | 67253384886.6447 | 6608910.9941 | 743392.6702 | 5917069.274 | 10954297.2171 | 24077.0464 | 626275.0462 | 0 | 9700868.6767 | 25239670.3751 | 17226593.6543 | 77041154.9542 | 3144235.0165 | 36506133.6568 |  | 1478867.319 | 8182947.8012 | 0 | 126353338.7477 |  | 13335.2143 | 16.9136 | 7470.5096 |  | 167.5244
1 | 5000 | 707 | 0.035 | 15 | 15 | 7 | 1.7783e-11 | 0 | Water | Porous | Wet | R600a | MinimizeLCOE | IgnoreSilica | 70.9495 | 48.2972 | 5.5169 | 4 | 6598.4708 |  | 147.9691 |  | 182.8762 | -9.4959e-05 | 67188231931.6278 | 7983202.7164 | 895196.6272 | 7317039.694 | 14127979.7686 | 24077.0464 | 744761.3105 | 0 | 12125980.2936 | 31549313.3435 | 21533054.6305 | 96300605.4307 | 3144235.0165 | 36506133.6568 |  | 1478867.319 | 8182947.8012 | 0 | 145612789.2242 |  | 17782.7941 | 22.0677 | 6598.4708 |  | 147.9691
1 | 5000 | 707 | 0.035 | 15 | 15 | 7 | 2.3714e-11 | 0 | Water | Porous | Wet | R600a | MinimizeLCOE | IgnoreSilica | 91.2079 | 62.227 | 7.1113 | 4 | 5930.64 |  | 132.9932 |  | 183.1787 | -9.4339e-05 | 67014377790.2212 | 9562979.85 | 1068965.9288 | 8961510.2671 | 18048295.8965 | 24077.0464 | 879926.3311 | 0 | 15032844.5748 | 39112377.9231 | 26695001.6115 | 119385979.4294 | 3144235.0165 | 36506133.6568 |  | 1478867.319 | 8182947.8012 | 0 | 168698163.2229 |  | 23713.7371 | 28.4452 | 5930.64 |  | 132.9932
1 | 5000 | 707 | 0.035 | 15 | 15 | 7 | 3.1623e-11 | 0 | Water | Porous | Wet | R600a | MinimizeLCOE | IgnoreSilica | 115.1884 | 78.7296 | 9.0009 | 4 | 5423.2057 |  | 121.6141 |  | 183.422 | -9.3217e-05 | 66705493776.6143 | 11309899.0399 | 1260324.0099 | 10817032.3916 | 22680500.3847 | 24077.0464 | 1028033.5075 | 0 | 18376747.8881 | 47812528.4156 | 32633033.0929 | 145942175.7765 | 3144235.0165 | 36506133.6568 |  | 1478867.319 | 8182947.8012 | 0 | 195254359.57 |  | 31622.7766 | 36.0035 | 5423.2057 |  | 121.6141
1 | 5000 | 707 | 0.035 | 15 | 15 | 7 | 4.217e-11 | 0 | Water | Porous | Wet | R600a | MinimizeLCOE | IgnoreSilica | 141.9311 | 97.154 | 11.1122 | 4 | 5042.0963 |  | 113.0678 |  | 183.6255 | -9.149e-05 | 66253392901.7019 | 13141867.2833 | 1460206.2867 | 12798713.2951 | 27832233.8459 | 24077.0464 | 1181247.8933 | 0 | 22010954.8037 | 57267989.3317 | 39086579.4584 | 174803869.2445 | 3144235.0165 | 36506133.6568 |  | 1478867.319 | 8182947.8012 | 0 | 224116053.038 |  | 42169.6503 | 44.449 | 5042.0963 |  | 113.0678
1 | 5000 | 707 | 0.035 | 15 | 15 | 7 | 5.6234e-11 | 0 | Water | Porous | Wet | R600a | MinimizeLCOE | IgnoreSilica | 169.8099 | 116.3897 | 13.3185 | 4 | 4759.0505 |  | 106.7206 |  | 183.8025 | -8.9249e-05 | 65660063490.8385 | 14952498.278 | 1657055.922 | 14788677.3617 | 33183150.7369 | 24077.0464 | 1330671.2196 | 0 | 25715090.9202 | 66905391.6839 | 45664304.5926 | 204220917.7612 | 3144235.0165 | 36506133.6568 |  | 1478867.319 | 8182947.8012 | 0 | 253533101.5547 |  | 56234.1325 | 53.2739 | 4759.0505 |  | 106.7206
1 | 5000 | 707 | 0.035 | 15 | 15 | 7 | 7.4989e-11 | 0 | Water | Porous | Wet | R600a | MinimizeLCOE | IgnoreSilica | 196.8816 | 135.1016 | 15.4669 | 4 | 4550.9442 |  | 102.0538 |  | 183.9595 | -8.666e-05 | 64968168884.8177 | 16634408.6647 | 1839347.7775 | 16661952.2942 | 38356413.9132 | 24077.0464 | 1467405.3646 | 0 | 29243605.9736 | 76085864.0549 | 51930165.6256 | 232243240.7146 | 3144235.0165 | 36506133.6568 |  | 1478867.319 | 8182947.8012 | 0 | 281555424.5081 |  | 74989.4209 | 61.8675 | 4550.9442 |  | 102.0538
1 | 5000 | 707 | 0.035 | 15 | 15 | 7 | 1e-10 | 0 | Water | Porous | Wet | R600a | MinimizeLCOE | IgnoreSilica | 221.5025 | 152.1518 | 17.4272 | 4 | 4398.887 |  | 98.644 |  | 184.0977 | -8.3943e-05 | 64244231682.6809 | 18110629.4001 | 1998926.0051 | 18323954.4345 | 43039822.0801 | 24077.0464 | 1585259.2083 | 0 | 32402240.588 | 84303983.3966 | 57539200.9418 | 257328093.1007 | 3144235.0165 | 36506133.6568 |  | 1478867.319 | 8182947.8012 | 0 | 306640276.8943 |  | 100000 | 69.7086 | 4398.887 |  | 98.644
1 | 5000 | 707 | 0.035 | 15 | 15 | 7 | 1.3335e-10 | 0 | Water | Porous | Wet | R600a | MinimizeLCOE | IgnoreSilica | 242.7937 | 166.9239 | 19.1271 | 4 | 4287.8742 |  | 96.1545 |  | 184.217 | -7.6358e-05 | 63538573539.1052 | 19352366.8889 | 2132875.9635 | 19733867.6487 | 47071395.8054 | 24077.0464 | 1683169.4132 | 0 | 35099123.5787 | 91320719.7317 | 62328267.67 | 278745863.7464 | 3144235.0165 | 36506133.6568 |  | 1478867.319 | 8182947.8012 | 0 | 328058047.5399 |  | 133352.1432 | 76.5083 | 4287.8742 |  | 96.1545
1 | 5000 | 707 | 0.035 | 15 | 15 | 7 | 1.7783e-10 | 0 | Water | Porous | Wet | R600a | MinimizeLCOE | IgnoreSilica | 260.4379 | 179.1867 | 20.5402 | 4 | 4206.7225 |  | 94.3347 |  | 184.3171 | -6.852e-05 | 62903453338.1622 | 20359908.3598 | 2241386.7537 | 20885369.1163 | 50398298.1079 | 24077.0464 | 1761230.9414 | 0 | 37311405.4269 | 97076623.2992 | 66256790.1268 | 296315089.1784 | 3144235.0165 | 36506133.6568 |  | 1478867.319 | 8182947.8012 | 0 | 345627272.9719 |  | 177827.941 | 82.1607 | 4206.7225 |  | 94.3347
1 | 5000 | 707 | 0.035 | 15 | 15 | 7 | 2.3714e-10 | 0 | Water | Porous | Wet | R600a | MinimizeLCOE | IgnoreSilica | 274.6574 | 189.0842 | 21.6818 | 4 | 4147.1872 |  | 92.9997 |  | 184.399 | -6.2088e-05 | 62356470459.6473 | 21159070.0058 | 2327348.1846 | 21803270.9806 | 53069623.3943 | 24077.0464 | 1822341.5198 | 0 | 39080235.1413 | 101678755.3791 | 69397839.8358 | 310362561.4877 | 3144235.0165 | 36506133.6568 |  | 1478867.319 | 8182947.8012 | 0 | 359674745.2812 |  | 237137.3706 | 86.7274 | 4147.1872 |  | 92.9997
1 | 5000 | 707 | 0.035 | 15 | 15 | 7 | 3.1623e-10 | 0 | Water | Porous | Wet | R600a | MinimizeLCOE | IgnoreSilica | 285.2419 | 196.4603 | 22.5453 | 4 | 4103.3392 |  | 92.0164 |  | 184.4607 | -5.6575e-05 | 62009743612.6189 | 21747047.7887 | 2390535.1726 | 22481091.7177 | 55052324.2696 | 24077.0464 | 1858780.6717 | 0 | 40386004.1 | 105076098.3597 | 71716596.2284 | 320732555.3549 | 3144235.0165 | 36506133.6568 |  | 1478867.319 | 8182947.8012 | 0 | 370044739.1484 |  | 316227.766 | 90.1814 | 4103.3392 |  | 92.0164
1 | 5000 | 707 | 0.035 | 15 | 15 | 7 | 4.217e-10 | 0 | Water | Porous | Wet | R600a | MinimizeLCOE | IgnoreSilica | 289.7145 | 199.5796 | 22.985 | 4 | 4070.6451 |  | 91.2832 |  | 184.4871 | -5.1686e-05 | 62376785896.936 | 21993826.5306 | 2417040.7633 | 22766189.8854 | 55888547.0064 | 24077.0464 | 1823754.545 | 0 | 40916239.9531 | 106455663.283 | 72658177.6358 | 324943516.649 | 3144235.0165 | 36506133.6568 |  | 1478867.319 | 8182947.8012 | 0 | 374255700.4425 |  | 421696.5034 | 91.9401 | 4070.6451 |  | 91.2832
1 | 5000 | 707 | 0.035 | 15 | 15 | 7 | 5.6234e-10 | 0 | Water | Porous | Wet | R600a | MinimizeLCOE | IgnoreSilica | 292.9982 | 201.8761 | 23.3136 | 4 | 4046.1649 |  | 90.7343 |  | 184.5102 | -4.9733e-05 | 62653802276.9927 | 22174826.2358 | 2436475.9054 | 22975521.5082 | 56498165.5662 | 24077.0464 | 1794477.4349 | 0 | 41302382.0417 | 107460325.7891 | 73343880.44 | 328010131.9676 | 3144235.0165 | 36506133.6568 |  | 1478867.319 | 8182947.8012 | 0 | 377322315.7611 |  | 562341.3252 | 93.2543 | 4046.1649 |  | 90.7343
1 | 5000 | 707 | 0.035 | 15 | 15 | 7 | 7.4989e-10 | 0 | Water | Porous | Wet | R600a | MinimizeLCOE | IgnoreSilica | 295.4802 | 203.6126 | 23.5635 | 4 | 4027.7655 |  | 90.3217 |  | 184.5277 | -4.7679e-05 | 62865379940.9519 | 22311304.7228 | 2451127.5273 | 23133488.7709 | 56958512.2661 | 24077.0464 | 1771155.1653 | 0 | 41593369.5445 | 108217415.5817 | 73860609.78 | 330321060.4051 | 3144235.0165 | 36506133.6568 |  | 1478867.319 | 8182947.8012 | 0 | 379633244.1986 |  | 749894.2093 | 94.2541 | 4027.7655 |  | 90.3217
1 | 5000 | 707 | 0.035 | 15 | 15 | 7 | 1e-09 | 0 | Water | Porous | Wet | R600a | MinimizeLCOE | IgnoreSilica | 297.3172 | 204.8982 | 23.7507 | 4 | 4013.9447 |  | 90.0117 |  | 184.5408 | -4.6854e-05 | 63024386563.7857 | 22412139.0896 | 2461950.9442 | 23250268.7367 | 57298953.0426 | 24077.0464 | 1752285.6905 | 0 | 41807873.0745 | 108775509.7659 | 74241520.5285 | 332024577.919 | 3144235.0165 | 36506133.6568 |  | 1478867.319 | 8182947.8012 | 0 | 381336761.7125 |  | 1000000 | 95.003 | 4013.9447 |  | 90.0117
1 | 5000 | 707 | 0.035 | 15 | 15 | 7 | 1.3335e-09 | 0 | Water | Porous | Wet | R600a | MinimizeLCOE | IgnoreSilica | 298.7787 | 205.9212 | 23.8972 | 4 | 4003.5676 |  | 89.779 |  | 184.5512 | -4.5709e-05 | 63145267353.0764 | 22492249.2945 | 2470548.8713 | 23343088.937 | 57569743.4232 | 24077.0464 | 1738956.9772 | 0 | 41979079.1744 | 109220952.9185 | 74545544.633 | 333384241.2755 | 3144235.0165 | 36506133.6568 |  | 1478867.319 | 8182947.8012 | 0 | 382696425.0691 |  | 1333521.4322 | 95.5889 | 4003.5676 |  | 89.779
1 | 5000 | 707 | 0.035 | 15 | 15 | 7 | 1.7783e-09 | 0 | Water | Porous | Wet | R600a | MinimizeLCOE | IgnoreSilica | 299.8387 | 206.6633 | 24.0052 | 4 | 3995.7786 |  | 89.6044 |  | 184.5588 | -4.4825e-05 | 63236662846.5301 | 22550292.8718 | 2476777.9254 | 23410364.4591 | 57766015.3678 | 24077.0464 | 1728044.3226 | 0 | 42102673.0773 | 109542518.9014 | 74765020.0238 | 334365783.9955 | 3144235.0165 | 36506133.6568 |  | 1478867.319 | 8182947.8012 | 0 | 383677967.7891 |  | 1778279.41 | 96.0208 | 3995.7786 |  | 89.6044
1 | 5000 | 707 | 0.035 | 15 | 15 | 7 | 2.3714e-09 | 0 | Water | Porous | Wet | R600a | MinimizeLCOE | IgnoreSilica | 300.6398 | 207.2242 | 24.0868 | 4 | 3989.9337 |  | 89.4733 |  | 184.5646 | -4.4162e-05 | 63306225426.4819 | 22594125.3755 | 2481481.5891 | 23461181.3623 | 57914304.7109 | 24077.0464 | 1719778.877 | 0 | 42196030.0949 | 109785414.7109 | 74930801.4049 | 335107195.1718 | 3144235.0165 | 36506133.6568 |  | 1478867.319 | 8182947.8012 | 0 | 384419378.9653 |  | 2371373.7057 | 96.3473 | 3989.9337 |  | 89.4733
1 | 5000 | 707 | 0.035 | 15 | 15 | 7 | 3.1623e-09 | 0 | Water | Porous | Wet | R600a | MinimizeLCOE | IgnoreSilica | 301.2271 | 207.6355 | 24.1473 | 4 | 3985.5484 |  | 89.375 |  | 184.5688 | -4.3657e-05 | 63360448077.9085 | 22626245.3819 | 2484928.2203 | 23498426.4192 | 58022987.0836 | 24077.0464 | 1713255.3488 | 0 | 42264268.605 | 109962957.3167 | 75051977.8815 | 335649123.3032 | 3144235.0165 | 36506133.6568 |  | 1478867.319 | 8182947.8012 | 0 | 384961307.0967 |  | 3162277.6602 | 96.5893 | 3985.5484 |  | 89.375
1 | 5000 | 707 | 0.035 | 15 | 15 | 7 | 4.217e-09 | 0 | Water | Porous | Wet | R600a | MinimizeLCOE | IgnoreSilica | 301.6829 | 207.9547 | 24.1937 | 4 | 3982.2586 |  | 89.3012 |  | 184.5721 | -4.3285e-05 | 63397979507.5481 | 22651161.4115 | 2487601.734 | 23527322.0825 | 58107333.8761 | 24077.0464 | 1708557.3816 | 0 | 42317360.8775 | 110101092.519 | 75146257.9955 | 336070764.9242 | 3144235.0165 | 36506133.6568 |  | 1478867.319 | 8182947.8012 | 0 | 385382948.7177 |  | 4216965.0343 | 96.775 | 3982.2586 |  | 89.3012
1 | 5000 | 707 | 0.035 | 15 | 15 | 7 | 5.6234e-09 | 0 | Water | Porous | Wet | R600a | MinimizeLCOE | IgnoreSilica | 302.0165 | 208.1883 | 24.2281 | 4 | 3979.7909 |  | 89.2458 |  | 184.5745 | -4.3001e-05 | 63428984745.0427 | 22669390.3458 | 2489557.663 | 23548464.8119 | 58169043.8564 | 24077.0464 | 1704865.1642 | 0 | 42356105.5662 | 110201898.2512 | 75215059.979 | 336378462.684 | 3144235.0165 | 36506133.6568 |  | 1478867.319 | 8182947.8012 | 0 | 385690646.4775 |  | 5623413.2519 | 96.9123 | 3979.7909 |  | 89.2458
1 | 5000 | 707 | 0.035 | 15 | 15 | 7 | 7.4989e-09 | 0 | Water | Porous | Wet | R600a | MinimizeLCOE | IgnoreSilica | 302.2749 | 208.3693 | 24.2544 | 4 | 3977.94 |  | 89.2043 |  | 184.5763 | -4.2792e-05 | 63450347038.3062 | 22683506.0818 | 2491072.223 | 23564838.1684 | 58216846.5951 | 24077.0464 | 1702212.9968 | 0 | 42386195.7135 | 110280186.6422 | 75268493.4145 | 336617428.8817 | 3144235.0165 | 36506133.6568 |  | 1478867.319 | 8182947.8012 | 0 | 385929612.6752 |  | 7498942.0933 | 97.0175 | 3977.94 |  | 89.2043
1 | 5000 | 707 | 0.035 | 15 | 15 | 7 | 1e-08 | 0 | Water | Porous | Wet | R600a | MinimizeLCOE | IgnoreSilica | 302.4575 | 208.4972 | 24.2734 | 4 | 3976.5517 |  | 89.1732 |  | 184.5776 | -4.263e-05 | 63468268161.5793 | 22693482.146 | 2492142.5972 | 23576410.4512 | 58250619.7322 | 24077.0464 | 1700030.1309 | 0 | 42407337.2205 | 110335192.5068 | 75306036.0474 | 336785327.8785 | 3144235.0165 | 36506133.6568 |  | 1478867.319 | 8182947.8012 | 0 | 386097511.672 |  | 10000000 | 97.0935 | 3976.5517 |  | 89.1732
1 | 5100 | 707 | 0.035 | 15 | 15 | 7 | 1e-13 | 0 | Water | Porous | Wet | R600a | MinimizeLCOE | IgnoreSilica | 0.78799 | 0.16411 | 0.0041762 | 4 | 3085140.1101 |  | 69183.5162 |  | 108.6002 | -5.3265e-05 | 14538491700.6605 | 104455.5203 | 6672.2493 | 81267.5385 | 58555.2579 | 24077.0464 | 56398.6141 | 0 | 129256.2283 | 336298.1919 | 229530.4262 | 1026511.0728 | 3144235.0165 | 37504391.7636 |  | 1478867.319 | 8382599.4226 | 0 | 51536604.5945 |  | 100 | 0.016705 | 3085140.1101 |  | 69183.5162
1 | 5100 | 707 | 0.035 | 15 | 15 | 7 | 1.3335e-13 | 0 | Water | Porous | Wet | R600a | MinimizeLCOE | IgnoreSilica | 1.0269 | 0.26595 | 0.012215 | 4 | 1062352.7769 |  | 23823.0025 |  | 121.5518 | -5.8229e-05 | 24698639819.5957 | 157110.3431 | 10806.962 | 118546.9892 | 76821.6901 | 24077.0464 | 63941.3532 | 0 | 176008.7097 | 457938.5584 | 312552.4758 | 1397804.1279 | 3144235.0165 | 37504391.7636 |  | 1478867.319 | 8382599.4226 | 0 | 51907897.6496 |  | 133.3521 | 0.048861 | 1062352.7769 |  | 23823.0025
1 | 5100 | 707 | 0.035 | 15 | 15 | 7 | 1.7783e-13 | 0 | Water | Porous | Wet | R600a | MinimizeLCOE | IgnoreSilica | 1.3242 | 0.40748 | 0.025238 | 4 | 518888.1231 |  | 11635.9399 |  | 132.8754 | -6.2637e-05 | 34246367337.8381 | 224215.5027 | 16530.59 | 165502.3602 | 102692.6324 | 24077.0464 | 71761.6685 | 0 | 235864.1221 | 613670.0632 | 418842.4278 | 1873156.4132 | 3144235.0165 | 37504391.7636 |  | 1478867.319 | 8382599.4226 | 0 | 52383249.9349 |  | 177.8279 | 0.10095 | 518888.1231 |  | 11635.9399
1 | 5100 | 707 | 0.035 | 15 | 15 | 7 | 2.3714e-13 | 0 | Water | Porous | Wet | R600a | MinimizeLCOE | IgnoreSilica | 1.7141 | 0.60874 | 0.045694 | 4 | 290078.8052 |  | 6504.9466 |  | 142.9901 | -6.7717e-05 | 43191158156.078 | 312298.4888 | 24700.0393 | 226536.8297 | 141191.0792 | 24077.0464 | 81276.3395 | 0 | 315931.1309 | 821987.9963 | 561023.6976 | 2509022.6477 | 3144235.0165 | 37504391.7636 |  | 1478867.319 | 8382599.4226 | 0 | 53019116.1695 |  | 237.1374 | 0.18277 | 290078.8052 |  | 6504.9466
1 | 5100 | 707 | 0.035 | 15 | 15 | 7 | 3.1623e-13 | 0 | Water | Porous | Wet | R600a | MinimizeLCOE | IgnoreSilica | 2.2088 | 0.87804 | 0.07592 | 4 | 177265.2408 |  | 3975.1299 |  | 151.4933 | -7.2069e-05 | 51730680606.2269 | 422745.7596 | 36024.5197 | 301573.0133 | 196443.993 | 24077.0464 | 91736.7712 | 0 | 418314.4302 | 1088368.3394 | 742833.7553 | 3322117.6281 | 3144235.0165 | 37504391.7636 |  | 1478867.319 | 8382599.4226 | 0 | 53832211.1498 |  | 316.2278 | 0.30368 | 177265.2408 |  | 3975.1299
1 | 5100 | 707 | 0.035 | 15 | 15 | 7 | 4.217e-13 | 0 | Water | Porous | Wet | R600a | MinimizeLCOE | IgnoreSilica | 2.7619 | 1.1699 | 0.1253 | 4 | 109610.2954 |  | 2457.9842 |  | 157.8418 | -7.1411e-05 | 471599550008.676 | 577279.9132 | 65812.0429 | 373051.5898 | 289453.3019 | 24077.0464 | 98818.5584 | 0 | 557112.0565 | 1449491.2917 | 989307.5906 | 4424403.3915 | 3144235.0165 | 37504391.7636 |  | 1478867.319 | 8382599.4226 | 0 | 54934496.9132 |  | 421.6965 | 0.50118 | 109610.2954 |  | 2457.9842
1 | 5100 | 707 | 0.035 | 15 | 15 | 7 | 5.6234e-13 | 0 | Water | Porous | Wet | R600a | MinimizeLCOE | IgnoreSilica | 3.1491 | 1.8302 | 0.20218 | 4 | 73654.0029 |  | 1651.6731 |  | 161.101 | -7.8528e-05 | 66838517935.0766 | 792299.9477 | 95060.7996 | 533241.1069 | 1369124.459 | 24077.0464 | 110155.6309 | 0 | 1140344.0063 | 2966941.1877 | 2024998.3252 | 9056242.5097 | 3144235.0165 | 37504391.7636 |  | 1478867.319 | 8382599.4226 | 0 | 59566336.0314 |  | 562.3413 | 0.80873 | 73654.0029 |  | 1651.6731
1 | 5100 | 707 | 0.035 | 15 | 15 | 7 | 7.4989e-13 | 0 | Water | Porous | Wet | R600a | MinimizeLCOE | IgnoreSilica | 3.9922 | 2.4185 | 0.27065 | 4 | 56982.2533 |  | 1277.8132 |  | 166.1944 | -8.2243e-05 | 65593214228.7763 | 961838.3408 | 111297.2683 | 666731.94 | 1720138.6869 | 24077.0464 | 125023.4753 | 0 | 1407551.6355 | 3662160.6269 | 2499499.8778 | 11178318.8978 | 3144235.0165 | 37504391.7636 |  | 1478867.319 | 8382599.4226 | 0 | 61688412.4195 |  | 749.8942 | 1.0826 | 56982.2533 |  | 1277.8132
1 | 5100 | 707 | 0.035 | 15 | 15 | 7 | 1e-12 | 0 | Water | Porous | Wet | R600a | MinimizeLCOE | IgnoreSilica | 5.1495 | 3.1933 | 0.35927 | 4 | 43317.3354 |  | 971.3807 |  | 170.6469 | -8.5514e-05 | 66496725795.6273 | 1167881.2132 | 133666.7737 | 832906.0964 | 1488750.9081 | 24077.0464 | 143559.2902 | 0 | 1478428.1179 | 3846566.6954 | 2625360.8087 | 11741196.9499 | 3144235.0165 | 37504391.7636 |  | 1478867.319 | 8382599.4226 | 0 | 62251290.4716 |  | 1000 | 1.4371 | 43317.3354 |  | 971.3807
1 | 5100 | 707 | 0.035 | 15 | 15 | 7 | 1.3335e-12 | 0 | Water | Porous | Wet | R600a | MinimizeLCOE | IgnoreSilica | 6.6259 | 4.2235 | 0.47719 | 4 | 33738.2039 |  | 756.571 |  | 174.1831 | -8.8844e-05 | 67224313184.2153 | 1421726.0756 | 162577.4644 | 1041681.5899 | 1667821.3216 | 24077.0464 | 166069.0955 | 0 | 1748741.5114 | 4549866.6965 | 3105377.5108 | 13887938.3121 | 3144235.0165 | 37504391.7636 |  | 1478867.319 | 8382599.4226 | 0 | 64398031.8338 |  | 1333.5214 | 1.9088 | 33738.2039 |  | 756.571
1 | 5100 | 707 | 0.035 | 15 | 15 | 7 | 1.7783e-12 | 0 | Water | Porous | Wet | R600a | MinimizeLCOE | IgnoreSilica | 8.5406 | 5.5636 | 0.631 | 4 | 26647.239 |  | 597.5578 |  | 177.019 | -9.1204e-05 | 67873934827.858 | 1726337.077 | 197182.283 | 1298616.2002 | 1968637.0404 | 24077.0464 | 192309.582 | 0 | 2108792.0993 | 5486644.4697 | 3744747.5898 | 16747343.3878 | 3144235.0165 | 37504391.7636 |  | 1478867.319 | 8382599.4226 | 0 | 67257436.9095 |  | 1778.2794 | 2.524 | 26647.239 |  | 597.5578
1 | 5100 | 707 | 0.035 | 15 | 15 | 7 | 2.3714e-12 | 0 | Water | Porous | Wet | R600a | MinimizeLCOE | IgnoreSilica | 11.0615 | 7.3313 | 0.83401 | 4 | 21271.7557 |  | 477.0139 |  | 179.3002 | -9.3114e-05 | 68393812678.4399 | 2097256.8322 | 239204.0033 | 1619351.3323 | 2399811.5246 | 24077.0464 | 224083.1279 | 0 | 2575475.708 | 6700859.4895 | 4573474.2905 | 20453593.3546 | 3144235.0165 | 37504391.7636 |  | 1478867.319 | 8382599.4226 | 0 | 70963686.8763 |  | 2371.3737 | 3.3361 | 21271.7557 |  | 477.0139
1 | 5100 | 707 | 0.035 | 15 | 15 | 7 | 3.1623e-12 | 0 | Water | Porous | Wet | R600a | MinimizeLCOE | IgnoreSilica | 14.4138 | 9.6848 | 1.1041 | 4 | 17151.0253 |  | 384.6076 |  | 181.126 | -9.4883e-05 | 68765479721.1666 | 2553063.4408 | 290694.5133 | 2023348.6431 | 2994061.9249 | 24077.0464 | 263416.9884 | 0 | 3177978.3972 | 8268447.8964 | 5643385.5889 | 25238474.4394 | 3144235.0165 | 37504391.7636 |  | 1478867.319 | 8382599.4226 | 0 | 75748567.9611 |  | 3162.2777 | 4.4166 | 17151.0253 |  | 384.6076
1 | 5100 | 707 | 0.035 | 15 | 15 | 7 | 4.217e-12 | 0 | Water | Porous | Wet | R600a | MinimizeLCOE | IgnoreSilica | 18.8379 | 12.7933 | 1.4611 | 4 | 14003.962 |  | 314.0354 |  | 182.5588 | -9.6183e-05 | 69064962796.5912 | 3108626.5926 | 353232.4981 | 2528038.3469 | 3792365.8224 | 24077.0464 | 310942.3707 | 0 | 3945740.2441 | 10266006.7324 | 7006760.5402 | 31335790.1938 | 3144235.0165 | 37504391.7636 |  | 1478867.319 | 8382599.4226 | 0 | 81845883.7156 |  | 4216.965 | 5.8445 | 14003.962 |  | 314.0354
1 | 5100 | 707 | 0.035 | 15 | 15 | 7 | 5.6234e-12 | 0 | Water | Porous | Wet | R600a | MinimizeLCOE | IgnoreSilica | 24.689 | 16.9064 | 1.9335 | 4 | 11587.0012 |  | 259.8357 |  | 183.6766 | -9.7181e-05 | 69286540927.063 | 3787195.6146 | 429367.5526 | 3159649.086 | 4856628.1583 | 24077.0464 | 368757.2714 | 0 | 4924013.1444 | 12811272.1478 | 8743956.4862 | 39104916.5078 | 3144235.0165 | 37504391.7636 |  | 1478867.319 | 8382599.4226 | 0 | 89615010.0296 |  | 5623.4133 | 7.7341 | 11587.0012 |  | 259.8357
1 | 5100 | 707 | 0.035 | 15 | 15 | 7 | 7.4989e-12 | 0 | Water | Porous | Wet | R600a | MinimizeLCOE | IgnoreSilica | 32.4064 | 22.3333 | 2.5568 | 4 | 9727.5201 |  | 218.1373 |  | 184.542 | -9.7908e-05 | 69437965505.1124 | 4613800.4946 | 521758.6976 | 3947841.8904 | 6266681.5312 | 24077.0464 | 438888.71 | 0 | 6167088.8644 | 16045500.1813 | 10951383.5758 | 48977020.9916 | 3144235.0165 | 37504391.7636 |  | 1478867.319 | 8382599.4226 | 0 | 99487114.5133 |  | 7498.9421 | 10.2274 | 9727.5201 |  | 218.1373
1 | 5100 | 707 | 0.035 | 15 | 15 | 7 | 1e-11 | 0 | Water | Porous | Wet | R600a | MinimizeLCOE | IgnoreSilica | 42.5185 | 29.4461 | 3.3739 | 4 | 8295.8 |  | 186.0313 |  | 185.2077 | -9.8356e-05 | 69524474661.6128 | 5614635.7552 | 633172.1757 | 4925148.4121 | 8118549.2259 | 24077.0464 | 523340.6902 | 0 | 7737180.0891 | 20130555.478 | 13739517.7553 | 61446176.628 | 3144235.0165 | 37504391.7636 |  | 1478867.319 | 8382599.4226 | 0 | 111956270.1497 |  | 10000 | 13.4955 | 8295.8 |  | 186.0313
1 | 5100 | 707 | 0.035 | 15 | 15 | 7 | 1.3335e-11 | 0 | Water | Porous | Wet | R600a | MinimizeLCOE | IgnoreSilica | 55.6099 | 38.6572 | 4.4322 | 4 | 7193.6658 |  | 161.3162 |  | 185.7182 | -9.8484e-05 | 69544365115.5572 | 6813335.2476 | 766061.5556 | 6123242.1135 | 10518126.8372 | 24077.0464 | 623756.705 | 0 | 9698753.8071 | 25234167.9181 | 17222838.1144 | 77024359.3448 | 3144235.0165 | 37504391.7636 |  | 1478867.319 | 8382599.4226 | 0 | 127534452.8665 |  | 13335.2143 | 17.7287 | 7193.6658 |  | 161.3162
1 | 5100 | 707 | 0.035 | 15 | 15 | 7 | 1.7783e-11 | 0 | Water | Porous | Wet | R600a | MinimizeLCOE | IgnoreSilica | 72.2601 | 50.3765 | 5.7788 | 4 | 6345.9302 |  | 142.3059 |  | 186.1116 | -9.829e-05 | 69474456949.329 | 8226550.0708 | 922067.104 | 7567982.6751 | 13569979.3294 | 24077.0464 | 741458.9589 | 0 | 12110324.922 | 31508581.2777 | 21505254.1587 | 96176275.5429 | 3144235.0165 | 37504391.7636 |  | 1478867.319 | 8382599.4226 | 0 | 146686369.0647 |  | 17782.7941 | 23.115 | 6345.9302 |  | 142.3059
1 | 5100 | 707 | 0.035 | 15 | 15 | 7 | 2.3714e-11 | 0 | Water | Porous | Wet | R600a | MinimizeLCOE | IgnoreSilica | 92.7548 | 64.8099 | 7.438 | 4 | 5697.7935 |  | 127.7716 |  | 186.4183 | -9.7604e-05 | 69305453654.9063 | 9844371.4951 | 1099895.5226 | 9257853.5701 | 17323683.7215 | 24077.0464 | 874737.6121 | 0 | 14985601.3974 | 38989460.8666 | 26611108.1947 | 119010789.4264 | 3144235.0165 | 37504391.7636 |  | 1478867.319 | 8382599.4226 | 0 | 169520882.9482 |  | 23713.7371 | 29.752 | 5697.7935 |  | 127.7716
1 | 5100 | 707 | 0.035 | 15 | 15 | 7 | 3.1623e-11 | 0 | Water | Porous | Wet | R600a | MinimizeLCOE | IgnoreSilica | 116.94 | 81.856 | 9.3982 | 4 | 5205.5516 |  | 116.7332 |  | 186.6648 | -9.6421e-05 | 68996569988.9632 | 11628681.5259 | 1295203.4594 | 11159321.9241 | 21746553.7026 | 24077.0464 | 1020518.1535 | 0 | 18280998.7666 | 47563408.8422 | 32463003.8651 | 145181767.2857 | 3144235.0165 | 37504391.7636 |  | 1478867.319 | 8382599.4226 | 0 | 195691860.8074 |  | 31622.7766 | 37.5929 | 5205.5516 |  | 116.7332
1 | 5100 | 707 | 0.035 | 15 | 15 | 7 | 4.217e-11 | 0 | Water | Porous | Wet | R600a | MinimizeLCOE | IgnoreSilica | 143.7754 | 100.7916 | 11.5777 | 4 | 4836.4653 |  | 108.4566 |  | 186.8704 | -9.4606e-05 | 68548044936.3687 | 13491518.7479 | 1498302.8271 | 13180648.59 | 26642569.7284 | 24077.0464 | 1170471.2477 | 0 | 21842959.3931 | 56830899.7338 | 38788256.8265 | 173469704.1408 | 3144235.0165 | 37504391.7636 |  | 1478867.319 | 8382599.4226 | 0 | 223979797.6626 |  | 42169.6503 | 46.3106 | 4836.4653 |  | 108.4566
1 | 5100 | 707 | 0.035 | 15 | 15 | 7 | 5.6234e-11 | 0 | Water | Porous | Wet | R600a | MinimizeLCOE | IgnoreSilica | 171.617 | 120.4661 | 13.844 | 4 | 4562.7941 |  | 102.3195 |  | 187.0486 | -9.2282e-05 | 67960494988.5052 | 15325034.6801 | 1697499.4073 | 15201604.9091 | 31706087.5325 | 24077.0464 | 1316118.3481 | 0 | 25455464.5502 | 66229897.1257 | 45203265.6766 | 202159049.276 | 3144235.0165 | 37504391.7636 |  | 1478867.319 | 8382599.4226 | 0 | 252669142.7977 |  | 56234.1325 | 55.376 | 4562.7941 |  | 102.3195
1 | 5100 | 707 | 0.035 | 15 | 15 | 7 | 7.4989e-11 | 0 | Water | Porous | Wet | R600a | MinimizeLCOE | IgnoreSilica | 198.4869 | 139.4869 | 16.0378 | 4 | 4362.0292 |  | 97.8174 |  | 187.2054 | -8.959e-05 | 67285957394.1047 | 17018881.8684 | 1880971.5163 | 17093231.2795 | 36574155.116 | 24077.0464 | 1448225.3642 | 0 | 28875421.4544 | 75127923.461 | 51276351.4866 | 229319238.5927 | 3144235.0165 | 37504391.7636 |  | 1478867.319 | 8382599.4226 | 0 | 279829332.1144 |  | 74989.4209 | 64.1512 | 4362.0292 |  | 97.8174
1 | 5100 | 707 | 0.035 | 15 | 15 | 7 | 1e-10 | 0 | Water | Porous | Wet | R600a | MinimizeLCOE | IgnoreSilica | 222.8474 | 156.7632 | 18.0327 | 4 | 4215.522 |  | 94.5321 |  | 187.3428 | -8.6808e-05 | 66579418624.7226 | 18501800.2957 | 2041191.7212 | 18766906.7597 | 40969978.7908 | 24077.0464 | 1561978.1344 | 0 | 31927713.7718 | 83069361.9596 | 56696546.4421 | 253559554.9218 | 3144235.0165 | 37504391.7636 |  | 1478867.319 | 8382599.4226 | 0 | 304069648.4435 |  | 100000 | 72.131 | 4215.522 |  | 94.5321
1 | 5100 | 707 | 0.035 | 15 | 15 | 7 | 1.3335e-10 | 0 | Water | Porous | Wet | R600a | MinimizeLCOE | IgnoreSilica | 243.807 | 171.6547 | 19.7545 | 4 | 4108.7564 |  | 92.1379 |  | 187.4606 | -7.8974e-05 | 65900924226.0491 | 19743504.0155 | 2175079.8536 | 20180025.0056 | 44737356.2596 | 24077.0464 | 1655572.397 | 0 | 34521089.6853 | 89816794.1119 | 61301807.532 | 274155305.9068 | 3144235.0165 | 37504391.7636 |  | 1478867.319 | 8382599.4226 | 0 | 324665399.4286 |  | 133352.1432 | 79.0179 | 4108.7564 |  | 92.1379
1 | 5100 | 707 | 0.035 | 15 | 15 | 7 | 1.7783e-10 | 0 | Water | Porous | Wet | R600a | MinimizeLCOE | IgnoreSilica | 261.1541 | 183.9999 | 21.1834 | 4 | 4030.7919 |  | 90.3895 |  | 187.559 | -7.0896e-05 | 65289259584.3898 | 20750131.0635 | 2283449.8476 | 21332964.5657 | 47844309.8531 | 24077.0464 | 1730284.0612 | 0 | 36646434.4106 | 95346505.119 | 65075948.9185 | 291034104.8854 | 3144235.0165 | 37504391.7636 |  | 1478867.319 | 8382599.4226 | 0 | 341544198.4072 |  | 177827.941 | 84.7338 | 4030.7919 |  | 90.3895
1 | 5100 | 707 | 0.035 | 15 | 15 | 7 | 2.3714e-10 | 0 | Water | Porous | Wet | R600a | MinimizeLCOE | IgnoreSilica | 275.1178 | 193.9515 | 22.3364 | 4 | 3973.6545 |  | 89.1082 |  | 187.6393 | -6.4275e-05 | 64762947263.3317 | 21547868.9156 | 2369227.7045 | 22251110.5261 | 50337577.0968 | 24077.0464 | 1788784.0388 | 0 | 38344271.678 | 99763929.4145 | 68090931.7691 | 304517778.1898 | 3144235.0165 | 37504391.7636 |  | 1478867.319 | 8382599.4226 | 0 | 355027871.7115 |  | 237137.3706 | 89.3454 | 3973.6545 |  | 89.1082
1 | 5100 | 707 | 0.035 | 15 | 15 | 7 | 3.1623e-10 | 0 | Water | Porous | Wet | R600a | MinimizeLCOE | IgnoreSilica | 286.1117 | 201.796 | 23.2462 | 4 | 3931.62 |  | 88.1656 |  | 187.7033 | -5.8965e-05 | 64330128025.0388 | 22168641.8987 | 2435915.7715 | 22968211.1146 | 52295567.4918 | 24077.0464 | 1833577.9388 | 0 | 39673136.5921 | 103221363.3333 | 70450701.4619 | 315071192.6489 | 3144235.0165 | 37504391.7636 |  | 1478867.319 | 8382599.4226 | 0 | 365581286.1707 |  | 316227.766 | 92.9849 | 3931.62 |  | 88.1656
1 | 5100 | 707 | 0.035 | 15 | 15 | 7 | 4.217e-10 | 0 | Water | Porous | Wet | R600a | MinimizeLCOE | IgnoreSilica | 294.6574 | 207.9018 | 23.9543 | 4 | 3900.6243 |  | 87.4706 |  | 187.7552 | -5.4808e-05 | 63979932285.3216 | 22647157.3931 | 2487285.9588 | 23522507.9911 | 53813147.0872 | 24077.0464 | 1868191.8402 | 0 | 40701323.2535 | 105896494.1163 | 72276533.1898 | 323236717.8764 | 3144235.0165 | 37504391.7636 |  | 1478867.319 | 8382599.4226 | 0 | 373746811.3982 |  | 421696.5034 | 95.8172 | 3900.6243 |  | 87.4706
1 | 5100 | 707 | 0.035 | 15 | 15 | 7 | 5.6234e-10 | 0 | Water | Porous | Wet | R600a | MinimizeLCOE | IgnoreSilica | 299.9702 | 211.7061 | 24.4184 | 4 | 3877.7581 |  | 86.9578 |  | 187.7913 | -5.3214e-05 | 63891830595.4722 | 22943317.2729 | 2519064.9334 | 23866222.9926 | 54752083.9611 | 24077.0464 | 1874273.5364 | 0 | 41331825.4997 | 107536931.627 | 73396165.4984 | 328243962.3677 | 3144235.0165 | 37504391.7636 |  | 1478867.319 | 8382599.4226 | 0 | 378754055.8895 |  | 562341.3252 | 97.6735 | 3877.7581 |  | 86.9578
1 | 5100 | 707 | 0.035 | 15 | 15 | 7 | 7.4989e-10 | 0 | Water | Porous | Wet | R600a | MinimizeLCOE | IgnoreSilica | 302.4038 | 213.451 | 24.6697 | 4 | 3860.6214 |  | 86.5735 |  | 187.809 | -5.108e-05 | 64101715245.5228 | 23078658.0311 | 2533583.7737 | 24023459.8514 | 55180891.9389 | 24077.0464 | 1851156.7687 | 0 | 41609812.69 | 108260197.2732 | 73889809.1636 | 330451646.5371 | 3144235.0165 | 37504391.7636 |  | 1478867.319 | 8382599.4226 | 0 | 380961740.0588 |  | 749894.2093 | 98.6789 | 3860.6214 |  | 86.5735
1 | 5100 | 707 | 0.035 | 15 | 15 | 7 | 1e-09 | 0 | Water | Porous | Wet | R600a | MinimizeLCOE | IgnoreSilica | 304.2239 | 214.7564 | 24.8592 | 4 | 3847.7527 |  | 86.2849 |  | 187.8222 | -5.0219e-05 | 64262868551.0642 | 23179712.5249 | 2544422.9615 | 24140930.1648 | 55501398.323 | 24077.0464 | 1832814.7301 | 0 | 41817108.7427 | 108799539.0801 | 74257921.0292 | 332097924.6027 | 3144235.0165 | 37504391.7636 |  | 1478867.319 | 8382599.4226 | 0 | 382608018.1244 |  | 1000000 | 99.4367 | 3847.7527 |  | 86.2849
1 | 5100 | 707 | 0.035 | 15 | 15 | 7 | 1.3335e-09 | 0 | Water | Porous | Wet | R600a | MinimizeLCOE | IgnoreSilica | 305.5929 | 215.7385 | 25.0023 | 4 | 3838.0926 |  | 86.0683 |  | 187.8323 | -4.8995e-05 | 64386492910.991 | 23255620.816 | 2552564.0764 | 24229206.7561 | 55742341.4493 | 24077.0464 | 1818595.6178 | 0 | 41972738.2471 | 109204455.1266 | 74534284.5511 | 333333883.6867 | 3144235.0165 | 37504391.7636 |  | 1478867.319 | 8382599.4226 | 0 | 383843977.2085 |  | 1333521.4322 | 100.009 | 3838.0926 |  | 86.0683
1 | 5100 | 707 | 0.035 | 15 | 15 | 7 | 1.7783e-09 | 0 | Water | Porous | Wet | R600a | MinimizeLCOE | IgnoreSilica | 306.6186 | 216.4745 | 25.1099 | 4 | 3830.843 |  | 85.9057 |  | 187.8398 | -4.8071e-05 | 64479917643.6122 | 23312443.5541 | 2558657.7913 | 24295308.9538 | 55922806.6077 | 24077.0464 | 1807614.0848 | 0 | 42089154.1348 | 109507345.3862 | 74741013.377 | 334258420.9361 | 3144235.0165 | 37504391.7636 |  | 1478867.319 | 8382599.4226 | 0 | 384768514.4579 |  | 1778279.41 | 100.4396 | 3830.843 |  | 85.9057
1 | 5100 | 707 | 0.035 | 15 | 15 | 7 | 2.3714e-09 | 0 | Water | Porous | Wet | R600a | MinimizeLCOE | IgnoreSilica | 307.4 | 217.0352 | 25.1917 | 4 | 3825.4034 |  | 85.7837 |  | 187.8455 | -4.7383e-05 | 64549413668.8213 | 23355697.867 | 2563296.1369 | 24345638.905 | 56060253.658 | 24077.0464 | 1799409.8676 | 0 | 42177865.6576 | 109738154.5712 | 74898545.3884 | 334962939.0983 | 3144235.0165 | 37504391.7636 |  | 1478867.319 | 8382599.4226 | 0 | 385473032.62 |  | 2371373.7057 | 100.7666 | 3825.4034 |  | 85.7837
1 | 5100 | 707 | 0.035 | 15 | 15 | 7 | 3.1623e-09 | 0 | Water | Porous | Wet | R600a | MinimizeLCOE | IgnoreSilica | 307.9823 | 217.4531 | 25.2529 | 4 | 3821.3226 |  | 85.6922 |  | 187.8498 | -4.6863e-05 | 64601024400.6328 | 23387915.1019 | 2566750.7735 | 24383133.0203 | 56162657.0139 | 24077.0464 | 1793097.8243 | 0 | 42243876.0043 | 109909899.9527 | 75015765.1403 | 335487171.8774 | 3144235.0165 | 37504391.7636 |  | 1478867.319 | 8382599.4226 | 0 | 385997265.3992 |  | 3162277.6602 | 101.0114 | 3821.3226 |  | 85.6922
1 | 5100 | 707 | 0.035 | 15 | 15 | 7 | 4.217e-09 | 0 | Water | Porous | Wet | R600a | MinimizeLCOE | IgnoreSilica | 308.4233 | 217.7696 | 25.2991 | 4 | 3818.2614 |  | 85.6236 |  | 187.853 | -4.6474e-05 | 64639837319.9062 | 23412304.5553 | 2569365.952 | 24411521.0448 | 56240203.6296 | 24077.0464 | 1788381.3097 | 0 | 42293882.8797 | 110040007.5847 | 75104566.2726 | 335884310.2746 | 3144235.0165 | 37504391.7636 |  | 1478867.319 | 8382599.4226 | 0 | 386394403.7963 |  | 4216965.0343 | 101.1964 | 3818.2614 |  | 85.6236
1 | 5100 | 707 | 0.035 | 15 | 15 | 7 | 5.6234e-09 | 0 | Water | Porous | Wet | R600a | MinimizeLCOE | IgnoreSilica | 308.7593 | 218.0108 | 25.3342 | 4 | 3815.9653 |  | 85.5721 |  | 187.8555 | -4.6186e-05 | 64668163639.0294 | 23430880.7478 | 2571357.747 | 24433144.9429 | 56299284.2901 | 24077.0464 | 1784901.4958 | 0 | 42332022.0453 | 110139237.8702 | 75172292.9814 | 336187199.1669 | 3144235.0165 | 37504391.7636 |  | 1478867.319 | 8382599.4226 | 0 | 386697292.6886 |  | 5623413.2519 | 101.3367 | 3815.9653 |  | 85.5721
1 | 5100 | 707 | 0.035 | 15 | 15 | 7 | 7.4989e-09 | 0 | Water | Porous | Wet | R600a | MinimizeLCOE | IgnoreSilica | 309.0003 | 218.1837 | 25.3598 | 4 | 3814.2432 |  | 85.5335 |  | 187.8573 | -4.5963e-05 | 64691332683.0509 | 23444201.0078 | 2572785.9595 | 24448651.7603 | 56341640.7368 | 24077.0464 | 1782090.0187 | 0 | 42359244.1465 | 110210064.1935 | 75220633.4024 | 336403388.2719 | 3144235.0165 | 37504391.7636 |  | 1478867.319 | 8382599.4226 | 0 | 386913481.7936 |  | 7498942.0933 | 101.4391 | 3814.2432 |  | 85.5335
1 | 5100 | 707 | 0.035 | 15 | 15 | 7 | 1e-08 | 0 | Water | Porous | Wet | R600a | MinimizeLCOE | IgnoreSilica | 309.1855 | 218.3167 | 25.3793 | 4 | 3812.9516 |  | 85.5045 |  | 187.8587 | -4.5798e-05 | 64707978229.2747 | 23454437.6043 | 2573883.5222 | 24460569.3865 | 56374200.6817 | 24077.0464 | 1780047.3681 | 0 | 42380214.0876 | 110264623.6786 | 75257871.3721 | 336569924.7474 | 3144235.0165 | 37504391.7636 |  | 1478867.319 | 8382599.4226 | 0 | 387080018.2691 |  | 10000000 | 101.5172 | 3812.9516 |  | 85.5045
1 | 5200 | 707 | 0.035 | 15 | 15 | 7 | 1e-13 | 0 | Water | Porous | Wet | R600a | MinimizeLCOE | IgnoreSilica | 0.80743 | 0.1745 | 0.0050982 | 4 | 2588519.8149 |  | 58046.9269 |  | 110.6918 | -5.3787e-05 | 16804963197.1851 | 110364.2971 | 7131.7751 | 85239.851 | 60333.9688 | 24077.0464 | 56848.9777 | 0 | 134158.4073 | 349052.656 | 238235.6101 | 1065442.5894 | 3144235.0165 | 38514370.0522 |  | 1478867.319 | 8584595.0803 | 0 | 52787510.0574 |  | 100 | 0.020393 | 2588519.8149 |  | 58046.9269
1 | 5200 | 707 | 0.035 | 15 | 15 | 7 | 1.3335e-13 | 0 | Water | Porous | Wet | R600a | MinimizeLCOE | IgnoreSilica | 1.0464 | 0.2799 | 0.01381 | 4 | 962456.6873 |  | 21582.857 |  | 123.6049 | -5.8414e-05 | 27435521434.8985 | 164591.4229 | 11457.6894 | 123323.2756 | 79218.4861 | 24077.0464 | 63942.3442 | 0 | 181978.0032 | 473469.4355 | 323152.6185 | 1445210.3218 | 3144235.0165 | 38514370.0522 |  | 1478867.319 | 8584595.0803 | 0 | 53167277.7899 |  | 133.3521 | 0.055241 | 962456.6873 |  | 21582.857
1 | 5200 | 707 | 0.035 | 15 | 15 | 7 | 1.7783e-13 | 0 | Water | Porous | Wet | R600a | MinimizeLCOE | IgnoreSilica | 1.3436 | 0.42623 | 0.027795 | 4 | 482592.5411 |  | 10822.0203 |  | 134.9663 | -6.2574e-05 | 37575387570.7597 | 233836.3481 | 17473.0525 | 171318.6557 | 106106.8596 | 24077.0464 | 71298.5562 | 0 | 243403.1022 | 633284.9431 | 432229.9864 | 1933028.5502 | 3144235.0165 | 38514370.0522 |  | 1478867.319 | 8584595.0803 | 0 | 53655096.0183 |  | 177.8279 | 0.11118 | 482592.5411 |  | 10822.0203
1 | 5200 | 707 | 0.035 | 15 | 15 | 7 | 2.3714e-13 | 0 | Water | Porous | Wet | R600a | MinimizeLCOE | IgnoreSilica | 1.753 | 0.64493 | 0.050669 | 4 | 268143.6383 |  | 6013.0558 |  | 145.5862 | -6.8853e-05 | 47466547368.8317 | 329635.1157 | 26604.7926 | 236777.6445 | 148587.4966 | 24077.0464 | 81552.1129 | 0 | 330421.3414 | 859688.5516 | 586755.1013 | 2624099.203 | 3144235.0165 | 38514370.0522 |  | 1478867.319 | 8584595.0803 | 0 | 54346166.671 |  | 237.1374 | 0.20268 | 268143.6383 |  | 6013.0558
1 | 5200 | 707 | 0.035 | 15 | 15 | 7 | 3.1623e-13 | 0 | Water | Porous | Wet | R600a | MinimizeLCOE | IgnoreSilica | 2.2671 | 0.93309 | 0.084562 | 4 | 163269.1158 |  | 3661.2702 |  | 154.3396 | -7.4079e-05 | 57667455945.2516 | 449503.938 | 39607.6696 | 315707.1709 | 209802.9961 | 24077.0464 | 92527.4634 | 0 | 441178.2509 | 1147855.3107 | 783434.8356 | 3503694.6814 | 3144235.0165 | 38514370.0522 |  | 1478867.319 | 8584595.0803 | 0 | 55225762.1494 |  | 316.2278 | 0.33825 | 163269.1158 |  | 3661.2702
1 | 5200 | 707 | 0.035 | 15 | 15 | 7 | 4.217e-13 | 0 | Water | Porous | Wet | R600a | MinimizeLCOE | IgnoreSilica | 2.5572 | 1.2089 | 0.13322 | 4 | 105868.5824 |  | 2374.0772 |  | 157.94 | -6.4982e-05 | 1.093e+12 | 592561.9886 | 70173.3971 | 382731.256 | 357179.9928 | 24077.0464 | 88838.8117 | 0 | 591069.3721 | 1537841.2613 | 1049608.2603 | 4694081.3863 | 3144235.0165 | 38514370.0522 |  | 1478867.319 | 8584595.0803 | 0 | 56416148.8543 |  | 421.6965 | 0.53289 | 105868.5824 |  | 2374.0772
1 | 5200 | 707 | 0.035 | 15 | 15 | 7 | 5.6234e-13 | 0 | Water | Porous | Wet | R600a | MinimizeLCOE | IgnoreSilica | 3.2223 | 1.9182 | 0.21381 | 4 | 71371.4052 |  | 1600.4864 |  | 163.9951 | -8.048e-05 | 70401526861.8136 | 818497.7668 | 96308.4198 | 553768.3817 | 1405496.707 | 24077.0464 | 110423.3355 | 0 | 1173342.9463 | 3052797.6604 | 2083597.132 | 9318309.3958 | 3144235.0165 | 38514370.0522 |  | 1478867.319 | 8584595.0803 | 0 | 61040376.8638 |  | 562.3413 | 0.85525 | 71371.4052 |  | 1600.4864
1 | 5200 | 707 | 0.035 | 15 | 15 | 7 | 7.4989e-13 | 0 | Water | Porous | Wet | R600a | MinimizeLCOE | IgnoreSilica | 4.1432 | 2.545 | 0.28581 | 4 | 53985.4733 |  | 1210.6111 |  | 169.4395 | -8.502e-05 | 67608338391.4331 | 995777.4173 | 114031.0196 | 694629.3219 | 1272500.4699 | 24077.0464 | 126523.7234 | 0 | 1258740.2094 | 3274983.8217 | 2235243.7525 | 9996506.7821 | 3144235.0165 | 38514370.0522 |  | 1478867.319 | 8584595.0803 | 0 | 61718574.2501 |  | 749.8942 | 1.1432 | 53985.4733 |  | 1210.6111
1 | 5200 | 707 | 0.035 | 15 | 15 | 7 | 1e-12 | 0 | Water | Porous | Wet | R600a | MinimizeLCOE | IgnoreSilica | 5.281 | 3.354 | 0.37893 | 4 | 41760.2519 |  | 936.4635 |  | 173.713 | -8.8401e-05 | 68667020376.3237 | 1208903.5335 | 138352.7009 | 866267.2547 | 1355237.3036 | 24077.0464 | 144311.4493 | 0 | 1457488.2225 | 3792085.3829 | 2588176.1934 | 11574899.087 | 3144235.0165 | 38514370.0522 |  | 1478867.319 | 8584595.0803 | 0 | 63296966.555 |  | 1000 | 1.5157 | 41760.2519 |  | 936.4635
1 | 5200 | 707 | 0.035 | 15 | 15 | 7 | 1.3335e-12 | 0 | Water | Porous | Wet | R600a | MinimizeLCOE | IgnoreSilica | 6.7768 | 4.4225 | 0.5019 | 4 | 32650.9339 |  | 732.1892 |  | 177.2566 | -9.1594e-05 | 69475773648.5055 | 1468592.2848 | 167915.8825 | 1080778.4724 | 1557118.563 | 24077.0464 | 166167.0509 | 0 | 1741213.227 | 4530279.6447 | 3092008.9454 | 13828151.117 | 3144235.0165 | 38514370.0522 |  | 1478867.319 | 8584595.0803 | 0 | 65550218.585 |  | 1333.5214 | 2.0076 | 32650.9339 |  | 732.1892
1 | 5200 | 707 | 0.035 | 15 | 15 | 7 | 1.7783e-12 | 0 | Water | Porous | Wet | R600a | MinimizeLCOE | IgnoreSilica | 8.7259 | 5.819 | 0.66291 | 4 | 25825.2637 |  | 579.1253 |  | 180.121 | -9.4025e-05 | 70160728468.3125 | 1781866.6681 | 203490.2261 | 1346108.0548 | 1862694.2852 | 24077.0464 | 192044.3994 | 0 | 2110009.4652 | 5489811.806 | 3746909.362 | 16757011.3132 | 3144235.0165 | 38514370.0522 |  | 1478867.319 | 8584595.0803 | 0 | 68479078.7812 |  | 1778.2794 | 2.6516 | 25825.2637 |  | 579.1253
1 | 5200 | 707 | 0.035 | 15 | 15 | 7 | 2.3714e-12 | 0 | Water | Porous | Wet | R600a | MinimizeLCOE | IgnoreSilica | 11.3005 | 7.6674 | 0.87602 | 4 | 20619.092 |  | 462.3781 |  | 182.435 | -9.6136e-05 | 70687754316.9263 | 2164702.1226 | 246845.6505 | 1678475.0406 | 2290188.9889 | 24077.0464 | 223715.4454 | 0 | 2584921.6748 | 6725435.9575 | 4590248.2349 | 20528610.1616 | 3144235.0165 | 38514370.0522 |  | 1478867.319 | 8584595.0803 | 0 | 72250677.6297 |  | 2371.3737 | 3.5041 | 20619.092 |  | 462.3781
1 | 5200 | 707 | 0.035 | 15 | 15 | 7 | 3.1623e-12 | 0 | Water | Porous | Wet | R600a | MinimizeLCOE | IgnoreSilica | 14.7279 | 10.131 | 1.1598 | 4 | 16619.2432 |  | 372.6825 |  | 184.2887 | -9.813e-05 | 71057889268.0226 | 2635680.7405 | 300026.2116 | 2097583.1259 | 2874246.2817 | 24077.0464 | 263058.9779 | 0 | 3195922.2297 | 8315134.068 | 5675249.8603 | 25380978.542 | 3144235.0165 | 38514370.0522 |  | 1478867.319 | 8584595.0803 | 0 | 77103046.01 |  | 3162.2777 | 4.6394 | 16619.2432 |  | 372.6825
1 | 5200 | 707 | 0.035 | 15 | 15 | 7 | 4.217e-12 | 0 | Water | Porous | Wet | R600a | MinimizeLCOE | IgnoreSilica | 19.24 | 13.3768 | 1.5341 | 4 | 13567.0249 |  | 304.2372 |  | 185.7399 | -9.952e-05 | 71368606566.2768 | 3208358.6074 | 364459.4082 | 2619866.3894 | 3653490.8708 | 24077.0464 | 310279.4516 | 0 | 3970407.3918 | 10330185.5909 | 7050563.9298 | 31531688.6863 | 3144235.0165 | 38514370.0522 |  | 1478867.319 | 8584595.0803 | 0 | 83253756.1543 |  | 4216.965 | 6.1365 | 13567.0249 |  | 304.2372
1 | 5200 | 707 | 0.035 | 15 | 15 | 7 | 5.6234e-12 | 0 | Water | Porous | Wet | R600a | MinimizeLCOE | IgnoreSilica | 25.2032 | 17.6686 | 2.0291 | 4 | 11220.9801 |  | 251.6277 |  | 186.8723 | -3.1539e-07 | 71600545086.6261 | 3907436.0158 | 442836.7006 | 3273094.1972 | 4690036.9839 | 24077.0464 | 367662.6868 | 0 | 4955006.016 | 12891909.2421 | 8798992.96 | 39351051.8489 | 3144235.0165 | 38514370.0522 |  | 1478867.319 | 8584595.0803 | 0 | 91073119.3169 |  | 5623.4133 | 8.1163 | 11220.9801 |  | 251.6277
1 | 5200 | 707 | 0.035 | 15 | 15 | 7 | 7.4989e-12 | 0 | Water | Porous | Wet | R600a | MinimizeLCOE | IgnoreSilica | 33.0689 | 23.3316 | 2.6822 | 4 | 9413.4726 |  | 211.0948 |  | 187.7497 | -3.1904e-07 | 71757032903.1387 | 4759256.1122 | 538003.8535 | 4088387.0545 | 6061255.1538 | 24077.0464 | 437353.9006 | 0 | 6204249.9172 | 16142185.6178 | 11017373.3729 | 49272142.0288 | 3144235.0165 | 38514370.0522 |  | 1478867.319 | 8584595.0803 | 0 | 100994209.4968 |  | 7498.9421 | 10.7287 | 9413.4726 |  | 211.0948
1 | 5200 | 707 | 0.035 | 15 | 15 | 7 | 1e-11 | 0 | Water | Porous | Wet | R600a | MinimizeLCOE | IgnoreSilica | 43.3662 | 30.7472 | 3.5375 | 4 | 8021.2101 |  | 179.8737 |  | 188.4247 | -3.2128e-07 | 71847687475.1103 | 5789868.7825 | 652673.7987 | 5098488.9145 | 7859723.7483 | 24077.0464 | 521188.1128 | 0 | 7778947.9572 | 20239226.9031 | 13813688.2359 | 61777883.4995 | 3144235.0165 | 38514370.0522 |  | 1478867.319 | 8584595.0803 | 0 | 113499950.9675 |  | 10000 | 14.15 | 8021.2101 |  | 179.8737
1 | 5200 | 707 | 0.035 | 15 | 15 | 7 | 1.3335e-11 | 0 | Water | Porous | Wet | R600a | MinimizeLCOE | IgnoreSilica | 56.6842 | 40.341 | 4.6443 | 4 | 6949.0912 |  | 155.8317 |  | 188.9424 | -3.2196e-07 | 71869149618.3977 | 7023236.8476 | 789323.6827 | 6335699.5015 | 10187552.1267 | 24077.0464 | 620806.8369 | 0 | 9742471.4563 | 25347912.2737 | 17300470.9743 | 77371550.7461 | 3144235.0165 | 38514370.0522 |  | 1478867.319 | 8584595.0803 | 0 | 129093618.2141 |  | 13335.2143 | 18.5771 | 6949.0912 |  | 155.8317
1 | 5200 | 707 | 0.035 | 15 | 15 | 7 | 1.7783e-11 | 0 | Water | Porous | Wet | R600a | MinimizeLCOE | IgnoreSilica | 73.5636 | 52.505 | 6.048 | 4 | 6125.2284 |  | 137.3568 |  | 189.3407 | -3.2077e-07 | 71808706719.5188 | 8472716.8465 | 949232.7434 | 7822715.1428 | 13137683.8029 | 24077.0464 | 736861.5636 | 0 | 12145881.9868 | 31601093.4667 | 21568395.6285 | 96458658.2277 | 3144235.0165 | 38514370.0522 |  | 1478867.319 | 8584595.0803 | 0 | 148180725.6957 |  | 17782.7941 | 24.1919 | 6125.2284 |  | 137.3568
1 | 5200 | 707 | 0.035 | 15 | 15 | 7 | 2.3714e-11 | 0 | Water | Porous | Wet | R600a | MinimizeLCOE | IgnoreSilica | 94.3406 | 67.486 | 7.777 | 4 | 5494.5249 |  | 123.2134 |  | 189.6519 | -3.1755e-07 | 71631354795.5128 | 10132622.8818 | 1131570.9876 | 9562422.0634 | 16766483.4259 | 24077.0464 | 868911.6889 | 0 | 15009574.3567 | 39051833.589 | 26653678.8595 | 119201174.8992 | 3144235.0165 | 38514370.0522 |  | 1478867.319 | 8584595.0803 | 0 | 170923242.3672 |  | 23713.7371 | 31.1079 | 5494.5249 |  | 123.2134
1 | 5200 | 707 | 0.035 | 15 | 15 | 7 | 3.1623e-11 | 0 | Water | Porous | Wet | R600a | MinimizeLCOE | IgnoreSilica | 118.7064 | 85.0689 | 9.8077 | 4 | 5016.7343 |  | 112.499 |  | 189.9011 | -9.9781e-05 | 71329611106.4427 | 11952768.9632 | 1330674.497 | 11508365.7675 | 21016304.9153 | 24077.0464 | 1011811.8294 | 0 | 18269161.1773 | 47532609.8632 | 32441982.9291 | 145087756.9884 | 3144235.0165 | 38514370.0522 |  | 1478867.319 | 8584595.0803 | 0 | 196809824.4564 |  | 31622.7766 | 39.2307 | 5016.7343 |  | 112.499
1 | 5200 | 707 | 0.035 | 15 | 15 | 7 | 4.217e-11 | 0 | Water | Porous | Wet | R600a | MinimizeLCOE | IgnoreSilica | 145.6442 | 104.5299 | 12.0569 | 4 | 4658.7095 |  | 104.4704 |  | 190.1087 | -9.7889e-05 | 70883683703.2498 | 13847255.1036 | 1537105.6811 | 13570293.55 | 25704707.9484 | 24077.0464 | 1158558.0948 | 0 | 21778378.9955 | 56662874.7866 | 38673576.3475 | 172956827.554 | 3144235.0165 | 38514370.0522 |  | 1478867.319 | 8584595.0803 | 0 | 224678895.022 |  | 42169.6503 | 48.2277 | 4658.7095 |  | 104.4704
1 | 5200 | 707 | 0.035 | 15 | 15 | 7 | 5.6234e-11 | 0 | Water | Porous | Wet | R600a | MinimizeLCOE | IgnoreSilica | 173.4394 | 124.6395 | 14.3832 | 4 | 4393.7185 |  | 98.5281 |  | 190.2877 | -9.5473e-05 | 70305592729.0139 | 15702897.9609 | 1738600.0501 | 15621450.2456 | 30528820.7144 | 24077.0464 | 1300189.8571 | 0 | 25317253.9911 | 65870301.6019 | 44957834.3426 | 201061425.8101 | 3144235.0165 | 38514370.0522 |  | 1478867.319 | 8584595.0803 | 0 | 252783493.2781 |  | 56234.1325 | 57.5329 | 4393.7185 |  | 98.5281
1 | 5200 | 707 | 0.035 | 15 | 15 | 7 | 7.4989e-11 | 0 | Water | Porous | Wet | R600a | MinimizeLCOE | IgnoreSilica | 200.1212 | 143.9764 | 16.6232 | 4 | 4199.6977 |  | 94.1772 |  | 190.4443 | -9.2684e-05 | 69648654141.1727 | 17409116.5062 | 1923309.5705 | 17531929.1114 | 35144827.5498 | 24077.0464 | 1427787.8797 | 0 | 28649808.5889 | 74540925.0646 | 50875713.0194 | 227527494.3369 | 3144235.0165 | 38514370.0522 |  | 1478867.319 | 8584595.0803 | 0 | 279249561.8049 |  | 74989.4209 | 66.4928 | 4199.6977 |  | 94.1772
1 | 5200 | 707 | 0.035 | 15 | 15 | 7 | 1e-10 | 0 | Water | Porous | Wet | R600a | MinimizeLCOE | IgnoreSilica | 224.2164 | 161.47 | 18.652 | 4 | 4058.3015 |  | 91.0064 |  | 190.5806 | -8.9826e-05 | 68963774290.8223 | 18897877.4212 | 2084076.8552 | 19216319.994 | 39299143.2564 | 24077.0464 | 1537234.8705 | 0 | 31612904.483 | 82250292.7665 | 56137514.8876 | 251059441.5807 | 3144235.0165 | 38514370.0522 |  | 1478867.319 | 8584595.0803 | 0 | 302781509.0487 |  | 100000 | 74.6079 | 4058.3015 |  | 91.0064
1 | 5200 | 707 | 0.035 | 15 | 15 | 7 | 1.3335e-10 | 0 | Water | Porous | Wet | R600a | MinimizeLCOE | IgnoreSilica | 244.8742 | 176.4944 | 20.3967 | 4 | 3955.3951 |  | 88.6988 |  | 190.6967 | -8.1744e-05 | 68310882130.6923 | 20140656.4378 | 2218014.7827 | 20633900.6974 | 42849041.2071 | 24077.0464 | 1626843.9226 | 0 | 34122088.2967 | 88778674.3452 | 60593269.4599 | 270986566.1958 | 3144235.0165 | 38514370.0522 |  | 1478867.319 | 8584595.0803 | 0 | 322708633.6638 |  | 133352.1432 | 81.587 | 3955.3951 |  | 88.6988
1 | 5200 | 707 | 0.035 | 15 | 15 | 7 | 1.7783e-10 | 0 | Water | Porous | Wet | R600a | MinimizeLCOE | IgnoreSilica | 261.9311 | 188.9195 | 21.8413 | 4 | 3880.3205 |  | 87.0152 |  | 190.7933 | -7.3412e-05 | 67724891945.6965 | 21146154.2415 | 2326212.5313 | 21788030.5932 | 45771344.2085 | 24077.0464 | 1698165.7558 | 0 | 36174053.9069 | 94117467.947 | 64237105.7944 | 287282612.0249 | 3144235.0165 | 38514370.0522 |  | 1478867.319 | 8584595.0803 | 0 | 339004679.4929 |  | 177827.941 | 87.3651 | 3880.3205 |  | 87.0152
1 | 5200 | 707 | 0.035 | 15 | 15 | 7 | 2.3714e-10 | 0 | Water | Porous | Wet | R600a | MinimizeLCOE | IgnoreSilica | 275.6099 | 198.8974 | 23.0028 | 4 | 3825.3559 |  | 85.7827 |  | 190.8716 | -6.6566e-05 | 67227148403.4018 | 21940261.593 | 2411561.8913 | 22703869.893 | 48108844.3913 | 24077.0464 | 1753433.867 | 0 | 37807398.9859 | 98367096.7975 | 67137564.806 | 300254109.2713 | 3144235.0165 | 38514370.0522 |  | 1478867.319 | 8584595.0803 | 0 | 351976176.7393 |  | 237137.3706 | 92.0114 | 3825.3559 |  | 85.7827
1 | 5200 | 707 | 0.035 | 15 | 15 | 7 | 3.1623e-10 | 0 | Water | Porous | Wet | R600a | MinimizeLCOE | IgnoreSilica | 286.4064 | 206.7819 | 23.921 | 4 | 3784.9267 |  | 84.8761 |  | 190.9341 | -6.1102e-05 | 66812139030.1941 | 22559888.2384 | 2478098.1934 | 23421053.7665 | 49949852.2598 | 24077.0464 | 1796314.2031 | 0 | 39089420.6459 | 101702654.178 | 69414151.257 | 310435509.7885 | 3144235.0165 | 38514370.0522 |  | 1478867.319 | 8584595.0803 | 0 | 362157577.2565 |  | 316227.766 | 95.6842 | 3784.9267 |  | 84.8761
1 | 5200 | 707 | 0.035 | 15 | 15 | 7 | 4.217e-10 | 0 | Water | Porous | Wet | R600a | MinimizeLCOE | IgnoreSilica | 294.7622 | 212.8928 | 24.6328 | 4 | 3755.1681 |  | 84.2087 |  | 190.9852 | -5.7598e-05 | 66478817425.4141 | 23035603.247 | 2529146.5146 | 23973156.9446 | 51370742.1196 | 24077.0464 | 1829157.4275 | 0 | 40077134.4869 | 104272482.9843 | 71168112.222 | 318279612.993 | 3144235.0165 | 38514370.0522 |  | 1478867.319 | 8584595.0803 | 0 | 370001680.461 |  | 421696.5034 | 98.5313 | 3755.1681 |  | 84.2087
1 | 5200 | 707 | 0.035 | 15 | 15 | 7 | 5.6234e-10 | 0 | Water | Porous | Wet | R600a | MinimizeLCOE | IgnoreSilica | 300.0164 | 216.7435 | 25.1023 | 4 | 3733.4308 |  | 83.7213 |  | 191.021 | -5.519e-05 | 66389772087.4914 | 23333406.6699 | 2561085.5292 | 24319430.3468 | 52260677.7983 | 24077.0464 | 1835520.9169 | 0 | 40690337.3399 | 105867911.0226 | 72257024.6409 | 323149471.3109 | 3144235.0165 | 38514370.0522 |  | 1478867.319 | 8584595.0803 | 0 | 374871538.7789 |  | 562341.3252 | 100.4094 | 3733.4308 |  | 83.7213
1 | 5200 | 707 | 0.035 | 15 | 15 | 7 | 7.4989e-10 | 0 | Water | Porous | Wet | R600a | MinimizeLCOE | IgnoreSilica | 303.3079 | 219.1579 | 25.4138 | 4 | 3717.2797 |  | 83.3591 |  | 191.0441 | -5.3542e-05 | 66440244229.8672 | 23519365.2802 | 2581021.9875 | 24535906.543 | 52817367.1764 | 24077.0464 | 1827946.4564 | 0 | 41069216.951 | 106853678.0518 | 72929830.8939 | 326158410.3865 | 3144235.0165 | 38514370.0522 |  | 1478867.319 | 8584595.0803 | 0 | 377880477.8545 |  | 749894.2093 | 101.6551 | 3717.2797 |  | 83.3591
1 | 5200 | 707 | 0.035 | 15 | 15 | 7 | 1e-09 | 0 | Water | Porous | Wet | R600a | MinimizeLCOE | IgnoreSilica | 305.7757 | 220.9687 | 25.6487 | 4 | 3705.1721 |  | 83.0876 |  | 191.0616 | -5.2281e-05 | 66482186000.5046 | 23658468.2589 | 2595932.1375 | 24697961.8418 | 53234452.179 | 24077.0464 | 1821372.3267 | 0 | 41352582.8782 | 107590938.068 | 73433026.0041 | 328408810.7407 | 3144235.0165 | 38514370.0522 |  | 1478867.319 | 8584595.0803 | 0 | 380130878.2087 |  | 1000000 | 102.5947 | 3705.1721 |  | 83.0876
1 | 5200 | 707 | 0.035 | 15 | 15 | 7 | 1.3335e-09 | 0 | Water | Porous | Wet | R600a | MinimizeLCOE | IgnoreSilica | 307.671 | 222.3599 | 25.8286 | 4 | 3696.0896 |  | 82.8839 |  | 191.075 | -5.135e-05 | 66508313498.0651 | 23765111.955 | 2607361.3415 | 24822273.5682 | 53554629.1959 | 24077.0464 | 1816684.3386 | 0 | 41570153.6038 | 108157012.466 | 73819383.4124 | 330136686.9279 | 3144235.0165 | 38514370.0522 |  | 1478867.319 | 8584595.0803 | 0 | 381858754.3959 |  | 1333521.4322 | 103.3143 | 3696.0896 |  | 82.8839
1 | 5200 | 707 | 0.035 | 15 | 15 | 7 | 1.7783e-09 | 0 | Water | Porous | Wet | R600a | MinimizeLCOE | IgnoreSilica | 309.0742 | 223.39 | 25.9627 | 4 | 3689.2819 |  | 82.7312 |  | 191.085 | -5.0633e-05 | 66532217551.4151 | 23843965.5082 | 2615811.2761 | 24914230.8362 | 53791565.4001 | 24077.0464 | 1812577.1167 | 0 | 41730868.6016 | 108575159.9232 | 74104777.644 | 331413033.3524 | 3144235.0165 | 38514370.0522 |  | 1478867.319 | 8584595.0803 | 0 | 383135100.8204 |  | 1778279.41 | 103.8509 | 3689.2819 |  | 82.7312
1 | 5200 | 707 | 0.035 | 15 | 15 | 7 | 2.3714e-09 | 0 | Water | Porous | Wet | R600a | MinimizeLCOE | IgnoreSilica | 310.1406 | 224.173 | 26.0645 | 4 | 3684.1762 |  | 82.6168 |  | 191.0926 | -5.01e-05 | 66548455593.8144 | 23903831.7384 | 2622225.9956 | 24984068.0173 | 53971579.1073 | 24077.0464 | 1809570.0558 | 0 | 41852987.2647 | 108892887.6345 | 74321633.3356 | 332382860.1954 | 3144235.0165 | 38514370.0522 |  | 1478867.319 | 8584595.0803 | 0 | 384104927.6635 |  | 2371373.7057 | 104.258 | 3684.1762 |  | 82.6168
1 | 5200 | 707 | 0.035 | 15 | 15 | 7 | 3.1623e-09 | 0 | Water | Porous | Wet | R600a | MinimizeLCOE | IgnoreSilica | 310.9495 | 224.767 | 26.1416 | 4 | 3680.347 |  | 82.5309 |  | 191.0983 | -4.9704e-05 | 66559477174.5449 | 23949205.176 | 2627087.4916 | 25037011.4867 | 54108089.138 | 24077.0464 | 1807376.0346 | 0 | 41945610.0856 | 109133873.215 | 74486110.9461 | 333118440.62 | 3144235.0165 | 38514370.0522 |  | 1478867.319 | 8584595.0803 | 0 | 384840508.088 |  | 3162277.6602 | 104.5664 | 3680.347 |  | 82.5309
1 | 5200 | 707 | 0.035 | 15 | 15 | 7 | 4.217e-09 | 0 | Water | Porous | Wet | R600a | MinimizeLCOE | IgnoreSilica | 311.5368 | 225.1984 | 26.1982 | 4 | 3677.4773 |  | 82.4665 |  | 191.1026 | -4.9394e-05 | 66571210084.5754 | 23982136.331 | 2630615.7046 | 25075443.7828 | 54207184.979 | 24077.0464 | 1805355.478 | 0 | 42012677.1955 | 109308368.0775 | 74605207.2753 | 333651065.8699 | 3144235.0165 | 38514370.0522 |  | 1478867.319 | 8584595.0803 | 0 | 385373133.3379 |  | 4216965.0343 | 104.7928 | 3677.4773 |  | 82.4665
1 | 5200 | 707 | 0.035 | 15 | 15 | 7 | 5.6234e-09 | 0 | Water | Porous | Wet | R600a | MinimizeLCOE | IgnoreSilica | 311.9849 | 225.5274 | 26.2412 | 4 | 3675.3248 |  | 82.4183 |  | 191.1058 | -4.9165e-05 | 66578842761.1686 | 24007248.0517 | 2633306.057 | 25104754.3386 | 54282777.8066 | 24077.0464 | 1803938.6874 | 0 | 42063879.7752 | 109441586.6868 | 74696131.7135 | 334057700.1631 | 3144235.0165 | 38514370.0522 |  | 1478867.319 | 8584595.0803 | 0 | 385779767.6311 |  | 5623413.2519 | 104.9648 | 3675.3248 |  | 82.4183
1 | 5200 | 707 | 0.035 | 15 | 15 | 7 | 7.4989e-09 | 0 | Water | Porous | Wet | R600a | MinimizeLCOE | IgnoreSilica | 312.3332 | 225.7833 | 26.2743 | 4 | 3673.7098 |  | 82.382 |  | 191.1083 | -4.9001e-05 | 66582542120.722 | 24026766.5708 | 2635397.124 | 25127538.8204 | 54341556.6697 | 24077.0464 | 1803067.7913 | 0 | 42103777.5688 | 109545392.5617 | 74766981.3561 | 334374555.5091 | 3144235.0165 | 38514370.0522 |  | 1478867.319 | 8584595.0803 | 0 | 386096622.9771 |  | 7498942.0933 | 105.0972 | 3673.7098 |  | 82.382
1 | 5200 | 707 | 0.035 | 15 | 15 | 7 | 1e-08 | 0 | Water | Porous | Wet | R600a | MinimizeLCOE | IgnoreSilica | 312.589 | 225.9712 | 26.2988 | 4 | 3672.4992 |  | 82.3549 |  | 191.1101 | -4.8874e-05 | 66586280185.5131 | 24041093.8056 | 2636932.0048 | 25144264.684 | 54384704.3738 | 24077.0464 | 1802313.292 | 0 | 42133020.2305 | 109621475.969 | 74818909.8449 | 334606791.2509 | 3144235.0165 | 38514370.0522 |  | 1478867.319 | 8584595.0803 | 0 | 386328858.7189 |  | 10000000 | 105.1951 | 3672.4992 |  | 82.3549
1 | 5300 | 707 | 0.035 | 15 | 15 | 7 | 1e-13 | 0 | Water | Porous | Wet | R600a | MinimizeLCOE | IgnoreSilica | 0.82688 | 0.1853 | 0.0060922 | 4 | 2218135.3563 |  | 49741.1456 |  | 112.783 | -5.4301e-05 | 19058236100.3401 | 116469.9685 | 7614.4494 | 89309.4431 | 62179.0172 | 24077.0464 | 57266.4654 | 0 | 139197.3921 | 362163.0609 | 247183.7308 | 1105460.5737 | 3144235.0165 | 39536068.5225 |  | 1478867.319 | 8788934.7744 | 0 | 54053566.206 |  | 100 | 0.024369 | 2218135.3563 |  | 49741.1456
1 | 5300 | 707 | 0.035 | 15 | 15 | 7 | 1.3335e-13 | 0 | Water | Porous | Wet | R600a | MinimizeLCOE | IgnoreSilica | 1.0658 | 0.29433 | 0.015504 | 4 | 877884.7142 |  | 19686.3511 |  | 125.659 | -5.8575e-05 | 30286894568.7248 | 172307.4329 | 12140.9301 | 128208.9006 | 81718.0019 | 24077.0464 | 63901.4795 | 0 | 188117.9786 | 489444.3921 | 334055.8547 | 1493972.0167 | 3144235.0165 | 39536068.5225 |  | 1478867.319 | 8788934.7744 | 0 | 54442077.649 |  | 133.3521 | 0.062015 | 877884.7142 |  | 19686.3511
1 | 5300 | 707 | 0.035 | 15 | 15 | 7 | 1.7783e-13 | 0 | Water | Porous | Wet | R600a | MinimizeLCOE | IgnoreSilica | 1.3974 | 0.46379 | 0.031906 | 4 | 431000.9201 |  | 9665.0907 |  | 138.1345 | -6.544e-05 | 41400648561.084 | 252047.2076 | 19238.2828 | 182885.9621 | 113160.4798 | 24077.0464 | 73237.242 | 0 | 259212.026 | 674416.52 | 460303.1328 | 2058577.8993 | 3144235.0165 | 39536068.5225 |  | 1478867.319 | 8788934.7744 | 0 | 55006683.5316 |  | 177.8279 | 0.12763 | 431000.9201 |  | 9665.0907
1 | 5300 | 707 | 0.035 | 15 | 15 | 7 | 2.3714e-13 | 0 | Water | Porous | Wet | R600a | MinimizeLCOE | IgnoreSilica | 1.8067 | 0.69087 | 0.056817 | 4 | 245176.0944 |  | 5498.0143 |  | 148.489 | -7.1049e-05 | 52259550682.3739 | 351407.4161 | 29072.8853 | 249594.1974 | 158326.4128 | 24077.0464 | 82704.1827 | 0 | 349121.0348 | 908341.3181 | 619961.6141 | 2772606.1077 | 3144235.0165 | 39536068.5225 |  | 1478867.319 | 8788934.7744 | 0 | 55720711.74 |  | 237.1374 | 0.22727 | 245176.0944 |  | 5498.0143
1 | 5300 | 707 | 0.035 | 15 | 15 | 7 | 3.1623e-13 | 0 | Water | Porous | Wet | R600a | MinimizeLCOE | IgnoreSilica | 2.3209 | 0.96625 | 0.094065 | 4 | 150449.9253 |  | 3373.803 |  | 157.1184 | -7.5041e-05 | 69316171666.6017 | 477035.0102 | 45117.6944 | 322915.2959 | 220181.658 | 24077.0464 | 92401.8518 | 0 | 460874.1371 | 1199099.9665 | 818410.3662 | 3660113.0266 | 3144235.0165 | 39536068.5225 |  | 1478867.319 | 8788934.7744 | 0 | 56608218.6589 |  | 316.2278 | 0.37626 | 150449.9253 |  | 3373.803
1 | 5300 | 707 | 0.035 | 15 | 15 | 7 | 4.217e-13 | 0 | Water | Porous | Wet | R600a | MinimizeLCOE | IgnoreSilica | 2.6155 | 1.5152 | 0.16739 | 4 | 90619.0593 |  | 2032.1104 |  | 160.7415 | -7.8038e-05 | 71769421939.901 | 694076.3864 | 83471.9843 | 458446.3538 | 1135908.7899 | 24077.0464 | 98341.6012 | 0 | 972785.6432 | 2530988.6978 | 1727451.7928 | 7725548.2958 | 3144235.0165 | 39536068.5225 |  | 1478867.319 | 8788934.7744 | 0 | 60673653.9281 |  | 421.6965 | 0.66955 | 90619.0593 |  | 2032.1104
1 | 5300 | 707 | 0.035 | 15 | 15 | 7 | 5.6234e-13 | 0 | Water | Porous | Wet | R600a | MinimizeLCOE | IgnoreSilica | 3.3344 | 2.0115 | 0.22539 | 4 | 68329.3755 |  | 1532.2696 |  | 167.1699 | -8.288e-05 | 66638137879.9842 | 844579.5721 | 97073.9559 | 575423.4217 | 1141664.9529 | 24077.0464 | 111406.6072 | 0 | 1089747.9669 | 2835300.6718 | 1935150.9681 | 8654425.163 | 3144235.0165 | 39536068.5225 |  | 1478867.319 | 8788934.7744 | 0 | 61602530.7953 |  | 562.3413 | 0.90155 | 68329.3755 |  | 1532.2696
1 | 5300 | 707 | 0.035 | 15 | 15 | 7 | 7.4989e-13 | 0 | Water | Porous | Wet | R600a | MinimizeLCOE | IgnoreSilica | 4.248 | 2.6718 | 0.30135 | 4 | 52063.1252 |  | 1167.5029 |  | 172.4577 | -8.7722e-05 | 69798471591.4427 | 1030379.1261 | 117989.6936 | 722186.2808 | 1144927.6543 | 24077.0464 | 127110.8879 | 0 | 1235001.5687 | 3213220.7482 | 2193089.1857 | 9807982.1918 | 3144235.0165 | 39536068.5225 |  | 1478867.319 | 8788934.7744 | 0 | 62756087.8241 |  | 749.8942 | 1.2054 | 52063.1252 |  | 1167.5029
1 | 5300 | 707 | 0.035 | 15 | 15 | 7 | 1e-12 | 0 | Water | Porous | Wet | R600a | MinimizeLCOE | IgnoreSilica | 5.4079 | 3.5159 | 0.39892 | 4 | 40412.7413 |  | 906.2459 |  | 176.7605 | -9.1201e-05 | 70909149344.5562 | 1249645.3929 | 143002.5965 | 899549.0586 | 1264173.2273 | 24077.0464 | 144633.0718 | 0 | 1452781.3535 | 3779839.0753 | 2579817.8368 | 11537518.659 | 3144235.0165 | 39536068.5225 |  | 1478867.319 | 8788934.7744 | 0 | 64485624.2913 |  | 1000 | 1.5957 | 40412.7413 |  | 906.2459
1 | 5300 | 707 | 0.035 | 15 | 15 | 7 | 1.3335e-12 | 0 | Water | Porous | Wet | R600a | MinimizeLCOE | IgnoreSilica | 6.9205 | 4.6217 | 0.52689 | 4 | 31697.0773 |  | 710.7992 |  | 180.3122 | -9.4218e-05 | 71801655728.9936 | 1514879.6764 | 173187.744 | 1119549.265 | 1475963.1497 | 24077.0464 | 165715.4636 | 0 | 1744615.2146 | 4539130.9185 | 3098050.1217 | 13855168.5997 | 3144235.0165 | 39536068.5225 |  | 1478867.319 | 8788934.7744 | 0 | 66803274.2321 |  | 1333.5214 | 2.1076 | 31697.0773 |  | 710.7992
1 | 5300 | 707 | 0.035 | 15 | 15 | 7 | 1.7783e-12 | 0 | Water | Porous | Wet | R600a | MinimizeLCOE | IgnoreSilica | 8.9279 | 6.0938 | 0.69704 | 4 | 25044.6348 |  | 561.6198 |  | 183.2376 | -9.723e-05 | 72449183699.2662 | 1840799.1689 | 210184.6959 | 1396713.8812 | 1786369.3466 | 24077.0464 | 192106.6277 | 0 | 2125597.799 | 5530369.453 | 3774590.7894 | 16880808.808 | 3144235.0165 | 39536068.5225 |  | 1478867.319 | 8788934.7744 | 0 | 69828914.4404 |  | 1778.2794 | 2.7882 | 25044.6348 |  | 561.6198
1 | 5300 | 707 | 0.035 | 15 | 15 | 7 | 2.3714e-12 | 0 | Water | Porous | Wet | R600a | MinimizeLCOE | IgnoreSilica | 11.5562 | 8.025 | 0.92058 | 4 | 20005.2139 |  | 448.6121 |  | 185.5765 | -9.948e-05 | 72995338723.0598 | 2235526.3619 | 254866.4034 | 1740811.0261 | 2210123.6763 | 24077.0464 | 223553.2899 | 0 | 2608693.5436 | 6787285.4838 | 4632461.8075 | 20717398.639 | 3144235.0165 | 39536068.5225 |  | 1478867.319 | 8788934.7744 | 0 | 73665504.2713 |  | 2371.3737 | 3.6823 | 20005.2139 |  | 448.6121
1 | 5300 | 707 | 0.035 | 15 | 15 | 7 | 3.1623e-12 | 0 | Water | Porous | Wet | R600a | MinimizeLCOE | IgnoreSilica | 15.04 | 10.5879 | 1.2172 | 4 | 16136.7331 |  | 361.8623 |  | 187.4451 | -3.1957e-07 | 73402946859.6624 | 2719186.9923 | 309443.9005 | 2172922.3063 | 2783037.8683 | 24077.0464 | 262200.9139 | 0 | 3225638.9208 | 8392450.8024 | 5728020.1203 | 25616978.8712 | 3144235.0165 | 39536068.5225 |  | 1478867.319 | 8788934.7744 | 0 | 78565084.5035 |  | 3162.2777 | 4.8687 | 16136.7331 |  | 361.8623
1 | 5300 | 707 | 0.035 | 15 | 15 | 7 | 4.217e-12 | 0 | Water | Porous | Wet | R600a | MinimizeLCOE | IgnoreSilica | 19.6468 | 13.9796 | 1.6098 | 4 | 13168.2704 |  | 295.2953 |  | 188.9165 | -3.2678e-07 | 73716012363.8962 | 3310083.1092 | 375905.1369 | 2713891.1847 | 3548080.814 | 24077.0464 | 309218.4309 | 0 | 4009689.7316 | 10432390.1812 | 7120320.6629 | 31843656.2978 | 3144235.0165 | 39536068.5225 |  | 1478867.319 | 8788934.7744 | 0 | 84791761.9302 |  | 4216.965 | 6.4391 | 13168.2704 |  | 295.2953
1 | 5300 | 707 | 0.035 | 15 | 15 | 7 | 5.6234e-12 | 0 | Water | Porous | Wet | R600a | MinimizeLCOE | IgnoreSilica | 25.7322 | 18.4622 | 2.1287 | 4 | 10885.9631 |  | 244.1151 |  | 190.0642 | -3.3229e-07 | 73964140499.4248 | 4031104.0681 | 456702.3652 | 3390193.7268 | 4564134.7403 | 24077.0464 | 366306.2332 | 0 | 5004682.0902 | 13021156.1972 | 8887206.6626 | 39745563.1301 | 3144235.0165 | 39536068.5225 |  | 1478867.319 | 8788934.7744 | 0 | 92693668.7624 |  | 5623.4133 | 8.515 | 10885.9631 |  | 244.1151
1 | 5300 | 707 | 0.035 | 15 | 15 | 7 | 7.4989e-12 | 0 | Water | Porous | Wet | R600a | MinimizeLCOE | IgnoreSilica | 33.7365 | 24.3604 | 2.8118 | 4 | 9129.3678 |  | 204.7239 |  | 190.9518 | -3.3608e-07 | 74121893377.2079 | 4907340.4873 | 554548.5675 | 4231985.7648 | 5903532.4251 | 24077.0464 | 435173.6978 | 0 | 6262096.6156 | 16292690.8612 | 11120096.2941 | 49731541.7597 | 3144235.0165 | 39536068.5225 |  | 1478867.319 | 8788934.7744 | 0 | 102679647.3921 |  | 7498.9421 | 11.2472 | 9129.3678 |  | 204.7239
1 | 5300 | 707 | 0.035 | 15 | 15 | 7 | 1e-11 | 0 | Water | Porous | Wet | R600a | MinimizeLCOE | IgnoreSilica | 44.2164 | 32.085 | 3.7064 | 4 | 7774.3518 |  | 174.3379 |  | 191.6356 | -3.3849e-07 | 74218673493.2543 | 5967848.3257 | 672469.9853 | 5275185.8733 | 7660135.1277 | 24077.0464 | 518181.871 | 0 | 7845980.3094 | 20413631.3333 | 13932722.8432 | 62310232.7153 | 3144235.0165 | 39536068.5225 |  | 1478867.319 | 8788934.7744 | 0 | 115258338.3476 |  | 10000 | 14.8255 | 7774.3518 |  | 174.3379
1 | 5300 | 707 | 0.035 | 15 | 15 | 7 | 1.3335e-11 | 0 | Water | Porous | Wet | R600a | MinimizeLCOE | IgnoreSilica | 57.7636 | 42.0734 | 4.8632 | 4 | 6730.1626 |  | 150.9223 |  | 192.1604 | -3.3929e-07 | 74240634567.7059 | 7236601.0914 | 812955.6781 | 6552428.5921 | 9932051.9422 | 24077.0464 | 616892.0447 | 0 | 9818252.494 | 25545078.9889 | 17435041.3088 | 77973379.1867 | 3144235.0165 | 39536068.5225 |  | 1478867.319 | 8788934.7744 | 0 | 130921484.819 |  | 13335.2143 | 19.4529 | 6730.1626 |  | 150.9223
1 | 5300 | 707 | 0.035 | 15 | 15 | 7 | 1.7783e-11 | 0 | Water | Porous | Wet | R600a | MinimizeLCOE | IgnoreSilica | 74.9131 | 54.7225 | 6.3286 | 4 | 5927.6903 |  | 132.927 |  | 192.5642 | -3.3814e-07 | 74176341607.7567 | 8726198.8542 | 977188.0262 | 8085920.3717 | 12807782.2886 | 24077.0464 | 731874.7184 | 0 | 12227686.1091 | 31813931.0127 | 21713661.6271 | 97108320.0543 | 3144235.0165 | 39536068.5225 |  | 1478867.319 | 8788934.7744 | 0 | 150056425.6867 |  | 17782.7941 | 25.3145 | 5927.6903 |  | 132.927
1 | 5300 | 707 | 0.035 | 15 | 15 | 7 | 2.3714e-11 | 0 | Water | Porous | Wet | R600a | MinimizeLCOE | IgnoreSilica | 95.9265 | 70.2302 | 8.1259 | 4 | 5314.4104 |  | 119.1744 |  | 192.879 | -3.3457e-07 | 74005503704.2597 | 10424875.8705 | 1163666.7092 | 9872240.2388 | 16329160.7385 | 24077.0464 | 861698.3608 | 0 | 15083530.3961 | 39244252.033 | 26785008.4013 | 119788509.7946 | 3144235.0165 | 39536068.5225 |  | 1478867.319 | 8788934.7744 | 0 | 172736615.427 |  | 23713.7371 | 32.5034 | 5314.4104 |  | 119.1744
1 | 5300 | 707 | 0.035 | 15 | 15 | 7 | 3.1623e-11 | 0 | Water | Porous | Wet | R600a | MinimizeLCOE | IgnoreSilica | 120.5085 | 88.3863 | 10.2311 | 4 | 4849.8553 |  | 108.7568 |  | 193.131 | -3.2819e-07 | 73702552690.019 | 12283797.4637 | 1366882.8486 | 11866004.1842 | 20443578.1958 | 24077.0464 | 1002186.0589 | 0 | 18324745.061 | 47677227.7267 | 32540687.5925 | 145529186.1777 | 3144235.0165 | 39536068.5225 |  | 1478867.319 | 8788934.7744 | 0 | 198477291.81 |  | 31622.7766 | 40.9244 | 4849.8553 |  | 108.7568
1 | 5300 | 707 | 0.035 | 15 | 15 | 7 | 4.217e-11 | 0 | Water | Porous | Wet | R600a | MinimizeLCOE | IgnoreSilica | 147.5468 | 108.3791 | 12.5512 | 4 | 4502.3556 |  | 100.9642 |  | 193.3402 | -3.1881e-07 | 73261319570.9482 | 14209805.4959 | 1576607.7244 | 13968600.7284 | 24960910.0366 | 24077.0464 | 1145572.9726 | 0 | 21795373.8616 | 56707091.9421 | 38703755.4647 | 173091795.2726 | 3144235.0165 | 39536068.5225 |  | 1478867.319 | 8788934.7744 | 0 | 226039900.905 |  | 42169.6503 | 50.2048 | 4502.3556 |  | 100.9642
1 | 5300 | 707 | 0.035 | 15 | 15 | 7 | 5.6234e-11 | 0 | Water | Porous | Wet | R600a | MinimizeLCOE | IgnoreSilica | 175.2615 | 128.9015 | 14.9355 | 4 | 4245.7217 |  | 95.2093 |  | 193.5196 | -9.8816e-05 | 72701350190.1613 | 16085080.016 | 1780091.5957 | 16047332.3231 | 29580313.1771 | 24077.0464 | 1282552.4695 | 0 | 25271784.1849 | 65751998.4933 | 44877090.0401 | 200700319.3461 | 3144235.0165 | 39536068.5225 |  | 1478867.319 | 8788934.7744 | 0 | 253648424.9785 |  | 56234.1325 | 59.7421 | 4245.7217 |  | 95.2093
1 | 5300 | 707 | 0.035 | 15 | 15 | 7 | 7.4989e-11 | 0 | Water | Porous | Wet | R600a | MinimizeLCOE | IgnoreSilica | 201.7802 | 148.5708 | 17.2233 | 4 | 4057.9485 |  | 90.9985 |  | 193.6757 | -9.5948e-05 | 72060473260.8502 | 17804868.5319 | 1966142.933 | 17978072.0731 | 33988176.9035 | 24077.0464 | 1405919.407 | 0 | 28535230.1891 | 74242815.5714 | 50672247.1648 | 226617549.8202 | 3144235.0165 | 39536068.5225 |  | 1478867.319 | 8788934.7744 | 0 | 279565655.4526 |  | 74989.4209 | 68.8933 | 4057.9485 |  | 90.9985
1 | 5300 | 707 | 0.035 | 15 | 15 | 7 | 1e-10 | 0 | Water | Porous | Wet | R600a | MinimizeLCOE | IgnoreSilica | 225.6099 | 166.2764 | 19.2855 | 4 | 3921.3227 |  | 87.9347 |  | 193.8107 | -9.3008e-05 | 71400813115.1472 | 19298894.6277 | 2127370.6974 | 19672562.3346 | 37937622.2204 | 24077.0464 | 1510924.4983 | 0 | 31422866.0557 | 81755851.7608 | 55800048.7415 | 249550217.9827 | 3144235.0165 | 39536068.5225 |  | 1478867.319 | 8788934.7744 | 0 | 302498323.6151 |  | 100000 | 77.1419 | 3921.3227 |  | 87.9347
1 | 5300 | 707 | 0.035 | 15 | 15 | 7 | 1.3335e-10 | 0 | Water | Porous | Wet | R600a | MinimizeLCOE | IgnoreSilica | 245.9654 | 181.4261 | 21.0525 | 4 | 3821.9951 |  | 85.7073 |  | 193.9249 | -8.5582e-05 | 70777266301.8722 | 20542089.9489 | 2261265.4079 | 21093867.1122 | 41301829.9026 | 24077.0464 | 1596385.0257 | 0 | 33859610.633 | 88095761.306 | 60127167.2782 | 268902053.661 | 3144235.0165 | 39536068.5225 |  | 1478867.319 | 8788934.7744 | 0 | 321850159.2934 |  | 133352.1432 | 84.21 | 3821.9951 |  | 85.7073
1 | 5300 | 707 | 0.035 | 15 | 15 | 7 | 1.7783e-10 | 0 | Water | Porous | Wet | R600a | MinimizeLCOE | IgnoreSilica | 262.74 | 193.9297 | 22.5125 | 4 | 3749.5698 |  | 84.0832 |  | 194.0195 | -7.6056e-05 | 70219043753.171 | 21546353.8176 | 2369263.1726 | 22249068.9068 | 44067138.9162 | 24077.0464 | 1664285.5476 | 0 | 35848873.0888 | 93271414.1621 | 63659656.7015 | 284700131.3596 | 3144235.0165 | 39536068.5225 |  | 1478867.319 | 8788934.7744 | 0 | 337648236.992 |  | 177827.941 | 90.0499 | 3749.5698 |  | 84.0832
1 | 5300 | 707 | 0.035 | 15 | 15 | 7 | 2.3714e-10 | 0 | Water | Porous | Wet | R600a | MinimizeLCOE | IgnoreSilica | 276.1654 | 203.9499 | 23.6841 | 4 | 3696.5694 |  | 82.8947 |  | 194.0958 | -6.8989e-05 | 69747474415.3071 | 22338128.5543 | 2454318.7458 | 23164083.534 | 46275230.0502 | 24077.0464 | 1716689.9062 | 0 | 37429285.8564 | 97383323.9962 | 66466119.6546 | 297251257.3443 | 3144235.0165 | 39536068.5225 |  | 1478867.319 | 8788934.7744 | 0 | 350199362.9766 |  | 237137.3706 | 94.7363 | 3696.5694 |  | 82.8947
1 | 5300 | 707 | 0.035 | 15 | 15 | 7 | 3.1623e-10 | 0 | Water | Porous | Wet | R600a | MinimizeLCOE | IgnoreSilica | 286.7379 | 211.8492 | 24.6083 | 4 | 3657.6014 |  | 82.0208 |  | 194.1566 | -6.334e-05 | 69357239713.0375 | 22954670.9818 | 2520491.4381 | 23879097.6934 | 48010975.6647 | 24077.0464 | 1757090.4435 | 0 | 38667097.2744 | 100603855.3958 | 68664198.5102 | 307081554.4482 | 3144235.0165 | 39536068.5225 |  | 1478867.319 | 8788934.7744 | 0 | 360029660.0806 |  | 316227.766 | 98.4333 | 3657.6014 |  | 82.0208
1 | 5300 | 707 | 0.035 | 15 | 15 | 7 | 4.217e-10 | 0 | Water | Porous | Wet | R600a | MinimizeLCOE | IgnoreSilica | 294.9428 | 217.9894 | 25.326 | 4 | 3628.9512 |  | 81.3783 |  | 194.207 | -5.9725e-05 | 69038128953.4158 | 23429475.2984 | 2571417.8157 | 24431192.5465 | 49354372.1895 | 24077.0464 | 1788728.0658 | 0 | 39623712.5553 | 103092772.1278 | 70362935.3219 | 314678682.9672 | 3144235.0165 | 39536068.5225 |  | 1478867.319 | 8788934.7744 | 0 | 367626788.5996 |  | 421696.5034 | 101.3039 | 3628.9512 |  | 81.3783
1 | 5300 | 707 | 0.035 | 15 | 15 | 7 | 5.6234e-10 | 0 | Water | Porous | Wet | R600a | MinimizeLCOE | IgnoreSilica | 299.9025 | 221.7089 | 25.7846 | 4 | 3608.2755 |  | 80.9147 |  | 194.2411 | -5.7949e-05 | 68983006984.2212 | 23715274.7603 | 2602058.4338 | 24764114.8006 | 50163521.5443 | 24077.0464 | 1791397.9802 | 0 | 40193573.3806 | 104575433.1007 | 71374881.9015 | 319204332.9485 | 3144235.0165 | 39536068.5225 |  | 1478867.319 | 8788934.7744 | 0 | 372152438.5808 |  | 562341.3252 | 103.1386 | 3608.2755 |  | 80.9147
1 | 5300 | 707 | 0.035 | 15 | 15 | 7 | 7.4989e-10 | 0 | Water | Porous | Wet | R600a | MinimizeLCOE | IgnoreSilica | 303.1226 | 224.1256 | 26.0964 | 4 | 3592.9794 |  | 80.5717 |  | 194.2638 | -5.6246e-05 | 69033772809.8646 | 23900253.9587 | 2621884.6008 | 24979830.7118 | 50688175.4715 | 24077.0464 | 1783689.33 | 0 | 40559185.3365 | 105526680.4126 | 72024127.7381 | 322107904.6063 | 3144235.0165 | 39536068.5225 |  | 1478867.319 | 8788934.7744 | 0 | 375056010.2386 |  | 749894.2093 | 104.3858 | 3592.9794 |  | 80.5717
1 | 5300 | 707 | 0.035 | 15 | 15 | 7 | 1e-09 | 0 | Water | Porous | Wet | R600a | MinimizeLCOE | IgnoreSilica | 305.5394 | 225.94 | 26.3317 | 4 | 3581.5196 |  | 80.3147 |  | 194.281 | -5.4946e-05 | 69075308459.0963 | 24038768.7418 | 2636727.856 | 25141482.6667 | 51081689.924 | 24077.0464 | 1777096.1875 | 0 | 40832938.5447 | 106238930.1059 | 72510252.789 | 324281963.862 | 3144235.0165 | 39536068.5225 |  | 1478867.319 | 8788934.7744 | 0 | 377230069.4944 |  | 1000000 | 105.3268 | 3581.5196 |  | 80.3147
1 | 5300 | 707 | 0.035 | 15 | 15 | 7 | 1.3335e-09 | 0 | Water | Porous | Wet | R600a | MinimizeLCOE | IgnoreSilica | 307.381 | 227.3231 | 26.5109 | 4 | 3572.924 |  | 80.122 |  | 194.2941 | -5.3166e-05 | 69095723798.1276 | 24144139.4912 | 2648017.7748 | 25264523.3748 | 51381433.0738 | 24077.0464 | 1772155.4631 | 0 | 41041395.0274 | 106781291.1136 | 72880425.3211 | 325937457.6862 | 3144235.0165 | 39536068.5225 |  | 1478867.319 | 8788934.7744 | 0 | 378885563.3185 |  | 1333521.4322 | 106.0436 | 3572.924 |  | 80.122
1 | 5300 | 707 | 0.035 | 15 | 15 | 7 | 1.7783e-09 | 0 | Water | Porous | Wet | R600a | MinimizeLCOE | IgnoreSilica | 308.7648 | 228.3625 | 26.6459 | 4 | 3566.481 |  | 79.9775 |  | 194.304 | -5.2436e-05 | 69125691212.9704 | 24223212.9721 | 2656489.1672 | 25356895.9819 | 51606577.0254 | 24077.0464 | 1768221.0487 | 0 | 41197834.5643 | 107188314.6983 | 73158227.2812 | 327179849.7855 | 3144235.0165 | 39536068.5225 |  | 1478867.319 | 8788934.7744 | 0 | 380127955.4178 |  | 1778279.41 | 106.5835 | 3566.481 |  | 79.9775
1 | 5300 | 707 | 0.035 | 15 | 15 | 7 | 2.3714e-09 | 0 | Water | Porous | Wet | R600a | MinimizeLCOE | IgnoreSilica | 309.7905 | 229.1331 | 26.7465 | 4 | 3561.6544 |  | 79.8692 |  | 194.3113 | -5.1877e-05 | 69144845124.7764 | 24281772.193 | 2662762.3007 | 25425325.6024 | 51773413.5645 | 24077.0464 | 1764915.57 | 0 | 41313583.848 | 107489470.5913 | 73363772.3663 | 328099093.0827 | 3144235.0165 | 39536068.5225 |  | 1478867.319 | 8788934.7744 | 0 | 381047198.715 |  | 2371373.7057 | 106.986 | 3561.6544 |  | 79.8692
1 | 5300 | 707 | 0.035 | 15 | 15 | 7 | 3.1623e-09 | 0 | Water | Porous | Wet | R600a | MinimizeLCOE | IgnoreSilica | 310.5816 | 229.7275 | 26.8236 | 4 | 3558.0305 |  | 79.788 |  | 194.317 | -5.147e-05 | 69155921706.6988 | 24326905.7988 | 2667596.9261 | 25478079.1276 | 51902083.8033 | 24077.0464 | 1762713.8247 | 0 | 41402968.0455 | 107722029.9378 | 73522498.8989 | 328808953.409 | 3144235.0165 | 39536068.5225 |  | 1478867.319 | 8788934.7744 | 0 | 381757059.0414 |  | 3162277.6602 | 107.2945 | 3558.0305 |  | 79.788
1 | 5300 | 707 | 0.035 | 15 | 15 | 7 | 4.217e-09 | 0 | Water | Porous | Wet | R600a | MinimizeLCOE | IgnoreSilica | 311.1736 | 230.1723 | 26.8814 | 4 | 3555.314 |  | 79.7271 |  | 194.3212 | -5.1162e-05 | 69164657833.0082 | 24360657.1343 | 2671212.1392 | 25517535.7855 | 51998340.2995 | 24077.0464 | 1760990.6405 | 0 | 41469797.0877 | 107895905.3971 | 73641172.4727 | 329339688.0029 | 3144235.0165 | 39536068.5225 |  | 1478867.319 | 8788934.7744 | 0 | 382287793.6353 |  | 4216965.0343 | 107.5257 | 3555.314 |  | 79.7271
1 | 5300 | 707 | 0.035 | 15 | 15 | 7 | 5.6234e-09 | 0 | Water | Porous | Wet | R600a | MinimizeLCOE | IgnoreSilica | 311.617 | 230.5055 | 26.9248 | 4 | 3553.2773 |  | 79.6814 |  | 194.3244 | -5.093e-05 | 69171404865.6549 | 24385929.8488 | 2673919.0877 | 25547084.5557 | 52070436.484 | 24077.0464 | 1759662.3196 | 0 | 41519832.6434 | 108026087.6495 | 73730024.5349 | 329737054.17 | 3144235.0165 | 39536068.5225 |  | 1478867.319 | 8788934.7744 | 0 | 382685159.8024 |  | 5623413.2519 | 107.6992 | 3553.2773 |  | 79.6814
1 | 5300 | 707 | 0.035 | 15 | 15 | 7 | 7.4989e-09 | 0 | Water | Porous | Wet | R600a | MinimizeLCOE | IgnoreSilica | 311.9311 | 230.7416 | 26.9561 | 4 | 3551.7546 |  | 79.6472 |  | 194.3267 | -5.0745e-05 | 69179590025.3582 | 24403829.781 | 2675836.2956 | 25568015.1394 | 52121495.2299 | 24077.0464 | 1758343.9515 | 0 | 41555123.003 | 108117905.9261 | 73792692.3954 | 330017318.7682 | 3144235.0165 | 39536068.5225 |  | 1478867.319 | 8788934.7744 | 0 | 382965424.4006 |  | 7498942.0933 | 107.8243 | 3551.7546 |  | 79.6472
1 | 5300 | 707 | 0.035 | 15 | 15 | 7 | 1e-08 | 0 | Water | Porous | Wet | R600a | MinimizeLCOE | IgnoreSilica | 312.1869 | 230.9338 | 26.9809 | 4 | 3550.608 |  | 79.6215 |  | 194.3285 | -5.0618e-05 | 69182401507.2965 | 24418399.5295 | 2677396.7852 | 25585052.961 | 52163079.2706 | 24077.0464 | 1757682.9824 | 0 | 41584018.5443 | 108193086.1972 | 73844004.4752 | 330246797.7918 | 3144235.0165 | 39536068.5225 |  | 1478867.319 | 8788934.7744 | 0 | 383194903.4242 |  | 10000000 | 107.9237 | 3550.608 |  | 79.6215
1 | 5400 | 707 | 0.035 | 15 | 15 | 7 | 1e-13 | 0 | Water | Porous | Wet | R600a | MinimizeLCOE | IgnoreSilica | 0.8417 | 0.19449 | 0.007063 | 4 | 1958320.0609 |  | 43914.8508 |  | 114.5815 | -5.425e-05 | 21371193808.4121 | 121692.7772 | 8036.2006 | 92722.1211 | 63732.6738 | 24077.0464 | 57242.2083 | 0 | 143326.1807 | 372905.322 | 254515.5447 | 1138250.0749 | 3144235.0165 | 40569487.1745 |  | 1478867.319 | 8995618.5048 | 0 | 55326458.0897 |  | 100 | 0.028252 | 1958320.0609 |  | 43914.8508
1 | 5400 | 707 | 0.035 | 15 | 15 | 7 | 1.3335e-13 | 0 | Water | Porous | Wet | R600a | MinimizeLCOE | IgnoreSilica | 1.1047 | 0.319 | 0.017953 | 4 | 776602.3858 |  | 17415.1195 |  | 128.591 | -6.0697e-05 | 33567862967.1101 | 185031.7882 | 13270.3743 | 136466.0781 | 86099.5581 | 24077.0464 | 65340.5811 | 0 | 199011.3162 | 517786.6219 | 353400.0089 | 1580483.373 | 3144235.0165 | 40569487.1745 |  | 1478867.319 | 8995618.5048 | 0 | 55768691.3878 |  | 133.3521 | 0.071811 | 776602.3858 |  | 17415.1195
1 | 5400 | 707 | 0.035 | 15 | 15 | 7 | 1.7783e-13 | 0 | Water | Porous | Wet | R600a | MinimizeLCOE | IgnoreSilica | 1.4168 | 0.48431 | 0.034864 | 4 | 403804.1056 |  | 9055.2088 |  | 140.2311 | -6.54e-05 | 45167400427.1349 | 262576.0129 | 20336.7134 | 189048.0545 | 117099.1502 | 24077.0464 | 72694.1652 | 0 | 267474.1456 | 695912.8604 | 474974.8268 | 2124192.9755 | 3144235.0165 | 40569487.1745 |  | 1478867.319 | 8995618.5048 | 0 | 56312400.9903 |  | 177.8279 | 0.13945 | 403804.1056 |  | 9055.2088
1 | 5400 | 707 | 0.035 | 15 | 15 | 7 | 2.3714e-13 | 0 | Water | Porous | Wet | R600a | MinimizeLCOE | IgnoreSilica | 1.8456 | 0.72988 | 0.062677 | 4 | 227708.3572 |  | 5106.3045 |  | 151.0817 | -7.2358e-05 | 57292025504.0516 | 370690.1863 | 31436.6554 | 260223.4595 | 167124.7774 | 24077.0464 | 82925.2466 | 0 | 365226.175 | 950243.589 | 648560.7751 | 2900507.9108 | 3144235.0165 | 40569487.1745 |  | 1478867.319 | 8995618.5048 | 0 | 57088715.9255 |  | 237.1374 | 0.25071 | 227708.3572 |  | 5106.3045
1 | 5400 | 707 | 0.035 | 15 | 15 | 7 | 3.1623e-13 | 0 | Water | Porous | Wet | R600a | MinimizeLCOE | IgnoreSilica | 2.2282 | 0.92889 | 0.10015 | 4 | 144500.5398 |  | 3240.3894 |  | 157.8138 | -6.7817e-05 | 377026737463.2653 | 490661.8749 | 55398.5805 | 310246.6987 | 230202.4572 | 24077.0464 | 84264.1874 | 0 | 465991.8296 | 1212415.1524 | 827498.2542 | 3700756.0812 | 3144235.0165 | 40569487.1745 |  | 1478867.319 | 8995618.5048 | 0 | 57888964.096 |  | 316.2278 | 0.40061 | 144500.5398 |  | 3240.3894
1 | 5400 | 707 | 0.035 | 15 | 15 | 7 | 4.217e-13 | 0 | Water | Porous | Wet | R600a | MinimizeLCOE | IgnoreSilica | 2.6887 | 1.5963 | 0.17785 | 4 | 87390.4986 |  | 1959.7107 |  | 163.7072 | -8.0619e-05 | 72410606987.7469 | 719716.2989 | 84863.0302 | 478082.7478 | 1170645.5721 | 24077.0464 | 99292.5758 | 0 | 1004904.1357 | 2614554.427 | 1784487.1202 | 7980622.954 | 3144235.0165 | 40569487.1745 |  | 1478867.319 | 8995618.5048 | 0 | 62168830.9688 |  | 421.6965 | 0.71139 | 87390.4986 |  | 1959.7107
1 | 5400 | 707 | 0.035 | 15 | 15 | 7 | 5.6234e-13 | 0 | Water | Porous | Wet | R600a | MinimizeLCOE | IgnoreSilica | 3.4244 | 2.1157 | 0.23803 | 4 | 65792.2486 |  | 1475.3752 |  | 170.176 | -8.5647e-05 | 70712944727.399 | 874697.3728 | 100200.0891 | 599190.5996 | 1019392.7383 | 24077.0464 | 112225.6023 | 0 | 1064615.5449 | 2769911.265 | 1890521.3544 | 8454831.6126 | 3144235.0165 | 40569487.1745 |  | 1478867.319 | 8995618.5048 | 0 | 62643039.6274 |  | 562.3413 | 0.95213 | 65792.2486 |  | 1475.3752
1 | 5400 | 707 | 0.035 | 15 | 15 | 7 | 7.4989e-13 | 0 | Water | Porous | Wet | R600a | MinimizeLCOE | IgnoreSilica | 4.3406 | 2.7932 | 0.31652 | 4 | 50490.0358 |  | 1132.2268 |  | 175.4152 | -8.9967e-05 | 72109988443.3344 | 1063025.9945 | 121722.4454 | 748299.4638 | 1059351.7511 | 24077.0464 | 126901.249 | 0 | 1225917.4006 | 3189585.6061 | 2176957.7156 | 9735838.6724 | 3144235.0165 | 40569487.1745 |  | 1478867.319 | 8995618.5048 | 0 | 63924046.6872 |  | 749.8942 | 1.2661 | 50490.0358 |  | 1132.2268
1 | 5400 | 707 | 0.035 | 15 | 15 | 7 | 1e-12 | 0 | Water | Porous | Wet | R600a | MinimizeLCOE | IgnoreSilica | 5.5394 | 3.6856 | 0.4199 | 4 | 39163.5407 |  | 878.2329 |  | 179.8172 | -9.4204e-05 | 73180789465.8605 | 1291795.7357 | 147809.4988 | 934132.3188 | 1199451.5991 | 24077.0464 | 144940.8008 | 0 | 1459460.7298 | 3797217.4424 | 2591678.9295 | 11590564.1012 | 3144235.0165 | 40569487.1745 |  | 1478867.319 | 8995618.5048 | 0 | 65778772.116 |  | 1000 | 1.6796 | 39163.5407 |  | 878.2329
1 | 5400 | 707 | 0.035 | 15 | 15 | 7 | 1.3335e-12 | 0 | Water | Porous | Wet | R600a | MinimizeLCOE | IgnoreSilica | 7.0863 | 4.8427 | 0.55428 | 4 | 30747.9846 |  | 689.5161 |  | 183.4041 | -9.7449e-05 | 74098730010.7866 | 1565558.8277 | 178957.2486 | 1162173.9196 | 1418363.7026 | 24077.0464 | 165906.7204 | 0 | 1760864.6114 | 4581408.5159 | 3126905.4506 | 13984216.0432 | 3144235.0165 | 40569487.1745 |  | 1478867.319 | 8995618.5048 | 0 | 68172424.0579 |  | 1333.5214 | 2.2171 | 30747.9846 |  | 689.5161
1 | 5400 | 707 | 0.035 | 15 | 15 | 7 | 1.7783e-12 | 0 | Water | Porous | Wet | R600a | MinimizeLCOE | IgnoreSilica | 9.1326 | 6.3781 | 0.73248 | 4 | 24321.3573 |  | 545.4005 |  | 186.3521 | -3.1543e-07 | 74782367455.0706 | 1900968.7358 | 217012.4719 | 1448599.4581 | 1729248.0345 | 24077.0464 | 191944.4012 | 0 | 2149621.5577 | 5592874.3451 | 3817251.6626 | 17071597.7133 | 3144235.0165 | 40569487.1745 |  | 1478867.319 | 8995618.5048 | 0 | 71259805.728 |  | 1778.2794 | 2.9299 | 24321.3573 |  | 545.4005
1 | 5400 | 707 | 0.035 | 15 | 15 | 7 | 2.3714e-12 | 0 | Water | Porous | Wet | R600a | MinimizeLCOE | IgnoreSilica | 11.8191 | 8.3977 | 0.96711 | 4 | 19431.6333 |  | 435.7496 |  | 188.7174 | -3.2698e-07 | 75340675451.7477 | 2308389.7563 | 263114.4946 | 1805201.0934 | 2150292.6175 | 24077.0464 | 223241.5803 | 0 | 2641983.4695 | 6873899.0423 | 4691577.3409 | 20981776.4412 | 3144235.0165 | 40569487.1745 |  | 1478867.319 | 8995618.5048 | 0 | 75169984.456 |  | 2371.3737 | 3.8684 | 19431.6333 |  | 435.7496
1 | 5400 | 707 | 0.035 | 15 | 15 | 7 | 3.1623e-12 | 0 | Water | Porous | Wet | R600a | MinimizeLCOE | IgnoreSilica | 15.3736 | 11.0733 | 1.2779 | 4 | 15678.2159 |  | 351.5802 |  | 190.6049 | -3.3673e-07 | 75766329646.7874 | 2806792.8794 | 319332.6503 | 2252254.6783 | 2716101.8666 | 24077.0464 | 261534.1095 | 0 | 3268236.3599 | 8503280.601 | 5803663.7351 | 25955273.9264 | 3144235.0165 | 40569487.1745 |  | 1478867.319 | 8995618.5048 | 0 | 80143481.9412 |  | 3162.2777 | 5.1118 | 15678.2159 |  | 351.5802
1 | 5400 | 707 | 0.035 | 15 | 15 | 7 | 4.217e-12 | 0 | Water | Porous | Wet | R600a | MinimizeLCOE | IgnoreSilica | 20.0675 | 14.6093 | 1.6889 | 4 | 12796.4739 |  | 286.9578 |  | 192.0908 | -3.4438e-07 | 76098984897.3551 | 3415012.6002 | 387705.5411 | 2811250.8435 | 3469254.1592 | 24077.0464 | 307987.7698 | 0 | 4061962.3044 | 10568392.6931 | 7213145.1718 | 32258788.1294 | 3144235.0165 | 40569487.1745 |  | 1478867.319 | 8995618.5048 | 0 | 86446996.1442 |  | 4216.965 | 6.7555 | 12796.4739 |  | 286.9578
1 | 5400 | 707 | 0.035 | 15 | 15 | 7 | 5.6234e-12 | 0 | Water | Porous | Wet | R600a | MinimizeLCOE | IgnoreSilica | 26.258 | 19.2751 | 2.2313 | 4 | 10579.5442 |  | 237.2437 |  | 193.2498 | -3.5008e-07 | 76355424587.3946 | 4156195.4658 | 470717.0995 | 3509089.2821 | 4466860.5319 | 24077.0464 | 364207.2155 | 0 | 5066547.1901 | 13182116.4968 | 8997065.3745 | 40236875.7026 | 3144235.0165 | 40569487.1745 |  | 1478867.319 | 8995618.5048 | 0 | 94425083.7174 |  | 5623.4133 | 8.9253 | 10579.5442 |  | 237.2437
1 | 5400 | 707 | 0.035 | 15 | 15 | 7 | 7.4989e-12 | 0 | Water | Porous | Wet | R600a | MinimizeLCOE | IgnoreSilica | 34.4332 | 25.439 | 2.9477 | 4 | 8866.4197 |  | 198.8273 |  | 194.1503 | -3.5456e-07 | 76518438784.9686 | 5060642.7407 | 571631.8126 | 4381235.5359 | 5787073.4841 | 24077.0464 | 432869.8046 | 0 | 6340436.8655 | 16496516.1216 | 11259211.2225 | 50353694.6338 | 3144235.0165 | 40569487.1745 |  | 1478867.319 | 8995618.5048 | 0 | 104541902.6486 |  | 7498.9421 | 11.7908 | 8866.4197 |  | 198.8273
1 | 5400 | 707 | 0.035 | 15 | 15 | 7 | 1e-11 | 0 | Water | Porous | Wet | R600a | MinimizeLCOE | IgnoreSilica | 45.0984 | 33.4825 | 3.8829 | 4 | 7547.5227 |  | 169.2514 |  | 194.8418 | -3.5708e-07 | 76624405466.2973 | 6151526.0008 | 692881.185 | 5458205.8445 | 7510744.094 | 24077.0464 | 514901.9691 | 0 | 7937411.0945 | 20651515.481 | 14095083.662 | 63036346.3773 | 3144235.0165 | 40569487.1745 |  | 1478867.319 | 8995618.5048 | 0 | 117224554.392 |  | 10000 | 15.5315 | 7547.5227 |  | 169.2514
1 | 5400 | 707 | 0.035 | 15 | 15 | 7 | 1.3335e-11 | 0 | Water | Porous | Wet | R600a | MinimizeLCOE | IgnoreSilica | 58.889 | 43.8862 | 5.0924 | 4 | 6529.927 |  | 146.432 |  | 195.3734 | -3.5808e-07 | 76644753155.2291 | 7457227.2633 | 837372.2427 | 6777331.4671 | 9740942.2785 | 24077.0464 | 612754.5043 | 0 | 9925384.8729 | 25823815.4628 | 17625284.6797 | 78824189.8176 | 3144235.0165 | 40569487.1745 |  | 1478867.319 | 8995618.5048 | 0 | 133012397.8324 |  | 13335.2143 | 20.3697 | 6529.927 |  | 146.432
1 | 5400 | 707 | 0.035 | 15 | 15 | 7 | 1.7783e-11 | 0 | Water | Porous | Wet | R600a | MinimizeLCOE | IgnoreSilica | 76.2775 | 57.0093 | 6.6189 | 4 | 5749.1206 |  | 128.9226 |  | 195.7815 | -3.5668e-07 | 76590198468.6117 | 8984554.191 | 1005652.0332 | 8355117.1271 | 12552840.0369 | 24077.0464 | 725867.1482 | 0 | 12342761.9573 | 32113334.7642 | 21918010.8396 | 98022215.1439 | 3144235.0165 | 40569487.1745 |  | 1478867.319 | 8995618.5048 | 0 | 152210423.1587 |  | 17782.7941 | 26.4754 | 5749.1206 |  | 128.9226
1 | 5400 | 707 | 0.035 | 15 | 15 | 7 | 2.3714e-11 | 0 | Water | Porous | Wet | R600a | MinimizeLCOE | IgnoreSilica | 97.5468 | 73.0702 | 8.4875 | 4 | 5152.1273 |  | 115.5352 |  | 196.0998 | -3.5285e-07 | 76421404681.0399 | 10723929.6789 | 1196471.5355 | 10190328.7235 | 15990251.0703 | 24077.0464 | 853621.0121 | 0 | 15201684.836 | 39551665.6489 | 26994824.5108 | 120726854.0624 | 3144235.0165 | 40569487.1745 |  | 1478867.319 | 8995618.5048 | 0 | 174915062.0772 |  | 23713.7371 | 33.9501 | 5152.1273 |  | 115.5352
1 | 5400 | 707 | 0.035 | 15 | 15 | 7 | 3.1623e-11 | 0 | Water | Porous | Wet | R600a | MinimizeLCOE | IgnoreSilica | 122.3332 | 91.8022 | 10.6681 | 4 | 4700.3352 |  | 105.4039 |  | 196.3543 | -3.4603e-07 | 76121749355.9772 | 12620991.4501 | 1403722.7976 | 12231464.5019 | 19991663.4013 | 24077.0464 | 991328.391 | 0 | 18432666.5594 | 47958017.3278 | 32732332.265 | 146386263.7406 | 3144235.0165 | 40569487.1745 |  | 1478867.319 | 8995618.5048 | 0 | 200574471.7553 |  | 31622.7766 | 42.6724 | 4700.3352 |  | 105.4039
1 | 5400 | 707 | 0.035 | 15 | 15 | 7 | 4.217e-11 | 0 | Water | Porous | Wet | R600a | MinimizeLCOE | IgnoreSilica | 149.4421 | 112.3121 | 13.058 | 4 | 4362.9785 |  | 97.8387 |  | 196.5647 | -3.3597e-07 | 75692673090.6657 | 14576514.8075 | 1616526.7783 | 14372667.3306 | 24360970.2541 | 24077.0464 | 1130759.472 | 0 | 21871791.1187 | 56905913.9696 | 38839455.5838 | 173698676.3611 | 3144235.0165 | 40569487.1745 |  | 1478867.319 | 8995618.5048 | 0 | 227886884.3759 |  | 42169.6503 | 52.232 | 4362.9785 |  | 97.8387
1 | 5400 | 707 | 0.035 | 15 | 15 | 7 | 5.6234e-11 | 0 | Water | Porous | Wet | R600a | MinimizeLCOE | IgnoreSilica | 177.1252 | 133.2861 | 15.5044 | 4 | 4114.0096 |  | 92.2557 |  | 196.7443 | -3.2341e-07 | 75143583748.1201 | 16474576.1569 | 1822357.7221 | 16482531.7122 | 28813586.9486 | 24077.0464 | 1263754.5814 | 0 | 25303544.8254 | 65834633.1649 | 44933489.9015 | 200952552.0595 | 3144235.0165 | 40569487.1745 |  | 1478867.319 | 8995618.5048 | 0 | 255140760.0743 |  | 56234.1325 | 62.0175 | 4114.0096 |  | 92.2557
1 | 5400 | 707 | 0.035 | 15 | 15 | 7 | 7.4989e-11 | 0 | Water | Porous | Wet | R600a | MinimizeLCOE | IgnoreSilica | 203.4394 | 153.2551 | 17.837 | 4 | 3932.2206 |  | 88.1791 |  | 196.8995 | -9.9373e-05 | 74529423448.5202 | 18204878.8405 | 2009438.1339 | 18430110.0954 | 33035902.0399 | 24077.0464 | 1382119.7047 | 0 | 28503745.0857 | 74160897.791 | 50616336.5964 | 226367505.3339 | 3144235.0165 | 40569487.1745 |  | 1478867.319 | 8995618.5048 | 0 | 280555713.3487 |  | 74989.4209 | 71.3479 | 3932.2206 |  | 88.1791
1 | 5400 | 707 | 0.035 | 15 | 15 | 7 | 1e-10 | 0 | Water | Porous | Wet | R600a | MinimizeLCOE | IgnoreSilica | 227.0131 | 171.1746 | 19.9327 | 4 | 3800.0122 |  | 85.2143 |  | 197.0328 | -9.6351e-05 | 73896991942.87 | 19704302.2445 | 2171164.2858 | 20134805.0519 | 36808937.5199 | 24077.0464 | 1482684.9625 | 0 | 31327128.7333 | 81506762.8864 | 55630040.4664 | 248789903.1971 | 3144235.0165 | 40569487.1745 |  | 1478867.319 | 8995618.5048 | 0 | 302978111.2119 |  | 100000 | 79.7308 | 3800.0122 |  | 85.2143
1 | 5400 | 707 | 0.035 | 15 | 15 | 7 | 1.3335e-10 | 0 | Water | Porous | Wet | R600a | MinimizeLCOE | IgnoreSilica | 247.0863 | 186.4577 | 21.7228 | 4 | 3703.959 |  | 83.0604 |  | 197.145 | -8.8687e-05 | 73303128036.2402 | 20948620.5969 | 2305126.5827 | 21560571.1549 | 40013634.3468 | 24077.0464 | 1564154.7864 | 0 | 33702311.9605 | 87686502.4264 | 59847839.6835 | 267652838.5844 | 3144235.0165 | 40569487.1745 |  | 1478867.319 | 8995618.5048 | 0 | 321841046.5992 |  | 133352.1432 | 86.8911 | 3703.959 |  | 83.0604
1 | 5400 | 707 | 0.035 | 15 | 15 | 7 | 1.7783e-10 | 0 | Water | Porous | Wet | R600a | MinimizeLCOE | IgnoreSilica | 263.5636 | 199.0213 | 23.1964 | 4 | 3633.9853 |  | 81.4912 |  | 197.2373 | -7.8825e-05 | 72778537951.8201 | 21950229.7621 | 2412797.5869 | 22715144.9406 | 42638571.4516 | 24077.0464 | 1628237.2754 | 0 | 35633932.6445 | 92712183.2164 | 63277970.0901 | 282993144.0139 | 3144235.0165 | 40569487.1745 |  | 1478867.319 | 8995618.5048 | 0 | 337181352.0287 |  | 177827.941 | 92.7856 | 3633.9853 |  | 81.4912
1 | 5400 | 707 | 0.035 | 15 | 15 | 7 | 2.3714e-10 | 0 | Water | Porous | Wet | R600a | MinimizeLCOE | IgnoreSilica | 276.7574 | 209.0936 | 24.379 | 4 | 3582.7797 |  | 80.343 |  | 197.3117 | -7.1534e-05 | 72332553397.6658 | 22740495.7715 | 2497652.1842 | 23630258.4498 | 44736539.5045 | 24077.0464 | 1677974.5378 | 0 | 37169729.0227 | 96708010.3574 | 66005204.2198 | 295189941.0941 | 3144235.0165 | 40569487.1745 |  | 1478867.319 | 8995618.5048 | 0 | 349378149.1089 |  | 237137.3706 | 97.5159 | 3582.7797 |  | 80.343
1 | 5400 | 707 | 0.035 | 15 | 15 | 7 | 3.1623e-10 | 0 | Water | Porous | Wet | R600a | MinimizeLCOE | IgnoreSilica | 287.1354 | 217.0244 | 25.3108 | 4 | 3545.1414 |  | 79.4989 |  | 197.3707 | -6.5706e-05 | 71967086435.8511 | 23355270.3288 | 2563605.8734 | 24344608.3021 | 46384273.9468 | 24077.0464 | 1716245.8917 | 0 | 38371351.7418 | 99834386.1856 | 68139019.9632 | 304732839.2798 | 3144235.0165 | 40569487.1745 |  | 1478867.319 | 8995618.5048 | 0 | 358921047.2946 |  | 316227.766 | 101.2431 | 3545.1414 |  | 79.4989
1 | 5400 | 707 | 0.035 | 15 | 15 | 7 | 4.217e-10 | 0 | Water | Porous | Wet | R600a | MinimizeLCOE | IgnoreSilica | 295.1689 | 223.1745 | 26.0325 | 4 | 3517.5193 |  | 78.8795 |  | 197.4204 | -6.1954e-05 | 71659590321.1604 | 23827687.0901 | 2614254.4371 | 24894962.8976 | 47656362.386 | 24077.0464 | 1746269.0002 | 0 | 39297809.0144 | 102244837.9664 | 69784202.8334 | 312090462.6717 | 3144235.0165 | 40569487.1745 |  | 1478867.319 | 8995618.5048 | 0 | 366278670.6864 |  | 421696.5034 | 104.1298 | 3517.5193 |  | 78.8795
1 | 5400 | 707 | 0.035 | 15 | 15 | 7 | 5.6234e-10 | 0 | Water | Porous | Wet | R600a | MinimizeLCOE | IgnoreSilica | 299.8636 | 226.776 | 26.4811 | 4 | 3497.8586 |  | 78.4386 |  | 197.4528 | -6.0016e-05 | 71638444451.0562 | 24102645.5308 | 2643720.5701 | 25215840.6838 | 48397406.9648 | 24077.0464 | 1745737.3239 | 0 | 39830476.9667 | 103630730.713 | 70730103.1102 | 316320738.9096 | 3144235.0165 | 40569487.1745 |  | 1478867.319 | 8995618.5048 | 0 | 370508946.9244 |  | 562341.3252 | 105.9245 | 3497.8586 |  | 78.4386
1 | 5400 | 707 | 0.035 | 15 | 15 | 7 | 7.4989e-10 | 0 | Water | Porous | Wet | R600a | MinimizeLCOE | IgnoreSilica | 302.9984 | 229.1824 | 26.7921 | 4 | 3483.348 |  | 78.1132 |  | 197.475 | -5.8249e-05 | 71692377101.7706 | 24285691.1552 | 2663331.5804 | 25429680.6844 | 48891678.0459 | 24077.0464 | 1737635.8142 | 0 | 40182516.7873 | 104546666.1131 | 71355247.8414 | 319116525.0684 | 3144235.0165 | 40569487.1745 |  | 1478867.319 | 8995618.5048 | 0 | 373304733.0831 |  | 749894.2093 | 107.1684 | 3483.348 |  | 78.1132
1 | 5400 | 707 | 0.035 | 15 | 15 | 7 | 1e-09 | 0 | Water | Porous | Wet | R600a | MinimizeLCOE | IgnoreSilica | 305.3884 | 231.0179 | 27.0293 | 4 | 3472.4662 |  | 77.8692 |  | 197.492 | -5.6927e-05 | 71729963571.2952 | 24424938.2642 | 2678247.3341 | 25592473.3093 | 49268346.2262 | 24077.0464 | 1731400.2964 | 0 | 40450598.1658 | 105244158.8689 | 71831300.9792 | 321245540.4903 | 3144235.0165 | 40569487.1745 |  | 1478867.319 | 8995618.5048 | 0 | 375433748.5051 |  | 1000000 | 108.1173 | 3472.4662 |  | 77.8692
1 | 5400 | 707 | 0.035 | 15 | 15 | 7 | 1.3335e-09 | 0 | Water | Porous | Wet | R600a | MinimizeLCOE | IgnoreSilica | 307.1789 | 232.3932 | 27.2078 | 4 | 3464.3165 |  | 77.6865 |  | 197.5048 | -5.5921e-05 | 71760439533.9198 | 24529082.1131 | 2689401.3555 | 25714294.1326 | 49550410.6491 | 24077.0464 | 1726235.191 | 0 | 40651065.1902 | 105765732.9448 | 72187286.0033 | 322837584.6258 | 3144235.0165 | 40569487.1745 |  | 1478867.319 | 8995618.5048 | 0 | 377025792.6406 |  | 1333521.4322 | 108.8312 | 3464.3165 |  | 77.6865
1 | 5400 | 707 | 0.035 | 15 | 15 | 7 | 1.7783e-09 | 0 | Water | Porous | Wet | R600a | MinimizeLCOE | IgnoreSilica | 308.5212 | 233.4245 | 27.342 | 4 | 3458.2105 |  | 77.5495 |  | 197.5144 | -5.516e-05 | 71784476969.7143 | 24607058.2427 | 2697751.8834 | 25805543.081 | 49761797.6534 | 24077.0464 | 1722093.0085 | 0 | 40801145.1569 | 106156210.2327 | 72453794.7758 | 324029471.0807 | 3144235.0165 | 40569487.1745 |  | 1478867.319 | 8995618.5048 | 0 | 378217679.0955 |  | 1778279.41 | 109.368 | 3458.2105 |  | 77.5495
1 | 5400 | 707 | 0.035 | 15 | 15 | 7 | 2.3714e-09 | 0 | Water | Porous | Wet | R600a | MinimizeLCOE | IgnoreSilica | 309.5347 | 234.2033 | 27.4434 | 4 | 3453.6318 |  | 77.4469 |  | 197.5217 | -5.4589e-05 | 71801990846.9896 | 24665880.1461 | 2704050.673 | 25874398.5969 | 49921374.9771 | 24077.0464 | 1718952.187 | 0 | 40914406.1143 | 106450892.0108 | 72654921.1445 | 324928952.896 | 3144235.0165 | 40569487.1745 |  | 1478867.319 | 8995618.5048 | 0 | 379117160.9108 |  | 2371373.7057 | 109.7735 | 3453.6318 |  | 77.4469
1 | 5400 | 707 | 0.035 | 15 | 15 | 7 | 3.1623e-09 | 0 | Water | Porous | Wet | R600a | MinimizeLCOE | IgnoreSilica | 310.3064 | 234.7964 | 27.5203 | 4 | 3450.1952 |  | 77.3698 |  | 197.5273 | -5.4166e-05 | 71813564467.3913 | 24710636.2478 | 2708842.9766 | 25926801.1839 | 50042866.118 | 24077.0464 | 1716705.0698 | 0 | 41000672.1705 | 106675338.5935 | 72808110.549 | 325614049.9555 | 3144235.0165 | 40569487.1745 |  | 1478867.319 | 8995618.5048 | 0 | 379802257.9702 |  | 3162277.6602 | 110.0814 | 3450.1952 |  | 77.3698
1 | 5400 | 707 | 0.035 | 15 | 15 | 7 | 4.217e-09 | 0 | Water | Porous | Wet | R600a | MinimizeLCOE | IgnoreSilica | 310.8789 | 235.2364 | 27.5777 | 4 | 3447.6216 |  | 77.3121 |  | 197.5314 | -5.3844e-05 | 71823451755.735 | 24743822.4919 | 2712396.2686 | 25965663.9992 | 50132980.7977 | 24077.0464 | 1714870.435 | 0 | 41064586.3051 | 106841630.061 | 72921607.8926 | 326121635.2975 | 3144235.0165 | 40569487.1745 |  | 1478867.319 | 8995618.5048 | 0 | 380309843.3123 |  | 4216965.0343 | 110.3108 | 3447.6216 |  | 77.3121
1 | 5400 | 707 | 0.035 | 15 | 15 | 7 | 5.6234e-09 | 0 | Water | Porous | Wet | R600a | MinimizeLCOE | IgnoreSilica | 311.3005 | 235.5604 | 27.6202 | 4 | 3445.6951 |  | 77.2689 |  | 197.5344 | -5.3596e-05 | 71832244657.9502 | 24768249.911 | 2715011.6575 | 25994273.4543 | 50199324.1887 | 24077.0464 | 1713339.8841 | 0 | 41111567.6953 | 106963866.0012 | 73005036.4335 | 326494746.2719 | 3144235.0165 | 40569487.1745 |  | 1478867.319 | 8995618.5048 | 0 | 380682954.2866 |  | 5623413.2519 | 110.4807 | 3445.6951 |  | 77.2689
1 | 5400 | 707 | 0.035 | 15 | 15 | 7 | 7.4989e-09 | 0 | Water | Porous | Wet | R600a | MinimizeLCOE | IgnoreSilica | 311.6365 | 235.8187 | 27.6535 | 4 | 3444.2431 |  | 77.2363 |  | 197.5368 | -5.3424e-05 | 71835653728.5081 | 24787711.7669 | 2717095.3393 | 26017069.4655 | 50252209.6622 | 24077.0464 | 1712504.3447 | 0 | 41149160.3737 | 107061674.439 | 73071792.702 | 326793295.1396 | 3144235.0165 | 40569487.1745 |  | 1478867.319 | 8995618.5048 | 0 | 380981503.1544 |  | 7498942.0933 | 110.614 | 3444.2431 |  | 77.2363
1 | 5400 | 707 | 0.035 | 15 | 15 | 7 | 1e-08 | 0 | Water | Porous | Wet | R600a | MinimizeLCOE | IgnoreSilica | 311.8728 | 236.0004 | 27.6774 | 4 | 3443.1604 |  | 77.212 |  | 197.5385 | -5.3283e-05 | 71840797445.1016 | 24801399.3803 | 2718560.7769 | 26033103.1868 | 50289397.9903 | 24077.0464 | 1711611.7982 | 0 | 41175478.5698 | 107130148.9865 | 73118527.9877 | 327002305.7228 | 3144235.0165 | 40569487.1745 |  | 1478867.319 | 8995618.5048 | 0 | 381190513.7376 |  | 10000000 | 110.7095 | 3443.1604 |  | 77.212
1 | 5500 | 707 | 0.035 | 15 | 15 | 7 | 1e-13 | 0 | Water | Porous | Wet | R600a | MinimizeLCOE | IgnoreSilica | 0.86115 | 0.20607 | 0.0082021 | 4 | 1725854.629 |  | 38701.8701 |  | 116.6738 | -5.4719e-05 | 23871012717.1054 | 128176.09 | 8564.7173 | 96977.1572 | 65711.2335 | 24077.0464 | 57581.208 | 0 | 148624.1064 | 386689.4379 | 263923.487 | 1180324.4836 | 3144235.0165 | 41614626.0082 |  | 1478867.319 | 9204646.2715 | 0 | 56622699.0989 |  | 100 | 0.032808 | 1725854.629 |  | 38701.8701
1 | 5500 | 707 | 0.035 | 15 | 15 | 7 | 1.3335e-13 | 0 | Water | Porous | Wet | R600a | MinimizeLCOE | IgnoreSilica | 1.1195 | 0.33235 | 0.019747 | 4 | 722473.6564 |  | 16201.2959 |  | 130.4404 | -6.0338e-05 | 36637256424.9392 | 192214.5605 | 13942.9495 | 140838.5425 | 88452.5509 | 24077.0464 | 64838.1238 | 0 | 204501.8717 | 532071.921 | 363150.0191 | 1624087.5854 | 3144235.0165 | 41614626.0082 |  | 1478867.319 | 9204646.2715 | 0 | 57066462.2007 |  | 133.3521 | 0.078988 | 722473.6564 |  | 16201.2959
1 | 5500 | 707 | 0.035 | 15 | 15 | 7 | 1.7783e-13 | 0 | Water | Porous | Wet | R600a | MinimizeLCOE | IgnoreSilica | 1.4557 | 0.51654 | 0.038959 | 4 | 370089.1052 |  | 8299.1581 |  | 142.9288 | -6.6959e-05 | 49443132972.4947 | 278497.4077 | 22000.5562 | 198653.6238 | 123447.2074 | 24077.0464 | 73416.2176 | 0 | 280835.903 | 730677.4123 | 498702.3478 | 2230307.7221 | 3144235.0165 | 41614626.0082 |  | 1478867.319 | 9204646.2715 | 0 | 57672682.3374 |  | 177.8279 | 0.15583 | 370089.1052 |  | 8299.1581
1 | 5500 | 707 | 0.035 | 15 | 15 | 7 | 2.3714e-13 | 0 | Water | Porous | Wet | R600a | MinimizeLCOE | IgnoreSilica | 1.8799 | 0.76678 | 0.06879 | 4 | 212484.5854 |  | 4764.9151 |  | 153.5787 | -7.3188e-05 | 63247406856.3828 | 389880.902 | 34003.087 | 270044.1808 | 176063.1395 | 24077.0464 | 82696.1427 | 0 | 380938.1544 | 991122.9365 | 676461.7697 | 3025287.3589 | 3144235.0165 | 41614626.0082 |  | 1478867.319 | 9204646.2715 | 0 | 58467661.9742 |  | 237.1374 | 0.27516 | 212484.5854 |  | 4764.9151
1 | 5500 | 707 | 0.035 | 15 | 15 | 7 | 3.1623e-13 | 0 | Water | Porous | Wet | R600a | MinimizeLCOE | IgnoreSilica | 2.194 | 1.2555 | 0.13792 | 4 | 112553.2394 |  | 2523.979 |  | 159.2554 | -7.7596e-05 | 71464871418.7699 | 608299.8897 | 73832.9018 | 394385.7315 | 957390.1866 | 24077.0464 | 89363.1789 | 0 | 837466.0847 | 2178914.9644 | 1487154.2354 | 6650884.2195 | 3144235.0165 | 41614626.0082 |  | 1478867.319 | 9204646.2715 | 0 | 62093258.8347 |  | 316.2278 | 0.55168 | 112553.2394 |  | 2523.979
1 | 5500 | 707 | 0.035 | 15 | 15 | 7 | 4.217e-13 | 0 | Water | Porous | Wet | R600a | MinimizeLCOE | IgnoreSilica | 2.7619 | 1.6793 | 0.18821 | 4 | 84529.3349 |  | 1895.5498 |  | 166.6667 | -8.3205e-05 | 72569587184.8994 | 744473.8588 | 85862.8124 | 498018.4739 | 1193610.841 | 24077.0464 | 100083.6811 | 0 | 1031989.4183 | 2685024.7763 | 1832584.5816 | 8195725.4898 | 3144235.0165 | 41614626.0082 |  | 1478867.319 | 9204646.2715 | 0 | 63638100.105 |  | 421.6965 | 0.75285 | 84529.3349 |  | 1895.5498
1 | 5500 | 707 | 0.035 | 15 | 15 | 7 | 5.6234e-13 | 0 | Water | Porous | Wet | R600a | MinimizeLCOE | IgnoreSilica | 3.4975 | 2.2101 | 0.24988 | 4 | 63799.9002 |  | 1430.6972 |  | 173.0585 | -8.757e-05 | 73038917213.6617 | 901904.0622 | 103319.0437 | 620482.1768 | 926359.7431 | 24077.0464 | 111955.5355 | 0 | 1048358.067 | 2727612.6425 | 1861651.6753 | 8325719.9925 | 3144235.0165 | 41614626.0082 |  | 1478867.319 | 9204646.2715 | 0 | 63768094.6077 |  | 562.3413 | 0.9995 | 63799.9002 |  | 1430.6972
1 | 5500 | 707 | 0.035 | 15 | 15 | 7 | 7.4989e-13 | 0 | Water | Porous | Wet | R600a | MinimizeLCOE | IgnoreSilica | 4.4527 | 2.9324 | 0.33361 | 4 | 48872.6393 |  | 1095.957 |  | 178.4578 | -9.3053e-05 | 74359049618.6544 | 1099995.6365 | 125947.3299 | 777998.3527 | 1000347.9175 | 24077.0464 | 127469.1139 | 0 | 1230775.8048 | 3202226.1771 | 2185585.1651 | 9774422.5438 | 3144235.0165 | 41614626.0082 |  | 1478867.319 | 9204646.2715 | 0 | 65216797.159 |  | 749.8942 | 1.3344 | 48872.6393 |  | 1095.957
1 | 5500 | 707 | 0.035 | 15 | 15 | 7 | 1e-12 | 0 | Water | Porous | Wet | R600a | MinimizeLCOE | IgnoreSilica | 5.6636 | 3.8546 | 0.44102 | 4 | 38053.5497 |  | 853.3416 |  | 182.848 | -9.7026e-05 | 75537609876.3367 | 1333187.1744 | 152530.763 | 968233.2413 | 1150560.8258 | 24077.0464 | 144693.4743 | 0 | 1471580.1848 | 3828749.7783 | 2613200.3966 | 11686812.885 | 3144235.0165 | 41614626.0082 |  | 1478867.319 | 9204646.2715 | 0 | 67129187.5002 |  | 1000 | 1.7641 | 38053.5497 |  | 853.3416
1 | 5500 | 707 | 0.035 | 15 | 15 | 7 | 1.3335e-12 | 0 | Water | Porous | Wet | R600a | MinimizeLCOE | IgnoreSilica | 7.2495 | 5.0679 | 0.58237 | 4 | 29877.5022 |  | 669.9957 |  | 186.4862 | -3.1633e-07 | 76458534190.4098 | 1616496.4094 | 184748.8112 | 1205200.0146 | 1374660.1209 | 24077.0464 | 165713.9942 | 0 | 1782649.5947 | 4638088.5737 | 3165590.7547 | 14157225.3198 | 3144235.0165 | 41614626.0082 |  | 1478867.319 | 9204646.2715 | 0 | 69599599.9351 |  | 1333.5214 | 2.3295 | 29877.5022 |  | 669.9957
1 | 5500 | 707 | 0.035 | 15 | 15 | 7 | 1.7783e-12 | 0 | Water | Porous | Wet | R600a | MinimizeLCOE | IgnoreSilica | 9.33 | 6.6646 | 0.7685 | 4 | 23662.94 |  | 530.6357 |  | 189.4533 | -3.3115e-07 | 77188965463.5479 | 1960840.8278 | 223807.2541 | 1500431.9871 | 1684570.2669 | 24077.0464 | 191184.4769 | 0 | 2178115.6251 | 5667010.0635 | 3867850.8138 | 17297888.3615 | 3144235.0165 | 41614626.0082 |  | 1478867.319 | 9204646.2715 | 0 | 72740262.9768 |  | 1778.2794 | 3.074 | 23662.94 |  | 530.6357
1 | 5500 | 707 | 0.035 | 15 | 15 | 7 | 2.3714e-12 | 0 | Water | Porous | Wet | R600a | MinimizeLCOE | IgnoreSilica | 12.0775 | 8.7773 | 1.0148 | 4 | 18903.3193 |  | 423.9023 |  | 191.8499 | -3.4409e-07 | 77749909044.0598 | 2381642.4594 | 271403.4166 | 1870192.1517 | 2104000.3486 | 24077.0464 | 222377.732 | 0 | 2680740.3303 | 6974736.4439 | 4760400.9395 | 21289570.8683 | 3144235.0165 | 41614626.0082 |  | 1478867.319 | 9204646.2715 | 0 | 76731945.4836 |  | 2371.3737 | 4.0592 | 18903.3193 |  | 423.9023
1 | 5500 | 707 | 0.035 | 15 | 15 | 7 | 3.1623e-12 | 0 | Water | Porous | Wet | R600a | MinimizeLCOE | IgnoreSilica | 15.7025 | 11.5685 | 1.3403 | 4 | 15255.3145 |  | 342.0967 |  | 193.7571 | -3.5466e-07 | 78191373605.7466 | 2895020.6001 | 329272.2419 | 2332477.3856 | 2664574.8963 | 24077.0464 | 260244.2556 | 0 | 3317209.9061 | 8630699.7224 | 5890629.9037 | 26344205.9581 | 3144235.0165 | 41614626.0082 |  | 1478867.319 | 9204646.2715 | 0 | 81786580.5733 |  | 3162.2777 | 5.3612 | 15255.3145 |  | 342.0967
1 | 5500 | 707 | 0.035 | 15 | 15 | 7 | 4.217e-12 | 0 | Water | Porous | Wet | R600a | MinimizeLCOE | IgnoreSilica | 20.489 | 15.2568 | 1.7706 | 4 | 12451.377 |  | 279.2191 |  | 195.2593 | -3.63e-07 | 78535479979.1319 | 3521570.2769 | 399681.8739 | 2910498.5496 | 3409181.8023 | 24077.0464 | 306199.6017 | 0 | 4122771.5688 | 10726605.9253 | 7321128.9537 | 32741715.5986 | 3144235.0165 | 41614626.0082 |  | 1478867.319 | 9204646.2715 | 0 | 88184090.2139 |  | 4216.965 | 7.0823 | 12451.377 |  | 279.2191
1 | 5500 | 707 | 0.035 | 15 | 15 | 7 | 5.6234e-12 | 0 | Water | Porous | Wet | R600a | MinimizeLCOE | IgnoreSilica | 26.8085 | 20.129 | 2.339 | 4 | 10291.0087 |  | 230.7734 |  | 196.4327 | -3.6941e-07 | 78792811918.0612 | 4285964.9175 | 485242.8257 | 3632896.7355 | 4396111.666 | 24077.0464 | 362025.0501 | 0 | 5142664.114 | 13380157.1191 | 9132232.1685 | 40841371.6426 | 3144235.0165 | 41614626.0082 |  | 1478867.319 | 9204646.2715 | 0 | 96283746.2578 |  | 5623.4133 | 9.3561 | 10291.0087 |  | 230.7734
1 | 5500 | 707 | 0.035 | 15 | 15 | 7 | 7.4989e-12 | 0 | Water | Porous | Wet | R600a | MinimizeLCOE | IgnoreSilica | 35.13 | 26.5469 | 3.0879 | 4 | 8623.7653 |  | 193.3858 |  | 197.3424 | -3.7413e-07 | 78969387036.2615 | 5216219.9285 | 588984.9808 | 4533223.636 | 5697780.5671 | 24077.0464 | 429728.198 | 0 | 6431105.5991 | 16732417.5677 | 11420218.8068 | 51073756.3303 | 3144235.0165 | 41614626.0082 |  | 1478867.319 | 9204646.2715 | 0 | 106516130.9455 |  | 7498.9421 | 12.3515 | 8623.7653 |  | 193.3858
1 | 5500 | 707 | 0.035 | 15 | 15 | 7 | 1e-11 | 0 | Water | Porous | Wet | R600a | MinimizeLCOE | IgnoreSilica | 45.9996 | 34.9325 | 4.0664 | 4 | 7337.7041 |  | 164.5462 |  | 198.0426 | -3.7703e-07 | 79074418328.7369 | 6339818.1085 | 713796.0992 | 5646493.5645 | 7399240.3372 | 24077.0464 | 511026.0896 | 0 | 8047435.9856 | 20937777.6785 | 14290463.4939 | 63910128.4034 | 3144235.0165 | 41614626.0082 |  | 1478867.319 | 9204646.2715 | 0 | 119352503.0186 |  | 10000 | 16.2656 | 7337.7041 |  | 164.5462
1 | 5500 | 707 | 0.035 | 15 | 15 | 7 | 1.3335e-11 | 0 | Water | Porous | Wet | R600a | MinimizeLCOE | IgnoreSilica | 60.0164 | 45.7491 | 5.3288 | 4 | 6346.4893 |  | 142.3185 |  | 198.5799 | -3.7803e-07 | 79102177551.0388 | 7681262.4404 | 862148.1513 | 7006513.428 | 9594525.1905 | 24077.0464 | 607479.451 | 0 | 10052642.226 | 26154912.9915 | 17851265.5464 | 79834826.4714 | 3144235.0165 | 41614626.0082 |  | 1478867.319 | 9204646.2715 | 0 | 135277201.0867 |  | 13335.2143 | 21.3153 | 6346.4893 |  | 142.3185
1 | 5500 | 707 | 0.035 | 15 | 15 | 7 | 1.7783e-11 | 0 | Water | Porous | Wet | R600a | MinimizeLCOE | IgnoreSilica | 77.6905 | 59.3936 | 6.9217 | 4 | 5585.0676 |  | 125.2438 |  | 198.993 | -3.7673e-07 | 79042691808.4115 | 9250832.6741 | 1034978.4236 | 8633501.7482 | 12362270.9701 | 24077.0464 | 719369.468 | 0 | 12489761.8288 | 32495798.2762 | 22179050.0454 | 99189640.4807 | 3144235.0165 | 41614626.0082 |  | 1478867.319 | 9204646.2715 | 0 | 154632015.096 |  | 17782.7941 | 27.6867 | 5585.0676 |  | 125.2438
1 | 5500 | 707 | 0.035 | 15 | 15 | 7 | 2.3714e-11 | 0 | Water | Porous | Wet | R600a | MinimizeLCOE | IgnoreSilica | 99.2058 | 76.0126 | 8.8628 | 4 | 5004.0733 |  | 112.2151 |  | 199.3142 | -3.7252e-07 | 78881231902.9316 | 11030356.9724 | 1230081.295 | 10517297.1702 | 15729731.9861 | 24077.0464 | 844661.8537 | 0 | 15356720.4662 | 39955036.5566 | 27270133.4438 | 121958096.7903 | 3144235.0165 | 41614626.0082 |  | 1478867.319 | 9204646.2715 | 0 | 177400471.4056 |  | 23713.7371 | 35.4512 | 5004.0733 |  | 112.2151
1 | 5500 | 707 | 0.035 | 15 | 15 | 7 | 3.1623e-11 | 0 | Water | Porous | Wet | R600a | MinimizeLCOE | IgnoreSilica | 124.1775 | 95.3172 | 11.1189 | 4 | 4564.7491 |  | 102.3634 |  | 199.5706 | -3.6514e-07 | 78590994090.2323 | 12964325.0386 | 1441230.8209 | 12604696.8196 | 19634385.0163 | 24077.0464 | 979100.0211 | 0 | 18582647.7575 | 48348237.6399 | 32998665.6462 | 147577365.8064 | 3144235.0165 | 41614626.0082 |  | 1478867.319 | 9204646.2715 | 0 | 203019740.4217 |  | 31622.7766 | 44.4756 | 4564.7491 |  | 102.3634
1 | 5500 | 707 | 0.035 | 15 | 15 | 7 | 4.217e-11 | 0 | Water | Porous | Wet | R600a | MinimizeLCOE | IgnoreSilica | 151.371 | 116.3625 | 13.5808 | 4 | 4236.9929 |  | 95.0135 |  | 199.782 | -3.5441e-07 | 78173051004.8946 | 14950438.9093 | 1657230.3022 | 14785837.1302 | 23880418.2966 | 24077.0464 | 1114661.6358 | 0 | 22000938.695 | 57241929.4713 | 39068793.0682 | 174724324.555 | 3144235.0165 | 41614626.0082 |  | 1478867.319 | 9204646.2715 | 0 | 230166699.1703 |  | 42169.6503 | 54.3231 | 4236.9929 |  | 95.0135
1 | 5500 | 707 | 0.035 | 15 | 15 | 7 | 5.6234e-11 | 0 | Water | Porous | Wet | R600a | MinimizeLCOE | IgnoreSilica | 178.9816 | 137.7601 | 16.0867 | 4 | 3995.4914 |  | 89.5979 |  | 199.9614 | -3.4104e-07 | 77645142383.3149 | 16868357.1955 | 1865091.5036 | 16923657.8184 | 28183732.3804 | 24077.0464 | 1242907.0891 | 0 | 25392050.983 | 66064908.032 | 45090657.2299 | 201655439.2783 | 3144235.0165 | 41614626.0082 |  | 1478867.319 | 9204646.2715 | 0 | 257097813.8936 |  | 56234.1325 | 64.347 | 3995.4914 |  | 89.5979
1 | 5500 | 707 | 0.035 | 15 | 15 | 7 | 7.4989e-11 | 0 | Water | Porous | Wet | R600a | MinimizeLCOE | IgnoreSilica | 205.13 | 158.0563 | 18.4669 | 4 | 3819.2663 |  | 85.6461 |  | 200.1155 | -3.2628e-07 | 77053907049.4 | 18611365.2934 | 2053439.8576 | 18890563.5596 | 32250677.6217 | 24077.0464 | 1356751.2634 | 0 | 28542881.1104 | 74262721.6994 | 50685833.5062 | 226678310.9581 | 3144235.0165 | 41614626.0082 |  | 1478867.319 | 9204646.2715 | 0 | 282120685.5733 |  | 74989.4209 | 73.8678 | 3819.2663 |  | 85.6461
1 | 5500 | 707 | 0.035 | 15 | 15 | 7 | 1e-10 | 0 | Water | Porous | Wet | R600a | MinimizeLCOE | IgnoreSilica | 228.4358 | 176.1754 | 20.5949 | 4 | 3691.2733 |  | 82.7759 |  | 200.2469 | -9.9874e-05 | 76454719257.3685 | 20114895.1362 | 2215518.6584 | 20604006.8256 | 35867711.0648 | 24077.0464 | 1452530.136 | 0 | 31308708.1583 | 81458836.3288 | 55597329.6061 | 248643612.9607 | 3144235.0165 | 41614626.0082 |  | 1478867.319 | 9204646.2715 | 0 | 304085987.576 |  | 100000 | 82.3797 | 3691.2733 |  | 82.7759
1 | 5500 | 707 | 0.035 | 15 | 15 | 7 | 1.3335e-10 | 0 | Water | Porous | Wet | R600a | MinimizeLCOE | IgnoreSilica | 248.2311 | 191.589 | 22.4078 | 4 | 3598.327 |  | 80.6916 |  | 200.3568 | -9.1958e-05 | 75893649701.8017 | 21360048.816 | 2349487.8412 | 22033932.5932 | 38933645.559 | 24077.0464 | 1529912.8358 | 0 | 33630130.8297 | 87498701.9305 | 59719661.9861 | 267079599.4377 | 3144235.0165 | 41614626.0082 |  | 1478867.319 | 9204646.2715 | 0 | 322521974.053 |  | 133352.1432 | 89.6311 | 3598.327 |  | 80.6916
1 | 5500 | 707 | 0.035 | 15 | 15 | 7 | 1.7783e-10 | 0 | Water | Porous | Wet | R600a | MinimizeLCOE | IgnoreSilica | 264.4527 | 204.2373 | 23.8974 | 4 | 3530.6347 |  | 79.1736 |  | 200.4468 | -8.2732e-05 | 75399400773.0017 | 22360959.7715 | 2457018.1083 | 23190153.4644 | 41441493.7426 | 24077.0464 | 1590672.077 | 0 | 35515105.942 | 92403020.5111 | 63066960.191 | 282049460.8543 | 3144235.0165 | 41614626.0082 |  | 1478867.319 | 9204646.2715 | 0 | 337491835.4695 |  | 177827.941 | 95.5896 | 3530.6347 |  | 79.1736
1 | 5500 | 707 | 0.035 | 15 | 15 | 7 | 2.3714e-10 | 0 | Water | Porous | Wet | R600a | MinimizeLCOE | IgnoreSilica | 277.4152 | 214.3563 | 25.0904 | 4 | 3481.1179 |  | 78.0632 |  | 200.519 | -7.4232e-05 | 74981983590.0988 | 23149272.0775 | 2541611.8035 | 24104859.6523 | 43442406.91 | 24077.0464 | 1637603.3829 | 0 | 37010934.0403 | 96294858.3864 | 65723219.5102 | 293928842.8095 | 3144235.0165 | 41614626.0082 |  | 1478867.319 | 9204646.2715 | 0 | 349371217.4248 |  | 237137.3706 | 100.3618 | 3481.1179 |  | 78.0632
1 | 5500 | 707 | 0.035 | 15 | 15 | 7 | 3.1623e-10 | 0 | Water | Porous | Wet | R600a | MinimizeLCOE | IgnoreSilica | 287.581 | 222.2997 | 26.028 | 4 | 3444.7396 |  | 77.2474 |  | 200.576 | -6.8196e-05 | 74641817313.9054 | 23760819.0549 | 2607179.9666 | 24816849.9474 | 45009623.5134 | 24077.0464 | 1673331.9942 | 0 | 38177833.7939 | 99330892.1813 | 67795374.9595 | 303195982.4577 | 3144235.0165 | 41614626.0082 |  | 1478867.319 | 9204646.2715 | 0 | 358638357.0729 |  | 316227.766 | 104.1119 | 3444.7396 |  | 77.2474
1 | 5500 | 707 | 0.035 | 15 | 15 | 7 | 4.217e-10 | 0 | Water | Porous | Wet | R600a | MinimizeLCOE | IgnoreSilica | 295.4468 | 228.4579 | 26.7535 | 4 | 3418.0832 |  | 76.6497 |  | 200.625 | -6.5198e-05 | 74353912705.4892 | 24230736.1006 | 2657530.0192 | 25365332.6252 | 46219048.4853 | 24077.0464 | 1701732.5887 | 0 | 39077398.1775 | 101671374.1813 | 69392802.0165 | 310340031.2407 | 3144235.0165 | 41614626.0082 |  | 1478867.319 | 9204646.2715 | 0 | 365782405.8559 |  | 421696.5034 | 107.0139 | 3418.0832 |  | 76.6497
1 | 5500 | 707 | 0.035 | 15 | 15 | 7 | 5.6234e-10 | 0 | Water | Porous | Wet | R600a | MinimizeLCOE | IgnoreSilica | 299.9025 | 231.9536 | 27.1929 | 4 | 3399.3956 |  | 76.2306 |  | 200.656 | -6.2196e-05 | 74359916915.8519 | 24495901.1037 | 2685929.1201 | 25675352.3214 | 46902276.6143 | 24077.0464 | 1698441.4042 | 0 | 39577971.2679 | 102973762.6809 | 70281708.9289 | 314315420.4878 | 3144235.0165 | 41614626.0082 |  | 1478867.319 | 9204646.2715 | 0 | 369757795.103 |  | 562341.3252 | 108.7716 | 3399.3956 |  | 76.2306
1 | 5500 | 707 | 0.035 | 15 | 15 | 7 | 7.4989e-10 | 0 | Water | Porous | Wet | R600a | MinimizeLCOE | IgnoreSilica | 302.9595 | 234.3534 | 27.5033 | 4 | 3385.609 |  | 75.9215 |  | 200.6777 | -6.0366e-05 | 74416241232.7814 | 24677294.5534 | 2705351.1922 | 25887644.0968 | 47370598.8008 | 24077.0464 | 1690051.3881 | 0 | 39918456.6603 | 103859635.8288 | 70886335.5552 | 317019445.122 | 3144235.0165 | 41614626.0082 |  | 1478867.319 | 9204646.2715 | 0 | 372461819.7373 |  | 749894.2093 | 110.0132 | 3385.609 |  | 75.9215
1 | 5500 | 707 | 0.035 | 15 | 15 | 7 | 1e-09 | 0 | Water | Porous | Wet | R600a | MinimizeLCOE | IgnoreSilica | 305.2958 | 236.1881 | 27.7405 | 4 | 3375.2667 |  | 75.6895 |  | 200.6943 | -5.9001e-05 | 74454805286.3965 | 24815622.1515 | 2720159.3631 | 26049650.3377 | 47728378.3996 | 24077.0464 | 1683705.1272 | 0 | 40178421.046 | 104536009.8342 | 71347974.712 | 319083998.0177 | 3144235.0165 | 41614626.0082 |  | 1478867.319 | 9204646.2715 | 0 | 374526372.6329 |  | 1000000 | 110.962 | 3375.2667 |  | 75.6895
1 | 5500 | 707 | 0.035 | 15 | 15 | 7 | 1.3335e-09 | 0 | Water | Porous | Wet | R600a | MinimizeLCOE | IgnoreSilica | 307.0474 | 237.5639 | 27.919 | 4 | 3367.5236 |  | 75.5159 |  | 200.7069 | -5.7963e-05 | 74485671227.3297 | 24919161.1202 | 2731241.797 | 26170978.2888 | 47996520.0272 | 24077.0464 | 1678502.2787 | 0 | 40372987.4177 | 105042231.6225 | 71693481.4844 | 320629181.0829 | 3144235.0165 | 41614626.0082 |  | 1478867.319 | 9204646.2715 | 0 | 376071555.6982 |  | 1333521.4322 | 111.676 | 3367.5236 |  | 75.5159
1 | 5500 | 707 | 0.035 | 15 | 15 | 7 | 1.7783e-09 | 0 | Water | Porous | Wet | R600a | MinimizeLCOE | IgnoreSilica | 308.358 | 238.5936 | 28.053 | 4 | 3361.7255 |  | 75.3859 |  | 200.7163 | -5.7176e-05 | 74510334131.5136 | 24996538.8041 | 2739523.1514 | 26261686.6024 | 48197097.1528 | 24077.0464 | 1674304.2764 | 0 | 40518358.5431 | 105420457.4709 | 71951628.3977 | 321783671.4451 | 3144235.0165 | 41614626.0082 |  | 1478867.319 | 9204646.2715 | 0 | 377226046.0603 |  | 1778279.41 | 112.212 | 3361.7255 |  | 75.3859
1 | 5500 | 707 | 0.035 | 15 | 15 | 7 | 2.3714e-09 | 0 | Water | Porous | Wet | R600a | MinimizeLCOE | IgnoreSilica | 309.3495 | 239.3727 | 28.1544 | 4 | 3357.3765 |  | 75.2884 |  | 200.7234 | -5.6587e-05 | 74528033919.8935 | 25055019.7054 | 2745781.5828 | 26330263.1951 | 48348804.0746 | 24077.0464 | 1671154.9779 | 0 | 40628289.2271 | 105706474.5608 | 72146840.9386 | 322656705.3087 | 3144235.0165 | 41614626.0082 |  | 1478867.319 | 9204646.2715 | 0 | 378099079.9239 |  | 2371373.7057 | 112.6174 | 3357.3765 |  | 75.2884
1 | 5500 | 707 | 0.035 | 15 | 15 | 7 | 3.1623e-09 | 0 | Water | Porous | Wet | R600a | MinimizeLCOE | IgnoreSilica | 310.1064 | 239.9675 | 28.2315 | 4 | 3354.1104 |  | 75.2151 |  | 200.7288 | -5.6153e-05 | 74539492518.9091 | 25099632.797 | 2750555.6427 | 26382589.8446 | 48464608.4474 | 24077.0464 | 1668931.14 | 0 | 40712254.0181 | 105924933.7234 | 72295943.8059 | 323323526.4655 | 3144235.0165 | 41614626.0082 |  | 1478867.319 | 9204646.2715 | 0 | 378765901.0807 |  | 3162277.6602 | 112.9259 | 3354.1104 |  | 75.2151
1 | 5500 | 707 | 0.035 | 15 | 15 | 7 | 4.217e-09 | 0 | Water | Porous | Wet | R600a | MinimizeLCOE | IgnoreSilica | 310.6548 | 240.3985 | 28.2879 | 4 | 3351.6723 |  | 75.1604 |  | 200.7328 | -5.5813e-05 | 74551334043.1581 | 25131944.2819 | 2754013.1505 | 26420494.3714 | 48548498.9448 | 24077.0464 | 1666906.8947 | 0 | 40772914.5289 | 106082759.9295 | 72403663.4347 | 323805272.5828 | 3144235.0165 | 41614626.0082 |  | 1478867.319 | 9204646.2715 | 0 | 379247647.198 |  | 4216965.0343 | 113.1518 | 3351.6723 |  | 75.1604
1 | 5500 | 707 | 0.035 | 15 | 15 | 7 | 5.6234e-09 | 0 | Water | Porous | Wet | R600a | MinimizeLCOE | IgnoreSilica | 311.081 | 240.7334 | 28.3314 | 4 | 3349.8369 |  | 75.1193 |  | 200.7359 | -5.5567e-05 | 74557932200.0021 | 25157041.9799 | 2756698.6541 | 26449940.138 | 48613691.6266 | 24077.0464 | 1665605.8441 | 0 | 40820151.5628 | 106205661.0019 | 72487545.9419 | 324180413.7958 | 3144235.0165 | 41614626.0082 |  | 1478867.319 | 9204646.2715 | 0 | 379622788.411 |  | 5623413.2519 | 113.3258 | 3349.8369 |  | 75.1193
1 | 5500 | 707 | 0.035 | 15 | 15 | 7 | 7.4989e-09 | 0 | Water | Porous | Wet | R600a | MinimizeLCOE | IgnoreSilica | 311.3905 | 240.9767 | 28.3633 | 4 | 3348.4662 |  | 75.0885 |  | 200.7381 | -5.5376e-05 | 74564552214.4645 | 25175264.0229 | 2758648.4003 | 26471321.1061 | 48661026.8666 | 24077.0464 | 1664451.6335 | 0 | 40854367.7396 | 106294684.4752 | 72548306.2917 | 324452147.5822 | 3144235.0165 | 41614626.0082 |  | 1478867.319 | 9204646.2715 | 0 | 379894522.1975 |  | 7498942.0933 | 113.4533 | 3348.4662 |  | 75.0885
1 | 5500 | 707 | 0.035 | 15 | 15 | 7 | 1e-08 | 0 | Water | Porous | Wet | R600a | MinimizeLCOE | IgnoreSilica | 311.6365 | 241.1701 | 28.3883 | 4 | 3347.4313 |  | 75.0653 |  | 200.7399 | -5.5242e-05 | 74567327365.0485 | 25189742.2924 | 2760197.5361 | 26488310.5091 | 48698654.634 | 24077.0464 | 1663804.0684 | 0 | 40881666.5737 | 106365710.4419 | 72596782.9734 | 324668946.0753 | 3144235.0165 | 41614626.0082 |  | 1478867.319 | 9204646.2715 | 0 | 380111320.6906 |  | 10000000 | 113.5531 | 3347.4313 |  | 75.0653
1 | 5600 | 707 | 0.035 | 15 | 15 | 7 | 1e-13 | 0 | Water | Porous | Wet | R600a | MinimizeLCOE | IgnoreSilica | 0.90004 | 0.22726 | 0.0099483 | 4 | 1456802.8635 |  | 32668.4497 |  | 119.9678 | -5.7484e-05 | 26955132001.0151 | 139702.7147 | 9513.0139 | 104647.0175 | 69402.1303 | 24077.0464 | 59539.0476 | 0 | 158683.5784 | 412862.1206 | 281786.8808 | 1260213.5502 | 3144235.0165 | 42671485.0237 |  | 1478867.319 | 9416018.0746 | 0 | 57970818.984 |  | 100 | 0.039793 | 1456802.8635 |  | 32668.4497
1 | 5600 | 707 | 0.035 | 15 | 15 | 7 | 1.3335e-13 | 0 | Water | Porous | Wet | R600a | MinimizeLCOE | IgnoreSilica | 1.1584 | 0.359 | 0.022595 | 4 | 646448.7094 |  | 14496.455 |  | 133.3597 | -6.2454e-05 | 40316443046.6392 | 205867.821 | 15211.8697 | 149501.205 | 93293.4901 | 24077.0464 | 66153.8264 | 0 | 216101.0509 | 562250.606 | 383747.5917 | 1716204.5073 | 3144235.0165 | 42671485.0237 |  | 1478867.319 | 9416018.0746 | 0 | 58426809.9412 |  | 133.3521 | 0.090381 | 646448.7094 |  | 14496.455
1 | 5600 | 707 | 0.035 | 15 | 15 | 7 | 1.7783e-13 | 0 | Water | Porous | Wet | R600a | MinimizeLCOE | IgnoreSilica | 1.49 | 0.54739 | 0.043148 | 4 | 342091.2501 |  | 7671.313 |  | 145.481 | -6.8097e-05 | 54003249786.6828 | 293922.6119 | 23686.3029 | 207683.9178 | 129736.9436 | 24077.0464 | 73738.8639 | 0 | 293609.8177 | 763912.518 | 521385.9903 | 2331754.0124 | 3144235.0165 | 42671485.0237 |  | 1478867.319 | 9416018.0746 | 0 | 59042359.4462 |  | 177.8279 | 0.17259 | 342091.2501 |  | 7671.313
1 | 5600 | 707 | 0.035 | 15 | 15 | 7 | 2.3714e-13 | 0 | Water | Porous | Wet | R600a | MinimizeLCOE | IgnoreSilica | 1.9382 | 0.81647 | 0.077218 | 4 | 193986.8288 |  | 4350.1074 |  | 156.5629 | -7.5747e-05 | 71657920472.9346 | 417232.9923 | 38095.7588 | 282919.7016 | 189031.1285 | 24077.0464 | 83851.8596 | 0 | 403731.31 | 1050426.052 | 716937.3646 | 3206303.2138 | 3144235.0165 | 42671485.0237 |  | 1478867.319 | 9416018.0746 | 0 | 59916908.6476 |  | 237.1374 | 0.30887 | 193986.8288 |  | 4350.1074
1 | 5600 | 707 | 0.035 | 15 | 15 | 7 | 3.1623e-13 | 0 | Water | Porous | Wet | R600a | MinimizeLCOE | IgnoreSilica | 2.2477 | 1.3172 | 0.14615 | 4 | 108759.9891 |  | 2438.9163 |  | 162.0627 | -7.9499e-05 | 77192410922.2727 | 629292.2164 | 75043.7418 | 409887.5592 | 990650.8329 | 24077.0464 | 89737.72 | 0 | 865288.7555 | 2251303.8467 | 1536561.135 | 6871842.8539 | 3144235.0165 | 42671485.0237 |  | 1478867.319 | 9416018.0746 | 0 | 63582448.2877 |  | 316.2278 | 0.58461 | 108759.9891 |  | 2438.9163
1 | 5600 | 707 | 0.035 | 15 | 15 | 7 | 4.217e-13 | 0 | Water | Porous | Wet | R600a | MinimizeLCOE | IgnoreSilica | 2.8545 | 1.7587 | 0.19779 | 4 | 80944.0578 |  | 1815.1508 |  | 169.8241 | -8.5823e-05 | 73358017381.9155 | 768404.2925 | 88040.6409 | 516842.3333 | 867856.118 | 24077.0464 | 100943.1949 | 0 | 922803.8142 | 2400946.2314 | 1638695.1374 | 7328608.809 | 3144235.0165 | 42671485.0237 |  | 1478867.319 | 9416018.0746 | 0 | 64039214.2428 |  | 421.6965 | 0.79115 | 80944.0578 |  | 1815.1508
1 | 5600 | 707 | 0.035 | 15 | 15 | 7 | 5.6234e-13 | 0 | Water | Porous | Wet | R600a | MinimizeLCOE | IgnoreSilica | 3.5901 | 2.3219 | 0.26354 | 4 | 61689.7526 |  | 1383.3777 |  | 176.0733 | -9.0538e-05 | 75276447003.2437 | 933683.4137 | 106957.2379 | 645463.9673 | 863614.7392 | 24077.0464 | 112581.6755 | 0 | 1047687.4512 | 2725867.8377 | 1860460.8102 | 8320394.1789 | 3144235.0165 | 42671485.0237 |  | 1478867.319 | 9416018.0746 | 0 | 65030999.6127 |  | 562.3413 | 1.0542 | 61689.7526 |  | 1383.3777
1 | 5600 | 707 | 0.035 | 15 | 15 | 7 | 7.4989e-13 | 0 | Water | Porous | Wet | R600a | MinimizeLCOE | IgnoreSilica | 4.5453 | 3.0605 | 0.34977 | 4 | 47561.3124 |  | 1066.5509 |  | 181.4077 | -9.5355e-05 | 76770354707.9632 | 1133550.1324 | 129785.4371 | 805062.7407 | 955036.654 | 24077.0464 | 126882.8539 | 0 | 1238013.9971 | 3221058.469 | 2198438.5912 | 9831905.9218 | 3144235.0165 | 42671485.0237 |  | 1478867.319 | 9416018.0746 | 0 | 66542511.3556 |  | 749.8942 | 1.3991 | 47561.3124 |  | 1066.5509
1 | 5600 | 707 | 0.035 | 15 | 15 | 7 | 1e-12 | 0 | Water | Porous | Wet | R600a | MinimizeLCOE | IgnoreSilica | 5.8022 | 4.0392 | 0.46392 | 4 | 36944.8298 |  | 828.4788 |  | 185.9154 | -3.1469e-07 | 77866018312.5551 | 1377824.1633 | 157620.0971 | 1005162.3215 | 1115348.7728 | 24077.0464 | 144843.5504 | 0 | 1491701.6211 | 3881101.628 | 2648931.6098 | 11846610.8103 | 3144235.0165 | 42671485.0237 |  | 1478867.319 | 9416018.0746 | 0 | 68557216.2442 |  | 1000 | 1.8557 | 36944.8298 |  | 828.4788
1 | 5600 | 707 | 0.035 | 15 | 15 | 7 | 1.3335e-12 | 0 | Water | Porous | Wet | R600a | MinimizeLCOE | IgnoreSilica | 7.4152 | 5.3012 | 0.61157 | 4 | 29056.6301 |  | 651.5879 |  | 189.5679 | -3.3236e-07 | 78865833050.7124 | 1668606.2539 | 190676.0368 | 1249391.5125 | 1341622.5581 | 24077.0464 | 165336.5773 | 0 | 1809486.8941 | 4707913.7217 | 3213247.853 | 14370358.4538 | 3144235.0165 | 42671485.0237 |  | 1478867.319 | 9416018.0746 | 0 | 71080963.8876 |  | 1333.5214 | 2.4463 | 29056.6301 |  | 651.5879
1 | 5600 | 707 | 0.035 | 15 | 15 | 7 | 1.7783e-12 | 0 | Water | Porous | Wet | R600a | MinimizeLCOE | IgnoreSilica | 9.5347 | 6.9646 | 0.80623 | 4 | 23033.8827 |  | 516.5292 |  | 192.5573 | -3.4813e-07 | 79632432064.9093 | 2022723.576 | 230827.3881 | 1554216.1011 | 1651286.2925 | 24077.0464 | 190345.6732 | 0 | 2212655.6701 | 5756876.1756 | 3929186.2818 | 17572194.2048 | 3144235.0165 | 42671485.0237 |  | 1478867.319 | 9416018.0746 | 0 | 74282799.6386 |  | 1778.2794 | 3.2249 | 23033.8827 |  | 516.5292
1 | 5600 | 707 | 0.035 | 15 | 15 | 7 | 2.3714e-12 | 0 | Water | Porous | Wet | R600a | MinimizeLCOE | IgnoreSilica | 12.3527 | 9.1806 | 1.0653 | 4 | 18391.4917 |  | 412.4247 |  | 194.9881 | -3.6297e-07 | 80183437247.9312 | 2458458.2337 | 280091.1782 | 1938614.1019 | 2071239.2885 | 24077.0464 | 221644.7719 | 0 | 2727708.602 | 7096938.2524 | 4843806.1848 | 21662577.6597 | 3144235.0165 | 42671485.0237 |  | 1478867.319 | 9416018.0746 | 0 | 78373183.0935 |  | 2371.3737 | 4.2614 | 18391.4917 |  | 412.4247
1 | 5600 | 707 | 0.035 | 15 | 15 | 7 | 3.1623e-12 | 0 | Water | Porous | Wet | R600a | MinimizeLCOE | IgnoreSilica | 16.0385 | 12.0827 | 1.4052 | 4 | 14855.528 |  | 333.1316 |  | 196.9063 | -3.7386e-07 | 80662910941.286 | 2985508.6032 | 339468.8763 | 2415062.0792 | 2626440.2203 | 24077.0464 | 258661.6935 | 0 | 3373195.2224 | 8776362.0311 | 5990047.4225 | 26788823.1949 | 3144235.0165 | 42671485.0237 |  | 1478867.319 | 9416018.0746 | 0 | 83499428.6287 |  | 3162.2777 | 5.6208 | 14855.528 |  | 333.1316
1 | 5600 | 707 | 0.035 | 15 | 15 | 7 | 4.217e-12 | 0 | Water | Porous | Wet | R600a | MinimizeLCOE | IgnoreSilica | 20.93 | 15.9373 | 1.8564 | 4 | 12122.4176 |  | 271.8423 |  | 198.4265 | -3.8326e-07 | 81007307662.0537 | 3632160.3809 | 412102.049 | 3013894.8668 | 3366794.823 | 24077.0464 | 304326.5988 | 0 | 4193808.7483 | 10911430.0946 | 7447275.247 | 33305869.8547 | 3144235.0165 | 42671485.0237 |  | 1478867.319 | 9416018.0746 | 0 | 90016475.2885 |  | 4216.965 | 7.4256 | 12122.4176 |  | 271.8423
1 | 5600 | 707 | 0.035 | 15 | 15 | 7 | 5.6234e-12 | 0 | Water | Porous | Wet | R600a | MinimizeLCOE | IgnoreSilica | 27.3615 | 21.0081 | 2.4504 | 4 | 10021.6123 |  | 224.7322 |  | 199.6098 | -3.8993e-07 | 81285112817.3466 | 4417963.5861 | 500017.4393 | 3759288.6495 | 4343427.5769 | 24077.0464 | 359174.885 | 0 | 5227540.1814 | 13600987.2361 | 9282953.261 | 41515429.8617 | 3144235.0165 | 42671485.0237 |  | 1478867.319 | 9416018.0746 | 0 | 98226035.2955 |  | 5623.4133 | 9.8014 | 10021.6123 |  | 224.7322
1 | 5600 | 707 | 0.035 | 15 | 15 | 7 | 7.4989e-12 | 0 | Water | Porous | Wet | R600a | MinimizeLCOE | IgnoreSilica | 35.8559 | 27.7078 | 3.2348 | 4 | 8394.958 |  | 188.2549 |  | 200.5306 | -3.9535e-07 | 81458443588.9971 | 5377251.7595 | 606925.2304 | 4691126.5399 | 5635289.6536 | 24077.0464 | 426359.2903 | 0 | 6536801.5129 | 17007416.6541 | 11607911.3339 | 51913159.021 | 3144235.0165 | 42671485.0237 |  | 1478867.319 | 9416018.0746 | 0 | 108623764.4548 |  | 7498.9421 | 12.9392 | 8394.958 |  | 188.2549
1 | 5600 | 707 | 0.035 | 15 | 15 | 7 | 1e-11 | 0 | Water | Porous | Wet | R600a | MinimizeLCOE | IgnoreSilica | 46.9205 | 36.4372 | 4.2573 | 4 | 7142.0823 |  | 160.1595 |  | 201.2377 | -3.9844e-07 | 81571789205.969 | 6532848.0297 | 735194.141 | 5840245.57 | 7319142.6202 | 24077.0464 | 506504.1991 | 0 | 8173624.5265 | 21266094.3771 | 14514546.3869 | 64912276.8971 | 3144235.0165 | 42671485.0237 |  | 1478867.319 | 9416018.0746 | 0 | 121622882.3309 |  | 10000 | 17.0291 | 7142.0823 |  | 160.1595
1 | 5600 | 707 | 0.035 | 15 | 15 | 7 | 1.3335e-11 | 0 | Water | Porous | Wet | R600a | MinimizeLCOE | IgnoreSilica | 61.1736 | 47.6854 | 5.5749 | 4 | 6175.9441 |  | 138.494 |  | 201.7805 | -3.9951e-07 | 81604890987.6765 | 7911393.4125 | 887578.5978 | 7242753.1859 | 9488443.6867 | 24077.0464 | 601536.9522 | 0 | 10200755.3238 | 26540272.8898 | 18114281.5953 | 81011092.6903 | 3144235.0165 | 42671485.0237 |  | 1478867.319 | 9416018.0746 | 0 | 137721698.1241 |  | 13335.2143 | 22.2997 | 6175.9441 |  | 138.494
1 | 5600 | 707 | 0.035 | 15 | 15 | 7 | 1.7783e-11 | 0 | Water | Porous | Wet | R600a | MinimizeLCOE | IgnoreSilica | 79.0937 | 61.8332 | 7.2329 | 4 | 5434.2939 |  | 121.8627 |  | 202.1974 | -3.9797e-07 | 81555015200.8629 | 9520189.435 | 1064629.4101 | 8916046.392 | 12215746.8652 | 24077.0464 | 711269.1732 | 0 | 12656263.7455 | 32929002.1092 | 22474720.5629 | 100511944.7394 | 3144235.0165 | 42671485.0237 |  | 1478867.319 | 9416018.0746 | 0 | 157222550.1732 |  | 17782.7941 | 28.9316 | 5434.2939 |  | 121.8627
1 | 5600 | 707 | 0.035 | 15 | 15 | 7 | 2.3714e-11 | 0 | Water | Porous | Wet | R600a | MinimizeLCOE | IgnoreSilica | 100.8789 | 79.042 | 9.2503 | 4 | 4868.0782 |  | 109.1655 |  | 202.5218 | -3.9355e-07 | 81394517396.6025 | 11342366.5264 | 1264282.3255 | 10851295.3704 | 15529919.6117 | 24077.0464 | 834319.9191 | 0 | 15540041.7118 | 40432000.8332 | 27595671.3632 | 123413974.7076 | 3144235.0165 | 42671485.0237 |  | 1478867.319 | 9416018.0746 | 0 | 180124580.1414 |  | 23713.7371 | 37.0012 | 4868.0782 |  | 109.1655
1 | 5600 | 707 | 0.035 | 15 | 15 | 7 | 3.1623e-11 | 0 | Water | Porous | Wet | R600a | MinimizeLCOE | IgnoreSilica | 126.0385 | 98.9324 | 11.5837 | 4 | 4440.6593 |  | 99.5807 |  | 202.7799 | -3.8559e-07 | 81114258229.5989 | 13313757.1776 | 1479382.0189 | 12985715.7647 | 19354118.8905 | 24077.0464 | 965359.9717 | 0 | 18767740.2392 | 48829810.3095 | 33327348.8885 | 149047310.307 | 3144235.0165 | 42671485.0237 |  | 1478867.319 | 9416018.0746 | 0 | 205757915.7409 |  | 31622.7766 | 46.335 | 4440.6593 |  | 99.5807
1 | 5600 | 707 | 0.035 | 15 | 15 | 7 | 4.217e-11 | 0 | Water | Porous | Wet | R600a | MinimizeLCOE | IgnoreSilica | 153.3079 | 120.514 | 14.1181 | 4 | 4122.1365 |  | 92.4379 |  | 202.9918 | -3.7414e-07 | 80711109962.6406 | 15329932.8934 | 1698516.216 | 15206356.3349 | 23493781.4504 | 24077.0464 | 1096764.6079 | 0 | 22171277.1341 | 57685115.1487 | 39371276.3995 | 176077097.2313 | 3144235.0165 | 42671485.0237 |  | 1478867.319 | 9416018.0746 | 0 | 232787702.6651 |  | 42169.6503 | 56.4726 | 4122.1365 |  | 92.4379
1 | 5600 | 707 | 0.035 | 15 | 15 | 7 | 5.6234e-11 | 0 | Water | Porous | Wet | R600a | MinimizeLCOE | IgnoreSilica | 180.8595 | 142.3485 | 16.6853 | 4 | 3887.7049 |  | 87.1808 |  | 203.1707 | -3.5998e-07 | 80204706854.2199 | 17268504.1616 | 1908492.0241 | 17373100.6891 | 27669627.0576 | 24077.0464 | 1220330.3158 | 0 | 25531011.2048 | 66426454.0245 | 45337419.7989 | 202759016.3227 | 3144235.0165 | 42671485.0237 |  | 1478867.319 | 9416018.0746 | 0 | 259469621.7565 |  | 56234.1325 | 66.7411 | 3887.7049 |  | 87.1808
1 | 5600 | 707 | 0.035 | 15 | 15 | 7 | 7.4989e-11 | 0 | Water | Porous | Wet | R600a | MinimizeLCOE | IgnoreSilica | 206.8279 | 162.9595 | 19.112 | 4 | 3716.821 |  | 83.3488 |  | 203.3233 | -3.4442e-07 | 79642660558.342 | 19022941.8637 | 2097969.5715 | 19357927.6883 | 31598411.8933 | 24077.0464 | 1329277.4474 | 0 | 28637936.1491 | 74510035.4116 | 50854630.1965 | 227433207.2679 | 3144235.0165 | 42671485.0237 |  | 1478867.319 | 9416018.0746 | 0 | 284143812.7017 |  | 74989.4209 | 76.4481 | 3716.821 |  | 83.3488
1 | 5600 | 707 | 0.035 | 15 | 15 | 7 | 1e-10 | 0 | Water | Porous | Wet | R600a | MinimizeLCOE | IgnoreSilica | 229.8831 | 181.2868 | 21.2731 | 4 | 3592.7991 |  | 80.5676 |  | 203.4525 | -3.2896e-07 | 79077466332.6855 | 20531219.4104 | 2260474.4351 | 21080839.8343 | 35079980.9941 | 24077.0464 | 1420391.7586 | 0 | 31354823.5568 | 81578819.136 | 55679220.3374 | 249009846.509 | 3144235.0165 | 42671485.0237 |  | 1478867.319 | 9416018.0746 | 0 | 305720451.9429 |  | 100000 | 85.0926 | 3592.7991 |  | 80.5676
1 | 5600 | 707 | 0.035 | 15 | 15 | 7 | 1.3335e-10 | 0 | Water | Porous | Wet | R600a | MinimizeLCOE | IgnoreSilica | 249.4032 | 196.8267 | 23.1084 | 4 | 3502.7775 |  | 78.5489 |  | 203.5599 | -9.5407e-05 | 78552920855.9356 | 21776864.0874 | 2394429.6106 | 22514492.6862 | 38022566.5738 | 24077.0464 | 1493544.2014 | 0 | 33628129.9402 | 87493496.0265 | 59716108.8496 | 267063709.022 | 3144235.0165 | 42671485.0237 |  | 1478867.319 | 9416018.0746 | 0 | 323774314.4558 |  | 133352.1432 | 92.4336 | 3502.7775 |  | 78.5489
1 | 5600 | 707 | 0.035 | 15 | 15 | 7 | 1.7783e-10 | 0 | Water | Porous | Wet | R600a | MinimizeLCOE | IgnoreSilica | 265.3541 | 209.5417 | 24.6123 | 4 | 3437.2447 |  | 77.0794 |  | 203.6473 | -8.5853e-05 | 78094979270.9492 | 22775690.3968 | 2501685.0635 | 23670715.0919 | 40423398.6389 | 24077.0464 | 1550579.5116 | 0 | 35468996.8421 | 92283054.0915 | 62985080.6446 | 281683277.3273 | 3144235.0165 | 42671485.0237 |  | 1478867.319 | 9416018.0746 | 0 | 338393882.7611 |  | 177827.941 | 98.4492 | 3437.2447 |  | 77.0794
1 | 5600 | 707 | 0.035 | 15 | 15 | 7 | 2.3714e-10 | 0 | Water | Porous | Wet | R600a | MinimizeLCOE | IgnoreSilica | 278.0802 | 219.6972 | 25.8148 | 4 | 3389.3097 |  | 76.0044 |  | 203.7172 | -7.7051e-05 | 77710032937.1992 | 23561315.6616 | 2585952.1731 | 24584118.3807 | 42336340.1053 | 24077.0464 | 1594464.2164 | 0 | 36927644.3576 | 96078155.717 | 65575315.4855 | 293267383.1435 | 3144235.0165 | 42671485.0237 |  | 1478867.319 | 9416018.0746 | 0 | 349977988.5774 |  | 237137.3706 | 103.2594 | 3389.3097 |  | 76.0044
1 | 5600 | 707 | 0.035 | 15 | 15 | 7 | 3.1623e-10 | 0 | Water | Porous | Wet | R600a | MinimizeLCOE | IgnoreSilica | 288.0654 | 227.6726 | 26.76 | 4 | 3354.0796 |  | 75.2144 |  | 203.7723 | -7.0814e-05 | 77395016485.5964 | 24171191.3139 | 2651312.4863 | 25295525.1429 | 43835684.2401 | 24077.0464 | 1628020.0926 | 0 | 38066266.0256 | 99040615.7338 | 67597255.3195 | 302309947.4009 | 3144235.0165 | 42671485.0237 |  | 1478867.319 | 9416018.0746 | 0 | 359020552.8348 |  | 316227.766 | 107.04 | 3354.0796 |  | 75.2144
1 | 5600 | 707 | 0.035 | 15 | 15 | 7 | 4.217e-10 | 0 | Water | Porous | Wet | R600a | MinimizeLCOE | IgnoreSilica | 295.7757 | 233.8446 | 27.4898 | 4 | 3328.3198 |  | 74.6368 |  | 203.8206 | -6.7699e-05 | 77123445744.3644 | 24639068.1533 | 2701422.5458 | 25842644.927 | 44990361.9193 | 24077.0464 | 1654936.3076 | 0 | 38942479.2508 | 101320342.8096 | 69153215.8924 | 309268548.8522 | 3144235.0165 | 42671485.0237 |  | 1478867.319 | 9416018.0746 | 0 | 365979154.286 |  | 421696.5034 | 109.9591 | 3328.3198 |  | 74.6368
1 | 5600 | 707 | 0.035 | 15 | 15 | 7 | 5.6234e-10 | 0 | Water | Porous | Wet | R600a | MinimizeLCOE | IgnoreSilica | 299.9951 | 237.229 | 27.9191 | 4 | 3310.5738 |  | 74.2388 |  | 203.8501 | -6.5408e-05 | 77155955523.4436 | 24894158.9777 | 2728731.4068 | 26141425.6365 | 45620718.6321 | 24077.0464 | 1648955.1036 | 0 | 39412646.0532 | 102543620.385 | 69988127.9735 | 313002461.2147 | 3144235.0165 | 42671485.0237 |  | 1478867.319 | 9416018.0746 | 0 | 369713066.6486 |  | 562341.3252 | 111.6764 | 3310.5738 |  | 74.2388
1 | 5600 | 707 | 0.035 | 15 | 15 | 7 | 7.4989e-10 | 0 | Water | Porous | Wet | R600a | MinimizeLCOE | IgnoreSilica | 302.9984 | 239.6392 | 28.2305 | 4 | 3297.4412 |  | 73.9443 |  | 203.8714 | -6.3519e-05 | 77211328570.8947 | 25075206.8482 | 2748108.6473 | 26353687.5815 | 46069069.9285 | 24077.0464 | 1640644.7906 | 0 | 39745209.9885 | 103408883.5266 | 70578687.847 | 315643576.2046 | 3144235.0165 | 42671485.0237 |  | 1478867.319 | 9416018.0746 | 0 | 372354181.6384 |  | 749894.2093 | 112.9222 | 3297.4412 |  | 73.9443
1 | 5600 | 707 | 0.035 | 15 | 15 | 7 | 1e-09 | 0 | Water | Porous | Wet | R600a | MinimizeLCOE | IgnoreSilica | 305.2615 | 241.4562 | 28.466 | 4 | 3287.6109 |  | 73.7239 |  | 203.8876 | -6.2087e-05 | 77254293273.4432 | 25211350.2107 | 2762677.1633 | 26513414.8 | 46406806.8734 | 24077.0464 | 1633861.6004 | 0 | 39995353.2007 | 104059704.8533 | 71022886.7755 | 317630132.5238 | 3144235.0165 | 42671485.0237 |  | 1478867.319 | 9416018.0746 | 0 | 374340737.9576 |  | 1000000 | 113.8641 | 3287.6109 |  | 73.7239
1 | 5600 | 707 | 0.035 | 15 | 15 | 7 | 1.3335e-09 | 0 | Water | Porous | Wet | R600a | MinimizeLCOE | IgnoreSilica | 306.9742 | 242.8315 | 28.6444 | 4 | 3280.2426 |  | 73.5586 |  | 203.8999 | -6.1011e-05 | 77285847442.7046 | 25314214.7136 | 2773683.0395 | 26634161.5705 | 46662326.3379 | 24077.0464 | 1628607.8246 | 0 | 40184457.5077 | 104551715.4694 | 71358694.1308 | 319131937.6404 | 3144235.0165 | 42671485.0237 |  | 1478867.319 | 9416018.0746 | 0 | 375842543.0742 |  | 1333521.4322 | 114.5777 | 3280.2426 |  | 73.5586
1 | 5600 | 707 | 0.035 | 15 | 15 | 7 | 1.7783e-09 | 0 | Water | Porous | Wet | R600a | MinimizeLCOE | IgnoreSilica | 308.2654 | 243.8685 | 28.7791 | 4 | 3274.7205 |  | 73.4348 |  | 203.9092 | -6.0202e-05 | 77309435960.9149 | 25391667.8628 | 2781969.1984 | 26725115.1898 | 46854912.5398 | 24077.0464 | 1624540.3486 | 0 | 40326890.0525 | 104922295.734 | 71611622.776 | 320263090.7483 | 3144235.0165 | 42671485.0237 |  | 1478867.319 | 9416018.0746 | 0 | 376973696.1821 |  | 1778279.41 | 115.1163 | 3274.7205 |  | 73.4348
1 | 5600 | 707 | 0.035 | 15 | 15 | 7 | 2.3714e-09 | 0 | Water | Porous | Wet | R600a | MinimizeLCOE | IgnoreSilica | 309.24 | 244.6514 | 28.8807 | 4 | 3270.5799 |  | 73.342 |  | 203.9162 | -5.9596e-05 | 77326682566.076 | 25450078.874 | 2788217.6893 | 26793727.8065 | 47000259.8266 | 24077.0464 | 1621457.9929 | 0 | 40434349.5019 | 105201883.1784 | 71802446.9518 | 321116498.8676 | 3144235.0165 | 42671485.0237 |  | 1478867.319 | 9416018.0746 | 0 | 377827104.3014 |  | 2371373.7057 | 115.523 | 3270.5799 |  | 73.342
1 | 5600 | 707 | 0.035 | 15 | 15 | 7 | 3.1623e-09 | 0 | Water | Porous | Wet | R600a | MinimizeLCOE | IgnoreSilica | 309.9757 | 245.2424 | 28.9575 | 4 | 3267.4742 |  | 73.2723 |  | 203.9215 | -5.9142e-05 | 77339173890.3972 | 25494139.6656 | 2792930.7963 | 26845495.4172 | 47109961.4603 | 24077.0464 | 1619147.8209 | 0 | 40515443.3606 | 105412872.7642 | 71946451.6795 | 321760520.0111 | 3144235.0165 | 42671485.0237 |  | 1478867.319 | 9416018.0746 | 0 | 378471125.4449 |  | 3162277.6602 | 115.8299 | 3267.4742 |  | 73.2723
1 | 5600 | 707 | 0.035 | 15 | 15 | 7 | 4.217e-09 | 0 | Water | Porous | Wet | R600a | MinimizeLCOE | IgnoreSilica | 310.5085 | 245.6704 | 29.0136 | 4 | 3265.1591 |  | 73.2204 |  | 203.9253 | -5.8787e-05 | 77351663197.1187 | 25526035.5412 | 2796342.4955 | 26882976.472 | 47189391.7498 | 24077.0464 | 1617069.9522 | 0 | 40573998.3703 | 105565220.8879 | 72050432.4044 | 322225544.9196 | 3144235.0165 | 42671485.0237 |  | 1478867.319 | 9416018.0746 | 0 | 378936150.3535 |  | 4216965.0343 | 116.0544 | 3265.1591 |  | 73.2204
1 | 5600 | 707 | 0.035 | 15 | 15 | 7 | 5.6234e-09 | 0 | Water | Porous | Wet | R600a | MinimizeLCOE | IgnoreSilica | 310.93 | 246.0091 | 29.0574 | 4 | 3263.4094 |  | 73.1812 |  | 203.9284 | -5.8536e-05 | 77357690673.9526 | 25551259.9018 | 2799040.4973 | 26912621.4475 | 47252244.6727 | 24077.0464 | 1615840.1516 | 0 | 40620482.6497 | 105686163.4478 | 72132978.1866 | 322594708.0014 | 3144235.0165 | 42671485.0237 |  | 1478867.319 | 9416018.0746 | 0 | 379305313.4352 |  | 5623413.2519 | 116.2298 | 3263.4094 |  | 73.1812
1 | 5600 | 707 | 0.035 | 15 | 15 | 7 | 7.4989e-09 | 0 | Water | Porous | Wet | R600a | MinimizeLCOE | IgnoreSilica | 311.2468 | 246.2636 | 29.0904 | 4 | 3262.0974 |  | 73.1517 |  | 203.9306 | -5.8348e-05 | 77362171454.3342 | 25570206.2773 | 2801066.9539 | 26934890.3349 | 47299465.7382 | 24077.0464 | 1614914.0467 | 0 | 40655401.955 | 105777016.3172 | 72194987.1368 | 322872025.8063 | 3144235.0165 | 42671485.0237 |  | 1478867.319 | 9416018.0746 | 0 | 379582631.2401 |  | 7498942.0933 | 116.3615 | 3262.0974 |  | 73.1517
1 | 5600 | 707 | 0.035 | 15 | 15 | 7 | 1e-08 | 0 | Water | Porous | Wet | R600a | MinimizeLCOE | IgnoreSilica | 311.4636 | 246.4379 | 29.1135 | 4 | 3261.1271 |  | 73.13 |  | 203.9322 | -5.8192e-05 | 77368778760.3889 | 25583180.3312 | 2802454.6008 | 26950140.6215 | 47331790.9708 | 24077.0464 | 1613881.4134 | 0 | 40679154.7438 | 105838816.2014 | 72237166.8276 | 323060662.7569 | 3144235.0165 | 42671485.0237 |  | 1478867.319 | 9416018.0746 | 0 | 379771268.1907 |  | 10000000 | 116.454 | 3261.1271 |  | 73.13
1 | 5700 | 707 | 0.035 | 15 | 15 | 7 | 1e-13 | 0 | Water | Porous | Wet | R600a | MinimizeLCOE | IgnoreSilica | 0.91949 | 0.24003 | 0.011312 | 4 | 1310543.9679 |  | 29388.6296 |  | 122.0538 | -5.7908e-05 | 29761865295.3616 | 146753.229 | 10114.4475 | 109172.3436 | 71600.2167 | 24077.0464 | 59774.3757 | 0 | 164381.747 | 427687.5863 | 291905.5657 | 1305466.5579 | 3144235.0165 | 43740064.2209 |  | 1478867.319 | 9629733.914 | 0 | 59298367.0283 |  | 100 | 0.045247 | 1310543.9679 |  | 29388.6296
1 | 5700 | 707 | 0.035 | 15 | 15 | 7 | 1.3335e-13 | 0 | Water | Porous | Wet | R600a | MinimizeLCOE | IgnoreSilica | 1.1973 | 0.38695 | 0.025708 | 4 | 581584.6 |  | 13041.8931 |  | 136.2616 | -6.4589e-05 | 44248162576.1371 | 220125.1927 | 16577.2077 | 158423.7977 | 98467.6219 | 24077.0464 | 67403.2152 | 0 | 228178.8918 | 593674.6705 | 405195.1614 | 1812122.8052 | 3144235.0165 | 43740064.2209 |  | 1478867.319 | 9629733.914 | 0 | 59805023.2757 |  | 133.3521 | 0.10283 | 581584.6 |  | 13041.8931
1 | 5700 | 707 | 0.035 | 15 | 15 | 7 | 1.7783e-13 | 0 | Water | Porous | Wet | R600a | MinimizeLCOE | IgnoreSilica | 1.5289 | 0.58219 | 0.047945 | 4 | 315154.7533 |  | 7067.2687 |  | 148.1704 | -6.9644e-05 | 59088678414.4665 | 311372.1137 | 25670.6611 | 217714.6733 | 137111.4887 | 24077.0464 | 74309.3872 | 0 | 308199.5945 | 801872.1244 | 547294.2017 | 2447621.2909 | 3144235.0165 | 43740064.2209 |  | 1478867.319 | 9629733.914 | 0 | 60440521.7614 |  | 177.8279 | 0.19178 | 315154.7533 |  | 7067.2687
1 | 5700 | 707 | 0.035 | 15 | 15 | 7 | 2.3714e-13 | 0 | Water | Porous | Wet | R600a | MinimizeLCOE | IgnoreSilica | 1.9188 | 0.94839 | 0.10257 | 4 | 151160.5358 |  | 3389.7382 |  | 157.9609 | -7.6882e-05 | 1.1966e+12 | 500186.3373 | 59805.092 | 315156.1095 | 317847.6784 | 24077.0464 | 82986.4248 | 0 | 507022.8885 | 1319169.5512 | 900360.3249 | 4026611.453 | 3144235.0165 | 43740064.2209 |  | 1478867.319 | 9629733.914 | 0 | 62019511.9234 |  | 237.1374 | 0.41029 | 151160.5358 |  | 3389.7382
1 | 5700 | 707 | 0.035 | 15 | 15 | 7 | 3.1623e-13 | 0 | Water | Porous | Wet | R600a | MinimizeLCOE | IgnoreSilica | 2.3014 | 1.3795 | 0.15429 | 4 | 105368.2693 |  | 2362.8578 |  | 164.8664 | -8.1346e-05 | 77430996092.3905 | 649485.5553 | 75951.1155 | 425428.4627 | 1006532.1266 | 24077.0464 | 89959.9812 | 0 | 885859.3722 | 2304824.3718 | 1573089.9931 | 7035208.0248 | 3144235.0165 | 43740064.2209 |  | 1478867.319 | 9629733.914 | 0 | 65028108.4953 |  | 316.2278 | 0.61715 | 105368.2693 |  | 2362.8578
1 | 5700 | 707 | 0.035 | 15 | 15 | 7 | 4.217e-13 | 0 | Water | Porous | Wet | R600a | MinimizeLCOE | IgnoreSilica | 2.925 | 1.8438 | 0.20826 | 4 | 78296.9392 |  | 1755.7898 |  | 172.7422 | -8.8255e-05 | 75631370847.911 | 794279.0562 | 91009.0134 | 536749.0793 | 787553.6933 | 24077.0464 | 101248.9829 | 0 | 910617.5799 | 2369240.1495 | 1617055.0851 | 7231829.686 | 3144235.0165 | 43740064.2209 |  | 1478867.319 | 9629733.914 | 0 | 65224730.1565 |  | 421.6965 | 0.83304 | 78296.9392 |  | 1755.7898
1 | 5700 | 707 | 0.035 | 15 | 15 | 7 | 5.6234e-13 | 0 | Water | Porous | Wet | R600a | MinimizeLCOE | IgnoreSilica | 3.6828 | 2.4368 | 0.27766 | 4 | 59755.0708 |  | 1339.9929 |  | 179.0822 | -9.3556e-05 | 77570116898.1333 | 965889.446 | 110641.7909 | 670897.5861 | 819179.9349 | 24077.0464 | 113030.6053 | 0 | 1054449.3997 | 2743461.0408 | 1872468.5328 | 8374095.3829 | 3144235.0165 | 43740064.2209 |  | 1478867.319 | 9629733.914 | 0 | 66366995.8533 |  | 562.3413 | 1.1107 | 59755.0708 |  | 1339.9929
1 | 5700 | 707 | 0.035 | 15 | 15 | 7 | 7.4989e-13 | 0 | Water | Porous | Wet | R600a | MinimizeLCOE | IgnoreSilica | 4.6574 | 3.2073 | 0.36796 | 4 | 46167.4351 |  | 1035.2935 |  | 184.4407 | -9.8538e-05 | 79129181250.2211 | 1171509.1543 | 134121.7457 | 835810.362 | 922890.5527 | 24077.0464 | 127043.7493 | 0 | 1254026.518 | 3262719.7637 | 2226873.2809 | 9959072.1729 | 3144235.0165 | 43740064.2209 |  | 1478867.319 | 9629733.914 | 0 | 67951972.6433 |  | 749.8942 | 1.4719 | 46167.4351 |  | 1035.2935
1 | 5700 | 707 | 0.035 | 15 | 15 | 7 | 1e-12 | 0 | Water | Porous | Wet | R600a | MinimizeLCOE | IgnoreSilica | 5.9265 | 4.2176 | 0.48642 | 4 | 35980.045 |  | 806.8438 |  | 188.9371 | -3.2915e-07 | 80352736573.5739 | 1420383.6216 | 162471.6675 | 1040516.2365 | 1086776.845 | 24077.0464 | 144117.5834 | 0 | 1512553.7701 | 3935354.6424 | 2685960.4069 | 12012211.8198 | 3144235.0165 | 43740064.2209 |  | 1478867.319 | 9629733.914 | 0 | 70005112.2902 |  | 1000 | 1.9457 | 35980.045 |  | 806.8438
1 | 5700 | 707 | 0.035 | 15 | 15 | 7 | 1.3335e-12 | 0 | Water | Porous | Wet | R600a | MinimizeLCOE | IgnoreSilica | 7.581 | 5.541 | 0.6417 | 4 | 28285.9537 |  | 634.3056 |  | 192.6445 | -3.4918e-07 | 81331220180.1296 | 1721453.2209 | 196685.0662 | 1294388.371 | 1316448.2225 | 24077.0464 | 164660.8074 | 0 | 1839907.9664 | 4787063.1116 | 3267268.938 | 14611952.7504 | 3144235.0165 | 43740064.2209 |  | 1478867.319 | 9629733.914 | 0 | 72604853.2209 |  | 1333.5214 | 2.5668 | 28285.9537 |  | 634.3056
1 | 5700 | 707 | 0.035 | 15 | 15 | 7 | 1.7783e-12 | 0 | Water | Porous | Wet | R600a | MinimizeLCOE | IgnoreSilica | 9.769 | 7.2965 | 0.84759 | 4 | 22391.5762 |  | 502.1256 |  | 195.6884 | -3.6804e-07 | 82104174555.0722 | 2090305.3554 | 238487.6213 | 1613194.6073 | 1630317.8893 | 24077.0464 | 190197.909 | 0 | 2256766.3672 | 5871643.161 | 4007517.1076 | 17922507.0645 | 3144235.0165 | 43740064.2209 |  | 1478867.319 | 9629733.914 | 0 | 75915407.5349 |  | 1778.2794 | 3.3904 | 22391.5762 |  | 502.1256
1 | 5700 | 707 | 0.035 | 15 | 15 | 7 | 2.3714e-12 | 0 | Water | Porous | Wet | R600a | MinimizeLCOE | IgnoreSilica | 12.6085 | 9.5793 | 1.1159 | 4 | 17929.7302 |  | 402.0698 |  | 198.1075 | -3.8185e-07 | 82713335963.1064 | 2533469.7899 | 288568.2884 | 2005690.4383 | 2044269.864 | 24077.0464 | 219846.7563 | 0 | 2775209.6515 | 7220526.2395 | 4928157.5254 | 22039815.5997 | 3144235.0165 | 43740064.2209 |  | 1478867.319 | 9629733.914 | 0 | 80032716.0702 |  | 2371.3737 | 4.4637 | 17929.7302 |  | 402.0698
1 | 5700 | 707 | 0.035 | 15 | 15 | 7 | 3.1623e-12 | 0 | Water | Porous | Wet | R600a | MinimizeLCOE | IgnoreSilica | 16.3869 | 12.621 | 1.4732 | 4 | 14472.5643 |  | 324.5437 |  | 200.0545 | -3.9464e-07 | 83176390541.2078 | 3079052.9012 | 350009.7434 | 2500756.2779 | 2600002.0434 | 24077.0464 | 256912.9695 | 0 | 3436216.2829 | 8940329.9031 | 6101958.8643 | 27289316.0319 | 3144235.0165 | 43740064.2209 |  | 1478867.319 | 9629733.914 | 0 | 85282216.5023 |  | 3162.2777 | 5.8927 | 14472.5643 |  | 324.5437
1 | 5700 | 707 | 0.035 | 15 | 15 | 7 | 4.217e-12 | 0 | Water | Porous | Wet | R600a | MinimizeLCOE | IgnoreSilica | 21.371 | 16.6366 | 1.945 | 4 | 11813.6516 |  | 264.9183 |  | 201.5874 | -4.0468e-07 | 83539386069.2929 | 3744387.7996 | 424693.7734 | 3119222.7334 | 3336219.9562 | 24077.0464 | 301813.0345 | 0 | 4270661.594 | 11111385.4343 | 7583748.8751 | 33916210.2469 | 3144235.0165 | 43740064.2209 |  | 1478867.319 | 9629733.914 | 0 | 91909110.7173 |  | 4216.965 | 7.7799 | 11813.6516 |  | 264.9183
1 | 5700 | 707 | 0.035 | 15 | 15 | 7 | 5.6234e-12 | 0 | Water | Porous | Wet | R600a | MinimizeLCOE | IgnoreSilica | 27.9365 | 21.9289 | 2.567 | 4 | 9764.9467 |  | 218.9766 |  | 202.7835 | -4.1217e-07 | 83819237326.3493 | 4554528.5735 | 515294.7865 | 3890534.0577 | 4308450.8286 | 24077.0464 | 356083.7738 | 0 | 5323097.9359 | 13849608.9118 | 9452642.6633 | 42274318.5775 | 3144235.0165 | 43740064.2209 |  | 1478867.319 | 9629733.914 | 0 | 100267219.048 |  | 5623.4133 | 10.2681 | 9764.9467 |  | 218.9766
1 | 5700 | 707 | 0.035 | 15 | 15 | 7 | 7.4989e-12 | 0 | Water | Porous | Wet | R600a | MinimizeLCOE | IgnoreSilica | 36.5916 | 28.9083 | 3.3872 | 4 | 8179.9043 |  | 183.4324 |  | 203.713 | -4.1802e-07 | 84001614967.4579 | 5541790.1932 | 625258.4694 | 4853037.0171 | 5591991.779 | 24077.0464 | 422276.792 | 0 | 6652788.2059 | 17309190.2371 | 11813878.0051 | 52834287.7452 | 3144235.0165 | 43740064.2209 |  | 1478867.319 | 9629733.914 | 0 | 110827188.2156 |  | 7498.9421 | 13.5487 | 8179.9043 |  | 183.4324
1 | 5700 | 707 | 0.035 | 15 | 15 | 7 | 1e-11 | 0 | Water | Porous | Wet | R600a | MinimizeLCOE | IgnoreSilica | 47.8562 | 37.9947 | 4.4553 | 4 | 6958.6358 |  | 156.0457 |  | 204.4269 | -4.2136e-07 | 84121927749.1772 | 6730309.1099 | 757093.4684 | 6039117.8996 | 7263600.3802 | 24077.0464 | 501176.0258 | 0 | 8312995.8328 | 21628709.927 | 14762038.9508 | 66019118.6409 | 3144235.0165 | 43740064.2209 |  | 1478867.319 | 9629733.914 | 0 | 124012019.1113 |  | 10000 | 17.8213 | 6958.6358 |  | 156.0457
1 | 5700 | 707 | 0.035 | 15 | 15 | 7 | 1.3335e-11 | 0 | Water | Porous | Wet | R600a | MinimizeLCOE | IgnoreSilica | 62.3527 | 49.6915 | 5.8305 | 4 | 6016.5879 |  | 134.9205 |  | 204.975 | -4.2256e-07 | 84159227321.5841 | 8147006.8585 | 913567.5557 | 7485495.5709 | 9415239.8998 | 24077.0464 | 594699.921 | 0 | 10366233.8723 | 26970814.1289 | 18408134.8378 | 82325269.6912 | 3144235.0165 | 43740064.2209 |  | 1478867.319 | 9629733.914 | 0 | 140318170.1616 |  | 13335.2143 | 23.3219 | 6016.5879 |  | 134.9205
1 | 5700 | 707 | 0.035 | 15 | 15 | 7 | 1.7783e-11 | 0 | Water | Porous | Wet | R600a | MinimizeLCOE | IgnoreSilica | 80.5474 | 64.378 | 7.5577 | 4 | 5293.4509 |  | 118.7043 |  | 205.3958 | -4.2097e-07 | 84112177213.9894 | 9797930.3378 | 1095143.7342 | 9208410.1143 | 12115022.9311 | 24077.0464 | 702538.1 | 0 | 12847817.6829 | 33427386.161 | 22814877.919 | 102033204.0266 | 3144235.0165 | 43740064.2209 |  | 1478867.319 | 9629733.914 | 0 | 160026104.497 |  | 17782.7941 | 30.231 | 5293.4509 |  | 118.7043
1 | 5700 | 707 | 0.035 | 15 | 15 | 7 | 2.3714e-11 | 0 | Water | Porous | Wet | R600a | MinimizeLCOE | IgnoreSilica | 102.5768 | 82.1697 | 9.6513 | 4 | 4742.0721 |  | 106.3398 |  | 205.7225 | -4.1611e-07 | 83962067570.5279 | 11660955.9357 | 1299161.1122 | 11193455.6494 | 15382340.1808 | 24077.0464 | 822674.0658 | 0 | 15749238.9562 | 40976289.1508 | 27967159.324 | 125075351.4211 | 3144235.0165 | 43740064.2209 |  | 1478867.319 | 9629733.914 | 0 | 183068251.8915 |  | 23713.7371 | 38.6051 | 4742.0721 |  | 106.3398
1 | 5700 | 707 | 0.035 | 15 | 15 | 7 | 3.1623e-11 | 0 | Water | Porous | Wet | R600a | MinimizeLCOE | IgnoreSilica | 127.917 | 102.6516 | 12.0632 | 4 | 4326.1637 |  | 97.0132 |  | 205.9818 | -4.0751e-07 | 83695083198.3582 | 13669509.3674 | 1518198.1472 | 13374797.8707 | 19137758.7897 | 24077.0464 | 950007.4705 | 0 | 18982995.9898 | 49389861.6177 | 33709595.4142 | 150756801.7137 | 3144235.0165 | 43740064.2209 |  | 1478867.319 | 9629733.914 | 0 | 208749702.1841 |  | 31622.7766 | 48.2528 | 4326.1637 |  | 97.0132
1 | 5700 | 707 | 0.035 | 15 | 15 | 7 | 4.217e-11 | 0 | Water | Porous | Wet | R600a | MinimizeLCOE | IgnoreSilica | 155.281 | 124.7929 | 14.6729 | 4 | 4016.391 |  | 90.0666 |  | 206.1942 | -3.9538e-07 | 83305550119.724 | 15717240.4261 | 1740627.2675 | 15636746.8432 | 23188941.2485 | 24077.0464 | 1077371.9054 | 0 | 22380151.8475 | 58228564.3067 | 39742191.6167 | 177735912.5079 | 3144235.0165 | 43740064.2209 |  | 1478867.319 | 9629733.914 | 0 | 235728812.9783 |  | 42169.6503 | 58.6917 | 4016.391 |  | 90.0666
1 | 5700 | 707 | 0.035 | 15 | 15 | 7 | 5.6234e-11 | 0 | Water | Porous | Wet | R600a | MinimizeLCOE | IgnoreSilica | 182.7548 | 147.0522 | 17.3003 | 4 | 3788.8412 |  | 84.9638 |  | 206.3721 | -3.803e-07 | 82827275465.7184 | 17674968.7277 | 1952553.4149 | 17830836.1357 | 27250741.1868 | 24077.0464 | 1195817.4662 | 0 | 25712307.6513 | 66898150.1892 | 45659362.1237 | 204198813.9419 | 3144235.0165 | 43740064.2209 |  | 1478867.319 | 9629733.914 | 0 | 262191714.4123 |  | 56234.1325 | 69.201 | 3788.8412 |  | 84.9638
1 | 5700 | 707 | 0.035 | 15 | 15 | 7 | 7.4989e-11 | 0 | Water | Porous | Wet | R600a | MinimizeLCOE | IgnoreSilica | 208.5406 | 167.9744 | 19.7734 | 4 | 3623.0765 |  | 81.2466 |  | 206.5228 | -3.639e-07 | 82298757977.9924 | 19440316.3593 | 2143103.1792 | 19833028.2857 | 31057012.7885 | 24077.0464 | 1299662.3863 | 0 | 28780908.0177 | 74882018.8861 | 51108516.5614 | 228568643.5107 | 3144235.0165 | 43740064.2209 |  | 1478867.319 | 9629733.914 | 0 | 286561543.9811 |  | 74989.4209 | 79.0934 | 3623.0765 |  | 81.2466
1 | 5700 | 707 | 0.035 | 15 | 15 | 7 | 1e-10 | 0 | Water | Porous | Wet | R600a | MinimizeLCOE | IgnoreSilica | 231.3394 | 186.5004 | 21.9668 | 4 | 3502.8545 |  | 78.5507 |  | 206.6495 | -3.4764e-07 | 81772851248.8948 | 20952503.378 | 2305943.7763 | 21564447.0595 | 34416996.2582 | 24077.0464 | 1385836.5805 | 0 | 31453423.5986 | 81835356.2191 | 55854312.168 | 249792896.0845 | 3144235.0165 | 43740064.2209 |  | 1478867.319 | 9629733.914 | 0 | 307785796.5549 |  | 100000 | 87.8671 | 3502.8545 |  | 78.5507
1 | 5700 | 707 | 0.035 | 15 | 15 | 7 | 1.3335e-10 | 0 | Water | Porous | Wet | R600a | MinimizeLCOE | IgnoreSilica | 250.6011 | 202.174 | 23.8252 | 4 | 3415.5899 |  | 76.5938 |  | 206.7542 | -9.9047e-05 | 81286081890.4959 | 22199226.7065 | 2439948.3836 | 23002487.9796 | 37251476.3025 | 24077.0464 | 1454839.7166 | 0 | 33685101.8927 | 87641725.3603 | 59817278.4158 | 267516161.8039 | 3144235.0165 | 43740064.2209 |  | 1478867.319 | 9629733.914 | 0 | 325509062.2743 |  | 133352.1432 | 95.301 | 3415.5899 |  | 76.5938
1 | 5700 | 707 | 0.035 | 15 | 15 | 7 | 1.7783e-10 | 0 | Water | Porous | Wet | R600a | MinimizeLCOE | IgnoreSilica | 266.2969 | 214.9617 | 25.344 | 4 | 3352.0922 |  | 75.1699 |  | 206.8389 | -8.9154e-05 | 80865644547.8338 | 23196442.8862 | 2546980.2945 | 24159242.995 | 39558189.1411 | 24077.0464 | 1508217.7356 | 0 | 35487328.5385 | 92330749.4052 | 63017633.6763 | 281828861.7188 | 3144235.0165 | 43740064.2209 |  | 1478867.319 | 9629733.914 | 0 | 339821762.1893 |  | 177827.941 | 101.376 | 3352.0922 |  | 75.1699
1 | 5700 | 707 | 0.035 | 15 | 15 | 7 | 2.3714e-10 | 0 | Water | Porous | Wet | R600a | MinimizeLCOE | IgnoreSilica | 278.799 | 225.1578 | 26.5565 | 4 | 3305.6476 |  | 74.1283 |  | 206.9063 | -8.1049e-05 | 80514284599.3966 | 23979716.8888 | 2630957.104 | 25071718.4321 | 41393521.9828 | 24077.0464 | 1549098.3933 | 0 | 36913145.0405 | 96040431.4681 | 65549567.9105 | 293152234.2665 | 3144235.0165 | 43740064.2209 |  | 1478867.319 | 9629733.914 | 0 | 351145134.7369 |  | 237137.3706 | 106.2258 | 3305.6476 |  | 74.1283
1 | 5700 | 707 | 0.035 | 15 | 15 | 7 | 3.1623e-10 | 0 | Water | Porous | Wet | R600a | MinimizeLCOE | IgnoreSilica | 288.599 | 233.1569 | 27.5084 | 4 | 3271.5091 |  | 73.3628 |  | 206.9592 | -7.3577e-05 | 80227739135.3164 | 24587288.6395 | 2696041.9714 | 25781792.5393 | 42830889.5342 | 24077.0464 | 1580273.6651 | 0 | 38025141.7244 | 98933618.7377 | 67524227.6711 | 301983351.5289 | 3144235.0165 | 43740064.2209 |  | 1478867.319 | 9629733.914 | 0 | 359976251.9993 |  | 316227.766 | 110.0337 | 3271.5091 |  | 73.3628
1 | 5700 | 707 | 0.035 | 15 | 15 | 7 | 4.217e-10 | 0 | Water | Porous | Wet | R600a | MinimizeLCOE | IgnoreSilica | 296.1654 | 239.3481 | 28.243 | 4 | 3246.5921 |  | 72.804 |  | 207.007 | -7.0343e-05 | 79971823091.1648 | 25053555.0948 | 2745958.2423 | 26328042.5972 | 43937670.4836 | 24077.0464 | 1605830.3697 | 0 | 38881102.1952 | 101160652.3013 | 69044223.8392 | 308781112.1697 | 3144235.0165 | 43740064.2209 |  | 1478867.319 | 9629733.914 | 0 | 366774012.6402 |  | 421696.5034 | 112.972 | 3246.5921 |  | 72.804
1 | 5700 | 707 | 0.035 | 15 | 15 | 7 | 5.6234e-10 | 0 | Water | Porous | Wet | R600a | MinimizeLCOE | IgnoreSilica | 300.1406 | 242.6073 | 28.6605 | 4 | 3229.7787 |  | 72.427 |  | 207.0349 | -6.7845e-05 | 80031571286.2602 | 25297649.8953 | 2772079.1093 | 26614459.3174 | 44517890.9009 | 24077.0464 | 1597083.269 | 0 | 39321063.4199 | 102305341.1594 | 69825497.5059 | 312275141.6235 | 3144235.0165 | 43740064.2209 |  | 1478867.319 | 9629733.914 | 0 | 370268042.0939 |  | 562341.3252 | 114.6419 | 3229.7787 |  | 72.427
1 | 5700 | 707 | 0.035 | 15 | 15 | 7 | 7.4989e-10 | 0 | Water | Porous | Wet | R600a | MinimizeLCOE | IgnoreSilica | 303.0884 | 245.0252 | 28.9727 | 4 | 3217.2552 |  | 72.1462 |  | 207.0559 | -6.5898e-05 | 80086837965.2291 | 25478145.8564 | 2791389.4827 | 26826446.8201 | 44947923.8214 | 24077.0464 | 1588802.3167 | 0 | 39646146.284 | 103151140.0883 | 70402772.6542 | 314856844.3702 | 3144235.0165 | 43740064.2209 |  | 1478867.319 | 9629733.914 | 0 | 372849744.8406 |  | 749894.2093 | 115.8906 | 3217.2552 |  | 72.1462
1 | 5700 | 707 | 0.035 | 15 | 15 | 7 | 1e-09 | 0 | Water | Porous | Wet | R600a | MinimizeLCOE | IgnoreSilica | 305.2958 | 246.8365 | 29.2075 | 4 | 3207.8955 |  | 71.9363 |  | 207.0717 | -6.4411e-05 | 80131730182.218 | 25613030.9896 | 2805817.5816 | 26984974.0417 | 45269840.9949 | 24077.0464 | 1581854.3009 | 0 | 39889042.0324 | 103783105.0008 | 70834101.6926 | 316785843.6809 | 3144235.0165 | 43740064.2209 |  | 1478867.319 | 9629733.914 | 0 | 374778744.1514 |  | 1000000 | 116.8301 | 3207.8955 |  | 71.9363
1 | 5700 | 707 | 0.035 | 15 | 15 | 7 | 1.3335e-09 | 0 | Water | Porous | Wet | R600a | MinimizeLCOE | IgnoreSilica | 306.9742 | 248.214 | 29.3861 | 4 | 3200.8737 |  | 71.7788 |  | 207.0837 | -6.3301e-05 | 80163544009.4674 | 25715430.0784 | 2816769.3078 | 27105382.7866 | 45514558.9031 | 24077.0464 | 1576612.4833 | 0 | 40073603.9362 | 104263297.2155 | 71161842.7461 | 318251574.5033 | 3144235.0165 | 43740064.2209 |  | 1478867.319 | 9629733.914 | 0 | 376244474.9738 |  | 1333521.4322 | 117.5443 | 3200.8737 |  | 71.7788
1 | 5700 | 707 | 0.035 | 15 | 15 | 7 | 1.7783e-09 | 0 | Water | Porous | Wet | R600a | MinimizeLCOE | IgnoreSilica | 308.2506 | 249.2617 | 29.5217 | 4 | 3195.6032 |  | 71.6606 |  | 207.0928 | -6.2475e-05 | 80185646621.4519 | 25793203.5646 | 2825086.443 | 27196870.2275 | 45700619.1996 | 24077.0464 | 1572735.4929 | 0 | 40213910.8699 | 104628347.076 | 71410996.7769 | 319365846.6968 | 3144235.0165 | 43740064.2209 |  | 1478867.319 | 9629733.914 | 0 | 377358747.1672 |  | 1778279.41 | 118.0869 | 3195.6032 |  | 71.6606
1 | 5700 | 707 | 0.035 | 15 | 15 | 7 | 2.3714e-09 | 0 | Water | Porous | Wet | R600a | MinimizeLCOE | IgnoreSilica | 309.1863 | 250.0299 | 29.6219 | 4 | 3191.673 |  | 71.5725 |  | 207.0996 | -6.1834e-05 | 80205989045.5027 | 25850174.4531 | 2831178.4745 | 27263906.2325 | 45836993.958 | 24077.0464 | 1569364.5886 | 0 | 40316520.9537 | 104895317.4659 | 71593209.5537 | 320180742.7265 | 3144235.0165 | 43740064.2209 |  | 1478867.319 | 9629733.914 | 0 | 378173643.1969 |  | 2371373.7057 | 118.4876 | 3191.673 |  | 71.5725
1 | 5700 | 707 | 0.035 | 15 | 15 | 7 | 3.1623e-09 | 0 | Water | Porous | Wet | R600a | MinimizeLCOE | IgnoreSilica | 309.9025 | 250.618 | 29.6983 | 4 | 3188.7171 |  | 71.5062 |  | 207.1047 | -6.1363e-05 | 80219329406.0091 | 25893751.3702 | 2835837.9931 | 27315192.9436 | 45941374.0437 | 24077.0464 | 1566993.4006 | 0 | 40395118.4511 | 105099812.0315 | 71732781.2967 | 320804938.5769 | 3144235.0165 | 43740064.2209 |  | 1478867.319 | 9629733.914 | 0 | 378797839.0473 |  | 3162277.6602 | 118.7932 | 3188.7171 |  | 71.5062
1 | 5700 | 707 | 0.035 | 15 | 15 | 7 | 4.217e-09 | 0 | Water | Porous | Wet | R600a | MinimizeLCOE | IgnoreSilica | 310.4379 | 251.0576 | 29.7555 | 4 | 3186.5034 |  | 71.4566 |  | 207.1086 | -6.1007e-05 | 80229756366.0011 | 25926309.5028 | 2839319.1646 | 27353517.6017 | 46019390.8183 | 24077.0464 | 1565147.6579 | 0 | 40453827.0987 | 105252559.8899 | 71837034.8487 | 321271183.629 | 3144235.0165 | 43740064.2209 |  | 1478867.319 | 9629733.914 | 0 | 379264084.0994 |  | 4216965.0343 | 119.022 | 3186.5034 |  | 71.4566
1 | 5700 | 707 | 0.035 | 15 | 15 | 7 | 5.6234e-09 | 0 | Water | Porous | Wet | R600a | MinimizeLCOE | IgnoreSilica | 310.84 | 251.3878 | 29.7985 | 4 | 3184.8438 |  | 71.4193 |  | 207.1115 | -6.074e-05 | 80237571792.735 | 25950753.5514 | 2841932.6805 | 27382294.5423 | 46077982.4884 | 24077.0464 | 1563750.4127 | 0 | 40497908.3815 | 105367250.3453 | 71915313.4412 | 321621262.8897 | 3144235.0165 | 43740064.2209 |  | 1478867.319 | 9629733.914 | 0 | 379614163.3602 |  | 5623413.2519 | 119.194 | 3184.8438 |  | 71.4193
1 | 5700 | 707 | 0.035 | 15 | 15 | 7 | 7.4989e-09 | 0 | Water | Porous | Wet | R600a | MinimizeLCOE | IgnoreSilica | 311.1541 | 251.6457 | 29.8318 | 4 | 3183.5901 |  | 71.3912 |  | 207.1138 | -6.0549e-05 | 80241576801.3231 | 25969841.9712 | 2843973.5319 | 27404768.6079 | 46123757.3994 | 24077.0464 | 1562887.8779 | 0 | 40532429.5095 | 105457067.2393 | 71976615.3169 | 321895418.5005 | 3144235.0165 | 43740064.2209 |  | 1478867.319 | 9629733.914 | 0 | 379888318.9709 |  | 7498942.0933 | 119.327 | 3183.5901 |  | 71.3912
1 | 5700 | 707 | 0.035 | 15 | 15 | 7 | 1e-08 | 0 | Water | Porous | Wet | R600a | MinimizeLCOE | IgnoreSilica | 311.371 | 251.8238 | 29.8552 | 4 | 3182.6646 |  | 71.3705 |  | 207.1153 | -6.0391e-05 | 80247438920.9794 | 25983021.47 | 2845382.6014 | 27420286.7718 | 46155353.5057 | 24077.0464 | 1561939.7509 | 0 | 40556123.847 | 105518715.0451 | 72018691.211 | 322083591.2494 | 3144235.0165 | 43740064.2209 |  | 1478867.319 | 9629733.914 | 0 | 380076491.7198 |  | 10000000 | 119.4208 | 3182.6646 |  | 71.3705
1 | 5800 | 707 | 0.035 | 15 | 15 | 7 | 1e-13 | 0 | Water | Porous | Wet | R600a | MinimizeLCOE | IgnoreSilica | 0.93431 | 0.25092 | 0.012614 | 4 | 1201670.3667 |  | 26947.1656 |  | 123.8596 | -5.7755e-05 | 32525625998.4859 | 152811.4361 | 10643.7355 | 112978.9212 | 73471.0233 | 24077.0464 | 59583.0231 | 0 | 169090.4224 | 439938.5937 | 300267.1301 | 1342861.3317 | 3144235.0165 | 44820363.5998 |  | 1478867.319 | 9845793.7898 | 0 | 60632121.0568 |  | 100 | 0.050457 | 1201670.3667 |  | 26947.1656
1 | 5800 | 707 | 0.035 | 15 | 15 | 7 | 1.3335e-13 | 0 | Water | Porous | Wet | R600a | MinimizeLCOE | IgnoreSilica | 1.2121 | 0.40225 | 0.027938 | 4 | 547195.6074 |  | 12270.7283 |  | 138.1233 | -6.4142e-05 | 47859575122.95 | 228311.5711 | 17411.2905 | 163201.5866 | 101340.4588 | 24077.0464 | 66745.6755 | 0 | 234424.1752 | 609923.6169 | 416285.4012 | 1861720.822 | 3144235.0165 | 44820363.5998 |  | 1478867.319 | 9845793.7898 | 0 | 61150980.5471 |  | 133.3521 | 0.11175 | 547195.6074 |  | 12270.7283
1 | 5800 | 707 | 0.035 | 15 | 15 | 7 | 1.7783e-13 | 0 | Water | Porous | Wet | R600a | MinimizeLCOE | IgnoreSilica | 1.5826 | 0.6275 | 0.054112 | 4 | 285941.0247 |  | 6412.1579 |  | 151.2906 | -7.2697e-05 | 65059368245.3459 | 334087.7898 | 28379.4183 | 230544.2479 | 147160.8356 | 24077.0464 | 75889.4097 | 0 | 327654.1116 | 852488.7873 | 581841.1142 | 2602122.7608 | 3144235.0165 | 44820363.5998 |  | 1478867.319 | 9845793.7898 | 0 | 61891382.486 |  | 177.8279 | 0.21645 | 285941.0247 |  | 6412.1579
1 | 5800 | 707 | 0.035 | 15 | 15 | 7 | 2.3714e-13 | 0 | Water | Porous | Wet | R600a | MinimizeLCOE | IgnoreSilica | 1.8799 | 1.0726 | 0.1178 | 4 | 138250.4426 |  | 3100.2325 |  | 158.8782 | -7.7054e-05 | 82386985744.7431 | 544808.7206 | 66271.0024 | 347694.8087 | 826486.614 | 24077.0464 | 81467.1118 | 0 | 737414.0685 | 1918600.1418 | 1309484.0201 | 5856303.5343 | 3144235.0165 | 44820363.5998 |  | 1478867.319 | 9845793.7898 | 0 | 65145563.2595 |  | 237.1374 | 0.47121 | 138250.4426 |  | 3100.2325
1 | 5800 | 707 | 0.035 | 15 | 15 | 7 | 3.1623e-13 | 0 | Water | Porous | Wet | R600a | MinimizeLCOE | IgnoreSilica | 2.3792 | 1.4453 | 0.16226 | 4 | 101379.6691 |  | 2273.4144 |  | 168.0328 | -8.4173e-05 | 75572280210.5198 | 669698.6231 | 76733.3737 | 441730.1829 | 798663.4438 | 24077.0464 | 90957.9185 | 0 | 819725.6295 | 2132757.9391 | 1455651.1172 | 6509995.2743 | 3144235.0165 | 44820363.5998 |  | 1478867.319 | 9845793.7898 | 0 | 65799254.9995 |  | 316.2278 | 0.64904 | 101379.6691 |  | 2273.4144
1 | 5800 | 707 | 0.035 | 15 | 15 | 7 | 4.217e-13 | 0 | Water | Porous | Wet | R600a | MinimizeLCOE | IgnoreSilica | 2.9982 | 1.9333 | 0.21927 | 4 | 75831.1894 |  | 1700.496 |  | 175.682 | -9.0886e-05 | 77936127335.6395 | 821104.3388 | 94083.5708 | 557480.7471 | 733386.822 | 24077.0464 | 101561.3718 | 0 | 909360.6197 | 2365969.797 | 1614823.0023 | 7221847.3159 | 3144235.0165 | 44820363.5998 |  | 1478867.319 | 9845793.7898 | 0 | 66511107.041 |  | 421.6965 | 0.87709 | 75831.1894 |  | 1700.496
1 | 5800 | 707 | 0.035 | 15 | 15 | 7 | 5.6234e-13 | 0 | Water | Porous | Wet | R600a | MinimizeLCOE | IgnoreSilica | 3.7754 | 2.5549 | 0.29225 | 4 | 57960.4411 |  | 1299.7488 |  | 182.0852 | -9.6623e-05 | 79921518345.6666 | 998531.5506 | 114376.8849 | 696788.4246 | 786532.9514 | 24077.0464 | 113297.3728 | 0 | 1066105.65 | 2773788.2128 | 1893167.4509 | 8466665.5443 | 3144235.0165 | 44820363.5998 |  | 1478867.319 | 9845793.7898 | 0 | 67755925.2695 |  | 562.3413 | 1.169 | 57960.4411 |  | 1299.7488
1 | 5800 | 707 | 0.035 | 15 | 15 | 7 | 7.4989e-13 | 0 | Water | Porous | Wet | R600a | MinimizeLCOE | IgnoreSilica | 4.7816 | 3.3681 | 0.38774 | 4 | 44761.6627 |  | 1003.7694 |  | 187.5215 | -3.238e-07 | 81484368821.4591 | 1212495.7175 | 138797.9964 | 869160.8906 | 900166.9817 | 24077.0464 | 127570.2643 | 0 | 1276184.8698 | 3320371.2497 | 2266221.6047 | 10135046.6212 | 3144235.0165 | 44820363.5998 |  | 1478867.319 | 9845793.7898 | 0 | 69424306.3463 |  | 749.8942 | 1.551 | 44761.6627 |  | 1003.7694
1 | 5800 | 707 | 0.035 | 15 | 15 | 7 | 1e-12 | 0 | Water | Porous | Wet | R600a | MinimizeLCOE | IgnoreSilica | 6.0728 | 4.4187 | 0.51144 | 4 | 34964.2993 |  | 784.0659 |  | 192.0158 | -3.4682e-07 | 82787569274.3022 | 1467738.7916 | 167867.2961 | 1080015.4893 | 1067660.6753 | 24077.0464 | 144091.6657 | 0 | 1541065.8761 | 4009537.2936 | 2736591.5906 | 12238645.7247 | 3144235.0165 | 44820363.5998 |  | 1478867.319 | 9845793.7898 | 0 | 71527905.4498 |  | 1000 | 2.0457 | 34964.2993 |  | 784.0659
1 | 5800 | 707 | 0.035 | 15 | 15 | 7 | 1.3335e-12 | 0 | Water | Porous | Wet | R600a | MinimizeLCOE | IgnoreSilica | 7.7636 | 5.801 | 0.6742 | 4 | 27511.6542 |  | 616.9422 |  | 195.7453 | -3.684e-07 | 83804541140.1527 | 1778031.7534 | 203113.2912 | 1342760.8034 | 1299786.4648 | 24077.0464 | 164327.7951 | 0 | 1876717.8902 | 4882834.9824 | 3332635.2077 | 14904285.2345 | 3144235.0165 | 44820363.5998 |  | 1478867.319 | 9845793.7898 | 0 | 74193544.9596 |  | 1333.5214 | 2.6968 | 27511.6542 |  | 616.9422
1 | 5800 | 707 | 0.035 | 15 | 15 | 7 | 1.7783e-12 | 0 | Water | Porous | Wet | R600a | MinimizeLCOE | IgnoreSilica | 9.9757 | 7.6151 | 0.88798 | 4 | 21831.5659 |  | 489.5676 |  | 198.7835 | -3.8705e-07 | 84621117947.7567 | 2154355.012 | 245746.7203 | 1669310.7575 | 1611619.8938 | 24077.0464 | 188690.4488 | 0 | 2298581.9527 | 5980438.737 | 4081772.3237 | 18254592.8923 | 3144235.0165 | 44820363.5998 |  | 1478867.319 | 9845793.7898 | 0 | 77543852.6174 |  | 1778.2794 | 3.5519 | 21831.5659 |  | 489.5676
1 | 5800 | 707 | 0.035 | 15 | 15 | 7 | 2.3714e-12 | 0 | Water | Porous | Wet | R600a | MinimizeLCOE | IgnoreSilica | 12.8863 | 10.007 | 1.17 | 4 | 17472.4272 |  | 391.8149 |  | 201.2357 | -4.0297e-07 | 85264310115.4788 | 2612911.4489 | 297531.8753 | 2077009.8885 | 2027639.3779 | 24077.0464 | 218299.7379 | 0 | 2830413.0562 | 7364154.1746 | 5026186.5424 | 22478223.1479 | 3144235.0165 | 44820363.5998 |  | 1478867.319 | 9845793.7898 | 0 | 81767482.873 |  | 2371.3737 | 4.6798 | 17472.4272 |  | 391.8149
1 | 5800 | 707 | 0.035 | 15 | 15 | 7 | 3.1623e-12 | 0 | Water | Porous | Wet | R600a | MinimizeLCOE | IgnoreSilica | 16.7379 | 13.1763 | 1.5435 | 4 | 14109.7309 |  | 316.4073 |  | 203.1975 | -4.1671e-07 | 85749147709.8809 | 3174354.5023 | 360743.7315 | 2588390.7794 | 2581998.3137 | 24077.0464 | 254683.2501 | 0 | 3503856.5731 | 9116316.0634 | 6222073.0348 | 27826493.2947 | 3144235.0165 | 44820363.5998 |  | 1478867.319 | 9845793.7898 | 0 | 87115753.0199 |  | 3162.2777 | 6.1742 | 14109.7309 |  | 316.4073
1 | 5800 | 707 | 0.035 | 15 | 15 | 7 | 4.217e-12 | 0 | Water | Porous | Wet | R600a | MinimizeLCOE | IgnoreSilica | 21.8191 | 17.3608 | 2.037 | 4 | 11520.2672 |  | 258.3392 |  | 204.7436 | -4.2758e-07 | 86126569804.0602 | 3859208.1475 | 437564.9946 | 3227388.9247 | 3316391.0232 | 24077.0464 | 298815.0598 | 0 | 4353743.6265 | 11327547.8406 | 7731284.159 | 34576020.8223 | 3144235.0165 | 44820363.5998 |  | 1478867.319 | 9845793.7898 | 0 | 93865280.5475 |  | 4216.965 | 8.1478 | 11520.2672 |  | 258.3392
1 | 5800 | 707 | 0.035 | 15 | 15 | 7 | 5.6234e-12 | 0 | Water | Porous | Wet | R600a | MinimizeLCOE | IgnoreSilica | 28.5212 | 22.8832 | 2.6882 | 4 | 9521.5116 |  | 213.5176 |  | 205.9521 | -4.3598e-07 | 86408827991.2845 | 4694332.5805 | 530924.6294 | 4025386.4449 | 4286768.4363 | 24077.0464 | 352411.4058 | 0 | 5426421.2119 | 14118434.8813 | 9636121.9113 | 43094878.5477 | 3144235.0165 | 44820363.5998 |  | 1478867.319 | 9845793.7898 | 0 | 102384138.2729 |  | 5623.4133 | 10.7529 | 9521.5116 |  | 213.5176
1 | 5800 | 707 | 0.035 | 15 | 15 | 7 | 7.4989e-12 | 0 | Water | Porous | Wet | R600a | MinimizeLCOE | IgnoreSilica | 37.3421 | 30.154 | 3.5457 | 4 | 7976.2434 |  | 178.8653 |  | 206.8899 | -4.4236e-07 | 86598923736.2268 | 5710472.7831 | 644042.8841 | 5019621.6125 | 5565735.3296 | 24077.0464 | 417537.7921 | 0 | 6778780.1046 | 17636995.3132 | 12037611.7053 | 53834874.5709 | 3144235.0165 | 44820363.5998 |  | 1478867.319 | 9845793.7898 | 0 | 113124134.296 |  | 7498.9421 | 14.1826 | 7976.2434 |  | 178.8653
1 | 5800 | 707 | 0.035 | 15 | 15 | 7 | 1e-11 | 0 | Water | Porous | Wet | R600a | MinimizeLCOE | IgnoreSilica | 48.8185 | 39.6166 | 4.6619 | 4 | 6784.9659 |  | 152.1512 |  | 207.6105 | -4.4609e-07 | 86722877479.0185 | 6933509.5416 | 779626.768 | 6244477.0362 | 7230685.0595 | 24077.0464 | 495206.621 | 0 | 8465957.0083 | 22026683.5291 | 15033664.1117 | 67233886.7219 | 3144235.0165 | 44820363.5998 |  | 1478867.319 | 9845793.7898 | 0 | 126523146.447 |  | 10000 | 18.6476 | 6784.9659 |  | 152.1512
1 | 5800 | 707 | 0.035 | 15 | 15 | 7 | 1.3335e-11 | 0 | Water | Porous | Wet | R600a | MinimizeLCOE | IgnoreSilica | 63.5442 | 51.762 | 6.095 | 4 | 5867.0177 |  | 131.5664 |  | 208.1627 | -4.4721e-07 | 86772228062.1251 | 8387427.8846 | 940113.803 | 7733981.7683 | 9367419.9526 | 24077.0464 | 586714.7133 | 0 | 10545496.7156 | 27437219.2751 | 18726465.9337 | 83748917.0925 | 3144235.0165 | 44820363.5998 |  | 1478867.319 | 9845793.7898 | 0 | 143038176.8177 |  | 13335.2143 | 24.38 | 5867.0177 |  | 131.5664
1 | 5800 | 707 | 0.035 | 15 | 15 | 7 | 1.7783e-11 | 0 | Water | Porous | Wet | R600a | MinimizeLCOE | IgnoreSilica | 82.0043 | 66.9933 | 7.8928 | 4 | 5161.9715 |  | 115.756 |  | 208.587 | -4.4549e-07 | 86731722523.7283 | 10080176.6434 | 1126146.8945 | 9506482.3483 | 12045712.9016 | 24077.0464 | 692265.0432 | 0 | 13055195.7422 | 33966941.3323 | 23183135.4102 | 103680133.3621 | 3144235.0165 | 44820363.5998 |  | 1478867.319 | 9845793.7898 | 0 | 162969393.0873 |  | 17782.7941 | 31.5712 | 5161.9715 |  | 115.756
1 | 5800 | 707 | 0.035 | 15 | 15 | 7 | 2.3714e-11 | 0 | Water | Porous | Wet | R600a | MinimizeLCOE | IgnoreSilica | 104.3064 | 85.4049 | 10.0669 | 4 | 4624.4581 |  | 103.7023 |  | 208.9161 | -4.4038e-07 | 86585927665.9911 | 11986875.6081 | 1334783.3821 | 11544648.127 | 15280136.2924 | 24077.0464 | 809724.4906 | 0 | 15982295.5291 | 41582654.5472 | 28381016.1666 | 126926211.1895 | 3144235.0165 | 44820363.5998 |  | 1478867.319 | 9845793.7898 | 0 | 186215470.9146 |  | 23713.7371 | 40.2675 | 4624.4581 |  | 103.7023
1 | 5800 | 707 | 0.035 | 15 | 15 | 7 | 3.1623e-11 | 0 | Water | Porous | Wet | R600a | MinimizeLCOE | IgnoreSilica | 129.8442 | 106.5042 | 12.5605 | 4 | 4219.6043 |  | 94.6236 |  | 209.1766 | -4.3119e-07 | 86331039072.2316 | 14034113.8003 | 1557864.2856 | 13774883.5082 | 18981288.4611 | 24077.0464 | 933396.266 | 0 | 19229193.1133 | 50030416.031 | 34146786.9634 | 152712019.4753 | 3144235.0165 | 44820363.5998 |  | 1478867.319 | 9845793.7898 | 0 | 212001279.2004 |  | 31622.7766 | 50.242 | 4219.6043 |  | 94.6236
1 | 5800 | 707 | 0.035 | 15 | 15 | 7 | 4.217e-11 | 0 | Water | Porous | Wet | R600a | MinimizeLCOE | IgnoreSilica | 157.2495 | 129.17 | 15.2423 | 4 | 3918.6348 |  | 87.8744 |  | 209.3885 | -4.1809e-07 | 85968116543.7801 | 16109485.776 | 1783142.5729 | 16073996.714 | 22949206.4749 | 24077.0464 | 1055724.4121 | 0 | 22618296.8685 | 58848168.8013 | 40165084.4158 | 179627183.0819 | 3144235.0165 | 44820363.5998 |  | 1478867.319 | 9845793.7898 | 0 | 238916442.807 |  | 42169.6503 | 60.9693 | 3918.6348 |  | 87.8744
1 | 5800 | 707 | 0.035 | 15 | 15 | 7 | 5.6234e-11 | 0 | Water | Porous | Wet | R600a | MinimizeLCOE | IgnoreSilica | 184.6574 | 151.8667 | 17.9315 | 4 | 3697.614 |  | 82.9181 |  | 209.5652 | -4.0211e-07 | 85519128199.6634 | 18087121.8843 | 1997085.7912 | 18296356.8138 | 26912668.0474 | 24077.0464 | 1169055.2281 | 0 | 25929682.2763 | 67463714.3739 | 46045371.3009 | 205925132.7622 | 3144235.0165 | 44820363.5998 |  | 1478867.319 | 9845793.7898 | 0 | 265214392.4874 |  | 56234.1325 | 71.7258 | 3697.614 |  | 82.9181
1 | 5800 | 707 | 0.035 | 15 | 15 | 7 | 7.4989e-11 | 0 | Water | Porous | Wet | R600a | MinimizeLCOE | IgnoreSilica | 210.2721 | 173.1083 | 20.4519 | 4 | 3536.7184 |  | 79.31 |  | 209.7138 | -3.8483e-07 | 85026427554.502 | 19863848.9338 | 2188746.0154 | 20316495.152 | 30611810.1658 | 24077.0464 | 1267783.1625 | 0 | 28966376.5856 | 75364570.0549 | 51437867.6495 | 230041574.7658 | 3144235.0165 | 44820363.5998 |  | 1478867.319 | 9845793.7898 | 0 | 289330834.4909 |  | 74989.4209 | 81.8077 | 3536.7184 |  | 79.31
1 | 5800 | 707 | 0.035 | 15 | 15 | 7 | 1e-10 | 0 | Water | Porous | Wet | R600a | MinimizeLCOE | IgnoreSilica | 232.8131 | 191.8272 | 22.6772 | 4 | 3420.1435 |  | 76.6959 |  | 209.8375 | -3.6772e-07 | 84544377225.082 | 21379382.6681 | 2351851.7959 | 22055788.9441 | 33862618.9815 | 24077.0464 | 1348808.3297 | 0 | 31598785.8286 | 82213558.9237 | 56112443.2852 | 250947315.8031 | 3144235.0165 | 44820363.5998 |  | 1478867.319 | 9845793.7898 | 0 | 310236575.5282 |  | 100000 | 90.7086 | 3420.1435 |  | 76.6959
1 | 5800 | 707 | 0.035 | 15 | 15 | 7 | 1.3335e-10 | 0 | Water | Porous | Wet | R600a | MinimizeLCOE | IgnoreSilica | 251.8191 | 207.6311 | 24.5585 | 4 | 3335.5102 |  | 74.798 |  | 209.9393 | -3.3764e-07 | 84099103980.498 | 22626878.6754 | 2485865.0052 | 23497865.5321 | 36600137.5821 | 24077.0464 | 1413511.679 | 0 | 33792850.8529 | 87922066.0523 | 60008616.6985 | 268371869.1238 | 3144235.0165 | 44820363.5998 |  | 1478867.319 | 9845793.7898 | 0 | 327661128.849 |  | 133352.1432 | 98.2342 | 3335.5102 |  | 74.798
1 | 5800 | 707 | 0.035 | 15 | 15 | 7 | 1.7783e-10 | 0 | Water | Porous | Wet | R600a | MinimizeLCOE | IgnoreSilica | 267.2689 | 220.4927 | 26.0924 | 4 | 3273.9379 |  | 73.4173 |  | 210.021 | -9.2636e-05 | 83718741615.876 | 23622602.9843 | 2592683.2424 | 24655277.0648 | 38822929.3833 | 24077.0464 | 1463176.2813 | 0 | 35560490.941 | 92521102.9687 | 63147553.8947 | 282409893.8069 | 3144235.0165 | 44820363.5998 |  | 1478867.319 | 9845793.7898 | 0 | 341699153.5321 |  | 177827.941 | 104.3695 | 3273.9379 |  | 73.4173
1 | 5800 | 707 | 0.035 | 15 | 15 | 7 | 2.3714e-10 | 0 | Water | Porous | Wet | R600a | MinimizeLCOE | IgnoreSilica | 279.5736 | 230.7458 | 27.3164 | 4 | 3228.8754 |  | 72.4067 |  | 210.0859 | -8.4255e-05 | 83400180299.8436 | 24404795.9925 | 2676511.7168 | 25568284.6138 | 40591420.1366 | 24077.0464 | 1501291.8505 | 0 | 36958888.7291 | 96159447.1625 | 65630798.5674 | 293515515.8155 | 3144235.0165 | 44820363.5998 |  | 1478867.319 | 9845793.7898 | 0 | 352804775.5407 |  | 237137.3706 | 109.2655 | 3228.8754 |  | 72.4067
1 | 5800 | 707 | 0.035 | 15 | 15 | 7 | 3.1623e-10 | 0 | Water | Porous | Wet | R600a | MinimizeLCOE | IgnoreSilica | 289.1863 | 238.762 | 28.2745 | 4 | 3195.7771 |  | 71.6645 |  | 210.1366 | -7.6501e-05 | 83144993852.7654 | 25009587.6886 | 2741275.1923 | 26276450.4217 | 41971968.5018 | 24077.0464 | 1529920.0251 | 0 | 38045778.7616 | 98987312.0753 | 67560874.4773 | 302147244.1901 | 3144235.0165 | 44820363.5998 |  | 1478867.319 | 9845793.7898 | 0 | 361436503.9152 |  | 316227.766 | 113.0982 | 3195.7771 |  | 71.6645
1 | 5800 | 707 | 0.035 | 15 | 15 | 7 | 4.217e-10 | 0 | Water | Porous | Wet | R600a | MinimizeLCOE | IgnoreSilica | 296.5527 | 244.9222 | 29.0089 | 4 | 3171.7205 |  | 71.1251 |  | 210.1834 | -7.4098e-05 | 82914101404.9738 | 25470498.8808 | 2790602.5391 | 26817415.3472 | 43026957.1576 | 24077.0464 | 1553203.7808 | 0 | 38876274.3533 | 101148091.2468 | 69035650.6614 | 308742771.0134 | 3144235.0165 | 44820363.5998 |  | 1478867.319 | 9845793.7898 | 0 | 368032030.7386 |  | 421696.5034 | 116.0355 | 3171.7205 |  | 71.1251
1 | 5800 | 707 | 0.035 | 15 | 15 | 7 | 5.6234e-10 | 0 | Water | Porous | Wet | R600a | MinimizeLCOE | IgnoreSilica | 300.3453 | 248.0998 | 29.4184 | 4 | 3155.7663 |  | 70.7673 |  | 210.2102 | -7.0411e-05 | 82991148258.2708 | 25706985.5607 | 2815902.1567 | 27095396.7113 | 43569088.5127 | 24077.0464 | 1542709.3007 | 0 | 39294122.1225 | 102235245.4301 | 69777655.7303 | 312061182.5714 | 3144235.0165 | 44820363.5998 |  | 1478867.319 | 9845793.7898 | 0 | 371350442.2966 |  | 562341.3252 | 117.6736 | 3155.7663 |  | 70.7673
1 | 5800 | 707 | 0.035 | 15 | 15 | 7 | 7.4989e-10 | 0 | Water | Porous | Wet | R600a | MinimizeLCOE | IgnoreSilica | 303.2347 | 250.5215 | 29.7309 | 4 | 3143.8146 |  | 70.4993 |  | 210.2307 | -6.8399e-05 | 83047264265.3476 | 25886653.5582 | 2835118.7964 | 27306778.5878 | 43981956.9607 | 24077.0464 | 1534396.5239 | 0 | 39611902.7745 | 103062045.5008 | 70341963.7676 | 314584893.5162 | 3144235.0165 | 44820363.5998 |  | 1478867.319 | 9845793.7898 | 0 | 373874153.2413 |  | 749894.2093 | 118.9237 | 3143.8146 |  | 70.4993
1 | 5800 | 707 | 0.035 | 15 | 15 | 7 | 1e-09 | 0 | Water | Porous | Wet | R600a | MinimizeLCOE | IgnoreSilica | 305.4079 | 252.3436 | 29.9668 | 4 | 3134.8782 |  | 70.2989 |  | 210.2462 | -6.6871e-05 | 83091198041.0215 | 26021508.2618 | 2849539.8646 | 27465543.3714 | 44292387.3104 | 24077.0464 | 1527608.7608 | 0 | 39850459.2 | 103682720.3852 | 70765587.1297 | 316479431.3302 | 3144235.0165 | 44820363.5998 |  | 1478867.319 | 9845793.7898 | 0 | 375768691.0553 |  | 1000000 | 119.8671 | 3134.8782 |  | 70.2989
1 | 5800 | 707 | 0.035 | 15 | 15 | 7 | 1.3335e-09 | 0 | Water | Porous | Wet | R600a | MinimizeLCOE | IgnoreSilica | 307.0474 | 253.7185 | 30.145 | 4 | 3128.1852 |  | 70.1488 |  | 210.258 | -6.5719e-05 | 83124245226.6661 | 26123093.4095 | 2860401.7469 | 27585199.7549 | 44526540.8738 | 24077.0464 | 1522298.3969 | 0 | 40030228.379 | 104150442.9134 | 71084817.366 | 317907099.8867 | 3144235.0165 | 44820363.5998 |  | 1478867.319 | 9845793.7898 | 0 | 377196359.6118 |  | 1333521.4322 | 120.5799 | 3128.1852 |  | 70.1488
1 | 5800 | 707 | 0.035 | 15 | 15 | 7 | 1.7783e-09 | 0 | Water | Porous | Wet | R600a | MinimizeLCOE | IgnoreSilica | 308.2849 | 254.7564 | 30.2796 | 4 | 3123.1688 |  | 70.0363 |  | 210.2668 | -6.4854e-05 | 83148729983.4726 | 26199675.7187 | 2868589.4278 | 27675439.4014 | 44703238.9372 | 24077.0464 | 1518226.7815 | 0 | 40165806.4521 | 104503189.2486 | 71325573.9879 | 318983817.0017 | 3144235.0165 | 44820363.5998 |  | 1478867.319 | 9845793.7898 | 0 | 378273076.7268 |  | 1778279.41 | 121.1184 | 3123.1688 |  | 70.0363
1 | 5800 | 707 | 0.035 | 15 | 15 | 7 | 2.3714e-09 | 0 | Water | Porous | Wet | R600a | MinimizeLCOE | IgnoreSilica | 309.2252 | 255.5452 | 30.3817 | 4 | 3119.4014 |  | 69.9518 |  | 210.2736 | -6.4212e-05 | 83165759169.0295 | 26257818.9341 | 2874805.2614 | 27743971.0312 | 44837499.3992 | 24077.0464 | 1515244.2672 | 0 | 40268832.2164 | 104771241.1537 | 71508524.9211 | 319802014.2305 | 3144235.0165 | 44820363.5998 |  | 1478867.319 | 9845793.7898 | 0 | 379091273.9556 |  | 2371373.7057 | 121.5269 | 3119.4014 |  | 69.9518
1 | 5800 | 707 | 0.035 | 15 | 15 | 7 | 3.1623e-09 | 0 | Water | Porous | Wet | R600a | MinimizeLCOE | IgnoreSilica | 309.922 | 256.1298 | 30.4577 | 4 | 3116.587 |  | 69.8887 |  | 210.2786 | -6.3721e-05 | 83180033376.1694 | 26300875.8188 | 2879408.0305 | 27794731.6392 | 44936970.6212 | 24077.0464 | 1512810.6324 | 0 | 40345060.7775 | 104969572.2331 | 71643889.9581 | 320407396.7572 | 3144235.0165 | 44820363.5998 |  | 1478867.319 | 9845793.7898 | 0 | 379696656.4823 |  | 3162277.6602 | 121.8309 | 3116.587 |  | 69.8887
1 | 5800 | 707 | 0.035 | 15 | 15 | 7 | 4.217e-09 | 0 | Water | Porous | Wet | R600a | MinimizeLCOE | IgnoreSilica | 310.4379 | 256.5627 | 30.5142 | 4 | 3114.4841 |  | 69.8415 |  | 210.2823 | -6.3346e-05 | 83191854712.9273 | 26332743.4691 | 2882814.5363 | 27832306.9325 | 45010616.1882 | 24077.0464 | 1510845.781 | 0 | 40401427.5418 | 105116226.9916 | 71743984.8442 | 320855043.3311 | 3144235.0165 | 44820363.5998 |  | 1478867.319 | 9845793.7898 | 0 | 380144303.0562 |  | 4216965.0343 | 122.0569 | 3114.4841 |  | 69.8415
1 | 5800 | 707 | 0.035 | 15 | 15 | 7 | 5.6234e-09 | 0 | Water | Porous | Wet | R600a | MinimizeLCOE | IgnoreSilica | 310.84 | 256.9001 | 30.5579 | 4 | 3112.8946 |  | 69.8059 |  | 210.2852 | -6.3077e-05 | 83198574960.5144 | 26357568.6007 | 2885468.1438 | 27861581.8364 | 45068016.3025 | 24077.0464 | 1509585.2066 | 0 | 40445455.8832 | 105230779.7043 | 71822169.4245 | 321204702.1484 | 3144235.0165 | 44820363.5998 |  | 1478867.319 | 9845793.7898 | 0 | 380493961.8735 |  | 5623413.2519 | 122.2316 | 3112.8946 |  | 69.8059
1 | 5800 | 707 | 0.035 | 15 | 15 | 7 | 7.4989e-09 | 0 | Water | Porous | Wet | R600a | MinimizeLCOE | IgnoreSilica | 311.1347 | 257.1473 | 30.5901 | 4 | 3111.7093 |  | 69.7793 |  | 210.2873 | -6.2869e-05 | 83204668439.8513 | 26375757.5658 | 2887412.3545 | 27883033.0022 | 45110076.6069 | 24077.0464 | 1508521.8923 | 0 | 40477662.6025 | 105314574.9815 | 71879361.423 | 321460477.4751 | 3144235.0165 | 44820363.5998 |  | 1478867.319 | 9845793.7898 | 0 | 380749737.2003 |  | 7498942.0933 | 122.3603 | 3111.7093 |  | 69.7793
1 | 5800 | 707 | 0.035 | 15 | 15 | 7 | 1e-08 | 0 | Water | Porous | Wet | R600a | MinimizeLCOE | IgnoreSilica | 311.3588 | 257.3354 | 30.6145 | 4 | 3110.818 |  | 69.7593 |  | 210.289 | -6.2715e-05 | 83208804536.1107 | 26389587.8524 | 2888890.6416 | 27899344.8497 | 45142065.8232 | 24077.0464 | 1507766.0833 | 0 | 40502175.5957 | 105378352.7614 | 71922891.0683 | 321655151.7221 | 3144235.0165 | 44820363.5998 |  | 1478867.319 | 9845793.7898 | 0 | 380944411.4472 |  | 10000000 | 122.458 | 3110.818 |  | 69.7593
1 | 5900 | 707 | 0.035 | 15 | 15 | 7 | 1e-13 | 0 | Water | Porous | Wet | R600a | MinimizeLCOE | IgnoreSilica | 0.95376 | 0.26456 | 0.014151 | 4 | 1095168.1749 |  | 24558.8798 |  | 125.9477 | -5.8134e-05 | 35542564181.58 | 160290.4743 | 11303.6505 | 117702.1815 | 75847.2773 | 24077.0464 | 59741.4483 | 0 | 175095.2105 | 455561.8208 | 310930.3035 | 1390549.4131 | 3144235.0165 | 45912383.1604 |  | 1478867.319 | 10064197.702 | 0 | 61990232.611 |  | 100 | 0.056603 | 1095168.1749 |  | 24558.8798
1 | 5900 | 707 | 0.035 | 15 | 15 | 7 | 1.3335e-13 | 0 | Water | Porous | Wet | R600a | MinimizeLCOE | IgnoreSilica | 1.251 | 0.43236 | 0.031527 | 4 | 496111.5769 |  | 11125.1814 |  | 141.0154 | -6.6298e-05 | 52347589073.5975 | 243658.5694 | 18964.2706 | 172544.7075 | 107142.3195 | 24077.0464 | 67881.9541 | 0 | 247364.8583 | 643592.6198 | 439265.1875 | 1964491.5332 | 3144235.0165 | 45912383.1604 |  | 1478867.319 | 10064197.702 | 0 | 62564174.7311 |  | 133.3521 | 0.12611 | 496111.5769 |  | 11125.1814
1 | 5900 | 707 | 0.035 | 15 | 15 | 7 | 1.7783e-13 | 0 | Water | Porous | Wet | R600a | MinimizeLCOE | IgnoreSilica | 1.6215 | 0.66452 | 0.059914 | 4 | 264260.4275 |  | 5925.9758 |  | 153.9659 | -7.4307e-05 | 71814561966.4583 | 353799.3895 | 30988.6241 | 240731.216 | 156068.6113 | 24077.0464 | 76318.6567 | 0 | 343973.5821 | 894948.702 | 610820.8785 | 2731726.7066 | 3144235.0165 | 45912383.1604 |  | 1478867.319 | 10064197.702 | 0 | 63331409.9045 |  | 177.8279 | 0.23966 | 264260.4275 |  | 5925.9758
1 | 5900 | 707 | 0.035 | 15 | 15 | 7 | 2.3714e-13 | 0 | Water | Porous | Wet | R600a | MinimizeLCOE | IgnoreSilica | 1.9188 | 1.1185 | 0.12415 | 4 | 134093.1866 |  | 3007.0071 |  | 161.4821 | -7.8138e-05 | 78857102117.7152 | 561302.244 | 67177.6937 | 359619.2303 | 841574.4831 | 24077.0464 | 81278.1605 | 0 | 754661.2546 | 1963473.7822 | 1340111.2017 | 5993275.0964 | 3144235.0165 | 45912383.1604 |  | 1478867.319 | 10064197.702 | 0 | 66592958.2943 |  | 237.1374 | 0.49662 | 134093.1866 |  | 3007.0071
1 | 5900 | 707 | 0.035 | 15 | 15 | 7 | 3.1623e-13 | 0 | Water | Porous | Wet | R600a | MinimizeLCOE | IgnoreSilica | 2.4329 | 1.5108 | 0.17043 | 4 | 98221.8692 |  | 2202.6015 |  | 170.8259 | -8.6015e-05 | 77900111564.5544 | 690837.0092 | 79160.0814 | 457693.7275 | 710580.9626 | 24077.0464 | 90920.2619 | 0 | 800774.9447 | 2083452.1447 | 1421998.8994 | 6359495.0779 | 3144235.0165 | 45912383.1604 |  | 1478867.319 | 10064197.702 | 0 | 66959178.2758 |  | 316.2278 | 0.68171 | 98221.8692 |  | 2202.6015
1 | 5900 | 707 | 0.035 | 15 | 15 | 7 | 4.217e-13 | 0 | Water | Porous | Wet | R600a | MinimizeLCOE | IgnoreSilica | 3.0565 | 2.0131 | 0.22945 | 4 | 73910.4937 |  | 1657.4248 |  | 178.4684 | -9.2504e-05 | 80410009353.4431 | 844744.3961 | 96791.6955 | 575826.5612 | 694054.0392 | 24077.0464 | 100865.2932 | 0 | 911180.0223 | 2370703.5094 | 1618053.8583 | 7236296.4216 | 3144235.0165 | 45912383.1604 |  | 1478867.319 | 10064197.702 | 0 | 67835979.6195 |  | 421.6965 | 0.91781 | 73910.4937 |  | 1657.4248
1 | 5900 | 707 | 0.035 | 15 | 15 | 7 | 5.6234e-13 | 0 | Water | Porous | Wet | R600a | MinimizeLCOE | IgnoreSilica | 3.8654 | 2.6742 | 0.3071 | 4 | 56318.6918 |  | 1262.933 |  | 185.0654 | -9.9588e-05 | 82348693075.5904 | 1031036.2904 | 118095.4819 | 722681.1148 | 761784.7072 | 24077.0464 | 113241.1782 | 0 | 1080657.1694 | 2811648.2815 | 1919007.7257 | 8582228.9955 | 3144235.0165 | 45912383.1604 |  | 1478867.319 | 10064197.702 | 0 | 69181912.1934 |  | 562.3413 | 1.2284 | 56318.6918 |  | 1262.933
1 | 5900 | 707 | 0.035 | 15 | 15 | 7 | 7.4989e-13 | 0 | Water | Porous | Wet | R600a | MinimizeLCOE | IgnoreSilica | 4.8937 | 3.5233 | 0.40716 | 4 | 43539.1759 |  | 976.3554 |  | 190.5429 | -3.3971e-07 | 83965360132.3023 | 1251531.1277 | 143254.748 | 901056.135 | 881732.5757 | 24077.0464 | 127283.2325 | 0 | 1298284.5975 | 3377870.2078 | 2305465.8251 | 10310555.4957 | 3144235.0165 | 45912383.1604 |  | 1478867.319 | 10064197.702 | 0 | 70910238.6936 |  | 749.8942 | 1.6287 | 43539.1759 |  | 976.3554
1 | 5900 | 707 | 0.035 | 15 | 15 | 7 | 1e-12 | 0 | Water | Porous | Wet | R600a | MinimizeLCOE | IgnoreSilica | 6.2238 | 4.6292 | 0.53767 | 4 | 33985.5919 |  | 762.1186 |  | 195.1012 | -3.6595e-07 | 85269075632.2124 | 1516658.0125 | 173438.8517 | 1120992.2129 | 1054184.035 | 24077.0464 | 143982.9346 | 0 | 1572999.9063 | 4092623.0895 | 2793299.3536 | 12492255.4425 | 3144235.0165 | 45912383.1604 |  | 1478867.319 | 10064197.702 | 0 | 73091938.6404 |  | 1000 | 2.1507 | 33985.5919 |  | 762.1186
1 | 5900 | 707 | 0.035 | 15 | 15 | 7 | 1.3335e-12 | 0 | Water | Porous | Wet | R600a | MinimizeLCOE | IgnoreSilica | 7.9365 | 6.0601 | 0.70691 | 4 | 26806.5783 |  | 601.131 |  | 198.8231 | -3.8768e-07 | 86373084627.6125 | 1833684.5416 | 209435.7834 | 1390531.3925 | 1286600.1801 | 24077.0464 | 163285.2385 | 0 | 1913969.5312 | 4979756.111 | 3398785.8695 | 15200125.6944 | 3144235.0165 | 45912383.1604 |  | 1478867.319 | 10064197.702 | 0 | 75799808.8923 |  | 1333.5214 | 2.8277 | 26806.5783 |  | 601.131
1 | 5900 | 707 | 0.035 | 15 | 15 | 7 | 1.7783e-12 | 0 | Water | Porous | Wet | R600a | MinimizeLCOE | IgnoreSilica | 10.2092 | 7.9649 | 0.93196 | 4 | 21258.7522 |  | 476.7223 |  | 201.9016 | -4.0909e-07 | 87216439562.0887 | 2223766.1384 | 253609.0645 | 1730362.8926 | 1601857.5876 | 24077.0464 | 187716.8462 | 0 | 2348341.9345 | 6109904.0025 | 4170135.0277 | 18649770.5404 | 3144235.0165 | 45912383.1604 |  | 1478867.319 | 10064197.702 | 0 | 79249453.7383 |  | 1778.2794 | 3.7279 | 21258.7522 |  | 476.7223
1 | 5900 | 707 | 0.035 | 15 | 15 | 7 | 2.3714e-12 | 0 | Water | Porous | Wet | R600a | MinimizeLCOE | IgnoreSilica | 13.181 | 10.4606 | 1.2272 | 4 | 17023.8388 |  | 381.7554 |  | 204.3687 | -4.2628e-07 | 87851127806.6919 | 2696124.6271 | 306926.0601 | 2151994.91 | 2018989.1014 | 24077.0464 | 216791.9766 | 0 | 2891812.4514 | 7523902.8063 | 5135218.266 | 22965837.2453 | 3144235.0165 | 45912383.1604 |  | 1478867.319 | 10064197.702 | 0 | 83565520.4432 |  | 2371.3737 | 4.9087 | 17023.8388 |  | 381.7554
1 | 5900 | 707 | 0.035 | 15 | 15 | 7 | 3.1623e-12 | 0 | Water | Porous | Wet | R600a | MinimizeLCOE | IgnoreSilica | 17.1058 | 13.761 | 1.6176 | 4 | 13757.1683 |  | 308.5012 |  | 206.3408 | -4.4081e-07 | 88365195015.3367 | 3273476.0144 | 371902.3553 | 2679882.2668 | 2573082.1854 | 24077.0464 | 252344.1129 | 0 | 3578157.9526 | 9309633.0117 | 6354015.8243 | 28416570.7698 | 3144235.0165 | 45912383.1604 |  | 1478867.319 | 10064197.702 | 0 | 89016253.9677 |  | 3162.2777 | 6.4705 | 13757.1683 |  | 308.5012
1 | 5900 | 707 | 0.035 | 15 | 15 | 7 | 4.217e-12 | 0 | Water | Porous | Wet | R600a | MinimizeLCOE | IgnoreSilica | 22.299 | 18.1318 | 2.1347 | 4 | 11232.7469 |  | 251.8916 |  | 207.9008 | -4.5293e-07 | 88747620175.1195 | 3979957.8937 | 451109.2473 | 3341546.335 | 3308987.5055 | 24077.0464 | 295921.3387 | 0 | 4446623.753 | 11569202.8772 | 7896218.6871 | 35313644.6838 | 3144235.0165 | 45912383.1604 |  | 1478867.319 | 10064197.702 | 0 | 95913327.8817 |  | 4216.965 | 8.5387 | 11232.7469 |  | 251.8916
1 | 5900 | 707 | 0.035 | 15 | 15 | 7 | 5.6234e-12 | 0 | Water | Porous | Wet | R600a | MinimizeLCOE | IgnoreSilica | 29.1326 | 23.8863 | 2.8157 | 4 | 9286.7581 |  | 208.2533 |  | 209.1175 | -4.6194e-07 | 89044153819.0743 | 4839480.2979 | 547112.6391 | 4165942.0296 | 4279151.3339 | 24077.0464 | 348498.8052 | 0 | 5539662.2393 | 14413064.8057 | 9837212.8888 | 43994202.0859 | 3144235.0165 | 45912383.1604 |  | 1478867.319 | 10064197.702 | 0 | 104593885.2838 |  | 5623.4133 | 11.2627 | 9286.7581 |  | 208.2533
1 | 5900 | 707 | 0.035 | 15 | 15 | 7 | 7.4989e-12 | 0 | Water | Porous | Wet | R600a | MinimizeLCOE | IgnoreSilica | 38.0996 | 31.4401 | 3.7098 | 4 | 7783.428 |  | 174.5415 |  | 210.0605 | -4.6833e-07 | 89258461329.9014 | 5882505.1276 | 663151.8952 | 5190165.0432 | 5553447.64 | 24077.0464 | 411919.6274 | 0 | 6912853.8881 | 17985827.7955 | 12275697.0422 | 54899645.1054 | 3144235.0165 | 45912383.1604 |  | 1478867.319 | 10064197.702 | 0 | 115499328.3033 |  | 7498.9421 | 14.8391 | 7783.428 |  | 174.5415
1 | 5900 | 707 | 0.035 | 15 | 15 | 7 | 1e-11 | 0 | Water | Porous | Wet | R600a | MinimizeLCOE | IgnoreSilica | 49.7905 | 41.2913 | 4.8758 | 4 | 6620.8383 |  | 148.4707 |  | 210.7875 | -4.7251e-07 | 89386015381.3706 | 7140855.2014 | 802596.0142 | 6454770.2905 | 7215236.2598 | 24077.0464 | 488192.6834 | 0 | 8629033.7233 | 22450975.6898 | 15323252.2297 | 68528989.1385 | 3144235.0165 | 45912383.1604 |  | 1478867.319 | 10064197.702 | 0 | 129128672.3364 |  | 10000 | 19.5034 | 6620.8383 |  | 148.4707
1 | 5900 | 707 | 0.035 | 15 | 15 | 7 | 1.3335e-11 | 0 | Water | Porous | Wet | R600a | MinimizeLCOE | IgnoreSilica | 64.7622 | 53.911 | 6.3701 | 4 | 5725.511 |  | 128.3932 |  | 211.3441 | -4.7373e-07 | 89442321003.0821 | 8634104.849 | 967334.1562 | 7989798.3214 | 9343983.6806 | 24077.0464 | 577753.3192 | 0 | 10739450.0353 | 27941846.0279 | 19070884.0615 | 85289231.4974 | 3144235.0165 | 45912383.1604 |  | 1478867.319 | 10064197.702 | 0 | 145888914.6953 |  | 13335.2143 | 25.4805 | 5725.511 |  | 128.3932
1 | 5900 | 707 | 0.035 | 15 | 15 | 7 | 1.7783e-11 | 0 | Water | Porous | Wet | R600a | MinimizeLCOE | IgnoreSilica | 83.5099 | 69.7197 | 8.2424 | 4 | 5037.611 |  | 112.9672 |  | 211.7717 | -4.7205e-07 | 89404511871.6992 | 10371134.1009 | 1158113.6959 | 9814728.7725 | 12009498.0652 | 24077.0464 | 681113.3741 | 0 | 13282879.3714 | 34559327.4313 | 23587451.095 | 105488322.9526 | 3144235.0165 | 45912383.1604 |  | 1478867.319 | 10064197.702 | 0 | 166088006.1505 |  | 17782.7941 | 32.9696 | 5037.611 |  | 112.9672
1 | 5900 | 707 | 0.035 | 15 | 15 | 7 | 2.3714e-11 | 0 | Water | Porous | Wet | R600a | MinimizeLCOE | IgnoreSilica | 106.0385 | 88.7269 | 10.4951 | 4 | 4514.3286 |  | 101.2327 |  | 212.1022 | -4.6631e-07 | 89276952365.2352 | 12318011.9987 | 1371011.7588 | 11902502.5154 | 15211443.6678 | 24077.0464 | 794888.7117 | 0 | 16232554.9225 | 42233778.1536 | 28825421.4072 | 128913690.182 | 3144235.0165 | 45912383.1604 |  | 1478867.319 | 10064197.702 | 0 | 189513373.3799 |  | 23713.7371 | 41.9804 | 4514.3286 |  | 101.2327
1 | 5900 | 707 | 0.035 | 15 | 15 | 7 | 3.1623e-11 | 0 | Water | Porous | Wet | R600a | MinimizeLCOE | IgnoreSilica | 131.7654 | 110.4491 | 13.0715 | 4 | 4120.1054 |  | 92.3924 |  | 212.3634 | -4.5648e-07 | 89037553079.2937 | 14403737.9161 | 1598144.4168 | 14181553.7705 | 18865725.3456 | 24077.0464 | 914545.7391 | 0 | 19495235.8515 | 50722604.6628 | 34619219.9276 | 154824844.6764 | 3144235.0165 | 45912383.1604 |  | 1478867.319 | 10064197.702 | 0 | 215424527.8743 |  | 31622.7766 | 52.2862 | 4120.1054 |  | 92.3924
1 | 5900 | 707 | 0.035 | 15 | 15 | 7 | 4.217e-11 | 0 | Water | Porous | Wet | R600a | MinimizeLCOE | IgnoreSilica | 159.24 | 133.6706 | 15.8292 | 4 | 3827.3919 |  | 85.8283 |  | 212.5748 | -4.4251e-07 | 88698542867.5784 | 16509044.0259 | 1826532.9154 | 16520479.6141 | 22764925.0925 | 24077.0464 | 1032059.3969 | 0 | 22884076.0555 | 59539671.727 | 40637049.3716 | 181737915.2451 | 3144235.0165 | 45912383.1604 |  | 1478867.319 | 10064197.702 | 0 | 242337598.443 |  | 42169.6503 | 63.3166 | 3827.3919 |  | 85.8283
1 | 5900 | 707 | 0.035 | 15 | 15 | 7 | 5.6234e-11 | 0 | Water | Porous | Wet | R600a | MinimizeLCOE | IgnoreSilica | 186.5916 | 156.8162 | 18.5816 | 4 | 3612.6244 |  | 81.0122 |  | 212.7499 | -4.2561e-07 | 88281236494.2524 | 18507167.4992 | 2042566.3916 | 18771840.514 | 26642552.7178 | 24077.0464 | 1140210.7313 | 0 | 26180081.8111 | 68115202.5992 | 46490025.4014 | 207913724.7119 | 3144235.0165 | 45912383.1604 |  | 1478867.319 | 10064197.702 | 0 | 268513407.9098 |  | 56234.1325 | 74.3264 | 3612.6244 |  | 81.0122
1 | 5900 | 707 | 0.035 | 15 | 15 | 7 | 7.4989e-11 | 0 | Water | Porous | Wet | R600a | MinimizeLCOE | IgnoreSilica | 212.0043 | 178.3499 | 21.1468 | 4 | 3456.5162 |  | 77.5115 |  | 212.8957 | -4.0729e-07 | 87833778712.2066 | 20292809.5084 | 2235081.9341 | 20807135.873 | 30241118.8032 | 24077.0464 | 1233166.0331 | 0 | 29185021.7873 | 75933440.0193 | 51826133.0894 | 231777984.0941 | 3144235.0165 | 45912383.1604 |  | 1478867.319 | 10064197.702 | 0 | 292377667.292 |  | 74989.4209 | 84.5874 | 3456.5162 |  | 77.5115
1 | 5900 | 707 | 0.035 | 15 | 15 | 7 | 1e-10 | 0 | Water | Porous | Wet | R600a | MinimizeLCOE | IgnoreSilica | 234.3212 | 197.2854 | 23.4064 | 4 | 3343.3608 |  | 74.9741 |  | 213.0165 | -3.8936e-07 | 87395070195.8662 | 21813535.3914 | 2398661.1912 | 22556409.5922 | 33397634.7648 | 24077.0464 | 1309319.5397 | 0 | 31784858.635 | 82697682.1973 | 56442867.3671 | 252425045.725 | 3144235.0165 | 45912383.1604 |  | 1478867.319 | 10064197.702 | 0 | 313024728.9229 |  | 100000 | 93.6258 | 3343.3608 |  | 74.9741
1 | 5900 | 707 | 0.035 | 15 | 15 | 7 | 1.3335e-10 | 0 | Water | Porous | Wet | R600a | MinimizeLCOE | IgnoreSilica | 253.0495 | 213.1955 | 25.3084 | 4 | 3261.2965 |  | 73.1338 |  | 213.1148 | -3.576e-07 | 86999164488.8931 | 23059892.2254 | 2532485.9276 | 24000285.5539 | 36043750.6627 | 24077.0464 | 1369184.2962 | 0 | 33941573.5277 | 88309011.9451 | 60272715.2213 | 269552976.4063 | 3144235.0165 | 45912383.1604 |  | 1478867.319 | 10064197.702 | 0 | 330152659.6043 |  | 133352.1432 | 101.2336 | 3261.2965 |  | 73.1338
1 | 5900 | 707 | 0.035 | 15 | 15 | 7 | 1.7783e-10 | 0 | Water | Porous | Wet | R600a | MinimizeLCOE | IgnoreSilica | 268.2654 | 226.1354 | 26.8578 | 4 | 3201.5533 |  | 71.7941 |  | 213.1935 | -9.6307e-05 | 86660781668.2538 | 24054475.5568 | 2639128.3133 | 25158743.1052 | 38191621.2499 | 24077.0464 | 1415127.7924 | 0 | 35678437.495 | 92827975.708 | 63357000.8449 | 283346587.1119 | 3144235.0165 | 45912383.1604 |  | 1478867.319 | 10064197.702 | 0 | 343946270.3098 |  | 177827.941 | 107.4311 | 3201.5533 |  | 71.7941
1 | 5900 | 707 | 0.035 | 15 | 15 | 7 | 2.3714e-10 | 0 | Water | Porous | Wet | R600a | MinimizeLCOE | IgnoreSilica | 280.3648 | 236.4341 | 28.0923 | 4 | 3157.8308 |  | 70.8136 |  | 213.2556 | -8.7622e-05 | 86379575687.7117 | 24834707.9091 | 2722698.2587 | 26071264.2889 | 39898246.0322 | 24077.0464 | 1450179.7554 | 0 | 37050457.5833 | 96397690.5379 | 65793404.5666 | 294242725.9783 | 3144235.0165 | 45912383.1604 |  | 1478867.319 | 10064197.702 | 0 | 354842409.1762 |  | 237137.3706 | 112.369 | 3157.8308 |  | 70.8136
1 | 5900 | 707 | 0.035 | 15 | 15 | 7 | 3.1623e-10 | 0 | Water | Porous | Wet | R600a | MinimizeLCOE | IgnoreSilica | 289.7905 | 244.4627 | 29.0561 | 4 | 3125.7358 |  | 70.0939 |  | 213.3038 | -7.9566e-05 | 86158264981.7086 | 25436387.6341 | 2787091.6192 | 26777132.732 | 41226938.5468 | 24077.0464 | 1476124.1109 | 0 | 38113823.1588 | 99164349.6391 | 67681706.2523 | 302687630.7396 | 3144235.0165 | 45912383.1604 |  | 1478867.319 | 10064197.702 | 0 | 363287313.9375 |  | 316227.766 | 116.2246 | 3125.7358 |  | 70.0939
1 | 5900 | 707 | 0.035 | 15 | 15 | 7 | 4.217e-10 | 0 | Water | Porous | Wet | R600a | MinimizeLCOE | IgnoreSilica | 296.9011 | 250.5386 | 29.7847 | 4 | 3102.5921 |  | 69.5749 |  | 213.3495 | -7.6952e-05 | 85960678143.9655 | 25888066.2209 | 2835402.337 | 27308240.9266 | 42226442.068 | 24077.0464 | 1496290.8102 | 0 | 38913622.5695 | 101245263.6444 | 69101972.8194 | 309039378.4424 | 3144235.0165 | 45912383.1604 |  | 1478867.319 | 10064197.702 | 0 | 369639061.6403 |  | 421696.5034 | 119.1388 | 3102.5921 |  | 69.5749
1 | 5900 | 707 | 0.035 | 15 | 15 | 7 | 5.6234e-10 | 0 | Water | Porous | Wet | R600a | MinimizeLCOE | IgnoreSilica | 300.6205 | 253.7223 | 30.1948 | 4 | 3087.3603 |  | 69.2333 |  | 213.3758 | -7.4175e-05 | 86038937385.3003 | 26123516.2346 | 2860575.8813 | 27585502.6878 | 42748466.019 | 24077.0464 | 1485745.8132 | 0 | 39322874.6361 | 102310053.5725 | 69828713.8246 | 312289525.7155 | 3144235.0165 | 45912383.1604 |  | 1478867.319 | 10064197.702 | 0 | 372889208.9134 |  | 562341.3252 | 120.7793 | 3087.3603 |  | 69.2333
1 | 5900 | 707 | 0.035 | 15 | 15 | 7 | 7.4989e-10 | 0 | Water | Porous | Wet | R600a | MinimizeLCOE | IgnoreSilica | 303.4394 | 256.136 | 30.5065 | 4 | 3075.9666 |  | 68.9778 |  | 213.3957 | -7.2072e-05 | 86098113759.8949 | 26301473.5443 | 2879598.0986 | 27795245.1484 | 43143957.8104 | 24077.0464 | 1477207.5452 | 0 | 39632408.0854 | 103115396.1134 | 70378376.6569 | 314747740.0489 | 3144235.0165 | 45912383.1604 |  | 1478867.319 | 10064197.702 | 0 | 375347423.2468 |  | 749894.2093 | 122.0258 | 3075.9666 |  | 68.9778
1 | 5900 | 707 | 0.035 | 15 | 15 | 7 | 1e-09 | 0 | Water | Porous | Wet | R600a | MinimizeLCOE | IgnoreSilica | 305.571 | 257.9618 | 30.7426 | 4 | 3067.4376 |  | 68.7865 |  | 213.4109 | -7.0487e-05 | 86142577739.8413 | 26435777.0313 | 2893951.5799 | 27953640.4165 | 43442962.8519 | 24077.0464 | 1470456.4213 | 0 | 39866137.4854 | 103723512.0678 | 70793428.2913 | 316603943.1918 | 3144235.0165 | 45912383.1604 |  | 1478867.319 | 10064197.702 | 0 | 377203626.3897 |  | 1000000 | 122.9703 | 3067.4376 |  | 68.7865
1 | 5900 | 707 | 0.035 | 15 | 15 | 7 | 1.3335e-09 | 0 | Water | Porous | Wet | R600a | MinimizeLCOE | IgnoreSilica | 307.1789 | 259.3393 | 30.9209 | 4 | 3061.0511 |  | 68.6433 |  | 213.4224 | -6.9292e-05 | 86176054224.292 | 26536927.3918 | 2904760.4632 | 28072994.0412 | 43668455.534 | 24077.0464 | 1465183.062 | 0 | 40042235.04 | 104181681.7822 | 71106138.5359 | 318002452.8965 | 3144235.0165 | 45912383.1604 |  | 1478867.319 | 10064197.702 | 0 | 378602136.0944 |  | 1333521.4322 | 123.6837 | 3061.0511 |  | 68.6433
1 | 5900 | 707 | 0.035 | 15 | 15 | 7 | 1.7783e-09 | 0 | Water | Porous | Wet | R600a | MinimizeLCOE | IgnoreSilica | 308.3969 | 260.383 | 31.056 | 4 | 3056.2599 |  | 68.5359 |  | 213.4311 | -6.8399e-05 | 86200240993.503 | 26613462.0926 | 2912938.1266 | 28163335.4468 | 43839247.5272 | 24077.0464 | 1461213.1371 | 0 | 40175566.6169 | 104528583.1953 | 71342905.8784 | 319061329.0672 | 3144235.0165 | 45912383.1604 |  | 1478867.319 | 10064197.702 | 0 | 379661012.2651 |  | 1778279.41 | 124.2241 | 3056.2599 |  | 68.5359
1 | 5900 | 707 | 0.035 | 15 | 15 | 7 | 2.3714e-09 | 0 | Water | Porous | Wet | R600a | MinimizeLCOE | IgnoreSilica | 309.2984 | 261.1555 | 31.1564 | 4 | 3052.6853 |  | 68.4557 |  | 213.4375 | -6.7715e-05 | 86220521953.6448 | 26670060.6415 | 2918985.1875 | 28230162.6787 | 43965632.1242 | 24077.0464 | 1457943.4433 | 0 | 40274075.8374 | 104784883.9801 | 71517836.4305 | 319843657.3698 | 3144235.0165 | 45912383.1604 |  | 1478867.319 | 10064197.702 | 0 | 380443340.5677 |  | 2371373.7057 | 124.6258 | 3052.6853 |  | 68.4557
1 | 5900 | 707 | 0.035 | 15 | 15 | 7 | 3.1623e-09 | 0 | Water | Porous | Wet | R600a | MinimizeLCOE | IgnoreSilica | 309.9951 | 261.7527 | 31.2336 | 4 | 3049.9869 |  | 68.3952 |  | 213.4425 | -6.7218e-05 | 86233046347.4095 | 26713777.3719 | 2923655.6813 | 28281790.7436 | 44063321.1634 | 24077.0464 | 1455740.3998 | 0 | 40350321.3385 | 104983259.1338 | 71653231.5491 | 320449174.4278 | 3144235.0165 | 45912383.1604 |  | 1478867.319 | 10064197.702 | 0 | 381048857.6257 |  | 3162277.6602 | 124.9346 | 3049.9869 |  | 68.3952
1 | 5900 | 707 | 0.035 | 15 | 15 | 7 | 4.217e-09 | 0 | Water | Porous | Wet | R600a | MinimizeLCOE | IgnoreSilica | 310.5085 | 262.1926 | 31.2908 | 4 | 3047.9747 |  | 68.3501 |  | 213.4462 | -6.6835e-05 | 86243879361.1899 | 26745970.778 | 2927094.9332 | 28319816.0822 | 44135282.3528 | 24077.0464 | 1453913.9573 | 0 | 40406400.5085 | 105129165.6306 | 71752815.7312 | 320894537.0201 | 3144235.0165 | 45912383.1604 |  | 1478867.319 | 10064197.702 | 0 | 381494220.218 |  | 4216965.0343 | 125.1632 | 3047.9747 |  | 68.3501
1 | 5900 | 707 | 0.035 | 15 | 15 | 7 | 5.6234e-09 | 0 | Water | Porous | Wet | R600a | MinimizeLCOE | IgnoreSilica | 310.8789 | 262.5102 | 31.3324 | 4 | 3046.4814 |  | 68.3166 |  | 213.4489 | -6.6535e-05 | 86254131073.4937 | 26769197.4952 | 2929576.19 | 28347253.5206 | 44187204.1746 | 24077.0464 | 1452305.3205 | 0 | 40446749.3614 | 105234145.0694 | 71824466.3553 | 321214974.5334 | 3144235.0165 | 45912383.1604 |  | 1478867.319 | 10064197.702 | 0 | 381814657.7313 |  | 5623413.2519 | 125.3297 | 3046.4814 |  | 68.3166
1 | 5900 | 707 | 0.035 | 15 | 15 | 7 | 7.4989e-09 | 0 | Water | Porous | Wet | R600a | MinimizeLCOE | IgnoreSilica | 311.1838 | 262.7715 | 31.366 | 4 | 3045.3349 |  | 68.2909 |  | 213.4511 | -6.6334e-05 | 86260133746.0901 | 26788302.1386 | 2931617.0478 | 28369823.5691 | 44229943.7614 | 24077.0464 | 1451495.4259 | 0 | 40480151.0058 | 105321049.2963 | 71883780.2759 | 321480239.5672 | 3144235.0165 | 45912383.1604 |  | 1478867.319 | 10064197.702 | 0 | 382079922.7651 |  | 7498942.0933 | 125.464 | 3045.3349 |  | 68.2909
1 | 5900 | 707 | 0.035 | 15 | 15 | 7 | 1e-08 | 0 | Water | Porous | Wet | R600a | MinimizeLCOE | IgnoreSilica | 311.3905 | 262.9487 | 31.3893 | 4 | 3044.4975 |  | 68.2721 |  | 213.4526 | -6.6163e-05 | 86264094542.5596 | 26801256.4116 | 2933000.8667 | 28385128.6359 | 44258912.314 | 24077.0464 | 1450551.2726 | 0 | 40502641.3534 | 105379564.5673 | 71923718.1507 | 321658850.6185 | 3144235.0165 | 45912383.1604 |  | 1478867.319 | 10064197.702 | 0 | 382258533.8165 |  | 10000000 | 125.5572 | 3044.4975 |  | 68.2721
1 | 6000 | 707 | 0.035 | 15 | 15 | 7 | 1e-13 | 0 | Water | Porous | Wet | R600a | MinimizeLCOE | IgnoreSilica | 0.99265 | 0.28925 | 0.016553 | 4 | 957569.3163 |  | 21473.2589 |  | 129.1929 | -6.0882e-05 | 39384549692.4153 | 173444.8085 | 12475.0124 | 126133.679 | 80242.2166 | 24077.0464 | 61463.8786 | 0 | 186356.2902 | 484860.8402 | 330927.4863 | 1479981.2582 | 3144235.0165 | 47016122.9028 |  | 1478867.319 | 10284945.6504 | 0 | 63404152.1469 |  | 100 | 0.066214 | 957569.3163 |  | 21473.2589
1 | 6000 | 707 | 0.035 | 15 | 15 | 7 | 1.3335e-13 | 0 | Water | Porous | Wet | R600a | MinimizeLCOE | IgnoreSilica | 1.2899 | 0.4638 | 0.035447 | 4 | 451346.1489 |  | 10121.3276 |  | 143.8926 | -6.8426e-05 | 57237549145.0033 | 259728.4928 | 20656.2083 | 182120.9734 | 113393.9736 | 24077.0464 | 68922.2952 | 0 | 260870.6059 | 678731.8048 | 463248.4033 | 2071749.8036 | 3144235.0165 | 47016122.9028 |  | 1478867.319 | 10284945.6504 | 0 | 63995920.6924 |  | 133.3521 | 0.14179 | 451346.1489 |  | 10121.3276
1 | 6000 | 707 | 0.035 | 15 | 15 | 7 | 1.7783e-13 | 0 | Water | Porous | Wet | R600a | MinimizeLCOE | IgnoreSilica | 1.6604 | 0.69991 | 0.066361 | 4 | 244085.8435 |  | 5473.5656 |  | 156.6372 | -7.5838e-05 | 80799482492.0084 | 375020.0881 | 34276.7293 | 250090.016 | 165565.6668 | 24077.0464 | 76626.4505 | 0 | 361005.8389 | 939263.1402 | 641066.3931 | 2866991.3693 | 3144235.0165 | 47016122.9028 |  | 1478867.319 | 10284945.6504 | 0 | 64791162.2581 |  | 177.8279 | 0.26544 | 244085.8435 |  | 5473.5656
1 | 6000 | 707 | 0.035 | 15 | 15 | 7 | 2.3714e-13 | 0 | Water | Porous | Wet | R600a | MinimizeLCOE | IgnoreSilica | 1.9725 | 1.1777 | 0.13173 | 4 | 129243.0988 |  | 2898.245 |  | 164.4077 | -8.0668e-05 | 78471087445.4096 | 581592.6191 | 68231.0779 | 374858.6531 | 863793.2402 | 24077.0464 | 82040.4781 | 0 | 777891.3147 | 2023913.6335 | 1381362.6421 | 6177760.705 | 3144235.0165 | 47016122.9028 |  | 1478867.319 | 10284945.6504 | 0 | 68101931.5938 |  | 237.1374 | 0.52693 | 129243.0988 |  | 2898.245
1 | 6000 | 707 | 0.035 | 15 | 15 | 7 | 3.1623e-13 | 0 | Water | Porous | Wet | R600a | MinimizeLCOE | IgnoreSilica | 2.5035 | 1.5918 | 0.1802 | 4 | 94693.8388 |  | 2123.4863 |  | 173.8628 | -8.9279e-05 | 80133327198.7055 | 716573.4956 | 82114.4505 | 477218.183 | 651885.077 | 24077.0464 | 91826.0943 | 0 | 797040.7952 | 2073736.6536 | 1415367.8771 | 6329839.6727 | 3144235.0165 | 47016122.9028 |  | 1478867.319 | 10284945.6504 | 0 | 68254010.5614 |  | 316.2278 | 0.72079 | 94693.8388 |  | 2123.4863
1 | 6000 | 707 | 0.035 | 15 | 15 | 7 | 4.217e-13 | 0 | Water | Porous | Wet | R600a | MinimizeLCOE | IgnoreSilica | 3.1297 | 2.1072 | 0.24115 | 4 | 71773.4531 |  | 1609.5022 |  | 181.4 | -9.5161e-05 | 82822055401.8526 | 872252.518 | 99946.0824 | 597256.5765 | 665199.3178 | 24077.0464 | 100879.7376 | 0 | 920248.3987 | 2394297.5644 | 1634157.2856 | 7308314.5273 | 3144235.0165 | 47016122.9028 |  | 1478867.319 | 10284945.6504 | 0 | 69232485.4161 |  | 421.6965 | 0.9646 | 71773.4531 |  | 1609.5022
1 | 6000 | 707 | 0.035 | 15 | 15 | 7 | 5.6234e-13 | 0 | Water | Porous | Wet | R600a | MinimizeLCOE | IgnoreSilica | 3.958 | 2.7988 | 0.32264 | 4 | 54741.3035 |  | 1227.5604 |  | 188.0574 | -3.2631e-07 | 84820165565.2796 | 1064563.9477 | 121930.0416 | 749501.2924 | 743221.4903 | 24077.0464 | 113131.0721 | 0 | 1098405.7073 | 2857826.3363 | 1950525.197 | 8723182.1309 | 3144235.0165 | 47016122.9028 |  | 1478867.319 | 10284945.6504 | 0 | 70647353.0196 |  | 562.3413 | 1.2906 | 54741.3035 |  | 1227.5604
1 | 6000 | 707 | 0.035 | 15 | 15 | 7 | 7.4989e-13 | 0 | Water | Porous | Wet | R600a | MinimizeLCOE | IgnoreSilica | 5.0058 | 3.6827 | 0.4272 | 4 | 42384.8172 |  | 950.4692 |  | 193.5591 | -3.5633e-07 | 86509006017.0522 | 1291103.7449 | 147766.5251 | 933527.4387 | 867846.6809 | 24077.0464 | 126766.0749 | 0 | 1322524.1293 | 3440936.4973 | 2348509.8636 | 10503058.0011 | 3144235.0165 | 47016122.9028 |  | 1478867.319 | 10284945.6504 | 0 | 72427228.8898 |  | 749.8942 | 1.7088 | 42384.8172 |  | 950.4692
1 | 6000 | 707 | 0.035 | 15 | 15 | 7 | 1e-12 | 0 | Water | Porous | Wet | R600a | MinimizeLCOE | IgnoreSilica | 6.3675 | 4.8395 | 0.56413 | 4 | 33092.5724 |  | 742.0929 |  | 198.1606 | -3.8515e-07 | 87845949930.6737 | 1564874.4397 | 178926.7842 | 1161548.4675 | 1043755.6358 | 24077.0464 | 143278.7821 | 0 | 1605419.8507 | 4176973.1346 | 2850869.9926 | 12749724.1335 | 3144235.0165 | 47016122.9028 |  | 1478867.319 | 10284945.6504 | 0 | 74673895.0222 |  | 1000 | 2.2565 | 33092.5724 |  | 742.0929
1 | 6000 | 707 | 0.035 | 15 | 15 | 7 | 1.3335e-12 | 0 | Water | Porous | Wet | R600a | MinimizeLCOE | IgnoreSilica | 8.1191 | 6.3347 | 0.74153 | 4 | 26112.4414 |  | 585.5651 |  | 201.9119 | -4.0894e-07 | 88979713078.2003 | 1891907.5234 | 216047.1525 | 1440706.2488 | 1278729.2483 | 24077.0464 | 162271.757 | 0 | 1955358.2008 | 5087440.9395 | 3472282.9776 | 15528821.0944 | 3144235.0165 | 47016122.9028 |  | 1478867.319 | 10284945.6504 | 0 | 77452991.9832 |  | 1333.5214 | 2.9661 | 26112.4414 |  | 585.5651
1 | 6000 | 707 | 0.035 | 15 | 15 | 7 | 1.7783e-12 | 0 | Water | Porous | Wet | R600a | MinimizeLCOE | IgnoreSilica | 10.4379 | 8.3203 | 0.97695 | 4 | 20722.7817 |  | 464.7033 |  | 205.0083 | -4.3199e-07 | 89823718299.6697 | 2293409.2777 | 261482.034 | 1791873.4836 | 1595751.8762 | 24077.0464 | 186156.197 | 0 | 2399572.4668 | 6243195.3385 | 4261109.1034 | 19056626.8235 | 3144235.0165 | 47016122.9028 |  | 1478867.319 | 10284945.6504 | 0 | 80980797.7122 |  | 1778.2794 | 3.9078 | 20722.7817 |  | 464.7033
1 | 6000 | 707 | 0.035 | 15 | 15 | 7 | 2.3714e-12 | 0 | Water | Porous | Wet | R600a | MinimizeLCOE | IgnoreSilica | 13.471 | 10.923 | 1.2859 | 4 | 16602.24 |  | 372.3012 |  | 207.4923 | -4.5064e-07 | 90516089827.4565 | 2779883.7486 | 316382.2644 | 2227757.6568 | 2014383.7305 | 24077.0464 | 214625.4517 | 0 | 2955072.8604 | 7688493.4139 | 5247554.7377 | 23468230.9103 | 3144235.0165 | 47016122.9028 |  | 1478867.319 | 10284945.6504 | 0 | 85392401.799 |  | 2371.3737 | 5.1434 | 16602.24 |  | 372.3012
1 | 6000 | 707 | 0.035 | 15 | 15 | 7 | 3.1623e-12 | 0 | Water | Porous | Wet | R600a | MinimizeLCOE | IgnoreSilica | 17.4838 | 14.3709 | 1.695 | 4 | 13417.3739 |  | 300.8813 |  | 209.4814 | -4.6682e-07 | 91056928024.4846 | 3375544.5112 | 383363.8226 | 2774476.7141 | 2571396.3868 | 24077.0464 | 249663.4366 | 0 | 3657623.5479 | 9516386.1899 | 6495129.1168 | 29047660.7723 | 3144235.0165 | 47016122.9028 |  | 1478867.319 | 10284945.6504 | 0 | 90971831.661 |  | 3162.2777 | 6.7802 | 13417.3739 |  | 300.8813
1 | 6000 | 707 | 0.035 | 15 | 15 | 7 | 4.217e-12 | 0 | Water | Porous | Wet | R600a | MinimizeLCOE | IgnoreSilica | 22.7548 | 18.9037 | 2.2334 | 4 | 10967.1699 |  | 245.9361 |  | 211.0455 | -4.7893e-07 | 91462622108.6616 | 4099388.6316 | 464499.7335 | 3454870.3601 | 3304981.8327 | 24077.0464 | 291669.667 | 0 | 4539400.0358 | 11810587.7341 | 8060968.8118 | 36050443.8529 | 3144235.0165 | 47016122.9028 |  | 1478867.319 | 10284945.6504 | 0 | 97974614.7416 |  | 4216.965 | 8.9334 | 10967.1699 |  | 245.9361
1 | 6000 | 707 | 0.035 | 15 | 15 | 7 | 5.6234e-12 | 0 | Water | Porous | Wet | R600a | MinimizeLCOE | IgnoreSilica | 29.7394 | 24.9134 | 2.9468 | 4 | 9064.9605 |  | 203.2795 |  | 212.2754 | -4.8937e-07 | 91753447359.2247 | 4986352.6388 | 563515.6007 | 4308646.5537 | 4278931.8906 | 24077.0464 | 343564.7453 | 0 | 5656984.5055 | 14718313.2762 | 10045551.2421 | 44925937.4993 | 3144235.0165 | 47016122.9028 |  | 1478867.319 | 10284945.6504 | 0 | 106850108.3881 |  | 5623.4133 | 11.7872 | 9064.9605 |  | 203.2795
1 | 6000 | 707 | 0.035 | 15 | 15 | 7 | 7.4989e-12 | 0 | Water | Porous | Wet | R600a | MinimizeLCOE | IgnoreSilica | 38.889 | 32.789 | 3.882 | 4 | 7597.5755 |  | 170.3738 |  | 213.2266 | -4.9659e-07 | 91969562779.9049 | 6060858.0411 | 682986.8457 | 5367558.0512 | 5555930.228 | 24077.0464 | 405871.8027 | 0 | 7057939.9859 | 18363312.0607 | 12533337.8097 | 56051871.8714 | 3144235.0165 | 47016122.9028 |  | 1478867.319 | 10284945.6504 | 0 | 117976042.7601 |  | 7498.9421 | 15.5281 | 7597.5755 |  | 170.3738
1 | 6000 | 707 | 0.035 | 15 | 15 | 7 | 1e-11 | 0 | Water | Porous | Wet | R600a | MinimizeLCOE | IgnoreSilica | 50.7863 | 43.0327 | 5.0987 | 4 | 6464.3168 |  | 144.9607 |  | 213.9584 | -5.01e-07 | 92108613998.8127 | 7353913.806 | 826154.8357 | 6671644.1772 | 7217135.3816 | 24077.0464 | 480326.5634 | 0 | 8803568.206 | 22905078.6118 | 15633186.8048 | 69915085.4327 | 3144235.0165 | 47016122.9028 |  | 1478867.319 | 10284945.6504 | 0 | 131839256.3214 |  | 10000 | 20.3949 | 6464.3168 |  | 144.9607
1 | 6000 | 707 | 0.035 | 15 | 15 | 7 | 1.3335e-11 | 0 | Water | Porous | Wet | R600a | MinimizeLCOE | IgnoreSilica | 66.0191 | 56.1523 | 6.6574 | 4 | 5590.6933 |  | 125.3699 |  | 214.5192 | -5.0245e-07 | 92169373802.9429 | 8888362.9136 | 995313.058 | 8254447.7263 | 9344371.2916 | 24077.0464 | 567929.3493 | 0 | 10949055.5402 | 28487196.5555 | 19443097.0025 | 86953850.4832 | 3144235.0165 | 47016122.9028 |  | 1478867.319 | 10284945.6504 | 0 | 148878021.3719 |  | 13335.2143 | 26.6296 | 5590.6933 |  | 125.3699
1 | 6000 | 707 | 0.035 | 15 | 15 | 7 | 1.7783e-11 | 0 | Water | Porous | Wet | R600a | MinimizeLCOE | IgnoreSilica | 85.0252 | 72.5281 | 8.6037 | 4 | 4920.3458 |  | 110.3376 |  | 214.9491 | -5.0046e-07 | 92145578910.6397 | 10667433.3308 | 1190575.1355 | 10129756.3724 | 11998302.4537 | 24077.0464 | 668314.2716 | 0 | 13524598.858 | 35188231.952 | 24016691.3531 | 107407980.7735 | 3144235.0165 | 47016122.9028 |  | 1478867.319 | 10284945.6504 | 0 | 169332151.6622 |  | 17782.7941 | 34.4147 | 4920.3458 |  | 110.3376
1 | 6000 | 707 | 0.035 | 15 | 15 | 7 | 2.3714e-11 | 0 | Water | Porous | Wet | R600a | MinimizeLCOE | IgnoreSilica | 107.8025 | 92.1637 | 10.939 | 4 | 4410.4549 |  | 98.9034 |  | 215.281 | -4.9423e-07 | 92032475627.0523 | 12656863.3857 | 1407993.9375 | 12269925.2789 | 15177597.1308 | 24077.0464 | 778498.2129 | 0 | 16502832.4469 | 42936984.8304 | 29305374.4136 | 131060146.6829 | 3144235.0165 | 47016122.9028 |  | 1478867.319 | 10284945.6504 | 0 | 192984317.5717 |  | 23713.7371 | 43.7561 | 4410.4549 |  | 98.9034
1 | 6000 | 707 | 0.035 | 15 | 15 | 7 | 3.1623e-11 | 0 | Water | Porous | Wet | R600a | MinimizeLCOE | IgnoreSilica | 133.717 | 114.5205 | 13.6001 | 4 | 4026.5567 |  | 90.2946 |  | 215.5424 | -4.8371e-07 | 91811801453.674 | 14781281.2651 | 1639204.0953 | 14598240.3724 | 18792791.2452 | 24077.0464 | 893855.3342 | 0 | 19784485.2499 | 51475172.2642 | 35132862.7793 | 157121969.652 | 3144235.0165 | 47016122.9028 |  | 1478867.319 | 10284945.6504 | 0 | 219046140.5407 |  | 31622.7766 | 54.4004 | 4026.5567 |  | 90.2946
1 | 6000 | 707 | 0.035 | 15 | 15 | 7 | 4.217e-11 | 0 | Water | Porous | Wet | R600a | MinimizeLCOE | IgnoreSilica | 161.2468 | 138.2941 | 16.4336 | 4 | 3741.9081 |  | 83.9114 |  | 215.7528 | -4.6877e-07 | 91502753773.5127 | 16915555.3651 | 1870604.3507 | 16976049.1344 | 22630427.4201 | 24077.0464 | 1006109.1598 | 0 | 23174900.7658 | 60296337.9668 | 41153489.6282 | 184047550.8373 | 3144235.0165 | 47016122.9028 |  | 1478867.319 | 10284945.6504 | 0 | 245971721.726 |  | 42169.6503 | 65.7343 | 3741.9081 |  | 83.9114
1 | 6000 | 707 | 0.035 | 15 | 15 | 7 | 5.6234e-11 | 0 | Water | Porous | Wet | R600a | MinimizeLCOE | IgnoreSilica | 188.5212 | 161.8747 | 19.2482 | 4 | 3533.237 |  | 79.232 |  | 215.9257 | -4.5081e-07 | 91124741657.2279 | 18932597.6931 | 2088567.7742 | 19254703.1335 | 26428974.3359 | 24077.0464 | 1108551.6219 | 0 | 26456613.9259 | 68834682.4375 | 46981085.1749 | 210109853.1432 | 3144235.0165 | 47016122.9028 |  | 1478867.319 | 10284945.6504 | 0 | 272034024.032 |  | 56234.1325 | 76.9929 | 3533.237 |  | 79.232
1 | 6000 | 707 | 0.035 | 15 | 15 | 7 | 7.4989e-11 | 0 | Water | Porous | Wet | R600a | MinimizeLCOE | IgnoreSilica | 213.7559 | 183.7194 | 21.8604 | 4 | 3381.6478 |  | 75.8326 |  | 216.0686 | -4.3147e-07 | 90723425725.2582 | 20728555.6137 | 2282093.4466 | 21306767.7747 | 29940044.5774 | 24077.0464 | 1195851.7885 | 0 | 29436182.1964 | 76586907.8839 | 52272138.3343 | 233772618.6619 | 3144235.0165 | 47016122.9028 |  | 1478867.319 | 10284945.6504 | 0 | 295696789.5506 |  | 74989.4209 | 87.4416 | 3381.6478 |  | 75.8326
1 | 6000 | 707 | 0.035 | 15 | 15 | 7 | 1e-10 | 0 | Water | Porous | Wet | R600a | MinimizeLCOE | IgnoreSilica | 235.8365 | 202.8574 | 24.1531 | 4 | 3271.8111 |  | 73.3696 |  | 216.1858 | -4.1262e-07 | 90334914968.2557 | 22253246.1781 | 2446011.5838 | 23064616.7032 | 33009346.9264 | 24077.0464 | 1266715.8955 | 0 | 32004965.59 | 83270355.3441 | 56833728.557 | 254173063.8245 | 3144235.0165 | 47016122.9028 |  | 1478867.319 | 10284945.6504 | 0 | 316097234.7132 |  | 100000 | 96.6123 | 3271.8111 |  | 73.3696
1 | 6000 | 707 | 0.035 | 15 | 15 | 7 | 1.3335e-10 | 0 | Water | Porous | Wet | R600a | MinimizeLCOE | IgnoreSilica | 254.3212 | 218.8969 | 26.0781 | 4 | 3192.152 |  | 71.5832 |  | 216.2806 | -3.7915e-07 | 89987940427.474 | 23500264.6517 | 2579839.4354 | 24512369.2699 | 35576521.2895 | 24077.0464 | 1322009.6892 | 0 | 34130881.739 | 88801553.0784 | 60608884.6654 | 271056400.8649 | 3144235.0165 | 47016122.9028 |  | 1478867.319 | 10284945.6504 | 0 | 332980571.7536 |  | 133352.1432 | 104.3123 | 3192.152 |  | 71.5832
1 | 6000 | 707 | 0.035 | 15 | 15 | 7 | 1.7783e-10 | 0 | Water | Porous | Wet | R600a | MinimizeLCOE | IgnoreSilica | 269.2984 | 231.9055 | 27.6421 | 4 | 3134.179 |  | 70.2832 |  | 216.3559 | -3.3363e-07 | 89696145594.5249 | 24492952.1051 | 2686226.9454 | 25670980.7393 | 37654974.7141 | 24077.0464 | 1363962.3399 | 0 | 35838337.8172 | 93244003.5463 | 63640948.393 | 284616463.6466 | 3144235.0165 | 47016122.9028 |  | 1478867.319 | 10284945.6504 | 0 | 346540634.5354 |  | 177827.941 | 110.5682 | 3134.179 |  | 70.2832
1 | 6000 | 707 | 0.035 | 15 | 15 | 7 | 2.3714e-10 | 0 | Water | Porous | Wet | R600a | MinimizeLCOE | IgnoreSilica | 281.1884 | 242.241 | 28.8862 | 4 | 3091.7434 |  | 69.3316 |  | 216.4151 | -9.1178e-05 | 89456444082.0745 | 25270597.2496 | 2769480.955 | 26582254.4898 | 39303973.2265 | 24077.0464 | 1395699.469 | 0 | 37184972.1501 | 96747669.8481 | 66032272.6371 | 295310997.0717 | 3144235.0165 | 47016122.9028 |  | 1478867.319 | 10284945.6504 | 0 | 357235167.9604 |  | 237137.3706 | 115.5449 | 3091.7434 |  | 69.3316
1 | 6000 | 707 | 0.035 | 15 | 15 | 7 | 3.1623e-10 | 0 | Water | Porous | Wet | R600a | MinimizeLCOE | IgnoreSilica | 290.4574 | 250.3034 | 29.858 | 4 | 3060.5708 |  | 68.6326 |  | 216.4609 | -8.2824e-05 | 89279177419.4264 | 25870785.9843 | 2833685.7087 | 27287704.7846 | 40588809.5125 | 24077.0464 | 1419263.9733 | 0 | 38229487.5338 | 99465284.6168 | 67887100.5582 | 303606199.7185 | 3144235.0165 | 47016122.9028 |  | 1478867.319 | 10284945.6504 | 0 | 365530370.6072 |  | 316227.766 | 119.4321 | 3060.5708 |  | 68.6326
1 | 6000 | 707 | 0.035 | 15 | 15 | 7 | 4.217e-10 | 0 | Water | Porous | Wet | R600a | MinimizeLCOE | IgnoreSilica | 297.2884 | 256.2668 | 30.5776 | 4 | 3038.3676 |  | 68.1347 |  | 216.5054 | -7.9951e-05 | 89105822495.8631 | 26311250.9873 | 2880776.4803 | 27806571.5614 | 41532935.9376 | 24077.0464 | 1436014.8013 | 0 | 38996734.4576 | 101461503.7284 | 69249561.1201 | 309699426.1203 | 3144235.0165 | 47016122.9028 |  | 1478867.319 | 10284945.6504 | 0 | 371623597.009 |  | 421696.5034 | 122.3103 | 3038.3676 |  | 68.1347
1 | 6000 | 707 | 0.035 | 15 | 15 | 7 | 5.6234e-10 | 0 | Water | Porous | Wet | R600a | MinimizeLCOE | IgnoreSilica | 300.93 | 259.4506 | 30.9876 | 4 | 3023.8257 |  | 67.8086 |  | 216.531 | -7.7067e-05 | 89186507383.1037 | 26545244.4139 | 2905783.6807 | 28082606.1088 | 42035651.9884 | 24077.0464 | 1425343.8181 | 0 | 39397295.7519 | 102503682.0499 | 69960869.2391 | 312880554.0971 | 3144235.0165 | 47016122.9028 |  | 1478867.319 | 10284945.6504 | 0 | 374804724.9858 |  | 562341.3252 | 123.9505 | 3023.8257 |  | 67.8086
1 | 6000 | 707 | 0.035 | 15 | 15 | 7 | 7.4989e-10 | 0 | Water | Porous | Wet | R600a | MinimizeLCOE | IgnoreSilica | 303.7022 | 261.8752 | 31.3002 | 4 | 3012.9354 |  | 67.5643 |  | 216.5505 | -7.4897e-05 | 89245780255.0165 | 26722895.2517 | 2924765.1619 | 28292354.38 | 42418234.1718 | 24077.0464 | 1416933.0587 | 0 | 39701711.0375 | 103295708.1788 | 70501443.3466 | 315298121.6332 | 3144235.0165 | 47016122.9028 |  | 1478867.319 | 10284945.6504 | 0 | 377222292.5219 |  | 749894.2093 | 125.2009 | 3012.9354 |  | 67.5643
1 | 6000 | 707 | 0.035 | 15 | 15 | 7 | 1e-09 | 0 | Water | Porous | Wet | R600a | MinimizeLCOE | IgnoreSilica | 305.8 | 263.7104 | 31.5372 | 4 | 3004.7829 |  | 67.3815 |  | 216.5654 | -7.3262e-05 | 89292441734.4451 | 26857061.7413 | 2939098.0151 | 28450863.5781 | 42707684.2953 | 24077.0464 | 1410323.6482 | 0 | 39931752.2465 | 103894228.2167 | 70909945.5708 | 317125034.3585 | 3144235.0165 | 47016122.9028 |  | 1478867.319 | 10284945.6504 | 0 | 379049205.2472 |  | 1000000 | 126.1486 | 3004.7829 |  | 67.3815
1 | 6000 | 707 | 0.035 | 15 | 15 | 7 | 1.3335e-09 | 0 | Water | Porous | Wet | R600a | MinimizeLCOE | IgnoreSilica | 307.3615 | 265.0769 | 31.7142 | 4 | 2998.7034 |  | 67.2452 |  | 216.5765 | -7.2011e-05 | 89326275558.7493 | 26956787.4167 | 2949750.2353 | 28568739.6793 | 42923098.7081 | 24077.0464 | 1404867.4161 | 0 | 40102654.9957 | 104338882.1131 | 71213430.9919 | 318482288.6025 | 3144235.0165 | 47016122.9028 |  | 1478867.319 | 10284945.6504 | 0 | 380406459.4912 |  | 1333521.4322 | 126.857 | 2998.7034 |  | 67.2452
1 | 6000 | 707 | 0.035 | 15 | 15 | 7 | 1.7783e-09 | 0 | Water | Porous | Wet | R600a | MinimizeLCOE | IgnoreSilica | 308.5601 | 266.1258 | 31.8498 | 4 | 2994.1238 |  | 67.1425 |  | 216.585 | -7.1092e-05 | 89350429162.1671 | 27033241.9759 | 2957915.9631 | 28659141.7722 | 43088426.8646 | 24077.0464 | 1400991.3518 | 0 | 40233880.0399 | 104680302.7602 | 71446457.599 | 319524435.3732 | 3144235.0165 | 47016122.9028 |  | 1478867.319 | 10284945.6504 | 0 | 381448606.2619 |  | 1778279.41 | 127.3991 | 2994.1238 |  | 67.1425
1 | 6000 | 707 | 0.035 | 15 | 15 | 7 | 2.3714e-09 | 0 | Water | Porous | Wet | R600a | MinimizeLCOE | IgnoreSilica | 309.4421 | 266.8978 | 31.95 | 4 | 2990.7153 |  | 67.0661 |  | 216.5913 | -7.0382e-05 | 89371240272.7557 | 27089461.1525 | 2963920.0189 | 28725634.9272 | 43210071.211 | 24077.0464 | 1397732.5414 | 0 | 40330249.79 | 104931037.0817 | 71617588.9255 | 320289772.6945 | 3144235.0165 | 47016122.9028 |  | 1478867.319 | 10284945.6504 | 0 | 382213943.5832 |  | 2371373.7057 | 127.8002 | 2990.7153 |  | 67.0661
1 | 6000 | 707 | 0.035 | 15 | 15 | 7 | 3.1623e-09 | 0 | Water | Porous | Wet | R600a | MinimizeLCOE | IgnoreSilica | 310.1212 | 267.4922 | 32.0269 | 4 | 2988.1427 |  | 67.0084 |  | 216.5962 | -6.9863e-05 | 89384691725.5673 | 27132717.3001 | 2968539.4093 | 28776806.421 | 43303731.5914 | 24077.0464 | 1395487.7787 | 0 | 40404530.2232 | 105124299.5321 | 71749494.519 | 320879683.8212 | 3144235.0165 | 47016122.9028 |  | 1478867.319 | 10284945.6504 | 0 | 382803854.7099 |  | 3162277.6602 | 128.1076 | 2988.1427 |  | 67.0084
1 | 6000 | 707 | 0.035 | 15 | 15 | 7 | 4.217e-09 | 0 | Water | Porous | Wet | R600a | MinimizeLCOE | IgnoreSilica | 310.6205 | 267.9294 | 32.0837 | 4 | 2986.2268 |  | 66.9654 |  | 216.5997 | -6.9464e-05 | 89396253061.4621 | 27164510.8138 | 2971934.5495 | 28814423.4861 | 43372592.3322 | 24077.0464 | 1393625.2124 | 0 | 40459053.7418 | 105266158.543 | 71846316.2088 | 321312691.934 | 3144235.0165 | 47016122.9028 |  | 1478867.319 | 10284945.6504 | 0 | 383236862.8227 |  | 4216965.0343 | 128.3348 | 2986.2268 |  | 66.9654
1 | 6000 | 707 | 0.035 | 15 | 15 | 7 | 5.6234e-09 | 0 | Water | Porous | Wet | R600a | MinimizeLCOE | IgnoreSilica | 311.0032 | 268.2644 | 32.1271 | 4 | 2984.782 |  | 66.933 |  | 216.6025 | -6.9172e-05 | 89403889922.2811 | 27188864.5647 | 2974535.1394 | 28843241.3411 | 43425362.1421 | 24077.0464 | 1392329.4941 | 0 | 40500879.7938 | 105374981.3508 | 71920590.0113 | 321644860.8837 | 3144235.0165 | 47016122.9028 |  | 1478867.319 | 10284945.6504 | 0 | 383569031.7725 |  | 5623413.2519 | 128.5082 | 2984.782 |  | 66.933
1 | 6000 | 707 | 0.035 | 15 | 15 | 7 | 7.4989e-09 | 0 | Water | Porous | Wet | R600a | MinimizeLCOE | IgnoreSilica | 311.281 | 268.5077 | 32.1588 | 4 | 2983.7094 |  | 66.909 |  | 216.6045 | -6.8943e-05 | 89410890867.3632 | 27206544.0938 | 2976422.9867 | 28864163.3526 | 43463671.4759 | 24077.0464 | 1391213.2883 | 0 | 40531175.975 | 105453805.7996 | 71974389.3172 | 321885463.3354 | 3144235.0165 | 47016122.9028 |  | 1478867.319 | 10284945.6504 | 0 | 383809634.2242 |  | 7498942.0933 | 128.6351 | 2983.7094 |  | 66.909
1 | 6000 | 707 | 0.035 | 15 | 15 | 7 | 1e-08 | 0 | Water | Porous | Wet | R600a | MinimizeLCOE | IgnoreSilica | 311.5025 | 268.7016 | 32.1837 | 4 | 2982.8907 |  | 66.8906 |  | 216.606 | -6.8784e-05 | 89414385632.1827 | 27220634.4573 | 2977927.5515 | 28880839.0056 | 43494219.7447 | 24077.0464 | 1390563.304 | 0 | 40555421.8327 | 105516888.5479 | 72017444.5892 | 322078016.0795 | 3144235.0165 | 47016122.9028 |  | 1478867.319 | 10284945.6504 | 0 | 384002186.9682 |  | 10000000 | 128.7349 | 2982.8907 |  | 66.8906
1 | 6100 | 707 | 0.035 | 15 | 15 | 7 | 1e-13 | 0 | Water | Porous | Wet | R600a | MinimizeLCOE | IgnoreSilica | 1.0223 | 0.30997 | 0.018801 | 4 | 861863.5168 |  | 19327.0796 |  | 131.8694 | -6.2498e-05 | 42570070270.2543 | 184514.2833 | 13494.7332 | 133070.0699 | 83970.1956 | 24077.0464 | 62358.3095 | 0 | 195579.0087 | 508856.462 | 347304.9913 | 1553225.0998 | 3144235.0165 | 48131582.8269 |  | 1478867.319 | 10508037.6352 | 0 | 64815947.8975 |  | 100 | 0.075204 | 861863.5168 |  | 19327.0796
1 | 6100 | 707 | 0.035 | 15 | 15 | 7 | 1.3335e-13 | 0 | Water | Porous | Wet | R600a | MinimizeLCOE | IgnoreSilica | 1.3048 | 0.48119 | 0.038218 | 4 | 427751.2332 |  | 9592.2173 |  | 145.7661 | -6.7854e-05 | 61661195764.9133 | 269140.9647 | 21725.4155 | 187294.5537 | 117005.9259 | 24077.0464 | 68094.4591 | 0 | 268061.9625 | 697442.2393 | 476018.6593 | 2128861.2263 | 3144235.0165 | 48131582.8269 |  | 1478867.319 | 10508037.6352 | 0 | 65391584.0239 |  | 133.3521 | 0.15287 | 427751.2332 |  | 9592.2173
1 | 6100 | 707 | 0.035 | 15 | 15 | 7 | 1.7783e-13 | 0 | Water | Porous | Wet | R600a | MinimizeLCOE | IgnoreSilica | 1.6409 | 0.65571 | 0.068894 | 4 | 239826.0408 |  | 5378.0406 |  | 157.6166 | -7.0707e-05 | 111423791153.0254 | 380080.0976 | 40478.7231 | 235239.9926 | 160548.7494 | 24077.0464 | 72456.634 | 0 | 356023.6848 | 926300.5972 | 632219.1912 | 2827424.7162 | 3144235.0165 | 48131582.8269 |  | 1478867.319 | 10508037.6352 | 0 | 66090147.5138 |  | 177.8279 | 0.27558 | 239826.0408 |  | 5378.0406
1 | 6100 | 707 | 0.035 | 15 | 15 | 7 | 2.3714e-13 | 0 | Water | Porous | Wet | R600a | MinimizeLCOE | IgnoreSilica | 2.043 | 1.2375 | 0.1389 | 4 | 124258.7719 |  | 2786.4727 |  | 167.6805 | -8.4169e-05 | 79365111635.0665 | 600892.626 | 68934.3953 | 390157.1259 | 697458.0185 | 24077.0464 | 83393.2848 | 0 | 727315.8737 | 1892326.7105 | 1291551.8633 | 5776106.9443 | 3144235.0165 | 48131582.8269 |  | 1478867.319 | 10508037.6352 | 0 | 69038829.742 |  | 237.1374 | 0.55561 | 124258.7719 |  | 2786.4727
1 | 6100 | 707 | 0.035 | 15 | 15 | 7 | 3.1623e-13 | 0 | Water | Porous | Wet | R600a | MinimizeLCOE | IgnoreSilica | 2.5572 | 1.6611 | 0.18891 | 4 | 92101.4357 |  | 2065.3523 |  | 176.6473 | -9.1131e-05 | 82571401083.64 | 738279.9223 | 84605.3758 | 493759.1762 | 612334.1789 | 24077.0464 | 91534.275 | 0 | 797390.0901 | 2074645.4472 | 1415988.1474 | 6332613.6593 | 3144235.0165 | 48131582.8269 |  | 1478867.319 | 10508037.6352 | 0 | 69595336.4569 |  | 316.2278 | 0.75564 | 92101.4357 |  | 2065.3523
1 | 6100 | 707 | 0.035 | 15 | 15 | 7 | 4.217e-13 | 0 | Water | Porous | Wet | R600a | MinimizeLCOE | IgnoreSilica | 3.2223 | 2.2203 | 0.25487 | 4 | 69352.0999 |  | 1555.204 |  | 184.5154 | -9.9275e-05 | 85154718900.6824 | 904834.7909 | 103677.6369 | 622759.2679 | 645104.1664 | 24077.0464 | 101833.346 | 0 | 936891.6392 | 2437599.8624 | 1663711.9937 | 7440489.7497 | 3144235.0165 | 48131582.8269 |  | 1478867.319 | 10508037.6352 | 0 | 70703212.5473 |  | 421.6965 | 1.0195 | 69352.0999 |  | 1555.204
1 | 6100 | 707 | 0.035 | 15 | 15 | 7 | 5.6234e-13 | 0 | Water | Porous | Wet | R600a | MinimizeLCOE | IgnoreSilica | 4.0608 | 2.9355 | 0.33957 | 4 | 53127.8473 |  | 1191.379 |  | 191.1089 | -3.4391e-07 | 87381573395.0244 | 1100851.0038 | 126078.6182 | 778654.2608 | 730275.6468 | 24077.0464 | 113341.2784 | 0 | 1120578.3632 | 2915515.0388 | 1989898.9218 | 8899270.1782 | 3144235.0165 | 48131582.8269 |  | 1478867.319 | 10508037.6352 | 0 | 72161992.9759 |  | 562.3413 | 1.3583 | 53127.8473 |  | 1191.379
1 | 6100 | 707 | 0.035 | 15 | 15 | 7 | 7.4989e-13 | 0 | Water | Porous | Wet | R600a | MinimizeLCOE | IgnoreSilica | 5.13 | 3.857 | 0.44896 | 4 | 41203.4297 |  | 923.9769 |  | 196.6208 | -3.7573e-07 | 89061975912.7996 | 1333803.3427 | 152635.7061 | 968707.1409 | 859006.0691 | 24077.0464 | 126570.0749 | 0 | 1351271.7582 | 3515731.931 | 2399559.284 | 10731362.3533 | 3144235.0165 | 48131582.8269 |  | 1478867.319 | 10508037.6352 | 0 | 73994085.1509 |  | 749.8942 | 1.7958 | 41203.4297 |  | 923.9769
1 | 6100 | 707 | 0.035 | 15 | 15 | 7 | 1e-12 | 0 | Water | Porous | Wet | R600a | MinimizeLCOE | IgnoreSilica | 6.5138 | 5.0578 | 0.59167 | 4 | 32234.4273 |  | 722.8492 |  | 201.2211 | -4.0564e-07 | 90482270947.1262 | 1614286.8464 | 184542.4922 | 1203283.8062 | 1036977.8469 | 24077.0464 | 142386.8577 | 0 | 1640166.4093 | 4267376.5527 | 2912572.183 | 13025670.0408 | 3144235.0165 | 48131582.8269 |  | 1478867.319 | 10508037.6352 | 0 | 76288392.8385 |  | 1000 | 2.3667 | 32234.4273 |  | 722.8492
1 | 6100 | 707 | 0.035 | 15 | 15 | 7 | 1.3335e-12 | 0 | Water | Porous | Wet | R600a | MinimizeLCOE | IgnoreSilica | 8.3043 | 6.6191 | 0.7775 | 4 | 25446.7319 |  | 570.6368 |  | 204.9989 | -4.3161e-07 | 91649447764.8004 | 1951449.3056 | 222794.5375 | 1492232.2104 | 1274580.9208 | 24077.0464 | 160992.4665 | 0 | 1999189.33 | 5201480.5464 | 3550117.3527 | 15876913.7161 | 3144235.0165 | 48131582.8269 |  | 1478867.319 | 10508037.6352 | 0 | 79139636.5137 |  | 1333.5214 | 3.11 | 25446.7319 |  | 570.6368
1 | 6100 | 707 | 0.035 | 15 | 15 | 7 | 1.7783e-12 | 0 | Water | Porous | Wet | R600a | MinimizeLCOE | IgnoreSilica | 10.6742 | 8.6923 | 1.0241 | 4 | 20202.0067 |  | 453.0251 |  | 208.1166 | -4.5679e-07 | 92520578568.7463 | 2365387.6373 | 269629.549 | 1855678.0755 | 1594100.7451 | 24077.0464 | 184406.4499 | 0 | 2454379.0062 | 6385790.7119 | 4358433.3757 | 19491882.5971 | 3144235.0165 | 48131582.8269 |  | 1478867.319 | 10508037.6352 | 0 | 82754605.3947 |  | 1778.2794 | 4.0964 | 20202.0067 |  | 453.0251
1 | 6100 | 707 | 0.035 | 15 | 15 | 7 | 2.3714e-12 | 0 | Water | Porous | Wet | R600a | MinimizeLCOE | IgnoreSilica | 13.7754 | 11.4108 | 1.3477 | 4 | 16189.0288 |  | 363.035 |  | 210.6184 | -4.7733e-07 | 93230416380.7783 | 2867140.4025 | 326221.014 | 2306994.2743 | 2015851.4462 | 24077.0464 | 212349.0743 | 0 | 3023526.9705 | 7866596.9666 | 5369114.0721 | 24011871.267 | 3144235.0165 | 48131582.8269 |  | 1478867.319 | 10508037.6352 | 0 | 87274594.0646 |  | 2371.3737 | 5.391 | 16189.0288 |  | 363.035
1 | 6100 | 707 | 0.035 | 15 | 15 | 7 | 3.1623e-12 | 0 | Water | Porous | Wet | R600a | MinimizeLCOE | IgnoreSilica | 17.8562 | 14.9929 | 1.7744 | 4 | 13096.7664 |  | 293.6918 |  | 212.6132 | -4.9409e-07 | 93791291018.6151 | 3478413.3848 | 394932.7627 | 2870142.1461 | 2573505.9334 | 24077.0464 | 246173.6963 | 0 | 3739025.5382 | 9728177.4707 | 6639681.0178 | 29694128.9963 | 3144235.0165 | 48131582.8269 |  | 1478867.319 | 10508037.6352 | 0 | 92956851.7939 |  | 3162.2777 | 7.0977 | 13096.7664 |  | 293.6918
1 | 6100 | 707 | 0.035 | 15 | 15 | 7 | 4.217e-12 | 0 | Water | Porous | Wet | R600a | MinimizeLCOE | IgnoreSilica | 23.2541 | 19.7352 | 2.3393 | 4 | 10701.9818 |  | 239.9893 |  | 214.1933 | -5.0817e-07 | 94208799883.6795 | 4226458.9156 | 478709.3226 | 3575918.892 | 3313159.3231 | 24077.0464 | 287702.5706 | 0 | 4643350.1674 | 12081044.6535 | 8245561.2166 | 36875982.1077 | 3144235.0165 | 48131582.8269 |  | 1478867.319 | 10508037.6352 | 0 | 100138704.9054 |  | 4216.965 | 9.357 | 10701.9818 |  | 239.9893
1 | 6100 | 707 | 0.035 | 15 | 15 | 7 | 5.6234e-12 | 0 | Water | Porous | Wet | R600a | MinimizeLCOE | IgnoreSilica | 30.3648 | 25.9857 | 3.0839 | 4 | 8851.0401 |  | 198.4824 |  | 215.4287 | -5.1904e-07 | 94522829281.3018 | 5137811.7868 | 580397.7102 | 4456365.522 | 4288828.1517 | 24077.0464 | 338084.7773 | 0 | 5781970.3479 | 15043500.8 | 10267498.409 | 45918534.5515 | 3144235.0165 | 48131582.8269 |  | 1478867.319 | 10508037.6352 | 0 | 109181257.3491 |  | 5623.4133 | 12.3354 | 8851.0401 |  | 198.4824
1 | 6100 | 707 | 0.035 | 15 | 15 | 7 | 7.4989e-12 | 0 | Water | Porous | Wet | R600a | MinimizeLCOE | IgnoreSilica | 39.681 | 34.178 | 4.06 | 4 | 7420.8465 |  | 166.4107 |  | 216.3856 | -5.267e-07 | 94753191447.7219 | 6242329.919 | 703149.7707 | 5548699.3071 | 5568092.6934 | 24077.0464 | 398712.1804 | 0 | 7209173.7576 | 18756791.3125 | 12801895.4843 | 57252921.4714 | 3144235.0165 | 48131582.8269 |  | 1478867.319 | 10508037.6352 | 0 | 120515644.2691 |  | 7498.9421 | 16.2401 | 7420.8465 |  | 166.4107
1 | 6100 | 707 | 0.035 | 15 | 15 | 7 | 1e-11 | 0 | Water | Porous | Wet | R600a | MinimizeLCOE | IgnoreSilica | 51.7996 | 44.8379 | 5.3304 | 4 | 6314.8221 |  | 141.6083 |  | 217.1228 | -5.3161e-07 | 94897813173.4141 | 7572240.9057 | 850308.8931 | 6894613.293 | 7233003.5344 | 24077.0464 | 471393.6346 | 0 | 8987798.5498 | 23384408.1756 | 15960339.0814 | 71378183.1139 | 3144235.0165 | 48131582.8269 |  | 1478867.319 | 10508037.6352 | 0 | 134640905.9115 |  | 10000 | 21.3214 | 6314.8221 |  | 141.6083
1 | 6100 | 707 | 0.035 | 15 | 15 | 7 | 1.3335e-11 | 0 | Water | Porous | Wet | R600a | MinimizeLCOE | IgnoreSilica | 67.2689 | 58.4493 | 6.9531 | 4 | 5463.1937 |  | 122.5108 |  | 217.6866 | -5.3296e-07 | 94973132935.9957 | 9146024.9558 | 1023694.5458 | 8523480.2991 | 9358519.1287 | 24077.0464 | 556332.3594 | 0 | 11166530.0507 | 29053020.6217 | 19829283.5542 | 88680962.5618 | 3144235.0165 | 48131582.8269 |  | 1478867.319 | 10508037.6352 | 0 | 151943685.3594 |  | 13335.2143 | 27.8122 | 5463.1937 |  | 122.5108
1 | 6100 | 707 | 0.035 | 15 | 15 | 7 | 1.7783e-11 | 0 | Water | Porous | Wet | R600a | MinimizeLCOE | IgnoreSilica | 86.5527 | 75.4235 | 8.9773 | 4 | 4809.1501 |  | 107.844 |  | 218.1189 | -5.3091e-07 | 94958344213.0357 | 10969607.8857 | 1223722.803 | 10451985.1338 | 12007841.4934 | 24077.0464 | 653789.306 | 0 | 13779099.2306 | 35850389.7162 | 24468627.6332 | 109429140.2483 | 3144235.0165 | 48131582.8269 |  | 1478867.319 | 10508037.6352 | 0 | 172691863.0459 |  | 17782.7941 | 35.909 | 4809.1501 |  | 107.844
1 | 6100 | 707 | 0.035 | 15 | 15 | 7 | 2.3714e-11 | 0 | Water | Porous | Wet | R600a | MinimizeLCOE | IgnoreSilica | 109.6079 | 95.728 | 11.4002 | 4 | 4311.8188 |  | 96.6915 |  | 218.4522 | -5.244e-07 | 94855226410.1392 | 13004622.5372 | 1445991.5401 | 12648083.4594 | 15174175.4301 | 24077.0464 | 760530.4286 | 0 | 16792417.3723 | 43690425.4042 | 29819613.0869 | 133359936.3052 | 3144235.0165 | 48131582.8269 |  | 1478867.319 | 10508037.6352 | 0 | 196622659.1028 |  | 23713.7371 | 45.6009 | 4311.8188 |  | 96.6915
1 | 6100 | 707 | 0.035 | 15 | 15 | 7 | 3.1623e-11 | 0 | Water | Porous | Wet | R600a | MinimizeLCOE | IgnoreSilica | 135.6831 | 118.709 | 14.1454 | 4 | 3938.2368 |  | 88.314 |  | 218.7132 | -5.1297e-07 | 94661777651.5847 | 15165838.093 | 1681065.7074 | 15023816.4291 | 18753595.3457 | 24077.0464 | 870904.7492 | 0 | 20092525.9746 | 52276631.0422 | 35679874.8636 | 159568329.2513 | 3144235.0165 | 48131582.8269 |  | 1478867.319 | 10508037.6352 | 0 | 222831052.0489 |  | 31622.7766 | 56.5814 | 3938.2368 |  | 88.314
1 | 6100 | 707 | 0.035 | 15 | 15 | 7 | 4.217e-11 | 0 | Water | Porous | Wet | R600a | MinimizeLCOE | IgnoreSilica | 163.2838 | 143.0573 | 17.0576 | 4 | 3661.285 |  | 82.1034 |  | 218.9222 | -4.9709e-07 | 94386128979.8885 | 17330452.5688 | 1915619.7483 | 17442198.7068 | 22539947.7736 | 24077.0464 | 977858.8635 | 0 | 23489760.3359 | 61115537.9816 | 41712610.4712 | 186548063.4961 | 3144235.0165 | 48131582.8269 |  | 1478867.319 | 10508037.6352 | 0 | 249810786.2937 |  | 42169.6503 | 68.2304 | 3661.285 |  | 82.1034
1 | 6100 | 707 | 0.035 | 15 | 15 | 7 | 5.6234e-11 | 0 | Water | Porous | Wet | R600a | MinimizeLCOE | IgnoreSilica | 190.4574 | 167.0554 | 19.9329 | 4 | 3458.6281 |  | 77.5589 |  | 219.0924 | -4.779e-07 | 94053335348.5855 | 19364518.6098 | 2135290.091 | 19746108.0749 | 26264943.9475 | 24077.0464 | 1074005.8471 | 0 | 26757488.0105 | 69617495.0878 | 47515370.8939 | 212499297.6088 | 3144235.0165 | 48131582.8269 |  | 1478867.319 | 10508037.6352 | 0 | 275762020.4065 |  | 56234.1325 | 79.7316 | 3458.6281 |  | 77.5589
1 | 6100 | 707 | 0.035 | 15 | 15 | 7 | 7.4989e-11 | 0 | Water | Porous | Wet | R600a | MinimizeLCOE | IgnoreSilica | 215.5199 | 189.2153 | 22.5927 | 4 | 3311.3783 |  | 74.2569 |  | 219.2319 | -4.575e-07 | 93702491633.6961 | 21170930.4944 | 2329828.3654 | 21815146.3626 | 29697798.8396 | 24077.0464 | 1155465.6098 | 0 | 29715366.2201 | 77313287.4449 | 52767907.3103 | 235989807.6934 | 3144235.0165 | 48131582.8269 |  | 1478867.319 | 10508037.6352 | 0 | 299252530.491 |  | 74989.4209 | 90.371 | 3311.3783 |  | 74.2569
1 | 6100 | 707 | 0.035 | 15 | 15 | 7 | 1e-10 | 0 | Water | Porous | Wet | R600a | MinimizeLCOE | IgnoreSilica | 237.3615 | 208.5495 | 24.918 | 4 | 3204.7456 |  | 71.8656 |  | 219.3453 | -4.3766e-07 | 93369756028.3566 | 22699015.1142 | 2494026.2878 | 23580908.287 | 32687038.2315 | 24077.0464 | 1220739.5631 | 0 | 32255263.7667 | 83921579.8565 | 57278202.6681 | 256160850.8211 | 3144235.0165 | 48131582.8269 |  | 1478867.319 | 10508037.6352 | 0 | 319423573.6188 |  | 100000 | 99.6721 | 3204.7456 |  | 71.8656
1 | 6100 | 707 | 0.035 | 15 | 15 | 7 | 1.3335e-10 | 0 | Water | Porous | Wet | R600a | MinimizeLCOE | IgnoreSilica | 255.5905 | 224.7026 | 26.8645 | 4 | 3127.4252 |  | 70.1317 |  | 219.4361 | -4.0229e-07 | 93078237097.6311 | 23945457.7804 | 2627726.7027 | 25031079.4012 | 35180015.4115 | 24077.0464 | 1271036.4493 | 0 | 34350963.1887 | 89374159.8655 | 60999700.5636 | 272804216.4093 | 3144235.0165 | 48131582.8269 |  | 1478867.319 | 10508037.6352 | 0 | 336066939.2069 |  | 133352.1432 | 107.458 | 3127.4252 |  | 70.1317
1 | 6100 | 707 | 0.035 | 15 | 15 | 7 | 1.7783e-10 | 0 | Water | Porous | Wet | R600a | MinimizeLCOE | IgnoreSilica | 270.3648 | 237.806 | 28.446 | 4 | 3071.0869 |  | 68.8684 |  | 219.508 | -3.5422e-07 | 92832529833.2209 | 24938246.6592 | 2734075.1758 | 26192159.126 | 37199271.5818 | 24077.0464 | 1309260.4482 | 0 | 36034865.1146 | 93755327.261 | 63989937.335 | 286177219.7481 | 3144235.0165 | 48131582.8269 |  | 1478867.319 | 10508037.6352 | 0 | 349439942.5457 |  | 177827.941 | 113.7838 | 3071.0869 |  | 68.8684
1 | 6100 | 707 | 0.035 | 15 | 15 | 7 | 2.3714e-10 | 0 | Water | Porous | Wet | R600a | MinimizeLCOE | IgnoreSilica | 282.0534 | 248.1801 | 29.7 | 4 | 3029.8829 |  | 67.9444 |  | 219.564 | -9.4945e-05 | 92638477323.6806 | 25713446.0984 | 2817029.835 | 27102335.8849 | 38795988.4381 | 24077.0464 | 1337610.9299 | 0 | 37358290.4107 | 97198608.4097 | 66340047.4713 | 296687434.5243 | 3144235.0165 | 48131582.8269 |  | 1478867.319 | 10508037.6352 | 0 | 359950157.322 |  | 237137.3706 | 118.8 | 3029.8829 |  | 67.9444
1 | 6100 | 707 | 0.035 | 15 | 15 | 7 | 3.1623e-10 | 0 | Water | Porous | Wet | R600a | MinimizeLCOE | IgnoreSilica | 291.1541 | 256.2638 | 30.6781 | 4 | 2999.6486 |  | 67.2664 |  | 219.6082 | -8.7403e-05 | 92490331730.9725 | 26311229.4584 | 2880949.2787 | 27806281.3425 | 40038495.7387 | 24077.0464 | 1358810.1484 | 0 | 38383738.7751 | 99866614.7054 | 68161016.5901 | 304831213.0836 | 3144235.0165 | 48131582.8269 |  | 1478867.319 | 10508037.6352 | 0 | 368093935.8813 |  | 316227.766 | 122.7124 | 2999.6486 |  | 67.2664
1 | 6100 | 707 | 0.035 | 15 | 15 | 7 | 4.217e-10 | 0 | Water | Porous | Wet | R600a | MinimizeLCOE | IgnoreSilica | 297.7294 | 262.1257 | 31.3898 | 4 | 2978.327 |  | 66.7883 |  | 219.6507 | -8.3121e-05 | 92354252568.0967 | 26741424.7229 | 2926922.6631 | 28313970.8982 | 40933801.0458 | 24077.0464 | 1372237.2085 | 0 | 39121849.0981 | 101787026.3587 | 69471737.004 | 310693046.0458 | 3144235.0165 | 48131582.8269 |  | 1478867.319 | 10508037.6352 | 0 | 373955768.8435 |  | 421696.5034 | 125.559 | 2978.327 |  | 66.7883
1 | 6100 | 707 | 0.035 | 15 | 15 | 7 | 5.6234e-10 | 0 | Water | Porous | Wet | R600a | MinimizeLCOE | IgnoreSilica | 301.3005 | 265.3141 | 31.8001 | 4 | 2964.4363 |  | 66.4768 |  | 219.6757 | -8.0129e-05 | 92436910419.5031 | 26974292.0861 | 2951799.2867 | 28589162.9295 | 41419525.5277 | 24077.0464 | 1361545.5612 | 0 | 39514956.9506 | 102809812.3533 | 70169809.4615 | 313814981.2028 | 3144235.0165 | 48131582.8269 |  | 1478867.319 | 10508037.6352 | 0 | 377077704.0005 |  | 562341.3252 | 127.2005 | 2964.4363 |  | 66.4768
1 | 6100 | 707 | 0.035 | 15 | 15 | 7 | 7.4989e-10 | 0 | Water | Porous | Wet | R600a | MinimizeLCOE | IgnoreSilica | 304.0117 | 267.7357 | 32.1122 | 4 | 2954.0434 |  | 66.2437 |  | 219.6947 | -7.7871e-05 | 92498675805.2492 | 27150628.2101 | 2970632.6299 | 28797723.1614 | 41788204.7014 | 24077.0464 | 1353050.272 | 0 | 39812883.2482 | 103584955.4666 | 70698860.5639 | 316181015.2997 | 3144235.0165 | 48131582.8269 |  | 1478867.319 | 10508037.6352 | 0 | 379443738.0974 |  | 749894.2093 | 128.4489 | 2954.0434 |  | 66.2437
1 | 6100 | 707 | 0.035 | 15 | 15 | 7 | 1e-09 | 0 | Water | Porous | Wet | R600a | MinimizeLCOE | IgnoreSilica | 306.0728 | 269.5771 | 32.3496 | 4 | 2946.2517 |  | 66.069 |  | 219.7092 | -7.6181e-05 | 92543662332.6259 | 27284416.5767 | 2984919.3198 | 28956059.9134 | 42068429.2793 | 24077.0464 | 1346532.8467 | 0 | 40039129.6431 | 104173602.1765 | 71100624.039 | 317977790.8409 | 3144235.0165 | 48131582.8269 |  | 1478867.319 | 10508037.6352 | 0 | 381240513.6385 |  | 1000000 | 129.3985 | 2946.2517 |  | 66.069
1 | 6100 | 707 | 0.035 | 15 | 15 | 7 | 1.3335e-09 | 0 | Water | Porous | Wet | R600a | MinimizeLCOE | IgnoreSilica | 307.6005 | 270.9422 | 32.5264 | 4 | 2940.4532 |  | 65.9389 |  | 219.7201 | -7.488e-05 | 92580981775.2207 | 27383440.8752 | 2995492.3769 | 29073308.914 | 42276089.5777 | 24077.0464 | 1341082.0269 | 0 | 40206461.4187 | 104608965.1321 | 71397768.2019 | 319306685.5697 | 3144235.0165 | 48131582.8269 |  | 1478867.319 | 10508037.6352 | 0 | 382569408.3674 |  | 1333521.4322 | 130.1056 | 2940.4532 |  | 65.9389
1 | 6100 | 707 | 0.035 | 15 | 15 | 7 | 1.7783e-09 | 0 | Water | Porous | Wet | R600a | MinimizeLCOE | IgnoreSilica | 308.7648 | 271.9828 | 32.6609 | 4 | 2936.0929 |  | 65.8412 |  | 219.7283 | -7.3916e-05 | 92607268038.7114 | 27458825.6139 | 3003540.6288 | 29162598.9559 | 42434341.9734 | 24077.0464 | 1337083.5627 | 0 | 40333982.4346 | 104940748.6574 | 71624217.2754 | 320319416.1484 | 3144235.0165 | 48131582.8269 |  | 1478867.319 | 10508037.6352 | 0 | 383582138.946 |  | 1778279.41 | 130.6437 | 2936.0929 |  | 65.8412
1 | 6100 | 707 | 0.035 | 15 | 15 | 7 | 2.3714e-09 | 0 | Water | Porous | Wet | R600a | MinimizeLCOE | IgnoreSilica | 309.6468 | 272.7711 | 32.7628 | 4 | 2932.8189 |  | 65.7677 |  | 219.7345 | -7.3198e-05 | 92626232730.3806 | 27515884.7765 | 3009631.9669 | 29230201.064 | 42554217.6074 | 24077.0464 | 1334111.9218 | 0 | 40430568.5093 | 105192045.8113 | 71795732.7466 | 321086471.4501 | 3144235.0165 | 48131582.8269 |  | 1478867.319 | 10508037.6352 | 0 | 384349194.2478 |  | 2371373.7057 | 131.0511 | 2932.8189 |  | 65.7677
1 | 6100 | 707 | 0.035 | 15 | 15 | 7 | 3.1623e-09 | 0 | Water | Porous | Wet | R600a | MinimizeLCOE | IgnoreSilica | 310.3064 | 273.3608 | 32.8391 | 4 | 2930.3696 |  | 65.7128 |  | 219.7392 | -7.2655e-05 | 92640902508.3331 | 27558534.3102 | 3014184.7656 | 29280741.1185 | 42643866.9104 | 24077.0464 | 1331802.3858 | 0 | 40502750.5494 | 105379848.6729 | 71923912.0586 | 321659717.8178 | 3144235.0165 | 48131582.8269 |  | 1478867.319 | 10508037.6352 | 0 | 384922440.6154 |  | 3162277.6602 | 131.3563 | 2930.3696 |  | 65.7128
1 | 6100 | 707 | 0.035 | 15 | 15 | 7 | 4.217e-09 | 0 | Water | Porous | Wet | R600a | MinimizeLCOE | IgnoreSilica | 310.7863 | 273.7898 | 32.895 | 4 | 2928.5534 |  | 65.6721 |  | 219.7426 | -7.2232e-05 | 92653925148.1104 | 27589551.1073 | 3017495.65 | 29317501.6874 | 42709077.823 | 24077.0464 | 1329828.9205 | 0 | 40555137.5715 | 105516148.9584 | 72016939.8042 | 322075758.5686 | 3144235.0165 | 48131582.8269 |  | 1478867.319 | 10508037.6352 | 0 | 385338481.3662 |  | 4216965.0343 | 131.5798 | 2928.5534 |  | 65.6721
1 | 6100 | 707 | 0.035 | 15 | 15 | 7 | 5.6234e-09 | 0 | Water | Porous | Wet | R600a | MinimizeLCOE | IgnoreSilica | 311.1736 | 274.136 | 32.9394 | 4 | 2927.1587 |  | 65.6408 |  | 219.7454 | -7.1941e-05 | 92660241852.9425 | 27614567.3594 | 3020165.9271 | 29347153.8265 | 42761712.2689 | 24077.0464 | 1328720.2666 | 0 | 40597594.711 | 105626613.7262 | 72092334.278 | 322412939.41 | 3144235.0165 | 48131582.8269 |  | 1478867.319 | 10508037.6352 | 0 | 385675662.2076 |  | 5623413.2519 | 131.7577 | 2927.1587 |  | 65.6408
1 | 6100 | 707 | 0.035 | 15 | 15 | 7 | 7.4989e-09 | 0 | Water | Porous | Wet | R600a | MinimizeLCOE | IgnoreSilica | 311.4442 | 274.378 | 32.9709 | 4 | 2926.138 |  | 65.6179 |  | 219.7473 | -7.1703e-05 | 92667560168.2165 | 27632046.0934 | 3022031.5945 | 29367873.3857 | 42798480.294 | 24077.0464 | 1327597.2819 | 0 | 40627121.2214 | 105703435.6496 | 72144766.8193 | 322647429.3861 | 3144235.0165 | 48131582.8269 |  | 1478867.319 | 10508037.6352 | 0 | 385910152.1837 |  | 7498942.0933 | 131.8838 | 2926.138 |  | 65.6179
1 | 6100 | 707 | 0.035 | 15 | 15 | 7 | 1e-08 | 0 | Water | Porous | Wet | R600a | MinimizeLCOE | IgnoreSilica | 311.6559 | 274.5672 | 32.9954 | 4 | 2925.3621 |  | 65.6005 |  | 219.7488 | -7.1532e-05 | 92671945627.016 | 27645717.4945 | 3023490.8457 | 29384080.6789 | 42827251.6109 | 24077.0464 | 1326874.5213 | 0 | 40650281.9571 | 105763695.1329 | 72185895.1548 | 322831364.4425 | 3144235.0165 | 48131582.8269 |  | 1478867.319 | 10508037.6352 | 0 | 386094087.2401 |  | 10000000 | 131.9816 | 2925.3621 |  | 65.6005
1 | 6200 | 707 | 0.035 | 15 | 15 | 7 | 1e-13 | 0 | Water | Porous | Wet | R600a | MinimizeLCOE | IgnoreSilica | 1.0464 | 0.32834 | 0.020975 | 4 | 789415.6942 |  | 17702.4548 |  | 134.2181 | -6.3402e-05 | 46891313603.808 | 194373.7202 | 14431.7494 | 139116.7747 | 87318.1191 | 24077.0464 | 62739.6757 | 0 | 203602.2633 | 529731.3246 | 361552.514 | 1616943.1874 | 3144235.0165 | 49258762.9327 |  | 1478867.319 | 10733473.6564 | 0 | 66232282.112 |  | 100 | 0.0839 | 789415.6942 |  | 17702.4548
1 | 6200 | 707 | 0.035 | 15 | 15 | 7 | 1.3335e-13 | 0 | Water | Porous | Wet | R600a | MinimizeLCOE | IgnoreSilica | 1.3436 | 0.51479 | 0.042747 | 4 | 391019.8326 |  | 8768.5246 |  | 148.6355 | -6.9957e-05 | 67473295280.8235 | 286586.6871 | 23712.7231 | 197229.0205 | 124152.1998 | 24077.0464 | 68995.6113 | 0 | 282653.7824 | 735407.1615 | 501930.4988 | 2244744.7308 | 3144235.0165 | 49258762.9327 |  | 1478867.319 | 10733473.6564 | 0 | 66860083.6554 |  | 133.3521 | 0.17099 | 391019.8326 |  | 8768.5246
1 | 6200 | 707 | 0.035 | 15 | 15 | 7 | 1.7783e-13 | 0 | Water | Porous | Wet | R600a | MinimizeLCOE | IgnoreSilica | 1.6604 | 0.95379 | 0.10505 | 4 | 166361.0346 |  | 3730.6057 |  | 159.7302 | -7.8236e-05 | 82681301663.6511 | 502047.2452 | 60741.4598 | 316551.1154 | 728982.3442 | 24077.0464 | 75941.9852 | 0 | 666253.0665 | 1733453.8118 | 1183117.8455 | 5291165.92 | 3144235.0165 | 49258762.9327 |  | 1478867.319 | 10733473.6564 | 0 | 69906504.8446 |  | 177.8279 | 0.42021 | 166361.0346 |  | 3730.6057
1 | 6200 | 707 | 0.035 | 15 | 15 | 7 | 2.3714e-13 | 0 | Water | Porous | Wet | R600a | MinimizeLCOE | IgnoreSilica | 2.0819 | 1.2873 | 0.14525 | 4 | 120942.0609 |  | 2712.0963 |  | 170.275 | -8.5204e-05 | 81682806938.406 | 617598.0853 | 70765.9653 | 402664.0749 | 626401.5687 | 24077.0464 | 82885.5207 | 0 | 711512.9819 | 1851210.8275 | 1263489.4284 | 5650605.4991 | 3144235.0165 | 49258762.9327 |  | 1478867.319 | 10733473.6564 | 0 | 70265944.4237 |  | 237.1374 | 0.58099 | 120942.0609 |  | 2712.0963
1 | 6200 | 707 | 0.035 | 15 | 15 | 7 | 3.1623e-13 | 0 | Water | Porous | Wet | R600a | MinimizeLCOE | IgnoreSilica | 2.6155 | 1.736 | 0.19827 | 4 | 89512.9954 |  | 2007.3071 |  | 179.495 | -9.3378e-05 | 85022814190.1793 | 761466.5755 | 87264.2093 | 511501.6535 | 583241.3558 | 24077.0464 | 91403.8011 | 0 | 802992.3102 | 2089221.2749 | 1425936.4493 | 6377104.676 | 3144235.0165 | 49258762.9327 |  | 1478867.319 | 10733473.6564 | 0 | 70992443.6006 |  | 316.2278 | 0.7931 | 89512.9954 |  | 2007.3071
1 | 6200 | 707 | 0.035 | 15 | 15 | 7 | 4.217e-13 | 0 | Water | Porous | Wet | R600a | MinimizeLCOE | IgnoreSilica | 3.2955 | 2.3198 | 0.26736 | 4 | 67484.2616 |  | 1513.3181 |  | 187.4344 | -3.2312e-07 | 87691259381.9289 | 933105.733 | 106911.9286 | 644988.9325 | 628704.1151 | 24077.0464 | 101513.1415 | 0 | 951327.3499 | 2475158.6203 | 1689346.6178 | 7555133.485 | 3144235.0165 | 49258762.9327 |  | 1478867.319 | 10733473.6564 | 0 | 72170472.4096 |  | 421.6965 | 1.0694 | 67484.2616 |  | 1513.3181
1 | 6200 | 707 | 0.035 | 15 | 15 | 7 | 5.6234e-13 | 0 | Water | Porous | Wet | R600a | MinimizeLCOE | IgnoreSilica | 4.158 | 3.0712 | 0.35655 | 4 | 51671.3534 |  | 1158.7175 |  | 194.1181 | -3.6119e-07 | 89872828804.3165 | 1136367.7922 | 130131.3644 | 807316.9942 | 720260.8977 | 24077.0464 | 113055.4812 | 0 | 1143171.7347 | 2974298.3569 | 2030019.7443 | 9078699.412 | 3144235.0165 | 49258762.9327 |  | 1478867.319 | 10733473.6564 | 0 | 73694038.3366 |  | 562.3413 | 1.4262 | 51671.3534 |  | 1158.7175
1 | 6200 | 707 | 0.035 | 15 | 15 | 7 | 7.4989e-13 | 0 | Water | Porous | Wet | R600a | MinimizeLCOE | IgnoreSilica | 5.2421 | 4.0253 | 0.4703 | 4 | 40168.4756 |  | 900.7683 |  | 199.6257 | -3.9397e-07 | 91740675541.3797 | 1374520.092 | 157280.0148 | 1002386.6214 | 851477.7631 | 24077.0464 | 125563.2191 | 0 | 1378768.8551 | 3587273.7367 | 2448388.0364 | 10949735.385 | 3144235.0165 | 49258762.9327 |  | 1478867.319 | 10733473.6564 | 0 | 75565074.3096 |  | 749.8942 | 1.8812 | 40168.4756 |  | 900.7683
1 | 6200 | 707 | 0.035 | 15 | 15 | 7 | 1e-12 | 0 | Water | Porous | Wet | R600a | MinimizeLCOE | IgnoreSilica | 6.6648 | 5.2863 | 0.62052 | 4 | 31400.0133 |  | 704.1377 |  | 204.2877 | -4.2783e-07 | 93174028742.8651 | 1665336.4801 | 190348.3337 | 1246567.7451 | 1033436.5272 | 24077.0464 | 141373.1 | 0 | 1677444.3006 | 4364365.9791 | 2978769.4595 | 13321718.9717 | 3144235.0165 | 49258762.9327 |  | 1478867.319 | 10733473.6564 | 0 | 77937057.8963 |  | 1000 | 2.4821 | 31400.0133 |  | 704.1377
1 | 6200 | 707 | 0.035 | 15 | 15 | 7 | 1.3335e-12 | 0 | Water | Porous | Wet | R600a | MinimizeLCOE | IgnoreSilica | 8.5064 | 6.9265 | 0.81622 | 4 | 24773.2573 |  | 555.5343 |  | 208.1073 | -4.5741e-07 | 94348580186.7487 | 2014975.5808 | 230002.8199 | 1547413.0874 | 1275320.9765 | 24077.0464 | 159941.6827 | 0 | 2048175.1656 | 5328931.6423 | 3637105.3445 | 16265943.3461 | 3144235.0165 | 49258762.9327 |  | 1478867.319 | 10733473.6564 | 0 | 80881282.2707 |  | 1333.5214 | 3.2649 | 24773.2573 |  | 555.5343
1 | 6200 | 707 | 0.035 | 15 | 15 | 7 | 1.7783e-12 | 0 | Water | Porous | Wet | R600a | MinimizeLCOE | IgnoreSilica | 10.8984 | 9.0638 | 1.0716 | 4 | 19722.9012 |  | 442.2813 |  | 211.2058 | -4.8189e-07 | 95318416049.7197 | 2436384.5254 | 277663.4114 | 1918850.3737 | 1593843.194 | 24077.0464 | 181794.2766 | 0 | 2508719.0027 | 6527172.2361 | 4454929.1711 | 19923433.2375 | 3144235.0165 | 49258762.9327 |  | 1478867.319 | 10733473.6564 | 0 | 84538772.1622 |  | 1778.2794 | 4.2863 | 19722.9012 |  | 442.2813
1 | 6200 | 707 | 0.035 | 15 | 15 | 7 | 2.3714e-12 | 0 | Water | Porous | Wet | R600a | MinimizeLCOE | IgnoreSilica | 14.0654 | 11.8995 | 1.4103 | 4 | 15806.907 |  | 354.466 |  | 213.7287 | -5.046e-07 | 96044007114.0235 | 2953493.3691 | 335948.82 | 2385709.9525 | 2018895.9276 | 24077.0464 | 209081.227 | 0 | 3091610.4736 | 8043736.2759 | 5490015.2905 | 24552568.3826 | 3144235.0165 | 49258762.9327 |  | 1478867.319 | 10733473.6564 | 0 | 89167907.3072 |  | 2371.3737 | 5.6411 | 15806.907 |  | 354.466
1 | 6200 | 707 | 0.035 | 15 | 15 | 7 | 3.1623e-12 | 0 | Water | Porous | Wet | R600a | MinimizeLCOE | IgnoreSilica | 18.2311 | 15.6346 | 1.8566 | 4 | 12789.8537 |  | 286.8094 |  | 215.7389 | -5.2311e-07 | 96618083480.5448 | 3583233.5442 | 406704.8688 | 2967991.2805 | 2580229.2225 | 24077.0464 | 242064.278 | 0 | 3823677.0937 | 9948423.4538 | 6790003.4269 | 30366404.2148 | 3144235.0165 | 49258762.9327 |  | 1478867.319 | 10733473.6564 | 0 | 94981743.1394 |  | 3162.2777 | 7.4263 | 12789.8537 |  | 286.8094
1 | 6200 | 707 | 0.035 | 15 | 15 | 7 | 4.217e-12 | 0 | Water | Porous | Wet | R600a | MinimizeLCOE | IgnoreSilica | 23.7365 | 20.575 | 2.4469 | 4 | 10453.9049 |  | 234.4263 |  | 217.3302 | -5.3852e-07 | 97048510479.1567 | 4353275.4595 | 492905.0226 | 3697140.3531 | 3323895.0184 | 24077.0464 | 282475.3404 | 0 | 4747769.6137 | 12352722.6334 | 8430987.0204 | 37705247.5079 | 3144235.0165 | 49258762.9327 |  | 1478867.319 | 10733473.6564 | 0 | 102320586.4325 |  | 4216.965 | 9.7878 | 10453.9049 |  | 234.4263
1 | 6200 | 707 | 0.035 | 15 | 15 | 7 | 5.6234e-12 | 0 | Water | Porous | Wet | R600a | MinimizeLCOE | IgnoreSilica | 30.9986 | 27.0956 | 3.2262 | 4 | 8645.8045 |  | 193.8801 |  | 218.5759 | -5.5084e-07 | 97374119868.9593 | 5292766.316 | 597684.0593 | 4608005.1928 | 4306041.9706 | 24077.0464 | 331761.1584 | 0 | 5912530.9399 | 15383192.6789 | 10499345.0963 | 46955404.4585 | 3144235.0165 | 49258762.9327 |  | 1478867.319 | 10733473.6564 | 0 | 111570743.3832 |  | 5623.4133 | 12.9046 | 8645.8045 |  | 193.8801
1 | 6200 | 707 | 0.035 | 15 | 15 | 7 | 7.4989e-12 | 0 | Water | Porous | Wet | R600a | MinimizeLCOE | IgnoreSilica | 40.489 | 35.6204 | 4.2453 | 4 | 7251.0436 |  | 162.6029 |  | 219.5385 | -5.5909e-07 | 97605844986.4912 | 6428578.2143 | 723841.6714 | 5735245.6025 | 5590507.0388 | 24077.0464 | 390637.4115 | 0 | 7368225.9241 | 19170612.4235 | 13084336.8957 | 58516062.2282 | 3144235.0165 | 49258762.9327 |  | 1478867.319 | 10733473.6564 | 0 | 123131401.1528 |  | 7498.9421 | 16.9812 | 7251.0436 |  | 162.6029
1 | 6200 | 707 | 0.035 | 15 | 15 | 7 | 1e-11 | 0 | Water | Porous | Wet | R600a | MinimizeLCOE | IgnoreSilica | 52.8131 | 46.6938 | 5.5694 | 4 | 6172.6017 |  | 138.4191 |  | 220.2796 | -5.6421e-07 | 97764804088.1741 | 7794127.5618 | 874854.7631 | 7121975.144 | 7259257.7832 | 24077.0464 | 460983.5781 | 0 | 9178757.5919 | 23881244.432 | 16299440.0353 | 72894717.9357 | 3144235.0165 | 49258762.9327 |  | 1478867.319 | 10733473.6564 | 0 | 137510056.8603 |  | 10000 | 22.2775 | 6172.6017 |  | 138.4191
1 | 6200 | 707 | 0.035 | 15 | 15 | 7 | 1.3335e-11 | 0 | Water | Porous | Wet | R600a | MinimizeLCOE | IgnoreSilica | 68.5601 | 60.847 | 7.262 | 4 | 5340.686 |  | 119.7636 |  | 220.8474 | -5.6606e-07 | 97841896093.192 | 9411961.4336 | 1052983.906 | 8802057.3505 | 9391735.9721 | 24077.0464 | 543675.2242 | 0 | 11398331.4638 | 29656120.3495 | 20240911.5109 | 90521854.2569 | 3144235.0165 | 49258762.9327 |  | 1478867.319 | 10733473.6564 | 0 | 155137193.1815 |  | 13335.2143 | 29.0482 | 5340.686 |  | 119.7636
1 | 6200 | 707 | 0.035 | 15 | 15 | 7 | 1.7783e-11 | 0 | Water | Porous | Wet | R600a | MinimizeLCOE | IgnoreSilica | 88.1191 | 78.4329 | 9.3662 | 4 | 4702.8715 |  | 105.4607 |  | 221.2815 | -5.6383e-07 | 97840320943.6596 | 11280239.2353 | 1257776.3958 | 10784297.4723 | 12040282.1844 | 24077.0464 | 637817.0278 | 0 | 14049550.8512 | 36554049.3556 | 24948889.7958 | 111576979.3645 | 3144235.0165 | 49258762.9327 |  | 1478867.319 | 10733473.6564 | 0 | 176192318.2891 |  | 17782.7941 | 37.4648 | 4702.8715 |  | 105.4607
1 | 6200 | 707 | 0.035 | 15 | 15 | 7 | 2.3714e-11 | 0 | Water | Porous | Wet | R600a | MinimizeLCOE | IgnoreSilica | 111.4099 | 99.385 | 11.8751 | 4 | 4218.4291 |  | 94.5972 |  | 221.6152 | -5.5666e-07 | 97759599098.312 | 13357610.5093 | 1484496.3585 | 13033162.1227 | 15193438.0877 | 24077.0464 | 740145.7357 | 0 | 17094842.6455 | 44477273.9293 | 30356653.3733 | 135761699.8086 | 3144235.0165 | 49258762.9327 |  | 1478867.319 | 10733473.6564 | 0 | 200377038.7332 |  | 23713.7371 | 47.5004 | 4218.4291 |  | 94.5972
1 | 6200 | 707 | 0.035 | 15 | 15 | 7 | 3.1623e-11 | 0 | Water | Porous | Wet | R600a | MinimizeLCOE | IgnoreSilica | 137.671 | 123.0256 | 14.7087 | 4 | 3854.5452 |  | 86.4372 |  | 221.8756 | -5.4448e-07 | 97591234353.5871 | 15558098.0979 | 1723659.0817 | 15459288.2537 | 18747300.1299 | 24077.0464 | 845600.5816 | 0 | 20419629.0446 | 53127686.1321 | 36260737.4499 | 162166075.8177 | 3144235.0165 | 49258762.9327 |  | 1478867.319 | 10733473.6564 | 0 | 226781414.7423 |  | 31622.7766 | 58.8348 | 3854.5452 |  | 86.4372
1 | 6200 | 707 | 0.035 | 15 | 15 | 7 | 4.217e-11 | 0 | Water | Porous | Wet | R600a | MinimizeLCOE | IgnoreSilica | 165.3152 | 147.9335 | 17.6986 | 4 | 3585.2083 |  | 80.3974 |  | 222.0827 | -5.2747e-07 | 97352891343.6833 | 17751062.9149 | 1961106.4454 | 17916220.7065 | 22486287.2382 | 24077.0464 | 946569.9336 | 0 | 23823276.4711 | 61983278.5519 | 42304861.2407 | 189196740.5485 | 3144235.0165 | 49258762.9327 |  | 1478867.319 | 10733473.6564 | 0 | 253812079.4731 |  | 42169.6503 | 70.7942 | 3585.2083 |  | 80.3974
1 | 6200 | 707 | 0.035 | 15 | 15 | 7 | 5.6234e-11 | 0 | Water | Porous | Wet | R600a | MinimizeLCOE | IgnoreSilica | 192.4259 | 172.3861 | 20.6389 | 4 | 3388.1759 |  | 75.979 |  | 222.2499 | -5.0717e-07 | 97069244220.8123 | 19804894.4337 | 2182760.5738 | 20248595.2546 | 26150699.4561 | 24077.0464 | 1036648.265 | 0 | 27084593.2615 | 70468555.8525 | 48096237.3534 | 215097061.497 | 3144235.0165 | 49258762.9327 |  | 1478867.319 | 10733473.6564 | 0 | 279712400.4216 |  | 56234.1325 | 82.5555 | 3388.1759 |  | 75.979
1 | 6200 | 707 | 0.035 | 15 | 15 | 7 | 7.4989e-11 | 0 | Water | Porous | Wet | R600a | MinimizeLCOE | IgnoreSilica | 217.2986 | 194.8447 | 23.3449 | 4 | 3245.1824 |  | 72.7724 |  | 222.3855 | -4.8556e-07 | 96779122892.5606 | 21620181.4836 | 2378135.7199 | 22332846.5938 | 29510285.3019 | 24077.0464 | 1111723.4259 | 0 | 30021127.3329 | 78108815.1402 | 53310871.3089 | 238418063.3535 | 3144235.0165 | 49258762.9327 |  | 1478867.319 | 10733473.6564 | 0 | 303033402.2781 |  | 74989.4209 | 93.3795 | 3245.1824 |  | 72.7724
1 | 6200 | 707 | 0.035 | 15 | 15 | 7 | 1e-10 | 0 | Water | Porous | Wet | R600a | MinimizeLCOE | IgnoreSilica | 238.9085 | 214.3778 | 25.7032 | 4 | 3141.6256 |  | 70.4502 |  | 222.4946 | -4.6467e-07 | 96504664286.5826 | 23151761.0334 | 2542614.07 | 24106658.0881 | 32427208.4201 | 24077.0464 | 1171208.2766 | 0 | 32535175.5044 | 84649852.7804 | 57775263.9032 | 258383819.1225 | 3144235.0165 | 49258762.9327 |  | 1478867.319 | 10733473.6564 | 0 | 322999158.0471 |  | 100000 | 102.8127 | 3141.6256 |  | 70.4502
1 | 6200 | 707 | 0.035 | 15 | 15 | 7 | 1.3335e-10 | 0 | Water | Porous | Wet | R600a | MinimizeLCOE | IgnoreSilica | 256.9011 | 230.6565 | 27.6726 | 4 | 3066.5259 |  | 68.7661 |  | 222.5813 | -4.2731e-07 | 96271052751.3541 | 24398509.0169 | 2676273.4515 | 25560281.0824 | 34854418.6404 | 24077.0464 | 1216495.9802 | 0 | 34604721.5349 | 90034387.0294 | 61450319.1692 | 274819482.9514 | 3144235.0165 | 49258762.9327 |  | 1478867.319 | 10733473.6564 | 0 | 339434821.876 |  | 133352.1432 | 110.6903 | 3066.5259 |  | 68.7661
1 | 6200 | 707 | 0.035 | 15 | 15 | 7 | 1.7783e-10 | 0 | Water | Porous | Wet | R600a | MinimizeLCOE | IgnoreSilica | 271.4442 | 243.8246 | 29.2685 | 4 | 3011.8182 |  | 67.5393 |  | 222.6493 | -3.7638e-07 | 96079746364.8582 | 25389104.8583 | 2782330.8054 | 26721146.3875 | 36815307.3048 | 24077.0464 | 1250338.4328 | 0 | 36263098.8857 | 94349144.7162 | 64395229.9499 | 287989778.387 | 3144235.0165 | 49258762.9327 |  | 1478867.319 | 10733473.6564 | 0 | 352605117.3116 |  | 177827.941 | 117.0738 | 3011.8182 |  | 67.5393
1 | 6200 | 707 | 0.035 | 15 | 15 | 7 | 2.3714e-10 | 0 | Water | Porous | Wet | R600a | MinimizeLCOE | IgnoreSilica | 282.94 | 254.2401 | 30.5328 | 4 | 2971.7874 |  | 66.6416 |  | 222.702 | -9.8919e-05 | 95929933620.9862 | 26162080.1179 | 2865005.1256 | 27630477.3568 | 38364698.2786 | 24077.0464 | 1275203.4045 | 0 | 37565401.1186 | 97737467.9873 | 66707830.2055 | 298332240.6411 | 3144235.0165 | 49258762.9327 |  | 1478867.319 | 10733473.6564 | 0 | 362947579.5658 |  | 237137.3706 | 122.1311 | 2971.7874 |  | 66.6416
1 | 6200 | 707 | 0.035 | 15 | 15 | 7 | 3.1623e-10 | 0 | Water | Porous | Wet | R600a | MinimizeLCOE | IgnoreSilica | 291.8922 | 262.3589 | 31.5186 | 4 | 2942.4325 |  | 65.9833 |  | 222.7446 | -9.1066e-05 | 95814113266.4124 | 26758482.2267 | 2928745.0874 | 28334119.7487 | 39570522.1019 | 24077.0464 | 1294196.3748 | 0 | 38574955.6085 | 100364121.6818 | 68500575.3243 | 306349795.2004 | 3144235.0165 | 49258762.9327 |  | 1478867.319 | 10733473.6564 | 0 | 370965134.1251 |  | 316227.766 | 126.0743 | 2942.4325 |  | 65.9833
1 | 6200 | 707 | 0.035 | 15 | 15 | 7 | 4.217e-10 | 0 | Water | Porous | Wet | R600a | MinimizeLCOE | IgnoreSilica | 298.2117 | 268.1113 | 32.2212 | 4 | 2921.9971 |  | 65.5251 |  | 222.7851 | -8.7661e-05 | 95715011269.797 | 27177942.4122 | 2973549.5649 | 28830042.1939 | 40419650.2469 | 24077.0464 | 1304348.6511 | 0 | 39284547.945 | 102210335.384 | 69760654.112 | 311985147.5563 | 3144235.0165 | 49258762.9327 |  | 1478867.319 | 10733473.6564 | 0 | 376600486.4809 |  | 421696.5034 | 128.8846 | 2921.9971 |  | 65.5251
1 | 6200 | 707 | 0.035 | 15 | 15 | 7 | 5.6234e-10 | 0 | Water | Porous | Wet | R600a | MinimizeLCOE | IgnoreSilica | 301.7265 | 271.3156 | 32.6329 | 4 | 2908.7104 |  | 65.2271 |  | 222.8095 | -8.4555e-05 | 95798431948.8141 | 27410497.3623 | 2998381.0659 | 29105353.0738 | 40891464.6795 | 24077.0464 | 1293833.5085 | 0 | 39672206.6272 | 103218943.7554 | 70449050.0503 | 315063807.1692 | 3144235.0165 | 49258762.9327 |  | 1478867.319 | 10733473.6564 | 0 | 379679146.0939 |  | 562341.3252 | 130.5318 | 2908.7104 |  | 65.2271
1 | 6200 | 707 | 0.035 | 15 | 15 | 7 | 7.4989e-10 | 0 | Water | Porous | Wet | R600a | MinimizeLCOE | IgnoreSilica | 304.3795 | 273.735 | 32.9446 | 4 | 2898.7926 |  | 65.0047 |  | 222.828 | -8.1019e-05 | 95862673797.4322 | 27585591.2624 | 3017072.9629 | 29312808.2948 | 41247523.9874 | 24077.0464 | 1285300.2335 | 0 | 39964225.7771 | 103978717.6821 | 70967611.367 | 317382928.6136 | 3144235.0165 | 49258762.9327 |  | 1478867.319 | 10733473.6564 | 0 | 381998267.5382 |  | 749894.2093 | 131.7784 | 2898.7926 |  | 65.0047
1 | 6200 | 707 | 0.035 | 15 | 15 | 7 | 1e-09 | 0 | Water | Porous | Wet | R600a | MinimizeLCOE | IgnoreSilica | 306.3869 | 275.5662 | 33.1807 | 4 | 2891.3696 |  | 64.8383 |  | 222.8421 | -7.925e-05 | 95910786347.3575 | 27717819.8005 | 3031186.5145 | 29469571.7301 | 41516886.7105 | 24077.0464 | 1278638.7192 | 0 | 40184890.4032 | 104552841.7748 | 71359462.8573 | 319135375.5564 | 3144235.0165 | 49258762.9327 |  | 1478867.319 | 10733473.6564 | 0 | 383750714.4811 |  | 1000000 | 132.7228 | 2891.3696 |  | 64.8383
1 | 6200 | 707 | 0.035 | 15 | 15 | 7 | 1.3335e-09 | 0 | Water | Porous | Wet | R600a | MinimizeLCOE | IgnoreSilica | 307.9022 | 276.9486 | 33.3591 | 4 | 2885.8115 |  | 64.7136 |  | 222.8527 | -7.7919e-05 | 95946838467.9566 | 27817489.508 | 3041823.5538 | 29587789.4593 | 41720190.2365 | 24077.0464 | 1273490.7259 | 0 | 40351295.6067 | 104985793.9797 | 71654961.6335 | 320456911.7497 | 3144235.0165 | 49258762.9327 |  | 1478867.319 | 10733473.6564 | 0 | 385072250.6743 |  | 1333521.4322 | 133.4364 | 2885.8115 |  | 64.7136
1 | 6200 | 707 | 0.035 | 15 | 15 | 7 | 1.7783e-09 | 0 | Water | Porous | Wet | R600a | MinimizeLCOE | IgnoreSilica | 309.04 | 277.9869 | 33.4932 | 4 | 2881.6539 |  | 64.6204 |  | 222.8607 | -7.6915e-05 | 95974353344.7573 | 27892249.4791 | 3049801.4166 | 29676492.4578 | 41872829.6623 | 24077.0464 | 1269486.7892 | 0 | 40476125.372 | 105310575.423 | 71876631.6421 | 321448269.2884 | 3144235.0165 | 49258762.9327 |  | 1478867.319 | 10733473.6564 | 0 | 386063608.213 |  | 1778279.41 | 133.9729 | 2881.6539 |  | 64.6204
1 | 6200 | 707 | 0.035 | 15 | 15 | 7 | 2.3714e-09 | 0 | Water | Porous | Wet | R600a | MinimizeLCOE | IgnoreSilica | 309.9025 | 278.774 | 33.5948 | 4 | 2878.5304 |  | 64.5503 |  | 222.8668 | -7.6167e-05 | 95994225537.417 | 27948877.9141 | 3055843.9885 | 29743699.7202 | 41988539.708 | 24077.0464 | 1266519.0566 | 0 | 40570747.3992 | 105556762.528 | 72044659.4 | 322199726.7609 | 3144235.0165 | 49258762.9327 |  | 1478867.319 | 10733473.6564 | 0 | 386815065.6856 |  | 2371373.7057 | 134.3794 | 2878.5304 |  | 64.5503
1 | 6200 | 707 | 0.035 | 15 | 15 | 7 | 3.1623e-09 | 0 | Water | Porous | Wet | R600a | MinimizeLCOE | IgnoreSilica | 310.5474 | 279.3626 | 33.6709 | 4 | 2876.1947 |  | 64.498 |  | 222.8713 | -7.5602e-05 | 96009575089.24 | 27991188.3054 | 3060358.509 | 29793923.9395 | 42075037.9404 | 24077.0464 | 1264214.0357 | 0 | 40641431.9128 | 105740669.133 | 72170179.4368 | 322761080.2589 | 3144235.0165 | 49258762.9327 |  | 1478867.319 | 10733473.6564 | 0 | 387376419.1835 |  | 3162277.6602 | 134.6837 | 2876.1947 |  | 64.498
1 | 6200 | 707 | 0.035 | 15 | 15 | 7 | 4.217e-09 | 0 | Water | Porous | Wet | R600a | MinimizeLCOE | IgnoreSilica | 311.0226 | 279.7964 | 33.7272 | 4 | 2874.4566 |  | 64.459 |  | 222.8747 | -7.5168e-05 | 96022204863.6617 | 28022360.7344 | 3063684.4797 | 29830932.2672 | 42138784.1779 | 24077.0464 | 1262342.4949 | 0 | 40693450.6682 | 105876011.2641 | 72262553.2222 | 323174196.355 | 3144235.0165 | 49258762.9327 |  | 1478867.319 | 10733473.6564 | 0 | 387789535.2796 |  | 4216965.0343 | 134.9088 | 2874.4566 |  | 64.459
1 | 6200 | 707 | 0.035 | 15 | 15 | 7 | 5.6234e-09 | 0 | Water | Porous | Wet | R600a | MinimizeLCOE | IgnoreSilica | 311.3905 | 280.1321 | 33.7705 | 4 | 2873.139 |  | 64.4294 |  | 222.8773 | -7.4854e-05 | 96030357204.2779 | 28046476.1486 | 3066257.4208 | 29859565.5163 | 42188123.691 | 24077.0464 | 1261078.7102 | 0 | 40733775.628 | 105980928.5377 | 72334161.4173 | 323494444.1162 | 3144235.0165 | 49258762.9327 |  | 1478867.319 | 10733473.6564 | 0 | 388109783.0408 |  | 5623413.2519 | 135.0821 | 2873.139 |  | 64.4294
1 | 6200 | 707 | 0.035 | 15 | 15 | 7 | 7.4989e-09 | 0 | Water | Porous | Wet | R600a | MinimizeLCOE | IgnoreSilica | 311.6559 | 280.3745 | 33.802 | 4 | 2872.1656 |  | 64.4076 |  | 222.8792 | -7.4607e-05 | 96037764354.2816 | 28063876.6215 | 3068113.8855 | 29880227.513 | 42223723.7836 | 24077.0464 | 1259979.3717 | 0 | 40762799.3065 | 106056442.1956 | 72385701.0405 | 323724940.7644 | 3144235.0165 | 49258762.9327 |  | 1478867.319 | 10733473.6564 | 0 | 388340279.689 |  | 7498942.0933 | 135.2082 | 2872.1656 |  | 64.4076
1 | 6200 | 707 | 0.035 | 15 | 15 | 7 | 1e-08 | 0 | Water | Porous | Wet | R600a | MinimizeLCOE | IgnoreSilica | 311.8728 | 280.5724 | 33.8274 | 4 | 2871.4122 |  | 64.3907 |  | 222.8807 | -7.444e-05 | 96041184328.2683 | 28078086.7899 | 3069629.9498 | 29897102.2627 | 42252817.2998 | 24077.0464 | 1259393.5668 | 0 | 40786631.697 | 106118449.187 | 72428022.0862 | 323914209.8856 | 3144235.0165 | 49258762.9327 |  | 1478867.319 | 10733473.6564 | 0 | 388529548.8102 |  | 10000000 | 135.3096 | 2871.4122 |  | 64.3907
1 | 6300 | 707 | 0.035 | 15 | 15 | 7 | 1e-13 | 0 | Water | Porous | Wet | R600a | MinimizeLCOE | IgnoreSilica | 1.0658 | 0.34464 | 0.023068 | 4 | 733206.1406 |  | 16441.9693 |  | 136.3009 | -6.3691e-05 | 50651295586.8455 | 203178.3559 | 15293.6618 | 144404.3831 | 90332.4417 | 24077.0464 | 62693.4312 | 0 | 210591.9348 | 547917.016 | 373964.622 | 1672452.8927 | 3144235.0165 | 50397663.2202 |  | 1478867.319 | 10961253.7139 | 0 | 67654472.1624 |  | 100 | 0.092272 | 733206.1406 |  | 16441.9693
1 | 6300 | 707 | 0.035 | 15 | 15 | 7 | 1.3335e-13 | 0 | Water | Porous | Wet | R600a | MinimizeLCOE | IgnoreSilica | 1.3825 | 0.54958 | 0.047699 | 4 | 358232.8513 |  | 8033.2845 |  | 151.4922 | -7.2137e-05 | 73980544214.2449 | 305018.7193 | 25950.9041 | 207303.2635 | 131963.961 | 24077.0464 | 69853.3747 | 0 | 298025.2349 | 775400.5278 | 529226.7931 | 2366819.8247 | 3144235.0165 | 50397663.2202 |  | 1478867.319 | 10961253.7139 | 0 | 68348839.0943 |  | 133.3521 | 0.19079 | 358232.8513 |  | 8033.2845
1 | 6300 | 707 | 0.035 | 15 | 15 | 7 | 1.7783e-13 | 0 | Water | Porous | Wet | R600a | MinimizeLCOE | IgnoreSilica | 1.6946 | 0.99458 | 0.11062 | 4 | 161395.8268 |  | 3619.2621 |  | 162.2806 | -7.9328e-05 | 85714241414.1435 | 517065.3401 | 61553.0581 | 327391.156 | 748844.504 | 24077.0464 | 75797.0322 | 0 | 684343.9733 | 1780522.6404 | 1215243.2882 | 5434838.0387 | 3144235.0165 | 50397663.2202 |  | 1478867.319 | 10961253.7139 | 0 | 71416857.3084 |  | 177.8279 | 0.4425 | 161395.8268 |  | 3619.2621
1 | 6300 | 707 | 0.035 | 15 | 15 | 7 | 2.3714e-13 | 0 | Water | Porous | Wet | R600a | MinimizeLCOE | IgnoreSilica | 2.1356 | 1.3507 | 0.15301 | 4 | 116967.6054 |  | 2622.9701 |  | 173.1743 | -8.7743e-05 | 84025179849.8953 | 638743.0222 | 73196.3278 | 418459.841 | 572719.6062 | 24077.0464 | 83278.4723 | 0 | 706084.9832 | 1837088.2884 | 1253850.5052 | 5607498.0927 | 3144235.0165 | 50397663.2202 |  | 1478867.319 | 10961253.7139 | 0 | 71589517.3623 |  | 237.1374 | 0.61205 | 116967.6054 |  | 2622.9701
1 | 6300 | 707 | 0.035 | 15 | 15 | 7 | 3.1623e-13 | 0 | Water | Porous | Wet | R600a | MinimizeLCOE | IgnoreSilica | 2.6887 | 1.8258 | 0.20922 | 4 | 86577.9206 |  | 1941.4888 |  | 182.546 | -9.6978e-05 | 87416088331.1993 | 788848.5058 | 90404.0969 | 532546.9435 | 562053.64 | 24077.0464 | 92043.5739 | 0 | 815089.7845 | 2120696.4213 | 1447418.8835 | 6473178.8956 | 3144235.0165 | 50397663.2202 |  | 1478867.319 | 10961253.7139 | 0 | 72455198.1653 |  | 316.2278 | 0.83688 | 86577.9206 |  | 1941.4888
1 | 6300 | 707 | 0.035 | 15 | 15 | 7 | 4.217e-13 | 0 | Water | Porous | Wet | R600a | MinimizeLCOE | IgnoreSilica | 3.366 | 2.4196 | 0.28 | 4 | 65768.2314 |  | 1474.8366 |  | 190.3243 | -3.3636e-07 | 90306242261.595 | 961114.1752 | 110118.4652 | 667097.3172 | 615795.2194 | 24077.0464 | 100882.67 | 0 | 966843.1084 | 2515527.4413 | 1716899.1676 | 7678354.6108 | 3144235.0165 | 50397663.2202 |  | 1478867.319 | 10961253.7139 | 0 | 73660373.8804 |  | 421.6965 | 1.12 | 65768.2314 |  | 1474.8366
1 | 6300 | 707 | 0.035 | 15 | 15 | 7 | 5.6234e-13 | 0 | Water | Porous | Wet | R600a | MinimizeLCOE | IgnoreSilica | 4.248 | 3.2041 | 0.37341 | 4 | 50372.2547 |  | 1129.5856 |  | 197.0764 | -3.7767e-07 | 92557191076.8076 | 1170720.6301 | 134054.9169 | 835147.4326 | 712100.8563 | 24077.0464 | 112196.9224 | 0 | 1165436.1438 | 3032225.7824 | 2069556.4025 | 9255516.1335 | 3144235.0165 | 50397663.2202 |  | 1478867.319 | 10961253.7139 | 0 | 75237535.4032 |  | 562.3413 | 1.4936 | 50372.2547 |  | 1129.5856
1 | 6300 | 707 | 0.035 | 15 | 15 | 7 | 7.4989e-13 | 0 | Water | Porous | Wet | R600a | MinimizeLCOE | IgnoreSilica | 5.3736 | 4.2157 | 0.49414 | 4 | 39055.542 |  | 875.811 |  | 202.7037 | -4.1656e-07 | 94407411394.8106 | 1419975.8956 | 162462.3639 | 1040139.3569 | 848743.276 | 24077.0464 | 125163.9222 | 0 | 1412019.1257 | 3673784.1202 | 2507433.1508 | 11213798.2575 | 3144235.0165 | 50397663.2202 |  | 1478867.319 | 10961253.7139 | 0 | 77195817.5272 |  | 749.8942 | 1.9766 | 39055.542 |  | 875.811
1 | 6300 | 707 | 0.035 | 15 | 15 | 7 | 1e-12 | 0 | Water | Porous | Wet | R600a | MinimizeLCOE | IgnoreSilica | 6.8085 | 5.5145 | 0.6496 | 4 | 30633.6864 |  | 686.953 |  | 207.3292 | -4.5008e-07 | 95965909757.0766 | 1715700.024 | 196077.0384 | 1289433.4321 | 1031207.2173 | 24077.0464 | 139747.5696 | 0 | 1714534.5078 | 4460867.09 | 3044633.4506 | 13616277.3763 | 3144235.0165 | 50397663.2202 |  | 1478867.319 | 10961253.7139 | 0 | 79598296.6459 |  | 1000 | 2.5984 | 30633.6864 |  | 686.953
1 | 6300 | 707 | 0.035 | 15 | 15 | 7 | 1.3335e-12 | 0 | Water | Porous | Wet | R600a | MinimizeLCOE | IgnoreSilica | 8.6916 | 7.2273 | 0.85457 | 4 | 24170.5562 |  | 542.0188 |  | 211.1812 | -4.8267e-07 | 97171638461.3512 | 2076351.1206 | 236965.1423 | 1600934.1399 | 1276183.8872 | 24077.0464 | 157876.9471 | 0 | 2095231.4305 | 5451362.3911 | 3720666.8462 | 16639648.9513 | 3144235.0165 | 50397663.2202 |  | 1478867.319 | 10961253.7139 | 0 | 82621668.2209 |  | 1333.5214 | 3.4183 | 24170.5562 |  | 542.0188
1 | 6300 | 707 | 0.035 | 15 | 15 | 7 | 1.7783e-12 | 0 | Water | Porous | Wet | R600a | MinimizeLCOE | IgnoreSilica | 11.1541 | 9.4744 | 1.1237 | 4 | 19222.9876 |  | 431.0708 |  | 214.3206 | -5.1134e-07 | 98130928048.6189 | 2513877.3553 | 286410.138 | 1988085.6462 | 1600568.8334 | 24077.0464 | 179714.125 | 0 | 2571165.9262 | 6689646.3214 | 4565821.0728 | 20419366.4646 | 3144235.0165 | 50397663.2202 |  | 1478867.319 | 10961253.7139 | 0 | 86401385.7342 |  | 1778.2794 | 4.4947 | 19222.9876 |  | 431.0708
1 | 6300 | 707 | 0.035 | 15 | 15 | 7 | 2.3714e-12 | 0 | Water | Porous | Wet | R600a | MinimizeLCOE | IgnoreSilica | 14.3795 | 12.4239 | 1.4772 | 4 | 15422.8996 |  | 345.8548 |  | 216.8471 | -5.352e-07 | 98900353804.7501 | 3045024.5275 | 346262.5682 | 2469448.6373 | 2028173.8471 | 24077.0464 | 205913.3252 | 0 | 3166370.9812 | 8238247.781 | 5622773.3896 | 25146292.1034 | 3144235.0165 | 50397663.2202 |  | 1478867.319 | 10961253.7139 | 0 | 91128311.373 |  | 2371.3737 | 5.9086 | 15422.8996 |  | 345.8548
1 | 6300 | 707 | 0.035 | 15 | 15 | 7 | 3.1623e-12 | 0 | Water | Porous | Wet | R600a | MinimizeLCOE | IgnoreSilica | 18.6332 | 16.3191 | 1.9441 | 4 | 12484.097 |  | 279.9528 |  | 218.8678 | -5.5539e-07 | 99493625192.4635 | 3693727.5359 | 419120.2009 | 3071502.3701 | 2594191.5667 | 24077.0464 | 237930.0248 | 0 | 3915814.0105 | 10188144.8114 | 6953618.1792 | 31098125.7458 | 3144235.0165 | 50397663.2202 |  | 1478867.319 | 10961253.7139 | 0 | 97080145.0155 |  | 3162.2777 | 7.7763 | 12484.097 |  | 279.9528
1 | 6300 | 707 | 0.035 | 15 | 15 | 7 | 4.217e-12 | 0 | Water | Porous | Wet | R600a | MinimizeLCOE | IgnoreSilica | 24.248 | 21.4653 | 2.561 | 4 | 10209.0603 |  | 228.9357 |  | 220.4663 | -5.7199e-07 | 99943332321.6542 | 4486111.2609 | 507773.4238 | 3824566.1316 | 3343052.0362 | 24077.0464 | 277041.4734 | 0 | 4860422.3352 | 12645821.9064 | 8631033.2968 | 38599898.9107 | 3144235.0165 | 50397663.2202 |  | 1478867.319 | 10961253.7139 | 0 | 104581918.1804 |  | 4216.965 | 10.244 | 10209.0603 |  | 228.9357
1 | 6300 | 707 | 0.035 | 15 | 15 | 7 | 5.6234e-12 | 0 | Water | Porous | Wet | R600a | MinimizeLCOE | IgnoreSilica | 31.6365 | 28.2409 | 3.3735 | 4 | 8449.2182 |  | 189.4717 |  | 221.7161 | -5.8477e-07 | 100283827297.3568 | 5450731.3349 | 615274.9086 | 4763164.5994 | 4329689.4332 | 24077.0464 | 324435.1425 | 0 | 6047875.2613 | 15735330.8402 | 10739686.6272 | 48030265.1937 | 3144235.0165 | 50397663.2202 |  | 1478867.319 | 10961253.7139 | 0 | 114012284.4633 |  | 5623.4133 | 13.4938 | 8449.2182 |  | 189.4717
1 | 6300 | 707 | 0.035 | 15 | 15 | 7 | 7.4989e-12 | 0 | Water | Porous | Wet | R600a | MinimizeLCOE | IgnoreSilica | 41.3199 | 37.1246 | 4.4388 | 4 | 7086.9604 |  | 158.9234 |  | 222.6856 | -5.9415e-07 | 100528616782.4723 | 6620489.995 | 745104.9957 | 5928190.9575 | 5623653.2446 | 24077.0464 | 381685.1462 | 0 | 7536048.5403 | 19607252.4457 | 13382352.6829 | 59848855.0543 | 3144235.0165 | 50397663.2202 |  | 1478867.319 | 10961253.7139 | 0 | 125830874.3239 |  | 7498.9421 | 17.7553 | 7086.9604 |  | 158.9234
1 | 6300 | 707 | 0.035 | 15 | 15 | 7 | 1e-11 | 0 | Water | Porous | Wet | R600a | MinimizeLCOE | IgnoreSilica | 53.8802 | 48.651 | 5.8214 | 4 | 6034.1531 |  | 135.3144 |  | 223.4312 | -5.9997e-07 | 100692710757.7791 | 8025374.486 | 900365.1513 | 7359806.8257 | 7302596.5852 | 24077.0464 | 449940.1001 | 0 | 9384242.4759 | 24415873.9495 | 16664335.6666 | 74526612.2867 | 3144235.0165 | 50397663.2202 |  | 1478867.319 | 10961253.7139 | 0 | 140508631.5563 |  | 10000 | 23.2856 | 6034.1531 |  | 135.3144
1 | 6300 | 707 | 0.035 | 15 | 15 | 7 | 1.3335e-11 | 0 | Water | Porous | Wet | R600a | MinimizeLCOE | IgnoreSilica | 69.8831 | 63.3411 | 7.584 | 4 | 5223.0105 |  | 117.1247 |  | 224.0012 | -6.0185e-07 | 100783900350.7961 | 9685396.5212 | 1083014.5396 | 9089528.5106 | 9441968.7402 | 24077.0464 | 529642.7441 | 0 | 11642914.9598 | 30292476.4351 | 20675237.6151 | 92464257.1119 | 3144235.0165 | 50397663.2202 |  | 1478867.319 | 10961253.7139 | 0 | 158446276.3816 |  | 13335.2143 | 30.3362 | 5223.0105 |  | 117.1247
1 | 6300 | 707 | 0.035 | 15 | 15 | 7 | 1.7783e-11 | 0 | Water | Porous | Wet | R600a | MinimizeLCOE | IgnoreSilica | 89.7005 | 81.5393 | 9.7688 | 4 | 4601.4584 |  | 103.1866 |  | 224.4363 | -5.9918e-07 | 100802724987.5081 | 11597331.014 | 1292481.4753 | 11124653.0553 | 12090812.9925 | 24077.0464 | 619854.2313 | 0 | 14332191.8278 | 37289423.1991 | 25450797.5544 | 113821622.3961 | 3144235.0165 | 50397663.2202 |  | 1478867.319 | 10961253.7139 | 0 | 179803641.6658 |  | 17782.7941 | 39.0754 | 4601.4584 |  | 103.1866
1 | 6300 | 707 | 0.035 | 15 | 15 | 7 | 2.3714e-11 | 0 | Water | Porous | Wet | R600a | MinimizeLCOE | IgnoreSilica | 113.2541 | 103.1793 | 12.3687 | 4 | 4129.1193 |  | 92.5945 |  | 224.7702 | -5.9157e-07 | 100741302264.166 | 13720030.8212 | 1524024.6517 | 13429709.9962 | 15238435.93 | 24077.0464 | 717814.3024 | 0 | 17415096.1717 | 45310507.9112 | 30925352.6872 | 138305049.5179 | 3144235.0165 | 50397663.2202 |  | 1478867.319 | 10961253.7139 | 0 | 204287068.7876 |  | 23713.7371 | 49.4747 | 4129.1193 |  | 92.5945
1 | 6300 | 707 | 0.035 | 15 | 15 | 7 | 3.1623e-11 | 0 | Water | Porous | Wet | R600a | MinimizeLCOE | IgnoreSilica | 139.6764 | 127.4709 | 15.2904 | 4 | 3774.8964 |  | 84.6511 |  | 225.0294 | -5.784e-07 | 100609180249.2045 | 15958120.6609 | 1767143.4503 | 15904550.2933 | 18768234.2916 | 24077.0464 | 817639.612 | 0 | 20763508.4882 | 54022389.9051 | 36871391.1594 | 164897054.9072 | 3144235.0165 | 50397663.2202 |  | 1478867.319 | 10961253.7139 | 0 | 230879074.1768 |  | 31622.7766 | 61.1617 | 3774.8964 |  | 84.6511
1 | 6300 | 707 | 0.035 | 15 | 15 | 7 | 4.217e-11 | 0 | Water | Porous | Wet | R600a | MinimizeLCOE | IgnoreSilica | 167.3615 | 152.945 | 18.3591 | 4 | 3512.9246 |  | 78.7765 |  | 225.234 | -5.602e-07 | 100412989486.0338 | 18179433.6005 | 2007514.9713 | 18400126.4653 | 22465289.062 | 24077.0464 | 912249.3075 | 0 | 24175589.2766 | 62899924.2026 | 42930490.7325 | 191994694.6646 | 3144235.0165 | 50397663.2202 |  | 1478867.319 | 10961253.7139 | 0 | 257976713.9343 |  | 42169.6503 | 73.4365 | 3512.9246 |  | 78.7765
1 | 6300 | 707 | 0.035 | 15 | 15 | 7 | 5.6234e-11 | 0 | Water | Porous | Wet | R600a | MinimizeLCOE | IgnoreSilica | 194.3795 | 177.8292 | 21.3624 | 4 | 3321.4403 |  | 74.4825 |  | 225.3976 | -5.3859e-07 | 100185920745.3849 | 20250792.1009 | 2230931.9803 | 20758460.1756 | 26071295.642 | 24077.0464 | 995515.2985 | 0 | 27429118.175 | 71364939.0057 | 48708037.2742 | 217833166.6987 | 3144235.0165 | 50397663.2202 |  | 1478867.319 | 10961253.7139 | 0 | 283815185.9683 |  | 56234.1325 | 85.4494 | 3321.4403 |  | 74.4825
1 | 6300 | 707 | 0.035 | 15 | 15 | 7 | 7.4989e-11 | 0 | Water | Porous | Wet | R600a | MinimizeLCOE | IgnoreSilica | 219.0742 | 200.5964 | 24.1159 | 4 | 3182.497 |  | 71.3667 |  | 225.5288 | -5.1576e-07 | 99956553566.6493 | 22075619.2729 | 2427226.942 | 22858682.6358 | 29365347.1965 | 24077.0464 | 1064019.6815 | 0 | 30347839.3823 | 78958852.8749 | 53891039.5293 | 241012704.5615 | 3144235.0165 | 50397663.2202 |  | 1478867.319 | 10961253.7139 | 0 | 306994723.8312 |  | 74989.4209 | 96.4635 | 3182.497 |  | 71.3667
1 | 6300 | 707 | 0.035 | 15 | 15 | 7 | 1e-10 | 0 | Water | Porous | Wet | R600a | MinimizeLCOE | IgnoreSilica | 240.4574 | 220.3292 | 26.5076 | 4 | 3081.8902 |  | 69.1106 |  | 225.6333 | -4.9376e-07 | 99749603074.8495 | 23610709.4505 | 2591997.3506 | 24640541.5514 | 32216125.2387 | 24077.0464 | 1117437.2439 | 0 | 32838346.2738 | 85438640.9334 | 58313628.0255 | 260791503.1142 | 3144235.0165 | 50397663.2202 |  | 1478867.319 | 10961253.7139 | 0 | 326773522.3839 |  | 100000 | 106.0302 | 3081.8902 |  | 69.1106
1 | 6300 | 707 | 0.035 | 15 | 15 | 7 | 1.3335e-10 | 0 | Water | Porous | Wet | R600a | MinimizeLCOE | IgnoreSilica | 258.2117 | 236.7268 | 28.4993 | 4 | 3008.9352 |  | 67.4746 |  | 225.7155 | -4.5425e-07 | 99579470686.0938 | 24857257.1385 | 2725569.8664 | 26096998.0012 | 34582001.4509 | 24077.0464 | 1157367.5619 | 0 | 34882875.7155 | 90758087.1499 | 61944259.372 | 277028493.3027 | 3144235.0165 | 50397663.2202 |  | 1478867.319 | 10961253.7139 | 0 | 343010512.5723 |  | 133352.1432 | 113.9973 | 3008.9352 |  | 67.4746
1 | 6300 | 707 | 0.035 | 15 | 15 | 7 | 1.7783e-10 | 0 | Water | Porous | Wet | R600a | MinimizeLCOE | IgnoreSilica | 272.5379 | 249.9673 | 30.1106 | 4 | 2955.773 |  | 66.2825 |  | 225.7795 | -4.0027e-07 | 99445278569.7744 | 25846265.693 | 2831407.7523 | 27258329.4012 | 36490314.8518 | 24077.0464 | 1186735.4672 | 0 | 36518480.7827 | 95013596.026 | 64848731.6219 | 290017938.6425 | 3144235.0165 | 50397663.2202 |  | 1478867.319 | 10961253.7139 | 0 | 355999957.9122 |  | 177827.941 | 120.4423 | 2955.773 |  | 66.2825
1 | 6300 | 707 | 0.035 | 15 | 15 | 7 | 2.3714e-10 | 0 | Water | Porous | Wet | R600a | MinimizeLCOE | IgnoreSilica | 283.8654 | 260.4421 | 31.3871 | 4 | 2916.8325 |  | 65.4093 |  | 225.8288 | -3.6081e-07 | 99342361695.3381 | 26618347.6831 | 2913949.2665 | 28168362.4598 | 37998710.2747 | 24077.0464 | 1208197.0251 | 0 | 37803341.0647 | 98356538.9187 | 67130358.8368 | 300221882.5757 | 3144235.0165 | 50397663.2202 |  | 1478867.319 | 10961253.7139 | 0 | 366203901.8454 |  | 237137.3706 | 125.5485 | 2916.8325 |  | 65.4093
1 | 6300 | 707 | 0.035 | 15 | 15 | 7 | 3.1623e-10 | 0 | Water | Porous | Wet | R600a | MinimizeLCOE | IgnoreSilica | 292.6622 | 268.5862 | 32.3797 | 4 | 2888.3421 |  | 64.7704 |  | 225.8697 | -9.4936e-05 | 99259837923.2363 | 27212662.2158 | 2977438.2623 | 28870854.1957 | 39169327.0619 | 24077.0464 | 1224755.7184 | 0 | 38796854.6552 | 100941457.4837 | 68894618.8721 | 308112045.5115 | 3144235.0165 | 50397663.2202 |  | 1478867.319 | 10961253.7139 | 0 | 374094064.7812 |  | 316227.766 | 129.5186 | 2888.3421 |  | 64.7704
1 | 6300 | 707 | 0.035 | 15 | 15 | 7 | 4.217e-10 | 0 | Water | Porous | Wet | R600a | MinimizeLCOE | IgnoreSilica | 298.7453 | 274.2393 | 33.0738 | 4 | 2868.7689 |  | 64.3314 |  | 225.9083 | -9.1254e-05 | 99194861772.3021 | 27622234.4433 | 3021167.9977 | 29355962.977 | 39977035.8363 | 24077.0464 | 1231960.9456 | 0 | 39480651.3061 | 102720556.1032 | 70108890.2368 | 313542536.8924 | 3144235.0165 | 50397663.2202 |  | 1478867.319 | 10961253.7139 | 0 | 379524556.1621 |  | 421696.5034 | 132.2953 | 2868.7689 |  | 64.3314
1 | 6300 | 707 | 0.035 | 15 | 15 | 7 | 5.6234e-10 | 0 | Water | Porous | Wet | R600a | MinimizeLCOE | IgnoreSilica | 302.1869 | 277.4423 | 33.4852 | 4 | 2856.087 |  | 64.0471 |  | 225.932 | -8.8018e-05 | 99281690252.0898 | 27853257.1597 | 3045825.6935 | 29629942.6947 | 40433610.4027 | 24077.0464 | 1221396.7745 | 0 | 39861162.8109 | 103710568.9851 | 70784594.3714 | 316564435.939 | 3144235.0165 | 50397663.2202 |  | 1478867.319 | 10961253.7139 | 0 | 382546455.2086 |  | 562341.3252 | 133.9408 | 2856.087 |  | 64.0471
1 | 6300 | 707 | 0.035 | 15 | 15 | 7 | 7.4989e-10 | 0 | Water | Porous | Wet | R600a | MinimizeLCOE | IgnoreSilica | 304.7816 | 279.858 | 33.7961 | 4 | 2846.6282 |  | 63.8349 |  | 225.95 | -8.5559e-05 | 99348738999.421 | 28026998.7111 | 3064365.6373 | 29836155.0022 | 40777764.692 | 24077.0464 | 1212835.1885 | 0 | 40147456.5482 | 104455446.5628 | 71292988.6239 | 318838088.0124 | 3144235.0165 | 50397663.2202 |  | 1478867.319 | 10961253.7139 | 0 | 384820107.282 |  | 749894.2093 | 135.1845 | 2846.6282 |  | 63.8349
1 | 6300 | 707 | 0.035 | 15 | 15 | 7 | 1e-09 | 0 | Water | Porous | Wet | R600a | MinimizeLCOE | IgnoreSilica | 306.7574 | 281.6979 | 34.0329 | 4 | 2839.5303 |  | 63.6758 |  | 225.9637 | -8.3723e-05 | 99397569642.0974 | 28159041.2753 | 3078453.6172 | 29992969.1871 | 41039786.384 | 24077.0464 | 1206336.7408 | 0 | 40365259.0578 | 105022124.0152 | 71679757.6292 | 320567804.9529 | 3144235.0165 | 50397663.2202 |  | 1478867.319 | 10961253.7139 | 0 | 386549824.2226 |  | 1000000 | 136.1316 | 2839.5303 |  | 63.6758
1 | 6300 | 707 | 0.035 | 15 | 15 | 7 | 1.3335e-09 | 0 | Water | Porous | Wet | R600a | MinimizeLCOE | IgnoreSilica | 308.2506 | 283.0886 | 34.212 | 4 | 2834.2134 |  | 63.5565 |  | 225.974 | -8.2344e-05 | 99433964841.2438 | 28258695.7989 | 3089084.7368 | 30111372.7604 | 41237798.7161 | 24077.0464 | 1201348.6462 | 0 | 40529727.3048 | 105450036.657 | 71971816.7999 | 321873958.4664 | 3144235.0165 | 50397663.2202 |  | 1478867.319 | 10961253.7139 | 0 | 387855977.7361 |  | 1333521.4322 | 136.8478 | 2834.2134 |  | 63.5565
1 | 6300 | 707 | 0.035 | 15 | 15 | 7 | 1.7783e-09 | 0 | Water | Porous | Wet | R600a | MinimizeLCOE | IgnoreSilica | 309.3689 | 284.1304 | 34.3463 | 4 | 2830.2413 |  | 63.4675 |  | 225.9818 | -8.13e-05 | 99462033492.3955 | 28333253.5958 | 3097037.8193 | 30199987.9088 | 41386083.2154 | 24077.0464 | 1197437.9072 | 0 | 40652772.2223 | 105770174.2921 | 72190317.3141 | 322851141.3214 | 3144235.0165 | 50397663.2202 |  | 1478867.319 | 10961253.7139 | 0 | 388833160.5911 |  | 1778279.41 | 137.3852 | 2830.2413 |  | 63.4675
1 | 6300 | 707 | 0.035 | 15 | 15 | 7 | 2.3714e-09 | 0 | Water | Porous | Wet | R600a | MinimizeLCOE | IgnoreSilica | 310.2092 | 284.9132 | 34.4473 | 4 | 2827.2675 |  | 63.4008 |  | 225.9877 | -8.0515e-05 | 99484916966.8389 | 28389227.8797 | 3103008.1913 | 30266532.5919 | 41497487.8406 | 24077.0464 | 1194440.5238 | 0 | 40745161.8887 | 106010553.2526 | 72354380.8939 | 323584870.1089 | 3144235.0165 | 50397663.2202 |  | 1478867.319 | 10961253.7139 | 0 | 389566889.3786 |  | 2371373.7057 | 137.7892 | 2827.2675 |  | 63.4008
1 | 6300 | 707 | 0.035 | 15 | 15 | 7 | 3.1623e-09 | 0 | Water | Porous | Wet | R600a | MinimizeLCOE | IgnoreSilica | 310.84 | 285.501 | 34.5232 | 4 | 2825.0405 |  | 63.3508 |  | 225.9921 | -7.8713e-05 | 99499259101.7543 | 28431228.4353 | 3107487.8581 | 30316474.1598 | 41581125.6017 | 24077.0464 | 1192154.2613 | 0 | 40814493.4714 | 106190939.8088 | 72477498.4251 | 324135479.0678 | 3144235.0165 | 50397663.2202 |  | 1478867.319 | 10961253.7139 | 0 | 390117498.3374 |  | 3162277.6602 | 138.0927 | 2825.0405 |  | 63.3508
1 | 6300 | 707 | 0.035 | 15 | 15 | 7 | 4.217e-09 | 0 | Water | Porous | Wet | R600a | MinimizeLCOE | IgnoreSilica | 311.3005 | 285.9301 | 34.5789 | 4 | 2823.3909 |  | 63.3139 |  | 225.9953 | -7.8256e-05 | 99512789886.866 | 28461874.3383 | 3110756.3446 | 30352919.3737 | 41642165.0625 | 24077.0464 | 1190247.2474 | 0 | 40864995.371 | 106322335.3922 | 72567178.6107 | 324536548.7868 | 3144235.0165 | 50397663.2202 |  | 1478867.319 | 10961253.7139 | 0 | 390518568.0565 |  | 4216965.0343 | 138.3154 | 2823.3909 |  | 63.3139
1 | 6300 | 707 | 0.035 | 15 | 15 | 7 | 5.6234e-09 | 0 | Water | Porous | Wet | R600a | MinimizeLCOE | IgnoreSilica | 311.6559 | 286.2613 | 34.6216 | 4 | 2822.1405 |  | 63.2858 |  | 225.9978 | -7.7924e-05 | 99521855268.6833 | 28485521.3413 | 3113278.3042 | 30381044.1892 | 41689287.1922 | 24077.0464 | 1188934.5645 | 0 | 40904035.6287 | 106423910.1345 | 72636505.4595 | 324846593.8605 | 3144235.0165 | 50397663.2202 |  | 1478867.319 | 10961253.7139 | 0 | 390828613.1302 |  | 5623413.2519 | 138.4866 | 2822.1405 |  | 63.2858
1 | 6300 | 707 | 0.035 | 15 | 15 | 7 | 7.4989e-09 | 0 | Water | Porous | Wet | R600a | MinimizeLCOE | IgnoreSilica | 311.9311 | 286.5177 | 34.6546 | 4 | 2821.1909 |  | 63.2645 |  | 225.9997 | -7.7685e-05 | 99527708353.4844 | 28503824.5991 | 3115230.3093 | 30402815.1247 | 41725776.4887 | 24077.0464 | 1188055.0101 | 0 | 40934313.6455 | 106502687.3233 | 72690272.5095 | 325087052.0564 | 3144235.0165 | 50397663.2202 |  | 1478867.319 | 10961253.7139 | 0 | 391069071.3261 |  | 7498942.0933 | 138.6184 | 2821.1909 |  | 63.2645
1 | 6300 | 707 | 0.035 | 15 | 15 | 7 | 1e-08 | 0 | Water | Porous | Wet | R600a | MinimizeLCOE | IgnoreSilica | 312.1358 | 286.7084 | 34.6792 | 4 | 2820.4818 |  | 63.2486 |  | 226.0011 | -7.7503e-05 | 99532312002.495 | 28517433.3681 | 3116681.6327 | 30419003.1635 | 41752910.055 | 24077.0464 | 1187367.9986 | 0 | 40956814.5731 | 106561230.1213 | 72730229.1721 | 325265747.1307 | 3144235.0165 | 50397663.2202 |  | 1478867.319 | 10961253.7139 | 0 | 391247766.4003 |  | 10000000 | 138.7166 | 2820.4818 |  | 63.2486
1 | 6400 | 707 | 0.035 | 15 | 15 | 7 | 1e-13 | 0 | Water | Porous | Wet | R600a | MinimizeLCOE | IgnoreSilica | 1.0853 | 0.36148 | 0.025288 | 4 | 683050.595 |  | 15317.2434 |  | 138.3847 | -6.3945e-05 | 54609893673.4148 | 212279.7603 | 16206.7348 | 149799.9353 | 93504.6663 | 24077.0464 | 62601.2998 | 0 | 217803.0827 | 566678.9437 | 386770.0232 | 1729721.4925 | 3144235.0165 | 51548283.6895 |  | 1478867.319 | 11191377.8078 | 0 | 69092485.3252 |  | 100 | 0.10115 | 683050.595 |  | 15317.2434
1 | 6400 | 707 | 0.035 | 15 | 15 | 7 | 1.3335e-13 | 0 | Water | Porous | Wet | R600a | MinimizeLCOE | IgnoreSilica | 1.4168 | 0.58189 | 0.052782 | 4 | 330826.9109 |  | 7418.713 |  | 154.1542 | -7.3739e-05 | 81504012411.8049 | 323001.9706 | 28348.4163 | 216426.1435 | 139777.3226 | 24077.0464 | 70274.4033 | 0 | 312743.068 | 813693.3106 | 555362.4042 | 2483704.0855 | 3144235.0165 | 51548283.6895 |  | 1478867.319 | 11191377.8078 | 0 | 69846467.9183 |  | 133.3521 | 0.21113 | 330826.9109 |  | 7418.713
1 | 6400 | 707 | 0.035 | 15 | 15 | 7 | 1.7783e-13 | 0 | Water | Porous | Wet | R600a | MinimizeLCOE | IgnoreSilica | 1.7335 | 1.04 | 0.11656 | 4 | 156435.1491 |  | 3508.0202 |  | 164.9655 | -8.0935e-05 | 87436545382.4121 | 533047.7161 | 62279.0683 | 339388.6215 | 765537.8718 | 24077.0464 | 75905.3749 | 0 | 702091.9226 | 1826699.1638 | 1246759.7142 | 5575786.4997 | 3144235.0165 | 51548283.6895 |  | 1478867.319 | 11191377.8078 | 0 | 72938550.3325 |  | 177.8279 | 0.46625 | 156435.1491 |  | 3508.0202
1 | 6400 | 707 | 0.035 | 15 | 15 | 7 | 2.3714e-13 | 0 | Water | Porous | Wet | R600a | MinimizeLCOE | IgnoreSilica | 2.194 | 1.4199 | 0.16142 | 4 | 113038.9778 |  | 2534.8716 |  | 176.1591 | -9.0795e-05 | 86386146511.047 | 661457.1123 | 75804.4035 | 435508.7317 | 535851.9821 | 24077.0464 | 83860.4449 | 0 | 708458.2911 | 1843263.1488 | 1258064.9743 | 5626346.1351 | 3144235.0165 | 51548283.6895 |  | 1478867.319 | 11191377.8078 | 0 | 72989109.9679 |  | 237.1374 | 0.6457 | 113038.9778 |  | 2534.8716
1 | 6400 | 707 | 0.035 | 15 | 15 | 7 | 3.1623e-13 | 0 | Water | Porous | Wet | R600a | MinimizeLCOE | IgnoreSilica | 2.7619 | 1.918 | 0.22053 | 4 | 83833.3714 |  | 1879.943 |  | 185.586 | -3.1572e-07 | 89868518372.7097 | 816588.0616 | 93584.3346 | 553966.7582 | 546440.4138 | 24077.0464 | 92525.1388 | 0 | 829600.8838 | 2158451.3252 | 1473187.3812 | 6588421.3435 | 3144235.0165 | 51548283.6895 |  | 1478867.319 | 11191377.8078 | 0 | 73951185.1763 |  | 316.2278 | 0.88212 | 83833.3714 |  | 1879.943
1 | 6400 | 707 | 0.035 | 15 | 15 | 7 | 4.217e-13 | 0 | Water | Porous | Wet | R600a | MinimizeLCOE | IgnoreSilica | 3.4586 | 2.5419 | 0.29506 | 4 | 63730.556 |  | 1429.1422 |  | 193.4142 | -3.559e-07 | 92847495824.2495 | 994962.8633 | 113990.0579 | 693931.6613 | 608092.5749 | 24077.0464 | 101280.3043 | 0 | 989170.4582 | 2573618.6254 | 1756547.5944 | 7855671.1861 | 3144235.0165 | 51548283.6895 |  | 1478867.319 | 11191377.8078 | 0 | 75218435.0189 |  | 421.6965 | 1.1803 | 63730.556 |  | 1429.1422
1 | 6400 | 707 | 0.035 | 15 | 15 | 7 | 5.6234e-13 | 0 | Water | Porous | Wet | R600a | MinimizeLCOE | IgnoreSilica | 4.3406 | 3.3429 | 0.39102 | 4 | 49107.8152 |  | 1101.2308 |  | 200.0456 | -3.9539e-07 | 95296614424.9703 | 1206152.8515 | 138102.2423 | 863962.5269 | 706455.9735 | 24077.0464 | 111254.879 | 0 | 1189502.1526 | 3094840.6006 | 2112292.3025 | 9446640.5751 | 3144235.0165 | 51548283.6895 |  | 1478867.319 | 11191377.8078 | 0 | 76809404.4079 |  | 562.3413 | 1.5641 | 49107.8152 |  | 1101.2308
1 | 6400 | 707 | 0.035 | 15 | 15 | 7 | 7.4989e-13 | 0 | Water | Porous | Wet | R600a | MinimizeLCOE | IgnoreSilica | 5.5005 | 4.4072 | 0.51831 | 4 | 38028.0364 |  | 852.7695 |  | 205.7558 | -4.3945e-07 | 97173033527.9378 | 1465090.3628 | 167601.9222 | 1077765.2195 | 847417.7091 | 24077.0464 | 124272.7241 | 0 | 1445427.7438 | 3760706.4914 | 2566759.4551 | 11479118.6744 | 3144235.0165 | 51548283.6895 |  | 1478867.319 | 11191377.8078 | 0 | 78841882.5072 |  | 749.8942 | 2.0733 | 38028.0364 |  | 852.7695
1 | 6400 | 707 | 0.035 | 15 | 15 | 7 | 1e-12 | 0 | Water | Porous | Wet | R600a | MinimizeLCOE | IgnoreSilica | 6.9742 | 5.7693 | 0.68176 | 4 | 29820.5918 |  | 668.7195 |  | 210.4208 | -4.7688e-07 | 98765395565.6811 | 1771225.7806 | 202382.6358 | 1336887.2896 | 1033803.966 | 24077.0464 | 138648.3804 | 0 | 1757739.7885 | 4573278.3676 | 3121356.4574 | 13959399.7121 | 3144235.0165 | 51548283.6895 |  | 1478867.319 | 11191377.8078 | 0 | 81322163.5448 |  | 1000 | 2.727 | 29820.5918 |  | 668.7195
1 | 6400 | 707 | 0.035 | 15 | 15 | 7 | 1.3335e-12 | 0 | Water | Porous | Wet | R600a | MinimizeLCOE | IgnoreSilica | 8.889 | 7.5477 | 0.89536 | 4 | 23568.2152 |  | 528.5115 |  | 214.2682 | -5.1081e-07 | 100045047268.0006 | 2140922.0188 | 244271.8662 | 1657473.4919 | 1280803.6876 | 24077.0464 | 155823.7271 | 0 | 2146315.0168 | 5584271.404 | 3811379.9785 | 17045338.2373 | 3144235.0165 | 51548283.6895 |  | 1478867.319 | 11191377.8078 | 0 | 84408102.07 |  | 1333.5214 | 3.5814 | 23568.2152 |  | 528.5115
1 | 6400 | 707 | 0.035 | 15 | 15 | 7 | 1.7783e-12 | 0 | Water | Porous | Wet | R600a | MinimizeLCOE | IgnoreSilica | 11.3905 | 9.8786 | 1.1755 | 4 | 18770.677 |  | 420.9279 |  | 217.4087 | -5.4061e-07 | 101065655392.3415 | 2589233.939 | 294925.1479 | 2055653.9595 | 1606923.0574 | 24077.0464 | 176495.0637 | 0 | 2631450.2034 | 6846493.6446 | 4672872.5938 | 20898124.6556 | 3144235.0165 | 51548283.6895 |  | 1478867.319 | 11191377.8078 | 0 | 88260888.4884 |  | 1778.2794 | 4.7021 | 18770.677 |  | 420.9279
1 | 6400 | 707 | 0.035 | 15 | 15 | 7 | 2.3714e-12 | 0 | Water | Porous | Wet | R600a | MinimizeLCOE | IgnoreSilica | 14.689 | 12.9589 | 1.5458 | 4 | 15059.2869 |  | 337.7008 |  | 219.9554 | -5.6729e-07 | 101848601028.2162 | 3137275.1942 | 356657.8788 | 2554154.4329 | 2039497.7619 | 24077.0464 | 201970.989 | 0 | 3242316.9883 | 8435843.7128 | 5757636.6733 | 25749430.6777 | 3144235.0165 | 51548283.6895 |  | 1478867.319 | 11191377.8078 | 0 | 93112194.5104 |  | 2371.3737 | 6.183 | 15059.2869 |  | 337.7008
1 | 6400 | 707 | 0.035 | 15 | 15 | 7 | 3.1623e-12 | 0 | Water | Porous | Wet | R600a | MinimizeLCOE | IgnoreSilica | 19.04 | 17.0276 | 2.0349 | 4 | 12189.7263 |  | 273.3516 |  | 221.991 | -5.8996e-07 | 102449949592.3574 | 3806669.46 | 431779.9181 | 3177725.8697 | 2612184.4012 | 24077.0464 | 233117.2559 | 0 | 4011366.0409 | 10436751.5942 | 7123297.4169 | 31856969.0032 | 3144235.0165 | 51548283.6895 |  | 1478867.319 | 11191377.8078 | 0 | 99219732.836 |  | 3162.2777 | 8.1396 | 12189.7263 |  | 273.3516
1 | 6400 | 707 | 0.035 | 15 | 15 | 7 | 4.217e-12 | 0 | Water | Porous | Wet | R600a | MinimizeLCOE | IgnoreSilica | 24.7622 | 22.3835 | 2.6791 | 4 | 9974.2303 |  | 223.6697 |  | 223.5954 | -6.077e-07 | 102922146962.3206 | 4621445.6788 | 522881.9777 | 3954895.2226 | 3366823.2093 | 24077.0464 | 270699.7896 | 0 | 4976720.9405 | 12948407.0213 | 8837553.8552 | 39523504.7413 | 3144235.0165 | 51548283.6895 |  | 1478867.319 | 11191377.8078 | 0 | 106886268.5741 |  | 4216.965 | 10.7162 | 9974.2303 |  | 223.6697
1 | 6400 | 707 | 0.035 | 15 | 15 | 7 | 5.6234e-12 | 0 | Water | Porous | Wet | R600a | MinimizeLCOE | IgnoreSilica | 32.299 | 29.4418 | 3.5281 | 4 | 8257.4045 |  | 185.1703 |  | 224.852 | -6.2173e-07 | 103273856028.3127 | 5614442.7834 | 633511.221 | 4924516.7865 | 4361618.2199 | 24077.0464 | 316451.6143 | 0 | 6191100.8919 | 16107974.5513 | 10994023.617 | 49167716.7318 | 3144235.0165 | 51548283.6895 |  | 1478867.319 | 11191377.8078 | 0 | 116530480.5645 |  | 5623.4133 | 14.1122 | 8257.4045 |  | 185.1703
1 | 6400 | 707 | 0.035 | 15 | 15 | 7 | 7.4989e-12 | 0 | Water | Porous | Wet | R600a | MinimizeLCOE | IgnoreSilica | 42.1675 | 38.6873 | 4.6403 | 4 | 6928.5362 |  | 155.3707 |  | 225.8261 | -6.3194e-07 | 103529882663.2429 | 6817601.1681 | 766976.8356 | 6126996.2338 | 5665169.8587 | 24077.0464 | 371620.377 | 0 | 7711252.1926 | 20063096.4099 | 13693475.5551 | 61240265.6772 | 3144235.0165 | 51548283.6895 |  | 1478867.319 | 11191377.8078 | 0 | 128603029.51 |  | 7498.9421 | 18.5614 | 6928.5362 |  | 155.3707
1 | 6400 | 707 | 0.035 | 15 | 15 | 7 | 1e-11 | 0 | Water | Porous | Wet | R600a | MinimizeLCOE | IgnoreSilica | 54.9474 | 50.6642 | 6.0816 | 4 | 5901.7855 |  | 132.3461 |  | 226.5748 | -6.3812e-07 | 103707936885.4769 | 8260567.9494 | 926349.7494 | 7602450.5314 | 7353880.8801 | 24077.0464 | 437175.449 | 0 | 9595755.6262 | 24966187.7792 | 17039936.1632 | 76206381.1742 | 3144235.0165 | 51548283.6895 |  | 1478867.319 | 11191377.8078 | 0 | 143569145.0069 |  | 10000 | 24.3264 | 5901.7855 |  | 132.3461
1 | 6400 | 707 | 0.035 | 15 | 15 | 7 | 1.3335e-11 | 0 | Water | Porous | Wet | R600a | MinimizeLCOE | IgnoreSilica | 71.2079 | 65.9074 | 7.9166 | 4 | 5110.5201 |  | 114.6022 |  | 227.147 | -6.401e-07 | 103813352652.3251 | 9963663.4647 | 1113622.3272 | 9382959.0615 | 9502747.4789 | 24077.0464 | 513589.1826 | 0 | 11895256.8389 | 30949018.2421 | 21123340.889 | 94468274.5313 | 3144235.0165 | 51548283.6895 |  | 1478867.319 | 11191377.8078 | 0 | 161831038.3641 |  | 13335.2143 | 31.6663 | 5110.5201 |  | 114.6022
1 | 6400 | 707 | 0.035 | 15 | 15 | 7 | 1.7783e-11 | 0 | Water | Porous | Wet | R600a | MinimizeLCOE | IgnoreSilica | 91.3005 | 84.7496 | 10.1861 | 4 | 4504.3168 |  | 101.0082 |  | 227.583 | -6.3722e-07 | 103849670284.8825 | 11921485.3989 | 1327946.3171 | 11473681.249 | 12157963.2311 | 24077.0464 | 599770.6291 | 0 | 14626920.3099 | 38056246.2524 | 25974170.045 | 116162260.4788 | 3144235.0165 | 51548283.6895 |  | 1478867.319 | 11191377.8078 | 0 | 183525024.3116 |  | 17782.7941 | 40.7443 | 4504.3168 |  | 101.0082
1 | 6400 | 707 | 0.035 | 15 | 15 | 7 | 2.3714e-11 | 0 | Water | Porous | Wet | R600a | MinimizeLCOE | IgnoreSilica | 115.0984 | 107.0771 | 12.8775 | 4 | 4043.9895 |  | 90.6855 |  | 227.9166 | -6.2897e-07 | 103814363872.5606 | 14088405.3656 | 1564125.7678 | 13834064.9827 | 15302327.5616 | 24077.0464 | 692703.9619 | 0 | 17747224.8275 | 46174638.5448 | 31515139.6008 | 140942707.6591 | 3144235.0165 | 51548283.6895 |  | 1478867.319 | 11191377.8078 | 0 | 208305471.4919 |  | 23713.7371 | 51.5099 | 4043.9895 |  | 90.6855
1 | 6400 | 707 | 0.035 | 15 | 15 | 7 | 3.1623e-11 | 0 | Water | Porous | Wet | R600a | MinimizeLCOE | IgnoreSilica | 141.6948 | 132.0458 | 15.8908 | 4 | 3698.9678 |  | 82.9485 |  | 228.1743 | -6.1492e-07 | 103714685845.7426 | 16365624.4612 | 1811304.3619 | 16359589.3018 | 18815481.6706 | 24077.0464 | 786692.1232 | 0 | 21123479.8964 | 54958961.6689 | 37510620.6327 | 167755831.1631 | 3144235.0165 | 51548283.6895 |  | 1478867.319 | 11191377.8078 | 0 | 235118594.9958 |  | 31622.7766 | 63.5633 | 3698.9678 |  | 82.9485
1 | 6400 | 707 | 0.035 | 15 | 15 | 7 | 4.217e-11 | 0 | Water | Porous | Wet | R600a | MinimizeLCOE | IgnoreSilica | 169.4226 | 158.0971 | 19.0401 | 4 | 3444.1019 |  | 77.2331 |  | 228.3759 | -5.9549e-07 | 103570428532.1822 | 18615606.8276 | 2054616.6544 | 18894337.9087 | 22476697.3902 | 24077.0464 | 874570.8933 | 0 | 24546563.621 | 63865123.3494 | 43589258.983 | 194940852.6741 | 3144235.0165 | 51548283.6895 |  | 1478867.319 | 11191377.8078 | 0 | 262303616.5069 |  | 42169.6503 | 76.1602 | 3444.1019 |  | 77.2331
1 | 6400 | 707 | 0.035 | 15 | 15 | 7 | 5.6234e-11 | 0 | Water | Porous | Wet | R600a | MinimizeLCOE | IgnoreSilica | 196.348 | 183.4167 | 22.107 | 4 | 3257.9836 |  | 73.0595 |  | 228.5354 | -5.7249e-07 | 103405880167.2246 | 20704404.3977 | 2279771.4618 | 21278631.2283 | 26030393.7332 | 24077.0464 | 950627.9778 | 0 | 27794483.2796 | 72315544.0611 | 49356844.7576 | 220734777.9436 | 3144235.0165 | 51548283.6895 |  | 1478867.319 | 11191377.8078 | 0 | 288097541.7763 |  | 56234.1325 | 88.4282 | 3257.9836 |  | 73.0595
1 | 6400 | 707 | 0.035 | 15 | 15 | 7 | 7.4989e-11 | 0 | Water | Porous | Wet | R600a | MinimizeLCOE | IgnoreSilica | 220.8595 | 206.487 | 24.9078 | 4 | 3122.9749 |  | 70.032 |  | 228.6617 | -5.4834e-07 | 103246440876.5972 | 22538118.1376 | 2476903.1111 | 23394123.6133 | 29264023.1367 | 24077.0464 | 1012087.2144 | 0 | 30696639.5812 | 79866359.4436 | 54510431.4098 | 243782762.694 | 3144235.0165 | 51548283.6895 |  | 1478867.319 | 11191377.8078 | 0 | 311145526.5268 |  | 74989.4209 | 99.6311 | 3122.9749 |  | 70.032
1 | 6400 | 707 | 0.035 | 15 | 15 | 7 | 1e-10 | 0 | Water | Porous | Wet | R600a | MinimizeLCOE | IgnoreSilica | 242.0238 | 226.4235 | 27.3335 | 4 | 3025.1975 |  | 67.8393 |  | 228.7612 | -5.2519e-07 | 103110281328.2775 | 24076930.8285 | 2641978.0457 | 25184298.0109 | 32054907.6073 | 24077.0464 | 1059137.4577 | 0 | 33166118.3086 | 86291436.5327 | 58895678.5453 | 263394562.3829 | 3144235.0165 | 51548283.6895 |  | 1478867.319 | 11191377.8078 | 0 | 330757326.2157 |  | 100000 | 109.3341 | 3025.1975 |  | 67.8393
1 | 6400 | 707 | 0.035 | 15 | 15 | 7 | 1.3335e-10 | 0 | Water | Porous | Wet | R600a | MinimizeLCOE | IgnoreSilica | 259.5541 | 242.9487 | 29.3488 | 4 | 2954.2861 |  | 66.2491 |  | 228.8386 | -4.834e-07 | 103007595691.3127 | 25323880.8211 | 2775520.1373 | 26644301.4906 | 34365762.9348 | 24077.0464 | 1093520.969 | 0 | 35188554.7257 | 91553401.2311 | 62487077.5745 | 279456096.9305 | 3144235.0165 | 51548283.6895 |  | 1478867.319 | 11191377.8078 | 0 | 346818860.7633 |  | 133352.1432 | 117.3952 | 2954.2861 |  | 66.2491
1 | 6400 | 707 | 0.035 | 15 | 15 | 7 | 1.7783e-10 | 0 | Water | Porous | Wet | R600a | MinimizeLCOE | IgnoreSilica | 273.6757 | 256.2683 | 30.9762 | 4 | 2902.5979 |  | 65.0901 |  | 228.8983 | -4.2616e-07 | 102934025972.5414 | 26311759.379 | 2881181.099 | 27806641.5548 | 36226718.5123 | 24077.0464 | 1118236.1393 | 0 | 36803759.355 | 95755832.3527 | 65355323.1663 | 292283528.6049 | 3144235.0165 | 51548283.6895 |  | 1478867.319 | 11191377.8078 | 0 | 359646292.4377 |  | 177827.941 | 123.905 | 2902.5979 |  | 65.0901
1 | 6400 | 707 | 0.035 | 15 | 15 | 7 | 2.3714e-10 | 0 | Water | Porous | Wet | R600a | MinimizeLCOE | IgnoreSilica | 284.8011 | 266.7666 | 32.2613 | 4 | 2864.7749 |  | 64.2419 |  | 228.9437 | -3.7938e-07 | 102886168825.6963 | 27080316.2137 | 2963303.6523 | 28714270.9985 | 37692501.6453 | 24077.0464 | 1135566.8343 | 0 | 38067914.1923 | 99044903.9254 | 67600182.0983 | 302323036.6065 | 3144235.0165 | 51548283.6895 |  | 1478867.319 | 11191377.8078 | 0 | 369685800.4392 |  | 237137.3706 | 129.0453 | 2864.7749 |  | 64.2419
1 | 6400 | 707 | 0.035 | 15 | 15 | 7 | 3.1623e-10 | 0 | Water | Porous | Wet | R600a | MinimizeLCOE | IgnoreSilica | 293.4588 | 274.9479 | 33.2619 | 4 | 2837.0975 |  | 63.6212 |  | 228.9831 | -9.9025e-05 | 102836707088.9883 | 27673412.1145 | 3026630.8547 | 29416635.1143 | 38832325.7205 | 24077.0464 | 1149771.3259 | 0 | 39047912.3487 | 101594658.1033 | 69340441.717 | 310105864.3453 | 3144235.0165 | 51548283.6895 |  | 1478867.319 | 11191377.8078 | 0 | 377468628.178 |  | 316227.766 | 133.0475 | 2837.0975 |  | 63.6212
1 | 6400 | 707 | 0.035 | 15 | 15 | 7 | 4.217e-10 | 0 | Water | Porous | Wet | R600a | MinimizeLCOE | IgnoreSilica | 299.2984 | 280.4872 | 33.9457 | 4 | 2818.403 |  | 63.202 |  | 229.0197 | -9.5026e-05 | 102806004820.1643 | 28072187.069 | 3069190.7991 | 29889806.1319 | 39599540.8072 | 24077.0464 | 1154017.5988 | 0 | 39705439.5864 | 103305409.0983 | 70508064.4235 | 315327732.5606 | 3144235.0165 | 51548283.6895 |  | 1478867.319 | 11191377.8078 | 0 | 382690496.3934 |  | 421696.5034 | 135.7827 | 2818.403 |  | 63.202
1 | 6400 | 707 | 0.035 | 15 | 15 | 7 | 5.6234e-10 | 0 | Water | Porous | Wet | R600a | MinimizeLCOE | IgnoreSilica | 302.6816 | 283.7013 | 34.3579 | 4 | 2806.2806 |  | 62.9302 |  | 229.0427 | -9.1667e-05 | 102895074379.4367 | 28302562.3554 | 3093772.0999 | 30163494.6815 | 40043671.3135 | 24077.0464 | 1143607.5519 | 0 | 40080762.169 | 104281921.4689 | 71174554.1817 | 318308422.8682 | 3144235.0165 | 51548283.6895 |  | 1478867.319 | 11191377.8078 | 0 | 385671186.7009 |  | 562341.3252 | 137.4314 | 2806.2806 |  | 62.9302
1 | 6400 | 707 | 0.035 | 15 | 15 | 7 | 7.4989e-10 | 0 | Water | Porous | Wet | R600a | MinimizeLCOE | IgnoreSilica | 305.2421 | 286.1345 | 34.6703 | 4 | 2797.2268 |  | 62.7271 |  | 229.0603 | -8.9128e-05 | 102962665277.2692 | 28476481.0181 | 3112325.563 | 30370274.2756 | 40379732.5069 | 24077.0464 | 1135334.932 | 0 | 40364307.8834 | 105019649.2545 | 71678068.5542 | 320560251.034 | 3144235.0165 | 51548283.6895 |  | 1478867.319 | 11191377.8078 | 0 | 387923014.8668 |  | 749894.2093 | 138.6813 | 2797.2268 |  | 62.7271
1 | 6400 | 707 | 0.035 | 15 | 15 | 7 | 1e-09 | 0 | Water | Porous | Wet | R600a | MinimizeLCOE | IgnoreSilica | 307.1789 | 287.9754 | 34.9069 | 4 | 2790.4523 |  | 62.5752 |  | 229.0735 | -8.7216e-05 | 103013407627.6514 | 28607797.1915 | 3126332.0516 | 30526493.7894 | 40633912.6838 | 24077.0464 | 1128907.5306 | 0 | 40578532.9144 | 105577018.8416 | 72058484.7502 | 322261556.7995 | 3144235.0165 | 51548283.6895 |  | 1478867.319 | 11191377.8078 | 0 | 389624320.6323 |  | 1000000 | 139.6277 | 2790.4523 |  | 62.5752
1 | 6400 | 707 | 0.035 | 15 | 15 | 7 | 1.3335e-09 | 0 | Water | Porous | Wet | R600a | MinimizeLCOE | IgnoreSilica | 308.6332 | 289.3581 | 35.0848 | 4 | 2785.3926 |  | 62.4618 |  | 229.0835 | -8.5771e-05 | 103052272392.3248 | 28706266.0999 | 3136833.7493 | 30643688.3933 | 40824752.4129 | 24077.0464 | 1123865.9458 | 0 | 40739198.6226 | 105995038.0572 | 72343791.4543 | 323537511.7816 | 3144235.0165 | 51548283.6895 |  | 1478867.319 | 11191377.8078 | 0 | 390900275.6144 |  | 1333521.4322 | 140.3394 | 2785.3926 |  | 62.4618
1 | 6400 | 707 | 0.035 | 15 | 15 | 7 | 1.7783e-09 | 0 | Water | Porous | Wet | R600a | MinimizeLCOE | IgnoreSilica | 309.7199 | 290.3913 | 35.218 | 4 | 2781.6178 |  | 62.3771 |  | 229.091 | -8.4673e-05 | 103082389326.1964 | 28779768.4621 | 3144672.0877 | 30731197.3504 | 40967334.0381 | 24077.0464 | 1119897.3463 | 0 | 40859109.0691 | 106307020.442 | 72556725.8425 | 324489801.6846 | 3144235.0165 | 51548283.6895 |  | 1478867.319 | 11191377.8078 | 0 | 391852565.5174 |  | 1778279.41 | 140.8722 | 2781.6178 |  | 62.3771
1 | 6400 | 707 | 0.035 | 15 | 15 | 7 | 2.3714e-09 | 0 | Water | Porous | Wet | R600a | MinimizeLCOE | IgnoreSilica | 310.5622 | 291.1922 | 35.3209 | 4 | 2778.7513 |  | 62.3128 |  | 229.0968 | -8.3879e-05 | 103102438453.1451 | 28836688.1725 | 3150741.6307 | 30798980.5323 | 41077850.6835 | 24077.0464 | 1117181.8481 | 0 | 40952152.7662 | 106549101.0561 | 72721950.8359 | 325228724.5716 | 3144235.0165 | 51548283.6895 |  | 1478867.319 | 11191377.8078 | 0 | 392591488.4043 |  | 2371373.7057 | 141.2834 | 2778.7513 |  | 62.3128
1 | 6400 | 707 | 0.035 | 15 | 15 | 7 | 3.1623e-09 | 0 | Water | Porous | Wet | R600a | MinimizeLCOE | IgnoreSilica | 311.1736 | 291.7737 | 35.3959 | 4 | 2776.6377 |  | 62.2654 |  | 229.1011 | -8.3256e-05 | 103119756091.6874 | 28877988.2226 | 3155145.3863 | 30848172.1224 | 41158064.2522 | 24077.0464 | 1114850.4478 | 0 | 41019536.0163 | 106724418.4506 | 72841608.56 | 325763860.5046 | 3144235.0165 | 51548283.6895 |  | 1478867.319 | 11191377.8078 | 0 | 393126624.3374 |  | 3162277.6602 | 141.5837 | 2776.6377 |  | 62.2654
1 | 6400 | 707 | 0.035 | 15 | 15 | 7 | 4.217e-09 | 0 | Water | Porous | Wet | R600a | MinimizeLCOE | IgnoreSilica | 311.6365 | 292.2139 | 35.4527 | 4 | 2775.0481 |  | 62.2298 |  | 229.1043 | -8.2793e-05 | 103132384316.4668 | 28909240.8004 | 3158477.6733 | 30885401.5185 | 41218791.0361 | 24077.0464 | 1113131.373 | 0 | 41070556.5846 | 106857163.5035 | 72932209.7863 | 326169049.3219 | 3144235.0165 | 51548283.6895 |  | 1478867.319 | 11191377.8078 | 0 | 393531813.1547 |  | 4216965.0343 | 141.8108 | 2775.0481 |  | 62.2298
1 | 6400 | 707 | 0.035 | 15 | 15 | 7 | 5.6234e-09 | 0 | Water | Porous | Wet | R600a | MinimizeLCOE | IgnoreSilica | 311.9849 | 292.5453 | 35.4954 | 4 | 2773.8554 |  | 62.203 |  | 229.1067 | -8.2447e-05 | 103141776469.7672 | 28932755.625 | 3160984.8575 | 30913416.2854 | 41264497.1462 | 24077.0464 | 1111843.9557 | 0 | 41108954.2173 | 106957066.2675 | 73000395.4755 | 326473990.8765 | 3144235.0165 | 51548283.6895 |  | 1478867.319 | 11191377.8078 | 0 | 393836754.7093 |  | 5623413.2519 | 141.9817 | 2773.8554 |  | 62.203
1 | 6400 | 707 | 0.035 | 15 | 15 | 7 | 7.4989e-09 | 0 | Water | Porous | Wet | R600a | MinimizeLCOE | IgnoreSilica | 312.2406 | 292.7886 | 35.5269 | 4 | 2772.9703 |  | 62.1832 |  | 229.1084 | -8.218e-05 | 103149418990.7073 | 28950017.2582 | 3162825.2821 | 30933982.797 | 41298051.1446 | 24077.0464 | 1110802.6207 | 0 | 41137104.8981 | 107030308.5645 | 73050384.8482 | 326697554.4598 | 3144235.0165 | 51548283.6895 |  | 1478867.319 | 11191377.8078 | 0 | 394060318.2926 |  | 7498942.0933 | 142.1077 | 2772.9703 |  | 62.1832
1 | 6400 | 707 | 0.035 | 15 | 15 | 7 | 1e-08 | 0 | Water | Porous | Wet | R600a | MinimizeLCOE | IgnoreSilica | 312.4453 | 292.9832 | 35.5519 | 4 | 2772.287 |  | 62.1679 |  | 229.1098 | -8.1995e-05 | 103153834005.9168 | 28963823.0475 | 3164297.2184 | 30950432.7919 | 41324903.9157 | 24077.0464 | 1110176.7257 | 0 | 41159707.1908 | 107089115.0935 | 73090521.5126 | 326877054.5424 | 3144235.0165 | 51548283.6895 |  | 1478867.319 | 11191377.8078 | 0 | 394239818.3751 |  | 10000000 | 142.2074 | 2772.287 |  | 62.1679
1 | 6500 | 707 | 0.035 | 15 | 15 | 7 | 1e-13 | 0 | Water | Porous | Wet | R600a | MinimizeLCOE | IgnoreSilica | 1.1195 | 0.38844 | 0.028527 | 4 | 618543.3688 |  | 13870.6845 |  | 141.3021 | -6.6107e-05 | 59598318569.3347 | 226538.1491 | 17657.438 | 158341.4737 | 98715.16 | 24077.0464 | 63644.4119 | 0 | 229699.7348 | 597631.5922 | 407895.8418 | 1824200.8478 | 3144235.0165 | 52710624.3405 |  | 1478867.319 | 11423845.938 | 0 | 70581773.4618 |  | 100 | 0.11411 | 618543.3688 |  | 13870.6845
1 | 6500 | 707 | 0.035 | 15 | 15 | 7 | 1.3335e-13 | 0 | Water | Porous | Wet | R600a | MinimizeLCOE | IgnoreSilica | 1.4557 | 0.61569 | 0.058861 | 4 | 303154.6196 |  | 6798.1686 |  | 156.9908 | -7.5849e-05 | 92128678723.7487 | 344152.3726 | 31662.7652 | 225595.197 | 148907.7403 | 24077.0464 | 70934.2266 | 0 | 329678.4457 | 857755.6894 | 585435.8831 | 2618199.3663 | 3144235.0165 | 52710624.3405 |  | 1478867.319 | 11423845.938 | 0 | 71375771.9803 |  | 133.3521 | 0.23544 | 303154.6196 |  | 6798.1686
1 | 6500 | 707 | 0.035 | 15 | 15 | 7 | 1.7783e-13 | 0 | Water | Porous | Wet | R600a | MinimizeLCOE | IgnoreSilica | 1.7872 | 1.086 | 0.12213 | 4 | 151322.514 |  | 3393.3706 |  | 168.0727 | -8.3802e-05 | 84434466760.6517 | 548364.1225 | 62821.5388 | 351455.2534 | 604563.8746 | 24077.0464 | 76698.4173 | 0 | 650512.2987 | 1692499.5627 | 1155165.7289 | 5166157.8433 | 3144235.0165 | 52710624.3405 |  | 1478867.319 | 11423845.938 | 0 | 73923730.4572 |  | 177.8279 | 0.48852 | 151322.514 |  | 3393.3706
1 | 6500 | 707 | 0.035 | 15 | 15 | 7 | 2.3714e-13 | 0 | Water | Porous | Wet | R600a | MinimizeLCOE | IgnoreSilica | 2.2477 | 1.4868 | 0.1697 | 4 | 109646.1648 |  | 2458.7886 |  | 179.0421 | -9.3374e-05 | 88846362734.8823 | 683141.0993 | 78292.9537 | 451859.1328 | 509822.4821 | 24077.0464 | 84007.8021 | 0 | 714168.2014 | 1858119.1639 | 1268204.5099 | 5671692.3915 | 3144235.0165 | 52710624.3405 |  | 1478867.319 | 11423845.938 | 0 | 74429265.0055 |  | 237.1374 | 0.67881 | 109646.1648 |  | 2458.7886
1 | 6500 | 707 | 0.035 | 15 | 15 | 7 | 3.1623e-13 | 0 | Water | Porous | Wet | R600a | MinimizeLCOE | IgnoreSilica | 2.8202 | 1.9994 | 0.23085 | 4 | 81706.4487 |  | 1832.2472 |  | 188.4167 | -3.2779e-07 | 92513756631.3766 | 840742.1328 | 96353.7874 | 572696.4149 | 533708.3205 | 24077.0464 | 91960.203 | 0 | 842219.783 | 2191283.1122 | 1495595.7505 | 6688636.5507 | 3144235.0165 | 52710624.3405 |  | 1478867.319 | 11423845.938 | 0 | 75446209.1647 |  | 316.2278 | 0.92338 | 81706.4487 |  | 1832.2472
1 | 6500 | 707 | 0.035 | 15 | 15 | 7 | 4.217e-13 | 0 | Water | Porous | Wet | R600a | MinimizeLCOE | IgnoreSilica | 3.5318 | 2.6497 | 0.30877 | 4 | 62150.6581 |  | 1393.7134 |  | 196.3174 | -3.71e-07 | 95580695081.4005 | 1024418.0553 | 117359.5101 | 717379.962 | 600779.0097 | 24077.0464 | 100433.318 | 0 | 1007934.2916 | 2622438.271 | 1789868.0056 | 8004687.4697 | 3144235.0165 | 52710624.3405 |  | 1478867.319 | 11423845.938 | 0 | 76762260.0837 |  | 421.6965 | 1.2351 | 62150.6581 |  | 1393.7134
1 | 6500 | 707 | 0.035 | 15 | 15 | 7 | 5.6234e-13 | 0 | Water | Porous | Wet | R600a | MinimizeLCOE | IgnoreSilica | 4.4527 | 3.5035 | 0.41109 | 4 | 47703.4701 |  | 1069.7387 |  | 203.1265 | -4.1849e-07 | 98015936243.6063 | 1246620.9714 | 142723.1909 | 897008.2132 | 704955.514 | 24077.0464 | 111019.0849 | 0 | 1219297.5681 | 3172362.1599 | 2165202.3596 | 9683266.1084 | 3144235.0165 | 52710624.3405 |  | 1478867.319 | 11423845.938 | 0 | 78440838.7224 |  | 562.3413 | 1.6443 | 47703.4701 |  | 1069.7387
1 | 6500 | 707 | 0.035 | 15 | 15 | 7 | 7.4989e-13 | 0 | Water | Porous | Wet | R600a | MinimizeLCOE | IgnoreSilica | 5.6294 | 4.6059 | 0.54347 | 4 | 37037.5435 |  | 830.5579 |  | 208.8087 | -4.639e-07 | 100011553549.831 | 1511300.0302 | 172859.05 | 1116464.9117 | 848054.1141 | 24077.0464 | 123173.6159 | 0 | 1480412.2196 | 3851728.9212 | 2628884.1338 | 11756954.0429 | 3144235.0165 | 52710624.3405 |  | 1478867.319 | 11423845.938 | 0 | 80514526.6568 |  | 749.8942 | 2.1739 | 37037.5435 |  | 830.5579
1 | 6500 | 707 | 0.035 | 15 | 15 | 7 | 1e-12 | 0 | Water | Porous | Wet | R600a | MinimizeLCOE | IgnoreSilica | 7.1354 | 6.027 | 0.71451 | 4 | 29062.3569 |  | 651.7163 |  | 213.4931 | -5.0441e-07 | 101709185841.2562 | 1826655.6928 | 208676.8889 | 1384446.5546 | 1037457.0537 | 24077.0464 | 136997.2054 | 0 | 1801141.0723 | 4686199.6052 | 3198427.5224 | 14304078.6416 | 3144235.0165 | 52710624.3405 |  | 1478867.319 | 11423845.938 | 0 | 83061651.2556 |  | 1000 | 2.858 | 29062.3569 |  | 651.7163
1 | 6500 | 707 | 0.035 | 15 | 15 | 7 | 1.3335e-12 | 0 | Water | Porous | Wet | R600a | MinimizeLCOE | IgnoreSilica | 9.0937 | 7.8841 | 0.93821 | 4 | 22977.5718 |  | 515.2665 |  | 217.3595 | -5.4149e-07 | 102988118584.107 | 2207862.0623 | 251854.7505 | 1716302.4697 | 1288080.454 | 24077.0464 | 153565.0145 | 0 | 2200279.301 | 5724675.4018 | 3907208.592 | 17473905.0922 | 3144235.0165 | 52710624.3405 |  | 1478867.319 | 11423845.938 | 0 | 86231477.7061 |  | 1333.5214 | 3.7529 | 22977.5718 |  | 515.2665
1 | 6500 | 707 | 0.035 | 15 | 15 | 7 | 1.7783e-12 | 0 | Water | Porous | Wet | R600a | MinimizeLCOE | IgnoreSilica | 11.6559 | 10.3219 | 1.232 | 4 | 18301.7101 |  | 410.4114 |  | 220.5184 | -5.7458e-07 | 104034164500.8391 | 2670859.5661 | 304148.0246 | 2129116.158 | 1619105.3541 | 24077.0464 | 173616.2829 | 0 | 2699159.7485 | 7022659.9918 | 4793109.7456 | 21435851.9179 | 3144235.0165 | 52710624.3405 |  | 1478867.319 | 11423845.938 | 0 | 90193424.5318 |  | 1778.2794 | 4.9281 | 18301.7101 |  | 410.4114
1 | 6500 | 707 | 0.035 | 15 | 15 | 7 | 2.3714e-12 | 0 | Water | Porous | Wet | R600a | MinimizeLCOE | IgnoreSilica | 15.0058 | 13.516 | 1.6173 | 4 | 14705.8292 |  | 329.7746 |  | 223.0609 | -6.0188e-07 | 104875296362.4012 | 3232160.2474 | 367322.7396 | 2641624.866 | 2054345.6885 | 24077.0464 | 197549.9759 | 0 | 3321661.4199 | 8642281.6481 | 5898534.806 | 26379558.4379 | 3144235.0165 | 52710624.3405 |  | 1478867.319 | 11423845.938 | 0 | 95137131.0518 |  | 2371.3737 | 6.4693 | 14705.8292 |  | 329.7746
1 | 6500 | 707 | 0.035 | 15 | 15 | 7 | 3.1623e-12 | 0 | Water | Porous | Wet | R600a | MinimizeLCOE | IgnoreSilica | 19.4421 | 17.7521 | 2.1282 | 4 | 11909.6939 |  | 267.072 |  | 225.1049 | -6.2638e-07 | 105501627909.0691 | 3920795.7621 | 444588.7944 | 3285427.7125 | 2632364.9915 | 24077.0464 | 227346.0935 | 0 | 4108494.1561 | 10689459.0262 | 7295775.4318 | 32628329.0145 | 3144235.0165 | 52710624.3405 |  | 1478867.319 | 11423845.938 | 0 | 101385901.6285 |  | 3162.2777 | 8.5129 | 11909.6939 |  | 267.072
1 | 6500 | 707 | 0.035 | 15 | 15 | 7 | 4.217e-12 | 0 | Water | Porous | Wet | R600a | MinimizeLCOE | IgnoreSilica | 25.2912 | 23.3422 | 2.8025 | 4 | 9745.4901 |  | 218.5402 |  | 226.7201 | -6.4639e-07 | 105991376914.8078 | 4761114.2137 | 538497.8119 | 4089843.5382 | 3395995.946 | 24077.0464 | 263650.588 | 0 | 5098539.8662 | 13265354.8776 | 9053877.2797 | 40490951.1676 | 3144235.0165 | 52710624.3405 |  | 1478867.319 | 11423845.938 | 0 | 109248523.7816 |  | 4216.965 | 11.2102 | 9745.4901 |  | 218.5402
1 | 6500 | 707 | 0.035 | 15 | 15 | 7 | 5.6234e-12 | 0 | Water | Porous | Wet | R600a | MinimizeLCOE | IgnoreSilica | 32.9595 | 30.6754 | 3.6875 | 4 | 8073.9349 |  | 181.056 |  | 227.9798 | -6.61e-07 | 106355878744.2144 | 5780618.2191 | 651984.0105 | 5088905.7857 | 4398154.7863 | 24077.0464 | 307167.7161 | 0 | 6337853.95 | 16489795.9052 | 11254624.5367 | 50333181.956 | 3144235.0165 | 52710624.3405 |  | 1478867.319 | 11423845.938 | 0 | 119090754.57 |  | 5623.4133 | 14.75 | 8073.9349 |  | 181.056
1 | 6500 | 707 | 0.035 | 15 | 15 | 7 | 7.4989e-12 | 0 | Water | Porous | Wet | R600a | MinimizeLCOE | IgnoreSilica | 43.0178 | 40.2979 | 4.8487 | 4 | 6776.5765 |  | 151.9631 |  | 228.959 | -6.723e-07 | 106621200133.1163 | 7018333.8957 | 789189.9375 | 6330211.6726 | 5713410.0646 | 24077.0464 | 360072.4666 | 0 | 7891765.0826 | 20532753.9212 | 14014026.4571 | 62673840.5443 | 3144235.0165 | 52710624.3405 |  | 1478867.319 | 11423845.938 | 0 | 131431413.1583 |  | 7498.9421 | 19.395 | 6776.5765 |  | 151.9631
1 | 6500 | 707 | 0.035 | 15 | 15 | 7 | 1e-11 | 0 | Water | Porous | Wet | R600a | MinimizeLCOE | IgnoreSilica | 56.0191 | 52.7395 | 6.3507 | 4 | 5774.8092 |  | 129.4987 |  | 229.7105 | -6.7892e-07 | 106813334530.3692 | 8500241.0373 | 952796.9207 | 7850567.5802 | 7413665.2358 | 24077.0464 | 422640.1695 | 0 | 9813955.3161 | 25533898.6134 | 17427410.4728 | 77939252.3922 | 3144235.0165 | 52710624.3405 |  | 1478867.319 | 11423845.938 | 0 | 146696825.0061 |  | 10000 | 25.4029 | 5774.8092 |  | 129.4987
1 | 6500 | 707 | 0.035 | 15 | 15 | 7 | 1.3335e-11 | 0 | Water | Porous | Wet | R600a | MinimizeLCOE | IgnoreSilica | 72.5574 | 68.5705 | 8.2624 | 4 | 5002.0949 |  | 112.1708 |  | 230.2851 | -6.8138e-07 | 106928554464.7783 | 10249206.866 | 1145011.0466 | 9685048.1809 | 9576877.9252 | 24077.0464 | 495706.6995 | 0 | 12158611.8282 | 31634213.9026 | 21591001.0066 | 96559754.5019 | 3144235.0165 | 52710624.3405 |  | 1478867.319 | 11423845.938 | 0 | 165317327.1159 |  | 13335.2143 | 33.0496 | 5002.0949 |  | 112.1708
1 | 6500 | 707 | 0.035 | 15 | 15 | 7 | 1.7783e-11 | 0 | Water | Porous | Wet | R600a | MinimizeLCOE | IgnoreSilica | 92.94 | 88.088 | 10.6207 | 4 | 4410.6266 |  | 98.9072 |  | 230.7219 | -6.7844e-07 | 106982145478.4577 | 12254963.7706 | 1364443.2653 | 11833836.4625 | 12243061.2501 | 24077.0464 | 577640.6608 | 0 | 14936228.7577 | 38861003.3858 | 26523433.3246 | 118618687.9238 | 3144235.0165 | 52710624.3405 |  | 1478867.319 | 11423845.938 | 0 | 187376260.5378 |  | 17782.7941 | 42.4829 | 4410.6266 |  | 98.9072
1 | 6500 | 707 | 0.035 | 15 | 15 | 7 | 2.3714e-11 | 0 | Water | Porous | Wet | R600a | MinimizeLCOE | IgnoreSilica | 116.9742 | 111.1124 | 13.4054 | 4 | 3962.1863 |  | 88.8511 |  | 231.0545 | -6.694e-07 | 106978530921.8823 | 14465903.7197 | 1605267.4841 | 14249579.5765 | 15386501.0127 | 24077.0464 | 664987.9413 | 0 | 18094563.5444 | 47078342.6373 | 32131936.2132 | 143701159.1755 | 3144235.0165 | 52710624.3405 |  | 1478867.319 | 11423845.938 | 0 | 212458731.7895 |  | 23713.7371 | 53.6216 | 3962.1863 |  | 88.8511
1 | 6500 | 707 | 0.035 | 15 | 15 | 7 | 3.1623e-11 | 0 | Water | Porous | Wet | R600a | MinimizeLCOE | IgnoreSilica | 143.717 | 136.7464 | 16.5097 | 4 | 3626.3447 |  | 81.3199 |  | 231.3099 | -6.5418e-07 | 106923125597.1442 | 16780332.1682 | 1856328.4904 | 16823827.9453 | 18883409.8751 | 24077.0464 | 752315.9379 | 0 | 21496913.6707 | 55930559.7478 | 38173756.286 | 170721521.1678 | 3144235.0165 | 52710624.3405 |  | 1478867.319 | 11423845.938 | 0 | 239479093.7818 |  | 31622.7766 | 66.0387 | 3626.3447 |  | 81.3199
1 | 6500 | 707 | 0.035 | 15 | 15 | 7 | 4.217e-11 | 0 | Water | Porous | Wet | R600a | MinimizeLCOE | IgnoreSilica | 171.4831 | 163.3803 | 19.7406 | 4 | 3378.3497 |  | 75.7587 |  | 231.508 | -6.3347e-07 | 106834372481.5348 | 19058902.3406 | 2102584.2024 | 19397767.5991 | 22513028.1965 | 24077.0464 | 832946.8357 | 0 | 24932429.4261 | 64869067.0222 | 44274471.1687 | 198005273.8377 | 3144235.0165 | 52710624.3405 |  | 1478867.319 | 11423845.938 | 0 | 266762846.4517 |  | 42169.6503 | 78.9625 | 3378.3497 |  | 75.7587
1 | 6500 | 707 | 0.035 | 15 | 15 | 7 | 5.6234e-11 | 0 | Water | Porous | Wet | R600a | MinimizeLCOE | IgnoreSilica | 198.3432 | 189.1654 | 22.8751 | 4 | 3197.2865 |  | 71.6984 |  | 231.6629 | -6.0919e-07 | 106735264347.2632 | 21167249.5713 | 2329715.7782 | 21810494.7037 | 26023000.4535 | 24077.0464 | 901653.7604 | 0 | 28179914.6122 | 73318357.3258 | 50041285.4164 | 223795748.6679 | 3144235.0165 | 52710624.3405 |  | 1478867.319 | 11423845.938 | 0 | 292553321.2818 |  | 56234.1325 | 91.5005 | 3197.2865 |  | 71.6984
1 | 6500 | 707 | 0.035 | 15 | 15 | 7 | 7.4989e-11 | 0 | Water | Porous | Wet | R600a | MinimizeLCOE | IgnoreSilica | 222.6622 | 212.5294 | 25.7224 | 4 | 3066.1275 |  | 68.7572 |  | 231.7839 | -5.8356e-07 | 106653824768.1298 | 23008898.2088 | 2527592.6767 | 23940179.3196 | 29199798.7959 | 24077.0464 | 955479.0292 | 0 | 31065849.7799 | 80826968.6452 | 55166066.9285 | 246714910.4302 | 3144235.0165 | 52710624.3405 |  | 1478867.319 | 11423845.938 | 0 | 315472483.0441 |  | 74989.4209 | 102.8895 | 3066.1275 |  | 68.7572
1 | 6500 | 707 | 0.035 | 15 | 15 | 7 | 1e-10 | 0 | Water | Porous | Wet | R600a | MinimizeLCOE | IgnoreSilica | 243.6025 | 232.6618 | 28.1816 | 4 | 2971.1039 |  | 66.6263 |  | 231.8778 | -5.5915e-07 | 106595809570.7794 | 24550727.9218 | 2692906.1317 | 25737841.1076 | 31934375.6458 | 24077.0464 | 995624.5041 | 0 | 33514865.4194 | 87198804.9772 | 59514976.1532 | 266164198.9073 | 3144235.0165 | 52710624.3405 |  | 1478867.319 | 11423845.938 | 0 | 334921771.5212 |  | 100000 | 112.7264 | 2971.1039 |  | 66.6263
1 | 6500 | 707 | 0.035 | 15 | 15 | 7 | 1.3335e-10 | 0 | Water | Porous | Wet | R600a | MinimizeLCOE | IgnoreSilica | 260.9178 | 249.3187 | 30.221 | 4 | 2902.1476 |  | 65.08 |  | 231.9501 | -5.1494e-07 | 106565709736.6072 | 25798356.8811 | 2826455.4926 | 27201699.7261 | 34194960.0485 | 24077.0464 | 1024119.6126 | 0 | 35517170.8348 | 92408392.9386 | 63070626.9832 | 282065859.5637 | 3144235.0165 | 52710624.3405 |  | 1478867.319 | 11423845.938 | 0 | 350823432.1777 |  | 133352.1432 | 120.8841 | 2902.1476 |  | 65.08
1 | 6500 | 707 | 0.035 | 15 | 15 | 7 | 1.7783e-10 | 0 | Water | Porous | Wet | R600a | MinimizeLCOE | IgnoreSilica | 274.8205 | 262.6991 | 31.8629 | 4 | 2851.9171 |  | 63.9535 |  | 232.005 | -4.5409e-07 | 106559433831.999 | 26783763.9904 | 2931802.5701 | 28363446.5537 | 36009644.5247 | 24077.0464 | 1043618.7557 | 0 | 37110977.842 | 96555151.8367 | 65900875.1385 | 294723358.2583 | 3144235.0165 | 52710624.3405 |  | 1478867.319 | 11423845.938 | 0 | 363480930.8722 |  | 177827.941 | 127.4514 | 2851.9171 |  | 63.9535
1 | 6500 | 707 | 0.035 | 15 | 15 | 7 | 2.3714e-10 | 0 | Water | Porous | Wet | R600a | MinimizeLCOE | IgnoreSilica | 285.7757 | 273.2464 | 33.1594 | 4 | 2815.1162 |  | 63.1283 |  | 232.0466 | -4.0443e-07 | 106567262285.4973 | 27550676.9837 | 3013711.3979 | 29270874.3672 | 37439377.6672 | 24077.0464 | 1056882.2765 | 0 | 38358683.8982 | 99801427.0551 | 68116524.6794 | 304632235.3715 | 3144235.0165 | 52710624.3405 |  | 1478867.319 | 11423845.938 | 0 | 373389807.9855 |  | 237137.3706 | 132.6374 | 2815.1162 |  | 63.1283
1 | 6500 | 707 | 0.035 | 15 | 15 | 7 | 3.1623e-10 | 0 | Water | Porous | Wet | R600a | MinimizeLCOE | IgnoreSilica | 294.2869 | 281.4549 | 34.1668 | 4 | 2788.2468 |  | 62.5258 |  | 232.0843 | -3.7354e-07 | 106553325079.5867 | 28141822.9074 | 3076801.6786 | 29972234.2544 | 38549277.3091 | 24077.0464 | 1068490.8831 | 0 | 39324754.5908 | 102314944.8289 | 69832052.2076 | 312304455.7063 | 3144235.0165 | 52710624.3405 |  | 1478867.319 | 11423845.938 | 0 | 381062028.3203 |  | 316227.766 | 136.6673 | 2788.2468 |  | 62.5258
1 | 6500 | 707 | 0.035 | 15 | 15 | 7 | 4.217e-10 | 0 | Water | Porous | Wet | R600a | MinimizeLCOE | IgnoreSilica | 299.922 | 286.9104 | 34.8432 | 4 | 2770.3718 |  | 62.1249 |  | 232.1191 | -9.9055e-05 | 106552202193.4484 | 28532049.7488 | 3118427.0369 | 30436105.9641 | 39282802.4475 | 24077.0464 | 1070339.8626 | 0 | 39960882.8214 | 103970019.9972 | 70961675.0183 | 317356379.9431 | 3144235.0165 | 52710624.3405 |  | 1478867.319 | 11423845.938 | 0 | 386113952.5571 |  | 421696.5034 | 139.3726 | 2770.3718 |  | 62.1249
1 | 6500 | 707 | 0.035 | 15 | 15 | 7 | 5.6234e-10 | 0 | Water | Porous | Wet | R600a | MinimizeLCOE | IgnoreSilica | 303.2347 | 290.1223 | 35.2546 | 4 | 2758.815 |  | 61.8658 |  | 232.1414 | -9.5548e-05 | 106645339962.9627 | 28760828.1698 | 3142822.8435 | 30708385.0366 | 39713727.1535 | 24077.0464 | 1059948.3252 | 0 | 40329817.5443 | 104929912.4671 | 71616821.3529 | 320286339.9393 | 3144235.0165 | 52710624.3405 |  | 1478867.319 | 11423845.938 | 0 | 389043912.5533 |  | 562341.3252 | 141.0185 | 2758.815 |  | 61.8658
1 | 6500 | 707 | 0.035 | 15 | 15 | 7 | 7.4989e-10 | 0 | Water | Porous | Wet | R600a | MinimizeLCOE | IgnoreSilica | 305.7368 | 292.549 | 35.5659 | 4 | 2750.1936 |  | 61.6724 |  | 232.1584 | -9.2891e-05 | 106716457912.575 | 28933211.0898 | 3161201.1019 | 30913702.6186 | 40039160.4703 | 24077.0464 | 1051675.2941 | 0 | 40607980.7722 | 105653636.1271 | 72110777.6219 | 322495422.1423 | 3144235.0165 | 52710624.3405 |  | 1478867.319 | 11423845.938 | 0 | 391252994.7562 |  | 749894.2093 | 142.2638 | 2750.1936 |  | 61.6724
1 | 6500 | 707 | 0.035 | 15 | 15 | 7 | 1e-09 | 0 | Water | Porous | Wet | R600a | MinimizeLCOE | IgnoreSilica | 307.6394 | 294.3946 | 35.8027 | 4 | 2743.726 |  | 61.5274 |  | 232.1712 | -9.0905e-05 | 106768957795.2367 | 29064047.6842 | 3175147.8098 | 31069625.9101 | 40286593.6857 | 24077.0464 | 1045383.3278 | 0 | 40819301.431 | 106203449.1334 | 72486036.2962 | 324173662.3246 | 3144235.0165 | 52710624.3405 |  | 1478867.319 | 11423845.938 | 0 | 392931234.9386 |  | 1000000 | 143.2108 | 2743.726 |  | 61.5274
1 | 6500 | 707 | 0.035 | 15 | 15 | 7 | 1.3335e-09 | 0 | Water | Porous | Wet | R600a | MinimizeLCOE | IgnoreSilica | 309.0742 | 295.7868 | 35.9814 | 4 | 2738.8863 |  | 61.4189 |  | 232.181 | -8.941e-05 | 106808488828.715 | 29162588.3535 | 3185650.6555 | 31187111.707 | 40473189.4888 | 24077.0464 | 1040536.4435 | 0 | 40978529.941 | 106617729.0541 | 72768790.8547 | 325438203.5444 | 3144235.0165 | 52710624.3405 |  | 1478867.319 | 11423845.938 | 0 | 394195776.1584 |  | 1333521.4322 | 143.9256 | 2738.8863 |  | 61.4189
1 | 6500 | 707 | 0.035 | 15 | 15 | 7 | 1.7783e-09 | 0 | Water | Porous | Wet | R600a | MinimizeLCOE | IgnoreSilica | 310.1406 | 296.8217 | 36.1145 | 4 | 2735.2868 |  | 61.3381 |  | 232.1882 | -8.8269e-05 | 106839562946.182 | 29235753.1555 | 3193448.1589 | 31274371.1349 | 40611853.2531 | 24077.0464 | 1036663.2994 | 0 | 41096704.7588 | 106925195.689 | 72978643.1508 | 326376709.6467 | 3144235.0165 | 52710624.3405 |  | 1478867.319 | 11423845.938 | 0 | 395134282.2606 |  | 1778279.41 | 144.4581 | 2735.2868 |  | 61.3381
1 | 6500 | 707 | 0.035 | 15 | 15 | 7 | 2.3714e-09 | 0 | Water | Porous | Wet | R600a | MinimizeLCOE | IgnoreSilica | 310.9495 | 297.6066 | 36.2154 | 4 | 2732.5797 |  | 61.2774 |  | 232.1937 | -8.742e-05 | 106862291595.0773 | 29291203.1893 | 3199357.3328 | 31340519.143 | 40717024.6398 | 24077.0464 | 1033793.5772 | 0 | 41186330.222 | 107158382.7598 | 73137798.1181 | 327088486.0283 | 3144235.0165 | 52710624.3405 |  | 1478867.319 | 11423845.938 | 0 | 395846058.6422 |  | 2371373.7057 | 144.8617 | 2732.5797 |  | 61.2774
1 | 6500 | 707 | 0.035 | 15 | 15 | 7 | 3.1623e-09 | 0 | Water | Porous | Wet | R600a | MinimizeLCOE | IgnoreSilica | 311.5562 | 298.1955 | 36.2912 | 4 | 2730.5535 |  | 61.232 |  | 232.1979 | -8.6782e-05 | 106879477461.922 | 29332777.2623 | 3203787.5609 | 31390123.1122 | 40795918.8495 | 24077.0464 | 1031603.7395 | 0 | 41253532.1526 | 107333228.3981 | 73257133.859 | 327622181.9804 | 3144235.0165 | 52710624.3405 |  | 1478867.319 | 11423845.938 | 0 | 396379754.5944 |  | 3162277.6602 | 145.1646 | 2730.5535 |  | 61.232
1 | 6500 | 707 | 0.035 | 15 | 15 | 7 | 4.217e-09 | 0 | Water | Porous | Wet | R600a | MinimizeLCOE | IgnoreSilica | 312.0238 | 298.6492 | 36.3493 | 4 | 2729.0157 |  | 61.1975 |  | 232.201 | -8.6317e-05 | 106891281860.8405 | 29364791.597 | 3207198.9548 | 31428326.1654 | 40856707.2645 | 24077.0464 | 1030083.9765 | 0 | 41305362.1518 | 107468079.4242 | 73349172.4552 | 328033799.0358 | 3144235.0165 | 52710624.3405 |  | 1478867.319 | 11423845.938 | 0 | 396791371.6498 |  | 4216965.0343 | 145.3972 | 2729.0157 |  | 61.1975
1 | 6500 | 707 | 0.035 | 15 | 15 | 7 | 5.6234e-09 | 0 | Water | Porous | Wet | R600a | MinimizeLCOE | IgnoreSilica | 312.3527 | 298.9686 | 36.3906 | 4 | 2727.8999 |  | 61.1725 |  | 232.2033 | -8.594e-05 | 106902220000.8992 | 29387317.1914 | 3209599.1766 | 31455208.9415 | 40899471.4074 | 24077.0464 | 1028679.8168 | 0 | 41341697.8962 | 107562617.5777 | 73413696.6876 | 328322365.7416 | 3144235.0165 | 52710624.3405 |  | 1478867.319 | 11423845.938 | 0 | 397079938.3555 |  | 5623413.2519 | 145.5625 | 2727.8999 |  | 61.1725
1 | 6500 | 707 | 0.035 | 15 | 15 | 7 | 7.4989e-09 | 0 | Water | Porous | Wet | R600a | MinimizeLCOE | IgnoreSilica | 312.6085 | 299.2169 | 36.4226 | 4 | 2727.0487 |  | 61.1534 |  | 232.205 | -8.5669e-05 | 106909594560.5269 | 29404825.5686 | 3211464.75 | 31476105.5678 | 40932726.398 | 24077.0464 | 1027725.4899 | 0 | 41370000.6801 | 107636255.6156 | 73463956.1615 | 328547137.2779 | 3144235.0165 | 52710624.3405 |  | 1478867.319 | 11423845.938 | 0 | 397304709.8918 |  | 7498942.0933 | 145.6904 | 2727.0487 |  | 61.1534
1 | 6500 | 707 | 0.035 | 15 | 15 | 7 | 1e-08 | 0 | Water | Porous | Wet | R600a | MinimizeLCOE | IgnoreSilica | 312.8131 | 299.4155 | 36.4479 | 4 | 2726.3895 |  | 61.1386 |  | 232.2064 | -8.5482e-05 | 106913933800.7178 | 29418828.448 | 3212956.7783 | 31492819.2874 | 40959339.6246 | 24077.0464 | 1027155.3218 | 0 | 41392718.8375 | 107695363.6012 | 73504298.5762 | 328727557.5214 | 3144235.0165 | 52710624.3405 |  | 1478867.319 | 11423845.938 | 0 | 397485130.1354 |  | 10000000 | 145.7918 | 2726.3895 |  | 61.1386
1 | 6600 | 707 | 0.035 | 15 | 15 | 7 | 1e-13 | 0 | Water | Porous | Wet | R600a | MinimizeLCOE | IgnoreSilica | 1.139 | 0.40669 | 0.031092 | 4 | 579345.815 |  | 12991.6889 |  | 143.3855 | -6.6297e-05 | 64126219379.7823 | 236441.3556 | 18718.9309 | 164009.8833 | 102349.8724 | 24077.0464 | 63444.8085 | 0 | 237526.3399 | 617994.813 | 421794.1584 | 1886357.2084 | 3144235.0165 | 53884685.1732 |  | 1478867.319 | 11658658.1045 | 0 | 72052802.8216 |  | 100 | 0.12437 | 579345.815 |  | 12991.6889
1 | 6600 | 707 | 0.035 | 15 | 15 | 7 | 1.3335e-13 | 0 | Water | Porous | Wet | R600a | MinimizeLCOE | IgnoreSilica | 1.4363 | 0.57402 | 0.059762 | 4 | 304213.0957 |  | 6821.9046 |  | 157.5211 | -7.0486e-05 | 93774097701.9745 | 343955.9766 | 35718.6672 | 211717.2647 | 142272.7673 | 24077.0464 | 67169.7459 | 0 | 321715.4725 | 837037.6666 | 571295.4069 | 2554960.0141 | 3144235.0165 | 53884685.1732 |  | 1478867.319 | 11658658.1045 | 0 | 72721405.6273 |  | 133.3521 | 0.23905 | 304213.0957 |  | 6821.9046
1 | 6600 | 707 | 0.035 | 15 | 15 | 7 | 1.7783e-13 | 0 | Water | Porous | Wet | R600a | MinimizeLCOE | IgnoreSilica | 1.8261 | 1.1333 | 0.12804 | 4 | 146886.8211 |  | 3293.9012 |  | 170.7454 | -8.5366e-05 | 86807091876.2142 | 564956.5947 | 64729.0891 | 363648.8093 | 541207.6358 | 24077.0464 | 76597.9927 | 0 | 637734.6955 | 1659254.8603 | 1132475.5365 | 5064682.2603 | 3144235.0165 | 53884685.1732 |  | 1478867.319 | 11658658.1045 | 0 | 75231127.8735 |  | 177.8279 | 0.51217 | 146886.8211 |  | 3293.9012
1 | 6600 | 707 | 0.035 | 15 | 15 | 7 | 2.3714e-13 | 0 | Water | Porous | Wet | R600a | MinimizeLCOE | IgnoreSilica | 2.3014 | 1.5555 | 0.17824 | 4 | 106464.9832 |  | 2387.4513 |  | 181.9182 | -9.5964e-05 | 91366602933.6869 | 705098.9987 | 80813.6681 | 468486.4034 | 490453.0349 | 24077.0464 | 84030.0399 | 0 | 722654.0847 | 1880197.6915 | 1283273.5587 | 5739084.5263 | 3144235.0165 | 53884685.1732 |  | 1478867.319 | 11658658.1045 | 0 | 75905530.1395 |  | 237.1374 | 0.71296 | 106464.9832 |  | 2387.4513
1 | 6600 | 707 | 0.035 | 15 | 15 | 7 | 3.1623e-13 | 0 | Water | Porous | Wet | R600a | MinimizeLCOE | IgnoreSilica | 2.8934 | 2.0966 | 0.24287 | 4 | 79255.188 |  | 1777.2783 |  | 191.4403 | -3.4507e-07 | 95114027635.0978 | 869191.0228 | 99614.0943 | 594849.0591 | 525040.2206 | 24077.0464 | 92121.5012 | 0 | 859908.2483 | 2237304.8707 | 1527006.5462 | 6829112.6096 | 3144235.0165 | 53884685.1732 |  | 1478867.319 | 11658658.1045 | 0 | 76995558.2228 |  | 316.2278 | 0.97149 | 79255.188 |  | 1777.2783
1 | 6600 | 707 | 0.035 | 15 | 15 | 7 | 4.217e-13 | 0 | Water | Porous | Wet | R600a | MinimizeLCOE | IgnoreSilica | 3.6244 | 2.7785 | 0.3248 | 4 | 60318.3817 |  | 1352.625 |  | 199.39 | -3.9227e-07 | 98275387304.2072 | 1059170.9352 | 121334.8085 | 745158.7828 | 597449.9053 | 24077.0464 | 100426.7766 | 0 | 1032571.1193 | 2686538.2431 | 1833617.5537 | 8200345.1708 | 3144235.0165 | 53884685.1732 |  | 1478867.319 | 11658658.1045 | 0 | 78366790.784 |  | 421.6965 | 1.2992 | 60318.3817 |  | 1352.625
1 | 6600 | 707 | 0.035 | 15 | 15 | 7 | 5.6234e-13 | 0 | Water | Porous | Wet | R600a | MinimizeLCOE | IgnoreSilica | 4.5648 | 3.6686 | 0.43181 | 4 | 46371.5231 |  | 1039.8701 |  | 206.1983 | -4.4278e-07 | 100820240855.4645 | 1287668.5349 | 147408.9309 | 930669.6762 | 705027.2802 | 24077.0464 | 110521.1393 | 0 | 1250095.3171 | 3252491.5853 | 2219892.339 | 9927851.8493 | 3144235.0165 | 53884685.1732 |  | 1478867.319 | 11658658.1045 | 0 | 80094297.4625 |  | 562.3413 | 1.7272 | 46371.5231 |  | 1039.8701
1 | 6600 | 707 | 0.035 | 15 | 15 | 7 | 7.4989e-13 | 0 | Water | Porous | Wet | R600a | MinimizeLCOE | IgnoreSilica | 5.7562 | 4.8082 | 0.56922 | 4 | 36104.7491 |  | 809.6402 |  | 211.8467 | -4.8918e-07 | 102942855453.5282 | 1557757.0752 | 178150.5084 | 1155517.2623 | 849830.4641 | 24077.0464 | 121681.1808 | 0 | 1515935.2795 | 3944152.6362 | 2691965.2184 | 12039066.6713 | 3144235.0165 | 53884685.1732 |  | 1478867.319 | 11658658.1045 | 0 | 82205512.2845 |  | 749.8942 | 2.2769 | 36104.7491 |  | 809.6402
1 | 6600 | 707 | 0.035 | 15 | 15 | 7 | 1e-12 | 0 | Water | Porous | Wet | R600a | MinimizeLCOE | IgnoreSilica | 7.2986 | 6.2939 | 0.74853 | 4 | 28331.3479 |  | 635.3236 |  | 216.5632 | -5.3379e-07 | 104689533552.4111 | 1883348.3065 | 215114.3576 | 1433276.9422 | 1042822.9401 | 24077.0464 | 135035.6334 | 0 | 1846133.3382 | 4803260.2519 | 3278323.8191 | 14661392.6353 | 3144235.0165 | 53884685.1732 |  | 1478867.319 | 11658658.1045 | 0 | 84827838.2485 |  | 1000 | 2.9941 | 28331.3479 |  | 635.3236
1 | 6600 | 707 | 0.035 | 15 | 15 | 7 | 1.3335e-12 | 0 | Water | Porous | Wet | R600a | MinimizeLCOE | IgnoreSilica | 9.2984 | 8.23 | 0.98247 | 4 | 22412.8392 |  | 502.6025 |  | 220.4432 | -5.7394e-07 | 106023053264.8469 | 2275857.9127 | 259557.8541 | 1776285.2049 | 1296937.7464 | 24077.0464 | 150822.9564 | 0 | 2255580.1011 | 5868556.74 | 4005410.5618 | 17913086.1237 | 3144235.0165 | 53884685.1732 |  | 1478867.319 | 11658658.1045 | 0 | 88079531.7369 |  | 1333.5214 | 3.9299 | 22412.8392 |  | 502.6025
1 | 6600 | 707 | 0.035 | 15 | 15 | 7 | 1.7783e-12 | 0 | Water | Porous | Wet | R600a | MinimizeLCOE | IgnoreSilica | 11.9117 | 10.7685 | 1.2894 | 4 | 17864.5213 |  | 400.6075 |  | 223.611 | -6.0956e-07 | 107113983198.0461 | 2752083.2603 | 313302.9569 | 2202514.5049 | 1631979.1541 | 24077.0464 | 169844.3067 | 0 | 2766582.4794 | 7198080.1074 | 4912837.5791 | 21971301.3953 | 3144235.0165 | 53884685.1732 |  | 1478867.319 | 11658658.1045 | 0 | 92137747.0085 |  | 1778.2794 | 5.1576 | 17864.5213 |  | 400.6075
1 | 6600 | 707 | 0.035 | 15 | 15 | 7 | 2.3714e-12 | 0 | Water | Porous | Wet | R600a | MinimizeLCOE | IgnoreSilica | 15.3347 | 14.1009 | 1.6926 | 4 | 14358.3688 |  | 321.9829 |  | 226.166 | -6.3961e-07 | 107979505502.7585 | 3330615.5829 | 378405.9539 | 2732695.7793 | 2072848.5699 | 24077.0464 | 192722.7409 | 0 | 3405232.6125 | 8859716.7486 | 6046938.7299 | 27043253.7642 | 3144235.0165 | 53884685.1732 |  | 1478867.319 | 11658658.1045 | 0 | 97209699.3774 |  | 2371.3737 | 6.7702 | 14358.3688 |  | 321.9829
1 | 6600 | 707 | 0.035 | 15 | 15 | 7 | 3.1623e-12 | 0 | Water | Porous | Wet | R600a | MinimizeLCOE | IgnoreSilica | 19.8636 | 18.5164 | 2.2267 | 4 | 11633.1117 |  | 260.8697 |  | 228.2181 | -6.6637e-07 | 108628029024.9392 | 4039734.254 | 457902.8336 | 3398109.9206 | 2657960.6677 | 24077.0464 | 221137.5339 | 0 | 4211579.6799 | 10957666.4133 | 7478832.4846 | 33447000.8338 | 3144235.0165 | 53884685.1732 |  | 1478867.319 | 11658658.1045 | 0 | 103613446.447 |  | 3162.2777 | 8.9068 | 11633.1117 |  | 260.8697
1 | 6600 | 707 | 0.035 | 15 | 15 | 7 | 4.217e-12 | 0 | Water | Porous | Wet | R600a | MinimizeLCOE | IgnoreSilica | 25.817 | 24.3259 | 2.9298 | 4 | 9526.7826 |  | 213.6358 |  | 229.8362 | -6.8741e-07 | 109135312938.2419 | 4902706.0204 | 554315.1902 | 4227143.1235 | 3428193.1566 | 24077.0464 | 255417.8371 | 0 | 5222822.4259 | 13588712.6041 | 9274575.5724 | 41477962.9766 | 3144235.0165 | 53884685.1732 |  | 1478867.319 | 11658658.1045 | 0 | 111644408.5898 |  | 4216.965 | 11.719 | 9526.7826 |  | 213.6358
1 | 6600 | 707 | 0.035 | 15 | 15 | 7 | 5.6234e-12 | 0 | Water | Porous | Wet | R600a | MinimizeLCOE | IgnoreSilica | 33.6562 | 31.9802 | 3.8561 | 4 | 7892.7017 |  | 176.9919 |  | 231.1042 | -7.0425e-07 | 109512380874.0871 | 5954364.6627 | 671321.1699 | 5261345.6313 | 4443510.4287 | 24077.0464 | 297225.1099 | 0 | 6494219.1791 | 16896626.1564 | 11532294.5427 | 51574983.927 | 3144235.0165 | 53884685.1732 |  | 1478867.319 | 11658658.1045 | 0 | 121741429.5402 |  | 5623.4133 | 15.4246 | 7892.7017 |  | 176.9919
1 | 6600 | 707 | 0.035 | 15 | 15 | 7 | 7.4989e-12 | 0 | Water | Porous | Wet | R600a | MinimizeLCOE | IgnoreSilica | 43.8996 | 41.9859 | 5.0674 | 4 | 6628.0972 |  | 148.6335 |  | 232.086 | -7.1629e-07 | 109794745265.6949 | 7226349.9121 | 812242.7961 | 6541464.2305 | 5770964.0395 | 24077.0464 | 347416.1953 | 0 | 8081780.5458 | 21027135.1789 | 14351451.824 | 64182881.7686 | 3144235.0165 | 53884685.1732 |  | 1478867.319 | 11658658.1045 | 0 | 134349327.3818 |  | 7498.9421 | 20.2697 | 6628.0972 |  | 148.6335
1 | 6600 | 707 | 0.035 | 15 | 15 | 7 | 1e-11 | 0 | Water | Porous | Wet | R600a | MinimizeLCOE | IgnoreSilica | 57.14 | 54.923 | 6.634 | 4 | 5650.5803 |  | 126.7129 |  | 232.8401 | -7.2361e-07 | 109998545495.3512 | 8749508.5978 | 980253.181 | 8109525.6783 | 7487323.1524 | 24077.0464 | 406888.7816 | 0 | 10045454.8106 | 26136212.8111 | 17838502.289 | 79777746.3482 | 3144235.0165 | 53884685.1732 |  | 1478867.319 | 11658658.1045 | 0 | 149944191.9615 |  | 10000 | 26.5361 | 5650.5803 |  | 126.7129
1 | 6600 | 707 | 0.035 | 15 | 15 | 7 | 1.3335e-11 | 0 | Water | Porous | Wet | R600a | MinimizeLCOE | IgnoreSilica | 73.9191 | 71.3222 | 8.6208 | 4 | 4897.7833 |  | 109.8316 |  | 233.415 | -7.2573e-07 | 110138659589.5651 | 10540900.4892 | 1176974.9908 | 9994755.1214 | 9662628.9272 | 24077.0464 | 475593.9205 | 0 | 12431222.8932 | 32343491.9737 | 22075097.8643 | 98724743.2265 | 3144235.0165 | 53884685.1732 |  | 1478867.319 | 11658658.1045 | 0 | 168891188.8397 |  | 13335.2143 | 34.4832 | 4897.7833 |  | 109.8316
1 | 6600 | 707 | 0.035 | 15 | 15 | 7 | 1.7783e-11 | 0 | Water | Porous | Wet | R600a | MinimizeLCOE | IgnoreSilica | 94.5944 | 91.536 | 11.071 | 4 | 4320.5704 |  | 96.8877 |  | 233.8522 | -7.2279e-07 | 110214949961.4101 | 12595571.6426 | 1401600.567 | 12202980.1933 | 12343049.8519 | 24077.0464 | 552841.0922 | 0 | 15256846.9534 | 39695186.1631 | 27092780.2109 | 121164933.7208 | 3144235.0165 | 53884685.1732 |  | 1478867.319 | 11658658.1045 | 0 | 191331379.334 |  | 17782.7941 | 44.2838 | 4320.5704 |  | 96.8877
1 | 6600 | 707 | 0.035 | 15 | 15 | 7 | 2.3714e-11 | 0 | Water | Porous | Wet | R600a | MinimizeLCOE | IgnoreSilica | 118.8768 | 115.2862 | 13.9528 | 4 | 3883.507 |  | 87.0867 |  | 234.1836 | -7.1308e-07 | 110241306414.886 | 14852227.8704 | 1647249.5622 | 14676214.3923 | 15490652.3514 | 24077.0464 | 634265.5348 | 0 | 18456627.8354 | 48020359.6529 | 32774882.1828 | 146576556.4287 | 3144235.0165 | 53884685.1732 |  | 1478867.319 | 11658658.1045 | 0 | 216743002.0419 |  | 23713.7371 | 55.8112 | 3883.507 |  | 87.0867
1 | 6600 | 707 | 0.035 | 15 | 15 | 7 | 3.1623e-11 | 0 | Water | Porous | Wet | R600a | MinimizeLCOE | IgnoreSilica | 145.7757 | 141.6095 | 17.1513 | 4 | 3556.5117 |  | 79.7539 |  | 234.4362 | -6.9673e-07 | 110233731139.7063 | 17205102.8611 | 1902336.1905 | 17300784.6114 | 18976677.001 | 24077.0464 | 714533.7342 | 0 | 21888169.4633 | 56948527.0627 | 38868539.8955 | 173828747.866 | 3144235.0165 | 53884685.1732 |  | 1478867.319 | 11658658.1045 | 0 | 243995193.4792 |  | 31622.7766 | 68.6052 | 3556.5117 |  | 79.7539
1 | 6600 | 707 | 0.035 | 15 | 15 | 7 | 4.217e-11 | 0 | Water | Porous | Wet | R600a | MinimizeLCOE | IgnoreSilica | 173.5831 | 168.8391 | 20.466 | 4 | 3315.189 |  | 74.3423 |  | 234.6302 | -6.7467e-07 | 110206763603.6552 | 19512665.7521 | 2151589.6324 | 19914536.0841 | 22579582.6091 | 24077.0464 | 787390.2842 | 0 | 25338238.1492 | 65924898.0769 | 44995097.5587 | 201228075.1931 | 3144235.0165 | 53884685.1732 |  | 1478867.319 | 11658658.1045 | 0 | 271394520.8063 |  | 42169.6503 | 81.864 | 3315.189 |  | 74.3423
1 | 6600 | 707 | 0.035 | 15 | 15 | 7 | 5.6234e-11 | 0 | Water | Porous | Wet | R600a | MinimizeLCOE | IgnoreSilica | 200.3259 | 195.0441 | 23.6634 | 4 | 3139.2618 |  | 70.3972 |  | 234.7797 | -6.487e-07 | 110187065131.836 | 21636447.3477 | 2380267.2443 | 22351051.0414 | 26043621.4137 | 24077.0464 | 847547.0793 | 0 | 28580374.3574 | 74360271.437 | 50752413.2066 | 226976070.1738 | 3144235.0165 | 53884685.1732 |  | 1478867.319 | 11658658.1045 | 0 | 297142515.787 |  | 56234.1325 | 94.6536 | 3139.2618 |  | 70.3972
1 | 6600 | 707 | 0.035 | 15 | 15 | 7 | 7.4989e-11 | 0 | Water | Porous | Wet | R600a | MinimizeLCOE | IgnoreSilica | 224.4721 | 218.7204 | 26.5596 | 4 | 3011.7381 |  | 67.5375 |  | 234.8948 | -6.2162e-07 | 110188537488.7481 | 23487344.3746 | 2579043.6911 | 24496448.2125 | 29170511.8753 | 24077.0464 | 893395.717 | 0 | 31453820.1576 | 81836387.9844 | 55855016.369 | 249796045.4279 | 3144235.0165 | 53884685.1732 |  | 1478867.319 | 11658658.1045 | 0 | 319962491.0412 |  | 74989.4209 | 106.2385 | 3011.7381 |  | 67.5375
1 | 6600 | 707 | 0.035 | 15 | 15 | 7 | 1e-10 | 0 | Water | Porous | Wet | R600a | MinimizeLCOE | IgnoreSilica | 245.2032 | 239.0596 | 29.0538 | 4 | 2919.3327 |  | 65.4653 |  | 234.9828 | -5.9593e-07 | 110214263602.1345 | 25032954.1514 | 2744689.4313 | 26302478.8921 | 31854518.0166 | 24077.0464 | 926230.3208 | 0 | 33885129.6648 | 88162156.592 | 60172483.4252 | 269104717.5406 | 3144235.0165 | 53884685.1732 |  | 1478867.319 | 11658658.1045 | 0 | 339271163.1538 |  | 100000 | 116.2153 | 2919.3327 |  | 65.4653
1 | 6600 | 707 | 0.035 | 15 | 15 | 7 | 1.3335e-10 | 0 | Water | Porous | Wet | R600a | MinimizeLCOE | IgnoreSilica | 262.2795 | 255.8209 | 31.1146 | 4 | 2852.3294 |  | 63.9628 |  | 235.0494 | -5.4898e-07 | 110265627166.7645 | 26279180.0278 | 2878023.0204 | 27767741.3825 | 34065073.6073 | 24077.0464 | 948028.3132 | 0 | 35865228.125 | 93313966.6115 | 63688699.6226 | 284830017.7567 | 3144235.0165 | 53884685.1732 |  | 1478867.319 | 11658658.1045 | 0 | 354996463.3699 |  | 133352.1432 | 124.4584 | 2852.3294 |  | 63.9628
1 | 6600 | 707 | 0.035 | 15 | 15 | 7 | 1.7783e-10 | 0 | Water | Porous | Wet | R600a | MinimizeLCOE | IgnoreSilica | 275.9996 | 269.2926 | 32.7744 | 4 | 2803.4286 |  | 62.8662 |  | 235.0995 | -4.8438e-07 | 110328399519.4664 | 27264345.7286 | 2983291.9011 | 28931518.9164 | 35840951.4911 | 24077.0464 | 962248.3802 | 0 | 37442509.0509 | 97417728.0358 | 66489601.1186 | 297356271.6691 | 3144235.0165 | 53884685.1732 |  | 1478867.319 | 11658658.1045 | 0 | 367522717.2823 |  | 177827.941 | 131.0976 | 2803.4286 |  | 62.8662
1 | 6600 | 707 | 0.035 | 15 | 15 | 7 | 2.3714e-10 | 0 | Water | Porous | Wet | R600a | MinimizeLCOE | IgnoreSilica | 286.789 | 279.8893 | 34.0825 | 4 | 2767.6095 |  | 62.063 |  | 235.137 | -4.3161e-07 | 110396110928.3263 | 28029625.4474 | 3064987.7694 | 29838753.7323 | 37237354.9872 | 24077.0464 | 971073.0198 | 0 | 38674690.0809 | 100623610.3209 | 68677681.6524 | 307141854.0566 | 3144235.0165 | 53884685.1732 |  | 1478867.319 | 11658658.1045 | 0 | 377308299.6698 |  | 237137.3706 | 136.33 | 2767.6095 |  | 62.063
1 | 6600 | 707 | 0.035 | 15 | 15 | 7 | 3.1623e-10 | 0 | Water | Porous | Wet | R600a | MinimizeLCOE | IgnoreSilica | 295.1495 | 288.1174 | 35.0961 | 4 | 2741.5393 |  | 61.4784 |  | 235.173 | -3.9851e-07 | 110419927318.8517 | 28618288.7364 | 3127784.0653 | 30538470.3572 | 38318482.5665 | 24077.0464 | 979853.023 | 0 | 39626712.7599 | 103100578.0449 | 70368263.0207 | 314702509.6203 | 3144235.0165 | 53884685.1732 |  | 1478867.319 | 11658658.1045 | 0 | 384868955.2335 |  | 316227.766 | 140.3843 | 2741.5393 |  | 61.4784
1 | 6600 | 707 | 0.035 | 15 | 15 | 7 | 4.217e-10 | 0 | Water | Porous | Wet | R600a | MinimizeLCOE | IgnoreSilica | 300.5622 | 293.4651 | 35.7619 | 4 | 2724.5233 |  | 61.0968 |  | 235.2059 | -3.7885e-07 | 110448919073.7273 | 28998364.2446 | 3168308.2008 | 30991091.547 | 39017317.6259 | 24077.0464 | 979212.025 | 0 | 40239564.569 | 104695092.7388 | 71456552.0632 | 319569580.0606 | 3144235.0165 | 53884685.1732 |  | 1478867.319 | 11658658.1045 | 0 | 389736025.6738 |  | 421696.5034 | 143.0474 | 2724.5233 |  | 61.0968
1 | 6600 | 707 | 0.035 | 15 | 15 | 7 | 5.6234e-10 | 0 | Water | Porous | Wet | R600a | MinimizeLCOE | IgnoreSilica | 303.807 | 296.6757 | 36.1726 | 4 | 2713.5103 |  | 60.8498 |  | 235.2275 | -9.9628e-05 | 110546413701.8503 | 29225622.5261 | 3192531.1237 | 31262038.8733 | 39436006.4435 | 24077.0464 | 968889.7233 | 0 | 40602574.6372 | 105639570.4726 | 72101177.5237 | 322452488.3698 | 3144235.0165 | 53884685.1732 |  | 1478867.319 | 11658658.1045 | 0 | 392618933.983 |  | 562341.3252 | 144.6904 | 2713.5103 |  | 60.8498
1 | 6600 | 707 | 0.035 | 15 | 15 | 7 | 7.4989e-10 | 0 | Water | Porous | Wet | R600a | MinimizeLCOE | IgnoreSilica | 306.2775 | 299.1207 | 36.4855 | 4 | 2705.2612 |  | 60.6648 |  | 235.2439 | -9.688e-05 | 110618975915.0262 | 29398229.5164 | 3210925.1418 | 31467983.1053 | 39754740.6906 | 24077.0464 | 960934.3242 | 0 | 40878587.0316 | 106357698.105 | 72591314.3888 | 324644489.3501 | 3144235.0165 | 53884685.1732 |  | 1478867.319 | 11658658.1045 | 0 | 394810934.9633 |  | 749894.2093 | 145.9419 | 2705.2612 |  | 60.6648
1 | 6600 | 707 | 0.035 | 15 | 15 | 7 | 1e-09 | 0 | Water | Porous | Wet | R600a | MinimizeLCOE | IgnoreSilica | 308.1385 | 300.9631 | 36.7215 | 4 | 2699.1036 |  | 60.5267 |  | 235.2563 | -9.4802e-05 | 110674204944.5829 | 29528030.6456 | 3224755.3903 | 31622941.3892 | 39994832.0804 | 24077.0464 | 954706.3897 | 0 | 41086243.7472 | 106897978.2828 | 72960066.7118 | 326293631.6834 | 3144235.0165 | 53884685.1732 |  | 1478867.319 | 11658658.1045 | 0 | 396460077.2966 |  | 1000000 | 146.8858 | 2699.1036 |  | 60.5267
1 | 6600 | 707 | 0.035 | 15 | 15 | 7 | 1.3335e-09 | 0 | Water | Porous | Wet | R600a | MinimizeLCOE | IgnoreSilica | 309.5541 | 302.3646 | 36.9009 | 4 | 2694.4746 |  | 60.4229 |  | 235.2658 | -9.3257e-05 | 110714794442.37 | 29626626.7565 | 3235259.5466 | 31740696.6502 | 40177447.8593 | 24077.0464 | 950050.2184 | 0 | 41244121.6502 | 107308744.2012 | 73240422.8915 | 327547446.8204 | 3144235.0165 | 53884685.1732 |  | 1478867.319 | 11658658.1045 | 0 | 397713892.4336 |  | 1333521.4322 | 147.6035 | 2694.4746 |  | 60.4229
1 | 6600 | 707 | 0.035 | 15 | 15 | 7 | 1.7783e-09 | 0 | Water | Porous | Wet | R600a | MinimizeLCOE | IgnoreSilica | 310.6011 | 303.4014 | 37.0339 | 4 | 2691.0435 |  | 60.346 |  | 235.2728 | -9.2069e-05 | 110746938961.9465 | 29699479.4129 | 3243020.3932 | 31827733.6145 | 40312493.0928 | 24077.0464 | 946287.7723 | 0 | 41360705.6195 | 107612071.7747 | 73447450.1932 | 328473318.9195 | 3144235.0165 | 53884685.1732 |  | 1478867.319 | 11658658.1045 | 0 | 398639764.5327 |  | 1778279.41 | 148.1358 | 2691.0435 |  | 60.346
1 | 6600 | 707 | 0.035 | 15 | 15 | 7 | 2.3714e-09 | 0 | Water | Porous | Wet | R600a | MinimizeLCOE | IgnoreSilica | 311.3905 | 304.1831 | 37.1343 | 4 | 2688.4705 |  | 60.2883 |  | 235.2781 | -9.118e-05 | 110770950000.9539 | 29754368.5985 | 3248867.2516 | 31893325.108 | 40414313.4497 | 24077.0464 | 943448.1125 | 0 | 41448575.831 | 107840692.0403 | 73603488.2221 | 329171155.66 | 3144235.0165 | 53884685.1732 |  | 1478867.319 | 11658658.1045 | 0 | 399337601.2732 |  | 2371373.7057 | 148.5371 | 2688.4705 |  | 60.2883
1 | 6600 | 707 | 0.035 | 15 | 15 | 7 | 3.1623e-09 | 0 | Water | Porous | Wet | R600a | MinimizeLCOE | IgnoreSilica | 311.9849 | 304.7718 | 37.2098 | 4 | 2686.541 |  | 60.245 |  | 235.2821 | -9.0513e-05 | 110788902758.3837 | 29795674.7391 | 3253267.0161 | 31942693.8773 | 40490978.6431 | 24077.0464 | 941308.3506 | 0 | 41514719.8723 | 108012785.2677 | 73720945.386 | 329696450.1984 | 3144235.0165 | 53884685.1732 |  | 1478867.319 | 11658658.1045 | 0 | 399862895.8116 |  | 3162277.6602 | 148.8393 | 2686.541 |  | 60.245
1 | 6600 | 707 | 0.035 | 15 | 15 | 7 | 4.217e-09 | 0 | Water | Porous | Wet | R600a | MinimizeLCOE | IgnoreSilica | 312.4453 | 305.2278 | 37.2681 | 4 | 2685.0705 |  | 60.2121 |  | 235.2851 | -9.0032e-05 | 110801222788.2327 | 29827654.5637 | 3256673.2551 | 31980921.058 | 40550371.307 | 24077.0464 | 939841.4573 | 0 | 41566020.0881 | 108146257.9063 | 73812043.2044 | 330103859.8864 | 3144235.0165 | 53884685.1732 |  | 1478867.319 | 11658658.1045 | 0 | 400270305.4996 |  | 4216965.0343 | 149.0725 | 2685.0705 |  | 60.2121
1 | 6600 | 707 | 0.035 | 15 | 15 | 7 | 5.6234e-09 | 0 | Water | Porous | Wet | R600a | MinimizeLCOE | IgnoreSilica | 312.7742 | 305.5537 | 37.3101 | 4 | 2683.9981 |  | 60.188 |  | 235.2874 | -8.9648e-05 | 110811870459.047 | 29850499.5392 | 3259106.4531 | 32008231.6225 | 40592795.9028 | 24077.0464 | 938554.2599 | 0 | 41602573.2813 | 108241361.8167 | 73876953.5775 | 330394153.4993 | 3144235.0165 | 53884685.1732 |  | 1478867.319 | 11658658.1045 | 0 | 400560599.1125 |  | 5623413.2519 | 149.2403 | 2683.9981 |  | 60.188
1 | 6600 | 707 | 0.035 | 15 | 15 | 7 | 7.4989e-09 | 0 | Water | Porous | Wet | R600a | MinimizeLCOE | IgnoreSilica | 313.03 | 305.807 | 37.3425 | 4 | 2683.1786 |  | 60.1696 |  | 235.2891 | -8.9372e-05 | 110819123270.8067 | 29868255.9487 | 3260997.6351 | 32029460.5212 | 40625786.7462 | 24077.0464 | 937680.3543 | 0 | 41631040.7182 | 108315428.2482 | 73927505.4389 | 330620232.6572 | 3144235.0165 | 53884685.1732 |  | 1478867.319 | 11658658.1045 | 0 | 400786678.2705 |  | 7498942.0933 | 149.3701 | 2683.1786 |  | 60.1696
1 | 6600 | 707 | 0.035 | 15 | 15 | 7 | 1e-08 | 0 | Water | Porous | Wet | R600a | MinimizeLCOE | IgnoreSilica | 313.2152 | 305.9905 | 37.3661 | 4 | 2682.5761 |  | 60.1561 |  | 235.2903 | -8.9156e-05 | 110825125442.6905 | 29881114.2029 | 3262367.1074 | 32044834.2333 | 40649674.5962 | 24077.0464 | 936950.5618 | 0 | 41651616.9217 | 108368963.3089 | 73964044.2178 | 330783642.1965 | 3144235.0165 | 53884685.1732 |  | 1478867.319 | 11658658.1045 | 0 | 400950087.8097 |  | 10000000 | 149.4646 | 2682.5761 |  | 60.1561
1 | 6700 | 707 | 0.035 | 15 | 15 | 7 | 1e-13 | 0 | Water | Porous | Wet | R600a | MinimizeLCOE | IgnoreSilica | 1.1779 | 0.4389 | 0.035181 | 4 | 522928.0618 |  | 11726.5345 |  | 146.5355 | -6.9069e-05 | 70321698944.7836 | 253535.4015 | 20585.2948 | 173900.1501 | 108964.5586 | 24077.0464 | 64721.7435 | 0 | 251855.836 | 655277.2225 | 447240.169 | 2000157.4224 | 3144235.0165 | 55070466.1876 |  | 1478867.319 | 11895814.3074 | 0 | 73589540.2529 |  | 100 | 0.14073 | 522928.0618 |  | 11726.5345
1 | 6700 | 707 | 0.035 | 15 | 15 | 7 | 1.3335e-13 | 0 | Water | Porous | Wet | R600a | MinimizeLCOE | IgnoreSilica | 1.49 | 0.86508 | 0.095732 | 4 | 199689.8955 |  | 4477.9973 |  | 160.9714 | -7.9078e-05 | 92548216821.2046 | 469067.6803 | 56305.4463 | 292794.4172 | 661382.2813 | 24077.0464 | 71159.5193 | 0 | 614166.6924 | 1597935.7506 | 1090623.9841 | 4877512.8177 | 3144235.0165 | 55070466.1876 |  | 1478867.319 | 11895814.3074 | 0 | 76466895.6482 |  | 133.3521 | 0.38293 | 199689.8955 |  | 4477.9973
1 | 6700 | 707 | 0.035 | 15 | 15 | 7 | 1.7783e-13 | 0 | Water | Porous | Wet | R600a | MinimizeLCOE | IgnoreSilica | 1.8799 | 1.195 | 0.13545 | 4 | 141453.5629 |  | 3172.0617 |  | 173.8261 | -8.8797e-05 | 89169481523.434 | 586277.1463 | 67180.1123 | 379388.3526 | 496087.9543 | 24077.0464 | 77456.3722 | 0 | 635882.1238 | 1654434.8487 | 1129185.7795 | 5049969.736 | 3144235.0165 | 55070466.1876 |  | 1478867.319 | 11895814.3074 | 0 | 76639352.5665 |  | 177.8279 | 0.5418 | 141453.5629 |  | 3172.0617
1 | 6700 | 707 | 0.035 | 15 | 15 | 7 | 2.3714e-13 | 0 | Water | Porous | Wet | R600a | MinimizeLCOE | IgnoreSilica | 2.3598 | 1.6303 | 0.18748 | 4 | 103241.2765 |  | 2315.1605 |  | 184.8765 | -9.9097e-05 | 93917092589.1775 | 728668.7097 | 83518.6878 | 486412.0017 | 475940.1177 | 24077.0464 | 84222.477 | 0 | 734307.2257 | 1910516.7741 | 1303966.9555 | 5831629.9956 | 3144235.0165 | 55070466.1876 |  | 1478867.319 | 11895814.3074 | 0 | 77421012.8261 |  | 237.1374 | 0.7499 | 103241.2765 |  | 2315.1605
1 | 6700 | 707 | 0.035 | 15 | 15 | 7 | 3.1623e-13 | 0 | Water | Porous | Wet | R600a | MinimizeLCOE | IgnoreSilica | 2.9639 | 2.1939 | 0.25503 | 4 | 77012.4466 |  | 1726.9854 |  | 194.4204 | -3.6221e-07 | 97805833728.7556 | 897311.4361 | 102832.614 | 616843.9762 | 518549.3582 | 24077.0464 | 91960.1054 | 0 | 878114.0691 | 2284672.6818 | 1559336.0507 | 6973697.3377 | 3144235.0165 | 55070466.1876 |  | 1478867.319 | 11895814.3074 | 0 | 78563080.1682 |  | 316.2278 | 1.0201 | 77012.4466 |  | 1726.9854
1 | 6700 | 707 | 0.035 | 15 | 15 | 7 | 4.217e-13 | 0 | Water | Porous | Wet | R600a | MinimizeLCOE | IgnoreSilica | 3.717 | 2.911 | 0.34136 | 4 | 58583.9591 |  | 1313.731 |  | 202.4525 | -4.1458e-07 | 101053741056.9055 | 1094407.0133 | 125364.3308 | 773446.1201 | 595754.1643 | 24077.0464 | 100199.9739 | 0 | 1058166.973 | 2753133.404 | 1879070.1194 | 8403619.1453 | 3144235.0165 | 55070466.1876 |  | 1478867.319 | 11895814.3074 | 0 | 79993001.9758 |  | 421.6965 | 1.3654 | 58583.9591 |  | 1313.731
1 | 6700 | 707 | 0.035 | 15 | 15 | 7 | 5.6234e-13 | 0 | Water | Porous | Wet | R600a | MinimizeLCOE | IgnoreSilica | 4.6574 | 3.8195 | 0.45119 | 4 | 45286.7154 |  | 1015.5436 |  | 209.1489 | -4.6322e-07 | 103794698499.9799 | 1324695.5367 | 151626.339 | 961161.8802 | 704179.9437 | 24077.0464 | 108861.765 | 0 | 1277094.9792 | 3322739.1678 | 2267837.7575 | 10142274.4154 | 3144235.0165 | 55070466.1876 |  | 1478867.319 | 11895814.3074 | 0 | 81731657.2459 |  | 562.3413 | 1.8048 | 45286.7154 |  | 1015.5436
1 | 6700 | 707 | 0.035 | 15 | 15 | 7 | 7.4989e-13 | 0 | Water | Porous | Wet | R600a | MinimizeLCOE | IgnoreSilica | 5.8754 | 5.0084 | 0.59496 | 4 | 35256.2348 |  | 790.6125 |  | 214.8487 | -5.1402e-07 | 105987991834.8713 | 1603184.398 | 183312.3761 | 1193859.6156 | 851982.7369 | 24077.0464 | 119557.8969 | 0 | 1550629.8872 | 4034420.8887 | 2753575.1556 | 12314600.0014 | 3144235.0165 | 55070466.1876 |  | 1478867.319 | 11895814.3074 | 0 | 83903982.8319 |  | 749.8942 | 2.3798 | 35256.2348 |  | 790.6125
1 | 6700 | 707 | 0.035 | 15 | 15 | 7 | 1e-12 | 0 | Water | Porous | Wet | R600a | MinimizeLCOE | IgnoreSilica | 7.4541 | 6.5609 | 0.78284 | 4 | 27656.9247 |  | 620.1998 |  | 219.6076 | -5.634e-07 | 107743587270.8159 | 1939363.4071 | 221476.0341 | 1481703.621 | 1048531.5114 | 24077.0464 | 132395.5573 | 0 | 1890543.3991 | 4918806.1207 | 3357186.2488 | 15014082.9458 | 3144235.0165 | 55070466.1876 |  | 1478867.319 | 11895814.3074 | 0 | 86603465.7764 |  | 1000 | 3.1313 | 27656.9247 |  | 620.1998
1 | 6700 | 707 | 0.035 | 15 | 15 | 7 | 1.3335e-12 | 0 | Water | Porous | Wet | R600a | MinimizeLCOE | IgnoreSilica | 9.4958 | 8.5786 | 1.0274 | 4 | 21885.9535 |  | 490.7872 |  | 223.5085 | -6.072e-07 | 109168849617.4728 | 2343540.743 | 267206.6529 | 1836232.4621 | 1306419.9972 | 24077.0464 | 147343.341 | 0 | 2310679.8946 | 6011915.1 | 4103255.5883 | 18350670.8254 | 3144235.0165 | 55070466.1876 |  | 1478867.319 | 11895814.3074 | 0 | 89940053.6559 |  | 1333.5214 | 4.1095 | 21885.9535 |  | 490.7872
1 | 6700 | 707 | 0.035 | 15 | 15 | 7 | 1.7783e-12 | 0 | Water | Porous | Wet | R600a | MinimizeLCOE | IgnoreSilica | 12.1675 | 11.2281 | 1.3486 | 4 | 17445.2112 |  | 391.2046 |  | 226.6961 | -6.4661e-07 | 110291238880.5972 | 2834654.2659 | 322624.6599 | 2277385.4497 | 1646439.016 | 24077.0464 | 165442.4976 | 0 | 2835542.9448 | 7377501.0926 | 5035296.0882 | 22518963.0611 | 3144235.0165 | 55070466.1876 |  | 1478867.319 | 11895814.3074 | 0 | 94108345.8916 |  | 1778.2794 | 5.3945 | 17445.2112 |  | 391.2046
1 | 6700 | 707 | 0.035 | 15 | 15 | 7 | 2.3714e-12 | 0 | Water | Porous | Wet | R600a | MinimizeLCOE | IgnoreSilica | 15.6831 | 14.7223 | 1.7724 | 4 | 14012.0371 |  | 314.2165 |  | 229.2745 | -6.8147e-07 | 111159210649.699 | 3433896.5028 | 390009.0964 | 2828606.0477 | 2095970.2387 | 24077.0464 | 187593.4195 | 0 | 3494459.4171 | 9091866.5911 | 6205385.7676 | 27751864.1274 | 3144235.0165 | 55070466.1876 |  | 1478867.319 | 11895814.3074 | 0 | 99341246.9579 |  | 2371.3737 | 7.0897 | 14012.0371 |  | 314.2165
1 | 6700 | 707 | 0.035 | 15 | 15 | 7 | 3.1623e-12 | 0 | Water | Porous | Wet | R600a | MinimizeLCOE | IgnoreSilica | 20.2916 | 19.3094 | 2.3291 | 4 | 11365.0011 |  | 254.8574 |  | 231.3256 | -7.0937e-07 | 111848969270.1293 | 4161699.1421 | 471576.4771 | 3514046.0699 | 2686718.6069 | 24077.0464 | 214087.923 | 0 | 4318160.0534 | 11234966.6827 | 7668095.6164 | 34293427.6178 | 3144235.0165 | 55070466.1876 |  | 1478867.319 | 11895814.3074 | 0 | 105882810.4483 |  | 3162.2777 | 9.3166 | 11365.0011 |  | 254.8574
1 | 6700 | 707 | 0.035 | 15 | 15 | 7 | 4.217e-12 | 0 | Water | Porous | Wet | R600a | MinimizeLCOE | IgnoreSilica | 26.3675 | 25.3628 | 3.0639 | 4 | 9310.9596 |  | 208.796 |  | 232.9495 | -7.3242e-07 | 112373263226.0697 | 5050181.3427 | 570752.669 | 4370688.8268 | 3466907.254 | 24077.0464 | 246487.4873 | 0 | 5354346.9042 | 13930912.3172 | 9508133.9081 | 42522487.7556 | 3144235.0165 | 55070466.1876 |  | 1478867.319 | 11895814.3074 | 0 | 114111870.5861 |  | 4216.965 | 12.2557 | 9310.9596 |  | 208.796
1 | 6700 | 707 | 0.035 | 15 | 15 | 7 | 5.6234e-12 | 0 | Water | Porous | Wet | R600a | MinimizeLCOE | IgnoreSilica | 34.3406 | 33.3112 | 4.029 | 4 | 7720.2832 |  | 173.1255 |  | 234.2188 | -7.4987e-07 | 112777680788.04 | 6129490.921 | 690763.2257 | 5435807.2464 | 4491545.663 | 24077.0464 | 285555.4126 | 0 | 6652323.4108 | 17307980.9359 | 11813052.6322 | 52830596.4939 | 3144235.0165 | 55070466.1876 |  | 1478867.319 | 11895814.3074 | 0 | 124419979.3244 |  | 5623.4133 | 16.116 | 7720.2832 |  | 173.1255
1 | 6700 | 707 | 0.035 | 15 | 15 | 7 | 7.4989e-12 | 0 | Water | Porous | Wet | R600a | MinimizeLCOE | IgnoreSilica | 44.7816 | 43.7239 | 5.2934 | 4 | 6485.3982 |  | 145.4335 |  | 235.2047 | -7.6325e-07 | 113070446120.7815 | 7438045.1577 | 835681.8822 | 6757198.1122 | 5833812.3039 | 24077.0464 | 332936.6516 | 0 | 8276482.9501 | 21533710.896 | 14697200.16 | 65729145.1602 | 3144235.0165 | 55070466.1876 |  | 1478867.319 | 11895814.3074 | 0 | 137318527.9907 |  | 7498.9421 | 21.1735 | 6485.3982 |  | 145.4335
1 | 6700 | 707 | 0.035 | 15 | 15 | 7 | 1e-11 | 0 | Water | Porous | Wet | R600a | MinimizeLCOE | IgnoreSilica | 58.2654 | 57.1751 | 6.9272 | 4 | 5530.9652 |  | 124.0305 |  | 235.9615 | -7.7149e-07 | 113285649129.0485 | 9003731.5847 | 1008271.7406 | 8374473.8794 | 7568043.6394 | 24077.0464 | 388978.5984 | 0 | 10283354.8307 | 26755179.8633 | 18260960.0207 | 81667071.2036 | 3144235.0165 | 55070466.1876 |  | 1478867.319 | 11895814.3074 | 0 | 153256454.0341 |  | 10000 | 27.7088 | 5530.9652 |  | 124.0305
1 | 6700 | 707 | 0.035 | 15 | 15 | 7 | 1.3335e-11 | 0 | Water | Porous | Wet | R600a | MinimizeLCOE | IgnoreSilica | 75.3152 | 74.1884 | 8.9948 | 4 | 4796.5104 |  | 107.5606 |  | 236.5372 | -7.7383e-07 | 113444010561.7086 | 10841431.3885 | 1209950.2101 | 10314794.8533 | 9761123.1174 | 24077.0464 | 453313.254 | 0 | 12715829.0492 | 33083978.8109 | 22580495.3462 | 100984993.076 | 3144235.0165 | 55070466.1876 |  | 1478867.319 | 11895814.3074 | 0 | 172574375.9066 |  | 13335.2143 | 35.9792 | 4796.5104 |  | 107.5606
1 | 6700 | 707 | 0.035 | 15 | 15 | 7 | 1.7783e-11 | 0 | Water | Porous | Wet | R600a | MinimizeLCOE | IgnoreSilica | 96.258 | 95.0925 | 11.5368 | 4 | 4233.8361 |  | 94.9427 |  | 236.9737 | -7.7048e-07 | 113546164497.9139 | 12943211.2483 | 1439576.5266 | 12580818.2651 | 12454982.8501 | 24077.0464 | 524988.4005 | 0 | 15587385.1914 | 40555178.8556 | 27679742.8946 | 123789961.2785 | 3144235.0165 | 55070466.1876 |  | 1478867.319 | 11895814.3074 | 0 | 195379344.109 |  | 17782.7941 | 46.1471 | 4233.8361 |  | 94.9427
1 | 6700 | 707 | 0.035 | 15 | 15 | 7 | 2.3714e-11 | 0 | Water | Porous | Wet | R600a | MinimizeLCOE | IgnoreSilica | 120.7863 | 119.5847 | 14.5183 | 4 | 3807.8138 |  | 85.3893 |  | 237.3033 | -7.6008e-07 | 113612959517.2726 | 15246059.4067 | 1690072.2959 | 15112361.9753 | 15609848.5619 | 24077.0464 | 599889.227 | 0 | 18830100.3201 | 48992058.4483 | 33438086.5771 | 149542553.8587 | 3144235.0165 | 55070466.1876 |  | 1478867.319 | 11895814.3074 | 0 | 221131936.6893 |  | 23713.7371 | 58.0732 | 3807.8138 |  | 85.3893
1 | 6700 | 707 | 0.035 | 15 | 15 | 7 | 3.1623e-11 | 0 | Water | Porous | Wet | R600a | MinimizeLCOE | IgnoreSilica | 147.8368 | 146.6081 | 17.8129 | 4 | 3489.4104 |  | 78.2492 |  | 237.5526 | -7.4254e-07 | 113659084591.6567 | 17637474.007 | 1949139.3281 | 17787633.7157 | 19088684.747 | 24077.0464 | 672432.9266 | 0 | 22292182.2906 | 57999685.5647 | 39585977.1723 | 177037286.7983 | 3144235.0165 | 55070466.1876 |  | 1478867.319 | 11895814.3074 | 0 | 248626669.6289 |  | 31622.7766 | 71.2518 | 3489.4104 |  | 78.2492
1 | 6700 | 707 | 0.035 | 15 | 15 | 7 | 4.217e-11 | 0 | Water | Porous | Wet | R600a | MinimizeLCOE | IgnoreSilica | 175.6636 | 174.4223 | 21.2107 | 4 | 3254.6539 |  | 72.9848 |  | 237.7418 | -7.1895e-07 | 113703378714.3331 | 19972485.9853 | 2201170.2283 | 20439643.4584 | 22666753.7256 | 24077.0464 | 736603.2573 | 0 | 25755886.1435 | 67011532.4867 | 45736747.8715 | 204544900.2029 | 3144235.0165 | 55070466.1876 |  | 1478867.319 | 11895814.3074 | 0 | 276134283.0335 |  | 42169.6503 | 84.8429 | 3254.6539 |  | 72.9848
1 | 6700 | 707 | 0.035 | 15 | 15 | 7 | 5.6234e-11 | 0 | Water | Porous | Wet | R600a | MinimizeLCOE | IgnoreSilica | 202.3138 | 201.0754 | 24.4747 | 4 | 3083.5636 |  | 69.1482 |  | 237.8854 | -6.9138e-07 | 113767424275.5643 | 22113634.8548 | 2431552.0418 | 22902292.6744 | 26092882.4171 | 24077.0464 | 787813.7199 | 0 | 28997378.5742 | 75445230.8699 | 51492920.3132 | 230287782.5117 | 3144235.0165 | 55070466.1876 |  | 1478867.319 | 11895814.3074 | 0 | 301877165.3422 |  | 56234.1325 | 97.8988 | 3083.5636 |  | 69.1482
1 | 6700 | 707 | 0.035 | 15 | 15 | 7 | 7.4989e-11 | 0 | Water | Porous | Wet | R600a | MinimizeLCOE | IgnoreSilica | 226.2969 | 225.0738 | 27.4214 | 4 | 2959.5275 |  | 66.3667 |  | 237.9941 | -6.6284e-07 | 113858976125.0533 | 23974272.1498 | 2631235.6384 | 25064077.817 | 29175596.1131 | 24077.0464 | 825057.7646 | 0 | 31860783.4464 | 82895222.9823 | 56577693.0119 | 253028015.9699 | 3144235.0165 | 55070466.1876 |  | 1478867.319 | 11895814.3074 | 0 | 324617398.8004 |  | 74989.4209 | 109.6855 | 2959.5275 |  | 66.3667
1 | 6700 | 707 | 0.035 | 15 | 15 | 7 | 1e-10 | 0 | Water | Porous | Wet | R600a | MinimizeLCOE | IgnoreSilica | 246.789 | 245.5877 | 29.9473 | 4 | 2869.7498 |  | 64.3534 |  | 238.0756 | -6.356e-07 | 113979009371.1023 | 25521096.3995 | 2796900.2395 | 26875536.3292 | 31809206.9427 | 24077.0464 | 849548.867 | 0 | 34271782.6714 | 89168148.4018 | 60859093.5065 | 272175390.404 | 3144235.0165 | 55070466.1876 |  | 1478867.319 | 11895814.3074 | 0 | 343764773.2345 |  | 100000 | 119.7891 | 2869.7498 |  | 64.3534
1 | 6700 | 707 | 0.035 | 15 | 15 | 7 | 1.3335e-10 | 0 | Water | Porous | Wet | R600a | MinimizeLCOE | IgnoreSilica | 263.6757 | 262.4978 | 32.0347 | 4 | 2804.5056 |  | 62.8904 |  | 238.1363 | -5.8594e-07 | 114113884991.7353 | 26769170.2001 | 2930355.3279 | 28346037.0229 | 33979219.1086 | 24077.0464 | 864508.4408 | 0 | 36236213.1872 | 94279193.6437 | 64347486.9055 | 287776260.8829 | 3144235.0165 | 55070466.1876 |  | 1478867.319 | 11895814.3074 | 0 | 359365643.7135 |  | 133352.1432 | 128.1387 | 2804.5056 |  | 62.8904
1 | 6700 | 707 | 0.035 | 15 | 15 | 7 | 1.7783e-10 | 0 | Water | Porous | Wet | R600a | MinimizeLCOE | IgnoreSilica | 277.1789 | 276.0227 | 33.7083 | 4 | 2756.9719 |  | 61.8244 |  | 238.1811 | -5.1711e-07 | 114254707939.5568 | 27751291.7317 | 3035243.9799 | 29508529.9482 | 35714319.4291 | 24077.0464 | 872468.8072 | 0 | 37793313.0676 | 98330448.1274 | 67112551.3356 | 300142243.4732 | 3144235.0165 | 55070466.1876 |  | 1478867.319 | 11895814.3074 | 0 | 371731626.3038 |  | 177827.941 | 134.8333 | 2756.9719 |  | 61.8244
1 | 6700 | 707 | 0.035 | 15 | 15 | 7 | 2.3714e-10 | 0 | Water | Porous | Wet | R600a | MinimizeLCOE | IgnoreSilica | 287.8025 | 286.6648 | 35.0278 | 4 | 2722.0987 |  | 61.0424 |  | 238.2142 | -4.6094e-07 | 114387076998.4372 | 28514664.3899 | 3116694.9935 | 30415238.6236 | 37079342.419 | 24077.0464 | 876318.9266 | 0 | 39010271.1956 | 101496723.5441 | 69273599.368 | 309806930.5067 | 3144235.0165 | 55070466.1876 |  | 1478867.319 | 11895814.3074 | 0 | 381396313.3372 |  | 237137.3706 | 140.1111 | 2722.0987 |  | 61.0424
1 | 6700 | 707 | 0.035 | 15 | 15 | 7 | 3.1623e-10 | 0 | Water | Porous | Wet | R600a | MinimizeLCOE | IgnoreSilica | 296.0191 | 294.9161 | 36.0478 | 4 | 2696.7955 |  | 60.475 |  | 238.2486 | -4.2545e-07 | 114449478234.6016 | 29101117.5394 | 3179225.0012 | 31113624.988 | 38134140.0357 | 24077.0464 | 882130.7651 | 0 | 39949382.9966 | 103940099.8119 | 70941253.8771 | 317265052.0614 | 3144235.0165 | 55070466.1876 |  | 1478867.319 | 11895814.3074 | 0 | 388854434.8919 |  | 316227.766 | 144.1913 | 2696.7955 |  | 60.475
1 | 6700 | 707 | 0.035 | 15 | 15 | 7 | 4.217e-10 | 0 | Water | Porous | Wet | R600a | MinimizeLCOE | IgnoreSilica | 301.2273 | 300.1668 | 36.7038 | 4 | 2680.61 |  | 60.112 |  | 238.2797 | -4.0398e-07 | 114506044559.1124 | 29471917.4857 | 3218741.8521 | 31555997.0318 | 38801809.9961 | 24077.0464 | 879302.8122 | 0 | 40541220.0274 | 105479938.3636 | 71992225.3292 | 321965229.9443 | 3144235.0165 | 55070466.1876 |  | 1478867.319 | 11895814.3074 | 0 | 393554612.7748 |  | 421696.5034 | 146.8153 | 2680.61 |  | 60.112
1 | 6700 | 707 | 0.035 | 15 | 15 | 7 | 5.6234e-10 | 0 | Water | Porous | Wet | R600a | MinimizeLCOE | IgnoreSilica | 304.4332 | 303.4035 | 37.1168 | 4 | 2670.0721 |  | 59.8757 |  | 238.3006 | -3.8851e-07 | 114605784459.1826 | 29699589.0901 | 3242997.9084 | 31827917.0027 | 39212587.9813 | 24077.0464 | 869378.6244 | 0 | 40901853.5848 | 106418232.9037 | 72632630.6328 | 324829264.7746 | 3144235.0165 | 55070466.1876 |  | 1478867.319 | 11895814.3074 | 0 | 396418647.6051 |  | 562341.3252 | 148.4674 | 2670.0721 |  | 59.8757
1 | 6700 | 707 | 0.035 | 15 | 15 | 7 | 7.4989e-10 | 0 | Water | Porous | Wet | R600a | MinimizeLCOE | IgnoreSilica | 306.8622 | 305.8563 | 37.4301 | 4 | 2662.2011 |  | 59.6992 |  | 238.3164 | -3.7688e-07 | 114681268092.8943 | 29871677.4099 | 3261328.464 | 32033602.7264 | 39523779.9826 | 24077.0464 | 861628.9046 | 0 | 41174676.8682 | 107128063.1235 | 73117104.3434 | 326995938.869 | 3144235.0165 | 55070466.1876 |  | 1478867.319 | 11895814.3074 | 0 | 398585321.6995 |  | 749894.2093 | 149.7202 | 2662.2011 |  | 59.6992
1 | 6700 | 707 | 0.035 | 15 | 15 | 7 | 1e-09 | 0 | Water | Porous | Wet | R600a | MinimizeLCOE | IgnoreSilica | 308.6916 | 307.7042 | 37.6662 | 4 | 2656.3274 |  | 59.5675 |  | 238.3284 | -9.895e-05 | 114738851678.8513 | 30001063.8399 | 3275108.4132 | 32188335.2832 | 39758141.9731 | 24077.0464 | 855574.6583 | 0 | 41379897.4735 | 107662005.0419 | 73481530.6741 | 328625734.4035 | 3144235.0165 | 55070466.1876 |  | 1478867.319 | 11895814.3074 | 0 | 400215117.2341 |  | 1000000 | 150.6648 | 2656.3274 |  | 59.5675
1 | 6700 | 707 | 0.035 | 15 | 15 | 7 | 1.3335e-09 | 0 | Water | Porous | Wet | R600a | MinimizeLCOE | IgnoreSilica | 310.0675 | 309.0942 | 37.844 | 4 | 2651.9407 |  | 59.4691 |  | 238.3375 | -9.7319e-05 | 114782405530.1196 | 30098248.71 | 3285457.657 | 32304606.261 | 39934393.9488 | 24077.0464 | 850902.0855 | 0 | 41534097.4264 | 108063201.6885 | 73755355.6292 | 329850340.4527 | 3144235.0165 | 55070466.1876 |  | 1478867.319 | 11895814.3074 | 0 | 401439723.2832 |  | 1333521.4322 | 151.3758 | 2651.9407 |  | 59.4691
1 | 6700 | 707 | 0.035 | 15 | 15 | 7 | 1.7783e-09 | 0 | Water | Porous | Wet | R600a | MinimizeLCOE | IgnoreSilica | 311.0958 | 310.1332 | 37.977 | 4 | 2648.6717 |  | 59.3958 |  | 238.3442 | -9.6082e-05 | 114815750063.1985 | 30170815.9657 | 3293184.7137 | 32391451.8029 | 40066115.8217 | 24077.0464 | 847264.2201 | 0 | 41649234.7324 | 108362765.3411 | 73959813.9774 | 330764723.6213 | 3144235.0165 | 55070466.1876 |  | 1478867.319 | 11895814.3074 | 0 | 402354106.4518 |  | 1778279.41 | 151.9079 | 2648.6717 |  | 59.3958
1 | 6700 | 707 | 0.035 | 15 | 15 | 7 | 2.3714e-09 | 0 | Water | Porous | Wet | R600a | MinimizeLCOE | IgnoreSilica | 311.8728 | 310.9184 | 38.0775 | 4 | 2646.217 |  | 59.3408 |  | 238.3494 | -9.5159e-05 | 114840574890.0624 | 30225606.2097 | 3299018.4832 | 32457037.6993 | 40165642.5743 | 24077.0464 | 844536.5513 | 0 | 41736208.24 | 108589052.5671 | 74114259.659 | 331455439.0303 | 3144235.0165 | 55070466.1876 |  | 1478867.319 | 11895814.3074 | 0 | 403044821.8608 |  | 2371373.7057 | 152.3098 | 2646.217 |  | 59.3408
1 | 6700 | 707 | 0.035 | 15 | 15 | 7 | 3.1623e-09 | 0 | Water | Porous | Wet | R600a | MinimizeLCOE | IgnoreSilica | 312.4648 | 311.5165 | 38.1539 | 4 | 2644.3631 |  | 59.2992 |  | 238.3532 | -9.4477e-05 | 114858662995.4348 | 30267321.6713 | 3303459.9087 | 32506981.3409 | 40241466.9792 | 24077.0464 | 842549.3997 | 0 | 41802483.975 | 108761488.4344 | 74231950.6816 | 331981779.4372 | 3144235.0165 | 55070466.1876 |  | 1478867.319 | 11895814.3074 | 0 | 403571162.2677 |  | 3162277.6602 | 152.6156 | 2644.3631 |  | 59.2992
1 | 6700 | 707 | 0.035 | 15 | 15 | 7 | 4.217e-09 | 0 | Water | Porous | Wet | R600a | MinimizeLCOE | IgnoreSilica | 312.9058 | 311.9622 | 38.2109 | 4 | 2642.9809 |  | 59.2682 |  | 238.3561 | -9.396e-05 | 114872513070.073 | 30298387.801 | 3306767.3861 | 32544180.0165 | 40297953.4557 | 24077.0464 | 841012.9298 | 0 | 41851827.6678 | 108889870.6014 | 74319574.1486 | 332373651.0533 | 3144235.0165 | 55070466.1876 |  | 1478867.319 | 11895814.3074 | 0 | 403963033.8838 |  | 4216965.0343 | 152.8437 | 2642.9809 |  | 59.2682
1 | 6700 | 707 | 0.035 | 15 | 15 | 7 | 5.6234e-09 | 0 | Water | Porous | Wet | R600a | MinimizeLCOE | IgnoreSilica | 313.2347 | 312.2946 | 38.2535 | 4 | 2641.9491 |  | 59.2451 |  | 238.3583 | -9.3568e-05 | 114883067896.0511 | 30321553.7344 | 3309233.6976 | 32571921.6921 | 40340085.5923 | 24077.0464 | 839833.4246 | 0 | 41888615.0231 | 108985583.7537 | 74384900.3417 | 332665804.3058 | 3144235.0165 | 55070466.1876 |  | 1478867.319 | 11895814.3074 | 0 | 404255187.1363 |  | 5623413.2519 | 153.014 | 2641.9491 |  | 59.2451
1 | 6700 | 707 | 0.035 | 15 | 15 | 7 | 7.4989e-09 | 0 | Water | Porous | Wet | R600a | MinimizeLCOE | IgnoreSilica | 313.471 | 312.5335 | 38.2842 | 4 | 2641.1955 |  | 59.2282 |  | 238.3599 | -9.326e-05 | 114891747215.0403 | 30338198.0589 | 3311005.6652 | 32591855.0412 | 40370352.7809 | 24077.0464 | 838842.6214 | 0 | 41914989.1734 | 109054203.8827 | 74431734.9898 | 332875259.2598 | 3144235.0165 | 55070466.1876 |  | 1478867.319 | 11895814.3074 | 0 | 404464642.0904 |  | 7498942.0933 | 153.137 | 2641.1955 |  | 59.2282
1 | 6700 | 707 | 0.035 | 15 | 15 | 7 | 1e-08 | 0 | Water | Porous | Wet | R600a | MinimizeLCOE | IgnoreSilica | 313.6562 | 312.7207 | 38.3082 | 4 | 2640.6158 |  | 59.2152 |  | 238.3611 | -9.3039e-05 | 114897703473.0722 | 30351237.1561 | 3312393.7972 | 32607471.5835 | 40394076.0496 | 24077.0464 | 838174.1715 | 0 | 41935697.6237 | 109108083.0224 | 74468508.6097 | 333039719.0599 | 3144235.0165 | 55070466.1876 |  | 1478867.319 | 11895814.3074 | 0 | 404629101.8905 |  | 10000000 | 153.2329 | 2640.6158 |  | 59.2152
1 | 6800 | 707 | 0.035 | 15 | 15 | 7 | 1e-13 | 0 | Water | Porous | Wet | R600a | MinimizeLCOE | IgnoreSilica | 1.2121 | 0.46915 | 0.039319 | 4 | 477718.1802 |  | 10712.7139 |  | 149.413 | -7.1236e-05 | 76919409084.3045 | 269873.3293 | 22479.1334 | 182991.3999 | 115490.8028 | 24077.0464 | 65563.7583 | 0 | 265385.4334 | 690478.4595 | 471265.7365 | 2107605.0996 | 3144235.0165 | 56267967.3838 |  | 1478867.319 | 12135314.5466 | 0 | 75133989.3655 |  | 100 | 0.15728 | 477718.1802 |  | 10712.7139
1 | 6800 | 707 | 0.035 | 15 | 15 | 7 | 1.3335e-13 | 0 | Water | Porous | Wet | R600a | MinimizeLCOE | IgnoreSilica | 1.5094 | 0.89159 | 0.099604 | 4 | 195737.6494 |  | 4389.3692 |  | 163.05 | -7.859e-05 | 92547078515.6786 | 479004.7676 | 56718.0983 | 299993.001 | 670956.008 | 24077.0464 | 70175.4313 | 0 | 624360.4975 | 1624457.9405 | 1108725.9237 | 4958468.7142 | 3144235.0165 | 56267967.3838 |  | 1478867.319 | 12135314.5466 | 0 | 77984852.9801 |  | 133.3521 | 0.39842 | 195737.6494 |  | 4389.3692
1 | 6800 | 707 | 0.035 | 15 | 15 | 7 | 1.7783e-13 | 0 | Water | Porous | Wet | R600a | MinimizeLCOE | IgnoreSilica | 1.9188 | 1.2449 | 0.14175 | 4 | 137716.9772 |  | 3088.2697 |  | 176.4882 | -9.0338e-05 | 91696076977.8275 | 603300.0621 | 69136.6951 | 392011.4818 | 467451.9239 | 24077.0464 | 77153.3313 | 0 | 636920.9108 | 1657137.5594 | 1131030.4351 | 5058219.4458 | 3144235.0165 | 56267967.3838 |  | 1478867.319 | 12135314.5466 | 0 | 78084603.7118 |  | 177.8279 | 0.56699 | 137716.9772 |  | 3088.2697
1 | 6800 | 707 | 0.035 | 15 | 15 | 7 | 2.3714e-13 | 0 | Water | Porous | Wet | R600a | MinimizeLCOE | IgnoreSilica | 2.4135 | 1.7027 | 0.19656 | 4 | 100420.9415 |  | 2251.9152 |  | 187.7386 | -3.2263e-07 | 96557464883.5889 | 751195.022 | 86102.4628 | 503617.915 | 464764.8908 | 24077.0464 | 83983.1623 | 0 | 746358.7947 | 1941872.4845 | 1325367.8722 | 5927339.6506 | 3144235.0165 | 56267967.3838 |  | 1478867.319 | 12135314.5466 | 0 | 78953723.9165 |  | 237.1374 | 0.78623 | 100420.9415 |  | 2251.9152
1 | 6800 | 707 | 0.035 | 15 | 15 | 7 | 3.1623e-13 | 0 | Water | Porous | Wet | R600a | MinimizeLCOE | IgnoreSilica | 3.0371 | 2.2964 | 0.26784 | 4 | 74818.7934 |  | 1677.7932 |  | 197.4257 | -3.8098e-07 | 100558114002.8392 | 926519.6475 | 106176.9083 | 639784.6831 | 514153.0482 | 24077.0464 | 91774.0956 | 0 | 897969.3173 | 2336331.9649 | 1594594.5728 | 7131381.2841 | 3144235.0165 | 56267967.3838 |  | 1478867.319 | 12135314.5466 | 0 | 80157765.55 |  | 316.2278 | 1.0714 | 74818.7934 |  | 1677.7932
1 | 6800 | 707 | 0.035 | 15 | 15 | 7 | 4.217e-13 | 0 | Water | Porous | Wet | R600a | MinimizeLCOE | IgnoreSilica | 3.807 | 3.0446 | 0.35818 | 4 | 56978.1958 |  | 1277.7222 |  | 205.483 | -4.3715e-07 | 103931617333.4351 | 1129470.2578 | 129369.1349 | 801717.1044 | 595155.5086 | 24077.0464 | 99613.6861 | 0 | 1083967.0679 | 2820259.9585 | 1924885.3722 | 8608515.1367 | 3144235.0165 | 56267967.3838 |  | 1478867.319 | 12135314.5466 | 0 | 81634899.4027 |  | 421.6965 | 1.4327 | 56978.1958 |  | 1277.7222
1 | 6800 | 707 | 0.035 | 15 | 15 | 7 | 5.6234e-13 | 0 | Water | Porous | Wet | R600a | MinimizeLCOE | IgnoreSilica | 4.7816 | 4.0057 | 0.47453 | 4 | 43964.9967 |  | 985.9044 |  | 212.2745 | -4.9319e-07 | 106725299104.7883 | 1369828.2774 | 156774.5597 | 998469.379 | 708197.0272 | 24077.0464 | 108374.5079 | 0 | 1312631.1111 | 3415196.8933 | 2330942.0549 | 10424490.8569 | 3144235.0165 | 56267967.3838 |  | 1478867.319 | 12135314.5466 | 0 | 83450875.1228 |  | 562.3413 | 1.8981 | 43964.9967 |  | 985.9044
1 | 6800 | 707 | 0.035 | 15 | 15 | 7 | 7.4989e-13 | 0 | Water | Porous | Wet | R600a | MinimizeLCOE | IgnoreSilica | 6.0191 | 5.2387 | 0.62417 | 4 | 34313.0907 |  | 769.4627 |  | 217.9358 | -5.4572e-07 | 109043233715.2773 | 1654787.3146 | 189182.3236 | 1237574.7413 | 858240.1228 | 24077.0464 | 118090.7942 | 0 | 1591961.4137 | 4141957.0423 | 2826970.7901 | 12642841.5889 | 3144235.0165 | 56267967.3838 |  | 1478867.319 | 12135314.5466 | 0 | 85669225.8548 |  | 749.8942 | 2.4967 | 34313.0907 |  | 769.4627
1 | 6800 | 707 | 0.035 | 15 | 15 | 7 | 1e-12 | 0 | Water | Porous | Wet | R600a | MinimizeLCOE | IgnoreSilica | 7.6199 | 6.8455 | 0.81935 | 4 | 26978.5213 |  | 604.9868 |  | 222.6693 | -5.9652e-07 | 110908563125.171 | 1998356.448 | 228159.2153 | 1532911.5155 | 1056782.5619 | 24077.0464 | 129699.7778 | 0 | 1938294.7603 | 5043045.3674 | 3441982.0875 | 15393308.7801 | 3144235.0165 | 56267967.3838 |  | 1478867.319 | 12135314.5466 | 0 | 88419693.0461 |  | 1000 | 3.2774 | 26978.5213 |  | 604.9868
1 | 6800 | 707 | 0.035 | 15 | 15 | 7 | 1.3335e-12 | 0 | Water | Porous | Wet | R600a | MinimizeLCOE | IgnoreSilica | 9.7199 | 8.9641 | 1.0767 | 4 | 21331.022 |  | 478.343 |  | 226.6064 | -6.4645e-07 | 112360753189.5063 | 2417476.9692 | 275574.8649 | 1901949.0424 | 1320527.815 | 24077.0464 | 144160.6938 | 0 | 2372668.9083 | 6173197.7982 | 4213334.3438 | 18842967.482 | 3144235.0165 | 56267967.3838 |  | 1478867.319 | 12135314.5466 | 0 | 91869351.7479 |  | 1333.5214 | 4.3068 | 21331.022 |  | 478.343
1 | 6800 | 707 | 0.035 | 15 | 15 | 7 | 1.7783e-12 | 0 | Water | Porous | Wet | R600a | MinimizeLCOE | IgnoreSilica | 12.4453 | 11.7232 | 1.4123 | 4 | 17018.5461 |  | 381.6368 |  | 229.794 | -6.8859e-07 | 113537116061.3107 | 2922539.2705 | 332536.9503 | 2357377.4382 | 1665295.0093 | 24077.0464 | 160970.8035 | 0 | 2910490.6421 | 7572499.6269 | 5168386.5947 | 23114173.3818 | 3144235.0165 | 56267967.3838 |  | 1478867.319 | 12135314.5466 | 0 | 96140557.6478 |  | 1778.2794 | 5.6492 | 17018.5461 |  | 381.6368
1 | 6800 | 707 | 0.035 | 15 | 15 | 7 | 2.3714e-12 | 0 | Water | Porous | Wet | R600a | MinimizeLCOE | IgnoreSilica | 16.0191 | 15.3494 | 1.8536 | 4 | 13687.5999 |  | 306.9411 |  | 232.3678 | -7.2481e-07 | 114459835671.9819 | 3536891.9668 | 401584.0197 | 2924593.2263 | 2119338.4968 | 24077.0464 | 181281.9643 | 0 | 3583229.0209 | 9322826.891 | 6363020.918 | 28456843.5501 | 3144235.0165 | 56267967.3838 |  | 1478867.319 | 12135314.5466 | 0 | 101483227.8161 |  | 2371.3737 | 7.4142 | 13687.5999 |  | 306.9411
1 | 6800 | 707 | 0.035 | 15 | 15 | 7 | 3.1623e-12 | 0 | Water | Porous | Wet | R600a | MinimizeLCOE | IgnoreSilica | 20.7131 | 20.1194 | 2.4343 | 4 | 11109.7056 |  | 249.1324 |  | 234.4228 | -7.5465e-07 | 115181713135.8619 | 4284775.2679 | 485347.2369 | 3631480.6514 | 2717138.2867 | 24077.0464 | 205830.9763 | 0 | 4425973.2916 | 11515474.6127 | 7859548.0425 | 35149645.4124 | 3144235.0165 | 56267967.3838 |  | 1478867.319 | 12135314.5466 | 0 | 108176029.6784 |  | 3162.2777 | 9.7371 | 11109.7056 |  | 249.1324
1 | 6800 | 707 | 0.035 | 15 | 15 | 7 | 4.217e-12 | 0 | Water | Porous | Wet | R600a | MinimizeLCOE | IgnoreSilica | 26.9205 | 26.4332 | 3.2029 | 4 | 9102.7865 |  | 204.1278 |  | 236.0551 | -7.8053e-07 | 115716578632.4157 | 5200649.1294 | 587539.2278 | 4517636.6925 | 3508789.4339 | 24077.0464 | 236274.203 | 0 | 5489236.6358 | 14281867.7292 | 9747668.1882 | 43593738.2862 | 3144235.0165 | 56267967.3838 |  | 1478867.319 | 12135314.5466 | 0 | 116620122.5521 |  | 4216.965 | 12.8115 | 9102.7865 |  | 204.1278
1 | 6800 | 707 | 0.035 | 15 | 15 | 7 | 5.6234e-12 | 0 | Water | Porous | Wet | R600a | MinimizeLCOE | IgnoreSilica | 35.0595 | 34.7167 | 4.2116 | 4 | 7549.8009 |  | 169.3024 |  | 237.3293 | -8.0002e-07 | 116131476906.2547 | 6312292.3401 | 711064.3811 | 5618523.7822 | 4547718.42 | 24077.0464 | 272871.067 | 0 | 6819753.3443 | 17743599.2782 | 12110371.1019 | 54160270.7612 | 3144235.0165 | 56267967.3838 |  | 1478867.319 | 12135314.5466 | 0 | 127186655.0272 |  | 5623.4133 | 16.8464 | 7549.8009 |  | 169.3024
1 | 6800 | 707 | 0.035 | 15 | 15 | 7 | 7.4989e-12 | 0 | Water | Porous | Wet | R600a | MinimizeLCOE | IgnoreSilica | 45.6831 | 45.5333 | 5.5291 | 4 | 6346.5657 |  | 142.3202 |  | 238.3164 | -8.1405e-07 | 116445937854.2377 | 7655866.9318 | 859731.4165 | 6979996.7587 | 5904465.0543 | 24077.0464 | 316770.669 | 0 | 8478954.0719 | 22060499.2224 | 15056744.0172 | 67337105.1882 | 3144235.0165 | 56267967.3838 |  | 1478867.319 | 12135314.5466 | 0 | 140363489.4542 |  | 7498.9421 | 22.1164 | 6346.5657 |  | 142.3202
1 | 6800 | 707 | 0.035 | 15 | 15 | 7 | 1e-11 | 0 | Water | Porous | Wet | R600a | MinimizeLCOE | IgnoreSilica | 59.4032 | 59.5068 | 7.2316 | 4 | 5415.2731 |  | 121.4362 |  | 239.0746 | -8.2302e-07 | 116677879848.4243 | 9263917.1058 | 1036886.3449 | 8646594.0293 | 7657091.6452 | 24077.0464 | 368799.7045 | 0 | 10528972.6917 | 27394227.1545 | 18697122.928 | 83617688.6504 | 3144235.0165 | 56267967.3838 |  | 1478867.319 | 12135314.5466 | 0 | 156644072.9164 |  | 10000 | 28.9263 | 5415.2731 |  | 121.4362
1 | 6800 | 707 | 0.035 | 15 | 15 | 7 | 1.3335e-11 | 0 | Water | Porous | Wet | R600a | MinimizeLCOE | IgnoreSilica | 76.7379 | 77.1662 | 9.3842 | 4 | 4698.2777 |  | 105.3577 |  | 239.6511 | -8.2588e-07 | 116853637684.6026 | 11150204.7378 | 1243799.4833 | 10644688.4299 | 9871450.2466 | 24077.0464 | 428418.9511 | 0 | 13011429.1691 | 33853069.6869 | 23105415.6723 | 103332553.4234 | 3144235.0165 | 56267967.3838 |  | 1478867.319 | 12135314.5466 | 0 | 176358937.6893 |  | 13335.2143 | 37.5369 | 4698.2777 |  | 105.3577
1 | 6800 | 707 | 0.035 | 15 | 15 | 7 | 1.7783e-11 | 0 | Water | Porous | Wet | R600a | MinimizeLCOE | IgnoreSilica | 97.9559 | 98.7874 | 12.0218 | 4 | 4149.7221 |  | 93.0565 |  | 240.0866 | -8.2216e-07 | 116986919838.5096 | 13300551.1115 | 1478608.0497 | 12970377.8242 | 12582010.17 | 24077.0464 | 494015.8561 | 0 | 15931359.6226 | 41450129.7668 | 28290565.2808 | 126521694.7282 | 3144235.0165 | 56267967.3838 |  | 1478867.319 | 12135314.5466 | 0 | 199548078.9941 |  | 17782.7941 | 48.0871 | 4149.7221 |  | 93.0565
1 | 6800 | 707 | 0.035 | 15 | 15 | 7 | 2.3714e-11 | 0 | Water | Porous | Wet | R600a | MinimizeLCOE | IgnoreSilica | 122.7205 | 124.0311 | 15.1048 | 4 | 3734.6356 |  | 83.7483 |  | 240.4137 | -8.109e-07 | 117097829352.0043 | 15649327.2836 | 1733936.8616 | 15560219.8154 | 15745756.2754 | 24077.0464 | 561591.4422 | 0 | 19217214.4026 | 49999249.8828 | 34125515.4269 | 152616888.4368 | 3144235.0165 | 56267967.3838 |  | 1478867.319 | 12135314.5466 | 0 | 225643272.7027 |  | 23713.7371 | 60.4191 | 3734.6356 |  | 83.7483
1 | 6800 | 707 | 0.035 | 15 | 15 | 7 | 3.1623e-11 | 0 | Water | Porous | Wet | R600a | MinimizeLCOE | IgnoreSilica | 149.9322 | 151.7802 | 18.4992 | 4 | 3424.5071 |  | 76.7937 |  | 240.6591 | -7.9223e-07 | 117204666619.0996 | 18080612.401 | 1997158.4507 | 18287882.9819 | 19221822.4478 | 24077.0464 | 625762.796 | 0 | 22712553.2882 | 59093404.6707 | 40332462.9358 | 180375737.0185 | 3144235.0165 | 56267967.3838 |  | 1478867.319 | 12135314.5466 | 0 | 253402121.2844 |  | 31622.7766 | 73.9967 | 3424.5071 |  | 76.7937
1 | 6800 | 707 | 0.035 | 15 | 15 | 7 | 4.217e-11 | 0 | Water | Porous | Wet | R600a | MinimizeLCOE | IgnoreSilica | 177.7636 | 180.1741 | 21.9801 | 4 | 3196.2248 |  | 71.6746 |  | 240.8427 | -7.6688e-07 | 117327769977.7904 | 20442037.9555 | 2251886.7613 | 20977086.907 | 22776663.1936 | 24077.0464 | 680275.5904 | 0 | 26189290.7071 | 68139162.2578 | 46506378.3607 | 207986858.7799 | 3144235.0165 | 56267967.3838 |  | 1478867.319 | 12135314.5466 | 0 | 281013243.0458 |  | 42169.6503 | 87.9204 | 3196.2248 |  | 71.6746
1 | 6800 | 707 | 0.035 | 15 | 15 | 7 | 5.6234e-11 | 0 | Water | Porous | Wet | R600a | MinimizeLCOE | IgnoreSilica | 204.3212 | 207.2803 | 25.3117 | 4 | 3029.8163 |  | 67.9429 |  | 240.9798 | -7.3765e-07 | 117484197424.6253 | 22600560.3796 | 2484004.8416 | 23465922.0393 | 26168382.1609 | 24077.0464 | 721651.873 | 0 | 29431193.3529 | 76573927.9364 | 52263279.2535 | 233732998.8835 | 3144235.0165 | 56267967.3838 |  | 1478867.319 | 12135314.5466 | 0 | 306759383.1494 |  | 56234.1325 | 101.2469 | 3029.8163 |  | 67.9429
1 | 6800 | 707 | 0.035 | 15 | 15 | 7 | 7.4989e-11 | 0 | Water | Porous | Wet | R600a | MinimizeLCOE | IgnoreSilica | 228.1191 | 231.5788 | 28.3068 | 4 | 2909.2298 |  | 65.2388 |  | 241.0814 | -7.074e-07 | 117676854083.4198 | 24469064.5922 | 2684423.8783 | 25641910.0491 | 29207341.9544 | 24077.0464 | 749128.5243 | 0 | 32282618.9574 | 83992752.4515 | 57326779.4266 | 256378096.8802 | 3144235.0165 | 56267967.3838 |  | 1478867.319 | 12135314.5466 | 0 | 329404481.1462 |  | 74989.4209 | 113.2274 | 2909.2298 |  | 65.2388
1 | 6800 | 707 | 0.035 | 15 | 15 | 7 | 1e-10 | 0 | Water | Porous | Wet | R600a | MinimizeLCOE | IgnoreSilica | 248.3969 | 252.2889 | 30.8672 | 4 | 2821.9152 |  | 63.2808 |  | 241.1559 | -6.7866e-07 | 117896801933.4158 | 26018663.6137 | 2850300.3074 | 27460587.9206 | 31796597.2414 | 24077.0464 | 764622.3742 | 0 | 34676790.9164 | 90221896.7766 | 61578298.4246 | 275391834.6213 | 3144235.0165 | 56267967.3838 |  | 1478867.319 | 12135314.5466 | 0 | 348418218.8873 |  | 100000 | 123.4687 | 2821.9152 |  | 63.2808
1 | 6800 | 707 | 0.035 | 15 | 15 | 7 | 1.3335e-10 | 0 | Water | Porous | Wet | R600a | MinimizeLCOE | IgnoreSilica | 265.0595 | 269.3095 | 32.9771 | 4 | 2758.4608 |  | 61.8578 |  | 241.2102 | -6.2586e-07 | 118125629306.801 | 27265732.6688 | 2983582.6744 | 28932944.8343 | 33924124.2696 | 24077.0464 | 771491.1094 | 0 | 36621761.5152 | 95282311.3062 | 65032135.3222 | 290838160.7466 | 3144235.0165 | 56267967.3838 |  | 1478867.319 | 12135314.5466 | 0 | 363864545.0125 |  | 133352.1432 | 131.9085 | 2758.4608 |  | 61.8578
1 | 6800 | 707 | 0.035 | 15 | 15 | 7 | 1.7783e-10 | 0 | Water | Porous | Wet | R600a | MinimizeLCOE | IgnoreSilica | 278.3969 | 282.9346 | 34.6703 | 4 | 2712.1233 |  | 60.8187 |  | 241.2495 | -5.527e-07 | 118346446382.1971 | 28248223.2623 | 3088461.3825 | 30098176.2129 | 35627056.9261 | 24077.0464 | 772879.6941 | 0 | 38164961.0645 | 99297399.9798 | 67772515.8437 | 303093751.4123 | 3144235.0165 | 56267967.3838 |  | 1478867.319 | 12135314.5466 | 0 | 376120135.6782 |  | 177827.941 | 138.6811 | 2712.1233 |  | 60.8187
1 | 6800 | 707 | 0.035 | 15 | 15 | 7 | 2.3714e-10 | 0 | Water | Porous | Wet | R600a | MinimizeLCOE | IgnoreSilica | 288.8574 | 293.6209 | 36.0011 | 4 | 2678.1613 |  | 60.0571 |  | 241.2779 | -4.9285e-07 | 118548424492.2927 | 29009582.303 | 3169660.521 | 31004221.9999 | 36962650.1754 | 24077.0464 | 771054.1703 | 0 | 39367086.0242 | 102425082.5353 | 69907223.4553 | 312640638.2306 | 3144235.0165 | 56267967.3838 |  | 1478867.319 | 12135314.5466 | 0 | 385667022.4965 |  | 237137.3706 | 144.0044 | 2678.1613 |  | 60.0571
1 | 6800 | 707 | 0.035 | 15 | 15 | 7 | 3.1623e-10 | 0 | Water | Porous | Wet | R600a | MinimizeLCOE | IgnoreSilica | 296.94 | 301.9027 | 37.0284 | 4 | 2653.5915 |  | 59.5061 |  | 241.3108 | -4.5476e-07 | 118650215753.2969 | 29594325.6231 | 3231980.5542 | 31701865.9136 | 37993687.1909 | 24077.0464 | 773692.8721 | 0 | 40294655.3881 | 104838427.7495 | 71554381.1533 | 320007093.4911 | 3144235.0165 | 56267967.3838 |  | 1478867.319 | 12135314.5466 | 0 | 393033477.757 |  | 316227.766 | 148.1138 | 2653.5915 |  | 59.5061
1 | 6800 | 707 | 0.035 | 15 | 15 | 7 | 4.217e-10 | 0 | Water | Porous | Wet | R600a | MinimizeLCOE | IgnoreSilica | 301.9506 | 307.0567 | 37.6743 | 4 | 2638.2329 |  | 59.1617 |  | 241.3401 | -4.3131e-07 | 118732633723.3308 | 29955978.0273 | 3270505.9075 | 32134103.9945 | 38632079.5488 | 24077.0464 | 768856.6413 | 0 | 40866384.4546 | 106325949.5029 | 72569645.3155 | 324547580.4387 | 3144235.0165 | 56267967.3838 |  | 1478867.319 | 12135314.5466 | 0 | 397573964.7046 |  | 421696.5034 | 150.6971 | 2638.2329 |  | 59.1617
1 | 6800 | 707 | 0.035 | 15 | 15 | 7 | 5.6234e-10 | 0 | Water | Porous | Wet | R600a | MinimizeLCOE | IgnoreSilica | 305.0984 | 310.2992 | 38.0872 | 4 | 2628.194 |  | 58.9366 |  | 241.3602 | -4.1483e-07 | 118837028902.1259 | 30182624.7678 | 3294642.5813 | 32405278.6025 | 39032959.238 | 24077.0464 | 759117.718 | 0 | 41222492.982 | 107252470.8433 | 73202015.1684 | 327375678.9477 | 3144235.0165 | 56267967.3838 |  | 1478867.319 | 12135314.5466 | 0 | 400402063.2136 |  | 562341.3252 | 152.3487 | 2628.194 |  | 58.9366
1 | 6800 | 707 | 0.035 | 15 | 15 | 7 | 7.4989e-10 | 0 | Water | Porous | Wet | R600a | MinimizeLCOE | IgnoreSilica | 307.4736 | 312.7465 | 38.3991 | 4 | 2620.7164 |  | 58.7689 |  | 241.3754 | -4.024e-07 | 118916695544.5009 | 30353257.3068 | 3312810.4682 | 32609581.5241 | 39335427.8036 | 24077.0464 | 751465.2064 | 0 | 41490781.5486 | 107950502.66 | 73678436.2264 | 329506339.7905 | 3144235.0165 | 56267967.3838 |  | 1478867.319 | 12135314.5466 | 0 | 402532724.0564 |  | 749894.2093 | 153.5964 | 2620.7164 |  | 58.7689
1 | 6800 | 707 | 0.035 | 15 | 15 | 7 | 1e-09 | 0 | Water | Porous | Wet | R600a | MinimizeLCOE | IgnoreSilica | 309.2595 | 314.587 | 38.6339 | 4 | 2615.1446 |  | 58.644 |  | 241.3869 | -3.9302e-07 | 118977420343.5236 | 30481335.3342 | 3326445.4109 | 32763015.4535 | 39562831.3883 | 24077.0464 | 745496.9288 | 0 | 41692248.6092 | 108474678.625 | 74036197.0933 | 331106325.8895 | 3144235.0165 | 56267967.3838 |  | 1478867.319 | 12135314.5466 | 0 | 404132710.1555 |  | 1000000 | 154.5355 | 2615.1446 |  | 58.644
1 | 6800 | 707 | 0.035 | 15 | 15 | 7 | 1.3335e-09 | 0 | Water | Porous | Wet | R600a | MinimizeLCOE | IgnoreSilica | 310.6205 | 315.9898 | 38.8127 | 4 | 2610.9475 |  | 58.5499 |  | 241.3956 | -3.8606e-07 | 119022358703.8417 | 30578815.0612 | 3336821.7685 | 32879840.7822 | 39736138.0583 | 24077.0464 | 741055.5887 | 0 | 41845731.839 | 108874010.5053 | 74308749.307 | 332325239.9565 | 3144235.0165 | 56267967.3838 |  | 1478867.319 | 12135314.5466 | 0 | 405351624.2225 |  | 1333521.4322 | 155.2508 | 2610.9475 |  | 58.5499
1 | 6800 | 707 | 0.035 | 15 | 15 | 7 | 1.7783e-09 | 0 | Water | Porous | Wet | R600a | MinimizeLCOE | IgnoreSilica | 311.6365 | 317.037 | 38.9463 | 4 | 2607.824 |  | 58.4798 |  | 241.4022 | -3.8079e-07 | 119056740463.2762 | 30651509.8076 | 3344559.212 | 32966988.9005 | 39865492.0554 | 24077.0464 | 737598.0619 | 0 | 41960187.7827 | 109171801.3925 | 74511997.7066 | 333234211.9655 | 3144235.0165 | 56267967.3838 |  | 1478867.319 | 12135314.5466 | 0 | 406260596.2315 |  | 1778279.41 | 155.7853 | 2607.824 |  | 58.4798
1 | 6800 | 707 | 0.035 | 15 | 15 | 7 | 2.3714e-09 | 0 | Water | Porous | Wet | R600a | MinimizeLCOE | IgnoreSilica | 312.4064 | 317.8308 | 39.0476 | 4 | 2605.4729 |  | 58.4271 |  | 241.4071 | -9.9392e-05 | 119082410571.5553 | 30706560.1409 | 3350418.2637 | 33032999.5468 | 39963524.1102 | 24077.0464 | 735018.7796 | 0 | 42046913.1762 | 109397443.0765 | 74666002.7924 | 333922956.9326 | 3144235.0165 | 56267967.3838 |  | 1478867.319 | 12135314.5466 | 0 | 406949341.1985 |  | 2371373.7057 | 156.1902 | 2605.4729 |  | 58.4271
1 | 6800 | 707 | 0.035 | 15 | 15 | 7 | 3.1623e-09 | 0 | Water | Porous | Wet | R600a | MinimizeLCOE | IgnoreSilica | 312.9789 | 318.421 | 39.1229 | 4 | 2603.7246 |  | 58.3879 |  | 241.4108 | -9.8668e-05 | 119101965719.2754 | 30747474.5146 | 3354772.6101 | 33082068.2072 | 40036414.9541 | 24077.0464 | 733020.6562 | 0 | 42111352.9155 | 109565102.0599 | 74780433.4936 | 334434716.4576 | 3144235.0165 | 56267967.3838 |  | 1478867.319 | 12135314.5466 | 0 | 407461100.7235 |  | 3162277.6602 | 156.4916 | 2603.7246 |  | 58.3879
1 | 6800 | 707 | 0.035 | 15 | 15 | 7 | 4.217e-09 | 0 | Water | Porous | Wet | R600a | MinimizeLCOE | IgnoreSilica | 313.4005 | 318.8557 | 39.1785 | 4 | 2602.4315 |  | 58.3589 |  | 241.4136 | -9.8111e-05 | 119117156675.0734 | 30777592.5834 | 3357977.8398 | 33118193.4108 | 40090083.6154 | 24077.0464 | 731440.3976 | 0 | 42158752.3084 | 109688425.5572 | 74864604.3146 | 334811147.0734 | 3144235.0165 | 56267967.3838 |  | 1478867.319 | 12135314.5466 | 0 | 407837531.3393 |  | 4216965.0343 | 156.714 | 2602.4315 |  | 58.3589
1 | 6800 | 707 | 0.035 | 15 | 15 | 7 | 5.6234e-09 | 0 | Water | Porous | Wet | R600a | MinimizeLCOE | IgnoreSilica | 313.7365 | 319.2021 | 39.2226 | 4 | 2601.4237 |  | 58.3363 |  | 241.4157 | -9.7723e-05 | 119127417693.8507 | 30801582.1627 | 3360530.7953 | 33146970.5475 | 40132864.9496 | 24077.0464 | 730416.4996 | 0 | 42196612.3804 | 109786929.6984 | 74931835.415 | 335111819.4948 | 3144235.0165 | 56267967.3838 |  | 1478867.319 | 12135314.5466 | 0 | 408138203.7607 |  | 5623413.2519 | 156.8903 | 2601.4237 |  | 58.3363
1 | 6800 | 707 | 0.035 | 15 | 15 | 7 | 7.4989e-09 | 0 | Water | Porous | Wet | R600a | MinimizeLCOE | IgnoreSilica | 313.9728 | 319.4458 | 39.2538 | 4 | 2600.6999 |  | 58.3201 |  | 241.4173 | -9.7408e-05 | 119136054052.6944 | 30818458.5935 | 3362326.7385 | 33167216.4466 | 40162951.9827 | 24077.0464 | 729510.209 | 0 | 42223170.9965 | 109856029.7696 | 74978997.6335 | 335322739.4163 | 3144235.0165 | 56267967.3838 |  | 1478867.319 | 12135314.5466 | 0 | 408349123.6822 |  | 7498942.0933 | 157.0151 | 2600.6999 |  | 58.3201
1 | 6800 | 707 | 0.035 | 15 | 15 | 7 | 1e-08 | 0 | Water | Porous | Wet | R600a | MinimizeLCOE | IgnoreSilica | 314.158 | 319.6368 | 39.2781 | 4 | 2600.1416 |  | 58.3075 |  | 241.4184 | -9.7184e-05 | 119142072917.0417 | 30831679.2914 | 3363733.628 | 33183077.5738 | 40186533.9034 | 24077.0464 | 728896.1182 | 0 | 42244019.0489 | 109910272.1253 | 75016019.1558 | 335488307.8911 | 3144235.0165 | 56267967.3838 |  | 1478867.319 | 12135314.5466 | 0 | 408514692.1571 |  | 10000000 | 157.1125 | 2600.1416 |  | 58.3075
1 | 6900 | 707 | 0.035 | 15 | 15 | 7 | 1e-13 | 0 | Water | Porous | Wet | R600a | MinimizeLCOE | IgnoreSilica | 1.2316 | 0.48959 | 0.042598 | 4 | 449889.6346 |  | 10088.6656 |  | 151.4955 | -7.1344e-05 | 82992197091.955 | 281465.6241 | 23935.3533 | 188994.3866 | 120189.5075 | 24077.0464 | 65194.6126 | 0 | 274504.0469 | 714203.2214 | 487458.374 | 2180022.1727 | 3144235.0165 | 57477188.7617 |  | 1478867.319 | 12377158.8222 | 0 | 76657472.0921 |  | 100 | 0.17039 | 449889.6346 |  | 10088.6656
1 | 6900 | 707 | 0.035 | 15 | 15 | 7 | 1.3335e-13 | 0 | Water | Porous | Wet | R600a | MinimizeLCOE | IgnoreSilica | 1.5483 | 0.93573 | 0.1052 | 4 | 189073.1964 |  | 4239.9204 |  | 165.8874 | -8.0812e-05 | 91392284658.8166 | 494836.7976 | 57404.9883 | 311906.0557 | 683554.2929 | 24077.0464 | 70623.2193 | 0 | 640536.9361 | 1666545.7155 | 1137451.6949 | 5086936.7466 | 3144235.0165 | 57477188.7617 |  | 1478867.319 | 12377158.8222 | 0 | 79564386.666 |  | 133.3521 | 0.42081 | 189073.1964 |  | 4239.9204
1 | 6900 | 707 | 0.035 | 15 | 15 | 7 | 1.7783e-13 | 0 | Water | Porous | Wet | R600a | MinimizeLCOE | IgnoreSilica | 1.9725 | 1.3097 | 0.14962 | 4 | 132993.6908 |  | 2982.3512 |  | 179.5455 | -9.3829e-05 | 94184438936.3539 | 625116.6351 | 71641.7905 | 408261.835 | 445262.6106 | 24077.0464 | 77782.4733 | 0 | 644335.5324 | 1676428.884 | 1144197.1605 | 5117103.9678 | 3144235.0165 | 57477188.7617 |  | 1478867.319 | 12377158.8222 | 0 | 79594553.8872 |  | 177.8279 | 0.59848 | 132993.6908 |  | 2982.3512
1 | 6900 | 707 | 0.035 | 15 | 15 | 7 | 2.3714e-13 | 0 | Water | Porous | Wet | R600a | MinimizeLCOE | IgnoreSilica | 2.482 | 1.7911 | 0.20738 | 4 | 97093.0289 |  | 2177.2875 |  | 190.8685 | -3.4193e-07 | 99294490639.5524 | 778340.1553 | 89216.7572 | 524442.3244 | 457121.7305 | 24077.0464 | 84537.0864 | 0 | 763516.689 | 1986513.8061 | 1355836.4914 | 6063602.0866 | 3144235.0165 | 57477188.7617 |  | 1478867.319 | 12377158.8222 | 0 | 80541052.006 |  | 237.1374 | 0.82952 | 97093.0289 |  | 2177.2875
1 | 6900 | 707 | 0.035 | 15 | 15 | 7 | 3.1623e-13 | 0 | Water | Porous | Wet | R600a | MinimizeLCOE | IgnoreSilica | 3.1102 | 2.4016 | 0.28105 | 4 | 72738.7013 |  | 1631.1477 |  | 200.4221 | -4.0056e-07 | 103390454028.6225 | 956122.276 | 109564.2669 | 663134.2027 | 511302.7475 | 24077.0464 | 91405.6675 | 0 | 918686.4207 | 2390233.6183 | 1631383.5589 | 7295909.8049 | 3144235.0165 | 57477188.7617 |  | 1478867.319 | 12377158.8222 | 0 | 81773359.7243 |  | 316.2278 | 1.1242 | 72738.7013 |  | 1631.1477
1 | 6900 | 707 | 0.035 | 15 | 15 | 7 | 4.217e-13 | 0 | Water | Porous | Wet | R600a | MinimizeLCOE | IgnoreSilica | 3.8802 | 3.1651 | 0.37375 | 4 | 55694.8215 |  | 1248.9428 |  | 208.363 | -4.5516e-07 | 106971517765.1035 | 1160697.3709 | 132935.5119 | 826991.3237 | 593799.8216 | 24077.0464 | 97964.9307 | 0 | 1106221.742 | 2878162.0554 | 1964404.7431 | 8785254.5457 | 3144235.0165 | 57477188.7617 |  | 1478867.319 | 12377158.8222 | 0 | 83262704.4651 |  | 421.6965 | 1.495 | 55694.8215 |  | 1248.9428
1 | 6900 | 707 | 0.035 | 15 | 15 | 7 | 5.6234e-13 | 0 | Water | Porous | Wet | R600a | MinimizeLCOE | IgnoreSilica | 4.8937 | 4.1849 | 0.49732 | 4 | 42813.3591 |  | 960.0792 |  | 215.321 | -5.2133e-07 | 109802712255.1052 | 1412687.2399 | 161655.1045 | 1034051.5082 | 711816.1872 | 24077.0464 | 107034.9095 | 0 | 1346015.5783 | 3502056.4291 | 2390225.4729 | 10689619.4761 | 3144235.0165 | 57477188.7617 |  | 1478867.319 | 12377158.8222 | 0 | 85167069.3955 |  | 562.3413 | 1.9893 | 42813.3591 |  | 960.0792
1 | 6900 | 707 | 0.035 | 15 | 15 | 7 | 7.4989e-13 | 0 | Water | Porous | Wet | R600a | MinimizeLCOE | IgnoreSilica | 6.1654 | 5.4782 | 0.65464 | 4 | 33400.0513 |  | 748.988 |  | 221.0231 | -5.7985e-07 | 112193330884.5611 | 1707774.0164 | 195210.211 | 1282640.9622 | 865803.6907 | 24077.0464 | 116340.6989 | 0 | 1634820.1839 | 4253466.7708 | 2903078.4711 | 12983212.0513 | 3144235.0165 | 57477188.7617 |  | 1478867.319 | 12377158.8222 | 0 | 87460661.9707 |  | 749.8942 | 2.6186 | 33400.0513 |  | 748.988
1 | 6900 | 707 | 0.035 | 15 | 15 | 7 | 1e-12 | 0 | Water | Porous | Wet | R600a | MinimizeLCOE | IgnoreSilica | 7.8025 | 7.1555 | 0.85897 | 4 | 26278.003 |  | 589.2778 |  | 225.7624 | -6.3488e-07 | 114136418578.7769 | 2061827.8593 | 235360.7504 | 1588205.8993 | 1068144.265 | 24077.0464 | 127115.1957 | 0 | 1990845.0963 | 5179770.5621 | 3535299.8422 | 15810646.5167 | 3144235.0165 | 57477188.7617 |  | 1478867.319 | 12377158.8222 | 0 | 90288096.4361 |  | 1000 | 3.4359 | 26278.003 |  | 589.2778
1 | 6900 | 707 | 0.035 | 15 | 15 | 7 | 1.3335e-12 | 0 | Water | Porous | Wet | R600a | MinimizeLCOE | IgnoreSilica | 9.9368 | 9.3535 | 1.1269 | 4 | 20812.2679 |  | 466.71 |  | 229.6851 | -6.8694e-07 | 115675717786.0596 | 2491224.9788 | 283913.2799 | 1967754.4982 | 1334973.7669 | 24077.0464 | 140151.758 | 0 | 2434417.178 | 6333854.1294 | 4322985.591 | 19333352.2265 | 3144235.0165 | 57477188.7617 |  | 1478867.319 | 12377158.8222 | 0 | 93810802.1458 |  | 1333.5214 | 4.5075 | 20812.2679 |  | 466.71
1 | 6900 | 707 | 0.035 | 15 | 15 | 7 | 1.7783e-12 | 0 | Water | Porous | Wet | R600a | MinimizeLCOE | IgnoreSilica | 12.7011 | 12.2102 | 1.4755 | 4 | 16632.1543 |  | 372.972 |  | 232.8634 | -7.3033e-07 | 116924830639.0334 | 3007924.5695 | 342149.1054 | 2435395.191 | 1682893.5157 | 24077.0464 | 155162.5663 | 0 | 2982564.7777 | 7760021.7435 | 5296374.2924 | 23686562.8078 | 3144235.0165 | 57477188.7617 |  | 1478867.319 | 12377158.8222 | 0 | 98164012.7272 |  | 1778.2794 | 5.9021 | 16632.1543 |  | 372.972
1 | 6900 | 707 | 0.035 | 15 | 15 | 7 | 2.3714e-12 | 0 | Water | Porous | Wet | R600a | MinimizeLCOE | IgnoreSilica | 16.3675 | 16.0079 | 1.9388 | 4 | 13367.8804 |  | 299.7715 |  | 235.4599 | -7.7215e-07 | 117857214092.8329 | 3643751.8976 | 413590.2943 | 3024540.6458 | 2146063.2319 | 24077.0464 | 174329.9136 | 0 | 3676277.6815 | 9564920.4191 | 6528254.7255 | 29195805.8557 | 3144235.0165 | 57477188.7617 |  | 1478867.319 | 12377158.8222 | 0 | 103673255.7751 |  | 2371.3737 | 7.7554 | 13367.8804 |  | 299.7715
1 | 6900 | 707 | 0.035 | 15 | 15 | 7 | 3.1623e-12 | 0 | Water | Porous | Wet | R600a | MinimizeLCOE | IgnoreSilica | 21.1541 | 20.9736 | 2.5452 | 4 | 10856.773 |  | 243.4605 |  | 237.5183 | -8.0437e-07 | 118608554616.2724 | 4413045.7827 | 499692.5944 | 3754305.7555 | 2752282.5048 | 24077.0464 | 196824.8921 | 0 | 4539689.1446 | 11811339.936 | 8061482.2051 | 36052739.8616 | 3144235.0165 | 57477188.7617 |  | 1478867.319 | 12377158.8222 | 0 | 110530189.781 |  | 3162.2777 | 10.1808 | 10856.773 |  | 243.4605
1 | 6900 | 707 | 0.035 | 15 | 15 | 7 | 4.217e-12 | 0 | Water | Porous | Wet | R600a | MinimizeLCOE | IgnoreSilica | 27.4884 | 27.5511 | 3.3483 | 4 | 8899.1429 |  | 199.5611 |  | 239.1552 | -8.3275e-07 | 119163048127.0644 | 5355927.8642 | 604830.6019 | 4669844.5049 | 3555539.3445 | 24077.0464 | 224873.1545 | 0 | 5629686.0814 | 14647288.3763 | 9997075.2885 | 44709142.2625 | 3144235.0165 | 57477188.7617 |  | 1478867.319 | 12377158.8222 | 0 | 119186592.1819 |  | 4216.965 | 13.393 | 8899.1429 |  | 199.5611
1 | 6900 | 707 | 0.035 | 15 | 15 | 7 | 5.6234e-12 | 0 | Water | Porous | Wet | R600a | MinimizeLCOE | IgnoreSilica | 35.7757 | 36.1619 | 4.4001 | 4 | 7385.8869 |  | 165.6267 |  | 240.4309 | -8.5347e-07 | 119600535425.1594 | 6498098.92 | 731707.4494 | 5804862.7168 | 4607119.5684 | 24077.0464 | 258313.3913 | 0 | 6990429.846 | 18187664.5248 | 12413454.7573 | 55515728.2203 | 3144235.0165 | 57477188.7617 |  | 1478867.319 | 12377158.8222 | 0 | 129993178.1397 |  | 5623.4133 | 17.6002 | 7385.8869 |  | 165.6267
1 | 6900 | 707 | 0.035 | 15 | 15 | 7 | 7.4989e-12 | 0 | Water | Porous | Wet | R600a | MinimizeLCOE | IgnoreSilica | 46.6064 | 47.42 | 5.7754 | 4 | 6211.0698 |  | 139.2817 |  | 241.4208 | -8.6912e-07 | 119927351636.9059 | 7880452.5655 | 884575.0724 | 7210414.0577 | 5982284.9735 | 24077.0464 | 298696.1663 | 0 | 8689394.9539 | 22608023.23 | 15430440.4029 | 69008358.4686 | 3144235.0165 | 57477188.7617 |  | 1478867.319 | 12377158.8222 | 0 | 143485808.388 |  | 7498.9421 | 23.1016 | 6211.0698 |  | 139.2817
1 | 6900 | 707 | 0.035 | 15 | 15 | 7 | 1e-11 | 0 | Water | Porous | Wet | R600a | MinimizeLCOE | IgnoreSilica | 60.5622 | 61.9306 | 7.5487 | 4 | 5302.7498 |  | 118.9129 |  | 242.1798 | -8.7873e-07 | 120179180662.2955 | 9531401.8702 | 1066339.5594 | 8927203.4564 | 7754690.4771 | 24077.0464 | 346169.0742 | 0 | 10783453.7786 | 28056334.7414 | 19149024.961 | 85638694.9646 | 3144235.0165 | 57477188.7617 |  | 1478867.319 | 12377158.8222 | 0 | 160116144.884 |  | 10000 | 30.1949 | 5302.7498 |  | 118.9129
1 | 6900 | 707 | 0.035 | 15 | 15 | 7 | 1.3335e-11 | 0 | Water | Porous | Wet | R600a | MinimizeLCOE | IgnoreSilica | 78.1728 | 80.2457 | 9.7882 | 4 | 4603.2258 |  | 103.2262 |  | 242.7563 | -8.8192e-07 | 120377928811.8949 | 11465996.0718 | 1278372.0673 | 10983199.2687 | 9991554.3095 | 24077.0464 | 400322.5304 | 0 | 13315973.3047 | 34645431.0571 | 23646218.5889 | 105751144.2448 | 3144235.0165 | 57477188.7617 |  | 1478867.319 | 12377158.8222 | 0 | 180228594.1641 |  | 13335.2143 | 39.1527 | 4603.2258 |  | 103.2262
1 | 6900 | 707 | 0.035 | 15 | 15 | 7 | 1.7783e-11 | 0 | Water | Porous | Wet | R600a | MinimizeLCOE | IgnoreSilica | 99.6764 | 102.6151 | 12.5255 | 4 | 4068.2293 |  | 91.2291 |  | 243.1904 | -8.7803e-07 | 120546601711.2288 | 13666683.3293 | 1518482.1192 | 13370886.0719 | 12723024.9985 | 24077.0464 | 459261.169 | 0 | 16287341.7463 | 42376322.2308 | 28922710.6689 | 129348789.3802 | 3144235.0165 | 57477188.7617 |  | 1478867.319 | 12377158.8222 | 0 | 203826239.2995 |  | 17782.7941 | 50.102 | 4068.2293 |  | 91.2291
1 | 6900 | 707 | 0.035 | 15 | 15 | 7 | 2.3714e-11 | 0 | Water | Porous | Wet | R600a | MinimizeLCOE | IgnoreSilica | 124.6768 | 128.6293 | 15.7129 | 4 | 3663.8084 |  | 82.16 |  | 243.5144 | -8.6587e-07 | 120704321582.828 | 16061998.7977 | 1778687.8849 | 16020022.4172 | 15898648.7104 | 24077.0464 | 518696.5133 | 0 | 19617831.2343 | 51041572.7011 | 34836922.1679 | 155798457.4732 | 3144235.0165 | 57477188.7617 |  | 1478867.319 | 12377158.8222 | 0 | 230275907.3926 |  | 23713.7371 | 62.8515 | 3663.8084 |  | 82.16
1 | 6900 | 707 | 0.035 | 15 | 15 | 7 | 3.1623e-11 | 0 | Water | Porous | Wet | R600a | MinimizeLCOE | IgnoreSilica | 152.0238 | 157.0943 | 19.2066 | 4 | 3361.9186 |  | 75.3902 |  | 243.7551 | -8.4577e-07 | 120878320843.0645 | 18531389.9458 | 2045851.6909 | 18798343.3235 | 19372172.0801 | 24077.0464 | 573291.0313 | 0 | 23144598.796 | 60217498.4573 | 41099680.0429 | 183806902.4143 | 3144235.0165 | 57477188.7617 |  | 1478867.319 | 12377158.8222 | 0 | 258284352.3336 |  | 31622.7766 | 76.8265 | 3361.9186 |  | 75.3902
1 | 6900 | 707 | 0.035 | 15 | 15 | 7 | 4.217e-11 | 0 | Water | Porous | Wet | R600a | MinimizeLCOE | IgnoreSilica | 179.8831 | 186.1023 | 22.7753 | 4 | 3139.7363 |  | 70.4078 |  | 243.9326 | -8.1884e-07 | 121089370183.3927 | 20921466.298 | 2303499.6999 | 21527457.1945 | 22910548.3952 | 24077.0464 | 617360.9504 | 0 | 26638719.7379 | 69308484.4051 | 47304464.7534 | 211556078.4807 | 3144235.0165 | 57477188.7617 |  | 1478867.319 | 12377158.8222 | 0 | 286033528.4 |  | 42169.6503 | 91.1011 | 3139.7363 |  | 70.4078
1 | 6900 | 707 | 0.035 | 15 | 15 | 7 | 5.6234e-11 | 0 | Water | Porous | Wet | R600a | MinimizeLCOE | IgnoreSilica | 206.3358 | 213.654 | 26.1743 | 4 | 2977.916 |  | 66.779 |  | 244.0625 | -7.8775e-07 | 121348722052.3222 | 23096345.058 | 2537228.3136 | 24041415.6079 | 26270061.8191 | 24077.0464 | 647626.0085 | 0 | 29880534.0028 | 77743020.135 | 53061208.7015 | 237301516.6927 | 3144235.0165 | 57477188.7617 |  | 1478867.319 | 12377158.8222 | 0 | 311778966.6121 |  | 56234.1325 | 104.697 | 2977.916 |  | 66.779
1 | 6900 | 707 | 0.035 | 15 | 15 | 7 | 7.4989e-11 | 0 | Water | Porous | Wet | R600a | MinimizeLCOE | IgnoreSilica | 229.9562 | 238.2608 | 29.2192 | 4 | 2860.6345 |  | 64.149 |  | 244.1563 | -7.5574e-07 | 121651086767.1066 | 24973108.3346 | 2738411.6412 | 26232119.8846 | 29269736.9102 | 24077.0464 | 664174.797 | 0 | 32721635.1594 | 85134982.5545 | 58106374.9424 | 259864621.2703 | 3144235.0165 | 57477188.7617 |  | 1478867.319 | 12377158.8222 | 0 | 334342071.1896 |  | 74989.4209 | 116.8769 | 2860.6345 |  | 64.149
1 | 6900 | 707 | 0.035 | 15 | 15 | 7 | 1e-10 | 0 | Water | Porous | Wet | R600a | MinimizeLCOE | IgnoreSilica | 250.0164 | 259.1608 | 31.8136 | 4 | 2775.7118 |  | 62.2447 |  | 244.2233 | -7.2536e-07 | 121979976206.9831 | 26524894.0569 | 2904426.492 | 28057353.943 | 31817220.2381 | 24077.0464 | 669367.3692 | 0 | 35098962.2668 | 91320300.031 | 62327981.2157 | 278744582.659 | 3144235.0165 | 57477188.7617 |  | 1478867.319 | 12377158.8222 | 0 | 353222032.5784 |  | 100000 | 127.2546 | 2775.7118 |  | 62.2447
1 | 6900 | 707 | 0.035 | 15 | 15 | 7 | 1.3335e-10 | 0 | Water | Porous | Wet | R600a | MinimizeLCOE | IgnoreSilica | 266.4795 | 276.3133 | 33.949 | 4 | 2713.9185 |  | 60.859 |  | 244.2708 | -6.6932e-07 | 122308670012.0848 | 27772453.8546 | 3037687.7034 | 29533348.6392 | 33907926.6162 | 24077.0464 | 667110.7036 | 0 | 37027615.7797 | 96338260.8505 | 65752842.5838 | 294061323.7774 | 3144235.0165 | 57477188.7617 |  | 1478867.319 | 12377158.8222 | 0 | 368538773.6967 |  | 133352.1432 | 135.7958 | 2713.9185 |  | 60.859
1 | 6900 | 707 | 0.035 | 15 | 15 | 7 | 1.7783e-10 | 0 | Water | Porous | Wet | R600a | MinimizeLCOE | IgnoreSilica | 279.6273 | 290.0106 | 35.6586 | 4 | 2668.7918 |  | 59.847 |  | 244.3041 | -5.843e-07 | 122618150633.3821 | 28753240.2297 | 3142328.7036 | 30698870.3241 | 35577637.0551 | 24077.0464 | 660493.9591 | 0 | 38554092.454 | 100309840.0336 | 68463526.984 | 306184106.7897 | 3144235.0165 | 57477188.7617 |  | 1478867.319 | 12377158.8222 | 0 | 380661556.7091 |  | 177827.941 | 142.6344 | 2668.7918 |  | 59.847
1 | 6900 | 707 | 0.035 | 15 | 15 | 7 | 2.3714e-10 | 0 | Water | Porous | Wet | R600a | MinimizeLCOE | IgnoreSilica | 289.922 | 300.7344 | 37.0002 | 4 | 2635.7112 |  | 59.1052 |  | 244.3275 | -5.2067e-07 | 122895216759.0638 | 29512111.9588 | 3223220.7186 | 31603686.6347 | 36885058.426 | 24077.0464 | 651901.4661 | 0 | 39741021.9377 | 103397987.0774 | 70571250.7965 | 315610316.062 | 3144235.0165 | 57477188.7617 |  | 1478867.319 | 12377158.8222 | 0 | 390087765.9814 |  | 237137.3706 | 148.001 | 2635.7112 |  | 59.1052
1 | 6900 | 707 | 0.035 | 15 | 15 | 7 | 3.1623e-10 | 0 | Water | Porous | Wet | R600a | MinimizeLCOE | IgnoreSilica | 297.8757 | 309.0492 | 38.0352 | 4 | 2611.8462 |  | 58.57 |  | 244.3589 | -4.865e-07 | 123037576242.7411 | 30095328.7405 | 3285346.6607 | 32300805.5712 | 37894229.7607 | 24077.0464 | 650947.0958 | 0 | 40657786.6014 | 105783220.6779 | 72199221.7405 | 322890963.8951 | 3144235.0165 | 57477188.7617 |  | 1478867.319 | 12377158.8222 | 0 | 397368413.8145 |  | 316227.766 | 152.1408 | 2611.8462 |  | 58.57
1 | 6900 | 707 | 0.035 | 15 | 15 | 7 | 4.217e-10 | 0 | Water | Porous | Wet | R600a | MinimizeLCOE | IgnoreSilica | 302.6816 | 314.0929 | 38.6687 | 4 | 2597.3387 |  | 58.2447 |  | 244.3865 | -4.608e-07 | 123144686294.4825 | 30446976.3357 | 3322787.7858 | 32721847.3859 | 38503382.3841 | 24077.0464 | 644144.6204 | 0 | 41208654.0677 | 107216464.827 | 73177440.3225 | 327265774.7756 | 3144235.0165 | 57477188.7617 |  | 1478867.319 | 12377158.8222 | 0 | 401743224.6949 |  | 421696.5034 | 154.6749 | 2597.3387 |  | 58.2447
1 | 6900 | 707 | 0.035 | 15 | 15 | 7 | 5.6234e-10 | 0 | Water | Porous | Wet | R600a | MinimizeLCOE | IgnoreSilica | 305.7757 | 317.3444 | 39.0818 | 4 | 2587.777 |  | 58.0303 |  | 244.4058 | -4.4324e-07 | 123254065961.5383 | 30672831.8741 | 3346828.5742 | 32992554.5719 | 38895418.1218 | 24077.0464 | 634599.5855 | 0 | 41560860.8118 | 108132834.5275 | 73802881.4726 | 330062886.5857 | 3144235.0165 | 57477188.7617 |  | 1478867.319 | 12377158.8222 | 0 | 404540336.5051 |  | 562341.3252 | 156.3274 | 2587.777 |  | 58.0303
1 | 6900 | 707 | 0.035 | 15 | 15 | 7 | 7.4989e-10 | 0 | Water | Porous | Wet | R600a | MinimizeLCOE | IgnoreSilica | 308.1191 | 319.8076 | 39.3949 | 4 | 2580.6387 |  | 57.8702 |  | 244.4204 | -4.3004e-07 | 123337061026.7949 | 30843503.3326 | 3364991.8761 | 33197263.7352 | 39192321.8787 | 24077.0464 | 627210.2861 | 0 | 41827253.5805 | 108825933.867 | 74275936.0135 | 332178491.6161 | 3144235.0165 | 57477188.7617 |  | 1478867.319 | 12377158.8222 | 0 | 406655941.5355 |  | 749894.2093 | 157.5796 | 2580.6387 |  | 57.8702
1 | 6900 | 707 | 0.035 | 15 | 15 | 7 | 1e-09 | 0 | Water | Porous | Wet | R600a | MinimizeLCOE | IgnoreSilica | 309.8831 | 321.6622 | 39.6307 | 4 | 2575.3176 |  | 57.7509 |  | 244.4315 | -4.2011e-07 | 123400142734.073 | 30971762.1789 | 3378639.5352 | 33351183.3725 | 39415806.2543 | 24077.0464 | 621491.5431 | 0 | 42027554.3728 | 109347075.4413 | 74631625.8464 | 333769215.5909 | 3144235.0165 | 57477188.7617 |  | 1478867.319 | 12377158.8222 | 0 | 408246665.5103 |  | 1000000 | 158.5228 | 2575.3176 |  | 57.7509
1 | 6900 | 707 | 0.035 | 15 | 15 | 7 | 1.3335e-09 | 0 | Water | Porous | Wet | R600a | MinimizeLCOE | IgnoreSilica | 311.2079 | 323.0552 | 39.8079 | 4 | 2571.349 |  | 57.6619 |  | 244.4398 | -4.1262e-07 | 123448001660.6124 | 31067965.6131 | 3388875.1569 | 33466680.0388 | 39583637.0388 | 24077.0464 | 617089.7227 | 0 | 42177846.6005 | 109738104.9884 | 74898511.5472 | 334962787.7526 | 3144235.0165 | 57477188.7617 |  | 1478867.319 | 12377158.8222 | 0 | 409440237.672 |  | 1333521.4322 | 159.2317 | 2571.349 |  | 57.6619
1 | 6900 | 707 | 0.035 | 15 | 15 | 7 | 1.7783e-09 | 0 | Water | Porous | Wet | R600a | MinimizeLCOE | IgnoreSilica | 312.2166 | 324.1159 | 39.9428 | 4 | 2568.3551 |  | 57.5947 |  | 244.4461 | -4.0707e-07 | 123484229336.7212 | 31141141.1266 | 3396660.0727 | 33554556.8193 | 39711425.121 | 24077.0464 | 613826.4145 | 0 | 42292257.7742 | 110035779.3935 | 75101680.4452 | 335871404.2133 | 3144235.0165 | 57477188.7617 |  | 1478867.319 | 12377158.8222 | 0 | 410348854.1327 |  | 1778279.41 | 159.7711 | 2568.3551 |  | 57.5947
1 | 6900 | 707 | 0.035 | 15 | 15 | 7 | 2.3714e-09 | 0 | Water | Porous | Wet | R600a | MinimizeLCOE | IgnoreSilica | 312.9595 | 324.8972 | 40.0423 | 4 | 2566.1468 |  | 57.5452 |  | 244.4508 | -4.0282e-07 | 123511034048.6565 | 31195004.1198 | 3402390.0387 | 33619255.5435 | 39805535.6617 | 24077.0464 | 611241.8983 | 0 | 42376426.6803 | 110254769.6218 | 75251145.7758 | 336539846.3863 | 3144235.0165 | 57477188.7617 |  | 1478867.319 | 12377158.8222 | 0 | 411017296.3057 |  | 2371373.7057 | 160.169 | 2566.1468 |  | 57.5452
1 | 6900 | 707 | 0.035 | 15 | 15 | 7 | 3.1623e-09 | 0 | Water | Porous | Wet | R600a | MinimizeLCOE | IgnoreSilica | 313.5294 | 325.4966 | 40.1185 | 4 | 2564.4684 |  | 57.5076 |  | 244.4544 | -3.997e-07 | 123531166482.0003 | 31236296.1277 | 3406782.4974 | 33668862.6229 | 39877731.8433 | 24077.0464 | 609372.6196 | 0 | 42441017.8754 | 110422822.6619 | 75365845.4288 | 337052808.7234 | 3144235.0165 | 57477188.7617 |  | 1478867.319 | 12377158.8222 | 0 | 411530258.6427 |  | 3162277.6602 | 160.4739 | 2564.4684 |  | 57.5076
1 | 6900 | 707 | 0.035 | 15 | 15 | 7 | 4.217e-09 | 0 | Water | Porous | Wet | R600a | MinimizeLCOE | IgnoreSilica | 313.9385 | 325.9271 | 40.1734 | 4 | 2563.2506 |  | 57.4803 |  | 244.457 | -3.9725e-07 | 123547161457.3533 | 31265939.074 | 3409935.6737 | 33704479.2623 | 39929560.1608 | 24077.0464 | 607827.8361 | 0 | 42487309.4308 | 110543263.7933 | 75448048.9759 | 337420441.2532 | 3144235.0165 | 57477188.7617 |  | 1478867.319 | 12377158.8222 | 0 | 411897891.1726 |  | 4216965.0343 | 160.6936 | 2563.2506 |  | 57.4803
1 | 6900 | 707 | 0.035 | 15 | 15 | 7 | 5.6234e-09 | 0 | Water | Porous | Wet | R600a | MinimizeLCOE | IgnoreSilica | 314.2675 | 326.273 | 40.2173 | 4 | 2562.2924 |  | 57.4588 |  | 244.459 | -3.9554e-07 | 123558189919.1469 | 31289752.1411 | 3412468.6497 | 33733093.8502 | 39971231.8045 | 24077.0464 | 606820.2474 | 0 | 42524603.0583 | 110640294.1623 | 75514274.1965 | 337716615.1565 | 3144235.0165 | 57477188.7617 |  | 1478867.319 | 12377158.8222 | 0 | 412194065.0759 |  | 5623413.2519 | 160.8693 | 2562.2924 |  | 57.4588
1 | 6900 | 707 | 0.035 | 15 | 15 | 7 | 7.4989e-09 | 0 | Water | Porous | Wet | R600a | MinimizeLCOE | IgnoreSilica | 314.5064 | 326.5243 | 40.2493 | 4 | 2561.5909 |  | 57.4431 |  | 244.4605 | -3.942e-07 | 123566829418.267 | 31307049.0649 | 3414308.4727 | 33753879.9121 | 40001498.9286 | 24077.0464 | 606005.2855 | 0 | 42551659.297 | 110710688.9452 | 75562320.0823 | 337931487.0346 | 3144235.0165 | 57477188.7617 |  | 1478867.319 | 12377158.8222 | 0 | 412408936.954 |  | 7498942.0933 | 160.9972 | 2561.5909 |  | 57.4431
1 | 6900 | 707 | 0.035 | 15 | 15 | 7 | 1e-08 | 0 | Water | Porous | Wet | R600a | MinimizeLCOE | IgnoreSilica | 314.689 | 326.7164 | 40.2737 | 4 | 2561.0582 |  | 57.4311 |  | 244.4617 | -3.9323e-07 | 123573164661.3417 | 31320265.3063 | 3415714.2249 | 33769762.982 | 40024632.86 | 24077.0464 | 605416.4395 | 0 | 42572348.855 | 110764518.9313 | 75599060.1539 | 338095796.7992 | 3144235.0165 | 57477188.7617 |  | 1478867.319 | 12377158.8222 | 0 | 412573246.7186 |  | 10000000 | 161.0948 | 2561.0582 |  | 57.4311
1 | 7000 | 707 | 0.035 | 15 | 15 | 7 | 1e-13 | 0 | Water | Porous | Wet | R600a | MinimizeLCOE | IgnoreSilica | 1.2705 | 0.52446 | 0.047904 | 4 | 408390.6788 |  | 9158.0616 |  | 154.5988 | -7.416e-05 | 92349703804.7342 | 301457.462 | 26606.8579 | 199061.4446 | 128625.3239 | 24077.0464 | 66261.8992 | 0 | 290975.1132 | 757057.5574 | 516707.3389 | 2310830.0435 | 3144235.0165 | 58698130.3213 |  | 1478867.319 | 12621347.1341 | 0 | 78253409.8344 |  | 100 | 0.19161 | 408390.6788 |  | 9158.0616
1 | 7000 | 707 | 0.035 | 15 | 15 | 7 | 1.3335e-13 | 0 | Water | Porous | Wet | R600a | MinimizeLCOE | IgnoreSilica | 1.602 | 0.98278 | 0.1107 | 4 | 182007.1056 |  | 4081.4651 |  | 169.274 | -8.4894e-05 | 90524781108.9303 | 511398.3583 | 58581.0143 | 324463.7131 | 510914.5452 | 24077.0464 | 71936.3165 | 0 | 585534.6876 | 1523441.1474 | 1039779.8867 | 4650126.7156 | 3144235.0165 | 58698130.3213 |  | 1478867.319 | 12621347.1341 | 0 | 80592706.5065 |  | 133.3521 | 0.4428 | 182007.1056 |  | 4081.4651
1 | 7000 | 707 | 0.035 | 15 | 15 | 7 | 1.7783e-13 | 0 | Water | Porous | Wet | R600a | MinimizeLCOE | IgnoreSilica | 2.0114 | 1.3623 | 0.15632 | 4 | 129718.522 |  | 2908.9063 |  | 182.1982 | -9.5335e-05 | 96823467993.8073 | 642583.6728 | 73648.907 | 421326.4165 | 429350.5692 | 24077.0464 | 77269.6968 | 0 | 650619.9604 | 1692779.6764 | 1155356.9123 | 5167012.8577 | 3144235.0165 | 58698130.3213 |  | 1478867.319 | 12621347.1341 | 0 | 81109592.6486 |  | 177.8279 | 0.62527 | 129718.522 |  | 2908.9063
1 | 7000 | 707 | 0.035 | 15 | 15 | 7 | 2.3714e-13 | 0 | Water | Porous | Wet | R600a | MinimizeLCOE | IgnoreSilica | 2.5424 | 1.8741 | 0.21773 | 4 | 94305.3111 |  | 2114.7737 |  | 193.8356 | -3.5867e-07 | 101946008567.3201 | 803435.3415 | 92090.3091 | 543785.3587 | 451192.6751 | 24077.0464 | 84423.8326 | 0 | 779611.7797 | 2028389.9305 | 1384417.8068 | 6191424.0805 | 3144235.0165 | 58698130.3213 |  | 1478867.319 | 12621347.1341 | 0 | 82134003.8714 |  | 237.1374 | 0.87094 | 94305.3111 |  | 2114.7737
1 | 7000 | 707 | 0.035 | 15 | 15 | 7 | 3.1623e-13 | 0 | Water | Porous | Wet | R600a | MinimizeLCOE | IgnoreSilica | 3.1834 | 2.5097 | 0.29468 | 4 | 70762.5606 |  | 1586.8332 |  | 203.4098 | -4.2097e-07 | 106306352787.8253 | 986132.8126 | 113000.3278 | 686900.3558 | 509703.2783 | 24077.0464 | 90849.4215 | 0 | 940158.6645 | 2446099.992 | 1669513.5069 | 7466435.4058 | 3144235.0165 | 58698130.3213 |  | 1478867.319 | 12621347.1341 | 0 | 83409015.1968 |  | 316.2278 | 1.1787 | 70762.5606 |  | 1586.8332
1 | 7000 | 707 | 0.035 | 15 | 15 | 7 | 4.217e-13 | 0 | Water | Porous | Wet | R600a | MinimizeLCOE | IgnoreSilica | 3.9728 | 3.3084 | 0.39189 | 4 | 54192.1395 |  | 1215.2455 |  | 211.4008 | -4.8055e-07 | 110011713070.9889 | 1197416.0857 | 137131.2254 | 856820.6268 | 595595.1296 | 24077.0464 | 97054.3134 | 0 | 1134156.8266 | 2950843.4153 | 2014011.2647 | 9007105.9337 | 3144235.0165 | 58698130.3213 |  | 1478867.319 | 12621347.1341 | 0 | 84949685.7247 |  | 421.6965 | 1.5676 | 54192.1395 |  | 1215.2455
1 | 7000 | 707 | 0.035 | 15 | 15 | 7 | 5.6234e-13 | 0 | Water | Porous | Wet | R600a | MinimizeLCOE | IgnoreSilica | 5.0058 | 4.3691 | 0.52083 | 4 | 41713.6241 |  | 935.4179 |  | 218.3591 | -5.5092e-07 | 112978952114.7114 | 1456197.7577 | 166614.4255 | 1070311.0951 | 716304.5736 | 24077.0464 | 105388.7338 | 0 | 1380168.5165 | 3590915.3685 | 2450873.5249 | 10960851.042 | 3144235.0165 | 58698130.3213 |  | 1478867.319 | 12621347.1341 | 0 | 86903430.8329 |  | 562.3413 | 2.0833 | 41713.6241 |  | 935.4179
1 | 7000 | 707 | 0.035 | 15 | 15 | 7 | 7.4989e-13 | 0 | Water | Porous | Wet | R600a | MinimizeLCOE | IgnoreSilica | 6.2969 | 5.7092 | 0.68442 | 4 | 32599.2118 |  | 731.0294 |  | 224.0487 | -6.1212e-07 | 115491964884.802 | 1758230.6148 | 200937.4873 | 1325732.5936 | 872521.0169 | 24077.0464 | 113633.8873 | 0 | 1675101.732 | 4358271.0962 | 2974609.5766 | 13303115.0511 | 3144235.0165 | 58698130.3213 |  | 1478867.319 | 12621347.1341 | 0 | 89245694.842 |  | 749.8942 | 2.7377 | 32599.2118 |  | 731.0294
1 | 7000 | 707 | 0.035 | 15 | 15 | 7 | 1e-12 | 0 | Water | Porous | Wet | R600a | MinimizeLCOE | IgnoreSilica | 7.9754 | 7.4644 | 0.89877 | 4 | 25635.6461 |  | 574.8731 |  | 228.8243 | -6.7346e-07 | 117498004724.9158 | 2124257.1902 | 242427.1272 | 1642817.3866 | 1079352.4157 | 24077.0464 | 123692.2516 | 0 | 2042283.1328 | 5313601.7818 | 3626642.3997 | 16219150.7318 | 3144235.0165 | 58698130.3213 |  | 1478867.319 | 12621347.1341 | 0 | 92161730.5227 |  | 1000 | 3.5951 | 25635.6461 |  | 574.8731
1 | 7000 | 707 | 0.035 | 15 | 15 | 7 | 1.3335e-12 | 0 | Water | Porous | Wet | R600a | MinimizeLCOE | IgnoreSilica | 10.1406 | 9.7405 | 1.1771 | 4 | 20336.3287 |  | 456.0372 |  | 232.7368 | -7.276e-07 | 119125253029.3423 | 2563650.5593 | 292090.8116 | 2032625.7309 | 1348985.3265 | 24077.0464 | 135136.5024 | 0 | 2494660.731 | 6490595.4969 | 4429964.795 | 19811787 | 3144235.0165 | 58698130.3213 |  | 1478867.319 | 12621347.1341 | 0 | 95754366.7909 |  | 1333.5214 | 4.7085 | 20336.3287 |  | 456.0372
1 | 7000 | 707 | 0.035 | 15 | 15 | 7 | 1.7783e-12 | 0 | Water | Porous | Wet | R600a | MinimizeLCOE | IgnoreSilica | 12.9789 | 12.7346 | 1.5435 | 4 | 16237.7977 |  | 364.1287 |  | 235.9448 | -7.7759e-07 | 120395514879.4557 | 3098814.2993 | 352389.9385 | 2518728.0996 | 1704606.7316 | 24077.0464 | 149131.4307 | 0 | 3060621.543 | 7963109.4351 | 5434985.815 | 24306464.3392 | 3144235.0165 | 58698130.3213 |  | 1478867.319 | 12621347.1341 | 0 | 100249044.1301 |  | 1778.2794 | 6.1738 | 16237.7977 |  | 364.1287
1 | 7000 | 707 | 0.035 | 15 | 15 | 7 | 2.3714e-12 | 0 | Water | Porous | Wet | R600a | MinimizeLCOE | IgnoreSilica | 16.7185 | 16.6889 | 2.0273 | 4 | 13058.6697 |  | 292.8375 |  | 238.5449 | -8.2281e-07 | 121369326481.3676 | 3752922.1795 | 425825.9166 | 3127047.0283 | 2174948.5135 | 24077.0464 | 166400.0972 | 0 | 3771776.1048 | 9813387.727 | 6697838.7686 | 29954223.382 | 3144235.0165 | 58698130.3213 |  | 1478867.319 | 12621347.1341 | 0 | 105896803.1729 |  | 2371.3737 | 8.1093 | 13058.6697 |  | 292.8375
1 | 7000 | 707 | 0.035 | 15 | 15 | 7 | 3.1623e-12 | 0 | Water | Porous | Wet | R600a | MinimizeLCOE | IgnoreSilica | 21.617 | 21.8767 | 2.6625 | 4 | 10605.41 |  | 237.8237 |  | 240.6126 | -8.5919e-07 | 122136716470.3315 | 4547078.6368 | 514694.4332 | 3883086.722 | 2792254.296 | 24077.0464 | 186942.3174 | 0 | 4659772.0462 | 12123771.0135 | 8274722.8353 | 37006399.3467 | 3144235.0165 | 58698130.3213 |  | 1478867.319 | 12621347.1341 | 0 | 112948979.1377 |  | 3162.2777 | 10.6501 | 10605.41 |  | 237.8237
1 | 7000 | 707 | 0.035 | 15 | 15 | 7 | 4.217e-12 | 0 | Water | Porous | Wet | R600a | MinimizeLCOE | IgnoreSilica | 28.0459 | 28.692 | 3.4973 | 4 | 8704.9434 |  | 195.2062 |  | 242.2445 | -8.878e-07 | 122735069356.2964 | 5512588.2908 | 622291.6058 | 4823911.6289 | 3603616.971 | 24077.0464 | 211649.0849 | 0 | 5771272.5049 | 15015667.2069 | 10248501.4098 | 45833575.7495 | 3144235.0165 | 58698130.3213 |  | 1478867.319 | 12621347.1341 | 0 | 121776155.5404 |  | 4216.965 | 13.9893 | 8704.9434 |  | 195.2062
1 | 7000 | 707 | 0.035 | 15 | 15 | 7 | 5.6234e-12 | 0 | Water | Porous | Wet | R600a | MinimizeLCOE | IgnoreSilica | 36.5138 | 37.6743 | 4.5976 | 4 | 7225.0986 |  | 162.0211 |  | 243.5263 | -9.1164e-07 | 123179294306.8175 | 6690256.9954 | 752997.7695 | 5998292.3022 | 4673124.1811 | 24077.0464 | 242061.9527 | 0 | 7168515.9964 | 18651008.1578 | 12729696.3076 | 56930030.709 | 3144235.0165 | 58698130.3213 |  | 1478867.319 | 12621347.1341 | 0 | 132872610.5 |  | 5623.4133 | 18.3904 | 7225.0986 |  | 162.0211
1 | 7000 | 707 | 0.035 | 15 | 15 | 7 | 7.4989e-12 | 0 | Water | Porous | Wet | R600a | MinimizeLCOE | IgnoreSilica | 47.5468 | 49.3824 | 6.0322 | 4 | 6079.0981 |  | 136.3223 |  | 244.5176 | -9.2868e-07 | 123523939300.922 | 8111326.843 | 910043.5875 | 7448156.1497 | 6067225.2326 | 24077.0464 | 278316.0286 | 0 | 8907266.5063 | 23174880.3177 | 15817332.013 | 70738623.7249 | 3144235.0165 | 58698130.3213 |  | 1478867.319 | 12621347.1341 | 0 | 146681203.5158 |  | 7498.9421 | 24.1288 | 6079.0981 |  | 136.3223
1 | 7000 | 707 | 0.035 | 15 | 15 | 7 | 1e-11 | 0 | Water | Porous | Wet | R600a | MinimizeLCOE | IgnoreSilica | 61.7459 | 64.4545 | 7.8797 | 4 | 5193.0439 |  | 116.4527 |  | 245.2769 | -9.391e-07 | 123796202852.7496 | 9806769.3286 | 1096598.3422 | 9217093.5909 | 7861741.4732 | 24077.0464 | 320721.6644 | 0 | 11047530.5638 | 28743408.3669 | 19617966.8284 | 87735907.2048 | 3144235.0165 | 58698130.3213 |  | 1478867.319 | 12621347.1341 | 0 | 163678486.9957 |  | 10000 | 31.5188 | 5193.0439 |  | 116.4527
1 | 7000 | 707 | 0.035 | 15 | 15 | 7 | 1.3335e-11 | 0 | Water | Porous | Wet | R600a | MinimizeLCOE | IgnoreSilica | 79.6273 | 83.4395 | 10.2082 | 4 | 4510.8694 |  | 101.1551 |  | 245.8526 | -9.4246e-07 | 124022751257.9915 | 11789950.349 | 1313854.6204 | 11331520.9616 | 10121734.7401 | 24077.0464 | 368608.4153 | 0 | 13630400.9918 | 35463507.4009 | 24204572.5033 | 108248227.0287 | 3144235.0165 | 58698130.3213 |  | 1478867.319 | 12621347.1341 | 0 | 184190806.8197 |  | 13335.2143 | 40.8327 | 4510.8694 |  | 101.1551
1 | 7000 | 707 | 0.035 | 15 | 15 | 7 | 1.7783e-11 | 0 | Water | Porous | Wet | R600a | MinimizeLCOE | IgnoreSilica | 101.4099 | 106.5713 | 13.0477 | 4 | 3989.2184 |  | 89.4573 |  | 246.2846 | -9.3829e-07 | 124227071068.7774 | 14041202.4044 | 1559335.7747 | 13781704.9799 | 12875151.0327 | 24077.0464 | 419948.9831 | 0 | 16653553.8863 | 43329131.0985 | 29573022.2993 | 132257127.5053 | 3144235.0165 | 58698130.3213 |  | 1478867.319 | 12621347.1341 | 0 | 208199707.2962 |  | 17782.7941 | 52.1906 | 3989.2184 |  | 89.4573
1 | 7000 | 707 | 0.035 | 15 | 15 | 7 | 2.3714e-11 | 0 | Water | Porous | Wet | R600a | MinimizeLCOE | IgnoreSilica | 126.6453 | 133.3756 | 16.3424 | 4 | 3595.1487 |  | 80.6203 |  | 246.6051 | -9.2523e-07 | 124442417702.7395 | 16483765.4847 | 1824504.4345 | 16491184.1376 | 16065143.1866 | 24077.0464 | 470235.8922 | 0 | 20029974.9709 | 52113886.1616 | 35568798.1386 | 159071569.453 | 3144235.0165 | 58698130.3213 |  | 1478867.319 | 12621347.1341 | 0 | 235014149.2439 |  | 23713.7371 | 65.3698 | 3595.1487 |  | 80.6203
1 | 7000 | 707 | 0.035 | 15 | 15 | 7 | 3.1623e-11 | 0 | Water | Porous | Wet | R600a | MinimizeLCOE | IgnoreSilica | 154.1238 | 162.5691 | 19.9377 | 4 | 3301.2602 |  | 74.03 |  | 246.8404 | -9.0363e-07 | 124693150942.917 | 18991499.1463 | 2095646.9104 | 19320626.2295 | 19538631.1736 | 24077.0464 | 514049.6328 | 0 | 23588966.7542 | 61373652.732 | 41888779.092 | 187335928.7172 | 3144235.0165 | 58698130.3213 |  | 1478867.319 | 12621347.1341 | 0 | 263278508.5081 |  | 31622.7766 | 79.7509 | 3301.2602 |  | 74.03
1 | 7000 | 707 | 0.035 | 15 | 15 | 7 | 4.217e-11 | 0 | Water | Porous | Wet | R600a | MinimizeLCOE | IgnoreSilica | 181.9849 | 192.1753 | 23.593 | 4 | 3085.1109 |  | 69.1829 |  | 247.0109 | -8.7484e-07 | 125001866617.482 | 21408350.2043 | 2356024.6743 | 22087617.9803 | 23060407.4455 | 24077.0464 | 546050.5948 | 0 | 27098185.8987 | 70503921.1063 | 48120374.8657 | 215205009.8162 | 3144235.0165 | 58698130.3213 |  | 1478867.319 | 12621347.1341 | 0 | 291147589.6071 |  | 42169.6503 | 94.3718 | 3085.1109 |  | 69.1829
1 | 7000 | 707 | 0.035 | 15 | 15 | 7 | 5.6234e-11 | 0 | Water | Porous | Wet | R600a | MinimizeLCOE | IgnoreSilica | 208.3432 | 220.1886 | 27.0618 | 4 | 2927.6403 |  | 65.6516 |  | 247.1328 | -8.4193e-07 | 125372905380.4587 | 23600546.7687 | 2591479.6417 | 24627853.3504 | 26392173.4151 | 24077.0464 | 563713.462 | 0 | 30341939.0368 | 78943501.3863 | 53880561.8229 | 240965845.9303 | 3144235.0165 | 58698130.3213 |  | 1478867.319 | 12621347.1341 | 0 | 316908425.7212 |  | 56234.1325 | 108.2471 | 2927.6403 |  | 65.6516
1 | 7000 | 707 | 0.035 | 15 | 15 | 7 | 7.4989e-11 | 0 | Water | Porous | Wet | R600a | MinimizeLCOE | IgnoreSilica | 231.7802 | 245.0978 | 30.1564 | 4 | 2813.5533 |  | 63.0932 |  | 247.2183 | -8.0802e-07 | 125795328489.3625 | 25484960.7483 | 2793373.5513 | 26832567.6845 | 29354679.82 | 24077.0464 | 567507.0869 | 0 | 33172294.7156 | 86307506.2766 | 58906646.4757 | 263443613.4052 | 3144235.0165 | 58698130.3213 |  | 1478867.319 | 12621347.1341 | 0 | 339386193.1961 |  | 74989.4209 | 120.6255 | 2813.5533 |  | 63.0932
1 | 7000 | 707 | 0.035 | 15 | 15 | 7 | 1e-10 | 0 | Water | Porous | Wet | R600a | MinimizeLCOE | IgnoreSilica | 251.6559 | 266.2202 | 32.7891 | 4 | 2730.8162 |  | 61.2379 |  | 247.2773 | -7.7613e-07 | 126240274405.4351 | 27041259.9659 | 2959785.4294 | 28667090.5128 | 31867092.9551 | 24077.0464 | 560741.1449 | 0 | 35536818.3513 | 92459511.7462 | 63105516.6198 | 282221893.7718 | 3144235.0165 | 58698130.3213 |  | 1478867.319 | 12621347.1341 | 0 | 358164473.5627 |  | 100000 | 131.1566 | 2730.8162 |  | 61.2379
1 | 7000 | 707 | 0.035 | 15 | 15 | 7 | 1.3335e-10 | 0 | Water | Porous | Wet | R600a | MinimizeLCOE | IgnoreSilica | 267.9022 | 283.4826 | 34.9476 | 4 | 2670.6647 |  | 59.889 |  | 247.3174 | -7.1645e-07 | 126678321474.676 | 28287664.3651 | 3092857.6529 | 30144761.4393 | 33920810.0946 | 24077.0464 | 547232.4132 | 0 | 37446787.1745 | 97428858.8358 | 66497198.1183 | 297390247.14 | 3144235.0165 | 58698130.3213 |  | 1478867.319 | 12621347.1341 | 0 | 373332826.9309 |  | 133352.1432 | 139.7902 | 2670.6647 |  | 59.889
1 | 7000 | 707 | 0.035 | 15 | 15 | 7 | 1.7783e-10 | 0 | Water | Porous | Wet | R600a | MinimizeLCOE | IgnoreSilica | 280.8595 | 297.247 | 36.6734 | 4 | 2626.6926 |  | 58.9029 |  | 247.3444 | -6.2565e-07 | 127083402366.6378 | 29266385.9912 | 3197229.0172 | 31310123.5291 | 35558843.5155 | 24077.0464 | 530656.6343 | 0 | 38956053.1361 | 101355659.2749 | 69177320.1056 | 309376348.2502 | 3144235.0165 | 58698130.3213 |  | 1478867.319 | 12621347.1341 | 0 | 385318928.0412 |  | 177827.941 | 146.6936 | 2626.6926 |  | 58.9029
1 | 7000 | 707 | 0.035 | 15 | 15 | 7 | 2.3714e-10 | 0 | Water | Porous | Wet | R600a | MinimizeLCOE | IgnoreSilica | 291.0032 | 308.02 | 38.0274 | 4 | 2594.4101 |  | 58.179 |  | 247.3626 | -5.5774e-07 | 127440458393.1442 | 30023602.2074 | 3277907.6483 | 32214684.8483 | 36841265.7106 | 24077.0464 | 513561.2806 | 0 | 40129088.5093 | 104407656.6932 | 71260371.0559 | 318692215.0001 | 3144235.0165 | 58698130.3213 |  | 1478867.319 | 12621347.1341 | 0 | 394634794.7911 |  | 237137.3706 | 152.1096 | 2594.4101 |  | 58.179
1 | 7000 | 707 | 0.035 | 15 | 15 | 7 | 3.1623e-10 | 0 | Water | Porous | Wet | R600a | MinimizeLCOE | IgnoreSilica | 298.8379 | 316.376 | 39.071 | 4 | 2571.2065 |  | 57.6587 |  | 247.3925 | -5.2098e-07 | 127624431923.3961 | 30605860.7355 | 3339903.8361 | 32911948.9107 | 37830853.2795 | 24077.0464 | 508252.2616 | 0 | 41036149.4672 | 106767643.242 | 72871110.3683 | 325895799.1472 | 3144235.0165 | 58698130.3213 |  | 1478867.319 | 12621347.1341 | 0 | 401838378.9381 |  | 316227.766 | 156.284 | 2571.2065 |  | 57.6587
1 | 7000 | 707 | 0.035 | 15 | 15 | 7 | 4.217e-10 | 0 | Water | Porous | Wet | R600a | MinimizeLCOE | IgnoreSilica | 303.469 | 321.3344 | 39.6947 | 4 | 2557.4918 |  | 57.3511 |  | 247.4184 | -4.9294e-07 | 127753741044.4061 | 30949339.4003 | 3376459.2697 | 33323953.319 | 38415298.8538 | 24077.0464 | 499674.7632 | 0 | 41569633.0344 | 108155658.0514 | 73818458.9966 | 330132552.7348 | 3144235.0165 | 58698130.3213 |  | 1478867.319 | 12621347.1341 | 0 | 406075132.5257 |  | 421696.5034 | 158.7787 | 2557.4918 |  | 57.3511
1 | 7000 | 707 | 0.035 | 15 | 15 | 7 | 5.6234e-10 | 0 | Water | Porous | Wet | R600a | MinimizeLCOE | IgnoreSilica | 306.499 | 324.5827 | 40.1064 | 4 | 2548.4207 |  | 57.1477 |  | 247.4369 | -4.7413e-07 | 127868554698.2791 | 31173557.2414 | 3400315.5557 | 33593174.0285 | 38797577.2122 | 24077.0464 | 490131.7492 | 0 | 41916744.805 | 109058771.676 | 74434852.6026 | 332889201.917 | 3144235.0165 | 58698130.3213 |  | 1478867.319 | 12621347.1341 | 0 | 408831781.7079 |  | 562341.3252 | 160.4255 | 2548.4207 |  | 57.1477
1 | 7000 | 707 | 0.035 | 15 | 15 | 7 | 7.4989e-10 | 0 | Water | Porous | Wet | R600a | MinimizeLCOE | IgnoreSilica | 308.799 | 327.049 | 40.419 | 4 | 2541.6375 |  | 56.9956 |  | 247.4508 | -4.6004e-07 | 127956039334.3542 | 31343377.4465 | 3418380.625 | 33797219.9527 | 39087749.5485 | 24077.0464 | 482811.8941 | 0 | 42179910.4401 | 109743474.6759 | 74902176.4692 | 334979178.0984 | 3144235.0165 | 58698130.3213 |  | 1478867.319 | 12621347.1341 | 0 | 410921757.8893 |  | 749894.2093 | 161.676 | 2541.6375 |  | 56.9956
1 | 7000 | 707 | 0.035 | 15 | 15 | 7 | 1e-09 | 0 | Water | Porous | Wet | R600a | MinimizeLCOE | IgnoreSilica | 310.5279 | 328.9032 | 40.6541 | 4 | 2536.5884 |  | 56.8824 |  | 247.4614 | -4.4942e-07 | 128022553795.8581 | 31470820.2895 | 3431935.7603 | 33950427.1671 | 39305858.4426 | 24077.0464 | 477165.6787 | 0 | 42377510.91 | 110257590.565 | 75253071.1276 | 336548456.9872 | 3144235.0165 | 58698130.3213 |  | 1478867.319 | 12621347.1341 | 0 | 412491036.7781 |  | 1000000 | 162.6165 | 2536.5884 |  | 56.8824
1 | 7000 | 707 | 0.035 | 15 | 15 | 7 | 1.3335e-09 | 0 | Water | Porous | Wet | R600a | MinimizeLCOE | IgnoreSilica | 311.8385 | 330.3089 | 40.8323 | 4 | 2532.7965 |  | 56.7973 |  | 247.4694 | -4.4149e-07 | 128072574182.2566 | 31567304.7965 | 3442196.9933 | 34066462.4995 | 39471194.6887 | 24077.0464 | 472908.349 | 0 | 42527216.3056 | 110647093.2956 | 75518914.7447 | 337737368.7193 | 3144235.0165 | 58698130.3213 |  | 1478867.319 | 12621347.1341 | 0 | 413679948.5102 |  | 1333521.4322 | 163.3293 | 2532.7965 |  | 56.7973
1 | 7000 | 707 | 0.035 | 15 | 15 | 7 | 1.7783e-09 | 0 | Water | Porous | Wet | R600a | MinimizeLCOE | IgnoreSilica | 312.8131 | 331.3545 | 40.965 | 4 | 2529.9862 |  | 56.7343 |  | 247.4754 | -4.3547e-07 | 128110664916.8804 | 31638993.0218 | 3449820.5039 | 34152702.1385 | 39594138.8945 | 24077.0464 | 469613.8009 | 0 | 42638444.7084 | 110936486.7835 | 75716431.7466 | 338620708.6445 | 3144235.0165 | 58698130.3213 |  | 1478867.319 | 12621347.1341 | 0 | 414563288.4355 |  | 1778279.41 | 163.8599 | 2529.9862 |  | 56.7343
1 | 7000 | 707 | 0.035 | 15 | 15 | 7 | 2.3714e-09 | 0 | Water | Porous | Wet | R600a | MinimizeLCOE | IgnoreSilica | 313.5442 | 332.1388 | 41.0645 | 4 | 2527.8866 |  | 56.6872 |  | 247.4799 | -4.3094e-07 | 128139403366.3436 | 31692729.3759 | 3455534.6257 | 34217360.0038 | 39686356.3711 | 24077.0464 | 467112.5199 | 0 | 42721836.2777 | 111153454.541 | 75864516.6993 | 339282977.4607 | 3144235.0165 | 58698130.3213 |  | 1478867.319 | 12621347.1341 | 0 | 415225557.2517 |  | 2371373.7057 | 164.258 | 2527.8866 |  | 56.6872
1 | 7000 | 707 | 0.035 | 15 | 15 | 7 | 3.1623e-09 | 0 | Water | Porous | Wet | R600a | MinimizeLCOE | IgnoreSilica | 314.1043 | 332.7397 | 41.1407 | 4 | 2526.2902 |  | 56.6514 |  | 247.4833 | -4.2761e-07 | 128160694867.3877 | 31733873.9537 | 3459909.5883 | 34266875.0058 | 39757013.3952 | 24077.0464 | 465283.9651 | 0 | 42785742.8522 | 111319726.3389 | 75978000.6179 | 339790502.7634 | 3144235.0165 | 58698130.3213 |  | 1478867.319 | 12621347.1341 | 0 | 415733082.5543 |  | 3162277.6602 | 164.5627 | 2526.2902 |  | 56.6514
1 | 7000 | 707 | 0.035 | 15 | 15 | 7 | 4.217e-09 | 0 | Water | Porous | Wet | R600a | MinimizeLCOE | IgnoreSilica | 314.5259 | 333.192 | 41.198 | 4 | 2525.0924 |  | 56.6246 |  | 247.4858 | -4.2512e-07 | 128176675432.0249 | 31764827.2065 | 3463200.7801 | 34304129.9899 | 39810190.6421 | 24077.0464 | 463910.8668 | 0 | 42833831.2474 | 111444842.4788 | 76063394.9543 | 340172405.2123 | 3144235.0165 | 58698130.3213 |  | 1478867.319 | 12621347.1341 | 0 | 416114985.0032 |  | 4216965.0343 | 164.792 | 2525.0924 |  | 56.6246
1 | 7000 | 707 | 0.035 | 15 | 15 | 7 | 5.6234e-09 | 0 | Water | Porous | Wet | R600a | MinimizeLCOE | IgnoreSilica | 314.84 | 333.529 | 41.2407 | 4 | 2524.2001 |  | 56.6046 |  | 247.4877 | -4.2324e-07 | 128188751541.6624 | 31787886.7786 | 3465652.5912 | 34331886.8072 | 39849815.547 | 24077.0464 | 462864.6013 | 0 | 42869651.5149 | 111538039.4671 | 76127003.8138 | 340456878.1674 | 3144235.0165 | 58698130.3213 |  | 1478867.319 | 12621347.1341 | 0 | 416399457.9584 |  | 5623413.2519 | 164.9629 | 2524.2001 |  | 56.6046
1 | 7000 | 707 | 0.035 | 15 | 15 | 7 | 7.4989e-09 | 0 | Water | Porous | Wet | R600a | MinimizeLCOE | IgnoreSilica | 315.0789 | 333.7854 | 41.2732 | 4 | 2523.5244 |  | 56.5894 |  | 247.4892 | -4.2184e-07 | 128197726229.754 | 31805421.0675 | 3467516.8904 | 34352994.3108 | 39879956.112 | 24077.0464 | 462095.1502 | 0 | 42896903.6251 | 111608943.8677 | 76175397.5242 | 340673305.5942 | 3144235.0165 | 58698130.3213 |  | 1478867.319 | 12621347.1341 | 0 | 416615885.3851 |  | 7498942.0933 | 165.0929 | 2523.5244 |  | 56.5894
1 | 7000 | 707 | 0.035 | 15 | 15 | 7 | 1e-08 | 0 | Water | Porous | Wet | R600a | MinimizeLCOE | IgnoreSilica | 315.2421 | 333.9605 | 41.2955 | 4 | 2523.0535 |  | 56.5789 |  | 247.4902 | -4.2071e-07 | 128204942909.7549 | 31817401.9896 | 3468790.7208 | 34367417.4889 | 39900536.0618 | 24077.0464 | 461429.3661 | 0 | 42915464.5426 | 111657235.5677 | 76208357.6017 | 340820710.3856 | 3144235.0165 | 58698130.3213 |  | 1478867.319 | 12621347.1341 | 0 | 416763290.1765 |  | 10000000 | 165.1821 | 2523.0535 |  | 56.5789