## CO2
Time [year] | Depth [m] | Res Length [m] | Temp Gradient [C/m] | Temp Surface Air [C] | Temp Surface Rock [C] | dT Approach [C] | Transmissivity [m^3] | Config Number [-] | Fluid | Reservoir | Cooling Wet/Dry | orcFluid | Method | Silica? | mass flow [kg/s] | Reservoir Heat [MWth] | Electric Power I-P Pair [MWe] | N_IP_Multiplier | SpCC (Brownfield) [$/kWe] | SpCC (Greenfield) [$/kWe] | LCOE (Brownfield) [$/MWh] | LCOE (Greenfield) [$/MWh] | Temp Production [C] | dP Surface [Mpa] | dW/dmdot [MW/(kg/s)] | C_T_G_N | C_pump_orc_N | C_coolingTowers_N | C_heatExchanger_N | C_recuperator_N | C_pump_prod_N | C_pump_inj_N | C_plant_otherEquipment_N | C_plant_installation_N | C_plant_indirectContingency_N | C_surfacePlant_N | C_gatheringSystem_N | C_wells_production_N | C_wells_injection_N | C_wellfield_N | C_exploration_N | C_stimulation_N | CapitalCost_N (Brownfield) | CapitalCost_N (Greenfield) | Trans [mD-m] | Electric Power 5-spot [MW] | Sp CC (Brownfield) [$/kWe] | Sp CC (Greenfield) [$/kWe] | LCOE (Brownfield) [$/MWh] | LCOE (Greenfield) [$/MWh]
1 | 1000 |  | 0.035 | 15 | 15 |  | 1e-13 | 0 | [6 empty] | 3.2508e-06 | 0 | 0 |  | NaN |  | NaN |  | 0 | 0 | 0 | [19 empty] | 100 | 0
1 | 1000 |  | 0.035 | 15 | 15 |  | 1.3335e-13 | 0 | [6 empty] | 3.2508e-06 | 0 | 0 |  | NaN |  | NaN |  | 0 | 0 | 0 | [19 empty] | 133.35 | 0
1 | 1000 |  | 0.035 | 15 | 15 |  | 1.7783e-13 | 0 | [6 empty] | 3.2508e-06 | 0 | 0 |  | NaN |  | NaN |  | 0 | 0 | 10798000 | [19 empty] | 177.83 | 0
1 | 1000 |  | 0.035 | 15 | 15 |  | 2.3714e-13 | 0 | [6 empty] | 3.2508e-06 | 0 | 0 |  | NaN |  | NaN |  | 0 | 0 | 163.23 | [19 empty] | 237.14 | 0
1 | 1000 |  | 0.035 | 15 | 15 |  | 3.1623e-13 | 0 | [6 empty] | 0.57738 | 0.022279 | 8.4535e-05 |  | 20548000 |  | 460780 |  | 24.566 | 0.3283 | 3377.5 | [19 empty] | 316.23 | 0.00033814 | 20548000 |  | 460780
1 | 1000 |  | 0.035 | 15 | 15 |  | 4.217e-13 | 0 | [6 empty] | 0.8073 | 0.034757 | 0.00015406 |  | 11310000 |  | 253630 |  | 25.219 | 0.42118 | 0.16594 | [19 empty] | 421.7 | 0.00061624 | 11310000 |  | 253630
1 | 1000 |  | 0.035 | 15 | 15 |  | 5.6234e-13 | 0 | [6 empty] | 1.6927 | 0.10288 | 0.00016389 |  | 10641000 |  | 238630 |  | 23.994 | 0.2373 | 2409.7 | [19 empty] | 562.34 | 0.00065556 | 10641000 |  | 238630
1 | 1000 |  | 0.035 | 15 | 15 |  | 7.4989e-13 | 0 | [6 empty] | 2.123 | 0.12751 | 0.00029117 |  | 6019200 |  | 134980 |  | 24.597 | 0.32465 | 992.75 | [19 empty] | 749.89 | 0.0011647 | 6019200 |  | 134980
1 | 1000 |  | 0.035 | 15 | 15 |  | 1e-12 | 0 | [6 empty] | 2.2367 | 0.1221 | 0.00056935 |  | 3103800 |  | 69603 |  | 26.064 | 0.5427 | 127.16 | [19 empty] | 1000 | 0.0022774 | 3103800 |  | 69603
1 | 1000 |  | 0.035 | 15 | 15 |  | 1.3335e-12 | 0 | [6 empty] | 2.3895 | 0.12263 | 0.00086724 |  | 2053000 |  | 46038 |  | 27.199 | 0.7157 | 17.868 | [19 empty] | 1333.5 | 0.003469 | 2053000 |  | 46038
1 | 1000 |  | 0.035 | 15 | 15 |  | 1.7783e-12 | 0 | [6 empty] | 3.2487 | 0.17274 | 0.0012239 |  | 1467500 |  | 32908 |  | 27.34 | 0.73695 | 2.5728 | [19 empty] | 1778.3 | 0.0048956 | 1467500 |  | 32908
1 | 1000 |  | 0.035 | 15 | 15 |  | 2.3714e-12 | 0 | [6 empty] | 3.7702 | 0.19649 | 0.0016962 |  | 1069500 |  | 23984 |  | 28.013 | 0.84172 | 23.646 | [19 empty] | 2371.4 | 0.0067848 | 1069500 |  | 23984
1 | 1000 |  | 0.035 | 15 | 15 |  | 3.1623e-12 | 0 | [6 empty] | 4.6402 | 0.24168 | 0.0023052 |  | 796590 |  | 17863 |  | 28.418 | 0.90549 | 154.04 | [19 empty] | 3162.3 | 0.0092208 | 796590 |  | 17863
1 | 1000 |  | 0.035 | 15 | 15 |  | 4.217e-12 | 0 | [6 empty] | 6.6732 | 0.35977 | 0.0032002 |  | 583460 |  | 13084 |  | 28.276 | 0.88271 | 19.936 | [19 empty] | 4217 | 0.012801 | 583460 |  | 13084
1 | 1000 |  | 0.035 | 15 | 15 |  | 5.6234e-12 | 0 | [6 empty] | 6.7592 | 0.34856 | 0.0040159 |  | 471340 |  | 10570 |  | 29.203 | 1.0307 | 68.552 | [19 empty] | 5623.4 | 0.016064 | 471340 |  | 10570
1 | 1000 |  | 0.035 | 15 | 15 |  | 7.4989e-12 | 0 | [6 empty] | 10.103 | 0.53849 | 0.0056906 |  | 341410 |  | 7656 |  | 28.963 | 0.9921 | 201.8 | [19 empty] | 7498.9 | 0.022762 | 341410 |  | 7656
1 | 1000 |  | 0.035 | 15 | 15 |  | 1e-11 | 0 | [6 empty] | 7.3496 | 0.36144 | 0.0053091 |  | 364810 |  | 8180.8 |  | 30.153 | 1.1859 | 546.13 | [19 empty] | 10000 | 0.021236 | 364810 |  | 8180.8
1 | 1000 |  | 0.035 | 15 | 15 |  | 1.3335e-11 | 0 | [6 empty] | 14.504 | 0.75928 | 0.0094616 |  | 216300 |  | 4850.4 |  | 29.643 | 1.1021 | 346.39 | [19 empty] | 13335 | 0.037846 | 216300 |  | 4850.4
1 | 1000 |  | 0.035 | 15 | 15 |  | 1.7783e-11 | 0 | [6 empty] | 16.896 | 0.87504 | 0.011796 |  | 178750 |  | 4008.5 |  | 29.977 | 1.1569 | 429.29 | [19 empty] | 17783 | 0.047184 | 178750 |  | 4008.5
1 | 1000 |  | 0.035 | 15 | 15 |  | 2.3714e-11 | 0 | [6 empty] | 17.935 | 0.912 | 0.0067135 |  | 366160 |  | 8211.1 |  | 30.284 | 1.2075 | 382.43 | [19 empty] | 23714 | 0.026854 | 366160 |  | 8211.1
1 | 1000 |  | 0.035 | 15 | 15 |  | 3.1623e-11 | 0 | [6 empty] | 24.127 | 1.2352 | 0.0090484 |  | 292430 |  | 6557.7 |  | 30.285 | 1.2078 | 382.61 | [19 empty] | 31623 | 0.036194 | 292430 |  | 6557.7
1 | 1000 |  | 0.035 | 15 | 15 |  | 4.217e-11 | 0 | [6 empty] | 28.816 | 1.4687 | 0.022016 |  | 107230 |  | 2404.6 |  | 30.457 | 1.2364 | 133.18 | [19 empty] | 42170 | 0.088064 | 107230 |  | 2404.6
1 | 1000 |  | 0.035 | 15 | 15 |  | 5.6234e-11 | 0 | [6 empty] | 37.052 | 1.8925 | 0.028474 |  | 87850 |  | 1970 |  | 30.491 | 1.242 | 562.21 | [19 empty] | 56234 | 0.1139 | 87850 |  | 1970
1 | 1000 |  | 0.035 | 15 | 15 |  | 7.4989e-11 | 0 | [6 empty] | 46.807 | 2.3935 | 0.036162 |  | 73569 |  | 1649.8 |  | 30.521 | 1.2472 | 561.04 | [19 empty] | 74989 | 0.14465 | 73569 |  | 1649.8
1 | 1000 |  | 0.035 | 15 | 15 |  | 1e-10 | 0 | [6 empty] | 57.768 | 2.9549 | 0.044851 |  | 63143 |  | 1416 |  | 30.551 | 1.2521 | 133.07 | [19 empty] | 100000 | 0.1794 | 63143 |  | 1416
1 | 1100 |  | 0.035 | 15 | 15 |  | 1e-13 | 0 | [6 empty] | 8.1011e-05 | 0 | 0 |  | NaN |  | NaN |  | 0 | 0 | 15893 | [19 empty] | 100 | 0
1 | 1100 |  | 0.035 | 15 | 15 |  | 1.3335e-13 | 0 | [6 empty] | 8.1011e-05 | 0 | 0 |  | NaN |  | NaN |  | 0 | 0 | 71.928 | [19 empty] | 133.35 | 0
1 | 1100 |  | 0.035 | 15 | 15 |  | 1.7783e-13 | 0 | [6 empty] | 0.56955 | 0.032777 | 4.6354e-05 |  | 39188000 |  | 878770 |  | 23.57 | 0.18436 | 122.06 | [19 empty] | 177.83 | 0.00018542 | 39188000 |  | 878770
1 | 1100 |  | 0.035 | 15 | 15 |  | 2.3714e-13 | 0 | [6 empty] | 0.68631 | 0.038221 | 0.00010357 |  | 17589000 |  | 394430 |  | 24.654 | 0.3399 | 146.33 | [19 empty] | 237.14 | 0.00041428 | 17589000 |  | 394430
1 | 1100 |  | 0.035 | 15 | 15 |  | 3.1623e-13 | 0 | [6 empty] | 1.0976 | 0.072735 | 0.00018449 |  | 9907800 |  | 222180 |  | 24.958 | 0.38079 | 172.87 | [19 empty] | 316.23 | 0.00073796 | 9907800 |  | 222180
1 | 1100 |  | 0.035 | 15 | 15 |  | 4.217e-13 | 0 | [6 empty] | 1.186 | 0.070812 | 0.0003299 |  | 5566900 |  | 124840 |  | 26.285 | 0.57863 | 4.1669 | [19 empty] | 421.7 | 0.0013196 | 5566900 |  | 124840
1 | 1100 |  | 0.035 | 15 | 15 |  | 5.6234e-13 | 0 | [6 empty] | 2.1052 | 0.15453 | 0.00048377 |  | 3815600 |  | 85565 |  | 25.775 | 0.49947 | 227.45 | [19 empty] | 562.34 | 0.0019351 | 3815600 |  | 85565
1 | 1100 |  | 0.035 | 15 | 15 |  | 7.4989e-13 | 0 | [6 empty] | 2.6497 | 0.19093 | 0.00073276 |  | 2535900 |  | 56867 |  | 26.312 | 0.58 | 974.18 | [19 empty] | 749.89 | 0.002931 | 2535900 |  | 56867
1 | 1100 |  | 0.035 | 15 | 15 |  | 1e-12 | 0 | [6 empty] | 2.2195 | 0.13095 | 0.0010779 |  | 1736500 |  | 38941 |  | 28.313 | 0.8896 | 496.57 | [19 empty] | 1000 | 0.0043116 | 1736500 |  | 38941
1 | 1100 |  | 0.035 | 15 | 15 |  | 1.3335e-12 | 0 | [6 empty] | 2.7843 | 0.16502 | 0.0015552 |  | 1216000 |  | 27268 |  | 28.918 | 0.98541 | 190.25 | [19 empty] | 1333.5 | 0.0062208 | 1216000 |  | 27268
1 | 1100 |  | 0.035 | 15 | 15 |  | 1.7783e-12 | 0 | [6 empty] | 3.4748 | 0.20632 | 0.0021468 |  | 891360 |  | 19988 |  | 29.381 | 1.0598 | 243.17 | [19 empty] | 1778.3 | 0.0085872 | 891360 |  | 19988
1 | 1100 |  | 0.035 | 15 | 15 |  | 2.3714e-12 | 0 | [6 empty] | 3.903 | 0.22563 | 0.0027783 |  | 697530 |  | 15642 |  | 30.073 | 1.1728 | 95.663 | [19 empty] | 2371.4 | 0.011113 | 697530 |  | 15642
1 | 1100 |  | 0.035 | 15 | 15 |  | 3.1623e-12 | 0 | [6 empty] | 4.2517 | 0.23937 | 0.003305 |  | 593520 |  | 13309 |  | 30.558 | 1.2533 | 543.43 | [19 empty] | 3162.3 | 0.01322 | 593520 |  | 13309
1 | 1100 |  | 0.035 | 15 | 15 |  | 4.217e-12 | 0 | [6 empty] | 5.7606 | 0.33135 | 0.0045775 |  | 438680 |  | 9837.4 |  | 30.697 | 1.2766 | 561.32 | [19 empty] | 4217 | 0.01831 | 438680 |  | 9837.4
1 | 1100 |  | 0.035 | 15 | 15 |  | 5.6234e-12 | 0 | [6 empty] | 7.7991 | 0.45605 | 0.0062757 |  | 329350 |  | 7385.6 |  | 30.791 | 1.2924 | 596.49 | [19 empty] | 5623.4 | 0.025103 | 329350 |  | 7385.6
1 | 1100 |  | 0.035 | 15 | 15 |  | 7.4989e-12 | 0 | [6 empty] | 11.698 | 0.70524 | 0.0061537 |  | 376530 |  | 8443.6 |  | 30.606 | 1.2613 | 526.51 | [19 empty] | 7498.9 | 0.024615 | 376530 |  | 8443.6
1 | 1100 |  | 0.035 | 15 | 15 |  | 1e-11 | 0 | [6 empty] | 14.116 | 0.84294 | 0.01146 |  | 195020 |  | 4373.3 |  | 30.906 | 1.312 | 798.8 | [19 empty] | 10000 | 0.04584 | 195020 |  | 4373.3
1 | 1100 |  | 0.035 | 15 | 15 |  | 1.3335e-11 | 0 | [6 empty] | 18.925 | 1.1381 | 0.015388 |  | 152680 |  | 3423.8 |  | 30.935 | 1.3169 | 315.24 | [19 empty] | 13335 | 0.061552 | 152680 |  | 3423.8
1 | 1100 |  | 0.035 | 15 | 15 |  | 1.7783e-11 | 0 | [6 empty] | 24.147 | 1.4501 | 0.020421 |  | 120590 |  | 2704.2 |  | 31.056 | 1.3389 | 183.59 | [19 empty] | 17783 | 0.081684 | 120590 |  | 2704.2
1 | 1100 |  | 0.035 | 15 | 15 |  | 2.3714e-11 | 0 | [6 empty] | 30.875 | 1.8522 | 0.026919 |  | 96599 |  | 2166.2 |  | 31.152 | 1.3565 | 217.57 | [19 empty] | 23714 | 0.10768 | 96599 |  | 2166.2
1 | 1100 |  | 0.035 | 15 | 15 |  | 3.1623e-11 | 0 | [6 empty] | 38.957 | 2.3313 | 0.035074 |  | 78591 |  | 1762.4 |  | 31.253 | 1.3752 | 250.52 | [19 empty] | 31623 | 0.1403 | 78591 |  | 1762.4
1 | 1100 |  | 0.035 | 15 | 15 |  | 4.217e-11 | 0 | [6 empty] | 48.377 | 2.885 | 0.045013 |  | 65063 |  | 1459 |  | 31.358 | 1.395 | 286.77 | [19 empty] | 42170 | 0.18005 | 65063 |  | 1459
1 | 1100 |  | 0.035 | 15 | 15 |  | 5.6234e-11 | 0 | [6 empty] | 58.837 | 3.4934 | 0.056635 |  | 54921 |  | 1231.6 |  | 31.468 | 1.4159 | 323.26 | [19 empty] | 56234 | 0.22654 | 54921 |  | 1231.6
1 | 1100 |  | 0.035 | 15 | 15 |  | 7.4989e-11 | 0 | [6 empty] | 69.753 | 4.1201 | 0.069518 |  | 47346 |  | 1061.7 |  | 31.582 | 1.4381 | 359.3 | [19 empty] | 74989 | 0.27807 | 47346 |  | 1061.7
1 | 1100 |  | 0.035 | 15 | 15 |  | 1e-10 | 0 | [6 empty] | 80.508 | 4.7292 | 0.083002 |  | 41717 |  | 935.49 |  | 31.696 | 1.4606 | 392.93 | [19 empty] | 100000 | 0.33201 | 41717 |  | 935.49
1 | 1200 |  | 0.035 | 15 | 15 |  | 1e-13 | 0 | [6 empty] | 0.42828 | 0.031438 | 1.4497e-05 |  | 130840000 |  | 2934000 |  | 22.609 | 0.051777 | 3.943 | [19 empty] | 100 | 5.7988e-05 | 130840000 |  | 2934000
1 | 1200 |  | 0.035 | 15 | 15 |  | 1.3335e-13 | 0 | [6 empty] | 0.72922 | 0.067289 | 7.6649e-05 |  | 24840000 |  | 557030 |  | 23.995 | 0.24345 | 28.33 | [19 empty] | 133.35 | 0.0003066 | 24840000 |  | 557030
1 | 1200 |  | 0.035 | 15 | 15 |  | 1.7783e-13 | 0 | [6 empty] | 0.75132 | 0.05653 | 0.00014251 |  | 13396000 |  | 300400 |  | 25.178 | 0.41656 | 73.591 | [19 empty] | 177.83 | 0.00057004 | 13396000 |  | 300400
1 | 1200 |  | 0.035 | 15 | 15 |  | 2.3714e-13 | 0 | [6 empty] | 1.0919 | 0.089958 | 0.00025901 |  | 7400800 |  | 165960 |  | 25.811 | 0.50782 | 82.933 | [19 empty] | 237.14 | 0.001036 | 7400800 |  | 165960
1 | 1200 |  | 0.035 | 15 | 15 |  | 3.1623e-13 | 0 | [6 empty] | 1.7254 | 0.16571 | 0.00038897 |  | 4949000 |  | 110980 |  | 25.71 | 0.49056 | 8.2427 | [19 empty] | 316.23 | 0.0015559 | 4949000 |  | 110980
1 | 1200 |  | 0.035 | 15 | 15 |  | 4.217e-13 | 0 | [6 empty] | 2.0003 | 0.17436 | 0.00064266 |  | 3015000 |  | 67610 |  | 26.774 | 0.651 | 338.01 | [19 empty] | 421.7 | 0.0025706 | 3015000 |  | 67610
1 | 1200 |  | 0.035 | 15 | 15 |  | 5.6234e-13 | 0 | [6 empty] | 2.1004 | 0.15986 | 0.0010128 |  | 1928900 |  | 43255 |  | 28.282 | 0.88484 | 194.63 | [19 empty] | 562.34 | 0.0040512 | 1928900 |  | 43255
1 | 1200 |  | 0.035 | 15 | 15 |  | 7.4989e-13 | 0 | [6 empty] | 3.3572 | 0.28825 | 0.0014197 |  | 1388300 |  | 31133 |  | 27.769 | 0.80374 | 19.072 | [19 empty] | 749.89 | 0.0056788 | 1388300 |  | 31133
1 | 1200 |  | 0.035 | 15 | 15 |  | 1e-12 | 0 | [6 empty] | 1.9919 | 0.12191 | 0.00086783 |  | 2337700 |  | 52422 |  | 30.415 | 1.2294 | 32482 | [19 empty] | 1000 | 0.0034713 | 2337700 |  | 52422
1 | 1200 |  | 0.035 | 15 | 15 |  | 1.3335e-12 | 0 | [6 empty] | 2.7556 | 0.17557 | 0.0022088 |  | 910100 |  | 20409 |  | 30.76 | 1.2872 | 595.55 | [19 empty] | 1333.5 | 0.0088352 | 910100 |  | 20409
1 | 1200 |  | 0.035 | 15 | 15 |  | 1.7783e-12 | 0 | [6 empty] | 5.4753 | 0.40449 | 0.0013122 |  | 1672400 |  | 37504 |  | 29.995 | 1.1597 | 1196.3 | [19 empty] | 1778.3 | 0.0052488 | 1672400 |  | 37504
1 | 1200 |  | 0.035 | 15 | 15 |  | 2.3714e-12 | 0 | [6 empty] | 5.1652 | 0.34698 | 0.004409 |  | 477340 |  | 10704 |  | 31.152 | 1.3551 | 79.039 | [19 empty] | 2371.4 | 0.017636 | 477340 |  | 10704
1 | 1200 |  | 0.035 | 15 | 15 |  | 3.1623e-12 | 0 | [6 empty] | 6.7686 | 0.45839 | 0.0061131 |  | 353010 |  | 7916.2 |  | 31.356 | 1.391 | 99.68 | [19 empty] | 3162.3 | 0.024452 | 353010 |  | 7916.2
1 | 1200 |  | 0.035 | 15 | 15 |  | 4.217e-12 | 0 | [6 empty] | 22.046 | 2.1531 | 0.0094943 |  | 233440 |  | 5234.8 |  | 27.854 | 0.81603 | 17.096 | [19 empty] | 4217 | 0.037977 | 233440 |  | 5234.8
1 | 1200 |  | 0.035 | 15 | 15 |  | 5.6234e-12 | 0 | [6 empty] | 15.975 | 1.1818 | 0.0089595 |  | 282500 |  | 6335.1 |  | 30.677 | 1.2733 | 1117.1 | [19 empty] | 5623.4 | 0.035838 | 282500 |  | 6335.1
1 | 1200 |  | 0.035 | 15 | 15 |  | 7.4989e-12 | 0 | [6 empty] | 15.024 | 1.0276 | 0.015389 |  | 155700 |  | 3491.4 |  | 31.824 | 1.473 | 183.55 | [19 empty] | 7498.9 | 0.061556 | 155700 |  | 3491.4
1 | 1200 |  | 0.035 | 15 | 15 |  | 1e-11 | 0 | [6 empty] | 19.452 | 1.33 | 0.020626 |  | 121650 |  | 2728 |  | 31.955 | 1.4962 | 219.82 | [19 empty] | 10000 | 0.082504 | 121650 |  | 2728
1 | 1200 |  | 0.035 | 15 | 15 |  | 1.3335e-11 | 0 | [6 empty] | 25.037 | 1.7088 | 0.027445 |  | 96305 |  | 2159.6 |  | 32.082 | 1.5189 | 259.97 | [19 empty] | 13335 | 0.10978 | 96305 |  | 2159.6
1 | 1200 |  | 0.035 | 15 | 15 |  | 1.7783e-11 | 0 | [6 empty] | 31.982 | 2.1765 | 0.036215 |  | 77310 |  | 1733.7 |  | 32.208 | 1.5417 | 303.89 | [19 empty] | 17783 | 0.14486 | 77310 |  | 1733.7
1 | 1200 |  | 0.035 | 15 | 15 |  | 2.3714e-11 | 0 | [6 empty] | 40.377 | 2.7363 | 0.047268 |  | 63007 |  | 1412.9 |  | 32.339 | 1.5658 | 350.91 | [19 empty] | 23714 | 0.18907 | 63007 |  | 1412.9
1 | 1200 |  | 0.035 | 15 | 15 |  | 3.1623e-11 | 0 | [6 empty] | 50.194 | 3.3835 | 0.060815 |  | 52214 |  | 1170.9 |  | 32.477 | 1.5916 | 400.9 | [19 empty] | 31623 | 0.24326 | 52214 |  | 1170.9
1 | 1200 |  | 0.035 | 15 | 15 |  | 4.217e-11 | 0 | [6 empty] | 61.212 | 4.1004 | 0.076806 |  | 44076 |  | 988.39 |  | 32.62 | 1.619 | 451.06 | [19 empty] | 42170 | 0.30722 | 44076 |  | 988.39
1 | 1200 |  | 0.035 | 15 | 15 |  | 5.6234e-11 | 0 | [6 empty] | 74.155 | 4.9472 | 0.09512 |  | 38072 |  | 853.76 |  | 32.713 | 1.6368 | 496.99 | [19 empty] | 56234 | 0.38048 | 38072 |  | 853.76
1 | 1200 |  | 0.035 | 15 | 15 |  | 7.4989e-11 | 0 | [6 empty] | 84.671 | 5.5917 | 0.1139 |  | 33378 |  | 748.5 |  | 32.916 | 1.677 | 545.97 | [19 empty] | 74989 | 0.4556 | 33378 |  | 748.5
1 | 1200 |  | 0.035 | 15 | 15 |  | 1e-10 | 0 | [6 empty] | 95.755 | 6.2782 | 0.13304 |  | 29968 |  | 672.03 |  | 33.058 | 1.7059 | 587.79 | [19 empty] | 100000 | 0.53216 | 29968 |  | 672.03
1 | 1300 |  | 0.035 | 15 | 15 |  | 1e-13 | 0 | [6 empty] | 0.51327 | 0.045255 | 6.0021e-05 |  | 33124000 |  | 742790 |  | 24.068 | 0.25915 | 110.99 | [19 empty] | 100 | 0.00024008 | 33124000 |  | 742790
1 | 1300 |  | 0.035 | 15 | 15 |  | 1.3335e-13 | 0 | [6 empty] | 0.68721 | 0.061084 | 0.00014803 |  | 13478000 |  | 302250 |  | 25.478 | 0.46228 | 174.54 | [19 empty] | 133.35 | 0.00059212 | 13478000 |  | 302250
1 | 1300 |  | 0.035 | 15 | 15 |  | 1.7783e-13 | 0 | [6 empty] | 0.81833 | 0.067934 | 0.00024616 |  | 8131200 |  | 182340 |  | 26.486 | 0.61182 | 49.794 | [19 empty] | 177.83 | 0.00098464 | 8131200 |  | 182340
1 | 1300 |  | 0.035 | 15 | 15 |  | 2.3714e-13 | 0 | [6 empty] | 1.2082 | 0.10928 | 0.00048905 |  | 4120200 |  | 92395 |  | 27.567 | 0.77462 | 400.1 | [19 empty] | 237.14 | 0.0019562 | 4120200 |  | 92395
1 | 1300 |  | 0.035 | 15 | 15 |  | 3.1623e-13 | 0 | [6 empty] | 1.4992 | 0.13112 | 0.00076948 |  | 2636100 |  | 59113 |  | 28.538 | 0.92571 | 332.31 | [19 empty] | 316.23 | 0.0030779 | 2636100 |  | 59113
1 | 1300 |  | 0.035 | 15 | 15 |  | 4.217e-13 | 0 | [6 empty] | 1.9205 | 0.16639 | 0.0011358 |  | 1800200 |  | 40369 |  | 29.175 | 1.0267 | 351.01 | [19 empty] | 421.7 | 0.0045432 | 1800200 |  | 40369
1 | 1300 |  | 0.035 | 15 | 15 |  | 5.6234e-13 | 0 | [6 empty] | 2.9323 | 0.27812 | 0.0016172 |  | 1279700 |  | 28697 |  | 29.074 | 1.0102 | 3341.1 | [19 empty] | 562.34 | 0.0064688 | 1279700 |  | 28697
1 | 1300 |  | 0.035 | 15 | 15 |  | 7.4989e-13 | 0 | [6 empty] | 2.131 | 0.15362 | 0.0017307 |  | 1203800 |  | 26995 |  | 30.935 | 1.3169 | 1270.5 | [19 empty] | 749.89 | 0.0069228 | 1203800 |  | 26995
1 | 1300 |  | 0.035 | 15 | 15 |  | 1e-12 | 0 | [6 empty] | 3.0908 | 0.23446 | 0.002647 |  | 804370 |  | 18038 |  | 31.232 | 1.3684 | 55.881 | [19 empty] | 1000 | 0.010588 | 804370 |  | 18038
1 | 1300 |  | 0.035 | 15 | 15 |  | 1.3335e-12 | 0 | [6 empty] | 4.0434 | 0.30935 | 0.003819 |  | 568000 |  | 12737 |  | 31.588 | 1.4291 | 79.896 | [19 empty] | 1333.5 | 0.015276 | 568000 |  | 12737
1 | 1300 |  | 0.035 | 15 | 15 |  | 1.7783e-12 | 0 | [6 empty] | 5.2806 | 0.40635 | 0.0053987 |  | 410780 |  | 9211.7 |  | 31.892 | 1.4801 | 105.8 | [19 empty] | 1778.3 | 0.021595 | 410780 |  | 9211.7
1 | 1300 |  | 0.035 | 15 | 15 |  | 2.3714e-12 | 0 | [6 empty] | 9.8919 | 0.86687 | 0.0067268 |  | 357010 |  | 8005.9 |  | 30.938 | 1.3164 | 30.418 | [19 empty] | 2371.4 | 0.026907 | 357010 |  | 8005.9
1 | 1300 |  | 0.035 | 15 | 15 |  | 3.1623e-12 | 0 | [6 empty] | 13.517 | 1.202 | 0.009038 |  | 279320 |  | 6263.7 |  | 30.941 | 1.316 | 677.49 | [19 empty] | 3162.3 | 0.036152 | 279320 |  | 6263.7
1 | 1300 |  | 0.035 | 15 | 15 |  | 4.217e-12 | 0 | [6 empty] | 21.8 | 2.1332 | 0.01616 |  | 153760 |  | 3448 |  | 30.351 | 1.2187 | 8212.9 | [19 empty] | 4217 | 0.06464 | 153760 |  | 3448
1 | 1300 |  | 0.035 | 15 | 15 |  | 5.6234e-12 | 0 | [6 empty] | 24.618 | 2.2264 | 0.016187 |  | 176710 |  | 3962.8 |  | 30.956 | 1.3167 | 94.176 | [19 empty] | 5623.4 | 0.064748 | 176710 |  | 3962.8
1 | 1300 |  | 0.035 | 15 | 15 |  | 7.4989e-12 | 0 | [6 empty] | 19.534 | 1.5047 | 0.025547 |  | 104170 |  | 2336.1 |  | 32.936 | 1.6544 | 290.21 | [19 empty] | 7498.9 | 0.10219 | 104170 |  | 2336.1
1 | 1300 |  | 0.035 | 15 | 15 |  | 1e-11 | 0 | [6 empty] | 25.078 | 1.9238 | 0.034026 |  | 82505 |  | 1850.2 |  | 33.104 | 1.6836 | 343.12 | [19 empty] | 10000 | 0.1361 | 82505 |  | 1850.2
1 | 1300 |  | 0.035 | 15 | 15 |  | 1.3335e-11 | 0 | [6 empty] | 31.963 | 2.4391 | 0.044948 |  | 66250 |  | 1485.6 |  | 33.271 | 1.7132 | 400.95 | [19 empty] | 13335 | 0.17979 | 66250 |  | 1485.6
1 | 1300 |  | 0.035 | 15 | 15 |  | 1.7783e-11 | 0 | [6 empty] | 40.358 | 3.0606 | 0.058788 |  | 53981 |  | 1210.5 |  | 33.44 | 1.7438 | 461.89 | [19 empty] | 17783 | 0.23515 | 53981 |  | 1210.5
1 | 1300 |  | 0.035 | 15 | 15 |  | 2.3714e-11 | 0 | [6 empty] | 50.287 | 3.786 | 0.075898 |  | 44689 |  | 1002.1 |  | 33.613 | 1.776 | 525.55 | [19 empty] | 23714 | 0.30359 | 44689 |  | 1002.1
1 | 1300 |  | 0.035 | 15 | 15 |  | 3.1623e-11 | 0 | [6 empty] | 61.576 | 4.5982 | 0.096338 |  | 37646 |  | 844.2 |  | 33.793 | 1.8103 | 590.52 | [19 empty] | 31623 | 0.38535 | 37646 |  | 844.2
1 | 1300 |  | 0.035 | 15 | 15 |  | 4.217e-11 | 0 | [6 empty] | 73.826 | 5.4646 | 0.11972 |  | 32316 |  | 724.68 |  | 33.978 | 1.8462 | 653.86 | [19 empty] | 42170 | 0.47888 | 32316 |  | 724.68
1 | 1300 |  | 0.035 | 15 | 15 |  | 5.6234e-11 | 0 | [6 empty] | 86.389 | 6.3362 | 0.14508 |  | 28300 |  | 634.61 |  | 34.163 | 1.8832 | 713.73 | [19 empty] | 56234 | 0.58032 | 28300 |  | 634.61
1 | 1300 |  | 0.035 | 15 | 15 |  | 7.4989e-11 | 0 | [6 empty] | 101.01 | 7.3716 | 0.17266 |  | 25333 |  | 568.09 |  | 34.259 | 1.9025 | 763.33 | [19 empty] | 74989 | 0.69064 | 25333 |  | 568.09
1 | 1300 |  | 0.035 | 15 | 15 |  | 1e-10 | 0 | [6 empty] | 109.65 | 7.9026 | 0.19618 |  | 23040 |  | 516.66 |  | 34.512 | 1.9548 | 816.65 | [19 empty] | 100000 | 0.78472 | 23040 |  | 516.66
1 | 1400 |  | 0.035 | 15 | 15 |  | 1e-13 | 0 | [6 empty] | 0.47846 | 0.042492 | 8.2756e-05 |  | 25103000 |  | 562930 |  | 24.828 | 0.37207 | 260.18 | [19 empty] | 100 | 0.00033102 | 25103000 |  | 562930
1 | 1400 |  | 0.035 | 15 | 15 |  | 1.3335e-13 | 0 | [6 empty] | 0.64423 | 0.056904 | 0.00020233 |  | 10310000 |  | 231190 |  | 26.591 | 0.62993 | 366.01 | [19 empty] | 133.35 | 0.00080932 | 10310000 |  | 231190
1 | 1400 |  | 0.035 | 15 | 15 |  | 1.7783e-13 | 0 | [6 empty] | 0.86018 | 0.076359 | 0.00038067 |  | 5507100 |  | 123490 |  | 27.895 | 0.82689 | 417.53 | [19 empty] | 177.83 | 0.0015227 | 5507100 |  | 123490
1 | 1400 |  | 0.035 | 15 | 15 |  | 2.3714e-13 | 0 | [6 empty] | 1.0682 | 0.092041 | 0.00061651 |  | 3420200 |  | 76696 |  | 29.059 | 1.0084 | 504.8 | [19 empty] | 237.14 | 0.002466 | 3420200 |  | 76696
1 | 1400 |  | 0.035 | 15 | 15 |  | 3.1623e-13 | 0 | [6 empty] | 1.3238 | 0.11137 | 0.00096467 |  | 2203900 |  | 49422 |  | 30.187 | 1.1922 | 637.42 | [19 empty] | 316.23 | 0.0038587 | 2203900 |  | 49422
1 | 1400 |  | 0.035 | 15 | 15 |  | 4.217e-13 | 0 | [6 empty] | 1.5751 | 0.12781 | 0.0012747 |  | 1683800 |  | 37758 |  | 30.845 | 1.3017 | 726.64 | [19 empty] | 421.7 | 0.0050988 | 1683800 |  | 37758
1 | 1400 |  | 0.035 | 15 | 15 |  | 5.6234e-13 | 0 | [6 empty] | 2.372 | 0.20653 | 0.0019873 |  | 1105400 |  | 24789 |  | 31.267 | 1.3727 | 48.786 | [19 empty] | 562.34 | 0.0079492 | 1105400 |  | 24789
1 | 1400 |  | 0.035 | 15 | 15 |  | 7.4989e-13 | 0 | [6 empty] | 3.1102 | 0.27231 | 0.002988 |  | 747470 |  | 16762 |  | 31.753 | 1.4522 | 67.899 | [19 empty] | 749.89 | 0.011952 | 747470 |  | 16762
1 | 1400 |  | 0.035 | 15 | 15 |  | 1e-12 | 0 | [6 empty] | 4.0434 | 0.3543 | 0.0043512 |  | 523130 |  | 11731 |  | 32.189 | 1.5218 | 101.02 | [19 empty] | 1000 | 0.017405 | 523130 |  | 11731
1 | 1400 |  | 0.035 | 15 | 15 |  | 1.3335e-12 | 0 | [6 empty] | 5.2614 | 0.46113 | 0.0061931 |  | 375990 |  | 8431.5 |  | 32.565 | 1.5805 | 131.68 | [19 empty] | 1333.5 | 0.024772 | 375990 |  | 8431.5
1 | 1400 |  | 0.035 | 15 | 15 |  | 1.7783e-12 | 0 | [6 empty] | 6.8491 | 0.59995 | 0.0086656 |  | 276060 |  | 6190.7 |  | 32.888 | 1.6304 | 162.63 | [19 empty] | 1778.3 | 0.034662 | 276060 |  | 6190.7
1 | 1400 |  | 0.035 | 15 | 15 |  | 2.3714e-12 | 0 | [6 empty] | 8.8714 | 0.77472 | 0.01196 |  | 206350 |  | 4627.3 |  | 33.184 | 1.6766 | 206.43 | [19 empty] | 2371.4 | 0.04784 | 206350 |  | 4627.3
1 | 1400 |  | 0.035 | 15 | 15 |  | 3.1623e-12 | 0 | [6 empty] | 11.49 | 0.99984 | 0.016338 |  | 156670 |  | 3513.3 |  | 33.444 | 1.7174 | 251.86 | [19 empty] | 3162.3 | 0.065352 | 156670 |  | 3513.3
1 | 1400 |  | 0.035 | 15 | 15 |  | 4.217e-12 | 0 | [6 empty] | 14.835 | 1.2846 | 0.022122 |  | 120670 |  | 2705.9 |  | 33.683 | 1.7559 | 304.83 | [19 empty] | 4217 | 0.088488 | 120670 |  | 2705.9
1 | 1400 |  | 0.035 | 15 | 15 |  | 5.6234e-12 | 0 | [6 empty] | 19.073 | 1.6418 | 0.029719 |  | 94203 |  | 2112.5 |  | 33.91 | 1.7934 | 365.64 | [19 empty] | 5623.4 | 0.11888 | 94203 |  | 2112.5
1 | 1400 |  | 0.035 | 15 | 15 |  | 7.4989e-12 | 0 | [6 empty] | 24.433 | 2.0891 | 0.039636 |  | 74533 |  | 1671.4 |  | 34.125 | 1.8297 | 430.62 | [19 empty] | 7498.9 | 0.15854 | 74533 |  | 1671.4
1 | 1400 |  | 0.035 | 15 | 15 |  | 1e-11 | 0 | [6 empty] | 31.1 | 2.6387 | 0.052441 |  | 59776 |  | 1340.5 |  | 34.337 | 1.8666 | 501.72 | [19 empty] | 10000 | 0.20976 | 59776 |  | 1340.5
1 | 1400 |  | 0.035 | 15 | 15 |  | 1.3335e-11 | 0 | [6 empty] | 39.259 | 3.3024 | 0.068741 |  | 48625 |  | 1090.4 |  | 34.548 | 1.9046 | 577.5 | [19 empty] | 13335 | 0.27496 | 48625 |  | 1090.4
1 | 1400 |  | 0.035 | 15 | 15 |  | 1.7783e-11 | 0 | [6 empty] | 49.02 | 4.0851 | 0.089071 |  | 40157 |  | 900.52 |  | 34.763 | 1.9442 | 655.94 | [19 empty] | 17783 | 0.35628 | 40157 |  | 900.52
1 | 1400 |  | 0.035 | 15 | 15 |  | 2.3714e-11 | 0 | [6 empty] | 60.304 | 4.9746 | 0.11369 |  | 33711 |  | 755.96 |  | 34.982 | 1.9859 | 735.83 | [19 empty] | 23714 | 0.45476 | 33711 |  | 755.96
1 | 1400 |  | 0.035 | 15 | 15 |  | 3.1623e-11 | 0 | [6 empty] | 72.794 | 5.9403 | 0.14237 |  | 28805 |  | 645.95 |  | 35.207 | 2.0298 | 814.66 | [19 empty] | 31623 | 0.56948 | 28805 |  | 645.95
1 | 1400 |  | 0.035 | 15 | 15 |  | 4.217e-11 | 0 | [6 empty] | 85.941 | 6.9359 | 0.1742 |  | 25083 |  | 562.48 |  | 35.433 | 2.075 | 889.79 | [19 empty] | 42170 | 0.6968 | 25083 |  | 562.48
1 | 1400 |  | 0.035 | 15 | 15 |  | 5.6234e-11 | 0 | [6 empty] | 101.08 | 8.0997 | 0.20938 |  | 22302 |  | 500.11 |  | 35.573 | 2.1036 | 954.57 | [19 empty] | 56234 | 0.83752 | 22302 |  | 500.11
1 | 1400 |  | 0.035 | 15 | 15 |  | 7.4989e-11 | 0 | [6 empty] | 111.29 | 8.7923 | 0.24085 |  | 20161 |  | 452.1 |  | 35.864 | 2.1645 | 1020.7 | [19 empty] | 74989 | 0.9634 | 20161 |  | 452.1
1 | 1400 |  | 0.035 | 15 | 15 |  | 1e-10 | 0 | [6 empty] | 122.22 | 9.5663 | 0.27202 |  | 18582 |  | 416.69 |  | 36.054 | 2.2055 | 1074.5 | [19 empty] | 100000 | 1.0881 | 18582 |  | 416.69
1 | 1500 |  | 0.035 | 15 | 15 |  | 1e-13 | 0 | [6 empty] | 8.1011e-05 | 0 | 0 |  | NaN |  | NaN |  | 0 | 0 | 678.76 | [19 empty] | 100 | 0
1 | 1500 |  | 0.035 | 15 | 15 |  | 1.3335e-13 | 0 | [6 empty] | 0.00092774 | 0 | 0 |  | NaN |  | NaN |  | 0 | 0 | 187.24 | [19 empty] | 133.35 | 0
1 | 1500 |  | 0.035 | 15 | 15 |  | 1.7783e-13 | 0 | [6 empty] | 0.80238 | 0.07185 | 0.00046399 |  | 4719300 |  | 105830 |  | 29.058 | 1.0089 | 631.21 | [19 empty] | 177.83 | 0.001856 | 4719300 |  | 105830
1 | 1500 |  | 0.035 | 15 | 15 |  | 2.3714e-13 | 0 | [6 empty] | 0.94559 | 0.080553 | 0.00067222 |  | 3274300 |  | 73426 |  | 30.067 | 1.1718 | 751.82 | [19 empty] | 237.14 | 0.0026889 | 3274300 |  | 73426
1 | 1500 |  | 0.035 | 15 | 15 |  | 3.1623e-13 | 0 | [6 empty] | 1.4394 | 0.1308 | 0.0012161 |  | 1839800 |  | 41257 |  | 31.133 | 1.3516 | 395.11 | [19 empty] | 316.23 | 0.0048644 | 1839800 |  | 41257
1 | 1500 |  | 0.035 | 15 | 15 |  | 4.217e-13 | 0 | [6 empty] | 1.9504 | 0.17951 | 0.0019319 |  | 1175500 |  | 26359 |  | 31.921 | 1.4852 | 2438.1 | [19 empty] | 421.7 | 0.0077276 | 1175500 |  | 26359
1 | 1500 |  | 0.035 | 15 | 15 |  | 5.6234e-13 | 0 | [6 empty] | 2.5961 | 0.24177 | 0.0030064 |  | 767490 |  | 17211 |  | 32.555 | 1.5853 | 2421.5 | [19 empty] | 562.34 | 0.012026 | 767490 |  | 17211
1 | 1500 |  | 0.035 | 15 | 15 |  | 7.4989e-13 | 0 | [6 empty] | 3.4586 | 0.32555 | 0.0044883 |  | 524220 |  | 11755 |  | 33.083 | 1.663 | 2651.4 | [19 empty] | 749.89 | 0.017953 | 524220 |  | 11755
1 | 1500 |  | 0.035 | 15 | 15 |  | 1e-12 | 0 | [6 empty] | 4.6037 | 0.43755 | 0.0065353 |  | 368490 |  | 8263.2 |  | 33.509 | 1.7216 | 1551.4 | [19 empty] | 1000 | 0.026141 | 368490 |  | 8263.2
1 | 1500 |  | 0.035 | 15 | 15 |  | 1.3335e-12 | 0 | [6 empty] | 6.1311 | 0.58702 | 0.0092756 |  | 267110 |  | 5989.9 |  | 33.861 | 1.7676 | 1484.5 | [19 empty] | 1333.5 | 0.037102 | 267110 |  | 5989.9
1 | 1500 |  | 0.035 | 15 | 15 |  | 1.7783e-12 | 0 | [6 empty] | 8.1721 | 0.78715 | 0.012952 |  | 197980 |  | 4439.7 |  | 34.142 | 1.8023 | 1805.8 | [19 empty] | 1778.3 | 0.051808 | 197980 |  | 4439.7
1 | 1500 |  | 0.035 | 15 | 15 |  | 2.3714e-12 | 0 | [6 empty] | 10.898 | 1.0549 | 0.017865 |  | 149600 |  | 3354.8 |  | 34.361 | 1.8283 | 2787.3 | [19 empty] | 2371.4 | 0.07146 | 149600 |  | 3354.8
1 | 1500 |  | 0.035 | 15 | 15 |  | 3.1623e-12 | 0 | [6 empty] | 14.175 | 1.3669 | 0.024386 |  | 114350 |  | 2564.4 |  | 34.614 | 1.8652 | 368.87 | [19 empty] | 3162.3 | 0.097544 | 114350 |  | 2564.4
1 | 1500 |  | 0.035 | 15 | 15 |  | 4.217e-12 | 0 | [6 empty] | 18.187 | 1.7381 | 0.032833 |  | 89040 |  | 1996.7 |  | 34.893 | 1.9103 | 440.41 | [19 empty] | 4217 | 0.13133 | 89040 |  | 1996.7
1 | 1500 |  | 0.035 | 15 | 15 |  | 5.6234e-12 | 0 | [6 empty] | 23.235 | 2.1988 | 0.043861 |  | 70275 |  | 1575.9 |  | 35.16 | 1.9552 | 519.57 | [19 empty] | 5623.4 | 0.17544 | 70275 |  | 1575.9
1 | 1500 |  | 0.035 | 15 | 15 |  | 7.4989e-12 | 0 | [6 empty] | 29.553 | 2.7684 | 0.058152 |  | 56218 |  | 1260.7 |  | 35.415 | 1.9997 | 603.02 | [19 empty] | 7498.9 | 0.23261 | 56218 |  | 1260.7
1 | 1500 |  | 0.035 | 15 | 15 |  | 1e-11 | 0 | [6 empty] | 37.302 | 3.4556 | 0.076415 |  | 45597 |  | 1022.5 |  | 35.671 | 2.046 | 693.68 | [19 empty] | 10000 | 0.30566 | 45597 |  | 1022.5
1 | 1500 |  | 0.035 | 15 | 15 |  | 1.3335e-11 | 0 | [6 empty] | 46.664 | 4.2728 | 0.099382 |  | 37522 |  | 841.42 |  | 35.927 | 2.0937 | 787.33 | [19 empty] | 13335 | 0.39753 | 37522 |  | 841.42
1 | 1500 |  | 0.035 | 15 | 15 |  | 1.7783e-11 | 0 | [6 empty] | 57.653 | 5.2147 | 0.12756 |  | 31357 |  | 703.17 |  | 36.186 | 2.1435 | 882.86 | [19 empty] | 17783 | 0.51024 | 31357 |  | 703.17
1 | 1500 |  | 0.035 | 15 | 15 |  | 2.3714e-11 | 0 | [6 empty] | 70.694 | 6.3286 | 0.1613 |  | 26695 |  | 598.62 |  | 36.403 | 2.186 | 974.93 | [19 empty] | 23714 | 0.6452 | 26695 |  | 598.62
1 | 1500 |  | 0.035 | 15 | 15 |  | 3.1623e-11 | 0 | [6 empty] | 83.551 | 7.3653 | 0.19904 |  | 23047 |  | 516.82 |  | 36.716 | 2.2497 | 1068.4 | [19 empty] | 31623 | 0.79616 | 23047 |  | 516.82
1 | 1500 |  | 0.035 | 15 | 15 |  | 4.217e-11 | 0 | [6 empty] | 97.322 | 8.4694 | 0.24013 |  | 20312 |  | 455.5 |  | 36.979 | 2.3047 | 1153.7 | [19 empty] | 42170 | 0.96052 | 20312 |  | 455.5
1 | 1500 |  | 0.035 | 15 | 15 |  | 5.6234e-11 | 0 | [6 empty] | 110.66 | 9.5126 | 0.28211 |  | 18244 |  | 409.12 |  | 37.233 | 2.3588 | 1230.4 | [19 empty] | 56234 | 1.1284 | 18244 |  | 409.12
1 | 1500 |  | 0.035 | 15 | 15 |  | 7.4989e-11 | 0 | [6 empty] | 122.87 | 10.444 | 0.32264 |  | 16689 |  | 374.24 |  | 37.468 | 2.4101 | 1298.5 | [19 empty] | 74989 | 1.2906 | 16689 |  | 374.24
1 | 1500 |  | 0.035 | 15 | 15 |  | 1e-10 | 0 | [6 empty] | 133.55 | 11.24 | 0.35985 |  | 15523 |  | 348.11 |  | 37.677 | 2.4568 | 1356.4 | [19 empty] | 100000 | 1.4394 | 15523 |  | 348.11
1 | 1600 |  | 0.035 | 15 | 15 |  | 1e-13 | 0 | [6 empty] | 8.1011e-05 | 0 | 0 |  | NaN |  | NaN |  | 0 | 0 | 1990.7 | [19 empty] | 100 | 0
1 | 1600 |  | 0.035 | 15 | 15 |  | 1.3335e-13 | 0 | [6 empty] | 8.1011e-05 | 0 | 0 |  | NaN |  | NaN |  | 0 | 0 | 46.395 | [19 empty] | 133.35 | 0
1 | 1600 |  | 0.035 | 15 | 15 |  | 1.7783e-13 | 0 | [6 empty] | 0.74092 | 0.068495 | 0.00050399 |  | 4523300 |  | 101430 |  | 29.486 | 1.1022 | 389.59 | [19 empty] | 177.83 | 0.002016 | 4523300 |  | 101430
1 | 1600 |  | 0.035 | 15 | 15 |  | 2.3714e-13 | 0 | [6 empty] | 0.99522 | 0.091001 | 0.00091212 |  | 2518900 |  | 56485 |  | 30.943 | 1.3457 | 749.99 | [19 empty] | 237.14 | 0.0036485 | 2518900 |  | 56485
1 | 1600 |  | 0.035 | 15 | 15 |  | 3.1623e-13 | 0 | [6 empty] | 1.3549 | 0.12422 | 0.0015418 |  | 1507200 |  | 33798 |  | 32.177 | 1.5582 | 684.96 | [19 empty] | 316.23 | 0.0061672 | 1507200 |  | 33798
1 | 1600 |  | 0.035 | 15 | 15 |  | 4.217e-13 | 0 | [6 empty] | 1.8189 | 0.16845 | 0.0025064 |  | 939120 |  | 21060 |  | 33.173 | 1.7228 | 1384.9 | [19 empty] | 421.7 | 0.010026 | 939120 |  | 21060
1 | 1600 |  | 0.035 | 15 | 15 |  | 5.6234e-13 | 0 | [6 empty] | 2.4303 | 0.2276 | 0.0038829 |  | 615730 |  | 13807 |  | 34.021 | 1.853 | 1198.4 | [19 empty] | 562.34 | 0.015532 | 615730 |  | 13807
1 | 1600 |  | 0.035 | 15 | 15 |  | 7.4989e-13 | 0 | [6 empty] | 3.2345 | 0.30616 | 0.0058024 |  | 419790 |  | 9413.7 |  | 34.738 | 1.955 | 1952.3 | [19 empty] | 749.89 | 0.02321 | 419790 |  | 9413.7
1 | 1600 |  | 0.035 | 15 | 15 |  | 1e-12 | 0 | [6 empty] | 4.3017 | 0.4116 | 0.008469 |  | 294020 |  | 6593.3 |  | 35.321 | 2.0317 | 8.3019 | [19 empty] | 1000 | 0.033876 | 294020 |  | 6593.3
1 | 1600 |  | 0.035 | 15 | 15 |  | 1.3335e-12 | 0 | [6 empty] | 5.7439 | 0.5544 | 0.012049 |  | 212490 |  | 4765.1 |  | 35.806 | 2.092 | 542.27 | [19 empty] | 1333.5 | 0.048196 | 212490 |  | 4765.1
1 | 1600 |  | 0.035 | 15 | 15 |  | 1.7783e-12 | 0 | [6 empty] | 7.6728 | 0.74609 | 0.016865 |  | 157010 |  | 3520.9 |  | 36.193 | 2.1373 | 1938.9 | [19 empty] | 1778.3 | 0.06746 | 157010 |  | 3520.9
1 | 1600 |  | 0.035 | 15 | 15 |  | 2.3714e-12 | 0 | [6 empty] | 10.214 | 0.9986 | 0.023337 |  | 118020 |  | 2646.6 |  | 36.504 | 2.1729 | 1401.5 | [19 empty] | 2371.4 | 0.093348 | 118020 |  | 2646.6
1 | 1600 |  | 0.035 | 15 | 15 |  | 3.1623e-12 | 0 | [6 empty] | 13.629 | 1.3388 | 0.031968 |  | 90364 |  | 2026.4 |  | 36.743 | 2.1987 | 3216.4 | [19 empty] | 3162.3 | 0.12787 | 90364 |  | 2026.4
1 | 1600 |  | 0.035 | 15 | 15 |  | 4.217e-12 | 0 | [6 empty] | 18.133 | 1.7873 | 0.043463 |  | 70238 |  | 1575.1 |  | 36.93 | 2.2186 | 3349.1 | [19 empty] | 4217 | 0.17385 | 70238 |  | 1575.1
1 | 1600 |  | 0.035 | 15 | 15 |  | 5.6234e-12 | 0 | [6 empty] | 24.124 | 2.3843 | 0.058696 |  | 55495 |  | 1244.5 |  | 37.07 | 2.2329 | 4960.9 | [19 empty] | 5623.4 | 0.23478 | 55495 |  | 1244.5
1 | 1600 |  | 0.035 | 15 | 15 |  | 7.4989e-12 | 0 | [6 empty] | 32.024 | 3.1718 | 0.078763 |  | 44555 |  | 999.13 |  | 37.173 | 2.243 | 7020 | [19 empty] | 7498.9 | 0.31505 | 44555 |  | 999.13
1 | 1600 |  | 0.035 | 15 | 15 |  | 1e-11 | 0 | [6 empty] | 42.353 | 4.2014 | 0.10494 |  | 36376 |  | 815.73 |  | 37.244 | 2.2495 | 9360.7 | [19 empty] | 10000 | 0.41976 | 36376 |  | 815.73
1 | 1600 |  | 0.035 | 15 | 15 |  | 1.3335e-11 | 0 | [6 empty] | 53.953 | 5.3175 | 0.13709 |  | 30115 |  | 675.31 |  | 37.417 | 2.2811 | 1024.3 | [19 empty] | 13335 | 0.54836 | 30115 |  | 675.31
1 | 1600 |  | 0.035 | 15 | 15 |  | 1.7783e-11 | 0 | [6 empty] | 66.053 | 6.4156 | 0.1744 |  | 25426 |  | 570.18 |  | 37.714 | 2.3419 | 1135.8 | [19 empty] | 17783 | 0.6976 | 25426 |  | 570.18
1 | 1600 |  | 0.035 | 15 | 15 |  | 2.3714e-11 | 0 | [6 empty] | 79.476 | 7.6059 | 0.21782 |  | 21831 |  | 489.56 |  | 38.016 | 2.4052 | 1244.3 | [19 empty] | 23714 | 0.87128 | 21831 |  | 489.56
1 | 1600 |  | 0.035 | 15 | 15 |  | 3.1623e-11 | 0 | [6 empty] | 93.676 | 8.8342 | 0.26612 |  | 19082 |  | 427.91 |  | 38.317 | 2.4698 | 1346.2 | [19 empty] | 31623 | 1.0645 | 19082 |  | 427.91
1 | 1600 |  | 0.035 | 15 | 15 |  | 4.217e-11 | 0 | [6 empty] | 107.86 | 10.028 | 0.317 |  | 16989 |  | 380.98 |  | 38.613 | 2.5348 | 1440.6 | [19 empty] | 42170 | 1.268 | 16989 |  | 380.98
1 | 1600 |  | 0.035 | 15 | 15 |  | 5.6234e-11 | 0 | [6 empty] | 121.29 | 11.129 | 0.36775 |  | 15406 |  | 345.46 |  | 38.893 | 2.5975 | 1524.3 | [19 empty] | 56234 | 1.471 | 15406 |  | 345.46
1 | 1600 |  | 0.035 | 15 | 15 |  | 7.4989e-11 | 0 | [6 empty] | 133.37 | 12.095 | 0.41571 |  | 14213 |  | 318.73 |  | 39.148 | 2.6558 | 1596.7 | [19 empty] | 74989 | 1.6628 | 14213 |  | 318.73
1 | 1600 |  | 0.035 | 15 | 15 |  | 1e-10 | 0 | [6 empty] | 143.77 | 12.907 | 0.45889 |  | 13319 |  | 298.68 |  | 39.372 | 2.7078 | 1657.6 | [19 empty] | 100000 | 1.8356 | 13319 |  | 298.68
1 | 1700 |  | 0.035 | 15 | 15 |  | 1e-13 | 0 | [6 empty] | 8.1011e-05 | 0 | 0 |  | NaN |  | NaN |  | 0 | 0 | 2458.4 | [19 empty] | 100 | 0
1 | 1700 |  | 0.035 | 15 | 15 |  | 1.3335e-13 | 0 | [6 empty] | 8.1011e-05 | 0 | 0 |  | NaN |  | NaN |  | 0 | 0 | 1180.3 | [19 empty] | 133.35 | 0
1 | 1700 |  | 0.035 | 15 | 15 |  | 1.7783e-13 | 0 | [6 empty] | 0.67904 | 0.066546 | 0.00060059 |  | 3939300 |  | 88339 |  | 29.088 | 1.2067 | 626.55 | [19 empty] | 177.83 | 0.0024024 | 3939300 |  | 88339
1 | 1700 |  | 0.035 | 15 | 15 |  | 2.3714e-13 | 0 | [6 empty] | 0.91389 | 0.086563 | 0.0010474 |  | 2274700 |  | 51011 |  | 31.13 | 1.493 | 1104.7 | [19 empty] | 237.14 | 0.0041896 | 2274700 |  | 51011
1 | 1700 |  | 0.035 | 15 | 15 |  | 3.1623e-13 | 0 | [6 empty] | 1.2378 | 0.11612 | 0.0017816 |  | 1350100 |  | 30275 |  | 32.783 | 1.7403 | 1479.7 | [19 empty] | 316.23 | 0.0071264 | 1350100 |  | 30275
1 | 1700 |  | 0.035 | 15 | 15 |  | 4.217e-13 | 0 | [6 empty] | 1.692 | 0.15902 | 0.0028908 |  | 843430 |  | 18914 |  | 34.181 | 1.9542 | 412.27 | [19 empty] | 421.7 | 0.011563 | 843430 |  | 18914
1 | 1700 |  | 0.035 | 15 | 15 |  | 5.6234e-13 | 0 | [6 empty] | 2.2599 | 0.21423 | 0.0045147 |  | 548040 |  | 12290 |  | 35.282 | 2.1167 | 283.27 | [19 empty] | 562.34 | 0.018059 | 548040 |  | 12290
1 | 1700 |  | 0.035 | 15 | 15 |  | 7.4989e-13 | 0 | [6 empty] | 3.0176 | 0.28909 | 0.0068031 |  | 370320 |  | 8304.4 |  | 36.223 | 2.2457 | 951.43 | [19 empty] | 749.89 | 0.027212 | 370320 |  | 8304.4
1 | 1700 |  | 0.035 | 15 | 15 |  | 1e-12 | 0 | [6 empty] | 4.0239 | 0.38978 | 0.0099809 |  | 257940 |  | 5784.3 |  | 37.006 | 2.3447 | 80.594 | [19 empty] | 1000 | 0.039924 | 257940 |  | 5784.3
1 | 1700 |  | 0.035 | 15 | 15 |  | 1.3335e-12 | 0 | [6 empty] | 5.3734 | 0.52544 | 0.014296 |  | 184980 |  | 4148.1 |  | 37.659 | 2.4226 | 319.7 | [19 empty] | 1333.5 | 0.057184 | 184980 |  | 4148.1
1 | 1700 |  | 0.035 | 15 | 15 |  | 1.7783e-12 | 0 | [6 empty] | 7.1586 | 0.70558 | 0.020117 |  | 135690 |  | 3042.8 |  | 38.187 | 2.4825 | 41.946 | [19 empty] | 1778.3 | 0.080468 | 135690 |  | 3042.8
1 | 1700 |  | 0.035 | 15 | 15 |  | 2.3714e-12 | 0 | [6 empty] | 9.5487 | 0.94746 | 0.027947 |  | 101500 |  | 2276.1 |  | 38.608 | 2.5279 | 463.08 | [19 empty] | 2371.4 | 0.11179 | 101500 |  | 2276.1
1 | 1700 |  | 0.035 | 15 | 15 |  | 3.1623e-12 | 0 | [6 empty] | 12.742 | 1.2713 | 0.038427 |  | 77288 |  | 1733.2 |  | 38.939 | 2.5618 | 1826.2 | [19 empty] | 3162.3 | 0.15371 | 77288 |  | 1733.2
1 | 1700 |  | 0.035 | 15 | 15 |  | 4.217e-12 | 0 | [6 empty] | 16.973 | 1.7005 | 0.052382 |  | 59831 |  | 1341.7 |  | 39.197 | 2.5875 | 2831 | [19 empty] | 4217 | 0.20953 | 59831 |  | 1341.7
1 | 1700 |  | 0.035 | 15 | 15 |  | 5.6234e-12 | 0 | [6 empty] | 22.57 | 2.2686 | 0.070888 |  | 47062 |  | 1055.4 |  | 39.394 | 2.6067 | 3488.2 | [19 empty] | 5623.4 | 0.28355 | 47062 |  | 1055.4
1 | 1700 |  | 0.035 | 15 | 15 |  | 7.4989e-12 | 0 | [6 empty] | 29.977 | 3.0209 | 0.095308 |  | 37633 |  | 843.92 |  | 39.541 | 2.6201 | 5972.7 | [19 empty] | 7498.9 | 0.38123 | 37633 |  | 843.92
1 | 1700 |  | 0.035 | 15 | 15 |  | 1e-11 | 0 | [6 empty] | 39.646 | 4.0028 | 0.12719 |  | 30599 |  | 686.17 |  | 39.647 | 2.6295 | 7790.9 | [19 empty] | 10000 | 0.50876 | 30599 |  | 686.17
1 | 1700 |  | 0.035 | 15 | 15 |  | 1.3335e-11 | 0 | [6 empty] | 52.136 | 5.2716 | 0.16819 |  | 25336 |  | 568.15 |  | 39.717 | 2.6346 | 10969 | [19 empty] | 13335 | 0.67276 | 25336 |  | 568.15
1 | 1700 |  | 0.035 | 15 | 15 |  | 1.7783e-11 | 0 | [6 empty] | 67.876 | 6.8705 | 0.21957 |  | 21393 |  | 479.73 |  | 39.753 | 2.6358 | 13801 | [19 empty] | 17783 | 0.87828 | 21393 |  | 479.73
1 | 1700 |  | 0.035 | 15 | 15 |  | 2.3714e-11 | 0 | [6 empty] | 87.067 | 8.8201 | 0.28153 |  | 18463 |  | 414.02 |  | 39.755 | 2.6325 | 17831 | [19 empty] | 23714 | 1.1261 | 18463 |  | 414.02
1 | 1700 |  | 0.035 | 15 | 15 |  | 3.1623e-11 | 0 | [6 empty] | 103.09 | 10.318 | 0.34312 |  | 16226 |  | 363.86 |  | 40.008 | 2.6902 | 1643.5 | [19 empty] | 31623 | 1.3725 | 16226 |  | 363.86
1 | 1700 |  | 0.035 | 15 | 15 |  | 4.217e-11 | 0 | [6 empty] | 117.56 | 11.591 | 0.40425 |  | 14571 |  | 326.75 |  | 40.329 | 2.7649 | 1745.2 | [19 empty] | 42170 | 1.617 | 14571 |  | 326.75
1 | 1700 |  | 0.035 | 15 | 15 |  | 5.6234e-11 | 0 | [6 empty] | 130.99 | 12.74 | 0.46393 |  | 13318 |  | 298.66 |  | 40.629 | 2.836 | 1834.8 | [19 empty] | 56234 | 1.8557 | 13318 |  | 298.66
1 | 1700 |  | 0.035 | 15 | 15 |  | 7.4989e-11 | 0 | [6 empty] | 145.85 | 14.07 | 0.52483 |  | 12378 |  | 277.57 |  | 40.794 | 2.8762 | 1820.2 | [19 empty] | 74989 | 2.0993 | 12378 |  | 277.57
1 | 1700 |  | 0.035 | 15 | 15 |  | 1e-10 | 0 | [6 empty] | 152.96 | 14.552 | 0.5683 |  | 11667 |  | 261.63 |  | 41.136 | 2.9584 | 1975.4 | [19 empty] | 100000 | 2.2732 | 11667 |  | 261.63
1 | 1800 |  | 0.035 | 15 | 15 |  | 1e-13 | 0 | [6 empty] | 8.1011e-05 | 0 | 0 |  | NaN |  | NaN |  | 0 | 0 | 3823.3 | [19 empty] | 100 | 0
1 | 1800 |  | 0.035 | 15 | 15 |  | 1.3335e-13 | 0 | [6 empty] | 8.1011e-05 | 0 | 0 |  | NaN |  | NaN |  | 0 | 0 | 1643 | [19 empty] | 133.35 | 0
1 | 1800 |  | 0.035 | 15 | 15 |  | 1.7783e-13 | 0 | [6 empty] | 0.61813 | 0.065569 | 0.00065462 |  | 3750700 |  | 84108 |  | 28.239 | 1.3169 | 1154.7 | [19 empty] | 177.83 | 0.0026185 | 3750700 |  | 84108
1 | 1800 |  | 0.035 | 15 | 15 |  | 2.3714e-13 | 0 | [6 empty] | 0.83664 | 0.083746 | 0.0011204 |  | 2204400 |  | 49434 |  | 30.825 | 1.627 | 350.57 | [19 empty] | 237.14 | 0.0044816 | 2204400 |  | 49434
1 | 1800 |  | 0.035 | 15 | 15 |  | 3.1623e-13 | 0 | [6 empty] | 1.1497 | 0.1115 | 0.0018885 |  | 1320300 |  | 29608 |  | 33.076 | 1.9225 | 268.4 | [19 empty] | 316.23 | 0.007554 | 1320300 |  | 29608
1 | 1800 |  | 0.035 | 15 | 15 |  | 4.217e-13 | 0 | [6 empty] | 1.58 | 0.1517 | 0.0031024 |  | 814080 |  | 18255 |  | 34.921 | 2.1807 | 49.041 | [19 empty] | 421.7 | 0.01241 | 814080 |  | 18255
1 | 1800 |  | 0.035 | 15 | 15 |  | 5.6234e-13 | 0 | [6 empty] | 2.1699 | 0.2088 | 0.0049167 |  | 522300 |  | 11712 |  | 36.452 | 2.3932 | 215.23 | [19 empty] | 562.34 | 0.019667 | 522300 |  | 11712
1 | 1800 |  | 0.035 | 15 | 15 |  | 7.4989e-13 | 0 | [6 empty] | 2.8278 | 0.27508 | 0.0074806 |  | 348470 |  | 7814.3 |  | 37.539 | 2.5361 | 168.59 | [19 empty] | 749.89 | 0.029922 | 348470 |  | 7814.3
1 | 1800 |  | 0.035 | 15 | 15 |  | 1e-12 | 0 | [6 empty] | 3.8024 | 0.37369 | 0.011091 |  | 240340 |  | 5389.6 |  | 38.576 | 2.6632 | 186.71 | [19 empty] | 1000 | 0.044364 | 240340 |  | 5389.6
1 | 1800 |  | 0.035 | 15 | 15 |  | 1.3335e-12 | 0 | [6 empty] | 5.0003 | 0.49683 | 0.015996 |  | 170520 |  | 3823.8 |  | 39.375 | 2.7541 | 436.37 | [19 empty] | 1333.5 | 0.063984 | 170520 |  | 3823.8
1 | 1800 |  | 0.035 | 15 | 15 |  | 1.7783e-12 | 0 | [6 empty] | 6.9223 | 0.69335 | 0.022837 |  | 124210 |  | 2785.4 |  | 40.15 | 2.8372 | 676.99 | [19 empty] | 1778.3 | 0.091348 | 124210 |  | 2785.4
1 | 1800 |  | 0.035 | 15 | 15 |  | 2.3714e-12 | 0 | [6 empty] | 8.9076 | 0.89966 | 0.031678 |  | 92157 |  | 2066.6 |  | 40.639 | 2.8879 | 199.33 | [19 empty] | 2371.4 | 0.12671 | 92157 |  | 2066.6
1 | 1800 |  | 0.035 | 15 | 15 |  | 3.1623e-12 | 0 | [6 empty] | 11.87 | 1.2062 | 0.043726 |  | 69756 |  | 1564.3 |  | 41.086 | 2.932 | 275.71 | [19 empty] | 3162.3 | 0.1749 | 69756 |  | 1564.3
1 | 1800 |  | 0.035 | 15 | 15 |  | 4.217e-12 | 0 | [6 empty] | 15.829 | 1.6165 | 0.059833 |  | 53709 |  | 1204.4 |  | 41.434 | 2.9648 | 1615.9 | [19 empty] | 4217 | 0.23933 | 53709 |  | 1204.4
1 | 1800 |  | 0.035 | 15 | 15 |  | 5.6234e-12 | 0 | [6 empty] | 21.076 | 2.1609 | 0.081223 |  | 42050 |  | 942.96 |  | 41.703 | 2.9892 | 1618.1 | [19 empty] | 5623.4 | 0.32489 | 42050 |  | 942.96
1 | 1800 |  | 0.035 | 15 | 15 |  | 7.4989e-12 | 0 | [6 empty] | 27.967 | 2.876 | 0.1094 |  | 33470 |  | 750.55 |  | 41.907 | 3.0074 | 4117.3 | [19 empty] | 7498.9 | 0.4376 | 33470 |  | 750.55
1 | 1800 |  | 0.035 | 15 | 15 |  | 1e-11 | 0 | [6 empty] | 37.012 | 3.815 | 0.1463 |  | 27099 |  | 607.7 |  | 42.057 | 3.0199 | 6479.2 | [19 empty] | 10000 | 0.5852 | 27099 |  | 607.7
1 | 1800 |  | 0.035 | 15 | 15 |  | 1.3335e-11 | 0 | [6 empty] | 48.667 | 5.0249 | 0.19377 |  | 22340 |  | 500.97 |  | 42.162 | 3.0278 | 8275.2 | [19 empty] | 13335 | 0.77508 | 22340 |  | 500.97
1 | 1800 |  | 0.035 | 15 | 15 |  | 1.7783e-11 | 0 | [6 empty] | 63.149 | 6.5242 | 0.25284 |  | 18802 |  | 421.62 |  | 42.242 | 3.0352 | 7717.1 | [19 empty] | 17783 | 1.0114 | 18802 |  | 421.62
1 | 1800 |  | 0.035 | 15 | 15 |  | 2.3714e-11 | 0 | [6 empty] | 81.378 | 8.4177 | 0.32539 |  | 16179 |  | 362.82 |  | 42.261 | 3.0321 | 35030 | [19 empty] | 23714 | 1.3016 | 16179 |  | 362.82
1 | 1800 |  | 0.035 | 15 | 15 |  | 3.1623e-11 | 0 | [6 empty] | 102.26 | 10.59 | 0.40875 |  | 14195 |  | 318.32 |  | 42.239 | 3.0233 | 20834 | [19 empty] | 31623 | 1.635 | 14195 |  | 318.32
1 | 1800 |  | 0.035 | 15 | 15 |  | 4.217e-11 | 0 | [6 empty] | 125.03 | 12.955 | 0.49773 |  | 12789 |  | 286.78 |  | 42.193 | 3.0122 | 25418 | [19 empty] | 42170 | 1.9909 | 12789 |  | 286.78
1 | 1800 |  | 0.035 | 15 | 15 |  | 5.6234e-11 | 0 | [6 empty] | 139.84 | 14.331 | 0.57 |  | 11729 |  | 263.02 |  | 42.438 | 3.0741 | 2159.6 | [19 empty] | 56234 | 2.28 | 11729 |  | 263.02
1 | 1800 |  | 0.035 | 15 | 15 |  | 7.4989e-11 | 0 | [6 empty] | 151.5 | 15.342 | 0.63267 |  | 10963 |  | 245.84 |  | 42.721 | 3.1457 | 2239.9 | [19 empty] | 74989 | 2.5307 | 10963 |  | 245.84
1 | 1800 |  | 0.035 | 15 | 15 |  | 1e-10 | 0 | [6 empty] | 161.32 | 16.174 | 0.6875 |  | 10388 |  | 232.95 |  | 42.964 | 3.2078 | 2305.8 | [19 empty] | 100000 | 2.75 | 10388 |  | 232.95
1 | 1900 |  | 0.035 | 15 | 15 |  | 1e-13 | 0 | [6 empty] | 8.1011e-05 | 0 | 0 |  | NaN |  | NaN |  | 0 | 0 | 3723.5 | [19 empty] | 100 | 0
1 | 1900 |  | 0.035 | 15 | 15 |  | 1.3335e-13 | 0 | [6 empty] | 8.1011e-05 | 0 | 0 |  | NaN |  | NaN |  | 0 | 0 | 1608.3 | [19 empty] | 133.35 | 0
1 | 1900 |  | 0.035 | 15 | 15 |  | 1.7783e-13 | 0 | [6 empty] | 0.5557 | 0.065234 | 0.00068186 |  | 3734400 |  | 83743 |  | 27.058 | 1.4335 | 161.19 | [19 empty] | 177.83 | 0.0027274 | 3734400 |  | 83743
1 | 1900 |  | 0.035 | 15 | 15 |  | 2.3714e-13 | 0 | [6 empty] | 0.76445 | 0.081934 | 0.0011248 |  | 2276500 |  | 51049 |  | 30.116 | 1.7632 | 508.46 | [19 empty] | 237.14 | 0.0044992 | 2276500 |  | 51049
1 | 1900 |  | 0.035 | 15 | 15 |  | 3.1623e-13 | 0 | [6 empty] | 1.1901 | 0.11772 | 0.0019333 |  | 1343800 |  | 30133 |  | 33.845 | 2.2035 | 262.77 | [19 empty] | 316.23 | 0.0077332 | 1343800 |  | 30133
1 | 1900 |  | 0.035 | 15 | 15 |  | 4.217e-13 | 0 | [6 empty] | 1.6531 | 0.16076 | 0.0032565 |  | 809110 |  | 18144 |  | 36.086 | 2.4949 | 489.43 | [19 empty] | 421.7 | 0.013026 | 809110 |  | 18144
1 | 1900 |  | 0.035 | 15 | 15 |  | 5.6234e-13 | 0 | [6 empty] | 2.221 | 0.21657 | 0.005269 |  | 507990 |  | 11392 |  | 37.773 | 2.7129 | 684.16 | [19 empty] | 562.34 | 0.021076 | 507990 |  | 11392
1 | 1900 |  | 0.035 | 15 | 15 |  | 7.4989e-13 | 0 | [6 empty] | 3.164 | 0.31048 | 0.0082627 |  | 332470 |  | 7455.6 |  | 39.459 | 2.9193 | 1359.2 | [19 empty] | 749.89 | 0.033051 | 332470 |  | 7455.6
1 | 1900 |  | 0.035 | 15 | 15 |  | 1e-12 | 0 | [6 empty] | 4.2091 | 0.41863 | 0.012445 |  | 226120 |  | 5070.7 |  | 40.581 | 3.0446 | 392.82 | [19 empty] | 1000 | 0.04978 | 226120 |  | 5070.7
1 | 1900 |  | 0.035 | 15 | 15 |  | 1.3335e-12 | 0 | [6 empty] | 5.5339 | 0.55693 | 0.018116 |  | 159650 |  | 3580.1 |  | 41.5 | 3.1431 | 357.42 | [19 empty] | 1333.5 | 0.072464 | 159650 |  | 3580.1
1 | 1900 |  | 0.035 | 15 | 15 |  | 1.7783e-12 | 0 | [6 empty] | 7.2246 | 0.73489 | 0.025763 |  | 115800 |  | 2596.7 |  | 42.243 | 3.2183 | 475.59 | [19 empty] | 1778.3 | 0.10305 | 115800 |  | 2596.7
1 | 1900 |  | 0.035 | 15 | 15 |  | 2.3714e-12 | 0 | [6 empty] | 9.7145 | 0.99657 | 0.036248 |  | 85917 |  | 1926.7 |  | 42.909 | 3.2818 | 728.73 | [19 empty] | 2371.4 | 0.14499 | 85917 |  | 1926.7
1 | 1900 |  | 0.035 | 15 | 15 |  | 3.1623e-12 | 0 | [6 empty] | 12.387 | 1.2809 | 0.049741 |  | 64985 |  | 1457.3 |  | 43.355 | 3.3234 | 1049.3 | [19 empty] | 3162.3 | 0.19896 | 64985 |  | 1457.3
1 | 1900 |  | 0.035 | 15 | 15 |  | 4.217e-12 | 0 | [6 empty] | 16.214 | 1.6868 | 0.067929 |  | 50027 |  | 1121.8 |  | 43.752 | 3.3589 | 1167.6 | [19 empty] | 4217 | 0.27172 | 50027 |  | 1121.8
1 | 1900 |  | 0.035 | 15 | 15 |  | 5.6234e-12 | 0 | [6 empty] | 19.904 | 2.0843 | 0.090093 |  | 39020 |  | 875.01 |  | 43.997 | 3.38 | 2457.1 | [19 empty] | 5623.4 | 0.36037 | 39020 |  | 875.01
1 | 1900 |  | 0.035 | 15 | 15 |  | 7.4989e-12 | 0 | [6 empty] | 26.018 | 2.7354 | 0.121 |  | 30866 |  | 692.17 |  | 44.253 | 3.4013 | 3037.9 | [19 empty] | 7498.9 | 0.484 | 30866 |  | 692.17
1 | 1900 |  | 0.035 | 15 | 15 |  | 1e-11 | 0 | [6 empty] | 34.618 | 3.6489 | 0.16244 |  | 24913 |  | 558.66 |  | 44.462 | 3.4181 | 5517.4 | [19 empty] | 10000 | 0.64976 | 24913 |  | 558.66
1 | 1900 |  | 0.035 | 15 | 15 |  | 1.3335e-11 | 0 | [6 empty] | 45.314 | 4.787 | 0.21522 |  | 20417 |  | 457.85 |  | 44.606 | 3.4287 | 7119.7 | [19 empty] | 13335 | 0.86088 | 20417 |  | 457.85
1 | 1900 |  | 0.035 | 15 | 15 |  | 1.7783e-11 | 0 | [6 empty] | 59.061 | 6.249 | 0.28209 |  | 17092 |  | 383.28 |  | 44.704 | 3.4345 | 10077 | [19 empty] | 17783 | 1.1284 | 17092 |  | 383.28
1 | 1900 |  | 0.035 | 15 | 15 |  | 2.3714e-11 | 0 | [6 empty] | 75.856 | 8.0354 | 0.36334 |  | 14620 |  | 327.86 |  | 44.758 | 3.4353 | 13672 | [19 empty] | 23714 | 1.4534 | 14620 |  | 327.86
1 | 1900 |  | 0.035 | 15 | 15 |  | 3.1623e-11 | 0 | [6 empty] | 95.408 | 10.115 | 0.4571 |  | 12801 |  | 287.06 |  | 44.771 | 3.431 | 18075 | [19 empty] | 31623 | 1.8284 | 12801 |  | 287.06
1 | 1900 |  | 0.035 | 15 | 15 |  | 4.217e-11 | 0 | [6 empty] | 116.78 | 12.388 | 0.55833 |  | 11481 |  | 257.47 |  | 44.746 | 3.4219 | 22107 | [19 empty] | 42170 | 2.2333 | 11481 |  | 257.47
1 | 1900 |  | 0.035 | 15 | 15 |  | 5.6234e-11 | 0 | [6 empty] | 138.56 | 14.706 | 0.65983 |  | 10540 |  | 236.36 |  | 44.692 | 3.4087 | 26487 | [19 empty] | 56234 | 2.6393 | 10540 |  | 236.36
1 | 1900 |  | 0.035 | 15 | 15 |  | 7.4989e-11 | 0 | [6 empty] | 158.88 | 16.86 | 0.75342 |  | 9878.5 |  | 221.52 |  | 44.632 | 3.3967 | 7993.4 | [19 empty] | 74989 | 3.0137 | 9878.5 |  | 221.52
1 | 1900 |  | 0.035 | 15 | 15 |  | 1e-10 | 0 | [6 empty] | 168.93 | 17.771 | 0.81591 |  | 9371.7 |  | 210.16 |  | 44.852 | 3.4562 | 2647.9 | [19 empty] | 100000 | 3.2636 | 9371.7 |  | 210.16
1 | 2000 |  | 0.035 | 15 | 15 |  | 1e-13 | 0 | [6 empty] | 8.1011e-05 | 0 | 0 |  | NaN |  | NaN |  | 0 | 0 | 3636.9 | [19 empty] | 100 | 0
1 | 2000 |  | 0.035 | 15 | 15 |  | 1.3335e-13 | 0 | [6 empty] | 8.1011e-05 | 0 | 0 |  | NaN |  | NaN |  | 0 | 0 | 1530.8 | [19 empty] | 133.35 | 0
1 | 2000 |  | 0.035 | 15 | 15 |  | 1.7783e-13 | 0 | [6 empty] | 8.1011e-05 | 0 | 0 |  | NaN |  | NaN |  | 0 | 0 | 16.812 | [19 empty] | 177.83 | 0
1 | 2000 |  | 0.035 | 15 | 15 |  | 2.3714e-13 | 0 | [6 empty] | 0.78293 | 0.087221 | 0.0011216 |  | 2373600 |  | 53227 |  | 30.305 | 2.0182 | 2189.7 | [19 empty] | 237.14 | 0.0044864 | 2373600 |  | 53227
1 | 2000 |  | 0.035 | 15 | 15 |  | 3.1623e-13 | 0 | [6 empty] | 1.229 | 0.12457 | 0.0019848 |  | 1361300 |  | 30526 |  | 34.535 | 2.4891 | 3.9659 | [19 empty] | 316.23 | 0.0079392 | 1361300 |  | 30526
1 | 2000 |  | 0.035 | 15 | 15 |  | 4.217e-13 | 0 | [6 empty] | 1.7069 | 0.16916 | 0.0034295 |  | 799450 |  | 17928 |  | 37.103 | 2.8035 | 703.94 | [19 empty] | 421.7 | 0.013718 | 799450 |  | 17928
1 | 2000 |  | 0.035 | 15 | 15 |  | 5.6234e-13 | 0 | [6 empty] | 2.4451 | 0.24132 | 0.0057327 |  | 488940 |  | 10964 |  | 39.439 | 3.0852 | 439.18 | [19 empty] | 562.34 | 0.022931 | 488940 |  | 10964
1 | 2000 |  | 0.035 | 15 | 15 |  | 7.4989e-13 | 0 | [6 empty] | 3.2882 | 0.32798 | 0.0090846 |  | 315390 |  | 7072.6 |  | 41.048 | 3.2703 | 83.497 | [19 empty] | 749.89 | 0.036338 | 315390 |  | 7072.6
1 | 2000 |  | 0.035 | 15 | 15 |  | 1e-12 | 0 | [6 empty] | 4.4066 | 0.445 | 0.013803 |  | 213160 |  | 4780.1 |  | 42.403 | 3.4174 | 52.06 | [19 empty] | 1000 | 0.055212 | 213160 |  | 4780.1
1 | 2000 |  | 0.035 | 15 | 15 |  | 1.3335e-12 | 0 | [6 empty] | 5.8628 | 0.59977 | 0.020328 |  | 149300 |  | 3348.1 |  | 43.504 | 3.5273 | 334.01 | [19 empty] | 1333.5 | 0.081312 | 149300 |  | 3348.1
1 | 2000 |  | 0.035 | 15 | 15 |  | 1.7783e-12 | 0 | [6 empty] | 8.3527 | 0.86251 | 0.02947 |  | 108340 |  | 2429.6 |  | 44.609 | 3.6316 | 200.84 | [19 empty] | 1778.3 | 0.11788 | 108340 |  | 2429.6
1 | 2000 |  | 0.035 | 15 | 15 |  | 2.3714e-12 | 0 | [6 empty] | 10.214 | 1.067 | 0.041065 |  | 79858 |  | 1790.8 |  | 45.123 | 3.6784 | 911.86 | [19 empty] | 2371.4 | 0.16426 | 79858 |  | 1790.8
1 | 2000 |  | 0.035 | 15 | 15 |  | 3.1623e-12 | 0 | [6 empty] | 13.176 | 1.3884 | 0.05664 |  | 60449 |  | 1355.5 |  | 45.659 | 3.7241 | 140.27 | [19 empty] | 3162.3 | 0.22656 | 60449 |  | 1355.5
1 | 2000 |  | 0.035 | 15 | 15 |  | 4.217e-12 | 0 | [6 empty] | 17.03 | 1.8066 | 0.077282 |  | 46570 |  | 1044.3 |  | 46.105 | 3.7628 | 1361.1 | [19 empty] | 4217 | 0.30913 | 46570 |  | 1044.3
1 | 2000 |  | 0.035 | 15 | 15 |  | 5.6234e-12 | 0 | [6 empty] | 22.073 | 2.354 | 0.1044 |  | 36536 |  | 819.3 |  | 46.466 | 3.7937 | 387.89 | [19 empty] | 5623.4 | 0.4176 | 36536 |  | 819.3
1 | 2000 |  | 0.035 | 15 | 15 |  | 7.4989e-12 | 0 | [6 empty] | 27.399 | 2.9397 | 0.13789 |  | 29046 |  | 651.34 |  | 46.694 | 3.8095 | 1799.9 | [19 empty] | 7498.9 | 0.55156 | 29046 |  | 651.34
1 | 2000 |  | 0.035 | 15 | 15 |  | 1e-11 | 0 | [6 empty] | 33.374 | 3.5987 | 0.17847 |  | 23470 |  | 526.31 |  | 46.872 | 3.8236 | 4634.5 | [19 empty] | 10000 | 0.71388 | 23470 |  | 526.31
1 | 2000 |  | 0.035 | 15 | 15 |  | 1.3335e-11 | 0 | [6 empty] | 42.778 | 4.6267 | 0.23436 |  | 19205 |  | 430.67 |  | 47.048 | 3.8361 | 6392.8 | [19 empty] | 13335 | 0.93744 | 19205 |  | 430.67
1 | 2000 |  | 0.035 | 15 | 15 |  | 1.7783e-11 | 0 | [6 empty] | 55.124 | 5.9749 | 0.30604 |  | 15993 |  | 358.63 |  | 47.18 | 3.8441 | 8774.5 | [19 empty] | 17783 | 1.2242 | 15993 |  | 358.63
1 | 2000 |  | 0.035 | 15 | 15 |  | 2.3714e-11 | 0 | [6 empty] | 70.292 | 7.6278 | 0.39327 |  | 13612 |  | 305.25 |  | 47.275 | 3.8502 | 2592.8 | [19 empty] | 23714 | 1.5731 | 13612 |  | 305.25
1 | 2000 |  | 0.035 | 15 | 15 |  | 3.1623e-11 | 0 | [6 empty] | 88.759 | 9.6455 | 0.49707 |  | 11854 |  | 265.83 |  | 47.304 | 3.8447 | 18227 | [19 empty] | 31623 | 1.9883 | 11854 |  | 265.83
1 | 2000 |  | 0.035 | 15 | 15 |  | 4.217e-11 | 0 | [6 empty] | 108.82 | 11.833 | 0.60912 |  | 10586 |  | 237.38 |  | 47.306 | 3.8382 | 19825 | [19 empty] | 42170 | 2.4365 | 10586 |  | 237.38
1 | 2000 |  | 0.035 | 15 | 15 |  | 5.6234e-11 | 0 | [6 empty] | 129.31 | 14.069 | 0.72218 |  | 9677.9 |  | 217.03 |  | 47.273 | 3.8271 | 23317 | [19 empty] | 56234 | 2.8887 | 9677.9 |  | 217.03
1 | 2000 |  | 0.035 | 15 | 15 |  | 7.4989e-11 | 0 | [6 empty] | 148.87 | 16.203 | 0.82846 |  | 9036.6 |  | 202.64 |  | 47.218 | 3.8133 | 27532 | [19 empty] | 74989 | 3.3138 | 9036.6 |  | 202.64
1 | 2000 |  | 0.035 | 15 | 15 |  | 1e-10 | 0 | [6 empty] | 166.41 | 18.117 | 0.92224 |  | 8585.8 |  | 192.54 |  | 47.152 | 3.7985 | 31237 | [19 empty] | 100000 | 3.689 | 8585.8 |  | 192.54
1 | 2100 |  | 0.035 | 15 | 15 |  | 1e-13 | 0 | [6 empty] | 8.1011e-05 | 0 | 0 |  | NaN |  | NaN |  | 0 | 0 | 4925.8 | [19 empty] | 100 | 0
1 | 2100 |  | 0.035 | 15 | 15 |  | 1.3335e-13 | 0 | [6 empty] | 8.1011e-05 | 0 | 0 |  | NaN |  | NaN |  | 0 | 0 | 2379.9 | [19 empty] | 133.35 | 0
1 | 2100 |  | 0.035 | 15 | 15 |  | 1.7783e-13 | 0 | [6 empty] | 8.1011e-05 | 0 | 0 |  | NaN |  | NaN |  | 0 | 0 | 523.98 | [19 empty] | 177.83 | 0
1 | 2100 |  | 0.035 | 15 | 15 |  | 2.3714e-13 | 0 | [6 empty] | 0.81817 | 0.094233 | 0.0011221 |  | 2465300 |  | 55283 |  | 30.701 | 2.3005 | 779.85 | [19 empty] | 237.14 | 0.0044884 | 2465300 |  | 55283
1 | 2100 |  | 0.035 | 15 | 15 |  | 3.1623e-13 | 0 | [6 empty] | 1.2244 | 0.12862 | 0.0020257 |  | 1383200 |  | 31019 |  | 34.84 | 2.7438 | 141.83 | [19 empty] | 316.23 | 0.0081028 | 1383200 |  | 31019
1 | 2100 |  | 0.035 | 15 | 15 |  | 4.217e-13 | 0 | [6 empty] | 1.8773 | 0.18859 | 0.0036517 |  | 783860 |  | 17578 |  | 38.563 | 3.172 | 89.597 | [19 empty] | 421.7 | 0.014607 | 783860 |  | 17578
1 | 2100 |  | 0.035 | 15 | 15 |  | 5.6234e-13 | 0 | [6 empty] | 2.5766 | 0.2587 | 0.0062028 |  | 470910 |  | 10560 |  | 40.861 | 3.4373 | 330.99 | [19 empty] | 562.34 | 0.024811 | 470910 |  | 10560
1 | 2100 |  | 0.035 | 15 | 15 |  | 7.4989e-13 | 0 | [6 empty] | 3.5512 | 0.35993 | 0.010027 |  | 299040 |  | 6705.9 |  | 42.823 | 3.6505 | 270.47 | [19 empty] | 749.89 | 0.040108 | 299040 |  | 6705.9
1 | 2100 |  | 0.035 | 15 | 15 |  | 1e-12 | 0 | [6 empty] | 4.7887 | 0.49181 | 0.015438 |  | 200060 |  | 4486.3 |  | 44.37 | 3.8085 | 450.95 | [19 empty] | 1000 | 0.061752 | 200060 |  | 4486.3
1 | 2100 |  | 0.035 | 15 | 15 |  | 1.3335e-12 | 0 | [6 empty] | 6.3622 | 0.66223 | 0.022906 |  | 139430 |  | 3126.7 |  | 45.605 | 3.9268 | 412.81 | [19 empty] | 1333.5 | 0.091624 | 139430 |  | 3126.7
1 | 2100 |  | 0.035 | 15 | 15 |  | 1.7783e-12 | 0 | [6 empty] | 8.3307 | 0.87785 | 0.033004 |  | 100410 |  | 2251.6 |  | 46.579 | 4.015 | 260.35 | [19 empty] | 1778.3 | 0.13202 | 100410 |  | 2251.6
1 | 2100 |  | 0.035 | 15 | 15 |  | 2.3714e-12 | 0 | [6 empty] | 11.025 | 1.1736 | 0.046684 |  | 74303 |  | 1666.2 |  | 47.407 | 4.0867 | 495.64 | [19 empty] | 2371.4 | 0.18674 | 74303 |  | 1666.2
1 | 2100 |  | 0.035 | 15 | 15 |  | 3.1623e-12 | 0 | [6 empty] | 14.175 | 1.5231 | 0.064624 |  | 56174 |  | 1259.7 |  | 48.004 | 4.1349 | 1219.6 | [19 empty] | 3162.3 | 0.2585 | 56174 |  | 1259.7
1 | 2100 |  | 0.035 | 15 | 15 |  | 4.217e-12 | 0 | [6 empty] | 18.682 | 2.0214 | 0.088838 |  | 43370 |  | 972.56 |  | 48.534 | 4.177 | 1301.9 | [19 empty] | 4217 | 0.35535 | 43370 |  | 972.56
1 | 2100 |  | 0.035 | 15 | 15 |  | 5.6234e-12 | 0 | [6 empty] | 23.4 | 2.5492 | 0.11903 |  | 34057 |  | 763.71 |  | 48.883 | 4.2043 | 1753.5 | [19 empty] | 5623.4 | 0.47612 | 34057 |  | 763.71
1 | 2100 |  | 0.035 | 15 | 15 |  | 7.4989e-12 | 0 | [6 empty] | 28.674 | 3.143 | 0.1562 |  | 27227 |  | 610.55 |  | 49.141 | 4.2239 | 1671.7 | [19 empty] | 7498.9 | 0.6248 | 27227 |  | 610.55
1 | 2100 |  | 0.035 | 15 | 15 |  | 1e-11 | 0 | [6 empty] | 37.363 | 4.1105 | 0.20829 |  | 22077 |  | 495.06 |  | 49.409 | 4.2433 | 2370.6 | [19 empty] | 10000 | 0.83316 | 22077 |  | 495.06
1 | 2100 |  | 0.035 | 15 | 15 |  | 1.3335e-11 | 0 | [6 empty] | 43.568 | 4.8174 | 0.2613 |  | 18251 |  | 409.26 |  | 49.544 | 4.2551 | 1081.8 | [19 empty] | 13335 | 1.0452 | 18251 |  | 409.26
1 | 2100 |  | 0.035 | 15 | 15 |  | 1.7783e-11 | 0 | [6 empty] | 54.304 | 6.0263 | 0.33564 |  | 15237 |  | 341.68 |  | 49.672 | 4.2594 | 3267 | [19 empty] | 17783 | 1.3426 | 15237 |  | 341.68
1 | 2100 |  | 0.035 | 15 | 15 |  | 2.3714e-11 | 0 | [6 empty] | 65.624 | 7.304 | 0.41929 |  | 12928 |  | 289.9 |  | 49.765 | 4.264 | 9665.9 | [19 empty] | 23714 | 1.6772 | 12928 |  | 289.9
1 | 2100 |  | 0.035 | 15 | 15 |  | 3.1623e-11 | 0 | [6 empty] | 82.299 | 9.1722 | 0.52873 |  | 11204 |  | 251.24 |  | 49.837 | 4.2644 | 12347 | [19 empty] | 31623 | 2.1149 | 11204 |  | 251.24
1 | 2100 |  | 0.035 | 15 | 15 |  | 4.217e-11 | 0 | [6 empty] | 101.09 | 11.276 | 0.64993 |  | 9961.6 |  | 223.39 |  | 49.864 | 4.2596 | 16914 | [19 empty] | 42170 | 2.5997 | 9961.6 |  | 223.39
1 | 2100 |  | 0.035 | 15 | 15 |  | 5.6234e-11 | 0 | [6 empty] | 120.36 | 13.435 | 0.77314 |  | 9070.6 |  | 203.41 |  | 49.855 | 4.2506 | 20403 | [19 empty] | 56234 | 3.0926 | 9070.6 |  | 203.41
1 | 2100 |  | 0.035 | 15 | 15 |  | 7.4989e-11 | 0 | [6 empty] | 138.85 | 15.505 | 0.88989 |  | 8439.1 |  | 189.25 |  | 49.82 | 4.2387 | 25036 | [19 empty] | 74989 | 3.5596 | 8439.1 |  | 189.25
1 | 2100 |  | 0.035 | 15 | 15 |  | 1e-10 | 0 | [6 empty] | 155.31 | 17.338 | 0.99207 |  | 8014.3 |  | 179.72 |  | 49.788 | 4.2306 | 2118.9 | [19 empty] | 100000 | 3.9683 | 8014.3 |  | 179.72
1 | 2200 |  | 0.035 | 15 | 15 |  | 1e-13 | 0 | [6 empty] | 8.1011e-05 | 0 | 0 |  | NaN |  | NaN |  | 0 | 0 | 4835.8 | [19 empty] | 100 | 0
1 | 2200 |  | 0.035 | 15 | 15 |  | 1.3335e-13 | 0 | [6 empty] | 8.1011e-05 | 0 | 0 |  | NaN |  | NaN |  | 0 | 0 | 2303 | [19 empty] | 133.35 | 0
1 | 2200 |  | 0.035 | 15 | 15 |  | 1.7783e-13 | 0 | [6 empty] | 8.1011e-05 | 0 | 0 |  | NaN |  | NaN |  | 0 | 0 | 462.8 | [19 empty] | 177.83 | 0
1 | 2200 |  | 0.035 | 15 | 15 |  | 2.3714e-13 | 0 | [6 empty] | 0.77519 | 0.09635 | 0.0011168 |  | 2563800 |  | 57492 |  | 30.013 | 2.4751 | 269.34 | [19 empty] | 237.14 | 0.0044672 | 2563800 |  | 57492
1 | 2200 |  | 0.035 | 15 | 15 |  | 3.1623e-13 | 0 | [6 empty] | 1.3021 | 0.13959 | 0.0020773 |  | 1402300 |  | 31445 |  | 35.735 | 3.079 | 358.32 | [19 empty] | 316.23 | 0.0083092 | 1402300 |  | 31445
1 | 2200 |  | 0.035 | 15 | 15 |  | 4.217e-13 | 0 | [6 empty] | 1.8921 | 0.19488 | 0.0038269 |  | 775450 |  | 17389 |  | 39.336 | 3.4773 | 754.35 | [19 empty] | 421.7 | 0.015308 | 775450 |  | 17389
1 | 2200 |  | 0.035 | 15 | 15 |  | 5.6234e-13 | 0 | [6 empty] | 2.7741 | 0.28318 | 0.006724 |  | 453270 |  | 10165 |  | 42.433 | 3.8137 | 414.71 | [19 empty] | 562.34 | 0.026896 | 453270 |  | 10165
1 | 2200 |  | 0.035 | 15 | 15 |  | 7.4989e-13 | 0 | [6 empty] | 3.7876 | 0.39049 | 0.011015 |  | 284250 |  | 6374.3 |  | 44.555 | 4.035 | 294.89 | [19 empty] | 749.89 | 0.04406 | 284250 |  | 6374.3
1 | 2200 |  | 0.035 | 15 | 15 |  | 1e-12 | 0 | [6 empty] | 5.0787 | 0.53098 | 0.017136 |  | 188430 |  | 4225.5 |  | 46.254 | 4.2008 | 436.41 | [19 empty] | 1000 | 0.068544 | 188430 |  | 4225.5
1 | 2200 |  | 0.035 | 15 | 15 |  | 1.3335e-12 | 0 | [6 empty] | 6.6204 | 0.70239 | 0.025529 |  | 130600 |  | 2928.8 |  | 47.554 | 4.3198 | 622.21 | [19 empty] | 1333.5 | 0.10212 | 130600 |  | 2928.8
1 | 2200 |  | 0.035 | 15 | 15 |  | 1.7783e-12 | 0 | [6 empty] | 8.8299 | 0.94867 | 0.037123 |  | 93695 |  | 2101.1 |  | 48.729 | 4.4209 | 847.6 | [19 empty] | 1778.3 | 0.14849 | 93695 |  | 2101.1
1 | 2200 |  | 0.035 | 15 | 15 |  | 2.3714e-12 | 0 | [6 empty] | 11.614 | 1.2616 | 0.052647 |  | 69226 |  | 1552.4 |  | 49.643 | 4.4963 | 1737.3 | [19 empty] | 2371.4 | 0.21059 | 69226 |  | 1552.4
1 | 2200 |  | 0.035 | 15 | 15 |  | 3.1623e-12 | 0 | [6 empty] | 15.02 | 1.6473 | 0.073132 |  | 52362 |  | 1174.2 |  | 50.335 | 4.5502 | 1326.5 | [19 empty] | 3162.3 | 0.29253 | 52362 |  | 1174.2
1 | 2200 |  | 0.035 | 15 | 15 |  | 4.217e-12 | 0 | [6 empty] | 19.402 | 2.1448 | 0.10013 |  | 40452 |  | 907.12 |  | 50.894 | 4.5927 | 1619.9 | [19 empty] | 4217 | 0.40052 | 40452 |  | 907.12
1 | 2200 |  | 0.035 | 15 | 15 |  | 5.6234e-12 | 0 | [6 empty] | 24.796 | 2.7602 | 0.13517 |  | 31815 |  | 713.43 |  | 51.318 | 4.6222 | 1846.8 | [19 empty] | 5623.4 | 0.54068 | 31815 |  | 713.43
1 | 2200 |  | 0.035 | 15 | 15 |  | 7.4989e-12 | 0 | [6 empty] | 31.614 | 3.5387 | 0.18035 |  | 25479 |  | 571.36 |  | 51.659 | 4.6464 | 2226 | [19 empty] | 7498.9 | 0.7214 | 25479 |  | 571.36
1 | 2200 |  | 0.035 | 15 | 15 |  | 1e-11 | 0 | [6 empty] | 39.739 | 4.4693 | 0.23701 |  | 20749 |  | 465.3 |  | 51.915 | 4.664 | 2556.7 | [19 empty] | 10000 | 0.94804 | 20749 |  | 465.3
1 | 2200 |  | 0.035 | 15 | 15 |  | 1.3335e-11 | 0 | [6 empty] | 49.439 | 5.5804 | 0.30673 |  | 17203 |  | 385.78 |  | 52.12 | 4.6804 | 751.68 | [19 empty] | 13335 | 1.2269 | 17203 |  | 385.78
1 | 2200 |  | 0.035 | 15 | 15 |  | 1.7783e-11 | 0 | [6 empty] | 59.973 | 6.7953 | 0.38846 |  | 14486 |  | 324.85 |  | 52.254 | 4.6879 | 1012.4 | [19 empty] | 17783 | 1.5538 | 14486 |  | 324.85
1 | 2200 |  | 0.035 | 15 | 15 |  | 2.3714e-11 | 0 | [6 empty] | 71.946 | 8.1816 | 0.48374 |  | 12397 |  | 278.01 |  | 52.337 | 4.688 | 2581.8 | [19 empty] | 23714 | 1.935 | 12397 |  | 278.01
1 | 2200 |  | 0.035 | 15 | 15 |  | 3.1623e-11 | 0 | [6 empty] | 77.746 | 8.8852 | 0.55965 |  | 10790 |  | 241.97 |  | 52.364 | 4.6871 | 4353.2 | [19 empty] | 31623 | 2.2386 | 10790 |  | 241.97
1 | 2200 |  | 0.035 | 15 | 15 |  | 4.217e-11 | 0 | [6 empty] | 94.101 | 10.769 | 0.68295 |  | 9546.5 |  | 214.08 |  | 52.416 | 4.6848 | 14874 | [19 empty] | 42170 | 2.7318 | 9546.5 |  | 214.08
1 | 2200 |  | 0.035 | 15 | 15 |  | 5.6234e-11 | 0 | [6 empty] | 111.69 | 12.794 | 0.81265 |  | 8644.2 |  | 193.84 |  | 52.431 | 4.6781 | 18279 | [19 empty] | 56234 | 3.2506 | 8644.2 |  | 193.84
1 | 2200 |  | 0.035 | 15 | 15 |  | 7.4989e-11 | 0 | [6 empty] | 129.11 | 14.797 | 0.93845 |  | 8012.1 |  | 179.67 |  | 52.418 | 4.6683 | 21040 | [19 empty] | 74989 | 3.7538 | 8012.1 |  | 179.67
1 | 2200 |  | 0.035 | 15 | 15 |  | 1e-10 | 0 | [6 empty] | 144.89 | 16.611 | 1.0512 |  | 7565.7 |  | 169.66 |  | 52.387 | 4.6569 | 25292 | [19 empty] | 100000 | 4.2048 | 7565.7 |  | 169.66
1 | 2300 |  | 0.035 | 15 | 15 |  | 1e-13 | 0 | [6 empty] | 8.1011e-05 | 0 | 0 |  | NaN |  | NaN |  | 0 | 0 | 6092.8 | [19 empty] | 100 | 0
1 | 2300 |  | 0.035 | 15 | 15 |  | 1.3335e-13 | 0 | [6 empty] | 8.1011e-05 | 0 | 0 |  | NaN |  | NaN |  | 0 | 0 | 3176.2 | [19 empty] | 133.35 | 0
1 | 2300 |  | 0.035 | 15 | 15 |  | 1.7783e-13 | 0 | [6 empty] | 8.1011e-05 | 0 | 0 |  | NaN |  | NaN |  | 0 | 0 | 972.35 | [19 empty] | 177.83 | 0
1 | 2300 |  | 0.035 | 15 | 15 |  | 2.3714e-13 | 0 | [6 empty] | 0.85706 | 0.10747 | 0.0011197 |  | 2656600 |  | 59573 |  | 31.065 | 2.8371 | 156.91 | [19 empty] | 237.14 | 0.0044788 | 2656600 |  | 59573
1 | 2300 |  | 0.035 | 15 | 15 |  | 3.1623e-13 | 0 | [6 empty] | 1.2975 | 0.14487 | 0.0021269 |  | 1417900 |  | 31796 |  | 35.927 | 3.339 | 19.996 | [19 empty] | 316.23 | 0.0085076 | 1417900 |  | 31796
1 | 2300 |  | 0.035 | 15 | 15 |  | 4.217e-13 | 0 | [6 empty] | 2.0625 | 0.21593 | 0.0040782 |  | 758120 |  | 17001 |  | 40.781 | 3.8557 | 114.99 | [19 empty] | 421.7 | 0.016313 | 758120 |  | 17001
1 | 2300 |  | 0.035 | 15 | 15 |  | 5.6234e-13 | 0 | [6 empty] | 2.925 | 0.30437 | 0.007276 |  | 435890 |  | 9774.8 |  | 43.869 | 4.1812 | 223.27 | [19 empty] | 562.34 | 0.029104 | 435890 |  | 9774.8
1 | 2300 |  | 0.035 | 15 | 15 |  | 7.4989e-13 | 0 | [6 empty] | 4.0117 | 0.42145 | 0.012106 |  | 269680 |  | 6047.5 |  | 46.249 | 4.4193 | 373.99 | [19 empty] | 749.89 | 0.048424 | 269680 |  | 6047.5
1 | 2300 |  | 0.035 | 15 | 15 |  | 1e-12 | 0 | [6 empty] | 5.407 | 0.57618 | 0.019039 |  | 177270 |  | 3975.1 |  | 48.162 | 4.598 | 532.26 | [19 empty] | 1000 | 0.076156 | 177270 |  | 3975.1
1 | 2300 |  | 0.035 | 15 | 15 |  | 1.3335e-12 | 0 | [6 empty] | 7.1781 | 0.77629 | 0.02867 |  | 122200 |  | 2740.3 |  | 49.69 | 4.7315 | 733.44 | [19 empty] | 1333.5 | 0.11468 | 122200 |  | 2740.3
1 | 2300 |  | 0.035 | 15 | 15 |  | 1.7783e-12 | 0 | [6 empty] | 9.4413 | 1.0349 | 0.041782 |  | 87473 |  | 1961.6 |  | 50.919 | 4.8329 | 957.43 | [19 empty] | 1778.3 | 0.16713 | 87473 |  | 1961.6
1 | 2300 |  | 0.035 | 15 | 15 |  | 2.3714e-12 | 0 | [6 empty] | 12.294 | 1.3637 | 0.059334 |  | 64549 |  | 1447.5 |  | 51.893 | 4.9095 | 1180.2 | [19 empty] | 2371.4 | 0.23734 | 64549 |  | 1447.5
1 | 2300 |  | 0.035 | 15 | 15 |  | 3.1623e-12 | 0 | [6 empty] | 15.994 | 1.7917 | 0.082723 |  | 48850 |  | 1095.4 |  | 52.683 | 4.969 | 1471.7 | [19 empty] | 3162.3 | 0.33089 | 48850 |  | 1095.4
1 | 2300 |  | 0.035 | 15 | 15 |  | 4.217e-12 | 0 | [6 empty] | 20.601 | 2.3271 | 0.11335 |  | 37784 |  | 847.29 |  | 53.298 | 5.0138 | 1770.1 | [19 empty] | 4217 | 0.4534 | 37784 |  | 847.29
1 | 2300 |  | 0.035 | 15 | 15 |  | 5.6234e-12 | 0 | [6 empty] | 26.343 | 2.9966 | 0.15308 |  | 29796 |  | 668.17 |  | 53.778 | 5.0476 | 2091.4 | [19 empty] | 5623.4 | 0.61232 | 29796 |  | 668.17
1 | 2300 |  | 0.035 | 15 | 15 |  | 7.4989e-12 | 0 | [6 empty] | 32.413 | 3.7121 | 0.20136 |  | 23941 |  | 536.86 |  | 54.106 | 5.0694 | 1056.9 | [19 empty] | 7498.9 | 0.80544 | 23941 |  | 536.86
1 | 2300 |  | 0.035 | 15 | 15 |  | 1e-11 | 0 | [6 empty] | 42.036 | 4.8355 | 0.26826 |  | 19524 |  | 437.82 |  | 54.429 | 5.0886 | 2777.7 | [19 empty] | 10000 | 1.073 | 19524 |  | 437.82
1 | 2300 |  | 0.035 | 15 | 15 |  | 1.3335e-11 | 0 | [6 empty] | 52.094 | 6.0185 | 0.34671 |  | 16223 |  | 363.8 |  | 54.641 | 5.1014 | 3133.6 | [19 empty] | 13335 | 1.3868 | 16223 |  | 363.8
1 | 2300 |  | 0.035 | 15 | 15 |  | 1.7783e-11 | 0 | [6 empty] | 63.547 | 7.3693 | 0.43978 |  | 13718 |  | 307.63 |  | 54.794 | 5.1094 | 3396.2 | [19 empty] | 17783 | 1.7591 | 13718 |  | 307.63
1 | 2300 |  | 0.035 | 15 | 15 |  | 2.3714e-11 | 0 | [6 empty] | 75.461 | 8.7822 | 0.54352 |  | 11810 |  | 264.83 |  | 54.895 | 5.1128 | 3868.1 | [19 empty] | 23714 | 2.1741 | 11810 |  | 264.83
1 | 2300 |  | 0.035 | 15 | 15 |  | 3.1623e-11 | 0 | [6 empty] | 87.712 | 10.242 | 0.65533 |  | 10349 |  | 232.07 |  | 54.952 | 5.1107 | 4239 | [19 empty] | 31623 | 2.6213 | 10349 |  | 232.07
1 | 2300 |  | 0.035 | 15 | 15 |  | 4.217e-11 | 0 | [6 empty] | 94.25 | 11.051 | 0.7433 |  | 9242.2 |  | 207.25 |  | 54.975 | 5.11 | 4693.9 | [19 empty] | 42170 | 2.9732 | 9242.2 |  | 207.25
1 | 2300 |  | 0.035 | 15 | 15 |  | 5.6234e-11 | 0 | [6 empty] | 112.11 | 13.151 | 0.88434 |  | 8407.5 |  | 188.54 |  | 55.013 | 5.1066 | 3810.5 | [19 empty] | 56234 | 3.5374 | 8407.5 |  | 188.54
1 | 2300 |  | 0.035 | 15 | 15 |  | 7.4989e-11 | 0 | [6 empty] | 119.5 | 14.051 | 0.97252 |  | 7730.7 |  | 173.36 |  | 55.023 | 5.1055 | 32565 | [19 empty] | 74989 | 3.8901 | 7730.7 |  | 173.36
1 | 2300 |  | 0.035 | 15 | 15 |  | 1e-10 | 0 | [6 empty] | 134.6 | 15.839 | 1.0947 |  | 7260 |  | 162.8 |  | 54.998 | 5.0915 | 21149 | [19 empty] | 100000 | 4.3788 | 7260 |  | 162.8
1 | 2400 |  | 0.035 | 15 | 15 |  | 1e-13 | 0 | [6 empty] | 8.1011e-05 | 0 | 0 |  | NaN |  | NaN |  | 0 | 0 | 5991.1 | [19 empty] | 100 | 0
1 | 2400 |  | 0.035 | 15 | 15 |  | 1.3335e-13 | 0 | [6 empty] | 8.1011e-05 | 0 | 0 |  | NaN |  | NaN |  | 0 | 0 | 3094.9 | [19 empty] | 133.35 | 0
1 | 2400 |  | 0.035 | 15 | 15 |  | 1.7783e-13 | 0 | [6 empty] | 8.1011e-05 | 0 | 0 |  | NaN |  | NaN |  | 0 | 0 | 905.05 | [19 empty] | 177.83 | 0
1 | 2400 |  | 0.035 | 15 | 15 |  | 2.3714e-13 | 0 | [6 empty] | 0.87243 | 0.11445 | 0.0011167 |  | 2758500 |  | 61859 |  | 31.185 | 3.1056 | 115.83 | [19 empty] | 237.14 | 0.0044668 | 2758500 |  | 61859
1 | 2400 |  | 0.035 | 15 | 15 |  | 3.1623e-13 | 0 | [6 empty] | 1.4337 | 0.16185 | 0.0022007 |  | 1425200 |  | 31959 |  | 37.297 | 3.7274 | 287.51 | [19 empty] | 316.23 | 0.0088028 | 1425200 |  | 31959
1 | 2400 |  | 0.035 | 15 | 15 |  | 4.217e-13 | 0 | [6 empty] | 2.1551 | 0.23078 | 0.004318 |  | 743160 |  | 16665 |  | 41.856 | 4.2019 | 153.68 | [19 empty] | 421.7 | 0.017272 | 743160 |  | 16665
1 | 2400 |  | 0.035 | 15 | 15 |  | 5.6234e-13 | 0 | [6 empty] | 3.0908 | 0.32801 | 0.0078763 |  | 418840 |  | 9392.3 |  | 45.332 | 4.5562 | 235.23 | [19 empty] | 562.34 | 0.031505 | 418840 |  | 9392.3
1 | 2400 |  | 0.035 | 15 | 15 |  | 7.4989e-13 | 0 | [6 empty] | 4.248 | 0.45502 | 0.013296 |  | 255850 |  | 5737.3 |  | 47.955 | 4.809 | 406.66 | [19 empty] | 749.89 | 0.053184 | 255850 |  | 5737.3
1 | 2400 |  | 0.035 | 15 | 15 |  | 1e-12 | 0 | [6 empty] | 5.736 | 0.62338 | 0.021115 |  | 166880 |  | 3742.2 |  | 50.066 | 4.9988 | 577.71 | [19 empty] | 1000 | 0.08446 | 166880 |  | 3742.2
1 | 2400 |  | 0.035 | 15 | 15 |  | 1.3335e-12 | 0 | [6 empty] | 7.6191 | 0.84077 | 0.032005 |  | 114530 |  | 2568.2 |  | 51.746 | 5.1402 | 798.64 | [19 empty] | 1333.5 | 0.12802 | 114530 |  | 2568.2
1 | 2400 |  | 0.035 | 15 | 15 |  | 1.7783e-12 | 0 | [6 empty] | 10.009 | 1.1201 | 0.046837 |  | 81792 |  | 1834.2 |  | 53.091 | 5.247 | 1056.5 | [19 empty] | 1778.3 | 0.18735 | 81792 |  | 1834.2
1 | 2400 |  | 0.035 | 15 | 15 |  | 2.3714e-12 | 0 | [6 empty] | 13.071 | 1.4808 | 0.066765 |  | 60310 |  | 1352.4 |  | 54.174 | 5.3288 | 1321 | [19 empty] | 2371.4 | 0.26706 | 60310 |  | 1352.4
1 | 2400 |  | 0.035 | 15 | 15 |  | 3.1623e-12 | 0 | [6 empty] | 16.935 | 1.9384 | 0.093171 |  | 45660 |  | 1023.9 |  | 55.03 | 5.391 | 1621.3 | [19 empty] | 3162.3 | 0.37268 | 45660 |  | 1023.9
1 | 2400 |  | 0.035 | 15 | 15 |  | 4.217e-12 | 0 | [6 empty] | 21.8 | 2.5171 | 0.12781 |  | 35359 |  | 792.92 |  | 55.707 | 5.4383 | 1942.3 | [19 empty] | 4217 | 0.51124 | 35359 |  | 792.92
1 | 2400 |  | 0.035 | 15 | 15 |  | 5.6234e-12 | 0 | [6 empty] | 27.855 | 3.2399 | 0.17269 |  | 27936 |  | 626.47 |  | 56.236 | 5.4741 | 2285.9 | [19 empty] | 5623.4 | 0.69076 | 27936 |  | 626.47
1 | 2400 |  | 0.035 | 15 | 15 |  | 7.4989e-12 | 0 | [6 empty] | 35.295 | 4.1306 | 0.23003 |  | 22483 |  | 504.18 |  | 56.646 | 5.5007 | 2646.1 | [19 empty] | 7498.9 | 0.92012 | 22483 |  | 504.18
1 | 2400 |  | 0.035 | 15 | 15 |  | 1e-11 | 0 | [6 empty] | 43.31 | 5.0976 | 0.29886 |  | 18428 |  | 413.25 |  | 56.937 | 5.5199 | 1962.5 | [19 empty] | 10000 | 1.1954 | 18428 |  | 413.25
1 | 2400 |  | 0.035 | 15 | 15 |  | 1.3335e-11 | 0 | [6 empty] | 52.893 | 6.2572 | 0.38297 |  | 15364 |  | 344.54 |  | 57.156 | 5.5304 | 10262 | [19 empty] | 13335 | 1.5319 | 15364 |  | 344.54
1 | 2400 |  | 0.035 | 15 | 15 |  | 1.7783e-11 | 0 | [6 empty] | 66.625 | 7.9073 | 0.49332 |  | 13018 |  | 291.94 |  | 57.352 | 5.5379 | 3770.1 | [19 empty] | 17783 | 1.9733 | 13018 |  | 291.94
1 | 2400 |  | 0.035 | 15 | 15 |  | 2.3714e-11 | 0 | [6 empty] | 78.048 | 9.2996 | 0.60419 |  | 11255 |  | 252.4 |  | 57.458 | 5.5415 | 4174 | [19 empty] | 23714 | 2.4168 | 11255 |  | 252.4
1 | 2400 |  | 0.035 | 15 | 15 |  | 3.1623e-11 | 0 | [6 empty] | 90.036 | 10.764 | 0.72344 |  | 9915.2 |  | 222.34 |  | 57.53 | 5.5418 | 4454.6 | [19 empty] | 31623 | 2.8938 | 9915.2 |  | 222.34
1 | 2400 |  | 0.035 | 15 | 15 |  | 4.217e-11 | 0 | [6 empty] | 99.683 | 11.952 | 0.83304 |  | 8912.5 |  | 199.86 |  | 57.581 | 5.5449 | 3010.6 | [19 empty] | 42170 | 3.3322 | 8912.5 |  | 199.86
1 | 2400 |  | 0.035 | 15 | 15 |  | 5.6234e-11 | 0 | [6 empty] | 112.45 | 13.517 | 0.95931 |  | 8121.9 |  | 182.13 |  | 57.59 | 5.5342 | 5123.2 | [19 empty] | 56234 | 3.8372 | 8121.9 |  | 182.13
1 | 2400 |  | 0.035 | 15 | 15 |  | 7.4989e-11 | 0 | [6 empty] | 120.11 | 14.474 | 1.0542 |  | 7530.6 |  | 168.87 |  | 57.594 | 5.5296 | 5668.7 | [19 empty] | 74989 | 4.2168 | 7530.6 |  | 168.87
1 | 2400 |  | 0.035 | 15 | 15 |  | 1e-10 | 0 | [6 empty] | 125.28 | 15.128 | 1.1283 |  | 7060.4 |  | 158.33 |  | 57.599 | 5.528 | 19071 | [19 empty] | 100000 | 4.5132 | 7060.4 |  | 158.33
1 | 2500 |  | 0.035 | 15 | 15 |  | 1e-13 | 0 | [6 empty] | 8.1011e-05 | 0 | 0 |  | NaN |  | NaN |  | 0 | 0 | 5890.1 | [19 empty] | 100 | 0
1 | 2500 |  | 0.035 | 15 | 15 |  | 1.3335e-13 | 0 | [6 empty] | 8.1011e-05 | 0 | 0 |  | NaN |  | NaN |  | 0 | 0 | 3014.2 | [19 empty] | 133.35 | 0
1 | 2500 |  | 0.035 | 15 | 15 |  | 1.7783e-13 | 0 | [6 empty] | 8.1011e-05 | 0 | 0 |  | NaN |  | NaN |  | 0 | 0 | 838.21 | [19 empty] | 177.83 | 0
1 | 2500 |  | 0.035 | 15 | 15 |  | 2.3714e-13 | 0 | [6 empty] | 0.88219 | 0.12143 | 0.0011131 |  | 2863300 |  | 64209 |  | 31.225 | 3.3682 | 52.791 | [19 empty] | 237.14 | 0.0044524 | 2863300 |  | 64209
1 | 2500 |  | 0.035 | 15 | 15 |  | 3.1623e-13 | 0 | [6 empty] | 1.3901 | 0.16506 | 0.0022478 |  | 1440200 |  | 32297 |  | 37.102 | 3.9595 | 36.759 | [19 empty] | 316.23 | 0.0089912 | 1440200 |  | 32297
1 | 2500 |  | 0.035 | 15 | 15 |  | 4.217e-13 | 0 | [6 empty] | 2.2671 | 0.24814 | 0.0045772 |  | 727540 |  | 16315 |  | 43.01 | 4.5605 | 143.95 | [19 empty] | 421.7 | 0.018309 | 727540 |  | 16315
1 | 2500 |  | 0.035 | 15 | 15 |  | 5.6234e-13 | 0 | [6 empty] | 3.254 | 0.35244 | 0.008525 |  | 402100 |  | 9017.1 |  | 46.776 | 4.9333 | 274.71 | [19 empty] | 562.34 | 0.0341 | 402100 |  | 9017.1
1 | 2500 |  | 0.035 | 15 | 15 |  | 7.4989e-13 | 0 | [6 empty] | 4.5038 | 0.49204 | 0.014596 |  | 242730 |  | 5443.3 |  | 49.688 | 5.2047 | 415.94 | [19 empty] | 749.89 | 0.058384 | 242730 |  | 5443.3
1 | 2500 |  | 0.035 | 15 | 15 |  | 1e-12 | 0 | [6 empty] | 6.0721 | 0.67333 | 0.023381 |  | 157210 |  | 3525.3 |  | 51.972 | 5.4032 | 630.04 | [19 empty] | 1000 | 0.093524 | 157210 |  | 3525.3
1 | 2500 |  | 0.035 | 15 | 15 |  | 1.3335e-12 | 0 | [6 empty] | 8.0601 | 0.9079 | 0.035642 |  | 107460 |  | 2409.9 |  | 53.799 | 5.5517 | 883.76 | [19 empty] | 1333.5 | 0.14257 | 107460 |  | 2409.9
1 | 2500 |  | 0.035 | 15 | 15 |  | 1.7783e-12 | 0 | [6 empty] | 10.608 | 1.2123 | 0.052387 |  | 76602 |  | 1717.8 |  | 55.276 | 5.665 | 1145.8 | [19 empty] | 1778.3 | 0.20955 | 76602 |  | 1717.8
1 | 2500 |  | 0.035 | 15 | 15 |  | 2.3714e-12 | 0 | [6 empty] | 13.826 | 1.6002 | 0.074845 |  | 56454 |  | 1266 |  | 56.45 | 5.7507 | 1450.8 | [19 empty] | 2371.4 | 0.29938 | 56454 |  | 1266
1 | 2500 |  | 0.035 | 15 | 15 |  | 3.1623e-12 | 0 | [6 empty] | 17.909 | 2.095 | 0.10463 |  | 42762 |  | 958.93 |  | 57.387 | 5.8163 | 1772.7 | [19 empty] | 3162.3 | 0.41852 | 42762 |  | 958.93
1 | 2500 |  | 0.035 | 15 | 15 |  | 4.217e-12 | 0 | [6 empty] | 23.018 | 2.7171 | 0.14362 |  | 33156 |  | 743.52 |  | 58.124 | 5.866 | 2127.2 | [19 empty] | 4217 | 0.57448 | 33156 |  | 743.52
1 | 2500 |  | 0.035 | 15 | 15 |  | 5.6234e-12 | 0 | [6 empty] | 29.39 | 3.4957 | 0.19411 |  | 26244 |  | 588.52 |  | 58.704 | 5.9037 | 2493.8 | [19 empty] | 5623.4 | 0.77644 | 26244 |  | 588.52
1 | 2500 |  | 0.035 | 15 | 15 |  | 7.4989e-12 | 0 | [6 empty] | 37.198 | 4.4527 | 0.25847 |  | 21170 |  | 474.73 |  | 59.152 | 5.9317 | 2877.4 | [19 empty] | 7498.9 | 1.0339 | 21170 |  | 474.73
1 | 2500 |  | 0.035 | 15 | 15 |  | 1e-11 | 0 | [6 empty] | 46.552 | 5.603 | 0.33881 |  | 17388 |  | 389.92 |  | 59.494 | 5.9518 | 3274.5 | [19 empty] | 10000 | 1.3552 | 17388 |  | 389.92
1 | 2500 |  | 0.035 | 15 | 15 |  | 1.3335e-11 | 0 | [6 empty] | 57.468 | 6.9497 | 0.43647 |  | 14539 |  | 326.04 |  | 59.748 | 5.9651 | 3670.7 | [19 empty] | 13335 | 1.7459 | 14539 |  | 326.04
1 | 2500 |  | 0.035 | 15 | 15 |  | 1.7783e-11 | 0 | [6 empty] | 69.661 | 8.4591 | 0.55061 |  | 12381 |  | 277.65 |  | 59.931 | 5.9731 | 3524.5 | [19 empty] | 17783 | 2.2024 | 12381 |  | 277.65
1 | 2500 |  | 0.035 | 15 | 15 |  | 2.3714e-11 | 0 | [6 empty] | 82.097 | 10.006 | 0.67524 |  | 10749 |  | 241.05 |  | 60.058 | 5.9787 | 29909 | [19 empty] | 23714 | 2.701 | 10749 |  | 241.05
1 | 2500 |  | 0.035 | 15 | 15 |  | 3.1623e-11 | 0 | [6 empty] | 95.758 | 11.712 | 0.81312 |  | 9492.8 |  | 212.87 |  | 60.126 | 5.9723 | 4794.2 | [19 empty] | 31623 | 3.2525 | 9492.8 |  | 212.87
1 | 2500 |  | 0.035 | 15 | 15 |  | 4.217e-11 | 0 | [6 empty] | 108.44 | 13.3 | 0.94838 |  | 8556.3 |  | 191.87 |  | 60.175 | 5.97 | 4567.9 | [19 empty] | 42170 | 3.7935 | 8556.3 |  | 191.87
1 | 2500 |  | 0.035 | 15 | 15 |  | 5.6234e-11 | 0 | [6 empty] | 117.68 | 14.47 | 1.0636 |  | 7853.9 |  | 176.12 |  | 60.204 | 5.9699 | 3176.6 | [19 empty] | 56234 | 4.2544 | 7853.9 |  | 176.12
1 | 2500 |  | 0.035 | 15 | 15 |  | 7.4989e-11 | 0 | [6 empty] | 127.38 | 15.702 | 1.1776 |  | 7309.3 |  | 163.91 |  | 60.198 | 5.9592 | 5280.7 | [19 empty] | 74989 | 4.7104 | 7309.3 |  | 163.91
1 | 2500 |  | 0.035 | 15 | 15 |  | 1e-10 | 0 | [6 empty] | 129.79 | 16.04 | 1.2402 |  | 6910.8 |  | 154.97 |  | 60.209 | 5.9613 | 5276.1 | [19 empty] | 100000 | 4.9608 | 6910.8 |  | 154.97
1 | 2600 |  | 0.035 | 15 | 15 |  | 1e-13 | 0 | [6 empty] | 8.1011e-05 | 0 | 0 |  | NaN |  | NaN |  | 0 | 0 | 7157.8 | [19 empty] | 100 | 0
1 | 2600 |  | 0.035 | 15 | 15 |  | 1.3335e-13 | 0 | [6 empty] | 8.1011e-05 | 0 | 0 |  | NaN |  | NaN |  | 0 | 0 | 3798.1 | [19 empty] | 133.35 | 0
1 | 2600 |  | 0.035 | 15 | 15 |  | 1.7783e-13 | 0 | [6 empty] | 8.1011e-05 | 0 | 0 |  | NaN |  | NaN |  | 0 | 0 | 1374.5 | [19 empty] | 177.83 | 0
1 | 2600 |  | 0.035 | 15 | 15 |  | 2.3714e-13 | 0 | [6 empty] | 0.90572 | 0.12981 | 0.0011089 |  | 2973200 |  | 66674 |  | 31.462 | 3.6527 | 41.527 | [19 empty] | 237.14 | 0.0044356 | 2973200 |  | 66674
1 | 2600 |  | 0.035 | 15 | 15 |  | 3.1623e-13 | 0 | [6 empty] | 1.5411 | 0.18448 | 0.0023299 |  | 1443500 |  | 32371 |  | 38.619 | 4.3682 | 48.352 | [19 empty] | 316.23 | 0.0093196 | 1443500 |  | 32371
1 | 2600 |  | 0.035 | 15 | 15 |  | 4.217e-13 | 0 | [6 empty] | 2.372 | 0.26562 | 0.0048542 |  | 711170 |  | 15948 |  | 44.118 | 4.9177 | 166.05 | [19 empty] | 421.7 | 0.019417 | 711170 |  | 15948
1 | 2600 |  | 0.035 | 15 | 15 |  | 5.6234e-13 | 0 | [6 empty] | 3.4197 | 0.37818 | 0.0092262 |  | 385770 |  | 8650.9 |  | 48.218 | 5.3134 | 307.99 | [19 empty] | 562.34 | 0.036905 | 385770 |  | 8650.9
1 | 2600 |  | 0.035 | 15 | 15 |  | 7.4989e-13 | 0 | [6 empty] | 4.7427 | 0.5286 | 0.015978 |  | 230640 |  | 5171.9 |  | 51.389 | 5.6029 | 464.26 | [19 empty] | 749.89 | 0.063912 | 230640 |  | 5171.9
1 | 2600 |  | 0.035 | 15 | 15 |  | 1e-12 | 0 | [6 empty] | 6.4081 | 0.725 | 0.025812 |  | 148400 |  | 3327.8 |  | 53.88 | 5.813 | 688.32 | [19 empty] | 1000 | 0.10325 | 148400 |  | 3327.8
1 | 2600 |  | 0.035 | 15 | 15 |  | 1.3335e-12 | 0 | [6 empty] | 8.523 | 0.97982 | 0.039577 |  | 101080 |  | 2266.6 |  | 55.873 | 5.9701 | 948.06 | [19 empty] | 1333.5 | 0.15831 | 101080 |  | 2266.6
1 | 2600 |  | 0.035 | 15 | 15 |  | 1.7783e-12 | 0 | [6 empty] | 11.193 | 1.3061 | 0.058358 |  | 71926 |  | 1612.9 |  | 57.463 | 6.0882 | 1257.2 | [19 empty] | 1778.3 | 0.23343 | 71926 |  | 1612.9
1 | 2600 |  | 0.035 | 15 | 15 |  | 2.3714e-12 | 0 | [6 empty] | 14.596 | 1.7255 | 0.083593 |  | 52987 |  | 1188.2 |  | 58.742 | 6.1785 | 1578.6 | [19 empty] | 2371.4 | 0.33437 | 52987 |  | 1188.2
1 | 2600 |  | 0.035 | 15 | 15 |  | 3.1623e-12 | 0 | [6 empty] | 18.871 | 2.2558 | 0.11699 |  | 40157 |  | 900.52 |  | 59.754 | 6.2469 | 1940.7 | [19 empty] | 3162.3 | 0.46796 | 40157 |  | 900.52
1 | 2600 |  | 0.035 | 15 | 15 |  | 4.217e-12 | 0 | [6 empty] | 24.267 | 2.9286 | 0.16087 |  | 31153 |  | 698.6 |  | 60.552 | 6.2966 | 2318.9 | [19 empty] | 4217 | 0.64348 | 31153 |  | 698.6
1 | 2600 |  | 0.035 | 15 | 15 |  | 5.6234e-12 | 0 | [6 empty] | 30.937 | 3.7629 | 0.2174 |  | 24703 |  | 553.96 |  | 61.181 | 6.336 | 2717.5 | [19 empty] | 5623.4 | 0.8696 | 24703 |  | 553.96
1 | 2600 |  | 0.035 | 15 | 15 |  | 7.4989e-12 | 0 | [6 empty] | 39.112 | 4.7888 | 0.28934 |  | 19971 |  | 447.86 |  | 61.668 | 6.3653 | 3124.6 | [19 empty] | 7498.9 | 1.1574 | 19971 |  | 447.86
1 | 2600 |  | 0.035 | 15 | 15 |  | 1e-11 | 0 | [6 empty] | 48.871 | 6.0176 | 0.37885 |  | 16446 |  | 368.81 |  | 62.039 | 6.3862 | 3544.6 | [19 empty] | 10000 | 1.5154 | 16446 |  | 368.81
1 | 2600 |  | 0.035 | 15 | 15 |  | 1.3335e-11 | 0 | [6 empty] | 60.18 | 7.4464 | 0.48705 |  | 13792 |  | 309.29 |  | 62.315 | 6.3999 | 3965.8 | [19 empty] | 13335 | 1.9482 | 13792 |  | 309.29
1 | 2600 |  | 0.035 | 15 | 15 |  | 1.7783e-11 | 0 | [6 empty] | 72.759 | 9.0418 | 0.61286 |  | 11782 |  | 264.22 |  | 62.513 | 6.4076 | 4376.9 | [19 empty] | 17783 | 2.4514 | 11782 |  | 264.22
1 | 2600 |  | 0.035 | 15 | 15 |  | 2.3714e-11 | 0 | [6 empty] | 83.568 | 10.431 | 0.73966 |  | 10269 |  | 230.28 |  | 62.635 | 6.4132 | 3810.6 | [19 empty] | 23714 | 2.9586 | 10269 |  | 230.28
1 | 2600 |  | 0.035 | 15 | 15 |  | 3.1623e-11 | 0 | [6 empty] | 96.109 | 12.036 | 0.88055 |  | 9116.2 |  | 204.43 |  | 62.728 | 6.414 | 2852.2 | [19 empty] | 31623 | 3.5222 | 9116.2 |  | 204.43
1 | 2600 |  | 0.035 | 15 | 15 |  | 4.217e-11 | 0 | [6 empty] | 111.14 | 13.957 | 1.0388 |  | 8227.6 |  | 184.5 |  | 62.773 | 6.4026 | 5348.1 | [19 empty] | 42170 | 4.1552 | 8227.6 |  | 184.5
1 | 2600 |  | 0.035 | 15 | 15 |  | 5.6234e-11 | 0 | [6 empty] | 120.59 | 15.187 | 1.1631 |  | 7573 |  | 169.82 |  | 62.798 | 6.3987 | 5790.7 | [19 empty] | 56234 | 4.6524 | 7573 |  | 169.82
1 | 2600 |  | 0.035 | 15 | 15 |  | 7.4989e-11 | 0 | [6 empty] | 130.5 | 16.468 | 1.2844 |  | 7080.1 |  | 158.77 |  | 62.811 | 6.393 | 6081 | [19 empty] | 74989 | 5.1376 | 7080.1 |  | 158.77
1 | 2600 |  | 0.035 | 15 | 15 |  | 1e-10 | 0 | [6 empty] | 140.77 | 17.787 | 1.401 |  | 6712 |  | 150.52 |  | 62.812 | 6.3856 | 6099.1 | [19 empty] | 100000 | 5.604 | 6712 |  | 150.52
1 | 2700 |  | 0.035 | 15 | 15 |  | 1e-13 | 0 | [6 empty] | 8.1011e-05 | 0 | 0 |  | NaN |  | NaN |  | 0 | 0 | 7046.6 | [19 empty] | 100 | 0
1 | 2700 |  | 0.035 | 15 | 15 |  | 1.3335e-13 | 0 | [6 empty] | 8.1011e-05 | 0 | 0 |  | NaN |  | NaN |  | 0 | 0 | 3708.8 | [19 empty] | 133.35 | 0
1 | 2700 |  | 0.035 | 15 | 15 |  | 1.7783e-13 | 0 | [6 empty] | 8.1011e-05 | 0 | 0 |  | NaN |  | NaN |  | 0 | 0 | 1301.1 | [19 empty] | 177.83 | 0
1 | 2700 |  | 0.035 | 15 | 15 |  | 2.3714e-13 | 0 | [6 empty] | 0.92517 | 0.13829 | 0.0011035 |  | 3088000 |  | 69249 |  | 31.643 | 3.9332 | 47.913 | [19 empty] | 237.14 | 0.004414 | 3088000 |  | 69249
1 | 2700 |  | 0.035 | 15 | 15 |  | 3.1623e-13 | 0 | [6 empty] | 1.5994 | 0.19703 | 0.0024 |  | 1449900 |  | 32513 |  | 39.307 | 4.6955 | 48.876 | [19 empty] | 316.23 | 0.0096 | 1449900 |  | 32513
1 | 2700 |  | 0.035 | 15 | 15 |  | 4.217e-13 | 0 | [6 empty] | 2.484 | 0.28456 | 0.0051524 |  | 694230 |  | 15568 |  | 45.253 | 5.2804 | 177.41 | [19 empty] | 421.7 | 0.02061 | 694230 |  | 15568
1 | 2700 |  | 0.035 | 15 | 15 |  | 5.6234e-13 | 0 | [6 empty] | 3.605 | 0.40679 | 0.0099715 |  | 370560 |  | 8309.7 |  | 49.716 | 5.7039 | 300.38 | [19 empty] | 562.34 | 0.039886 | 370560 |  | 8309.7
1 | 2700 |  | 0.035 | 15 | 15 |  | 7.4989e-13 | 0 | [6 empty] | 5.0056 | 0.56934 | 0.017504 |  | 218910 |  | 4909 |  | 53.123 | 6.0046 | 491 | [19 empty] | 749.89 | 0.070016 | 218910 |  | 4909
1 | 2700 |  | 0.035 | 15 | 15 |  | 1e-12 | 0 | [6 empty] | 6.7565 | 0.78027 | 0.028484 |  | 140050 |  | 3140.5 |  | 55.793 | 6.2235 | 755.7 | [19 empty] | 1000 | 0.11394 | 140050 |  | 3140.5
1 | 2700 |  | 0.035 | 15 | 15 |  | 1.3335e-12 | 0 | [6 empty] | 8.9808 | 1.0542 | 0.043878 |  | 95100 |  | 2132.6 |  | 57.936 | 6.3877 | 1049 | [19 empty] | 1333.5 | 0.17551 | 95100 |  | 2132.6
1 | 2700 |  | 0.035 | 15 | 15 |  | 1.7783e-12 | 0 | [6 empty] | 11.819 | 1.4086 | 0.064936 |  | 67587 |  | 1515.6 |  | 59.665 | 6.5123 | 1358.6 | [19 empty] | 1778.3 | 0.25974 | 67587 |  | 1515.6
1 | 2700 |  | 0.035 | 15 | 15 |  | 2.3714e-12 | 0 | [6 empty] | 15.388 | 1.8585 | 0.093176 |  | 49785 |  | 1116.4 |  | 61.037 | 6.6064 | 1721.1 | [19 empty] | 2371.4 | 0.3727 | 49785 |  | 1116.4
1 | 2700 |  | 0.035 | 15 | 15 |  | 3.1623e-12 | 0 | [6 empty] | 19.882 | 2.4289 | 0.13055 |  | 37757 |  | 846.7 |  | 62.13 | 6.678 | 2111.1 | [19 empty] | 3162.3 | 0.5222 | 37757 |  | 846.7
1 | 2700 |  | 0.035 | 15 | 15 |  | 4.217e-12 | 0 | [6 empty] | 25.519 | 3.1476 | 0.17944 |  | 29350 |  | 658.17 |  | 62.996 | 6.7325 | 2518.3 | [19 empty] | 4217 | 0.71776 | 29350 |  | 658.17
1 | 2700 |  | 0.035 | 15 | 15 |  | 5.6234e-12 | 0 | [6 empty] | 32.501 | 4.0413 | 0.2425 |  | 23313 |  | 522.8 |  | 63.675 | 6.7736 | 2944.3 | [19 empty] | 5623.4 | 0.97 | 23313 |  | 522.8
1 | 2700 |  | 0.035 | 15 | 15 |  | 7.4989e-12 | 0 | [6 empty] | 41.03 | 5.1378 | 0.32271 |  | 18877 |  | 423.31 |  | 64.195 | 6.8012 | 3389.3 | [19 empty] | 7498.9 | 1.2908 | 18877 |  | 423.31
1 | 2700 |  | 0.035 | 15 | 15 |  | 1e-11 | 0 | [6 empty] | 51.193 | 6.4479 | 0.42205 |  | 15584 |  | 349.47 |  | 64.596 | 6.8228 | 3831.1 | [19 empty] | 10000 | 1.6882 | 15584 |  | 349.47
1 | 2700 |  | 0.035 | 15 | 15 |  | 1.3335e-11 | 0 | [6 empty] | 62.906 | 7.9632 | 0.54154 |  | 13106 |  | 293.89 |  | 64.894 | 6.8369 | 4273.5 | [19 empty] | 13335 | 2.1662 | 13106 |  | 293.89
1 | 2700 |  | 0.035 | 15 | 15 |  | 1.7783e-11 | 0 | [6 empty] | 75.829 | 9.6418 | 0.6795 |  | 11230 |  | 251.84 |  | 65.107 | 6.8445 | 4705.9 | [19 empty] | 17783 | 2.718 | 11230 |  | 251.84
1 | 2700 |  | 0.035 | 15 | 15 |  | 2.3714e-11 | 0 | [6 empty] | 89.332 | 11.404 | 0.83085 |  | 9809.2 |  | 219.97 |  | 65.251 | 6.8467 | 5118.5 | [19 empty] | 23714 | 3.3234 | 9809.2 |  | 219.97
1 | 2700 |  | 0.035 | 15 | 15 |  | 3.1623e-11 | 0 | [6 empty] | 102.61 | 13.144 | 0.98745 |  | 8734.3 |  | 195.86 |  | 65.343 | 6.8449 | 5501.9 | [19 empty] | 31623 | 3.9498 | 8734.3 |  | 195.86
1 | 2700 |  | 0.035 | 15 | 15 |  | 4.217e-11 | 0 | [6 empty] | 113.06 | 14.537 | 1.1295 |  | 7920.7 |  | 177.62 |  | 65.384 | 6.8387 | 5794.7 | [19 empty] | 42170 | 4.518 | 7920.7 |  | 177.62
1 | 2700 |  | 0.035 | 15 | 15 |  | 5.6234e-11 | 0 | [6 empty] | 125.63 | 16.189 | 1.2807 |  | 7311.6 |  | 163.96 |  | 65.419 | 6.8324 | 6166.5 | [19 empty] | 56234 | 5.1228 | 7311.6 |  | 163.96
1 | 2700 |  | 0.035 | 15 | 15 |  | 7.4989e-11 | 0 | [6 empty] | 135.96 | 17.551 | 1.4116 |  | 6860.7 |  | 153.85 |  | 65.442 | 6.8291 | 5032.3 | [19 empty] | 74989 | 5.6464 | 6860.7 |  | 153.85
1 | 2700 |  | 0.035 | 15 | 15 |  | 1e-10 | 0 | [6 empty] | 139.87 | 18.098 | 1.4928 |  | 6520.9 |  | 146.23 |  | 65.45 | 6.8286 | 4305.5 | [19 empty] | 100000 | 5.9712 | 6520.9 |  | 146.23
1 | 2800 |  | 0.035 | 15 | 15 |  | 1e-13 | 0 | [6 empty] | 8.1011e-05 | 0 | 0 |  | NaN |  | NaN |  | 0 | 0 | 8237.6 | [19 empty] | 100 | 0
1 | 2800 |  | 0.035 | 15 | 15 |  | 1.3335e-13 | 0 | [6 empty] | 8.1011e-05 | 0 | 0 |  | NaN |  | NaN |  | 0 | 0 | 4501.8 | [19 empty] | 133.35 | 0
1 | 2800 |  | 0.035 | 15 | 15 |  | 1.7783e-13 | 0 | [6 empty] | 8.1011e-05 | 0 | 0 |  | NaN |  | NaN |  | 0 | 0 | 1758.9 | [19 empty] | 177.83 | 0
1 | 2800 |  | 0.035 | 15 | 15 |  | 2.3714e-13 | 0 | [6 empty] | 0.9487 | 0.14747 | 0.0010973 |  | 3207900 |  | 71937 |  | 31.886 | 4.221 | 41.41 | [19 empty] | 237.14 | 0.0043892 | 3207900 |  | 71937
1 | 2800 |  | 0.035 | 15 | 15 |  | 3.1623e-13 | 0 | [6 empty] | 1.6531 | 0.20978 | 0.0024739 |  | 1454000 |  | 32605 |  | 39.948 | 5.0203 | 68.931 | [19 empty] | 316.23 | 0.0098956 | 1454000 |  | 32605
1 | 2800 |  | 0.035 | 15 | 15 |  | 4.217e-13 | 0 | [6 empty] | 2.6155 | 0.30613 | 0.0054749 |  | 676910 |  | 15180 |  | 46.482 | 5.6543 | 144.42 | [19 empty] | 421.7 | 0.0219 | 676910 |  | 15180
1 | 2800 |  | 0.035 | 15 | 15 |  | 5.6234e-13 | 0 | [6 empty] | 3.7876 | 0.43641 | 0.01079 |  | 355180 |  | 7964.8 |  | 51.196 | 6.0928 | 324.81 | [19 empty] | 562.34 | 0.04316 | 355180 |  | 7964.8
1 | 2800 |  | 0.035 | 15 | 15 |  | 7.4989e-13 | 0 | [6 empty] | 5.264 | 0.61114 | 0.019152 |  | 207840 |  | 4660.8 |  | 54.845 | 6.4074 | 542.78 | [19 empty] | 749.89 | 0.076608 | 207840 |  | 4660.8
1 | 2800 |  | 0.035 | 15 | 15 |  | 1e-12 | 0 | [6 empty] | 7.1197 | 0.83929 | 0.031386 |  | 132280 |  | 2966.5 |  | 57.721 | 6.6373 | 816.34 | [19 empty] | 1000 | 0.12554 | 132280 |  | 2966.5
1 | 2800 |  | 0.035 | 15 | 15 |  | 1.3335e-12 | 0 | [6 empty] | 9.4755 | 1.1356 | 0.048572 |  | 89599 |  | 2009.2 |  | 60.028 | 6.8093 | 1121.6 | [19 empty] | 1333.5 | 0.19429 | 89599 |  | 2009.2
1 | 2800 |  | 0.035 | 15 | 15 |  | 1.7783e-12 | 0 | [6 empty] | 12.443 | 1.5145 | 0.072053 |  | 63613 |  | 1426.5 |  | 61.868 | 6.9384 | 1481.6 | [19 empty] | 1778.3 | 0.28821 | 63613 |  | 1426.5
1 | 2800 |  | 0.035 | 15 | 15 |  | 2.3714e-12 | 0 | [6 empty] | 16.196 | 1.9985 | 0.10358 |  | 46861 |  | 1050.8 |  | 63.343 | 7.0365 | 1869.7 | [19 empty] | 2371.4 | 0.41432 | 46861 |  | 1050.8
1 | 2800 |  | 0.035 | 15 | 15 |  | 3.1623e-12 | 0 | [6 empty] | 20.918 | 2.6113 | 0.14528 |  | 35568 |  | 797.61 |  | 64.518 | 7.1113 | 2287 | [19 empty] | 3162.3 | 0.58112 | 35568 |  | 797.61
1 | 2800 |  | 0.035 | 15 | 15 |  | 4.217e-12 | 0 | [6 empty] | 26.81 | 3.3801 | 0.19971 |  | 27686 |  | 620.85 |  | 65.446 | 7.168 | 2730.1 | [19 empty] | 4217 | 0.79884 | 27686 |  | 620.85
1 | 2800 |  | 0.035 | 15 | 15 |  | 5.6234e-12 | 0 | [6 empty] | 34.102 | 4.3352 | 0.26983 |  | 22031 |  | 494.03 |  | 66.175 | 7.2107 | 3187 | [19 empty] | 5623.4 | 1.0793 | 22031 |  | 494.03
1 | 2800 |  | 0.035 | 15 | 15 |  | 7.4989e-12 | 0 | [6 empty] | 42.964 | 5.5003 | 0.35853 |  | 17886 |  | 401.09 |  | 66.74 | 7.2421 | 3656.7 | [19 empty] | 7498.9 | 1.4341 | 17886 |  | 401.09
1 | 2800 |  | 0.035 | 15 | 15 |  | 1e-11 | 0 | [6 empty] | 53.532 | 6.8957 | 0.46857 |  | 14793 |  | 331.73 |  | 67.164 | 7.2614 | 4130.1 | [19 empty] | 10000 | 1.8743 | 14793 |  | 331.73
1 | 2800 |  | 0.035 | 15 | 15 |  | 1.3335e-11 | 0 | [6 empty] | 65.534 | 8.4861 | 0.59954 |  | 12474 |  | 279.73 |  | 67.482 | 7.2756 | 4600.3 | [19 empty] | 13335 | 2.3982 | 12474 |  | 279.73
1 | 2800 |  | 0.035 | 15 | 15 |  | 1.7783e-11 | 0 | [6 empty] | 78.871 | 10.259 | 0.75064 |  | 10720 |  | 240.4 |  | 67.712 | 7.2832 | 5050.2 | [19 empty] | 17783 | 3.0026 | 10720 |  | 240.4
1 | 2800 |  | 0.035 | 15 | 15 |  | 2.3714e-11 | 0 | [6 empty] | 92.628 | 12.098 | 0.91479 |  | 9392.8 |  | 210.63 |  | 67.868 | 7.2851 | 5477.9 | [19 empty] | 23714 | 3.6592 | 9392.8 |  | 210.63
1 | 2800 |  | 0.035 | 15 | 15 |  | 3.1623e-11 | 0 | [6 empty] | 106.03 | 13.898 | 1.0832 |  | 8389.8 |  | 188.14 |  | 67.967 | 7.2828 | 5874.1 | [19 empty] | 31623 | 4.3328 | 8389.8 |  | 188.14
1 | 2800 |  | 0.035 | 15 | 15 |  | 4.217e-11 | 0 | [6 empty] | 118.32 | 15.557 | 1.2457 |  | 7634.8 |  | 171.21 |  | 68.025 | 7.278 | 6232.4 | [19 empty] | 42170 | 4.9828 | 7634.8 |  | 171.21
1 | 2800 |  | 0.035 | 15 | 15 |  | 5.6234e-11 | 0 | [6 empty] | 129.85 | 17.116 | 1.3997 |  | 7068.3 |  | 158.51 |  | 68.059 | 7.2713 | 6470.8 | [19 empty] | 56234 | 5.5988 | 7068.3 |  | 158.51
1 | 2800 |  | 0.035 | 15 | 15 |  | 7.4989e-11 | 0 | [6 empty] | 137.92 | 18.227 | 1.5241 |  | 6640.6 |  | 148.91 |  | 68.066 | 7.2631 | 6823 | [19 empty] | 74989 | 6.0964 | 6640.6 |  | 148.91
1 | 2800 |  | 0.035 | 15 | 15 |  | 1e-10 | 0 | [6 empty] | 144.48 | 19.132 | 1.6282 |  | 6323.4 |  | 141.8 |  | 68.073 | 7.2583 | 7002.5 | [19 empty] | 100000 | 6.5128 | 6323.4 |  | 141.8
1 | 2900 |  | 0.035 | 15 | 15 |  | 1e-13 | 0 | [6 empty] | 8.1011e-05 | 0 | 0 |  | NaN |  | NaN |  | 0 | 0 | 8118.2 | [19 empty] | 100 | 0
1 | 2900 |  | 0.035 | 15 | 15 |  | 1.3335e-13 | 0 | [6 empty] | 8.1011e-05 | 0 | 0 |  | NaN |  | NaN |  | 0 | 0 | 4404.5 | [19 empty] | 133.35 | 0
1 | 2900 |  | 0.035 | 15 | 15 |  | 1.7783e-13 | 0 | [6 empty] | 8.1011e-05 | 0 | 0 |  | NaN |  | NaN |  | 0 | 0 | 1677.7 | [19 empty] | 177.83 | 0
1 | 2900 |  | 0.035 | 15 | 15 |  | 2.3714e-13 | 0 | [6 empty] | 0.97321 | 0.15707 | 0.0010865 |  | 3345200 |  | 75015 |  | 32.144 | 4.5146 | 119.18 | [19 empty] | 237.14 | 0.004346 | 3345200 |  | 75015
1 | 2900 |  | 0.035 | 15 | 15 |  | 3.1623e-13 | 0 | [6 empty] | 1.7263 | 0.22475 | 0.0025528 |  | 1456700 |  | 32666 |  | 40.758 | 5.3633 | 37.561 | [19 empty] | 316.23 | 0.010211 | 1456700 |  | 32666
1 | 2900 |  | 0.035 | 15 | 15 |  | 4.217e-13 | 0 | [6 empty] | 2.6692 | 0.32095 | 0.0057928 |  | 660610 |  | 14814 |  | 47.297 | 5.994 | 283.12 | [19 empty] | 421.7 | 0.023171 | 660610 |  | 14814
1 | 2900 |  | 0.035 | 15 | 15 |  | 5.6234e-13 | 0 | [6 empty] | 3.9728 | 0.46742 | 0.011673 |  | 340300 |  | 7631.1 |  | 52.679 | 6.4839 | 356.26 | [19 empty] | 562.34 | 0.046692 | 340300 |  | 7631.1
1 | 2900 |  | 0.035 | 15 | 15 |  | 7.4989e-13 | 0 | [6 empty] | 5.5385 | 0.65628 | 0.020938 |  | 197420 |  | 4427 |  | 56.595 | 6.8142 | 577.13 | [19 empty] | 749.89 | 0.083752 | 197420 |  | 4427
1 | 2900 |  | 0.035 | 15 | 15 |  | 1e-12 | 0 | [6 empty] | 7.4876 | 0.90096 | 0.034523 |  | 125080 |  | 2804.8 |  | 59.654 | 7.0531 | 886.47 | [19 empty] | 1000 | 0.13809 | 125080 |  | 2804.8
1 | 2900 |  | 0.035 | 15 | 15 |  | 1.3335e-12 | 0 | [6 empty] | 9.9554 | 1.2182 | 0.053623 |  | 84530 |  | 1895.6 |  | 62.11 | 7.2317 | 1230.9 | [19 empty] | 1333.5 | 0.21449 | 84530 |  | 1895.6
1 | 2900 |  | 0.035 | 15 | 15 |  | 1.7783e-12 | 0 | [6 empty] | 13.071 | 1.6248 | 0.079742 |  | 59970 |  | 1344.8 |  | 64.078 | 7.3662 | 1618.2 | [19 empty] | 1778.3 | 0.31897 | 59970 |  | 1344.8
1 | 2900 |  | 0.035 | 15 | 15 |  | 2.3714e-12 | 0 | [6 empty] | 17.008 | 2.1437 | 0.1148 |  | 44187 |  | 990.88 |  | 65.656 | 7.4685 | 2035.3 | [19 empty] | 2371.4 | 0.4592 | 44187 |  | 990.88
1 | 2900 |  | 0.035 | 15 | 15 |  | 3.1623e-12 | 0 | [6 empty] | 21.963 | 2.8014 | 0.16118 |  | 33569 |  | 752.77 |  | 66.915 | 7.5464 | 2476.1 | [19 empty] | 3162.3 | 0.64472 | 33569 |  | 752.77
1 | 2900 |  | 0.035 | 15 | 15 |  | 4.217e-12 | 0 | [6 empty] | 28.114 | 3.6223 | 0.22159 |  | 26165 |  | 586.75 |  | 67.907 | 7.6053 | 2955 | [19 empty] | 4217 | 0.88636 | 26165 |  | 586.75
1 | 2900 |  | 0.035 | 15 | 15 |  | 5.6234e-12 | 0 | [6 empty] | 35.717 | 4.6411 | 0.29928 |  | 20857 |  | 467.71 |  | 68.686 | 7.6496 | 3443.2 | [19 empty] | 5623.4 | 1.1971 | 20857 |  | 467.71
1 | 2900 |  | 0.035 | 15 | 15 |  | 7.4989e-12 | 0 | [6 empty] | 44.932 | 5.8809 | 0.39731 |  | 16968 |  | 380.51 |  | 69.29 | 7.6821 | 3941.9 | [19 empty] | 7498.9 | 1.5892 | 16968 |  | 380.51
1 | 2900 |  | 0.035 | 15 | 15 |  | 1e-11 | 0 | [6 empty] | 55.829 | 7.3523 | 0.51803 |  | 14074 |  | 315.62 |  | 69.75 | 7.7047 | 4442.7 | [19 empty] | 10000 | 2.0721 | 14074 |  | 315.62
1 | 2900 |  | 0.035 | 15 | 15 |  | 1.3335e-11 | 0 | [6 empty] | 68.335 | 9.0489 | 0.6624 |  | 11892 |  | 266.68 |  | 70.086 | 7.7161 | 4933.7 | [19 empty] | 13335 | 2.6496 | 11892 |  | 266.68
1 | 2900 |  | 0.035 | 15 | 15 |  | 1.7783e-11 | 0 | [6 empty] | 81.892 | 10.895 | 0.82641 |  | 10249 |  | 229.83 |  | 70.329 | 7.7234 | 5408.7 | [19 empty] | 17783 | 3.3056 | 10249 |  | 229.83
1 | 2900 |  | 0.035 | 15 | 15 |  | 2.3714e-11 | 0 | [6 empty] | 95.867 | 12.807 | 1.0037 |  | 9006.3 |  | 201.96 |  | 70.495 | 7.725 | 5852.9 | [19 empty] | 23714 | 4.0148 | 9006.3 |  | 201.96
1 | 2900 |  | 0.035 | 15 | 15 |  | 3.1623e-11 | 0 | [6 empty] | 109.37 | 14.665 | 1.1841 |  | 8068.5 |  | 180.93 |  | 70.602 | 7.7223 | 6262.7 | [19 empty] | 31623 | 4.7364 | 8068.5 |  | 180.93
1 | 2900 |  | 0.035 | 15 | 15 |  | 4.217e-11 | 0 | [6 empty] | 121.67 | 16.365 | 1.3568 |  | 7363.3 |  | 165.12 |  | 70.665 | 7.7169 | 6629.4 | [19 empty] | 42170 | 5.4272 | 7363.3 |  | 165.12
1 | 2900 |  | 0.035 | 15 | 15 |  | 5.6234e-11 | 0 | [6 empty] | 132.26 | 17.839 | 1.5133 |  | 6834.6 |  | 153.26 |  | 70.7 | 7.7105 | 6952 | [19 empty] | 56234 | 6.0532 | 6834.6 |  | 153.26
1 | 2900 |  | 0.035 | 15 | 15 |  | 7.4989e-11 | 0 | [6 empty] | 138.91 | 18.782 | 1.6326 |  | 6444.3 |  | 144.51 |  | 70.725 | 7.71 | 4842.2 | [19 empty] | 74989 | 6.5304 | 6444.3 |  | 144.51
1 | 2900 |  | 0.035 | 15 | 15 |  | 1e-10 | 0 | [6 empty] | 148.18 | 20.072 | 1.7632 |  | 6140.4 |  | 137.7 |  | 70.72 | 7.6952 | 7449.4 | [19 empty] | 100000 | 7.0528 | 6140.4 |  | 137.7
1 | 3000 |  | 0.035 | 15 | 15 |  | 1e-13 | 0 | [6 empty] | 8.1011e-05 | 0 | 0 |  | NaN |  | NaN |  | 0 | 0 | 7999.9 | [19 empty] | 100 | 0
1 | 3000 |  | 0.035 | 15 | 15 |  | 1.3335e-13 | 0 | [6 empty] | 8.1011e-05 | 0 | 0 |  | NaN |  | NaN |  | 0 | 0 | 4308.3 | [19 empty] | 133.35 | 0
1 | 3000 |  | 0.035 | 15 | 15 |  | 1.7783e-13 | 0 | [6 empty] | 8.1011e-05 | 0 | 0 |  | NaN |  | NaN |  | 0 | 0 | 1597.6 | [19 empty] | 177.83 | 0
1 | 3000 |  | 0.035 | 15 | 15 |  | 2.3714e-13 | 0 | [6 empty] | 0.96858 | 0.16471 | 0.0010759 |  | 3482500 |  | 78095 |  | 31.985 | 4.7642 | 27.454 | [19 empty] | 237.14 | 0.0043036 | 3482500 |  | 78095
1 | 3000 |  | 0.035 | 15 | 15 |  | 3.1623e-13 | 0 | [6 empty] | 1.7846 | 0.23906 | 0.0026361 |  | 1456600 |  | 32665 |  | 41.431 | 5.6945 | 55.767 | [19 empty] | 316.23 | 0.010544 | 1456600 |  | 32665
1 | 3000 |  | 0.035 | 15 | 15 |  | 4.217e-13 | 0 | [6 empty] | 2.8519 | 0.3491 | 0.0061739 |  | 642440 |  | 14407 |  | 48.788 | 6.3962 | 171.99 | [19 empty] | 421.7 | 0.024696 | 642440 |  | 14407
1 | 3000 |  | 0.035 | 15 | 15 |  | 5.6234e-13 | 0 | [6 empty] | 4.1749 | 0.50137 | 0.012629 |  | 325960 |  | 7309.5 |  | 54.21 | 6.8808 | 359.81 | [19 empty] | 562.34 | 0.050516 | 325960 |  | 7309.5
1 | 3000 |  | 0.035 | 15 | 15 |  | 7.4989e-13 | 0 | [6 empty] | 5.8091 | 0.70258 | 0.022861 |  | 187590 |  | 4206.7 |  | 58.334 | 7.2218 | 634.81 | [19 empty] | 749.89 | 0.091444 | 187590 |  | 4206.7
1 | 3000 |  | 0.035 | 15 | 15 |  | 1e-12 | 0 | [6 empty] | 7.8749 | 0.96709 | 0.03792 |  | 118380 |  | 2654.6 |  | 61.611 | 7.4722 | 941.74 | [19 empty] | 1000 | 0.15168 | 118380 |  | 2654.6
1 | 3000 |  | 0.035 | 15 | 15 |  | 1.3335e-12 | 0 | [6 empty] | 10.45 | 1.3054 | 0.059082 |  | 79856 |  | 1790.8 |  | 64.205 | 7.6564 | 1339 | [19 empty] | 1333.5 | 0.23633 | 79856 |  | 1790.8
1 | 3000 |  | 0.035 | 15 | 15 |  | 1.7783e-12 | 0 | [6 empty] | 13.734 | 1.7431 | 0.088079 |  | 56626 |  | 1269.8 |  | 66.31 | 7.7967 | 1739.8 | [19 empty] | 1778.3 | 0.35232 | 56626 |  | 1269.8
1 | 3000 |  | 0.035 | 15 | 15 |  | 2.3714e-12 | 0 | [6 empty] | 17.855 | 2.2985 | 0.12696 |  | 41738 |  | 935.96 |  | 67.987 | 7.9027 | 2191.9 | [19 empty] | 2371.4 | 0.50784 | 41738 |  | 935.96
1 | 3000 |  | 0.035 | 15 | 15 |  | 3.1623e-12 | 0 | [6 empty] | 23.018 | 2.9992 | 0.1783 |  | 31738 |  | 711.72 |  | 69.323 | 7.9832 | 2678 | [19 empty] | 3162.3 | 0.7132 | 31738 |  | 711.72
1 | 3000 |  | 0.035 | 15 | 15 |  | 4.217e-12 | 0 | [6 empty] | 29.441 | 3.8758 | 0.24516 |  | 24773 |  | 555.53 |  | 70.38 | 8.0443 | 3187.5 | [19 empty] | 4217 | 0.98064 | 24773 |  | 555.53
1 | 3000 |  | 0.035 | 15 | 15 |  | 5.6234e-12 | 0 | [6 empty] | 37.361 | 4.9613 | 0.33098 |  | 19781 |  | 443.59 |  | 71.21 | 8.0902 | 3706.7 | [19 empty] | 5623.4 | 1.3239 | 19781 |  | 443.59
1 | 3000 |  | 0.035 | 15 | 15 |  | 7.4989e-12 | 0 | [6 empty] | 46.92 | 6.2768 | 0.43893 |  | 16126 |  | 361.62 |  | 71.853 | 8.1236 | 4238.5 | [19 empty] | 7498.9 | 1.7557 | 16126 |  | 361.62
1 | 3000 |  | 0.035 | 15 | 15 |  | 1e-11 | 0 | [6 empty] | 58.187 | 7.8334 | 0.5714 |  | 13406 |  | 300.63 |  | 72.342 | 8.1468 | 4767 | [19 empty] | 10000 | 2.2856 | 13406 |  | 300.63
1 | 3000 |  | 0.035 | 15 | 15 |  | 1.3335e-11 | 0 | [6 empty] | 70.991 | 9.6096 | 0.72843 |  | 11362 |  | 254.78 |  | 72.705 | 8.1611 | 5283 | [19 empty] | 13335 | 2.9137 | 11362 |  | 254.78
1 | 3000 |  | 0.035 | 15 | 15 |  | 1.7783e-11 | 0 | [6 empty] | 84.894 | 11.548 | 0.90688 |  | 9813.1 |  | 220.06 |  | 72.958 | 8.1651 | 5780.3 | [19 empty] | 17783 | 3.6275 | 9813.1 |  | 220.06
1 | 3000 |  | 0.035 | 15 | 15 |  | 2.3714e-11 | 0 | [6 empty] | 99.054 | 13.532 | 1.0977 |  | 8647.4 |  | 193.92 |  | 73.134 | 8.1662 | 6242.7 | [19 empty] | 23714 | 4.3908 | 8647.4 |  | 193.92
1 | 3000 |  | 0.035 | 15 | 15 |  | 3.1623e-11 | 0 | [6 empty] | 112.64 | 15.446 | 1.2903 |  | 7768.7 |  | 174.21 |  | 73.247 | 8.1629 | 6665.2 | [19 empty] | 31623 | 5.1612 | 7768.7 |  | 174.21
1 | 3000 |  | 0.035 | 15 | 15 |  | 4.217e-11 | 0 | [6 empty] | 124.91 | 17.184 | 1.4733 |  | 7108.7 |  | 159.41 |  | 73.316 | 8.1571 | 7042.9 | [19 empty] | 42170 | 5.8932 | 7108.7 |  | 159.41
1 | 3000 |  | 0.035 | 15 | 15 |  | 5.6234e-11 | 0 | [6 empty] | 135.46 | 18.686 | 1.6382 |  | 6614.3 |  | 148.32 |  | 73.355 | 8.1503 | 7369.5 | [19 empty] | 56234 | 6.5528 | 6614.3 |  | 148.32
1 | 3000 |  | 0.035 | 15 | 15 |  | 7.4989e-11 | 0 | [6 empty] | 144.14 | 19.928 | 1.7801 |  | 6244.7 |  | 140.04 |  | 73.376 | 8.1434 | 7648.2 | [19 empty] | 74989 | 7.1204 | 6244.7 |  | 140.04
1 | 3000 |  | 0.035 | 15 | 15 |  | 1e-10 | 0 | [6 empty] | 151.06 | 20.925 | 1.8979 |  | 5968.5 |  | 133.84 |  | 73.386 | 8.1373 | 7880.3 | [19 empty] | 100000 | 7.5916 | 5968.5 |  | 133.84
1 | 3100 |  | 0.035 | 15 | 15 |  | 1e-13 | 0 | [6 empty] | 8.1011e-05 | 0 | 0 |  | NaN |  | NaN |  | 0 | 0 | 9193.7 | [19 empty] | 100 | 0
1 | 3100 |  | 0.035 | 15 | 15 |  | 1.3335e-13 | 0 | [6 empty] | 8.1011e-05 | 0 | 0 |  | NaN |  | NaN |  | 0 | 0 | 5078.3 | [19 empty] | 133.35 | 0
1 | 3100 |  | 0.035 | 15 | 15 |  | 1.7783e-13 | 0 | [6 empty] | 8.1011e-05 | 0 | 0 |  | NaN |  | NaN |  | 0 | 0 | 2058.6 | [19 empty] | 177.83 | 0
1 | 3100 |  | 0.035 | 15 | 15 |  | 2.3714e-13 | 0 | [6 empty] | 1.0464 | 0.17959 | 0.0010681 |  | 3623500 |  | 81256 |  | 33.012 | 5.1334 | 27.662 | [19 empty] | 237.14 | 0.0042724 | 3623500 |  | 81256
1 | 3100 |  | 0.035 | 15 | 15 |  | 3.1623e-13 | 0 | [6 empty] | 1.8578 | 0.25525 | 0.0027249 |  | 1455000 |  | 32627 |  | 42.234 | 6.0395 | 38.144 | [19 empty] | 316.23 | 0.0109 | 1455000 |  | 32627
1 | 3100 |  | 0.035 | 15 | 15 |  | 4.217e-13 | 0 | [6 empty] | 2.9787 | 0.37274 | 0.0065695 |  | 624160 |  | 13997 |  | 49.978 | 6.7716 | 182.99 | [19 empty] | 421.7 | 0.026278 | 624160 |  | 13997
1 | 3100 |  | 0.035 | 15 | 15 |  | 5.6234e-13 | 0 | [6 empty] | 4.3601 | 0.5347 | 0.01365 |  | 312130 |  | 6999.4 |  | 55.684 | 7.2743 | 417.41 | [19 empty] | 562.34 | 0.0546 | 312130 |  | 6999.4
1 | 3100 |  | 0.035 | 15 | 15 |  | 7.4989e-13 | 0 | [6 empty] | 6.0844 | 0.75101 | 0.02493 |  | 178350 |  | 3999.5 |  | 60.079 | 7.6313 | 698.01 | [19 empty] | 749.89 | 0.09972 | 178350 |  | 3999.5
1 | 3100 |  | 0.035 | 15 | 15 |  | 1e-12 | 0 | [6 empty] | 8.2575 | 1.0349 | 0.04157 |  | 112150 |  | 2515 |  | 63.563 | 7.892 | 1020.8 | [19 empty] | 1000 | 0.16628 | 112150 |  | 2515
1 | 3100 |  | 0.035 | 15 | 15 |  | 1.3335e-12 | 0 | [6 empty] | 10.971 | 1.3988 | 0.064987 |  | 75544 |  | 1694.1 |  | 66.326 | 8.0838 | 1430.6 | [19 empty] | 1333.5 | 0.25995 | 75544 |  | 1694.1
1 | 3100 |  | 0.035 | 15 | 15 |  | 1.7783e-12 | 0 | [6 empty] | 14.394 | 1.8652 | 0.097033 |  | 53552 |  | 1200.9 |  | 68.546 | 8.2284 | 1881 | [19 empty] | 1778.3 | 0.38813 | 53552 |  | 1200.9
1 | 3100 |  | 0.035 | 15 | 15 |  | 2.3714e-12 | 0 | [6 empty] | 18.706 | 2.4588 | 0.14002 |  | 39491 |  | 885.57 |  | 70.327 | 8.3382 | 2364.6 | [19 empty] | 2371.4 | 0.56008 | 39491 |  | 885.57
1 | 3100 |  | 0.035 | 15 | 15 |  | 3.1623e-12 | 0 | [6 empty] | 24.102 | 3.2073 | 0.19675 |  | 30060 |  | 674.08 |  | 71.745 | 8.4216 | 2881 | [19 empty] | 3162.3 | 0.787 | 30060 |  | 674.08
1 | 3100 |  | 0.035 | 15 | 15 |  | 4.217e-12 | 0 | [6 empty] | 30.786 | 4.14 | 0.27048 |  | 23496 |  | 526.89 |  | 72.864 | 8.4847 | 3429.8 | [19 empty] | 4217 | 1.0819 | 23496 |  | 526.89
1 | 3100 |  | 0.035 | 15 | 15 |  | 5.6234e-12 | 0 | [6 empty] | 39.02 | 5.2939 | 0.36497 |  | 18794 |  | 421.45 |  | 73.746 | 8.532 | 3982 | [19 empty] | 5623.4 | 1.4599 | 18794 |  | 421.45
1 | 3100 |  | 0.035 | 15 | 15 |  | 7.4989e-12 | 0 | [6 empty] | 48.93 | 6.6886 | 0.48351 |  | 15351 |  | 344.24 |  | 74.427 | 8.5664 | 4544.7 | [19 empty] | 7498.9 | 1.934 | 15351 |  | 344.24
1 | 3100 |  | 0.035 | 15 | 15 |  | 1e-11 | 0 | [6 empty] | 60.562 | 8.3324 | 0.62842 |  | 12790 |  | 286.81 |  | 74.946 | 8.59 | 5101.9 | [19 empty] | 10000 | 2.5137 | 12790 |  | 286.81
1 | 3100 |  | 0.035 | 15 | 15 |  | 1.3335e-11 | 0 | [6 empty] | 73.695 | 10.196 | 0.79921 |  | 10866 |  | 243.66 |  | 75.329 | 8.6044 | 5645.7 | [19 empty] | 13335 | 3.1968 | 10866 |  | 243.66
1 | 3100 |  | 0.035 | 15 | 15 |  | 1.7783e-11 | 0 | [6 empty] | 87.817 | 12.21 | 0.99143 |  | 9413.6 |  | 211.1 |  | 75.603 | 8.611 | 6163.3 | [19 empty] | 17783 | 3.9657 | 9413.6 |  | 211.1
1 | 3100 |  | 0.035 | 15 | 15 |  | 2.3714e-11 | 0 | [6 empty] | 102.2 | 14.273 | 1.1968 |  | 8313.7 |  | 186.43 |  | 75.783 | 8.6085 | 6645.2 | [19 empty] | 23714 | 4.7872 | 8313.7 |  | 186.43
1 | 3100 |  | 0.035 | 15 | 15 |  | 3.1623e-11 | 0 | [6 empty] | 115.85 | 16.24 | 1.4018 |  | 7488.9 |  | 167.94 |  | 75.904 | 8.6047 | 7081.5 | [19 empty] | 31623 | 5.6072 | 7488.9 |  | 167.94
1 | 3100 |  | 0.035 | 15 | 15 |  | 4.217e-11 | 0 | [6 empty] | 128.09 | 18.016 | 1.5952 |  | 6869.9 |  | 154.06 |  | 75.978 | 8.5984 | 7469 | [19 empty] | 42170 | 6.3808 | 6869.9 |  | 154.06
1 | 3100 |  | 0.035 | 15 | 15 |  | 5.6234e-11 | 0 | [6 empty] | 138.56 | 19.542 | 1.7684 |  | 6406.6 |  | 143.67 |  | 76.02 | 8.5911 | 7802.2 | [19 empty] | 56234 | 7.0736 | 6406.6 |  | 143.67
1 | 3100 |  | 0.035 | 15 | 15 |  | 7.4989e-11 | 0 | [6 empty] | 147.14 | 20.8 | 1.9167 |  | 6060.5 |  | 135.91 |  | 76.044 | 8.584 | 8084.6 | [19 empty] | 74989 | 7.6668 | 6060.5 |  | 135.91
1 | 3100 |  | 0.035 | 15 | 15 |  | 1e-10 | 0 | [6 empty] | 153.99 | 21.81 | 2.0395 |  | 5802 |  | 130.11 |  | 76.056 | 8.5776 | 8316.8 | [19 empty] | 100000 | 8.158 | 5802 |  | 130.11
1 | 3200 |  | 0.035 | 15 | 15 |  | 1e-13 | 0 | [6 empty] | 8.1011e-05 | 0 | 0 |  | NaN |  | NaN |  | 0 | 0 | 9068.8 | [19 empty] | 100 | 0
1 | 3200 |  | 0.035 | 15 | 15 |  | 1.3335e-13 | 0 | [6 empty] | 8.1011e-05 | 0 | 0 |  | NaN |  | NaN |  | 0 | 0 | 4976.4 | [19 empty] | 133.35 | 0
1 | 3200 |  | 0.035 | 15 | 15 |  | 1.7783e-13 | 0 | [6 empty] | 8.1011e-05 | 0 | 0 |  | NaN |  | NaN |  | 0 | 0 | 1973.4 | [19 empty] | 177.83 | 0
1 | 3200 |  | 0.035 | 15 | 15 |  | 2.3714e-13 | 0 | [6 empty] | 1.0658 | 0.19004 | 0.0010579 |  | 3770100 |  | 84544 |  | 33.206 | 5.4196 | 11.091 | [19 empty] | 237.14 | 0.0042316 | 3770100 |  | 84544
1 | 3200 |  | 0.035 | 15 | 15 |  | 3.1623e-13 | 0 | [6 empty] | 1.9115 | 0.27033 | 0.0028188 |  | 1450400 |  | 32525 |  | 42.858 | 6.3684 | 80.5 | [19 empty] | 316.23 | 0.011275 | 1450400 |  | 32525
1 | 3200 |  | 0.035 | 15 | 15 |  | 4.217e-13 | 0 | [6 empty] | 3.1102 | 0.39771 | 0.0069944 |  | 605770 |  | 13584 |  | 51.188 | 7.1502 | 191.66 | [19 empty] | 421.7 | 0.027978 | 605770 |  | 13584
1 | 3200 |  | 0.035 | 15 | 15 |  | 5.6234e-13 | 0 | [6 empty] | 4.577 | 0.57268 | 0.014759 |  | 298870 |  | 6702.2 |  | 57.256 | 7.6772 | 411.2 | [19 empty] | 562.34 | 0.059036 | 298870 |  | 6702.2
1 | 3200 |  | 0.035 | 15 | 15 |  | 7.4989e-13 | 0 | [6 empty] | 6.3887 | 0.80448 | 0.027172 |  | 169670 |  | 3804.9 |  | 61.883 | 8.0463 | 717.23 | [19 empty] | 749.89 | 0.10869 | 169670 |  | 3804.9
1 | 3200 |  | 0.035 | 15 | 15 |  | 1e-12 | 0 | [6 empty] | 8.6519 | 1.1064 | 0.045499 |  | 106370 |  | 2385.3 |  | 65.532 | 8.314 | 1096.9 | [19 empty] | 1000 | 0.182 | 106370 |  | 2385.3
1 | 3200 |  | 0.035 | 15 | 15 |  | 1.3335e-12 | 0 | [6 empty] | 11.49 | 1.495 | 0.071319 |  | 71560 |  | 1604.7 |  | 68.448 | 8.5122 | 1542.1 | [19 empty] | 1333.5 | 0.28528 | 71560 |  | 1604.7
1 | 3200 |  | 0.035 | 15 | 15 |  | 1.7783e-12 | 0 | [6 empty] | 15.078 | 1.9942 | 0.10668 |  | 50722 |  | 1137.4 |  | 70.8 | 8.662 | 2016.8 | [19 empty] | 1778.3 | 0.42672 | 50722 |  | 1137.4
1 | 3200 |  | 0.035 | 15 | 15 |  | 2.3714e-12 | 0 | [6 empty] | 19.568 | 2.6259 | 0.15404 |  | 37425 |  | 839.25 |  | 72.677 | 8.7751 | 2545.4 | [19 empty] | 2371.4 | 0.61616 | 37425 |  | 839.25
1 | 3200 |  | 0.035 | 15 | 15 |  | 3.1623e-12 | 0 | [6 empty] | 25.19 | 3.4228 | 0.21652 |  | 28518 |  | 639.51 |  | 74.176 | 8.8613 | 3098.7 | [19 empty] | 3162.3 | 0.86608 | 28518 |  | 639.51
1 | 3200 |  | 0.035 | 15 | 15 |  | 4.217e-12 | 0 | [6 empty] | 32.148 | 4.415 | 0.29762 |  | 22322 |  | 500.57 |  | 75.36 | 8.9264 | 3681.5 | [19 empty] | 4217 | 1.1905 | 22322 |  | 500.57
1 | 3200 |  | 0.035 | 15 | 15 |  | 5.6234e-12 | 0 | [6 empty] | 40.694 | 5.6392 | 0.40134 |  | 17885 |  | 401.07 |  | 76.292 | 8.9751 | 4268.4 | [19 empty] | 5623.4 | 1.6054 | 17885 |  | 401.07
1 | 3200 |  | 0.035 | 15 | 15 |  | 7.4989e-12 | 0 | [6 empty] | 50.937 | 7.1132 | 0.53104 |  | 14637 |  | 328.23 |  | 77.011 | 9.0103 | 4866.6 | [19 empty] | 7498.9 | 2.1242 | 14637 |  | 328.23
1 | 3200 |  | 0.035 | 15 | 15 |  | 1e-11 | 0 | [6 empty] | 62.925 | 8.8453 | 0.68902 |  | 12221 |  | 274.06 |  | 77.559 | 9.0344 | 5452.8 | [19 empty] | 10000 | 2.7561 | 12221 |  | 274.06
1 | 3200 |  | 0.035 | 15 | 15 |  | 1.3335e-11 | 0 | [6 empty] | 76.408 | 10.802 | 0.87441 |  | 10407 |  | 233.38 |  | 77.964 | 9.0488 | 6018.4 | [19 empty] | 13335 | 3.4976 | 10407 |  | 233.38
1 | 3200 |  | 0.035 | 15 | 15 |  | 1.7783e-11 | 0 | [6 empty] | 90.786 | 12.899 | 1.0815 |  | 9038.7 |  | 202.69 |  | 78.253 | 9.055 | 6558.2 | [19 empty] | 17783 | 4.326 | 9038.7 |  | 202.69
1 | 3200 |  | 0.035 | 15 | 15 |  | 2.3714e-11 | 0 | [6 empty] | 105.24 | 15.019 | 1.3003 |  | 8006.6 |  | 179.55 |  | 78.449 | 9.0548 | 7059.5 | [19 empty] | 23714 | 5.2012 | 8006.6 |  | 179.55
1 | 3200 |  | 0.035 | 15 | 15 |  | 3.1623e-11 | 0 | [6 empty] | 119 | 17.05 | 1.5188 |  | 7227.4 |  | 162.07 |  | 78.57 | 9.0474 | 7510 | [19 empty] | 31623 | 6.0752 | 7227.4 |  | 162.07
1 | 3200 |  | 0.035 | 15 | 15 |  | 4.217e-11 | 0 | [6 empty] | 131.19 | 18.859 | 1.7225 |  | 6645.8 |  | 149.03 |  | 78.649 | 9.0406 | 7908.6 | [19 empty] | 42170 | 6.89 | 6645.8 |  | 149.03
1 | 3200 |  | 0.035 | 15 | 15 |  | 5.6234e-11 | 0 | [6 empty] | 141.58 | 20.409 | 1.904 |  | 6210.9 |  | 139.28 |  | 78.695 | 9.033 | 8248.3 | [19 empty] | 56234 | 7.616 | 6210.9 |  | 139.28
1 | 3200 |  | 0.035 | 15 | 15 |  | 7.4989e-11 | 0 | [6 empty] | 150.05 | 21.68 | 2.0586 |  | 5886.1 |  | 131.99 |  | 78.722 | 9.0255 | 8535.4 | [19 empty] | 74989 | 8.2344 | 5886.1 |  | 131.99
1 | 3200 |  | 0.035 | 15 | 15 |  | 1e-10 | 0 | [6 empty] | 156.79 | 22.697 | 2.1861 |  | 5643.7 |  | 126.56 |  | 78.736 | 9.0189 | 8771.2 | [19 empty] | 100000 | 8.7444 | 5643.7 |  | 126.56
1 | 3300 |  | 0.035 | 15 | 15 |  | 1e-13 | 0 | [6 empty] | 8.1011e-05 | 0 | 0 |  | NaN |  | NaN |  | 0 | 0 | 8942.1 | [19 empty] | 100 | 0
1 | 3300 |  | 0.035 | 15 | 15 |  | 1.3335e-13 | 0 | [6 empty] | 8.1011e-05 | 0 | 0 |  | NaN |  | NaN |  | 0 | 0 | 4872.7 | [19 empty] | 133.35 | 0
1 | 3300 |  | 0.035 | 15 | 15 |  | 1.7783e-13 | 0 | [6 empty] | 8.1011e-05 | 0 | 0 |  | NaN |  | NaN |  | 0 | 0 | 1886.2 | [19 empty] | 177.83 | 0
1 | 3300 |  | 0.035 | 15 | 15 |  | 2.3714e-13 | 0 | [6 empty] | 1.0853 | 0.20086 | 0.0010467 |  | 3924900 |  | 88016 |  | 33.401 | 5.7064 | 6.7599 | [19 empty] | 237.14 | 0.0041868 | 3924900 |  | 88016
1 | 3300 |  | 0.035 | 15 | 15 |  | 3.1623e-13 | 0 | [6 empty] | 1.9893 | 0.28816 | 0.0029198 |  | 1444400 |  | 32390 |  | 43.697 | 6.719 | 63.277 | [19 empty] | 316.23 | 0.011679 | 1444400 |  | 32390
1 | 3300 |  | 0.035 | 15 | 15 |  | 4.217e-13 | 0 | [6 empty] | 3.2345 | 0.42281 | 0.0074483 |  | 587310 |  | 13170 |  | 52.356 | 7.526 | 229.71 | [19 empty] | 421.7 | 0.029793 | 587310 |  | 13170
1 | 3300 |  | 0.035 | 15 | 15 |  | 5.6234e-13 | 0 | [6 empty] | 4.7816 | 0.61057 | 0.015942 |  | 286150 |  | 6416.9 |  | 58.787 | 8.0777 | 447.23 | [19 empty] | 562.34 | 0.063768 | 286150 |  | 6416.9
1 | 3300 |  | 0.035 | 15 | 15 |  | 7.4989e-13 | 0 | [6 empty] | 6.6787 | 0.858 | 0.029565 |  | 161510 |  | 3621.8 |  | 63.657 | 8.46 | 779.68 | [19 empty] | 749.89 | 0.11826 | 161510 |  | 3621.8
1 | 3300 |  | 0.035 | 15 | 15 |  | 1e-12 | 0 | [6 empty] | 9.0345 | 1.1788 | 0.049694 |  | 100980 |  | 2264.5 |  | 67.487 | 8.7358 | 1207.5 | [19 empty] | 1000 | 0.19878 | 100980 |  | 2264.5
1 | 3300 |  | 0.035 | 15 | 15 |  | 1.3335e-12 | 0 | [6 empty] | 12.017 | 1.5953 | 0.078111 |  | 67875 |  | 1522.1 |  | 70.581 | 8.942 | 1660.4 | [19 empty] | 1333.5 | 0.31244 | 67875 |  | 1522.1
1 | 3300 |  | 0.035 | 15 | 15 |  | 1.7783e-12 | 0 | [6 empty] | 15.755 | 2.1264 | 0.11699 |  | 48112 |  | 1078.9 |  | 73.057 | 9.0964 | 2175.6 | [19 empty] | 1778.3 | 0.46796 | 48112 |  | 1078.9
1 | 3300 |  | 0.035 | 15 | 15 |  | 2.3714e-12 | 0 | [6 empty] | 20.45 | 2.8009 | 0.16909 |  | 35524 |  | 796.61 |  | 75.041 | 9.2135 | 2728.6 | [19 empty] | 2371.4 | 0.67636 | 35524 |  | 796.61
1 | 3300 |  | 0.035 | 15 | 15 |  | 3.1623e-12 | 0 | [6 empty] | 26.289 | 3.6465 | 0.23766 |  | 27099 |  | 607.69 |  | 76.617 | 9.3021 | 3327.3 | [19 empty] | 3162.3 | 0.95064 | 27099 |  | 607.69
1 | 3300 |  | 0.035 | 15 | 15 |  | 4.217e-12 | 0 | [6 empty] | 33.532 | 4.7017 | 0.32666 |  | 21242 |  | 476.34 |  | 77.868 | 9.3692 | 3940.1 | [19 empty] | 4217 | 1.3066 | 21242 |  | 476.34
1 | 3300 |  | 0.035 | 15 | 15 |  | 5.6234e-12 | 0 | [6 empty] | 42.387 | 5.998 | 0.44018 |  | 17048 |  | 382.29 |  | 78.849 | 9.4193 | 4563.8 | [19 empty] | 5623.4 | 1.7607 | 17048 |  | 382.29
1 | 3300 |  | 0.035 | 15 | 15 |  | 7.4989e-12 | 0 | [6 empty] | 52.979 | 7.5556 | 0.58176 |  | 13978 |  | 313.45 |  | 79.607 | 9.4553 | 5193.9 | [19 empty] | 7498.9 | 2.327 | 13978 |  | 313.45
1 | 3300 |  | 0.035 | 15 | 15 |  | 1e-11 | 0 | [6 empty] | 65.314 | 9.3775 | 0.75351 |  | 11695 |  | 262.27 |  | 80.183 | 9.4797 | 5810.8 | [19 empty] | 10000 | 3.014 | 11695 |  | 262.27
1 | 3300 |  | 0.035 | 15 | 15 |  | 1.3335e-11 | 0 | [6 empty] | 79.093 | 11.422 | 0.95387 |  | 9981.9 |  | 223.84 |  | 80.609 | 9.494 | 6406.7 | [19 empty] | 13335 | 3.8155 | 9981.9 |  | 223.84
1 | 3300 |  | 0.035 | 15 | 15 |  | 1.7783e-11 | 0 | [6 empty] | 93.714 | 13.603 | 1.1764 |  | 8690.4 |  | 194.88 |  | 80.911 | 9.4998 | 6967.9 | [19 empty] | 17783 | 4.7056 | 8690.4 |  | 194.88
1 | 3300 |  | 0.035 | 15 | 15 |  | 2.3714e-11 | 0 | [6 empty] | 108.32 | 15.793 | 1.4098 |  | 7717.1 |  | 173.05 |  | 81.117 | 9.4991 | 7485.7 | [19 empty] | 23714 | 5.6392 | 7717.1 |  | 173.05
1 | 3300 |  | 0.035 | 15 | 15 |  | 3.1623e-11 | 0 | [6 empty] | 122.09 | 17.873 | 1.6411 |  | 6982.9 |  | 156.59 |  | 81.246 | 9.4909 | 7951.2 | [19 empty] | 31623 | 6.5644 | 6982.9 |  | 156.59
1 | 3300 |  | 0.035 | 15 | 15 |  | 4.217e-11 | 0 | [6 empty] | 134.23 | 19.716 | 1.8553 |  | 6435.4 |  | 144.31 |  | 81.329 | 9.4836 | 8360.6 | [19 empty] | 42170 | 7.4212 | 6435.4 |  | 144.31
1 | 3300 |  | 0.035 | 15 | 15 |  | 5.6234e-11 | 0 | [6 empty] | 144.5 | 21.285 | 2.0449 |  | 6026.3 |  | 135.14 |  | 81.38 | 9.4756 | 8708.6 | [19 empty] | 56234 | 8.1796 | 6026.3 |  | 135.14
1 | 3300 |  | 0.035 | 15 | 15 |  | 7.4989e-11 | 0 | [6 empty] | 152.87 | 22.569 | 2.2058 |  | 5721 |  | 128.29 |  | 81.409 | 9.4678 | 9000.5 | [19 empty] | 74989 | 8.8232 | 5721 |  | 128.29
1 | 3300 |  | 0.035 | 15 | 15 |  | 1e-10 | 0 | [6 empty] | 159.53 | 23.597 | 2.3383 |  | 5493.1 |  | 123.18 |  | 81.425 | 9.4609 | 9236.5 | [19 empty] | 100000 | 9.3532 | 5493.1 |  | 123.18
1 | 3400 |  | 0.035 | 15 | 15 |  | 1e-13 | 0 | [6 empty] | 8.1011e-05 | 0 | 0 |  | NaN |  | NaN |  | 0 | 0 | 10117 | [19 empty] | 100 | 0
1 | 3400 |  | 0.035 | 15 | 15 |  | 1.3335e-13 | 0 | [6 empty] | 8.1011e-05 | 0 | 0 |  | NaN |  | NaN |  | 0 | 0 | 5672.5 | [19 empty] | 133.35 | 0
1 | 3400 |  | 0.035 | 15 | 15 |  | 1.7783e-13 | 0 | [6 empty] | 8.1011e-05 | 0 | 0 |  | NaN |  | NaN |  | 0 | 0 | 2328 | [19 empty] | 177.83 | 0
1 | 3400 |  | 0.035 | 15 | 15 |  | 2.3714e-13 | 0 | [6 empty] | 1.1195 | 0.21341 | 0.001034 |  | 4092200 |  | 91766 |  | 33.807 | 6.0148 | 20.391 | [19 empty] | 237.14 | 0.004136 | 4092200 |  | 91766
1 | 3400 |  | 0.035 | 15 | 15 |  | 3.1623e-13 | 0 | [6 empty] | 2.0625 | 0.30612 | 0.0030185 |  | 1440100 |  | 32295 |  | 44.491 | 7.0692 | 380.81 | [19 empty] | 316.23 | 0.012074 | 1440100 |  | 32295
1 | 3400 |  | 0.035 | 15 | 15 |  | 4.217e-13 | 0 | [6 empty] | 3.3855 | 0.45156 | 0.0079396 |  | 568990 |  | 12759 |  | 53.663 | 7.9151 | 206.72 | [19 empty] | 421.7 | 0.031758 | 568990 |  | 12759
1 | 3400 |  | 0.035 | 15 | 15 |  | 5.6234e-13 | 0 | [6 empty] | 4.9861 | 0.64967 | 0.017209 |  | 273970 |  | 6143.8 |  | 60.314 | 8.4789 | 496.05 | [19 empty] | 562.34 | 0.068836 | 273970 |  | 6143.8
1 | 3400 |  | 0.035 | 15 | 15 |  | 7.4989e-13 | 0 | [6 empty] | 6.9734 | 0.9138 | 0.032129 |  | 153840 |  | 3449.7 |  | 65.44 | 8.8753 | 846.95 | [19 empty] | 749.89 | 0.12852 | 153840 |  | 3449.7
1 | 3400 |  | 0.035 | 15 | 15 |  | 1e-12 | 0 | [6 empty] | 9.4413 | 1.2564 | 0.054209 |  | 95974 |  | 2152.2 |  | 69.476 | 9.1607 | 1294.5 | [19 empty] | 1000 | 0.21684 | 95974 |  | 2152.2
1 | 3400 |  | 0.035 | 15 | 15 |  | 1.3335e-12 | 0 | [6 empty] | 12.55 | 1.6996 | 0.085381 |  | 64463 |  | 1445.6 |  | 72.724 | 9.373 | 1785.5 | [19 empty] | 1333.5 | 0.34152 | 64463 |  | 1445.6
1 | 3400 |  | 0.035 | 15 | 15 |  | 1.7783e-12 | 0 | [6 empty] | 16.459 | 2.2663 | 0.12805 |  | 45702 |  | 1024.9 |  | 75.334 | 9.5325 | 2324.8 | [19 empty] | 1778.3 | 0.5122 | 45702 |  | 1024.9
1 | 3400 |  | 0.035 | 15 | 15 |  | 2.3714e-12 | 0 | [6 empty] | 21.32 | 2.9796 | 0.1851 |  | 33770 |  | 757.28 |  | 77.408 | 9.6525 | 2937.6 | [19 empty] | 2371.4 | 0.7404 | 33770 |  | 757.28
1 | 3400 |  | 0.035 | 15 | 15 |  | 3.1623e-12 | 0 | [6 empty] | 27.414 | 3.8807 | 0.2603 |  | 25790 |  | 578.34 |  | 79.073 | 9.7441 | 3557.1 | [19 empty] | 3162.3 | 1.0412 | 25790 |  | 578.34
1 | 3400 |  | 0.035 | 15 | 15 |  | 4.217e-12 | 0 | [6 empty] | 34.913 | 4.9967 | 0.35758 |  | 20245 |  | 453.98 |  | 80.384 | 9.8129 | 4215.7 | [19 empty] | 4217 | 1.4303 | 20245 |  | 453.98
1 | 3400 |  | 0.035 | 15 | 15 |  | 5.6234e-12 | 0 | [6 empty] | 44.082 | 6.3678 | 0.48148 |  | 16274 |  | 364.95 |  | 81.415 | 9.8643 | 4873.7 | [19 empty] | 5623.4 | 1.9259 | 16274 |  | 364.95
1 | 3400 |  | 0.035 | 15 | 15 |  | 7.4989e-12 | 0 | [6 empty] | 55.02 | 8.0111 | 0.63562 |  | 13368 |  | 299.78 |  | 82.212 | 9.9011 | 5535.2 | [19 empty] | 7498.9 | 2.5425 | 13368 |  | 299.78
1 | 3400 |  | 0.035 | 15 | 15 |  | 1e-11 | 0 | [6 empty] | 67.712 | 9.9265 | 0.82189 |  | 11208 |  | 251.34 |  | 82.817 | 9.9258 | 6179.3 | [19 empty] | 10000 | 3.2876 | 11208 |  | 251.34
1 | 3400 |  | 0.035 | 15 | 15 |  | 1.3335e-11 | 0 | [6 empty] | 81.8 | 12.063 | 1.038 |  | 9587.2 |  | 214.99 |  | 83.263 | 9.9399 | 6801.4 | [19 empty] | 13335 | 4.152 | 9587.2 |  | 214.99
1 | 3400 |  | 0.035 | 15 | 15 |  | 1.7783e-11 | 0 | [6 empty] | 96.625 | 14.324 | 1.2763 |  | 8366.2 |  | 187.61 |  | 83.579 | 9.9454 | 7388.6 | [19 empty] | 17783 | 5.1052 | 8366.2 |  | 187.61
1 | 3400 |  | 0.035 | 15 | 15 |  | 2.3714e-11 | 0 | [6 empty] | 111.34 | 16.58 | 1.5246 |  | 7446.9 |  | 166.99 |  | 83.795 | 9.9441 | 7925 | [19 empty] | 23714 | 6.0984 | 7446.9 |  | 166.99
1 | 3400 |  | 0.035 | 15 | 15 |  | 3.1623e-11 | 0 | [6 empty] | 125.04 | 18.695 | 1.7676 |  | 6756.6 |  | 151.52 |  | 83.936 | 9.9383 | 8406.1 | [19 empty] | 31623 | 7.0704 | 6756.6 |  | 151.52
1 | 3400 |  | 0.035 | 15 | 15 |  | 4.217e-11 | 0 | [6 empty] | 137.21 | 20.586 | 1.9936 |  | 6237.7 |  | 139.88 |  | 84.018 | 9.9272 | 8823.5 | [19 empty] | 42170 | 7.9744 | 6237.7 |  | 139.88
1 | 3400 |  | 0.035 | 15 | 15 |  | 5.6234e-11 | 0 | [6 empty] | 147.38 | 22.173 | 2.1914 |  | 5852.2 |  | 131.23 |  | 84.072 | 9.9188 | 9180 | [19 empty] | 56234 | 8.7656 | 5852.2 |  | 131.23
1 | 3400 |  | 0.035 | 15 | 15 |  | 7.4989e-11 | 0 | [6 empty] | 155.63 | 23.47 | 2.3586 |  | 5564.6 |  | 124.78 |  | 84.104 | 9.9108 | 9476.4 | [19 empty] | 74989 | 9.4344 | 5564.6 |  | 124.78
1 | 3400 |  | 0.035 | 15 | 15 |  | 1e-10 | 0 | [6 empty] | 162.17 | 24.502 | 2.4955 |  | 5350.1 |  | 119.97 |  | 84.123 | 9.9037 | 9718.3 | [19 empty] | 100000 | 9.982 | 5350.1 |  | 119.97
1 | 3500 |  | 0.035 | 15 | 15 |  | 1e-13 | 0 | [6 empty] | 8.1011e-05 | 0 | 0 |  | NaN |  | NaN |  | 0 | 0 | 9987.1 | [19 empty] | 100 | 0
1 | 3500 |  | 0.035 | 15 | 15 |  | 1.3335e-13 | 0 | [6 empty] | 8.1011e-05 | 0 | 0 |  | NaN |  | NaN |  | 0 | 0 | 5564.8 | [19 empty] | 133.35 | 0
1 | 3500 |  | 0.035 | 15 | 15 |  | 1.7783e-13 | 0 | [6 empty] | 8.1011e-05 | 0 | 0 |  | NaN |  | NaN |  | 0 | 0 | 2238.8 | [19 empty] | 177.83 | 0
1 | 3500 |  | 0.035 | 15 | 15 |  | 2.3714e-13 | 0 | [6 empty] | 1.139 | 0.225 | 0.0010209 |  | 4264600 |  | 95634 |  | 34.006 | 6.3026 | 1.1001 | [19 empty] | 237.14 | 0.0040836 | 4264600 |  | 95634
1 | 3500 |  | 0.035 | 15 | 15 |  | 3.1623e-13 | 0 | [6 empty] | 2.0773 | 0.31934 | 0.0031259 |  | 1430100 |  | 32069 |  | 44.75 | 7.3662 | 227.63 | [19 empty] | 316.23 | 0.012504 | 1430100 |  | 32069
1 | 3500 |  | 0.035 | 15 | 15 |  | 4.217e-13 | 0 | [6 empty] | 3.5124 | 0.4787 | 0.0084605 |  | 550680 |  | 12349 |  | 54.837 | 8.2934 | 257.44 | [19 empty] | 421.7 | 0.033842 | 550680 |  | 12349
1 | 3500 |  | 0.035 | 15 | 15 |  | 5.6234e-13 | 0 | [6 empty] | 5.2102 | 0.69231 | 0.018574 |  | 262340 |  | 5883 |  | 61.903 | 8.8858 | 510.18 | [19 empty] | 562.34 | 0.074296 | 262340 |  | 5883
1 | 3500 |  | 0.035 | 15 | 15 |  | 7.4989e-13 | 0 | [6 empty] | 7.2901 | 0.97405 | 0.034888 |  | 146630 |  | 3288.2 |  | 67.269 | 9.2945 | 883.93 | [19 empty] | 749.89 | 0.13955 | 146630 |  | 3288.2
1 | 3500 |  | 0.035 | 15 | 15 |  | 1e-12 | 0 | [6 empty] | 9.8654 | 1.3385 | 0.059011 |  | 91376 |  | 2049.1 |  | 71.496 | 9.591 | 1358.3 | [19 empty] | 1000 | 0.23604 | 91376 |  | 2049.1
1 | 3500 |  | 0.035 | 15 | 15 |  | 1.3335e-12 | 0 | [6 empty] | 13.091 | 1.8076 | 0.093093 |  | 61339 |  | 1375.5 |  | 74.883 | 9.8084 | 1907.5 | [19 empty] | 1333.5 | 0.37237 | 61339 |  | 1375.5
1 | 3500 |  | 0.035 | 15 | 15 |  | 1.7783e-12 | 0 | [6 empty] | 17.139 | 2.4068 | 0.13972 |  | 43498 |  | 975.43 |  | 77.609 | 9.9719 | 2504 | [19 empty] | 1778.3 | 0.55888 | 43498 |  | 975.43
1 | 3500 |  | 0.035 | 15 | 15 |  | 2.3714e-12 | 0 | [6 empty] | 22.209 | 3.1658 | 0.20213 |  | 32165 |  | 721.3 |  | 79.794 | 10.096 | 3138.9 | [19 empty] | 2371.4 | 0.80852 | 32165 |  | 721.3
1 | 3500 |  | 0.035 | 15 | 15 |  | 3.1623e-12 | 0 | [6 empty] | 28.535 | 4.1213 | 0.28436 |  | 24582 |  | 551.24 |  | 81.534 | 10.187 | 3805.4 | [19 empty] | 3162.3 | 1.1374 | 24582 |  | 551.24
1 | 3500 |  | 0.035 | 15 | 15 |  | 4.217e-12 | 0 | [6 empty] | 36.328 | 5.3052 | 0.39057 |  | 19323 |  | 433.31 |  | 82.913 | 10.258 | 4491.9 | [19 empty] | 4217 | 1.5623 | 19323 |  | 433.31
1 | 3500 |  | 0.035 | 15 | 15 |  | 5.6234e-12 | 0 | [6 empty] | 45.809 | 6.7531 | 0.52548 |  | 15559 |  | 348.9 |  | 83.993 | 10.31 | 5187.4 | [19 empty] | 5623.4 | 2.1019 | 15559 |  | 348.9
1 | 3500 |  | 0.035 | 15 | 15 |  | 7.4989e-12 | 0 | [6 empty] | 57.085 | 8.4835 | 0.69282 |  | 12804 |  | 287.12 |  | 84.827 | 10.348 | 5883.3 | [19 empty] | 7498.9 | 2.7713 | 12804 |  | 287.12
1 | 3500 |  | 0.035 | 15 | 15 |  | 1e-11 | 0 | [6 empty] | 70.102 | 10.49 | 0.89416 |  | 10756 |  | 241.2 |  | 85.459 | 10.373 | 6561 | [19 empty] | 10000 | 3.5766 | 10756 |  | 241.2
1 | 3500 |  | 0.035 | 15 | 15 |  | 1.3335e-11 | 0 | [6 empty] | 84.472 | 12.717 | 1.1265 |  | 9220.1 |  | 206.76 |  | 85.925 | 10.387 | 7211.8 | [19 empty] | 13335 | 4.506 | 9220.1 |  | 206.76
1 | 3500 |  | 0.035 | 15 | 15 |  | 1.7783e-11 | 0 | [6 empty] | 99.514 | 15.061 | 1.3813 |  | 8064 |  | 180.83 |  | 86.255 | 10.391 | 7820.2 | [19 empty] | 17783 | 5.5252 | 8064 |  | 180.83
1 | 3500 |  | 0.035 | 15 | 15 |  | 2.3714e-11 | 0 | [6 empty] | 114.32 | 17.382 | 1.6446 |  | 7194.4 |  | 161.33 |  | 86.481 | 10.39 | 8376.1 | [19 empty] | 23714 | 6.5784 | 7194.4 |  | 161.33
1 | 3500 |  | 0.035 | 15 | 15 |  | 3.1623e-11 | 0 | [6 empty] | 128.04 | 19.546 | 1.9008 |  | 6541.9 |  | 146.7 |  | 86.628 | 10.383 | 8869.7 | [19 empty] | 31623 | 7.6032 | 6541.9 |  | 146.7
1 | 3500 |  | 0.035 | 15 | 15 |  | 4.217e-11 | 0 | [6 empty] | 140.12 | 21.466 | 2.1373 |  | 6051.8 |  | 135.71 |  | 86.715 | 10.371 | 9299.7 | [19 empty] | 42170 | 8.5492 | 6051.8 |  | 135.71
1 | 3500 |  | 0.035 | 15 | 15 |  | 5.6234e-11 | 0 | [6 empty] | 150.18 | 23.072 | 2.3433 |  | 5687.9 |  | 127.55 |  | 86.773 | 10.363 | 9663.7 | [19 empty] | 56234 | 9.3732 | 5687.9 |  | 127.55
1 | 3500 |  | 0.035 | 15 | 15 |  | 7.4989e-11 | 0 | [6 empty] | 158.32 | 24.379 | 2.5166 |  | 5416.5 |  | 121.46 |  | 86.808 | 10.354 | 9966 | [19 empty] | 74989 | 10.0664 | 5416.5 |  | 121.46
1 | 3500 |  | 0.035 | 15 | 15 |  | 1e-10 | 0 | [6 empty] | 164.76 | 25.419 | 2.6583 |  | 5214.2 |  | 116.93 |  | 86.829 | 10.347 | 10210 | [19 empty] | 100000 | 10.6332 | 5214.2 |  | 116.93
1 | 3600 |  | 0.035 | 15 | 15 |  | 1e-13 | 0 | [6 empty] | 8.1011e-05 | 0 | 0 |  | NaN |  | NaN |  | 0 | 0 | 9852.9 | [19 empty] | 100 | 0
1 | 3600 |  | 0.035 | 15 | 15 |  | 1.3335e-13 | 0 | [6 empty] | 8.1011e-05 | 0 | 0 |  | NaN |  | NaN |  | 0 | 0 | 5453 | [19 empty] | 133.35 | 0
1 | 3600 |  | 0.035 | 15 | 15 |  | 1.7783e-13 | 0 | [6 empty] | 8.1011e-05 | 0 | 0 |  | NaN |  | NaN |  | 0 | 0 | 2145.3 | [19 empty] | 177.83 | 0
1 | 3600 |  | 0.035 | 15 | 15 |  | 2.3714e-13 | 0 | [6 empty] | 1.1584 | 0.23694 | 0.0010068 |  | 4447800 |  | 99740 |  | 34.206 | 6.5907 | 23.688 | [19 empty] | 237.14 | 0.0040272 | 4447800 |  | 99740
1 | 3600 |  | 0.035 | 15 | 15 |  | 3.1623e-13 | 0 | [6 empty] | 2.2088 | 0.3441 | 0.003254 |  | 1417200 |  | 31781 |  | 46.071 | 7.7652 | 75.536 | [19 empty] | 316.23 | 0.013016 | 1417200 |  | 31781
1 | 3600 |  | 0.035 | 15 | 15 |  | 4.217e-13 | 0 | [6 empty] | 3.6607 | 0.50904 | 0.0090223 |  | 532640 |  | 11944 |  | 56.124 | 8.6822 | 261.31 | [19 empty] | 421.7 | 0.036089 | 532640 |  | 11944
1 | 3600 |  | 0.035 | 15 | 15 |  | 5.6234e-13 | 0 | [6 empty] | 5.4271 | 0.73542 | 0.020028 |  | 251240 |  | 5634 |  | 63.467 | 9.2914 | 553.69 | [19 empty] | 562.34 | 0.080112 | 251240 |  | 5634
1 | 3600 |  | 0.035 | 15 | 15 |  | 7.4989e-13 | 0 | [6 empty] | 7.5802 | 1.0326 | 0.037774 |  | 139980 |  | 3139.1 |  | 69.049 | 9.7135 | 977.48 | [19 empty] | 749.89 | 0.1511 | 139980 |  | 3139.1
1 | 3600 |  | 0.035 | 15 | 15 |  | 1e-12 | 0 | [6 empty] | 10.287 | 1.4229 | 0.064166 |  | 87024 |  | 1951.5 |  | 73.511 | 10.019 | 1450.7 | [19 empty] | 1000 | 0.25666 | 87024 |  | 1951.5
1 | 3600 |  | 0.035 | 15 | 15 |  | 1.3335e-12 | 0 | [6 empty] | 13.641 | 1.9206 | 0.10138 |  | 58401 |  | 1309.6 |  | 77.051 | 10.242 | 2041.8 | [19 empty] | 1333.5 | 0.40552 | 58401 |  | 1309.6
1 | 3600 |  | 0.035 | 15 | 15 |  | 1.7783e-12 | 0 | [6 empty] | 17.855 | 2.5568 | 0.15229 |  | 41433 |  | 929.12 |  | 79.904 | 10.41 | 2672.4 | [19 empty] | 1778.3 | 0.60916 | 41433 |  | 929.12
1 | 3600 |  | 0.035 | 15 | 15 |  | 2.3714e-12 | 0 | [6 empty] | 23.13 | 3.3625 | 0.22041 |  | 30665 |  | 687.66 |  | 82.193 | 10.537 | 3340.9 | [19 empty] | 2371.4 | 0.88164 | 30665 |  | 687.66
1 | 3600 |  | 0.035 | 15 | 15 |  | 3.1623e-12 | 0 | [6 empty] | 29.661 | 4.3689 | 0.3098 |  | 23473 |  | 526.38 |  | 84.01 | 10.633 | 4057.8 | [19 empty] | 3162.3 | 1.2392 | 23473 |  | 526.38
1 | 3600 |  | 0.035 | 15 | 15 |  | 4.217e-12 | 0 | [6 empty] | 37.743 | 5.6228 | 0.42557 |  | 18470 |  | 414.18 |  | 85.449 | 10.703 | 4783 | [19 empty] | 4217 | 1.7023 | 18470 |  | 414.18
1 | 3600 |  | 0.035 | 15 | 15 |  | 5.6234e-12 | 0 | [6 empty] | 47.526 | 7.1481 | 0.57203 |  | 14895 |  | 334.02 |  | 86.578 | 10.757 | 5518.6 | [19 empty] | 5623.4 | 2.2881 | 14895 |  | 334.02
1 | 3600 |  | 0.035 | 15 | 15 |  | 7.4989e-12 | 0 | [6 empty] | 59.147 | 8.9687 | 0.75328 |  | 12279 |  | 275.36 |  | 87.45 | 10.795 | 6245.4 | [19 empty] | 7498.9 | 3.0131 | 12279 |  | 275.36
1 | 3600 |  | 0.035 | 15 | 15 |  | 1e-11 | 0 | [6 empty] | 72.496 | 11.071 | 0.97045 |  | 10335 |  | 231.77 |  | 88.11 | 10.82 | 6952.9 | [19 empty] | 10000 | 3.8818 | 10335 |  | 231.77
1 | 3600 |  | 0.035 | 15 | 15 |  | 1.3335e-11 | 0 | [6 empty] | 87.139 | 13.388 | 1.2197 |  | 8878.1 |  | 199.09 |  | 88.595 | 10.834 | 7632.5 | [19 empty] | 13335 | 4.8788 | 8878.1 |  | 199.09
1 | 3600 |  | 0.035 | 15 | 15 |  | 1.7783e-11 | 0 | [6 empty] | 102.38 | 15.815 | 1.4913 |  | 7781.9 |  | 174.51 |  | 88.939 | 10.838 | 8262.2 | [19 empty] | 17783 | 5.9652 | 7781.9 |  | 174.51
1 | 3600 |  | 0.035 | 15 | 15 |  | 2.3714e-11 | 0 | [6 empty] | 117.27 | 18.199 | 1.77 |  | 6958 |  | 156.03 |  | 89.174 | 10.836 | 8837.6 | [19 empty] | 23714 | 7.08 | 6958 |  | 156.03
1 | 3600 |  | 0.035 | 15 | 15 |  | 3.1623e-11 | 0 | [6 empty] | 130.97 | 20.408 | 2.0393 |  | 6340.4 |  | 142.18 |  | 89.328 | 10.829 | 9346.5 | [19 empty] | 31623 | 8.1572 | 6340.4 |  | 142.18
1 | 3600 |  | 0.035 | 15 | 15 |  | 4.217e-11 | 0 | [6 empty] | 142.91 | 22.344 | 2.2853 |  | 5878.7 |  | 131.83 |  | 89.425 | 10.82 | 9786.8 | [19 empty] | 42170 | 9.1412 | 5878.7 |  | 131.83
1 | 3600 |  | 0.035 | 15 | 15 |  | 5.6234e-11 | 0 | [6 empty] | 152.93 | 23.982 | 2.5007 |  | 5532.6 |  | 124.07 |  | 89.481 | 10.807 | 10159 | [19 empty] | 56234 | 10.0028 | 5532.6 |  | 124.07
1 | 3600 |  | 0.035 | 15 | 15 |  | 7.4989e-11 | 0 | [6 empty] | 160.96 | 25.3 | 2.6802 |  | 5276.1 |  | 118.32 |  | 89.519 | 10.798 | 10465 | [19 empty] | 74989 | 10.7208 | 5276.1 |  | 118.32
1 | 3600 |  | 0.035 | 15 | 15 |  | 1e-10 | 0 | [6 empty] | 167.29 | 26.345 | 2.8264 |  | 5085 |  | 114.03 |  | 89.542 | 10.791 | 10714 | [19 empty] | 100000 | 11.3056 | 5085 |  | 114.03
1 | 3700 |  | 0.035 | 15 | 15 |  | 1e-13 | 0 | [6 empty] | 8.1011e-05 | 0 | 0 |  | NaN |  | NaN |  | 0 | 0 | 11012 | [19 empty] | 100 | 0
1 | 3700 |  | 0.035 | 15 | 15 |  | 1.3335e-13 | 0 | [6 empty] | 8.1011e-05 | 0 | 0 |  | NaN |  | NaN |  | 0 | 0 | 6153.2 | [19 empty] | 133.35 | 0
1 | 3700 |  | 0.035 | 15 | 15 |  | 1.7783e-13 | 0 | [6 empty] | 8.1011e-05 | 0 | 0 |  | NaN |  | NaN |  | 0 | 0 | 2570.2 | [19 empty] | 177.83 | 0
1 | 3700 |  | 0.035 | 15 | 15 |  | 2.3714e-13 | 0 | [6 empty] | 1.1927 | 0.25073 | 0.00099158 |  | 4644700 |  | 104160 |  | 34.614 | 6.9003 | 4.485 | [19 empty] | 237.14 | 0.0039663 | 4644700 |  | 104160
1 | 3700 |  | 0.035 | 15 | 15 |  | 3.1623e-13 | 0 | [6 empty] | 2.282 | 0.36405 | 0.0033839 |  | 1402600 |  | 31453 |  | 46.858 | 8.1138 | 95.665 | [19 empty] | 316.23 | 0.013536 | 1402600 |  | 31453
1 | 3700 |  | 0.035 | 15 | 15 |  | 4.217e-13 | 0 | [6 empty] | 3.807 | 0.54011 | 0.0096223 |  | 514820 |  | 11545 |  | 57.396 | 9.0705 | 280.23 | [19 empty] | 421.7 | 0.038489 | 514820 |  | 11545
1 | 3700 |  | 0.035 | 15 | 15 |  | 5.6234e-13 | 0 | [6 empty] | 5.6512 | 0.7807 | 0.021584 |  | 240650 |  | 5396.6 |  | 65.053 | 9.6993 | 591.87 | [19 empty] | 562.34 | 0.086336 | 240650 |  | 5396.6
1 | 3700 |  | 0.035 | 15 | 15 |  | 7.4989e-13 | 0 | [6 empty] | 7.9091 | 1.098 | 0.040918 |  | 133620 |  | 2996.3 |  | 70.907 | 10.136 | 1016.6 | [19 empty] | 749.89 | 0.16367 | 133620 |  | 2996.3
1 | 3700 |  | 0.035 | 15 | 15 |  | 1e-12 | 0 | [6 empty] | 10.713 | 1.5104 | 0.069659 |  | 82964 |  | 1860.4 |  | 75.535 | 10.447 | 1550.2 | [19 empty] | 1000 | 0.27864 | 82964 |  | 1860.4
1 | 3700 |  | 0.035 | 15 | 15 |  | 1.3335e-12 | 0 | [6 empty] | 14.209 | 2.0392 | 0.11022 |  | 55671 |  | 1248.4 |  | 79.237 | 10.677 | 2169.2 | [19 empty] | 1333.5 | 0.44088 | 55671 |  | 1248.4
1 | 3700 |  | 0.035 | 15 | 15 |  | 1.7783e-12 | 0 | [6 empty] | 18.594 | 2.7142 | 0.1657 |  | 39517 |  | 886.17 |  | 82.217 | 10.85 | 2834.6 | [19 empty] | 1778.3 | 0.6628 | 39517 |  | 886.17
1 | 3700 |  | 0.035 | 15 | 15 |  | 2.3714e-12 | 0 | [6 empty] | 24.043 | 3.5637 | 0.23978 |  | 29275 |  | 656.48 |  | 84.595 | 10.98 | 3563.6 | [19 empty] | 2371.4 | 0.95912 | 29275 |  | 656.48
1 | 3700 |  | 0.035 | 15 | 15 |  | 3.1623e-12 | 0 | [6 empty] | 30.825 | 4.6298 | 0.33705 |  | 22436 |  | 503.11 |  | 86.495 | 11.078 | 4311.4 | [19 empty] | 3162.3 | 1.3482 | 22436 |  | 503.11
1 | 3700 |  | 0.035 | 15 | 15 |  | 4.217e-12 | 0 | [6 empty] | 39.155 | 5.9481 | 0.46246 |  | 17685 |  | 396.58 |  | 87.998 | 11.152 | 5081.4 | [19 empty] | 4217 | 1.8498 | 17685 |  | 396.58
1 | 3700 |  | 0.035 | 15 | 15 |  | 5.6234e-12 | 0 | [6 empty] | 49.278 | 7.5593 | 0.62145 |  | 14279 |  | 320.21 |  | 89.173 | 11.204 | 5851.7 | [19 empty] | 5623.4 | 2.4858 | 14279 |  | 320.21
1 | 3700 |  | 0.035 | 15 | 15 |  | 7.4989e-12 | 0 | [6 empty] | 61.227 | 9.4702 | 0.81724 |  | 11792 |  | 264.43 |  | 90.082 | 11.243 | 6614.6 | [19 empty] | 7498.9 | 3.269 | 11792 |  | 264.43
1 | 3700 |  | 0.035 | 15 | 15 |  | 1e-11 | 0 | [6 empty] | 74.874 | 11.664 | 1.0507 |  | 9943.9 |  | 222.99 |  | 90.768 | 11.268 | 7359.1 | [19 empty] | 10000 | 4.2028 | 9943.9 |  | 222.99
1 | 3700 |  | 0.035 | 15 | 15 |  | 1.3335e-11 | 0 | [6 empty] | 89.812 | 14.078 | 1.3176 |  | 8559.1 |  | 191.94 |  | 91.273 | 11.281 | 8060.9 | [19 empty] | 13335 | 5.2704 | 8559.1 |  | 191.94
1 | 3700 |  | 0.035 | 15 | 15 |  | 1.7783e-11 | 0 | [6 empty] | 105.22 | 16.583 | 1.6064 |  | 7518.2 |  | 168.59 |  | 91.63 | 11.285 | 8716.2 | [19 empty] | 17783 | 6.4256 | 7518.2 |  | 168.59
1 | 3700 |  | 0.035 | 15 | 15 |  | 2.3714e-11 | 0 | [6 empty] | 120.19 | 19.033 | 1.9009 |  | 6736.4 |  | 151.06 |  | 91.874 | 11.282 | 9308.4 | [19 empty] | 23714 | 7.6036 | 6736.4 |  | 151.06
1 | 3700 |  | 0.035 | 15 | 15 |  | 3.1623e-11 | 0 | [6 empty] | 133.86 | 21.284 | 2.1834 |  | 6150.9 |  | 137.93 |  | 92.035 | 11.274 | 9833.4 | [19 empty] | 31623 | 8.7336 | 6150.9 |  | 137.93
1 | 3700 |  | 0.035 | 15 | 15 |  | 4.217e-11 | 0 | [6 empty] | 145.7 | 23.247 | 2.4398 |  | 5713.6 |  | 128.13 |  | 92.137 | 11.265 | 10286 | [19 empty] | 42170 | 9.7592 | 5713.6 |  | 128.13
1 | 3700 |  | 0.035 | 15 | 15 |  | 5.6234e-11 | 0 | [6 empty] | 155.61 | 24.902 | 2.6634 |  | 5385.8 |  | 120.77 |  | 92.196 | 11.252 | 10665 | [19 empty] | 56234 | 10.6536 | 5385.8 |  | 120.77
1 | 3700 |  | 0.035 | 15 | 15 |  | 7.4989e-11 | 0 | [6 empty] | 163.53 | 26.231 | 2.8491 |  | 5143 |  | 115.33 |  | 92.236 | 11.243 | 10977 | [19 empty] | 74989 | 11.3964 | 5143 |  | 115.33
1 | 3700 |  | 0.035 | 15 | 15 |  | 1e-10 | 0 | [6 empty] | 169.75 | 27.28 | 2.9998 |  | 4962.1 |  | 111.27 |  | 92.262 | 11.235 | 11230 | [19 empty] | 100000 | 11.9992 | 4962.1 |  | 111.27
1 | 3800 |  | 0.035 | 15 | 15 |  | 1e-13 | 0 | [6 empty] | 8.1011e-05 | 0 | 0 |  | NaN |  | NaN |  | 0 | 0 | 10876 | [19 empty] | 100 | 0
1 | 3800 |  | 0.035 | 15 | 15 |  | 1.3335e-13 | 0 | [6 empty] | 8.1011e-05 | 0 | 0 |  | NaN |  | NaN |  | 0 | 0 | 6041.7 | [19 empty] | 133.35 | 0
1 | 3800 |  | 0.035 | 15 | 15 |  | 1.7783e-13 | 0 | [6 empty] | 8.1011e-05 | 0 | 0 |  | NaN |  | NaN |  | 0 | 0 | 2476.7 | [19 empty] | 177.83 | 0
1 | 3800 |  | 0.035 | 15 | 15 |  | 2.3714e-13 | 0 | [6 empty] | 1.2316 | 0.26543 | 0.00097523 |  | 4855600 |  | 108890 |  | 35.084 | 7.2166 | 24.813 | [19 empty] | 237.14 | 0.0039009 | 4855600 |  | 108890
1 | 3800 |  | 0.035 | 15 | 15 |  | 3.1623e-13 | 0 | [6 empty] | 2.372 | 0.38629 | 0.0035239 |  | 1386300 |  | 31088 |  | 47.793 | 8.477 | 79.857 | [19 empty] | 316.23 | 0.014096 | 1386300 |  | 31088
1 | 3800 |  | 0.035 | 15 | 15 |  | 4.217e-13 | 0 | [6 empty] | 3.9534 | 0.57214 | 0.010263 |  | 497310 |  | 11152 |  | 58.665 | 9.4591 | 308.7 | [19 empty] | 421.7 | 0.041052 | 497310 |  | 11152
1 | 3800 |  | 0.035 | 15 | 15 |  | 5.6234e-13 | 0 | [6 empty] | 5.7749 | 0.81482 | 0.023142 |  | 230910 |  | 5178 |  | 66.311 | 10.085 | 384.09 | [19 empty] | 562.34 | 0.092568 | 230910 |  | 5178
1 | 3800 |  | 0.035 | 15 | 15 |  | 7.4989e-13 | 0 | [6 empty] | 8.2233 | 1.1634 | 0.044248 |  | 127630 |  | 2862.1 |  | 72.735 | 10.556 | 1098.6 | [19 empty] | 749.89 | 0.17699 | 127630 |  | 2862.1
1 | 3800 |  | 0.035 | 15 | 15 |  | 1e-12 | 0 | [6 empty] | 11.135 | 1.5997 | 0.075488 |  | 79172 |  | 1775.4 |  | 77.557 | 10.876 | 1671.1 | [19 empty] | 1000 | 0.30195 | 79172 |  | 1775.4
1 | 3800 |  | 0.035 | 15 | 15 |  | 1.3335e-12 | 0 | [6 empty] | 14.769 | 2.1601 | 0.11959 |  | 53130 |  | 1191.4 |  | 81.422 | 11.112 | 2321 | [19 empty] | 1333.5 | 0.47836 | 53130 |  | 1191.4
1 | 3800 |  | 0.035 | 15 | 15 |  | 1.7783e-12 | 0 | [6 empty] | 19.312 | 2.8733 | 0.17987 |  | 37738 |  | 846.25 |  | 84.525 | 11.289 | 3030.8 | [19 empty] | 1778.3 | 0.71948 | 37738 |  | 846.25
1 | 3800 |  | 0.035 | 15 | 15 |  | 2.3714e-12 | 0 | [6 empty] | 24.985 | 3.7748 | 0.26042 |  | 27984 |  | 627.53 |  | 87.013 | 11.423 | 3779.8 | [19 empty] | 2371.4 | 1.0417 | 27984 |  | 627.53
1 | 3800 |  | 0.035 | 15 | 15 |  | 3.1623e-12 | 0 | [6 empty] | 31.982 | 4.8969 | 0.36586 |  | 21472 |  | 481.51 |  | 88.986 | 11.523 | 4583.8 | [19 empty] | 3162.3 | 1.4634 | 21472 |  | 481.51
1 | 3800 |  | 0.035 | 15 | 15 |  | 4.217e-12 | 0 | [6 empty] | 40.608 | 6.2892 | 0.50181 |  | 16949 |  | 380.08 |  | 90.554 | 11.599 | 5384.3 | [19 empty] | 4217 | 2.0072 | 16949 |  | 380.08
1 | 3800 |  | 0.035 | 15 | 15 |  | 5.6234e-12 | 0 | [6 empty] | 51.003 | 7.9767 | 0.67325 |  | 13711 |  | 307.47 |  | 91.779 | 11.655 | 6199 | [19 empty] | 5623.4 | 2.693 | 13711 |  | 307.47
1 | 3800 |  | 0.035 | 15 | 15 |  | 7.4989e-12 | 0 | [6 empty] | 63.293 | 9.9831 | 0.88454 |  | 11338 |  | 254.25 |  | 92.72 | 11.691 | 6999.8 | [19 empty] | 7498.9 | 3.5382 | 11338 |  | 254.25
1 | 3800 |  | 0.035 | 15 | 15 |  | 1e-11 | 0 | [6 empty] | 77.271 | 12.276 | 1.1353 |  | 9578.6 |  | 214.8 |  | 93.434 | 11.716 | 7771.4 | [19 empty] | 10000 | 4.5412 | 9578.6 |  | 214.8
1 | 3800 |  | 0.035 | 15 | 15 |  | 1.3335e-11 | 0 | [6 empty] | 92.458 | 14.781 | 1.4202 |  | 8260.9 |  | 185.25 |  | 93.958 | 11.729 | 8502.5 | [19 empty] | 13335 | 5.6808 | 8260.9 |  | 185.25
1 | 3800 |  | 0.035 | 15 | 15 |  | 1.7783e-11 | 0 | [6 empty] | 108.04 | 17.368 | 1.7266 |  | 7271.2 |  | 163.05 |  | 94.329 | 11.733 | 9179.6 | [19 empty] | 17783 | 6.9064 | 7271.2 |  | 163.05
1 | 3800 |  | 0.035 | 15 | 15 |  | 2.3714e-11 | 0 | [6 empty] | 123.05 | 19.876 | 2.0368 |  | 6528.5 |  | 146.4 |  | 94.581 | 11.729 | 9793.5 | [19 empty] | 23714 | 8.1472 | 6528.5 |  | 146.4
1 | 3800 |  | 0.035 | 15 | 15 |  | 3.1623e-11 | 0 | [6 empty] | 136.7 | 22.171 | 2.3328 |  | 5972.7 |  | 133.94 |  | 94.748 | 11.721 | 10332 | [19 empty] | 31623 | 9.3312 | 5972.7 |  | 133.94
1 | 3800 |  | 0.035 | 15 | 15 |  | 4.217e-11 | 0 | [6 empty] | 148.46 | 24.164 | 2.6 |  | 5557.7 |  | 124.63 |  | 94.855 | 11.711 | 10794 | [19 empty] | 42170 | 10.4 | 5557.7 |  | 124.63
1 | 3800 |  | 0.035 | 15 | 15 |  | 5.6234e-11 | 0 | [6 empty] | 154.95 | 25.312 | 2.7936 |  | 5249.7 |  | 117.72 |  | 94.903 | 11.704 | 16836 | [19 empty] | 56234 | 11.1744 | 5249.7 |  | 117.72
1 | 3800 |  | 0.035 | 15 | 15 |  | 7.4989e-11 | 0 | [6 empty] | 166.05 | 27.171 | 3.0234 |  | 5016.7 |  | 112.5 |  | 94.961 | 11.688 | 11500 | [19 empty] | 74989 | 12.0936 | 5016.7 |  | 112.5
1 | 3800 |  | 0.035 | 15 | 15 |  | 1e-10 | 0 | [6 empty] | 172.19 | 28.227 | 3.1788 |  | 4845.2 |  | 108.65 |  | 94.988 | 11.68 | 11755 | [19 empty] | 100000 | 12.7152 | 4845.2 |  | 108.65
1 | 3900 |  | 0.035 | 15 | 15 |  | 1e-13 | 0 | [6 empty] | 8.1011e-05 | 0 | 0 |  | NaN |  | NaN |  | 0 | 0 | 10736 | [19 empty] | 100 | 0
1 | 3900 |  | 0.035 | 15 | 15 |  | 1.3335e-13 | 0 | [6 empty] | 8.1011e-05 | 0 | 0 |  | NaN |  | NaN |  | 0 | 0 | 5968.2 | [19 empty] | 133.35 | 0
1 | 3900 |  | 0.035 | 15 | 15 |  | 1.7783e-13 | 0 | [6 empty] | 8.1011e-05 | 0 | 0 |  | NaN |  | NaN |  | 0 | 0 | 2378.5 | [19 empty] | 177.83 | 0
1 | 3900 |  | 0.035 | 15 | 15 |  | 2.3714e-13 | 0 | [6 empty] | 1.251 | 0.27855 | 0.00095886 |  | 5072700 |  | 113750 |  | 35.288 | 7.5057 | 3.5584 | [19 empty] | 237.14 | 0.0038354 | 5072700 |  | 113750
1 | 3900 |  | 0.035 | 15 | 15 |  | 3.1623e-13 | 0 | [6 empty] | 2.4646 | 0.4095 | 0.0036738 |  | 1368200 |  | 30681 |  | 48.746 | 8.8425 | 64.403 | [19 empty] | 316.23 | 0.014695 | 1368200 |  | 30681
1 | 3900 |  | 0.035 | 15 | 15 |  | 4.217e-13 | 0 | [6 empty] | 4.1165 | 0.60704 | 0.010951 |  | 480180 |  | 10768 |  | 60.021 | 9.8556 | 302.98 | [19 empty] | 421.7 | 0.043804 | 480180 |  | 10768
1 | 3900 |  | 0.035 | 15 | 15 |  | 5.6234e-13 | 0 | [6 empty] | 6.1038 | 0.87566 | 0.024979 |  | 221230 |  | 4961 |  | 68.242 | 10.521 | 681.53 | [19 empty] | 562.34 | 0.099916 | 221230 |  | 4961
1 | 3900 |  | 0.035 | 15 | 15 |  | 7.4989e-13 | 0 | [6 empty] | 8.5593 | 1.2335 | 0.04781 |  | 122010 |  | 2736 |  | 74.611 | 10.981 | 1149.8 | [19 empty] | 749.89 | 0.19124 | 122010 |  | 2736
1 | 3900 |  | 0.035 | 15 | 15 |  | 1e-12 | 0 | [6 empty] | 11.576 | 1.6943 | 0.081706 |  | 75629 |  | 1696 |  | 79.609 | 11.307 | 1774.6 | [19 empty] | 1000 | 0.32682 | 75629 |  | 1696
1 | 3900 |  | 0.035 | 15 | 15 |  | 1.3335e-12 | 0 | [6 empty] | 15.353 | 2.2877 | 0.12958 |  | 50763 |  | 1138.4 |  | 83.632 | 11.549 | 2456.8 | [19 empty] | 1333.5 | 0.51832 | 50763 |  | 1138.4
1 | 3900 |  | 0.035 | 15 | 15 |  | 1.7783e-12 | 0 | [6 empty] | 20.067 | 3.042 | 0.19499 |  | 36082 |  | 809.12 |  | 86.859 | 11.73 | 3205.8 | [19 empty] | 1778.3 | 0.77996 | 36082 |  | 809.12
1 | 3900 |  | 0.035 | 15 | 15 |  | 2.3714e-12 | 0 | [6 empty] | 25.921 | 3.9907 | 0.28221 |  | 26783 |  | 600.6 |  | 89.435 | 11.866 | 4015.6 | [19 empty] | 2371.4 | 1.1288 | 26783 |  | 600.6
1 | 3900 |  | 0.035 | 15 | 15 |  | 3.1623e-12 | 0 | [6 empty] | 33.161 | 5.1746 | 0.39639 |  | 20576 |  | 461.41 |  | 91.488 | 11.969 | 4858 | [19 empty] | 3162.3 | 1.5856 | 20576 |  | 461.41
1 | 3900 |  | 0.035 | 15 | 15 |  | 4.217e-12 | 0 | [6 empty] | 42.055 | 6.6386 | 0.54331 |  | 16264 |  | 364.71 |  | 93.117 | 12.047 | 5703.5 | [19 empty] | 4217 | 2.1732 | 16264 |  | 364.71
1 | 3900 |  | 0.035 | 15 | 15 |  | 5.6234e-12 | 0 | [6 empty] | 52.759 | 8.4111 | 0.72824 |  | 13177 |  | 295.49 |  | 94.389 | 12.104 | 6556.2 | [19 empty] | 5623.4 | 2.913 | 13177 |  | 295.49
1 | 3900 |  | 0.035 | 15 | 15 |  | 7.4989e-12 | 0 | [6 empty] | 65.388 | 10.514 | 0.95555 |  | 10914 |  | 244.75 |  | 95.368 | 12.14 | 7388.5 | [19 empty] | 7498.9 | 3.8222 | 10914 |  | 244.75
1 | 3900 |  | 0.035 | 15 | 15 |  | 1e-11 | 0 | [6 empty] | 79.661 | 12.903 | 1.224 |  | 9237.3 |  | 207.14 |  | 96.108 | 12.165 | 8194.9 | [19 empty] | 10000 | 4.896 | 9237.3 |  | 207.14
1 | 3900 |  | 0.035 | 15 | 15 |  | 1.3335e-11 | 0 | [6 empty] | 95.098 | 15.502 | 1.5275 |  | 7981.9 |  | 178.99 |  | 96.65 | 12.178 | 8953.1 | [19 empty] | 13335 | 6.11 | 7981.9 |  | 178.99
1 | 3900 |  | 0.035 | 15 | 15 |  | 1.7783e-11 | 0 | [6 empty] | 110.83 | 18.166 | 1.852 |  | 7039.6 |  | 157.86 |  | 97.033 | 12.18 | 9654.8 | [19 empty] | 17783 | 7.408 | 7039.6 |  | 157.86
1 | 3900 |  | 0.035 | 15 | 15 |  | 2.3714e-11 | 0 | [6 empty] | 125.88 | 20.734 | 2.1783 |  | 6333 |  | 142.02 |  | 97.295 | 12.176 | 10288 | [19 empty] | 23714 | 8.7132 | 6333 |  | 142.02
1 | 3900 |  | 0.035 | 15 | 15 |  | 3.1623e-11 | 0 | [6 empty] | 139.49 | 23.072 | 2.4877 |  | 5804.6 |  | 130.17 |  | 97.468 | 12.167 | 10840 | [19 empty] | 31623 | 9.9508 | 5804.6 |  | 130.17
1 | 3900 |  | 0.035 | 15 | 15 |  | 4.217e-11 | 0 | [6 empty] | 151.15 | 25.088 | 2.7654 |  | 5410.5 |  | 121.33 |  | 97.58 | 12.156 | 11314 | [19 empty] | 42170 | 11.0616 | 5410.5 |  | 121.33
1 | 3900 |  | 0.035 | 15 | 15 |  | 5.6234e-11 | 0 | [6 empty] | 160.77 | 26.762 | 3.004 |  | 5116.8 |  | 114.74 |  | 97.651 | 12.146 | 11709 | [19 empty] | 56234 | 12.016 | 5116.8 |  | 114.74
1 | 3900 |  | 0.035 | 15 | 15 |  | 7.4989e-11 | 0 | [6 empty] | 168.52 | 28.12 | 3.2031 |  | 4896.7 |  | 109.81 |  | 97.691 | 12.133 | 12034 | [19 empty] | 74989 | 12.8124 | 4896.7 |  | 109.81
1 | 3900 |  | 0.035 | 15 | 15 |  | 1e-10 | 0 | [6 empty] | 174.56 | 29.182 | 3.3629 |  | 4733.9 |  | 106.16 |  | 97.721 | 12.125 | 12293 | [19 empty] | 100000 | 13.4516 | 4733.9 |  | 106.16
1 | 4000 |  | 0.035 | 15 | 15 |  | 1e-13 | 0 | [6 empty] | 8.1011e-05 | 0 | 0 |  | NaN |  | NaN |  | 0 | 0 | 11880 | [19 empty] | 100 | 0
1 | 4000 |  | 0.035 | 15 | 15 |  | 1.3335e-13 | 0 | [6 empty] | 8.1011e-05 | 0 | 0 |  | NaN |  | NaN |  | 0 | 0 | 6645.8 | [19 empty] | 133.35 | 0
1 | 4000 |  | 0.035 | 15 | 15 |  | 1.7783e-13 | 0 | [6 empty] | 8.1011e-05 | 0 | 0 |  | NaN |  | NaN |  | 0 | 0 | 2787.5 | [19 empty] | 177.83 | 0
1 | 4000 |  | 0.035 | 15 | 15 |  | 2.3714e-13 | 0 | [6 empty] | 1.2827 | 0.29335 | 0.00094134 |  | 5307200 |  | 119010 |  | 35.659 | 7.8122 | 0.15068 | [19 empty] | 237.14 | 0.0037654 | 5307200 |  | 119010
1 | 4000 |  | 0.035 | 15 | 15 |  | 3.1623e-13 | 0 | [6 empty] | 2.5377 | 0.43143 | 0.003833 |  | 1347800 |  | 30224 |  | 49.526 | 9.1919 | 103.49 | [19 empty] | 316.23 | 0.015332 | 1347800 |  | 30224
1 | 4000 |  | 0.035 | 15 | 15 |  | 4.217e-13 | 0 | [6 empty] | 4.2675 | 0.64155 | 0.011681 |  | 463400 |  | 10392 |  | 61.31 | 10.247 | 338.28 | [19 empty] | 421.7 | 0.046724 | 463400 |  | 10392
1 | 4000 |  | 0.035 | 15 | 15 |  | 5.6234e-13 | 0 | [6 empty] | 6.3427 | 0.92686 | 0.026861 |  | 212100 |  | 4756.2 |  | 69.877 | 10.934 | 718.71 | [19 empty] | 562.34 | 0.10744 | 212100 |  | 4756.2
1 | 4000 |  | 0.035 | 15 | 15 |  | 7.4989e-13 | 0 | [6 empty] | 8.8908 | 1.3051 | 0.051585 |  | 116710 |  | 2617.3 |  | 76.48 | 11.404 | 1222.6 | [19 empty] | 749.89 | 0.20634 | 116710 |  | 2617.3
1 | 4000 |  | 0.035 | 15 | 15 |  | 1e-12 | 0 | [6 empty] | 12.017 | 1.7914 | 0.088293 |  | 72315 |  | 1621.6 |  | 81.663 | 11.738 | 1891.6 | [19 empty] | 1000 | 0.35317 | 72315 |  | 1621.6
1 | 4000 |  | 0.035 | 15 | 15 |  | 1.3335e-12 | 0 | [6 empty] | 15.941 | 2.4193 | 0.14016 |  | 48555 |  | 1088.8 |  | 85.849 | 11.987 | 2602.6 | [19 empty] | 1333.5 | 0.56064 | 48555 |  | 1088.8
1 | 4000 |  | 0.035 | 15 | 15 |  | 1.7783e-12 | 0 | [6 empty] | 20.806 | 3.2128 | 0.21091 |  | 34539 |  | 774.53 |  | 89.188 | 12.171 | 3412 | [19 empty] | 1778.3 | 0.84364 | 34539 |  | 774.53
1 | 4000 |  | 0.035 | 15 | 15 |  | 2.3714e-12 | 0 | [6 empty] | 26.861 | 4.213 | 0.30525 |  | 25664 |  | 575.52 |  | 91.865 | 12.311 | 4262.2 | [19 empty] | 2371.4 | 1.221 | 25664 |  | 575.52
1 | 4000 |  | 0.035 | 15 | 15 |  | 3.1623e-12 | 0 | [6 empty] | 34.36 | 5.4626 | 0.42871 |  | 19741 |  | 442.68 |  | 94.001 | 12.416 | 5134.7 | [19 empty] | 3162.3 | 1.7148 | 19741 |  | 442.68
1 | 4000 |  | 0.035 | 15 | 15 |  | 4.217e-12 | 0 | [6 empty] | 43.512 | 6.9988 | 0.5871 |  | 15625 |  | 350.39 |  | 95.687 | 12.495 | 6031.7 | [19 empty] | 4217 | 2.3484 | 15625 |  | 350.39
1 | 4000 |  | 0.035 | 15 | 15 |  | 5.6234e-12 | 0 | [6 empty] | 54.543 | 8.8609 | 0.78628 |  | 12678 |  | 284.31 |  | 97.009 | 12.553 | 6916.5 | [19 empty] | 5623.4 | 3.1451 | 12678 |  | 284.31
1 | 4000 |  | 0.035 | 15 | 15 |  | 7.4989e-12 | 0 | [6 empty] | 66.172 | 10.851 | 1.0195 |  | 10524 |  | 236 |  | 97.943 | 12.59 | 4169.9 | [19 empty] | 7498.9 | 4.078 | 10524 |  | 236
1 | 4000 |  | 0.035 | 15 | 15 |  | 1e-11 | 0 | [6 empty] | 82.055 | 13.546 | 1.3171 |  | 8917.9 |  | 199.98 |  | 98.788 | 12.614 | 8626.7 | [19 empty] | 10000 | 5.2684 | 8917.9 |  | 199.98
1 | 4000 |  | 0.035 | 15 | 15 |  | 1.3335e-11 | 0 | [6 empty] | 97.712 | 16.235 | 1.6396 |  | 7720.3 |  | 173.13 |  | 99.348 | 12.626 | 9416 | [19 empty] | 13335 | 6.5584 | 7720.3 |  | 173.13
1 | 4000 |  | 0.035 | 15 | 15 |  | 1.7783e-11 | 0 | [6 empty] | 113.59 | 18.98 | 1.9826 |  | 6822.1 |  | 152.98 |  | 99.745 | 12.628 | 10139 | [19 empty] | 17783 | 7.9304 | 6822.1 |  | 152.98
1 | 4000 |  | 0.035 | 15 | 15 |  | 2.3714e-11 | 0 | [6 empty] | 128.69 | 21.608 | 2.3252 |  | 6149.1 |  | 137.89 |  | 100.01 | 12.623 | 10791 | [19 empty] | 23714 | 9.3008 | 6149.1 |  | 137.89
1 | 4000 |  | 0.035 | 15 | 15 |  | 3.1623e-11 | 0 | [6 empty] | 142.24 | 23.984 | 2.648 |  | 5646.1 |  | 126.61 |  | 100.19 | 12.614 | 11359 | [19 empty] | 31623 | 10.592 | 5646.1 |  | 126.61
1 | 4000 |  | 0.035 | 15 | 15 |  | 4.217e-11 | 0 | [6 empty] | 153.81 | 26.026 | 2.9363 |  | 5271.2 |  | 118.2 |  | 100.31 | 12.603 | 11844 | [19 empty] | 42170 | 11.7452 | 5271.2 |  | 118.2
1 | 4000 |  | 0.035 | 15 | 15 |  | 5.6234e-11 | 0 | [6 empty] | 163.31 | 27.714 | 3.183 |  | 4991.9 |  | 111.94 |  | 100.39 | 12.592 | 12247 | [19 empty] | 56234 | 12.732 | 4991.9 |  | 111.94
1 | 4000 |  | 0.035 | 15 | 15 |  | 7.4989e-11 | 0 | [6 empty] | 170.9 | 29.07 | 3.3869 |  | 4784 |  | 107.28 |  | 100.43 | 12.582 | 12576 | [19 empty] | 74989 | 13.5476 | 4784 |  | 107.28
1 | 4000 |  | 0.035 | 15 | 15 |  | 1e-10 | 0 | [6 empty] | 176.88 | 30.146 | 3.5524 |  | 4627.9 |  | 103.78 |  | 100.46 | 12.57 | 12841 | [19 empty] | 100000 | 14.2096 | 4627.9 |  | 103.78
1 | 4100 |  | 0.035 | 15 | 15 |  | 1e-13 | 0 | [6 empty] | 8.1011e-05 | 0 | 0 |  | NaN |  | NaN |  | 0 | 0 | 11740 | [19 empty] | 100 | 0
1 | 4100 |  | 0.035 | 15 | 15 |  | 1.3335e-13 | 0 | [6 empty] | 8.1011e-05 | 0 | 0 |  | NaN |  | NaN |  | 0 | 0 | 6529.9 | [19 empty] | 133.35 | 0
1 | 4100 |  | 0.035 | 15 | 15 |  | 1.7783e-13 | 0 | [6 empty] | 8.1011e-05 | 0 | 0 |  | NaN |  | NaN |  | 0 | 0 | 2690 | [19 empty] | 177.83 | 0
1 | 4100 |  | 0.035 | 15 | 15 |  | 2.3714e-13 | 0 | [6 empty] | 1.3216 | 0.30939 | 0.00092289 |  | 5558900 |  | 124660 |  | 36.128 | 8.1291 | 20.494 | [19 empty] | 237.14 | 0.0036916 | 5558900 |  | 124660
1 | 4100 |  | 0.035 | 15 | 15 |  | 3.1623e-13 | 0 | [6 empty] | 2.6304 | 0.45603 | 0.0040047 |  | 1326100 |  | 29737 |  | 50.474 | 9.5577 | 101.16 | [19 empty] | 316.23 | 0.016019 | 1326100 |  | 29737
1 | 4100 |  | 0.035 | 15 | 15 |  | 4.217e-13 | 0 | [6 empty] | 4.4332 | 0.67879 | 0.012464 |  | 447070 |  | 10025 |  | 62.674 | 10.645 | 344.59 | [19 empty] | 421.7 | 0.049856 | 447070 |  | 10025
1 | 4100 |  | 0.035 | 15 | 15 |  | 5.6234e-13 | 0 | [6 empty] | 6.5861 | 0.98006 | 0.028863 |  | 203410 |  | 4561.5 |  | 71.525 | 11.348 | 756.56 | [19 empty] | 562.34 | 0.11545 | 203410 |  | 4561.5
1 | 4100 |  | 0.035 | 15 | 15 |  | 7.4989e-13 | 0 | [6 empty] | 9.2197 | 1.3781 | 0.055582 |  | 111730 |  | 2505.6 |  | 78.346 | 11.828 | 1313.2 | [19 empty] | 749.89 | 0.22233 | 111730 |  | 2505.6
1 | 4100 |  | 0.035 | 15 | 15 |  | 1e-12 | 0 | [6 empty] | 12.477 | 1.8939 | 0.095301 |  | 69212 |  | 1552.1 |  | 83.747 | 12.172 | 1990.5 | [19 empty] | 1000 | 0.3812 | 69212 |  | 1552.1
1 | 4100 |  | 0.035 | 15 | 15 |  | 1.3335e-12 | 0 | [6 empty] | 16.532 | 2.555 | 0.15136 |  | 46493 |  | 1042.6 |  | 88.074 | 12.425 | 2756.6 | [19 empty] | 1333.5 | 0.60544 | 46493 |  | 1042.6
1 | 4100 |  | 0.035 | 15 | 15 |  | 1.7783e-12 | 0 | [6 empty] | 21.556 | 3.3899 | 0.22776 |  | 33099 |  | 742.25 |  | 91.529 | 12.613 | 3620 | [19 empty] | 1778.3 | 0.91104 | 33099 |  | 742.25
1 | 4100 |  | 0.035 | 15 | 15 |  | 2.3714e-12 | 0 | [6 empty] | 27.817 | 4.4434 | 0.32961 |  | 24621 |  | 552.12 |  | 94.305 | 12.755 | 4511.5 | [19 empty] | 2371.4 | 1.3184 | 24621 |  | 552.12
1 | 4100 |  | 0.035 | 15 | 15 |  | 3.1623e-12 | 0 | [6 empty] | 35.553 | 5.7574 | 0.46272 |  | 18961 |  | 425.2 |  | 96.519 | 12.863 | 5428.3 | [19 empty] | 3162.3 | 1.8509 | 18961 |  | 425.2
1 | 4100 |  | 0.035 | 15 | 15 |  | 4.217e-12 | 0 | [6 empty] | 44.985 | 7.3709 | 0.63327 |  | 15029 |  | 337.01 |  | 98.266 | 12.943 | 6365.8 | [19 empty] | 4217 | 2.5331 | 15029 |  | 337.01
1 | 4100 |  | 0.035 | 15 | 15 |  | 5.6234e-12 | 0 | [6 empty] | 56.308 | 9.3195 | 0.84714 |  | 12212 |  | 273.85 |  | 99.634 | 13.002 | 7295 | [19 empty] | 5623.4 | 3.3886 | 12212 |  | 273.85
1 | 4100 |  | 0.035 | 15 | 15 |  | 7.4989e-12 | 0 | [6 empty] | 69.534 | 11.608 | 1.1078 |  | 10151 |  | 227.63 |  | 100.69 | 13.042 | 8202.2 | [19 empty] | 7498.9 | 4.4312 | 10151 |  | 227.63
1 | 4100 |  | 0.035 | 15 | 15 |  | 1e-11 | 0 | [6 empty] | 84.433 | 14.203 | 1.4144 |  | 8618.6 |  | 193.27 |  | 101.48 | 13.064 | 9071.2 | [19 empty] | 10000 | 5.6576 | 8618.6 |  | 193.27
1 | 4100 |  | 0.035 | 15 | 15 |  | 1.3335e-11 | 0 | [6 empty] | 100.32 | 16.986 | 1.7567 |  | 7474.8 |  | 167.62 |  | 102.05 | 13.075 | 9886.5 | [19 empty] | 13335 | 7.0268 | 7474.8 |  | 167.62
1 | 4100 |  | 0.035 | 15 | 15 |  | 1.7783e-11 | 0 | [6 empty] | 116.31 | 19.805 | 2.1182 |  | 6617.5 |  | 148.4 |  | 102.46 | 13.077 | 10637 | [19 empty] | 17783 | 8.4728 | 6617.5 |  | 148.4
1 | 4100 |  | 0.035 | 15 | 15 |  | 2.3714e-11 | 0 | [6 empty] | 131.45 | 22.494 | 2.4775 |  | 5975.7 |  | 134 |  | 102.74 | 13.071 | 11304 | [19 empty] | 23714 | 9.91 | 5975.7 |  | 134
1 | 4100 |  | 0.035 | 15 | 15 |  | 3.1623e-11 | 0 | [6 empty] | 144.95 | 24.909 | 2.8139 |  | 5496.4 |  | 123.26 |  | 102.93 | 13.061 | 11887 | [19 empty] | 31623 | 11.2556 | 5496.4 |  | 123.26
1 | 4100 |  | 0.035 | 15 | 15 |  | 4.217e-11 | 0 | [6 empty] | 156.42 | 26.975 | 3.1128 |  | 5139.2 |  | 115.25 |  | 103.05 | 13.049 | 12383 | [19 empty] | 42170 | 12.4512 | 5139.2 |  | 115.25
1 | 4100 |  | 0.035 | 15 | 15 |  | 5.6234e-11 | 0 | [6 empty] | 165.81 | 28.677 | 3.3675 |  | 4873.4 |  | 109.28 |  | 103.13 | 13.038 | 12795 | [19 empty] | 56234 | 13.47 | 4873.4 |  | 109.28
1 | 4100 |  | 0.035 | 15 | 15 |  | 7.4989e-11 | 0 | [6 empty] | 173.27 | 30.039 | 3.5772 |  | 4675.5 |  | 104.85 |  | 103.18 | 13.027 | 13131 | [19 empty] | 74989 | 14.3088 | 4675.5 |  | 104.85
1 | 4100 |  | 0.035 | 15 | 15 |  | 1e-10 | 0 | [6 empty] | 179.18 | 31.123 | 3.7475 |  | 4526.9 |  | 101.51 |  | 103.2 | 13.015 | 13398 | [19 empty] | 100000 | 14.99 | 4526.9 |  | 101.51
1 | 4200 |  | 0.035 | 15 | 15 |  | 1e-13 | 0 | [6 empty] | 8.1011e-05 | 0 | 0 |  | NaN |  | NaN |  | 0 | 0 | 11595 | [19 empty] | 100 | 0
1 | 4200 |  | 0.035 | 15 | 15 |  | 1.3335e-13 | 0 | [6 empty] | 8.1011e-05 | 0 | 0 |  | NaN |  | NaN |  | 0 | 0 | 6410.1 | [19 empty] | 133.35 | 0
1 | 4200 |  | 0.035 | 15 | 15 |  | 1.7783e-13 | 0 | [6 empty] | 0.0034653 | 0 | 0 |  | NaN |  | NaN |  | 0 | 0 | 2588.3 | [19 empty] | 177.83 | 0
1 | 4200 |  | 0.035 | 15 | 15 |  | 2.3714e-13 | 0 | [6 empty] | 1.3559 | 0.32537 | 0.00090401 |  | 5824600 |  | 130620 |  | 36.533 | 8.4395 | 25.483 | [19 empty] | 237.14 | 0.003616 | 5824600 |  | 130620
1 | 4200 |  | 0.035 | 15 | 15 |  | 3.1623e-13 | 0 | [6 empty] | 2.7204 | 0.48107 | 0.0041882 |  | 1302800 |  | 29214 |  | 51.395 | 9.9215 | 111.65 | [19 empty] | 316.23 | 0.016753 | 1302800 |  | 29214
1 | 4200 |  | 0.035 | 15 | 15 |  | 4.217e-13 | 0 | [6 empty] | 4.5964 | 0.71676 | 0.013295 |  | 431170 |  | 9669 |  | 64.023 | 11.042 | 366.8 | [19 empty] | 421.7 | 0.05318 | 431170 |  | 9669
1 | 4200 |  | 0.035 | 15 | 15 |  | 5.6234e-13 | 0 | [6 empty] | 6.8297 | 1.0347 | 0.030987 |  | 195160 |  | 4376.4 |  | 73.175 | 11.762 | 805.07 | [19 empty] | 562.34 | 0.12395 | 195160 |  | 4376.4
1 | 4200 |  | 0.035 | 15 | 15 |  | 7.4989e-13 | 0 | [6 empty] | 9.5681 | 1.4559 | 0.059837 |  | 107050 |  | 2400.5 |  | 80.254 | 12.255 | 1377.2 | [19 empty] | 749.89 | 0.23935 | 107050 |  | 2400.5
1 | 4200 |  | 0.035 | 15 | 15 |  | 1e-12 | 0 | [6 empty] | 12.925 | 1.9974 | 0.10268 |  | 66304 |  | 1486.8 |  | 85.818 | 12.604 | 2122.5 | [19 empty] | 1000 | 0.41072 | 66304 |  | 1486.8
1 | 4200 |  | 0.035 | 15 | 15 |  | 1.3335e-12 | 0 | [6 empty] | 17.12 | 2.6936 | 0.16316 |  | 44564 |  | 999.34 |  | 90.299 | 12.863 | 2929.7 | [19 empty] | 1333.5 | 0.65264 | 44564 |  | 999.34
1 | 4200 |  | 0.035 | 15 | 15 |  | 1.7783e-12 | 0 | [6 empty] | 22.333 | 3.5757 | 0.24562 |  | 31754 |  | 712.08 |  | 93.889 | 13.056 | 3815.4 | [19 empty] | 1778.3 | 0.98248 | 31754 |  | 712.08
1 | 4200 |  | 0.035 | 15 | 15 |  | 2.3714e-12 | 0 | [6 empty] | 28.798 | 4.6839 | 0.35538 |  | 23646 |  | 530.26 |  | 96.76 | 13.201 | 4754.3 | [19 empty] | 2371.4 | 1.4215 | 23646 |  | 530.26
1 | 4200 |  | 0.035 | 15 | 15 |  | 3.1623e-12 | 0 | [6 empty] | 36.752 | 6.0604 | 0.49853 |  | 18233 |  | 408.87 |  | 99.044 | 13.311 | 5732.2 | [19 empty] | 3162.3 | 1.9941 | 18233 |  | 408.87
1 | 4200 |  | 0.035 | 15 | 15 |  | 4.217e-12 | 0 | [6 empty] | 46.479 | 7.7555 | 0.68191 |  | 14470 |  | 324.5 |  | 100.85 | 13.392 | 6703.4 | [19 empty] | 4217 | 2.7276 | 14470 |  | 324.5
1 | 4200 |  | 0.035 | 15 | 15 |  | 5.6234e-12 | 0 | [6 empty] | 58.094 | 9.7928 | 0.91115 |  | 11776 |  | 264.07 |  | 102.27 | 13.452 | 7678.1 | [19 empty] | 5623.4 | 3.6446 | 11776 |  | 264.07
1 | 4200 |  | 0.035 | 15 | 15 |  | 7.4989e-12 | 0 | [6 empty] | 71.634 | 12.181 | 1.1898 |  | 9803.5 |  | 219.84 |  | 103.36 | 13.492 | 8621.1 | [19 empty] | 7498.9 | 4.7592 | 9803.5 |  | 219.84
1 | 4200 |  | 0.035 | 15 | 15 |  | 1e-11 | 0 | [6 empty] | 86.778 | 14.868 | 1.5155 |  | 8339.9 |  | 187.02 |  | 104.17 | 13.517 | 9523.9 | [19 empty] | 10000 | 6.062 | 8339.9 |  | 187.02
1 | 4200 |  | 0.035 | 15 | 15 |  | 1.3335e-11 | 0 | [6 empty] | 102.91 | 17.749 | 1.8786 |  | 7244 |  | 162.44 |  | 104.76 | 13.524 | 10369 | [19 empty] | 13335 | 7.5144 | 7244 |  | 162.44
1 | 4200 |  | 0.035 | 15 | 15 |  | 1.7783e-11 | 0 | [6 empty] | 119.02 | 20.647 | 2.2592 |  | 6424.8 |  | 144.08 |  | 105.18 | 13.525 | 11141 | [19 empty] | 17783 | 9.0368 | 6424.8 |  | 144.08
1 | 4200 |  | 0.035 | 15 | 15 |  | 2.3714e-11 | 0 | [6 empty] | 134.17 | 23.392 | 2.6352 |  | 5812.1 |  | 130.33 |  | 105.47 | 13.518 | 11828 | [19 empty] | 23714 | 10.5408 | 5812.1 |  | 130.33
1 | 4200 |  | 0.035 | 15 | 15 |  | 3.1623e-11 | 0 | [6 empty] | 147.6 | 25.842 | 2.9849 |  | 5354.8 |  | 120.08 |  | 105.66 | 13.508 | 12428 | [19 empty] | 31623 | 11.9396 | 5354.8 |  | 120.08
1 | 4200 |  | 0.035 | 15 | 15 |  | 4.217e-11 | 0 | [6 empty] | 158.98 | 27.933 | 3.2946 |  | 5014.2 |  | 112.44 |  | 105.79 | 13.495 | 12934 | [19 empty] | 42170 | 13.1784 | 5014.2 |  | 112.44
1 | 4200 |  | 0.035 | 15 | 15 |  | 5.6234e-11 | 0 | [6 empty] | 168.26 | 29.649 | 3.5573 |  | 4760.7 |  | 106.76 |  | 105.87 | 13.484 | 13353 | [19 empty] | 56234 | 14.2292 | 4760.7 |  | 106.76
1 | 4200 |  | 0.035 | 15 | 15 |  | 7.4989e-11 | 0 | [6 empty] | 175.63 | 31.021 | 3.7732 |  | 4572.1 |  | 102.53 |  | 105.92 | 13.473 | 13693 | [19 empty] | 74989 | 15.0928 | 4572.1 |  | 102.53
1 | 4200 |  | 0.035 | 15 | 15 |  | 1e-10 | 0 | [6 empty] | 181.38 | 32.096 | 3.9464 |  | 4431.7 |  | 99.379 |  | 105.96 | 13.464 | 13964 | [19 empty] | 100000 | 15.7856 | 4431.7 |  | 99.379
1 | 4300 |  | 0.035 | 15 | 15 |  | 1e-13 | 0 | [6 empty] | 8.1011e-05 | 0 | 0 |  | NaN |  | NaN |  | 0 | 0 | 12724 | [19 empty] | 100 | 0
1 | 4300 |  | 0.035 | 15 | 15 |  | 1.3335e-13 | 0 | [6 empty] | 8.1011e-05 | 0 | 0 |  | NaN |  | NaN |  | 0 | 0 | 7114.7 | [19 empty] | 133.35 | 0
1 | 4300 |  | 0.035 | 15 | 15 |  | 1.7783e-13 | 0 | [6 empty] | 0.0034653 | 0 | 0 |  | NaN |  | NaN |  | 0 | 0 | 2981.8 | [19 empty] | 177.83 | 0
1 | 4300 |  | 0.035 | 15 | 15 |  | 2.3714e-13 | 0 | [6 empty] | 1.3753 | 0.34006 | 0.00088512 |  | 6101200 |  | 136820 |  | 36.74 | 8.7292 | 9.8664 | [19 empty] | 237.14 | 0.0035405 | 6101200 |  | 136820
1 | 4300 |  | 0.035 | 15 | 15 |  | 3.1623e-13 | 0 | [6 empty] | 2.813 | 0.50711 | 0.0043848 |  | 1278100 |  | 28661 |  | 52.337 | 10.287 | 122.25 | [19 empty] | 316.23 | 0.017539 | 1278100 |  | 28661
1 | 4300 |  | 0.035 | 15 | 15 |  | 4.217e-13 | 0 | [6 empty] | 4.7622 | 0.75595 | 0.01416 |  | 416360 |  | 9336.8 |  | 65.384 | 11.443 | 379.97 | [19 empty] | 421.7 | 0.05664 | 416360 |  | 9336.8
1 | 4300 |  | 0.035 | 15 | 15 |  | 5.6234e-13 | 0 | [6 empty] | 7.0855 | 1.0925 | 0.033246 |  | 187320 |  | 4200.7 |  | 74.865 | 12.18 | 835.52 | [19 empty] | 562.34 | 0.13298 | 187320 |  | 4200.7
1 | 4300 |  | 0.035 | 15 | 15 |  | 7.4989e-13 | 0 | [6 empty] | 9.9165 | 1.5356 | 0.064336 |  | 102630 |  | 2301.5 |  | 82.164 | 12.682 | 1453.2 | [19 empty] | 749.89 | 0.25734 | 102630 |  | 2301.5
1 | 4300 |  | 0.035 | 15 | 15 |  | 1e-12 | 0 | [6 empty] | 13.385 | 2.1053 | 0.1105 |  | 63576 |  | 1425.7 |  | 87.909 | 13.038 | 2247.3 | [19 empty] | 1000 | 0.442 | 63576 |  | 1425.7
1 | 4300 |  | 0.035 | 15 | 15 |  | 1.3335e-12 | 0 | [6 empty] | 17.731 | 2.8394 | 0.17567 |  | 42758 |  | 958.84 |  | 92.55 | 13.302 | 3085.3 | [19 empty] | 1333.5 | 0.70268 | 42758 |  | 958.84
1 | 4300 |  | 0.035 | 15 | 15 |  | 1.7783e-12 | 0 | [6 empty] | 23.091 | 3.7632 | 0.26435 |  | 30496 |  | 683.86 |  | 96.243 | 13.498 | 4043.6 | [19 empty] | 1778.3 | 1.0574 | 30496 |  | 683.86
1 | 4300 |  | 0.035 | 15 | 15 |  | 2.3714e-12 | 0 | [6 empty] | 29.773 | 4.9294 | 0.38246 |  | 22734 |  | 509.81 |  | 99.218 | 13.647 | 5015.7 | [19 empty] | 2371.4 | 1.5298 | 22734 |  | 509.81
1 | 4300 |  | 0.035 | 15 | 15 |  | 3.1623e-12 | 0 | [6 empty] | 37.967 | 6.3738 | 0.53625 |  | 17551 |  | 393.58 |  | 101.58 | 13.758 | 6039.2 | [19 empty] | 3162.3 | 2.145 | 17551 |  | 393.58
1 | 4300 |  | 0.035 | 15 | 15 |  | 4.217e-12 | 0 | [6 empty] | 47.967 | 8.149 | 0.73293 |  | 13948 |  | 312.78 |  | 103.45 | 13.842 | 7055.5 | [19 empty] | 4217 | 2.9317 | 13948 |  | 312.78
1 | 4300 |  | 0.035 | 15 | 15 |  | 5.6234e-12 | 0 | [6 empty] | 59.882 | 10.278 | 0.97825 |  | 11367 |  | 254.89 |  | 104.91 | 13.902 | 8071.9 | [19 empty] | 5623.4 | 3.913 | 11367 |  | 254.89
1 | 4300 |  | 0.035 | 15 | 15 |  | 7.4989e-12 | 0 | [6 empty] | 73.734 | 12.767 | 1.2756 |  | 9477.4 |  | 212.53 |  | 106.03 | 13.942 | 9049.9 | [19 empty] | 7498.9 | 5.1024 | 9477.4 |  | 212.53
1 | 4300 |  | 0.035 | 15 | 15 |  | 1e-11 | 0 | [6 empty] | 89.147 | 15.555 | 1.6216 |  | 8075.7 |  | 181.1 |  | 106.87 | 13.967 | 9987.1 | [19 empty] | 10000 | 6.4864 | 8075.7 |  | 181.1
1 | 4300 |  | 0.035 | 15 | 15 |  | 1.3335e-11 | 0 | [6 empty] | 105.48 | 18.528 | 2.0054 |  | 7026.7 |  | 157.57 |  | 107.48 | 13.974 | 10860 | [19 empty] | 13335 | 8.0216 | 7026.7 |  | 157.57
1 | 4300 |  | 0.035 | 15 | 15 |  | 1.7783e-11 | 0 | [6 empty] | 121.69 | 21.5 | 2.4053 |  | 6243.2 |  | 140 |  | 107.91 | 13.974 | 11657 | [19 empty] | 17783 | 9.6212 | 6243.2 |  | 140
1 | 4300 |  | 0.035 | 15 | 15 |  | 2.3714e-11 | 0 | [6 empty] | 136.85 | 24.3 | 2.798 |  | 5657.5 |  | 126.87 |  | 108.21 | 13.966 | 12362 | [19 empty] | 23714 | 11.192 | 5657.5 |  | 126.87
1 | 4300 |  | 0.035 | 15 | 15 |  | 3.1623e-11 | 0 | [6 empty] | 150.21 | 26.787 | 3.1614 |  | 5220.7 |  | 117.07 |  | 108.41 | 13.955 | 12976 | [19 empty] | 31623 | 12.6456 | 5220.7 |  | 117.07
1 | 4300 |  | 0.035 | 15 | 15 |  | 4.217e-11 | 0 | [6 empty] | 161.49 | 28.901 | 3.4816 |  | 4895.5 |  | 109.78 |  | 108.54 | 13.942 | 13492 | [19 empty] | 42170 | 13.9264 | 4895.5 |  | 109.78
1 | 4300 |  | 0.035 | 15 | 15 |  | 5.6234e-11 | 0 | [6 empty] | 170.64 | 30.627 | 3.7521 |  | 4653.7 |  | 104.36 |  | 108.62 | 13.93 | 13921 | [19 empty] | 56234 | 15.0084 | 4653.7 |  | 104.36
1 | 4300 |  | 0.035 | 15 | 15 |  | 7.4989e-11 | 0 | [6 empty] | 177.91 | 32.007 | 3.9739 |  | 4473.7 |  | 100.32 |  | 108.68 | 13.919 | 14266 | [19 empty] | 74989 | 15.8956 | 4473.7 |  | 100.32
1 | 4300 |  | 0.035 | 15 | 15 |  | 1e-10 | 0 | [6 empty] | 183.57 | 33.087 | 4.1515 |  | 4339.7 |  | 97.317 |  | 108.72 | 13.91 | 14540 | [19 empty] | 100000 | 16.606 | 4339.7 |  | 97.317
1 | 4400 |  | 0.035 | 15 | 15 |  | 1e-13 | 0 | [6 empty] | 8.1011e-05 | 0 | 0 |  | NaN |  | NaN |  | 0 | 0 | 12580 | [19 empty] | 100 | 0
1 | 4400 |  | 0.035 | 15 | 15 |  | 1.3335e-13 | 0 | [6 empty] | 8.1011e-05 | 0 | 0 |  | NaN |  | NaN |  | 0 | 0 | 6995.5 | [19 empty] | 133.35 | 0
1 | 4400 |  | 0.035 | 15 | 15 |  | 1.7783e-13 | 0 | [6 empty] | 0.0034653 | 0 | 0 |  | NaN |  | NaN |  | 0 | 0 | 2881.2 | [19 empty] | 177.83 | 0
1 | 4400 |  | 0.035 | 15 | 15 |  | 2.3714e-13 | 0 | [6 empty] | 1.4142 | 0.35744 | 0.00086521 |  | 6402200 |  | 143570 |  | 37.206 | 9.0463 | 1.9934 | [19 empty] | 237.14 | 0.0034608 | 6402200 |  | 143570
1 | 4400 |  | 0.035 | 15 | 15 |  | 3.1623e-13 | 0 | [6 empty] | 2.925 | 0.53599 | 0.0045968 |  | 1252400 |  | 28084 |  | 53.442 | 10.669 | 92.756 | [19 empty] | 316.23 | 0.018387 | 1252400 |  | 28084
1 | 4400 |  | 0.035 | 15 | 15 |  | 4.217e-13 | 0 | [6 empty] | 4.9324 | 0.79687 | 0.0151 |  | 401400 |  | 9001.3 |  | 66.766 | 11.843 | 401.58 | [19 empty] | 421.7 | 0.0604 | 401400 |  | 9001.3
1 | 4400 |  | 0.035 | 15 | 15 |  | 5.6234e-13 | 0 | [6 empty] | 7.3413 | 1.1517 | 0.035638 |  | 179880 |  | 4033.7 |  | 76.555 | 12.597 | 876.69 | [19 empty] | 562.34 | 0.14255 | 179880 |  | 4033.7
1 | 4400 |  | 0.035 | 15 | 15 |  | 7.4989e-13 | 0 | [6 empty] | 10.253 | 1.6157 | 0.069068 |  | 98470 |  | 2208.2 |  | 84.051 | 13.107 | 1565.6 | [19 empty] | 749.89 | 0.27627 | 98470 |  | 2208.2
1 | 4400 |  | 0.035 | 15 | 15 |  | 1e-12 | 0 | [6 empty] | 13.861 | 2.2181 | 0.11877 |  | 61014 |  | 1368.2 |  | 90.022 | 13.473 | 2360.7 | [19 empty] | 1000 | 0.47508 | 61014 |  | 1368.2
1 | 4400 |  | 0.035 | 15 | 15 |  | 1.3335e-12 | 0 | [6 empty] | 18.335 | 2.9877 | 0.18881 |  | 41065 |  | 920.88 |  | 94.798 | 13.742 | 3263.2 | [19 empty] | 1333.5 | 0.75524 | 41065 |  | 920.88
1 | 4400 |  | 0.035 | 15 | 15 |  | 1.7783e-12 | 0 | [6 empty] | 23.88 | 3.9603 | 0.28417 |  | 29317 |  | 657.43 |  | 98.62 | 13.942 | 4253.3 | [19 empty] | 1778.3 | 1.1367 | 29317 |  | 657.43
1 | 4400 |  | 0.035 | 15 | 15 |  | 2.3714e-12 | 0 | [6 empty] | 30.752 | 5.1816 | 0.41092 |  | 21880 |  | 490.65 |  | 101.68 | 14.093 | 5286.9 | [19 empty] | 2371.4 | 1.6437 | 21880 |  | 490.65
1 | 4400 |  | 0.035 | 15 | 15 |  | 3.1623e-12 | 0 | [6 empty] | 39.205 | 6.6984 | 0.57596 |  | 16912 |  | 379.25 |  | 104.12 | 14.207 | 6345.9 | [19 empty] | 3162.3 | 2.3038 | 16912 |  | 379.25
1 | 4400 |  | 0.035 | 15 | 15 |  | 4.217e-12 | 0 | [6 empty] | 49.461 | 8.5527 | 0.78642 |  | 13457 |  | 301.78 |  | 106.05 | 14.291 | 7417.5 | [19 empty] | 4217 | 3.1457 | 13457 |  | 301.78
1 | 4400 |  | 0.035 | 15 | 15 |  | 5.6234e-12 | 0 | [6 empty] | 61.688 | 10.778 | 1.0486 |  | 10982 |  | 246.27 |  | 107.56 | 14.352 | 8470.3 | [19 empty] | 5623.4 | 4.1944 | 10982 |  | 246.27
1 | 4400 |  | 0.035 | 15 | 15 |  | 7.4989e-12 | 0 | [6 empty] | 75.829 | 13.367 | 1.3652 |  | 9170.8 |  | 205.65 |  | 108.71 | 14.393 | 9489.7 | [19 empty] | 7498.9 | 5.4608 | 9170.8 |  | 205.65
1 | 4400 |  | 0.035 | 15 | 15 |  | 1e-11 | 0 | [6 empty] | 91.502 | 16.254 | 1.7321 |  | 7827 |  | 175.52 |  | 109.58 | 14.417 | 10461 | [19 empty] | 10000 | 6.9284 | 7827 |  | 175.52
1 | 4400 |  | 0.035 | 15 | 15 |  | 1.3335e-11 | 0 | [6 empty] | 108.02 | 19.319 | 2.137 |  | 6822 |  | 152.98 |  | 110.2 | 14.423 | 11361 | [19 empty] | 13335 | 8.548 | 6822 |  | 152.98
1 | 4400 |  | 0.035 | 15 | 15 |  | 1.7783e-11 | 0 | [6 empty] | 124.32 | 22.365 | 2.5565 |  | 6071.8 |  | 136.16 |  | 110.65 | 14.422 | 12179 | [19 empty] | 17783 | 10.226 | 6071.8 |  | 136.16
1 | 4400 |  | 0.035 | 15 | 15 |  | 2.3714e-11 | 0 | [6 empty] | 139.48 | 25.218 | 2.9659 |  | 5511.5 |  | 123.59 |  | 110.95 | 14.414 | 12904 | [19 empty] | 23714 | 11.8636 | 5511.5 |  | 123.59
1 | 4400 |  | 0.035 | 15 | 15 |  | 3.1623e-11 | 0 | [6 empty] | 152.78 | 27.742 | 3.343 |  | 5093.9 |  | 114.23 |  | 111.15 | 14.402 | 13531 | [19 empty] | 31623 | 13.372 | 5093.9 |  | 114.23
1 | 4400 |  | 0.035 | 15 | 15 |  | 4.217e-11 | 0 | [6 empty] | 163.94 | 29.875 | 3.6735 |  | 4783.1 |  | 107.26 |  | 111.29 | 14.389 | 14060 | [19 empty] | 42170 | 14.694 | 4783.1 |  | 107.26
1 | 4400 |  | 0.035 | 15 | 15 |  | 5.6234e-11 | 0 | [6 empty] | 173 | 31.618 | 3.9522 |  | 4552.1 |  | 102.08 |  | 111.38 | 14.376 | 14494 | [19 empty] | 56234 | 15.8088 | 4552.1 |  | 102.08
1 | 4400 |  | 0.035 | 15 | 15 |  | 7.4989e-11 | 0 | [6 empty] | 180.14 | 33.001 | 4.1795 |  | 4380.1 |  | 98.224 |  | 111.44 | 14.365 | 14847 | [19 empty] | 74989 | 16.718 | 4380.1 |  | 98.224
1 | 4400 |  | 0.035 | 15 | 15 |  | 1e-10 | 0 | [6 empty] | 185.72 | 34.085 | 4.3614 |  | 4252.2 |  | 95.354 |  | 111.48 | 14.356 | 15125 | [19 empty] | 100000 | 17.4456 | 4252.2 |  | 95.354
1 | 4500 |  | 0.035 | 15 | 15 |  | 1e-13 | 0 | [6 empty] | 8.1011e-05 | 0 | 0 |  | NaN |  | NaN |  | 0 | 0 | 12433 | [19 empty] | 100 | 0
1 | 4500 |  | 0.035 | 15 | 15 |  | 1.3335e-13 | 0 | [6 empty] | 8.1011e-05 | 0 | 0 |  | NaN |  | NaN |  | 0 | 0 | 6872.9 | [19 empty] | 133.35 | 0
1 | 4500 |  | 0.035 | 15 | 15 |  | 1.7783e-13 | 0 | [6 empty] | 0.0034653 | 0 | 0 |  | NaN |  | NaN |  | 0 | 0 | 2777 | [19 empty] | 177.83 | 0
1 | 4500 |  | 0.035 | 15 | 15 |  | 2.3714e-13 | 0 | [6 empty] | 1.4485 | 0.37473 | 0.00084503 |  | 6720600 |  | 150710 |  | 37.61 | 9.357 | 0.4811 | [19 empty] | 237.14 | 0.0033801 | 6720600 |  | 150710
1 | 4500 |  | 0.035 | 15 | 15 |  | 3.1623e-13 | 0 | [6 empty] | 3.0176 | 0.56351 | 0.0048219 |  | 1225300 |  | 27477 |  | 54.377 | 11.035 | 116.27 | [19 empty] | 316.23 | 0.019288 | 1225300 |  | 27477
1 | 4500 |  | 0.035 | 15 | 15 |  | 4.217e-13 | 0 | [6 empty] | 5.0982 | 0.83831 | 0.016096 |  | 386920 |  | 8676.6 |  | 68.123 | 12.242 | 443.55 | [19 empty] | 421.7 | 0.064384 | 386920 |  | 8676.6
1 | 4500 |  | 0.035 | 15 | 15 |  | 5.6234e-13 | 0 | [6 empty] | 7.5996 | 1.2128 | 0.038168 |  | 172810 |  | 3875.2 |  | 78.254 | 13.015 | 922.27 | [19 empty] | 562.34 | 0.15267 | 172810 |  | 3875.2
1 | 4500 |  | 0.035 | 15 | 15 |  | 7.4989e-13 | 0 | [6 empty] | 10.604 | 1.6999 | 0.07408 |  | 94547 |  | 2120.2 |  | 85.97 | 13.535 | 1660.4 | [19 empty] | 749.89 | 0.29632 | 94547 |  | 2120.2
1 | 4500 |  | 0.035 | 15 | 15 |  | 1e-12 | 0 | [6 empty] | 14.341 | 2.3345 | 0.12749 |  | 58607 |  | 1314.3 |  | 92.145 | 13.909 | 2478.9 | [19 empty] | 1000 | 0.50996 | 58607 |  | 1314.3
1 | 4500 |  | 0.035 | 15 | 15 |  | 1.3335e-12 | 0 | [6 empty] | 18.949 | 3.1412 | 0.20267 |  | 39477 |  | 885.26 |  | 97.058 | 14.182 | 3441.5 | [19 empty] | 1333.5 | 0.81068 | 39477 |  | 885.26
1 | 4500 |  | 0.035 | 15 | 15 |  | 1.7783e-12 | 0 | [6 empty] | 24.67 | 4.1623 | 0.30499 |  | 28211 |  | 632.63 |  | 101 | 14.386 | 4476 | [19 empty] | 1778.3 | 1.22 | 28211 |  | 632.63
1 | 4500 |  | 0.035 | 15 | 15 |  | 2.3714e-12 | 0 | [6 empty] | 31.746 | 5.4423 | 0.44086 |  | 21078 |  | 472.67 |  | 104.16 | 14.54 | 5559.3 | [19 empty] | 2371.4 | 1.7634 | 21078 |  | 472.67
1 | 4500 |  | 0.035 | 15 | 15 |  | 3.1623e-12 | 0 | [6 empty] | 40.435 | 7.0296 | 0.61754 |  | 16312 |  | 365.79 |  | 106.67 | 14.655 | 6669.2 | [19 empty] | 3162.3 | 2.4702 | 16312 |  | 365.79
1 | 4500 |  | 0.035 | 15 | 15 |  | 4.217e-12 | 0 | [6 empty] | 50.971 | 8.969 | 0.84255 |  | 12997 |  | 291.45 |  | 108.66 | 14.741 | 7783.3 | [19 empty] | 4217 | 3.3702 | 12997 |  | 291.45
1 | 4500 |  | 0.035 | 15 | 15 |  | 5.6234e-12 | 0 | [6 empty] | 63.498 | 11.29 | 1.1222 |  | 10621 |  | 238.17 |  | 110.21 | 14.803 | 8877.7 | [19 empty] | 5623.4 | 4.4888 | 10621 |  | 238.17
1 | 4500 |  | 0.035 | 15 | 15 |  | 7.4989e-12 | 0 | [6 empty] | 77.909 | 13.977 | 1.4586 |  | 8882.2 |  | 199.18 |  | 111.4 | 14.844 | 9940.6 | [19 empty] | 7498.9 | 5.8344 | 8882.2 |  | 199.18
1 | 4500 |  | 0.035 | 15 | 15 |  | 1e-11 | 0 | [6 empty] | 93.846 | 16.968 | 1.847 |  | 7593 |  | 170.27 |  | 112.29 | 14.867 | 10938 | [19 empty] | 10000 | 7.388 | 7593 |  | 170.27
1 | 4500 |  | 0.035 | 15 | 15 |  | 1.3335e-11 | 0 | [6 empty] | 110.49 | 20.113 | 2.2724 |  | 6630.8 |  | 148.69 |  | 112.93 | 14.876 | 11870 | [19 empty] | 13335 | 9.0896 | 6630.8 |  | 148.69
1 | 4500 |  | 0.035 | 15 | 15 |  | 1.7783e-11 | 0 | [6 empty] | 126.92 | 23.242 | 2.7126 |  | 5910.3 |  | 132.54 |  | 113.39 | 14.871 | 12710 | [19 empty] | 17783 | 10.8504 | 5910.3 |  | 132.54
1 | 4500 |  | 0.035 | 15 | 15 |  | 2.3714e-11 | 0 | [6 empty] | 142.06 | 26.146 | 3.1388 |  | 5373.7 |  | 120.5 |  | 113.7 | 14.862 | 13454 | [19 empty] | 23714 | 12.5552 | 5373.7 |  | 120.5
1 | 4500 |  | 0.035 | 15 | 15 |  | 3.1623e-11 | 0 | [6 empty] | 155.28 | 28.702 | 3.5293 |  | 4973.9 |  | 111.54 |  | 113.91 | 14.849 | 14097 | [19 empty] | 31623 | 14.1172 | 4973.9 |  | 111.54
1 | 4500 |  | 0.035 | 15 | 15 |  | 4.217e-11 | 0 | [6 empty] | 166.34 | 30.859 | 3.8704 |  | 4676.6 |  | 104.87 |  | 114.05 | 14.836 | 14635 | [19 empty] | 42170 | 15.4816 | 4676.6 |  | 104.87
1 | 4500 |  | 0.035 | 15 | 15 |  | 5.6234e-11 | 0 | [6 empty] | 175.29 | 32.614 | 4.1569 |  | 4455.5 |  | 99.914 |  | 114.14 | 14.823 | 15076 | [19 empty] | 56234 | 16.6276 | 4455.5 |  | 99.914
1 | 4500 |  | 0.035 | 15 | 15 |  | 7.4989e-11 | 0 | [6 empty] | 182.35 | 34.007 | 4.3902 |  | 4291.1 |  | 96.227 |  | 114.2 | 14.812 | 15433 | [19 empty] | 74989 | 17.5608 | 4291.1 |  | 96.227
1 | 4500 |  | 0.035 | 15 | 15 |  | 1e-10 | 0 | [6 empty] | 187.82 | 35.09 | 4.576 |  | 4168.7 |  | 93.482 |  | 114.24 | 14.802 | 15718 | [19 empty] | 100000 | 18.304 | 4168.7 |  | 93.482
1 | 4600 |  | 0.035 | 15 | 15 |  | 1e-13 | 0 | [6 empty] | 8.1011e-05 | 0 | 0 |  | NaN |  | NaN |  | 0 | 0 | 13547 | [19 empty] | 100 | 0
1 | 4600 |  | 0.035 | 15 | 15 |  | 1.3335e-13 | 0 | [6 empty] | 8.1011e-05 | 0 | 0 |  | NaN |  | NaN |  | 0 | 0 | 7562 | [19 empty] | 133.35 | 0
1 | 4600 |  | 0.035 | 15 | 15 |  | 1.7783e-13 | 0 | [6 empty] | 0.0034653 | 0 | 0 |  | NaN |  | NaN |  | 0 | 0 | 3154.9 | [19 empty] | 177.83 | 0
1 | 4600 |  | 0.035 | 15 | 15 |  | 2.3714e-13 | 0 | [6 empty] | 1.4874 | 0.39305 | 0.00082446 |  | 7060700 |  | 158330 |  | 38.074 | 9.6742 | 5.4911 | [19 empty] | 237.14 | 0.0032978 | 7060700 |  | 158330
1 | 4600 |  | 0.035 | 15 | 15 |  | 3.1623e-13 | 0 | [6 empty] | 3.1297 | 0.59395 | 0.0050642 |  | 1197500 |  | 26854 |  | 55.474 | 11.416 | 99.764 | [19 empty] | 316.23 | 0.020257 | 1197500 |  | 26854
1 | 4600 |  | 0.035 | 15 | 15 |  | 4.217e-13 | 0 | [6 empty] | 5.2808 | 0.88296 | 0.017159 |  | 372950 |  | 8363.3 |  | 69.565 | 12.647 | 450.88 | [19 empty] | 421.7 | 0.068636 | 372950 |  | 8363.3
1 | 4600 |  | 0.035 | 15 | 15 |  | 5.6234e-13 | 0 | [6 empty] | 7.8554 | 1.2751 | 0.040838 |  | 166090 |  | 3724.5 |  | 79.946 | 13.433 | 984.49 | [19 empty] | 562.34 | 0.16335 | 166090 |  | 3724.5
1 | 4600 |  | 0.035 | 15 | 15 |  | 7.4989e-13 | 0 | [6 empty] | 10.971 | 1.7886 | 0.079389 |  | 90847 |  | 2037.2 |  | 87.927 | 13.965 | 1732.4 | [19 empty] | 749.89 | 0.31756 | 90847 |  | 2037.2
1 | 4600 |  | 0.035 | 15 | 15 |  | 1e-12 | 0 | [6 empty] | 14.808 | 2.4517 | 0.13663 |  | 56342 |  | 1263.5 |  | 94.254 | 14.344 | 2629.3 | [19 empty] | 1000 | 0.54652 | 56342 |  | 1263.5
1 | 4600 |  | 0.035 | 15 | 15 |  | 1.3335e-12 | 0 | [6 empty] | 19.568 | 3.2992 | 0.21723 |  | 37984 |  | 851.78 |  | 99.326 | 14.623 | 3625.6 | [19 empty] | 1333.5 | 0.86892 | 37984 |  | 851.78
1 | 4600 |  | 0.035 | 15 | 15 |  | 1.7783e-12 | 0 | [6 empty] | 25.461 | 4.3693 | 0.32684 |  | 27173 |  | 609.34 |  | 103.39 | 14.83 | 4709.4 | [19 empty] | 1778.3 | 1.3074 | 27173 |  | 609.34
1 | 4600 |  | 0.035 | 15 | 15 |  | 2.3714e-12 | 0 | [6 empty] | 32.74 | 5.7092 | 0.47223 |  | 20325 |  | 455.78 |  | 106.64 | 14.987 | 5844.4 | [19 empty] | 2371.4 | 1.8889 | 20325 |  | 455.78
1 | 4600 |  | 0.035 | 15 | 15 |  | 3.1623e-12 | 0 | [6 empty] | 41.668 | 7.369 | 0.66107 |  | 15748 |  | 353.15 |  | 109.23 | 15.104 | 7003.2 | [19 empty] | 3162.3 | 2.6443 | 15748 |  | 353.15
1 | 4600 |  | 0.035 | 15 | 15 |  | 4.217e-12 | 0 | [6 empty] | 52.477 | 9.394 | 0.90119 |  | 12563 |  | 281.73 |  | 111.27 | 15.191 | 8162.8 | [19 empty] | 4217 | 3.6048 | 12563 |  | 281.73
1 | 4600 |  | 0.035 | 15 | 15 |  | 5.6234e-12 | 0 | [6 empty] | 65.295 | 11.812 | 1.1989 |  | 10281 |  | 230.54 |  | 112.87 | 15.253 | 9296.6 | [19 empty] | 5623.4 | 4.7956 | 10281 |  | 230.54
1 | 4600 |  | 0.035 | 15 | 15 |  | 7.4989e-12 | 0 | [6 empty] | 79.994 | 14.602 | 1.5558 |  | 8610.7 |  | 193.09 |  | 114.09 | 15.294 | 10392 | [19 empty] | 7498.9 | 6.2232 | 8610.7 |  | 193.09
1 | 4600 |  | 0.035 | 15 | 15 |  | 1e-11 | 0 | [6 empty] | 96.158 | 17.691 | 1.9661 |  | 7372.7 |  | 165.33 |  | 115 | 15.317 | 11428 | [19 empty] | 10000 | 7.8644 | 7372.7 |  | 165.33
1 | 4600 |  | 0.035 | 15 | 15 |  | 1.3335e-11 | 0 | [6 empty] | 112.98 | 20.928 | 2.4133 |  | 6449 |  | 144.62 |  | 115.67 | 15.326 | 12386 | [19 empty] | 13335 | 9.6532 | 6449 |  | 144.62
1 | 4600 |  | 0.035 | 15 | 15 |  | 1.7783e-11 | 0 | [6 empty] | 129.48 | 24.128 | 2.8734 |  | 5757.8 |  | 129.12 |  | 116.13 | 15.32 | 13249 | [19 empty] | 17783 | 11.4936 | 5757.8 |  | 129.12
1 | 4600 |  | 0.035 | 15 | 15 |  | 2.3714e-11 | 0 | [6 empty] | 144.6 | 27.084 | 3.3166 |  | 5243.3 |  | 117.58 |  | 116.45 | 15.31 | 14012 | [19 empty] | 23714 | 13.2664 | 5243.3 |  | 117.58
1 | 4600 |  | 0.035 | 15 | 15 |  | 3.1623e-11 | 0 | [6 empty] | 157.74 | 29.675 | 3.7207 |  | 4860.2 |  | 108.99 |  | 116.66 | 15.297 | 14669 | [19 empty] | 31623 | 14.8828 | 4860.2 |  | 108.99
1 | 4600 |  | 0.035 | 15 | 15 |  | 4.217e-11 | 0 | [6 empty] | 168.71 | 31.851 | 4.0721 |  | 4575.4 |  | 102.6 |  | 116.81 | 15.283 | 15218 | [19 empty] | 42170 | 16.2884 | 4575.4 |  | 102.6
1 | 4600 |  | 0.035 | 15 | 15 |  | 5.6234e-11 | 0 | [6 empty] | 177.55 | 33.618 | 4.3664 |  | 4363.7 |  | 97.855 |  | 116.9 | 15.269 | 15667 | [19 empty] | 56234 | 17.4656 | 4363.7 |  | 97.855
1 | 4600 |  | 0.035 | 15 | 15 |  | 7.4989e-11 | 0 | [6 empty] | 184.5 | 35.017 | 4.6055 |  | 4206.3 |  | 94.325 |  | 116.97 | 15.258 | 16029 | [19 empty] | 74989 | 18.422 | 4206.3 |  | 94.325
1 | 4600 |  | 0.035 | 15 | 15 |  | 1e-10 | 0 | [6 empty] | 189.9 | 36.108 | 4.7958 |  | 4089.1 |  | 91.697 |  | 117.01 | 15.248 | 16316 | [19 empty] | 100000 | 19.1832 | 4089.1 |  | 91.697
1 | 4700 |  | 0.035 | 15 | 15 |  | 1e-13 | 0 | [6 empty] | 8.1011e-05 | 0 | 0 |  | NaN |  | NaN |  | 0 | 0 | 13400 | [19 empty] | 100 | 0
1 | 4700 |  | 0.035 | 15 | 15 |  | 1.3335e-13 | 0 | [6 empty] | 8.1011e-05 | 0 | 0 |  | NaN |  | NaN |  | 0 | 0 | 7440.5 | [19 empty] | 133.35 | 0
1 | 4700 |  | 0.035 | 15 | 15 |  | 1.7783e-13 | 0 | [6 empty] | 0.0034653 | 0 | 0 |  | NaN |  | NaN |  | 0 | 0 | 3052.1 | [19 empty] | 177.83 | 0
1 | 4700 |  | 0.035 | 15 | 15 |  | 2.3714e-13 | 0 | [6 empty] | 1.5263 | 0.41184 | 0.00080372 |  | 7421600 |  | 166430 |  | 38.536 | 9.9913 | 8.504 | [19 empty] | 237.14 | 0.0032149 | 7421600 |  | 166430
1 | 4700 |  | 0.035 | 15 | 15 |  | 3.1623e-13 | 0 | [6 empty] | 3.2345 | 0.62438 | 0.0053226 |  | 1168800 |  | 26211 |  | 56.505 | 11.791 | 106.87 | [19 empty] | 316.23 | 0.02129 | 1168800 |  | 26211
1 | 4700 |  | 0.035 | 15 | 15 |  | 4.217e-13 | 0 | [6 empty] | 5.466 | 0.92908 | 0.018287 |  | 359470 |  | 8061.1 |  | 71.018 | 13.054 | 460.12 | [19 empty] | 421.7 | 0.073148 | 359470 |  | 8061.1
1 | 4700 |  | 0.035 | 15 | 15 |  | 5.6234e-13 | 0 | [6 empty] | 8.1138 | 1.3393 | 0.043657 |  | 159710 |  | 3581.5 |  | 81.647 | 13.852 | 1050.8 | [19 empty] | 562.34 | 0.17463 | 159710 |  | 3581.5
1 | 4700 |  | 0.035 | 15 | 15 |  | 7.4989e-13 | 0 | [6 empty] | 11.339 | 1.8795 | 0.084976 |  | 87353 |  | 1958.9 |  | 89.885 | 14.395 | 1815.6 | [19 empty] | 749.89 | 0.3399 | 87353 |  | 1958.9
1 | 4700 |  | 0.035 | 15 | 15 |  | 1e-12 | 0 | [6 empty] | 15.295 | 2.5748 | 0.14628 |  | 54210 |  | 1215.7 |  | 96.392 | 14.781 | 2760.2 | [19 empty] | 1000 | 0.58512 | 54210 |  | 1215.7
1 | 4700 |  | 0.035 | 15 | 15 |  | 1.3335e-12 | 0 | [6 empty] | 20.194 | 3.4621 | 0.23254 |  | 36580 |  | 820.3 |  | 101.6 | 15.064 | 3812.7 | [19 empty] | 1333.5 | 0.93016 | 36580 |  | 820.3
1 | 4700 |  | 0.035 | 15 | 15 |  | 1.7783e-12 | 0 | [6 empty] | 26.25 | 4.5809 | 0.34973 |  | 26196 |  | 587.44 |  | 105.78 | 15.275 | 4957 | [19 empty] | 1778.3 | 1.3989 | 26196 |  | 587.44
1 | 4700 |  | 0.035 | 15 | 15 |  | 2.3714e-12 | 0 | [6 empty] | 33.734 | 5.9823 | 0.50507 |  | 19616 |  | 439.89 |  | 109.12 | 15.434 | 6141.7 | [19 empty] | 2371.4 | 2.0203 | 19616 |  | 439.89
1 | 4700 |  | 0.035 | 15 | 15 |  | 3.1623e-12 | 0 | [6 empty] | 42.906 | 7.717 | 0.70662 |  | 15217 |  | 341.24 |  | 111.79 | 15.554 | 7346.4 | [19 empty] | 3162.3 | 2.8265 | 15217 |  | 341.24
1 | 4700 |  | 0.035 | 15 | 15 |  | 4.217e-12 | 0 | [6 empty] | 53.992 | 9.8304 | 0.96252 |  | 12155 |  | 272.58 |  | 113.89 | 15.642 | 8547.6 | [19 empty] | 4217 | 3.8501 | 12155 |  | 272.58
1 | 4700 |  | 0.035 | 15 | 15 |  | 5.6234e-12 | 0 | [6 empty] | 67.066 | 12.34 | 1.2786 |  | 9960.7 |  | 223.37 |  | 115.53 | 15.704 | 9728.1 | [19 empty] | 5623.4 | 5.1144 | 9960.7 |  | 223.37
1 | 4700 |  | 0.035 | 15 | 15 |  | 7.4989e-12 | 0 | [6 empty] | 82.055 | 15.237 | 1.6567 |  | 8355.1 |  | 187.36 |  | 116.79 | 15.745 | 10857 | [19 empty] | 7498.9 | 6.6268 | 8355.1 |  | 187.36
1 | 4700 |  | 0.035 | 15 | 15 |  | 1e-11 | 0 | [6 empty] | 98.462 | 18.428 | 2.0895 |  | 7165 |  | 160.67 |  | 117.72 | 15.768 | 11924 | [19 empty] | 10000 | 8.358 | 7165 |  | 160.67
1 | 4700 |  | 0.035 | 15 | 15 |  | 1.3335e-11 | 0 | [6 empty] | 115.45 | 21.756 | 2.5589 |  | 6277.5 |  | 140.77 |  | 118.4 | 15.775 | 12909 | [19 empty] | 13335 | 10.2356 | 6277.5 |  | 140.77
1 | 4700 |  | 0.035 | 15 | 15 |  | 1.7783e-11 | 0 | [6 empty] | 131.98 | 25.024 | 3.0389 |  | 5613.7 |  | 125.89 |  | 118.88 | 15.768 | 13800 | [19 empty] | 17783 | 12.1556 | 5613.7 |  | 125.89
1 | 4700 |  | 0.035 | 15 | 15 |  | 2.3714e-11 | 0 | [6 empty] | 147.09 | 28.031 | 3.4992 |  | 5119.9 |  | 114.81 |  | 119.21 | 15.758 | 14580 | [19 empty] | 23714 | 13.9968 | 5119.9 |  | 114.81
1 | 4700 |  | 0.035 | 15 | 15 |  | 3.1623e-11 | 0 | [6 empty] | 160.18 | 30.659 | 3.9171 |  | 4752.4 |  | 106.57 |  | 119.43 | 15.744 | 15247 | [19 empty] | 31623 | 15.6684 | 4752.4 |  | 106.57
1 | 4700 |  | 0.035 | 15 | 15 |  | 4.217e-11 | 0 | [6 empty] | 171.03 | 32.854 | 4.2788 |  | 4479.3 |  | 100.45 |  | 119.57 | 15.729 | 15807 | [19 empty] | 42170 | 17.1152 | 4479.3 |  | 100.45
1 | 4700 |  | 0.035 | 15 | 15 |  | 5.6234e-11 | 0 | [6 empty] | 179.75 | 34.63 | 4.5806 |  | 4276.3 |  | 95.896 |  | 119.67 | 15.716 | 16265 | [19 empty] | 56234 | 18.3224 | 4276.3 |  | 95.896
1 | 4700 |  | 0.035 | 15 | 15 |  | 7.4989e-11 | 0 | [6 empty] | 186.61 | 36.034 | 4.8252 |  | 4125.4 |  | 92.512 |  | 119.74 | 15.704 | 16634 | [19 empty] | 74989 | 19.3008 | 4125.4 |  | 92.512
1 | 4700 |  | 0.035 | 15 | 15 |  | 1e-10 | 0 | [6 empty] | 191.93 | 37.13 | 5.0199 |  | 4013.1 |  | 89.993 |  | 119.78 | 15.694 | 16923 | [19 empty] | 100000 | 20.0796 | 4013.1 |  | 89.993
1 | 4800 |  | 0.035 | 15 | 15 |  | 1e-13 | 0 | [6 empty] | 8.1011e-05 | 0 | 0 |  | NaN |  | NaN |  | 0 | 0 | 13250 | [19 empty] | 100 | 0
1 | 4800 |  | 0.035 | 15 | 15 |  | 1.3335e-13 | 0 | [6 empty] | 8.1011e-05 | 0 | 0 |  | NaN |  | NaN |  | 0 | 0 | 7316 | [19 empty] | 133.35 | 0
1 | 4800 |  | 0.035 | 15 | 15 |  | 1.7783e-13 | 0 | [6 empty] | 0.0034653 | 0 | 0 |  | NaN |  | NaN |  | 0 | 0 | 2946.3 | [19 empty] | 177.83 | 0
1 | 4800 |  | 0.035 | 15 | 15 |  | 2.3714e-13 | 0 | [6 empty] | 1.5605 | 0.4305 | 0.00078303 |  | 7802300 |  | 174960 |  | 38.937 | 10.302 | 1.973 | [19 empty] | 237.14 | 0.0031321 | 7802300 |  | 174960
1 | 4800 |  | 0.035 | 15 | 15 |  | 3.1623e-13 | 0 | [6 empty] | 3.3271 | 0.65416 | 0.0055973 |  | 1139400 |  | 25552 |  | 57.432 | 12.157 | 149.19 | [19 empty] | 316.23 | 0.022389 | 1139400 |  | 25552
1 | 4800 |  | 0.035 | 15 | 15 |  | 4.217e-13 | 0 | [6 empty] | 5.6512 | 0.97634 | 0.01948 |  | 346490 |  | 7770 |  | 72.47 | 13.46 | 477.91 | [19 empty] | 421.7 | 0.07792 | 346490 |  | 7770
1 | 4800 |  | 0.035 | 15 | 15 |  | 5.6234e-13 | 0 | [6 empty] | 8.389 | 1.4075 | 0.046646 |  | 153660 |  | 3445.7 |  | 83.402 | 14.274 | 1087.1 | [19 empty] | 562.34 | 0.18658 | 153660 |  | 3445.7
1 | 4800 |  | 0.035 | 15 | 15 |  | 7.4989e-13 | 0 | [6 empty] | 11.707 | 1.9726 | 0.09085 |  | 84053 |  | 1884.9 |  | 91.845 | 14.825 | 1909.9 | [19 empty] | 749.89 | 0.3634 | 84053 |  | 1884.9
1 | 4800 |  | 0.035 | 15 | 15 |  | 1e-12 | 0 | [6 empty] | 15.775 | 2.6996 | 0.15639 |  | 52201 |  | 1170.6 |  | 98.524 | 15.217 | 2914 | [19 empty] | 1000 | 0.62556 | 52201 |  | 1170.6
1 | 4800 |  | 0.035 | 15 | 15 |  | 1.3335e-12 | 0 | [6 empty] | 20.825 | 3.6294 | 0.2486 |  | 35258 |  | 790.66 |  | 103.89 | 15.505 | 4006.1 | [19 empty] | 1333.5 | 0.9944 | 35258 |  | 790.66
1 | 4800 |  | 0.035 | 15 | 15 |  | 1.7783e-12 | 0 | [6 empty] | 27.066 | 4.8018 | 0.37381 |  | 25276 |  | 566.82 |  | 108.19 | 15.72 | 5190.3 | [19 empty] | 1778.3 | 1.4952 | 25276 |  | 566.82
1 | 4800 |  | 0.035 | 15 | 15 |  | 2.3714e-12 | 0 | [6 empty] | 34.743 | 6.2642 | 0.53949 |  | 18949 |  | 424.93 |  | 111.62 | 15.882 | 6439.5 | [19 empty] | 2371.4 | 2.158 | 18949 |  | 424.93
1 | 4800 |  | 0.035 | 15 | 15 |  | 3.1623e-12 | 0 | [6 empty] | 44.175 | 8.0784 | 0.75444 |  | 14717 |  | 330.03 |  | 114.36 | 16.003 | 7682 | [19 empty] | 3162.3 | 3.0178 | 14717 |  | 330.03
1 | 4800 |  | 0.035 | 15 | 15 |  | 4.217e-12 | 0 | [6 empty] | 55.5 | 10.275 | 1.0264 |  | 11771 |  | 263.96 |  | 116.52 | 16.092 | 8936.6 | [19 empty] | 4217 | 4.1056 | 11771 |  | 263.96
1 | 4800 |  | 0.035 | 15 | 15 |  | 5.6234e-12 | 0 | [6 empty] | 68.852 | 12.884 | 1.3616 |  | 9659.4 |  | 216.61 |  | 118.2 | 16.155 | 10161 | [19 empty] | 5623.4 | 5.4464 | 9659.4 |  | 216.61
1 | 4800 |  | 0.035 | 15 | 15 |  | 7.4989e-12 | 0 | [6 empty] | 84.117 | 15.885 | 1.7614 |  | 8114.2 |  | 181.96 |  | 119.49 | 16.196 | 11328 | [19 empty] | 7498.9 | 7.0456 | 8114.2 |  | 181.96
1 | 4800 |  | 0.035 | 15 | 15 |  | 1e-11 | 0 | [6 empty] | 100.75 | 19.179 | 2.2172 |  | 6969.1 |  | 156.28 |  | 120.45 | 16.218 | 12427 | [19 empty] | 10000 | 8.8688 | 6969.1 |  | 156.28
1 | 4800 |  | 0.035 | 15 | 15 |  | 1.3335e-11 | 0 | [6 empty] | 117.87 | 22.594 | 2.709 |  | 6115.4 |  | 137.14 |  | 121.14 | 16.225 | 13442 | [19 empty] | 13335 | 10.836 | 6115.4 |  | 137.14
1 | 4800 |  | 0.035 | 15 | 15 |  | 1.7783e-11 | 0 | [6 empty] | 134.49 | 25.936 | 3.2097 |  | 5477.3 |  | 122.83 |  | 121.63 | 16.217 | 14352 | [19 empty] | 17783 | 12.8388 | 5477.3 |  | 122.83
1 | 4800 |  | 0.035 | 15 | 15 |  | 2.3714e-11 | 0 | [6 empty] | 149.55 | 28.991 | 3.6869 |  | 5002.9 |  | 112.19 |  | 121.97 | 16.206 | 15152 | [19 empty] | 23714 | 14.7476 | 5002.9 |  | 112.19
1 | 4800 |  | 0.035 | 15 | 15 |  | 3.1623e-11 | 0 | [6 empty] | 162.55 | 31.648 | 4.118 |  | 4650 |  | 104.28 |  | 122.19 | 16.191 | 15836 | [19 empty] | 31623 | 16.472 | 4650 |  | 104.28
1 | 4800 |  | 0.035 | 15 | 15 |  | 4.217e-11 | 0 | [6 empty] | 173.31 | 33.864 | 4.4902 |  | 4387.9 |  | 98.397 |  | 122.34 | 16.176 | 16404 | [19 empty] | 42170 | 17.9608 | 4387.9 |  | 98.397
1 | 4800 |  | 0.035 | 15 | 15 |  | 5.6234e-11 | 0 | [6 empty] | 181.93 | 35.652 | 4.7997 |  | 4193.1 |  | 94.029 |  | 122.45 | 16.162 | 16869 | [19 empty] | 56234 | 19.1988 | 4193.1 |  | 94.029
1 | 4800 |  | 0.035 | 15 | 15 |  | 7.4989e-11 | 0 | [6 empty] | 188.69 | 37.062 | 5.0499 |  | 4048.3 |  | 90.782 |  | 122.51 | 16.15 | 17244 | [19 empty] | 74989 | 20.1996 | 4048.3 |  | 90.782
1 | 4800 |  | 0.035 | 15 | 15 |  | 1e-10 | 0 | [6 empty] | 193.92 | 38.159 | 5.2485 |  | 3940.5 |  | 88.365 |  | 122.56 | 16.141 | 17538 | [19 empty] | 100000 | 20.994 | 3940.5 |  | 88.365
1 | 4900 |  | 0.035 | 15 | 15 |  | 1e-13 | 0 | [6 empty] | 8.1011e-05 | 0 | 0 |  | NaN |  | NaN |  | 0 | 0 | 14350 | [19 empty] | 100 | 0
1 | 4900 |  | 0.035 | 15 | 15 |  | 1.3335e-13 | 0 | [6 empty] | 8.1011e-05 | 0 | 0 |  | NaN |  | NaN |  | 0 | 0 | 7989.7 | [19 empty] | 133.35 | 0
1 | 4900 |  | 0.035 | 15 | 15 |  | 1.7783e-13 | 0 | [6 empty] | 0.0034653 | 0 | 0 |  | NaN |  | NaN |  | 0 | 0 | 3371.7 | [19 empty] | 177.83 | 0
1 | 4900 |  | 0.035 | 15 | 15 |  | 2.3714e-13 | 0 | [6 empty] | 1.5994 | 0.45023 | 0.00076226 |  | 8207300 |  | 184050 |  | 39.397 | 10.619 | 4.5 | [19 empty] | 237.14 | 0.003049 | 8207300 |  | 184050
1 | 4900 |  | 0.035 | 15 | 15 |  | 3.1623e-13 | 0 | [6 empty] | 3.4392 | 0.68698 | 0.0058927 |  | 1109700 |  | 24886 |  | 58.517 | 12.538 | 151.68 | [19 empty] | 316.23 | 0.023571 | 1109700 |  | 24886
1 | 4900 |  | 0.035 | 15 | 15 |  | 4.217e-13 | 0 | [6 empty] | 5.8339 | 1.0244 | 0.020741 |  | 333990 |  | 7489.7 |  | 73.907 | 13.865 | 510.93 | [19 empty] | 421.7 | 0.082964 | 333990 |  | 7489.7
1 | 4900 |  | 0.035 | 15 | 15 |  | 5.6234e-13 | 0 | [6 empty] | 8.6519 | 1.4754 | 0.049779 |  | 147900 |  | 3316.7 |  | 85.119 | 14.693 | 1162.9 | [19 empty] | 562.34 | 0.19912 | 147900 |  | 3316.7
1 | 4900 |  | 0.035 | 15 | 15 |  | 7.4989e-13 | 0 | [6 empty] | 12.075 | 2.0679 | 0.097018 |  | 80933 |  | 1814.9 |  | 93.808 | 15.255 | 2015.1 | [19 empty] | 749.89 | 0.38807 | 80933 |  | 1814.9
1 | 4900 |  | 0.035 | 15 | 15 |  | 1e-12 | 0 | [6 empty] | 16.27 | 2.8297 | 0.16703 |  | 50305 |  | 1128.1 |  | 100.68 | 15.654 | 3055.1 | [19 empty] | 1000 | 0.66812 | 50305 |  | 1128.1
1 | 4900 |  | 0.035 | 15 | 15 |  | 1.3335e-12 | 0 | [6 empty] | 21.451 | 3.7999 | 0.26539 |  | 34012 |  | 762.72 |  | 106.18 | 15.947 | 4217 | [19 empty] | 1333.5 | 1.0616 | 34012 |  | 762.72
1 | 4900 |  | 0.035 | 15 | 15 |  | 1.7783e-12 | 0 | [6 empty] | 27.875 | 5.0265 | 0.39896 |  | 24410 |  | 547.38 |  | 110.6 | 16.166 | 5442.4 | [19 empty] | 1778.3 | 1.5958 | 24410 |  | 547.38
1 | 4900 |  | 0.035 | 15 | 15 |  | 2.3714e-12 | 0 | [6 empty] | 35.775 | 6.5564 | 0.5756 |  | 18320 |  | 410.83 |  | 114.13 | 16.33 | 6730.9 | [19 empty] | 2371.4 | 2.3024 | 18320 |  | 410.83
1 | 4900 |  | 0.035 | 15 | 15 |  | 3.1623e-12 | 0 | [6 empty] | 45.407 | 8.4412 | 0.80403 |  | 14245 |  | 319.45 |  | 116.93 | 16.453 | 8044.9 | [19 empty] | 3162.3 | 3.2161 | 14245 |  | 319.45
1 | 4900 |  | 0.035 | 15 | 15 |  | 4.217e-12 | 0 | [6 empty] | 56.993 | 10.727 | 1.0927 |  | 11409 |  | 255.84 |  | 119.15 | 16.543 | 9340.2 | [19 empty] | 4217 | 4.3708 | 11409 |  | 255.84
1 | 4900 |  | 0.035 | 15 | 15 |  | 5.6234e-12 | 0 | [6 empty] | 70.64 | 13.439 | 1.4479 |  | 9375.2 |  | 210.24 |  | 120.87 | 16.606 | 10600 | [19 empty] | 5623.4 | 5.7916 | 9375.2 |  | 210.24
1 | 4900 |  | 0.035 | 15 | 15 |  | 7.4989e-12 | 0 | [6 empty] | 86.158 | 16.543 | 1.8698 |  | 7886.8 |  | 176.86 |  | 122.19 | 16.647 | 11809 | [19 empty] | 7498.9 | 7.4792 | 7886.8 |  | 176.86
1 | 4900 |  | 0.035 | 15 | 15 |  | 1e-11 | 0 | [6 empty] | 103.02 | 19.94 | 2.3491 |  | 6783.9 |  | 152.13 |  | 123.18 | 16.669 | 12940 | [19 empty] | 10000 | 9.3964 | 6783.9 |  | 152.13
1 | 4900 |  | 0.035 | 15 | 15 |  | 1.3335e-11 | 0 | [6 empty] | 120.29 | 23.445 | 2.8639 |  | 5962.1 |  | 133.7 |  | 123.89 | 16.675 | 13981 | [19 empty] | 13335 | 11.4556 | 5962.1 |  | 133.7
1 | 4900 |  | 0.035 | 15 | 15 |  | 1.7783e-11 | 0 | [6 empty] | 136.93 | 26.854 | 3.3849 |  | 5348.1 |  | 119.93 |  | 124.39 | 16.666 | 14916 | [19 empty] | 17783 | 13.5396 | 5348.1 |  | 119.93
1 | 4900 |  | 0.035 | 15 | 15 |  | 2.3714e-11 | 0 | [6 empty] | 151.98 | 29.96 | 3.8793 |  | 4891.9 |  | 109.7 |  | 124.73 | 16.654 | 15731 | [19 empty] | 23714 | 15.5172 | 4891.9 |  | 109.7
1 | 4900 |  | 0.035 | 15 | 15 |  | 3.1623e-11 | 0 | [6 empty] | 164.89 | 32.647 | 4.3239 |  | 4552.7 |  | 102.09 |  | 124.96 | 16.639 | 16429 | [19 empty] | 31623 | 17.2956 | 4552.7 |  | 102.09
1 | 4900 |  | 0.035 | 15 | 15 |  | 4.217e-11 | 0 | [6 empty] | 175.53 | 34.88 | 4.7061 |  | 4300.8 |  | 96.445 |  | 125.12 | 16.623 | 17010 | [19 empty] | 42170 | 18.8244 | 4300.8 |  | 96.445
1 | 4900 |  | 0.035 | 15 | 15 |  | 5.6234e-11 | 0 | [6 empty] | 184.06 | 36.681 | 5.0233 |  | 4113.7 |  | 92.249 |  | 125.22 | 16.609 | 17481 | [19 empty] | 56234 | 20.0932 | 4113.7 |  | 92.249
1 | 4900 |  | 0.035 | 15 | 15 |  | 7.4989e-11 | 0 | [6 empty] | 190.73 | 38.098 | 5.2792 |  | 3974.6 |  | 89.13 |  | 125.3 | 16.597 | 17860 | [19 empty] | 74989 | 21.1168 | 3974.6 |  | 89.13
1 | 4900 |  | 0.035 | 15 | 15 |  | 1e-10 | 0 | [6 empty] | 195.89 | 39.199 | 5.4819 |  | 3871.1 |  | 86.809 |  | 125.34 | 16.587 | 18158 | [19 empty] | 100000 | 21.9276 | 3871.1 |  | 86.809
1 | 5000 |  | 0.035 | 15 | 15 |  | 1e-13 | 0 | [6 empty] | 8.1011e-05 | 0 | 0 |  | NaN |  | NaN |  | 0 | 0 | 14201 | [19 empty] | 100 | 0
1 | 5000 |  | 0.035 | 15 | 15 |  | 1.3335e-13 | 0 | [6 empty] | 8.1011e-05 | 0 | 0 |  | NaN |  | NaN |  | 0 | 0 | 7866.5 | [19 empty] | 133.35 | 0
1 | 5000 |  | 0.035 | 15 | 15 |  | 1.7783e-13 | 0 | [6 empty] | 0.0034653 | 0 | 0 |  | NaN |  | NaN |  | 0 | 0 | 3265.9 | [19 empty] | 177.83 | 0
1 | 5000 |  | 0.035 | 15 | 15 |  | 2.3714e-13 | 0 | [6 empty] | 1.6531 | 0.47247 | 0.00074123 |  | 8643300 |  | 193820 |  | 40.045 | 10.957 | 22.859 | [19 empty] | 237.14 | 0.0029649 | 8643300 |  | 193820
1 | 5000 |  | 0.035 | 15 | 15 |  | 3.1623e-13 | 0 | [6 empty] | 3.5512 | 0.72061 | 0.0062077 |  | 1079700 |  | 24213 |  | 59.599 | 12.919 | 160.38 | [19 empty] | 316.23 | 0.024831 | 1079700 |  | 24213
1 | 5000 |  | 0.035 | 15 | 15 |  | 4.217e-13 | 0 | [6 empty] | 6.0191 | 1.074 | 0.022074 |  | 321970 |  | 7220.2 |  | 75.357 | 14.272 | 545.61 | [19 empty] | 421.7 | 0.088296 | 321970 |  | 7220.2
1 | 5000 |  | 0.035 | 15 | 15 |  | 5.6234e-13 | 0 | [6 empty] | 8.9297 | 1.5472 | 0.053092 |  | 142440 |  | 3194.1 |  | 86.884 | 15.116 | 1212.7 | [19 empty] | 562.34 | 0.21237 | 142440 |  | 3194.1
1 | 5000 |  | 0.035 | 15 | 15 |  | 7.4989e-13 | 0 | [6 empty] | 12.443 | 2.1653 | 0.10349 |  | 77982 |  | 1748.7 |  | 95.773 | 15.686 | 2131.1 | [19 empty] | 749.89 | 0.41396 | 77982 |  | 1748.7
1 | 5000 |  | 0.035 | 15 | 15 |  | 1e-12 | 0 | [6 empty] | 16.771 | 2.9639 | 0.1782 |  | 48515 |  | 1087.9 |  | 102.84 | 16.092 | 3195.9 | [19 empty] | 1000 | 0.7128 | 48515 |  | 1087.9
1 | 5000 |  | 0.035 | 15 | 15 |  | 1.3335e-12 | 0 | [6 empty] | 22.094 | 3.9769 | 0.28303 |  | 32837 |  | 736.35 |  | 108.48 | 16.389 | 4417.8 | [19 empty] | 1333.5 | 1.1321 | 32837 |  | 736.35
1 | 5000 |  | 0.035 | 15 | 15 |  | 1.7783e-12 | 0 | [6 empty] | 28.686 | 5.2565 | 0.42525 |  | 23592 |  | 529.04 |  | 113.01 | 16.611 | 5703.7 | [19 empty] | 1778.3 | 1.701 | 23592 |  | 529.04
1 | 5000 |  | 0.035 | 15 | 15 |  | 2.3714e-12 | 0 | [6 empty] | 36.791 | 6.8522 | 0.61317 |  | 17726 |  | 397.51 |  | 116.64 | 16.778 | 7046.4 | [19 empty] | 2371.4 | 2.4527 | 17726 |  | 397.51
1 | 5000 |  | 0.035 | 15 | 15 |  | 3.1623e-12 | 0 | [6 empty] | 46.664 | 8.8164 | 0.85585 |  | 13801 |  | 309.48 |  | 119.52 | 16.902 | 8395.4 | [19 empty] | 3162.3 | 3.4234 | 13801 |  | 309.48
1 | 5000 |  | 0.035 | 15 | 15 |  | 4.217e-12 | 0 | [6 empty] | 58.508 | 11.193 | 1.1618 |  | 11068 |  | 248.19 |  | 121.79 | 16.994 | 9740.9 | [19 empty] | 4217 | 4.6472 | 11068 |  | 248.19
1 | 5000 |  | 0.035 | 15 | 15 |  | 5.6234e-12 | 0 | [6 empty] | 72.423 | 14.005 | 1.5374 |  | 9107 |  | 204.22 |  | 123.55 | 17.058 | 11048 | [19 empty] | 5623.4 | 6.1496 | 9107 |  | 204.22
1 | 5000 |  | 0.035 | 15 | 15 |  | 7.4989e-12 | 0 | [6 empty] | 88.204 | 17.216 | 1.9822 |  | 7672 |  | 172.04 |  | 124.91 | 17.098 | 12294 | [19 empty] | 7498.9 | 7.9288 | 7672 |  | 172.04
1 | 5000 |  | 0.035 | 15 | 15 |  | 1e-11 | 0 | [6 empty] | 105.28 | 20.714 | 2.4854 |  | 6608.8 |  | 148.2 |  | 125.91 | 17.119 | 13458 | [19 empty] | 10000 | 9.9416 | 6608.8 |  | 148.2
1 | 5000 |  | 0.035 | 15 | 15 |  | 1.3335e-11 | 0 | [6 empty] | 122.67 | 24.307 | 3.0232 |  | 5816.9 |  | 130.44 |  | 126.64 | 17.124 | 14529 | [19 empty] | 13335 | 12.0928 | 5816.9 |  | 130.44
1 | 5000 |  | 0.035 | 15 | 15 |  | 1.7783e-11 | 0 | [6 empty] | 139.31 | 27.774 | 3.5638 |  | 5226.6 |  | 117.21 |  | 127.15 | 17.118 | 15487 | [19 empty] | 17783 | 14.2552 | 5226.6 |  | 117.21
1 | 5000 |  | 0.035 | 15 | 15 |  | 2.3714e-11 | 0 | [6 empty] | 154.36 | 30.936 | 4.0764 |  | 4786.5 |  | 107.34 |  | 127.5 | 17.102 | 16320 | [19 empty] | 23714 | 16.3056 | 4786.5 |  | 107.34
1 | 5000 |  | 0.035 | 15 | 15 |  | 3.1623e-11 | 0 | [6 empty] | 167.2 | 33.656 | 4.5346 |  | 4460.2 |  | 100.02 |  | 127.74 | 17.086 | 17030 | [19 empty] | 31623 | 18.1384 | 4460.2 |  | 100.02
1 | 5000 |  | 0.035 | 15 | 15 |  | 4.217e-11 | 0 | [6 empty] | 177.75 | 35.908 | 4.927 |  | 4217.9 |  | 94.585 |  | 127.9 | 17.07 | 17619 | [19 empty] | 42170 | 19.708 | 4217.9 |  | 94.585
1 | 5000 |  | 0.035 | 15 | 15 |  | 5.6234e-11 | 0 | [6 empty] | 186.16 | 37.717 | 5.2515 |  | 4038 |  | 90.551 |  | 128.01 | 17.055 | 18100 | [19 empty] | 56234 | 21.006 | 4038 |  | 90.551
1 | 5000 |  | 0.035 | 15 | 15 |  | 7.4989e-11 | 0 | [6 empty] | 192.74 | 39.141 | 5.513 |  | 3904.2 |  | 87.552 |  | 128.08 | 17.043 | 18483 | [19 empty] | 74989 | 22.052 | 3904.2 |  | 87.552
1 | 5000 |  | 0.035 | 15 | 15 |  | 1e-10 | 0 | [6 empty] | 197.82 | 40.245 | 5.7198 |  | 3804.7 |  | 85.32 |  | 128.13 | 17.033 | 18786 | [19 empty] | 100000 | 22.8792 | 3804.7 |  | 85.32
1 | 5100 |  | 0.035 | 15 | 15 |  | 1e-13 | 0 | [6 empty] | 8.1011e-05 | 0 | 0 |  | NaN |  | NaN |  | 0 | 0 | 14049 | [19 empty] | 100 | 0
1 | 5100 |  | 0.035 | 15 | 15 |  | 1.3335e-13 | 0 | [6 empty] | 8.1011e-05 | 0 | 0 |  | NaN |  | NaN |  | 0 | 0 | 7740.9 | [19 empty] | 133.35 | 0
1 | 5100 |  | 0.035 | 15 | 15 |  | 1.7783e-13 | 0 | [6 empty] | 0.0034653 | 0 | 0 |  | NaN |  | NaN |  | 0 | 0 | 3097.4 | [19 empty] | 177.83 | 0
1 | 5100 |  | 0.035 | 15 | 15 |  | 2.3714e-13 | 0 | [6 empty] | 1.692 | 0.49321 | 0.00072101 |  | 9093500 |  | 203920 |  | 40.501 | 11.274 | 14.15 | [19 empty] | 237.14 | 0.002884 | 9093500 |  | 203920
1 | 5100 |  | 0.035 | 15 | 15 |  | 3.1623e-13 | 0 | [6 empty] | 3.6755 | 0.75655 | 0.0065452 |  | 1049600 |  | 23537 |  | 60.776 | 13.308 | 146.34 | [19 empty] | 316.23 | 0.026181 | 1049600 |  | 23537
1 | 5100 |  | 0.035 | 15 | 15 |  | 4.217e-13 | 0 | [6 empty] | 6.2159 | 1.1263 | 0.023488 |  | 310440 |  | 6961.5 |  | 76.863 | 14.682 | 558.49 | [19 empty] | 421.7 | 0.093952 | 310440 |  | 6961.5
1 | 5100 |  | 0.035 | 15 | 15 |  | 5.6234e-13 | 0 | [6 empty] | 9.2049 | 1.6202 | 0.056571 |  | 137240 |  | 3077.7 |  | 88.642 | 15.538 | 1278.4 | [19 empty] | 562.34 | 0.22628 | 137240 |  | 3077.7
1 | 5100 |  | 0.035 | 15 | 15 |  | 7.4989e-13 | 0 | [6 empty] | 12.832 | 2.2683 | 0.11032 |  | 75189 |  | 1686.1 |  | 97.784 | 16.119 | 2213.2 | [19 empty] | 749.89 | 0.44128 | 75189 |  | 1686.1
1 | 5100 |  | 0.035 | 15 | 15 |  | 1e-12 | 0 | [6 empty] | 17.271 | 3.1007 | 0.18987 |  | 46824 |  | 1050 |  | 105.01 | 16.53 | 3351.7 | [19 empty] | 1000 | 0.75948 | 46824 |  | 1050
1 | 5100 |  | 0.035 | 15 | 15 |  | 1.3335e-12 | 0 | [6 empty] | 22.74 | 4.1583 | 0.30146 |  | 31726 |  | 711.45 |  | 110.79 | 16.832 | 4626.7 | [19 empty] | 1333.5 | 1.2058 | 31726 |  | 711.45
1 | 5100 |  | 0.035 | 15 | 15 |  | 1.7783e-12 | 0 | [6 empty] | 29.514 | 5.4946 | 0.45278 |  | 22819 |  | 511.71 |  | 115.44 | 17.057 | 5959.3 | [19 empty] | 1778.3 | 1.8111 | 22819 |  | 511.71
1 | 5100 |  | 0.035 | 15 | 15 |  | 2.3714e-12 | 0 | [6 empty] | 37.817 | 7.1561 | 0.6524 |  | 17165 |  | 384.93 |  | 119.15 | 17.226 | 7360.8 | [19 empty] | 2371.4 | 2.6096 | 17165 |  | 384.93
1 | 5100 |  | 0.035 | 15 | 15 |  | 3.1623e-12 | 0 | [6 empty] | 47.909 | 9.1975 | 0.90963 |  | 13381 |  | 300.07 |  | 122.1 | 17.352 | 8760.9 | [19 empty] | 3162.3 | 3.6385 | 13381 |  | 300.07
1 | 5100 |  | 0.035 | 15 | 15 |  | 4.217e-12 | 0 | [6 empty] | 60.009 | 11.666 | 1.2334 |  | 10745 |  | 240.96 |  | 124.43 | 17.444 | 10155 | [19 empty] | 4217 | 4.9336 | 10745 |  | 240.96
1 | 5100 |  | 0.035 | 15 | 15 |  | 5.6234e-12 | 0 | [6 empty] | 74.209 | 14.583 | 1.6302 |  | 8853.6 |  | 198.54 |  | 126.24 | 17.509 | 11500 | [19 empty] | 5623.4 | 6.5208 | 8853.6 |  | 198.54
1 | 5100 |  | 0.035 | 15 | 15 |  | 7.4989e-12 | 0 | [6 empty] | 90.233 | 17.899 | 2.0983 |  | 7468.7 |  | 167.48 |  | 127.62 | 17.549 | 12789 | [19 empty] | 7498.9 | 8.3932 | 7468.7 |  | 167.48
1 | 5100 |  | 0.035 | 15 | 15 |  | 1e-11 | 0 | [6 empty] | 107.51 | 21.499 | 2.6259 |  | 6442.9 |  | 144.48 |  | 128.65 | 17.57 | 13986 | [19 empty] | 10000 | 10.5036 | 6442.9 |  | 144.48
1 | 5100 |  | 0.035 | 15 | 15 |  | 1.3335e-11 | 0 | [6 empty] | 125.02 | 25.179 | 3.1871 |  | 5679.2 |  | 127.36 |  | 129.4 | 17.574 | 15084 | [19 empty] | 13335 | 12.7484 | 5679.2 |  | 127.36
1 | 5100 |  | 0.035 | 15 | 15 |  | 1.7783e-11 | 0 | [6 empty] | 141.71 | 28.715 | 3.7486 |  | 5110.3 |  | 114.6 |  | 129.92 | 17.567 | 16063 | [19 empty] | 17783 | 14.9944 | 5110.3 |  | 114.6
1 | 5100 |  | 0.035 | 15 | 15 |  | 2.3714e-11 | 0 | [6 empty] | 156.72 | 31.925 | 4.2784 |  | 4686.3 |  | 105.09 |  | 130.27 | 17.55 | 16913 | [19 empty] | 23714 | 17.1136 | 4686.3 |  | 105.09
1 | 5100 |  | 0.035 | 15 | 15 |  | 3.1623e-11 | 0 | [6 empty] | 169.46 | 34.673 | 4.7498 |  | 4372 |  | 98.042 |  | 130.52 | 17.533 | 17637 | [19 empty] | 31623 | 18.9992 | 4372 |  | 98.042
1 | 5100 |  | 0.035 | 15 | 15 |  | 4.217e-11 | 0 | [6 empty] | 179.9 | 36.942 | 5.1522 |  | 4138.8 |  | 92.812 |  | 130.68 | 17.517 | 18237 | [19 empty] | 42170 | 20.6088 | 4138.8 |  | 92.812
1 | 5100 |  | 0.035 | 15 | 15 |  | 5.6234e-11 | 0 | [6 empty] | 188.22 | 38.763 | 5.4844 |  | 3965.6 |  | 88.928 |  | 130.79 | 17.502 | 18724 | [19 empty] | 56234 | 21.9376 | 3965.6 |  | 88.928
1 | 5100 |  | 0.035 | 15 | 15 |  | 7.4989e-11 | 0 | [6 empty] | 194.71 | 40.191 | 5.7512 |  | 3836.9 |  | 86.042 |  | 130.87 | 17.489 | 19114 | [19 empty] | 74989 | 23.0048 | 3836.9 |  | 86.042
1 | 5100 |  | 0.035 | 15 | 15 |  | 1e-10 | 0 | [6 empty] | 199.72 | 41.3 | 5.9621 |  | 3741.2 |  | 83.894 |  | 130.92 | 17.479 | 19419 | [19 empty] | 100000 | 23.8484 | 3741.2 |  | 83.894
1 | 5200 |  | 0.035 | 15 | 15 |  | 1e-13 | 0 | [6 empty] | 8.1011e-05 | 0 | 0 |  | NaN |  | NaN |  | 0 | 0 | 13898 | [19 empty] | 100 | 0
1 | 5200 |  | 0.035 | 15 | 15 |  | 1.3335e-13 | 0 | [6 empty] | 8.1011e-05 | 0 | 0 |  | NaN |  | NaN |  | 0 | 0 | 7614.3 | [19 empty] | 133.35 | 0
1 | 5200 |  | 0.035 | 15 | 15 |  | 1.7783e-13 | 0 | [6 empty] | 0.0034653 | 0 | 0 |  | NaN |  | NaN |  | 0 | 0 | 2989.3 | [19 empty] | 177.83 | 0
1 | 5200 |  | 0.035 | 15 | 15 |  | 2.3714e-13 | 0 | [6 empty] | 1.7263 | 0.51376 | 0.00070129 |  | 9564200 |  | 214470 |  | 40.898 | 11.584 | 7.0899 | [19 empty] | 237.14 | 0.0028052 | 9564200 |  | 214470
1 | 5200 |  | 0.035 | 15 | 15 |  | 3.1623e-13 | 0 | [6 empty] | 3.7876 | 0.79184 | 0.0069031 |  | 1019400 |  | 22859 |  | 61.851 | 13.689 | 167.36 | [19 empty] | 316.23 | 0.027612 | 1019400 |  | 22859
1 | 5200 |  | 0.035 | 15 | 15 |  | 4.217e-13 | 0 | [6 empty] | 6.4081 | 1.1792 | 0.024976 |  | 299360 |  | 6713.1 |  | 78.346 | 15.091 | 591.27 | [19 empty] | 421.7 | 0.099904 | 299360 |  | 6713.1
1 | 5200 |  | 0.035 | 15 | 15 |  | 5.6234e-13 | 0 | [6 empty] | 9.4755 | 1.6942 | 0.060217 |  | 132310 |  | 2966.9 |  | 90.386 | 15.959 | 1364.8 | [19 empty] | 562.34 | 0.24087 | 132310 |  | 2966.9
1 | 5200 |  | 0.035 | 15 | 15 |  | 7.4989e-13 | 0 | [6 empty] | 13.2 | 2.3701 | 0.11742 |  | 72543 |  | 1626.8 |  | 99.753 | 16.549 | 2350.1 | [19 empty] | 749.89 | 0.46968 | 72543 |  | 1626.8
1 | 5200 |  | 0.035 | 15 | 15 |  | 1e-12 | 0 | [6 empty] | 17.763 | 3.2392 | 0.20205 |  | 45224 |  | 1014.1 |  | 107.17 | 16.968 | 3530.3 | [19 empty] | 1000 | 0.8082 | 45224 |  | 1014.1
1 | 5200 |  | 0.035 | 15 | 15 |  | 1.3335e-12 | 0 | [6 empty] | 23.385 | 4.3436 | 0.3207 |  | 30676 |  | 687.9 |  | 113.11 | 17.275 | 4846.5 | [19 empty] | 1333.5 | 1.2828 | 30676 |  | 687.9
1 | 5200 |  | 0.035 | 15 | 15 |  | 1.7783e-12 | 0 | [6 empty] | 30.323 | 5.7343 | 0.48136 |  | 22089 |  | 495.33 |  | 117.87 | 17.503 | 6245.7 | [19 empty] | 1778.3 | 1.9254 | 22089 |  | 495.33
1 | 5200 |  | 0.035 | 15 | 15 |  | 2.3714e-12 | 0 | [6 empty] | 38.837 | 7.4655 | 0.69318 |  | 16635 |  | 373.05 |  | 121.67 | 17.675 | 7677.7 | [19 empty] | 2371.4 | 2.7727 | 16635 |  | 373.05
1 | 5200 |  | 0.035 | 15 | 15 |  | 3.1623e-12 | 0 | [6 empty] | 49.147 | 9.5851 | 0.96541 |  | 12985 |  | 291.19 |  | 124.69 | 17.802 | 9138.8 | [19 empty] | 3162.3 | 3.8616 | 12985 |  | 291.19
1 | 5200 |  | 0.035 | 15 | 15 |  | 4.217e-12 | 0 | [6 empty] | 61.522 | 12.15 | 1.3078 |  | 10441 |  | 234.13 |  | 127.07 | 17.895 | 10571 | [19 empty] | 4217 | 5.2312 | 10441 |  | 234.13
1 | 5200 |  | 0.035 | 15 | 15 |  | 5.6234e-12 | 0 | [6 empty] | 75.98 | 15.17 | 1.7261 |  | 8613.8 |  | 193.16 |  | 128.93 | 17.96 | 11963 | [19 empty] | 5623.4 | 6.9044 | 8613.8 |  | 193.16
1 | 5200 |  | 0.035 | 15 | 15 |  | 7.4989e-12 | 0 | [6 empty] | 92.26 | 18.595 | 2.2183 |  | 7276.3 |  | 163.17 |  | 130.34 | 18 | 13288 | [19 empty] | 7498.9 | 8.8732 | 7276.3 |  | 163.17
1 | 5200 |  | 0.035 | 15 | 15 |  | 1e-11 | 0 | [6 empty] | 109.74 | 22.299 | 2.7709 |  | 6285.7 |  | 140.96 |  | 131.4 | 18.02 | 14516 | [19 empty] | 10000 | 11.0836 | 6285.7 |  | 140.96
1 | 5200 |  | 0.035 | 15 | 15 |  | 1.3335e-11 | 0 | [6 empty] | 127.36 | 26.065 | 3.3558 |  | 5548.6 |  | 124.43 |  | 132.15 | 18.024 | 15643 | [19 empty] | 13335 | 13.4232 | 5548.6 |  | 124.43
1 | 5200 |  | 0.035 | 15 | 15 |  | 1.7783e-11 | 0 | [6 empty] | 144.06 | 29.665 | 3.9379 |  | 4999.7 |  | 112.12 |  | 132.69 | 18.015 | 16647 | [19 empty] | 17783 | 15.7516 | 4999.7 |  | 112.12
1 | 5200 |  | 0.035 | 15 | 15 |  | 2.3714e-11 | 0 | [6 empty] | 159.02 | 32.918 | 4.4847 |  | 4590.9 |  | 102.95 |  | 133.05 | 17.997 | 17516 | [19 empty] | 23714 | 17.9388 | 4590.9 |  | 102.95
1 | 5200 |  | 0.035 | 15 | 15 |  | 3.1623e-11 | 0 | [6 empty] | 171.69 | 35.698 | 4.9697 |  | 4288 |  | 96.158 |  | 133.3 | 17.98 | 18251 | [19 empty] | 31623 | 19.8788 | 4288 |  | 96.158
1 | 5200 |  | 0.035 | 15 | 15 |  | 4.217e-11 | 0 | [6 empty] | 182.04 | 37.986 | 5.3823 |  | 4063.3 |  | 91.118 |  | 133.47 | 17.963 | 18859 | [19 empty] | 42170 | 21.5292 | 4063.3 |  | 91.118
1 | 5200 |  | 0.035 | 15 | 15 |  | 5.6234e-11 | 0 | [6 empty] | 190.25 | 39.816 | 5.7217 |  | 3896.5 |  | 87.377 |  | 133.58 | 17.948 | 19354 | [19 empty] | 56234 | 22.8868 | 3896.5 |  | 87.377
1 | 5200 |  | 0.035 | 15 | 15 |  | 7.4989e-11 | 0 | [6 empty] | 196.66 | 41.252 | 5.9943 |  | 3772.5 |  | 84.597 |  | 133.66 | 17.935 | 19747 | [19 empty] | 74989 | 23.9772 | 3772.5 |  | 84.597
1 | 5200 |  | 0.035 | 15 | 15 |  | 1e-10 | 0 | [6 empty] | 201.59 | 42.363 | 6.209 |  | 3680.3 |  | 82.529 |  | 133.72 | 17.925 | 20057 | [19 empty] | 100000 | 24.836 | 3680.3 |  | 82.529
1 | 5300 |  | 0.035 | 15 | 15 |  | 1e-13 | 0 | [6 empty] | 8.1011e-05 | 0 | 0 |  | NaN |  | NaN |  | 0 | 0 | 14984 | [19 empty] | 100 | 0
1 | 5300 |  | 0.035 | 15 | 15 |  | 1.3335e-13 | 0 | [6 empty] | 8.1011e-05 | 0 | 0 |  | NaN |  | NaN |  | 0 | 0 | 8275 | [19 empty] | 133.35 | 0
1 | 5300 |  | 0.035 | 15 | 15 |  | 1.7783e-13 | 0 | [6 empty] | 0.0034653 | 0 | 0 |  | NaN |  | NaN |  | 0 | 0 | 3406.1 | [19 empty] | 177.83 | 0
1 | 5300 |  | 0.035 | 15 | 15 |  | 2.3714e-13 | 0 | [6 empty] | 1.7846 | 0.53826 | 0.00068154 |  | 10070000 |  | 225820 |  | 41.596 | 11.928 | 19.77 | [19 empty] | 237.14 | 0.0027262 | 10070000 |  | 225820
1 | 5300 |  | 0.035 | 15 | 15 |  | 3.1623e-13 | 0 | [6 empty] | 3.9191 | 0.83039 | 0.0072868 |  | 989330 |  | 22186 |  | 63.077 | 14.083 | 148.24 | [19 empty] | 316.23 | 0.029147 | 989330 |  | 22186
1 | 5300 |  | 0.035 | 15 | 15 |  | 4.217e-13 | 0 | [6 empty] | 6.6056 | 1.234 | 0.026548 |  | 288740 |  | 6474.8 |  | 79.853 | 15.502 | 618.66 | [19 empty] | 421.7 | 0.10619 | 288740 |  | 6474.8
1 | 5300 |  | 0.035 | 15 | 15 |  | 5.6234e-13 | 0 | [6 empty] | 9.7728 | 1.7738 | 0.064078 |  | 127620 |  | 2861.7 |  | 92.215 | 16.386 | 1396.4 | [19 empty] | 562.34 | 0.25631 | 127620 |  | 2861.7
1 | 5300 |  | 0.035 | 15 | 15 |  | 7.4989e-13 | 0 | [6 empty] | 13.59 | 2.4778 | 0.1249 |  | 70036 |  | 1570.5 |  | 101.77 | 16.982 | 2452.3 | [19 empty] | 749.89 | 0.4996 | 70036 |  | 1570.5
1 | 5300 |  | 0.035 | 15 | 15 |  | 1e-12 | 0 | [6 empty] | 18.26 | 3.3813 | 0.21471 |  | 43725 |  | 980.52 |  | 109.34 | 17.409 | 3701.6 | [19 empty] | 1000 | 0.85884 | 43725 |  | 980.52
1 | 5300 |  | 0.035 | 15 | 15 |  | 1.3335e-12 | 0 | [6 empty] | 24.046 | 4.5351 | 0.34075 |  | 29691 |  | 665.81 |  | 115.44 | 17.721 | 5048.9 | [19 empty] | 1333.5 | 1.363 | 29691 |  | 665.81
1 | 5300 |  | 0.035 | 15 | 15 |  | 1.7783e-12 | 0 | [6 empty] | 31.154 | 5.983 | 0.51127 |  | 21397 |  | 479.82 |  | 120.31 | 17.95 | 6521 | [19 empty] | 1778.3 | 2.0451 | 21397 |  | 479.82
1 | 5300 |  | 0.035 | 15 | 15 |  | 2.3714e-12 | 0 | [6 empty] | 39.843 | 7.7787 | 0.73543 |  | 16135 |  | 361.82 |  | 124.19 | 18.123 | 8013.8 | [19 empty] | 2371.4 | 2.9417 | 16135 |  | 361.82
1 | 5300 |  | 0.035 | 15 | 15 |  | 3.1623e-12 | 0 | [6 empty] | 50.396 | 9.9829 | 1.0234 |  | 12611 |  | 282.79 |  | 127.28 | 18.252 | 9516.4 | [19 empty] | 3162.3 | 4.0936 | 12611 |  | 282.79
1 | 5300 |  | 0.035 | 15 | 15 |  | 4.217e-12 | 0 | [6 empty] | 63.018 | 12.642 | 1.3848 |  | 10152 |  | 227.66 |  | 129.72 | 18.346 | 11001 | [19 empty] | 4217 | 5.5392 | 10152 |  | 227.66
1 | 5300 |  | 0.035 | 15 | 15 |  | 5.6234e-12 | 0 | [6 empty] | 77.743 | 15.767 | 1.8253 |  | 8386.6 |  | 188.07 |  | 131.62 | 18.411 | 12434 | [19 empty] | 5623.4 | 7.3012 | 8386.6 |  | 188.07
1 | 5300 |  | 0.035 | 15 | 15 |  | 7.4989e-12 | 0 | [6 empty] | 94.287 | 19.304 | 2.3424 |  | 7093.8 |  | 159.08 |  | 133.07 | 18.452 | 13791 | [19 empty] | 7498.9 | 9.3696 | 7093.8 |  | 159.08
1 | 5300 |  | 0.035 | 15 | 15 |  | 1e-11 | 0 | [6 empty] | 111.93 | 23.105 | 2.9198 |  | 6136.5 |  | 137.61 |  | 134.14 | 18.471 | 15060 | [19 empty] | 10000 | 11.6792 | 6136.5 |  | 137.61
1 | 5300 |  | 0.035 | 15 | 15 |  | 1.3335e-11 | 0 | [6 empty] | 129.68 | 26.963 | 3.529 |  | 5424.4 |  | 121.64 |  | 134.92 | 18.473 | 16208 | [19 empty] | 13335 | 14.116 | 5424.4 |  | 121.64
1 | 5300 |  | 0.035 | 15 | 15 |  | 1.7783e-11 | 0 | [6 empty] | 146.41 | 30.63 | 4.1323 |  | 4894.5 |  | 109.76 |  | 135.46 | 18.464 | 17232 | [19 empty] | 17783 | 16.5292 | 4894.5 |  | 109.76
1 | 5300 |  | 0.035 | 15 | 15 |  | 2.3714e-11 | 0 | [6 empty] | 161.3 | 33.926 | 4.696 |  | 4500 |  | 100.91 |  | 135.83 | 18.445 | 18120 | [19 empty] | 23714 | 18.784 | 4500 |  | 100.91
1 | 5300 |  | 0.035 | 15 | 15 |  | 3.1623e-11 | 0 | [6 empty] | 173.88 | 36.732 | 5.1941 |  | 4207.9 |  | 94.36 |  | 136.08 | 18.427 | 18870 | [19 empty] | 31623 | 20.7764 | 4207.9 |  | 94.36
1 | 5300 |  | 0.035 | 15 | 15 |  | 4.217e-11 | 0 | [6 empty] | 184.12 | 39.035 | 5.6165 |  | 3991.2 |  | 89.501 |  | 136.26 | 18.41 | 19491 | [19 empty] | 42170 | 22.466 | 3991.2 |  | 89.501
1 | 5300 |  | 0.035 | 15 | 15 |  | 5.6234e-11 | 0 | [6 empty] | 192.24 | 40.875 | 5.9633 |  | 3830.3 |  | 85.894 |  | 136.37 | 18.394 | 19992 | [19 empty] | 56234 | 23.8532 | 3830.3 |  | 85.894
1 | 5300 |  | 0.035 | 15 | 15 |  | 7.4989e-11 | 0 | [6 empty] | 198.56 | 42.315 | 6.2411 |  | 3710.8 |  | 83.214 |  | 136.46 | 18.381 | 20391 | [19 empty] | 74989 | 24.9644 | 3710.8 |  | 83.214
1 | 5300 |  | 0.035 | 15 | 15 |  | 1e-10 | 0 | [6 empty] | 203.42 | 43.429 | 6.4597 |  | 3621.9 |  | 81.219 |  | 136.51 | 18.371 | 20705 | [19 empty] | 100000 | 25.8388 | 3621.9 |  | 81.219
1 | 5400 |  | 0.035 | 15 | 15 |  | 1e-13 | 0 | [6 empty] | 8.1011e-05 | 0 | 0 |  | NaN |  | NaN |  | 0 | 0 | 14832 | [19 empty] | 100 | 0
1 | 5400 |  | 0.035 | 15 | 15 |  | 1.3335e-13 | 0 | [6 empty] | 8.1011e-05 | 0 | 0 |  | NaN |  | NaN |  | 0 | 0 | 8148.7 | [19 empty] | 133.35 | 0
1 | 5400 |  | 0.035 | 15 | 15 |  | 1.7783e-13 | 0 | [6 empty] | 0.0034653 | 0 | 0 |  | NaN |  | NaN |  | 0 | 0 | 3296.9 | [19 empty] | 177.83 | 0
1 | 5400 |  | 0.035 | 15 | 15 |  | 2.3714e-13 | 0 | [6 empty] | 1.8189 | 0.5598 | 0.0006632 |  | 10580000 |  | 237260 |  | 41.991 | 12.238 | 7.0332 | [19 empty] | 237.14 | 0.0026528 | 10580000 |  | 237260
1 | 5400 |  | 0.035 | 15 | 15 |  | 3.1623e-13 | 0 | [6 empty] | 4.0265 | 0.86678 | 0.0076914 |  | 959330 |  | 21513 |  | 64.109 | 14.46 | 192.49 | [19 empty] | 316.23 | 0.030766 | 959330 |  | 21513
1 | 5400 |  | 0.035 | 15 | 15 |  | 4.217e-13 | 0 | [6 empty] | 6.7908 | 1.2883 | 0.028194 |  | 278540 |  | 6246.2 |  | 81.3 | 15.908 | 686.15 | [19 empty] | 421.7 | 0.11278 | 278540 |  | 6246.2
1 | 5400 |  | 0.035 | 15 | 15 |  | 5.6234e-13 | 0 | [6 empty] | 10.048 | 1.8518 | 0.068093 |  | 123150 |  | 2761.6 |  | 93.975 | 16.808 | 1490.3 | [19 empty] | 562.34 | 0.27237 | 123150 |  | 2761.6
1 | 5400 |  | 0.035 | 15 | 15 |  | 7.4989e-13 | 0 | [6 empty] | 13.939 | 2.5805 | 0.13256 |  | 67687 |  | 1517.9 |  | 103.71 | 17.414 | 87.187 | [19 empty] | 749.89 | 0.53024 | 67687 |  | 1517.9
1 | 5400 |  | 0.035 | 15 | 15 |  | 1e-12 | 0 | [6 empty] | 18.779 | 3.5303 | 0.22807 |  | 42290 |  | 948.33 |  | 111.55 | 17.849 | 3857.4 | [19 empty] | 1000 | 0.91228 | 42290 |  | 948.33
1 | 5400 |  | 0.035 | 15 | 15 |  | 1.3335e-12 | 0 | [6 empty] | 24.708 | 4.7313 | 0.36174 |  | 28749 |  | 644.7 |  | 117.78 | 18.165 | 5268.1 | [19 empty] | 1333.5 | 1.447 | 28749 |  | 644.7
1 | 5400 |  | 0.035 | 15 | 15 |  | 1.7783e-12 | 0 | [6 empty] | 31.982 | 6.2359 | 0.54227 |  | 20747 |  | 465.24 |  | 122.75 | 18.4 | 6793.9 | [19 empty] | 1778.3 | 2.1691 | 20747 |  | 465.24
1 | 5400 |  | 0.035 | 15 | 15 |  | 2.3714e-12 | 0 | [6 empty] | 40.859 | 8.1 | 0.77935 |  | 15661 |  | 351.2 |  | 126.72 | 18.572 | 8349.8 | [19 empty] | 2371.4 | 3.1174 | 15661 |  | 351.2
1 | 5400 |  | 0.035 | 15 | 15 |  | 3.1623e-12 | 0 | [6 empty] | 51.653 | 10.39 | 1.0836 |  | 12256 |  | 274.84 |  | 129.88 | 18.702 | 9896.5 | [19 empty] | 3162.3 | 4.3344 | 12256 |  | 274.84
1 | 5400 |  | 0.035 | 15 | 15 |  | 4.217e-12 | 0 | [6 empty] | 64.523 | 13.145 | 1.4645 |  | 9879 |  | 221.53 |  | 132.38 | 18.797 | 11433 | [19 empty] | 4217 | 5.858 | 9879 |  | 221.53
1 | 5400 |  | 0.035 | 15 | 15 |  | 5.6234e-12 | 0 | [6 empty] | 79.514 | 16.378 | 1.928 |  | 8171.2 |  | 183.24 |  | 134.32 | 18.863 | 12907 | [19 empty] | 5623.4 | 7.712 | 8171.2 |  | 183.24
1 | 5400 |  | 0.035 | 15 | 15 |  | 7.4989e-12 | 0 | [6 empty] | 96.289 | 20.022 | 2.47 |  | 6920.6 |  | 155.19 |  | 135.8 | 18.903 | 14305 | [19 empty] | 7498.9 | 9.88 | 6920.6 |  | 155.19
1 | 5400 |  | 0.035 | 15 | 15 |  | 1e-11 | 0 | [6 empty] | 114.12 | 23.927 | 3.0732 |  | 5994.8 |  | 134.43 |  | 136.89 | 18.921 | 15605 | [19 empty] | 10000 | 12.2928 | 5994.8 |  | 134.43
1 | 5400 |  | 0.035 | 15 | 15 |  | 1.3335e-11 | 0 | [6 empty] | 131.96 | 27.868 | 3.7066 |  | 5306.4 |  | 118.99 |  | 137.68 | 18.922 | 16782 | [19 empty] | 13335 | 14.8264 | 5306.4 |  | 118.99
1 | 5400 |  | 0.035 | 15 | 15 |  | 1.7783e-11 | 0 | [6 empty] | 148.71 | 31.6 | 4.3309 |  | 4794.4 |  | 107.51 |  | 138.24 | 18.912 | 17828 | [19 empty] | 17783 | 17.3236 | 4794.4 |  | 107.51
1 | 5400 |  | 0.035 | 15 | 15 |  | 2.3714e-11 | 0 | [6 empty] | 163.55 | 34.941 | 4.9118 |  | 4413.3 |  | 98.968 |  | 138.61 | 18.893 | 18733 | [19 empty] | 23714 | 19.6472 | 4413.3 |  | 98.968
1 | 5400 |  | 0.035 | 15 | 15 |  | 3.1623e-11 | 0 | [6 empty] | 176.03 | 37.773 | 5.423 |  | 4131.3 |  | 92.644 |  | 138.87 | 18.874 | 19496 | [19 empty] | 31623 | 21.692 | 4131.3 |  | 92.644
1 | 5400 |  | 0.035 | 15 | 15 |  | 4.217e-11 | 0 | [6 empty] | 186.18 | 40.094 | 5.8553 |  | 3922.2 |  | 87.954 |  | 139.05 | 18.856 | 20125 | [19 empty] | 42170 | 23.4212 | 3922.2 |  | 87.954
1 | 5400 |  | 0.035 | 15 | 15 |  | 5.6234e-11 | 0 | [6 empty] | 194.21 | 41.944 | 6.2095 |  | 3767 |  | 84.473 |  | 139.17 | 18.841 | 20633 | [19 empty] | 56234 | 24.838 | 3767 |  | 84.473
1 | 5400 |  | 0.035 | 15 | 15 |  | 7.4989e-11 | 0 | [6 empty] | 200.45 | 43.391 | 6.4927 |  | 3651.6 |  | 81.887 |  | 139.25 | 18.827 | 21037 | [19 empty] | 74989 | 25.9708 | 3651.6 |  | 81.887
1 | 5400 |  | 0.035 | 15 | 15 |  | 1e-10 | 0 | [6 empty] | 205.24 | 44.507 | 6.7153 |  | 3565.8 |  | 79.963 |  | 139.31 | 18.817 | 21354 | [19 empty] | 100000 | 26.8612 | 3565.8 |  | 79.963
1 | 5500 |  | 0.035 | 15 | 15 |  | 1e-13 | 0 | [6 empty] | 8.1011e-05 | 0 | 0 |  | NaN |  | NaN |  | 0 | 0 | 14679 | [19 empty] | 100 | 0
1 | 5500 |  | 0.035 | 15 | 15 |  | 1.3335e-13 | 0 | [6 empty] | 8.1011e-05 | 0 | 0 |  | NaN |  | NaN |  | 0 | 0 | 8021.7 | [19 empty] | 133.35 | 0
1 | 5500 |  | 0.035 | 15 | 15 |  | 1.7783e-13 | 0 | [6 empty] | 0.0034653 | 0 | 0 |  | NaN |  | NaN |  | 0 | 0 | 3186.6 | [19 empty] | 177.83 | 0
1 | 5500 |  | 0.035 | 15 | 15 |  | 2.3714e-13 | 0 | [6 empty] | 1.8773 | 0.58539 | 0.0006452 |  | 11122000 |  | 249410 |  | 42.683 | 12.581 | 12.78 | [19 empty] | 237.14 | 0.0025808 | 11122000 |  | 249410
1 | 5500 |  | 0.035 | 15 | 15 |  | 3.1623e-13 | 0 | [6 empty] | 4.1554 | 0.90664 | 0.0081083 |  | 931640 |  | 20892 |  | 65.308 | 14.855 | 660.27 | [19 empty] | 316.23 | 0.032433 | 931640 |  | 20892
1 | 5500 |  | 0.035 | 15 | 15 |  | 4.217e-13 | 0 | [6 empty] | 6.9929 | 1.3462 | 0.029938 |  | 268780 |  | 6027.3 |  | 82.829 | 16.32 | 717.37 | [19 empty] | 421.7 | 0.11975 | 268780 |  | 6027.3
1 | 5500 |  | 0.035 | 15 | 15 |  | 5.6234e-13 | 0 | [6 empty] | 10.343 | 1.9345 | 0.072326 |  | 118910 |  | 2666.4 |  | 95.797 | 17.235 | 1546.4 | [19 empty] | 562.34 | 0.2893 | 118910 |  | 2666.4
1 | 5500 |  | 0.035 | 15 | 15 |  | 7.4989e-13 | 0 | [6 empty] | 14.36 | 2.698 | 0.14081 |  | 65430 |  | 1467.2 |  | 105.79 | 17.851 | 2696.6 | [19 empty] | 749.89 | 0.56324 | 65430 |  | 1467.2
1 | 5500 |  | 0.035 | 15 | 15 |  | 1e-12 | 0 | [6 empty] | 19.298 | 3.6824 | 0.242 |  | 40928 |  | 917.81 |  | 113.75 | 18.289 | 4023.2 | [19 empty] | 1000 | 0.968 | 40928 |  | 917.81
1 | 5500 |  | 0.035 | 15 | 15 |  | 1.3335e-12 | 0 | [6 empty] | 25.368 | 4.931 | 0.38358 |  | 27856 |  | 624.67 |  | 120.11 | 18.609 | 5501.7 | [19 empty] | 1333.5 | 1.5343 | 27856 |  | 624.67
1 | 5500 |  | 0.035 | 15 | 15 |  | 1.7783e-12 | 0 | [6 empty] | 32.813 | 6.4948 | 0.57459 |  | 20126 |  | 451.33 |  | 125.2 | 18.846 | 7069.4 | [19 empty] | 1778.3 | 2.2984 | 20126 |  | 451.33
1 | 5500 |  | 0.035 | 15 | 15 |  | 2.3714e-12 | 0 | [6 empty] | 41.892 | 8.4311 | 0.82505 |  | 15213 |  | 341.15 |  | 129.25 | 19.02 | 8679.5 | [19 empty] | 2371.4 | 3.3002 | 15213 |  | 341.15
1 | 5500 |  | 0.035 | 15 | 15 |  | 3.1623e-12 | 0 | [6 empty] | 52.906 | 10.804 | 1.1459 |  | 11920 |  | 267.3 |  | 132.49 | 19.153 | 10286 | [19 empty] | 3162.3 | 4.5836 | 11920 |  | 267.3
1 | 5500 |  | 0.035 | 15 | 15 |  | 4.217e-12 | 0 | [6 empty] | 66.033 | 13.658 | 1.5471 |  | 9619.9 |  | 215.72 |  | 135.04 | 19.249 | 11868 | [19 empty] | 4217 | 6.1884 | 9619.9 |  | 215.72
1 | 5500 |  | 0.035 | 15 | 15 |  | 5.6234e-12 | 0 | [6 empty] | 81.285 | 17 | 2.034 |  | 7966.8 |  | 178.65 |  | 137.02 | 19.314 | 13385 | [19 empty] | 5623.4 | 8.136 | 7966.8 |  | 178.65
1 | 5500 |  | 0.035 | 15 | 15 |  | 7.4989e-12 | 0 | [6 empty] | 98.296 | 20.755 | 2.6018 |  | 6756.1 |  | 151.5 |  | 138.53 | 19.354 | 14821 | [19 empty] | 7498.9 | 10.4072 | 6756.1 |  | 151.5
1 | 5500 |  | 0.035 | 15 | 15 |  | 1e-11 | 0 | [6 empty] | 116.29 | 24.76 | 3.2309 |  | 5860 |  | 131.41 |  | 139.65 | 19.371 | 16156 | [19 empty] | 10000 | 12.9236 | 5860 |  | 131.41
1 | 5500 |  | 0.035 | 15 | 15 |  | 1.3335e-11 | 0 | [6 empty] | 134.21 | 28.783 | 3.8884 |  | 5194 |  | 116.47 |  | 140.45 | 19.372 | 17364 | [19 empty] | 13335 | 15.5536 | 5194 |  | 116.47
1 | 5500 |  | 0.035 | 15 | 15 |  | 1.7783e-11 | 0 | [6 empty] | 150.97 | 32.58 | 4.534 |  | 4698.9 |  | 105.37 |  | 141.02 | 19.361 | 18429 | [19 empty] | 17783 | 18.136 | 4698.9 |  | 105.37
1 | 5500 |  | 0.035 | 15 | 15 |  | 2.3714e-11 | 0 | [6 empty] | 165.76 | 35.962 | 5.1319 |  | 4330.7 |  | 97.114 |  | 141.4 | 19.34 | 19352 | [19 empty] | 23714 | 20.5276 | 4330.7 |  | 97.114
1 | 5500 |  | 0.035 | 15 | 15 |  | 3.1623e-11 | 0 | [6 empty] | 178.15 | 38.823 | 5.6563 |  | 4058.2 |  | 91.004 |  | 141.67 | 19.321 | 20128 | [19 empty] | 31623 | 22.6252 | 4058.2 |  | 91.004
1 | 5500 |  | 0.035 | 15 | 15 |  | 4.217e-11 | 0 | [6 empty] | 188.2 | 41.161 | 6.0986 |  | 3856.2 |  | 86.474 |  | 141.85 | 19.303 | 20766 | [19 empty] | 42170 | 24.3944 | 3856.2 |  | 86.474
1 | 5500 |  | 0.035 | 15 | 15 |  | 5.6234e-11 | 0 | [6 empty] | 196.12 | 43.016 | 6.4596 |  | 3706.3 |  | 83.112 |  | 141.97 | 19.287 | 21283 | [19 empty] | 56234 | 25.8384 | 3706.3 |  | 83.112
1 | 5500 |  | 0.035 | 15 | 15 |  | 7.4989e-11 | 0 | [6 empty] | 202.29 | 44.471 | 6.7483 |  | 3594.9 |  | 80.615 |  | 142.06 | 19.273 | 21690 | [19 empty] | 74989 | 26.9932 | 3594.9 |  | 80.615
1 | 5500 |  | 0.035 | 15 | 15 |  | 1e-10 | 0 | [6 empty] | 207.01 | 45.589 | 6.9746 |  | 3512.1 |  | 78.757 |  | 142.12 | 19.262 | 22012 | [19 empty] | 100000 | 27.8984 | 3512.1 |  | 78.757
1 | 5600 |  | 0.035 | 15 | 15 |  | 1e-13 | 0 | [6 empty] | 8.1011e-05 | 0 | 0 |  | NaN |  | NaN |  | 0 | 0 | 15751 | [19 empty] | 100 | 0
1 | 5600 |  | 0.035 | 15 | 15 |  | 1.3335e-13 | 0 | [6 empty] | 8.1011e-05 | 0 | 0 |  | NaN |  | NaN |  | 0 | 0 | 8666.8 | [19 empty] | 133.35 | 0
1 | 5600 |  | 0.035 | 15 | 15 |  | 1.7783e-13 | 0 | [6 empty] | 0.0034653 | 0 | 0 |  | NaN |  | NaN |  | 0 | 0 | 3529.7 | [19 empty] | 177.83 | 0
1 | 5600 |  | 0.035 | 15 | 15 |  | 2.3714e-13 | 0 | [6 empty] | 1.931 | 0.61087 | 0.00062839 |  | 11675000 |  | 261800 |  | 43.314 | 12.918 | 19.585 | [19 empty] | 237.14 | 0.0025136 | 11675000 |  | 261800
1 | 5600 |  | 0.035 | 15 | 15 |  | 3.1623e-13 | 0 | [6 empty] | 4.2091 | 0.93766 | 0.0085486 |  | 902700 |  | 20243 |  | 65.913 | 15.193 | 489.14 | [19 empty] | 316.23 | 0.034194 | 902700 |  | 20243
1 | 5600 |  | 0.035 | 15 | 15 |  | 4.217e-13 | 0 | [6 empty] | 7.2124 | 1.408 | 0.031782 |  | 259430 |  | 5817.7 |  | 84.441 | 16.738 | 710.32 | [19 empty] | 421.7 | 0.12713 | 259430 |  | 5817.7
1 | 5600 |  | 0.035 | 15 | 15 |  | 5.6234e-13 | 0 | [6 empty] | 10.64 | 2.0194 | 0.07676 |  | 114870 |  | 2575.8 |  | 97.628 | 17.661 | 1605.4 | [19 empty] | 562.34 | 0.30704 | 114870 |  | 2575.8
1 | 5600 |  | 0.035 | 15 | 15 |  | 7.4989e-13 | 0 | [6 empty] | 14.762 | 2.8146 | 0.14936 |  | 63286 |  | 1419.2 |  | 107.84 | 18.286 | 2803 | [19 empty] | 749.89 | 0.59744 | 63286 |  | 1419.2
1 | 5600 |  | 0.035 | 15 | 15 |  | 1e-12 | 0 | [6 empty] | 19.812 | 3.8369 | 0.2565 |  | 39637 |  | 888.84 |  | 115.95 | 18.728 | 4206.7 | [19 empty] | 1000 | 1.026 | 39637 |  | 888.84
1 | 5600 |  | 0.035 | 15 | 15 |  | 1.3335e-12 | 0 | [6 empty] | 26.033 | 5.1358 | 0.40633 |  | 27009 |  | 605.67 |  | 122.46 | 19.053 | 5738.4 | [19 empty] | 1333.5 | 1.6253 | 27009 |  | 605.67
1 | 5600 |  | 0.035 | 15 | 15 |  | 1.7783e-12 | 0 | [6 empty] | 33.622 | 6.7547 | 0.60797 |  | 19539 |  | 438.15 |  | 127.64 | 19.293 | 7374.7 | [19 empty] | 1778.3 | 2.4319 | 19539 |  | 438.15
1 | 5600 |  | 0.035 | 15 | 15 |  | 2.3714e-12 | 0 | [6 empty] | 42.906 | 8.7643 | 0.87206 |  | 14791 |  | 331.69 |  | 131.79 | 19.472 | 9023.3 | [19 empty] | 2371.4 | 3.4882 | 14791 |  | 331.69
1 | 5600 |  | 0.035 | 15 | 15 |  | 3.1623e-12 | 0 | [6 empty] | 54.155 | 11.226 | 1.2103 |  | 11601 |  | 260.16 |  | 135.1 | 19.603 | 10684 | [19 empty] | 3162.3 | 4.8412 | 11601 |  | 260.16
1 | 5600 |  | 0.035 | 15 | 15 |  | 4.217e-12 | 0 | [6 empty] | 67.546 | 14.183 | 1.6324 |  | 9374 |  | 210.21 |  | 137.71 | 19.7 | 12307 | [19 empty] | 4217 | 6.5296 | 9374 |  | 210.21
1 | 5600 |  | 0.035 | 15 | 15 |  | 5.6234e-12 | 0 | [6 empty] | 83.037 | 17.63 | 2.1432 |  | 7772.6 |  | 174.3 |  | 139.73 | 19.765 | 13875 | [19 empty] | 5623.4 | 8.5728 | 7772.6 |  | 174.3
1 | 5600 |  | 0.035 | 15 | 15 |  | 7.4989e-12 | 0 | [6 empty] | 100.27 | 21.495 | 2.737 |  | 6599.7 |  | 148 |  | 141.27 | 19.804 | 15349 | [19 empty] | 7498.9 | 10.948 | 6599.7 |  | 148
1 | 5600 |  | 0.035 | 15 | 15 |  | 1e-11 | 0 | [6 empty] | 118.44 | 25.603 | 3.3928 |  | 5731.8 |  | 128.53 |  | 142.41 | 19.821 | 16714 | [19 empty] | 10000 | 13.5712 | 5731.8 |  | 128.53
1 | 5600 |  | 0.035 | 15 | 15 |  | 1.3335e-11 | 0 | [6 empty] | 136.46 | 29.713 | 4.0751 |  | 5086.9 |  | 114.07 |  | 143.23 | 19.821 | 17946 | [19 empty] | 13335 | 16.3004 | 5086.9 |  | 114.07
1 | 5600 |  | 0.035 | 15 | 15 |  | 1.7783e-11 | 0 | [6 empty] | 153.2 | 33.568 | 4.7415 |  | 4607.8 |  | 103.33 |  | 143.8 | 19.809 | 19038 | [19 empty] | 17783 | 18.966 | 4607.8 |  | 103.33
1 | 5600 |  | 0.035 | 15 | 15 |  | 2.3714e-11 | 0 | [6 empty] | 167.93 | 36.993 | 5.3565 |  | 4251.7 |  | 95.343 |  | 144.19 | 19.787 | 19978 | [19 empty] | 23714 | 21.426 | 4251.7 |  | 95.343
1 | 5600 |  | 0.035 | 15 | 15 |  | 3.1623e-11 | 0 | [6 empty] | 180.23 | 39.879 | 5.8939 |  | 3988.2 |  | 89.435 |  | 144.46 | 19.768 | 20767 | [19 empty] | 31623 | 23.5756 | 3988.2 |  | 89.435
1 | 5600 |  | 0.035 | 15 | 15 |  | 4.217e-11 | 0 | [6 empty] | 190.19 | 42.234 | 6.3461 |  | 3793 |  | 85.056 |  | 144.65 | 19.749 | 21412 | [19 empty] | 42170 | 25.3844 | 3793 |  | 85.056
1 | 5600 |  | 0.035 | 15 | 15 |  | 5.6234e-11 | 0 | [6 empty] | 198.02 | 44.099 | 6.7142 |  | 3648.1 |  | 81.808 |  | 144.77 | 19.733 | 21937 | [19 empty] | 56234 | 26.8568 | 3648.1 |  | 81.808
1 | 5600 |  | 0.035 | 15 | 15 |  | 7.4989e-11 | 0 | [6 empty] | 204.12 | 45.559 | 7.0082 |  | 3540.5 |  | 79.394 |  | 144.86 | 19.719 | 22348 | [19 empty] | 74989 | 28.0328 | 3540.5 |  | 79.394
1 | 5600 |  | 0.035 | 15 | 15 |  | 1e-10 | 0 | [6 empty] | 208.78 | 46.682 | 7.2385 |  | 3460.4 |  | 77.599 |  | 144.92 | 19.708 | 22672 | [19 empty] | 100000 | 28.954 | 3460.4 |  | 77.599
1 | 5700 |  | 0.035 | 15 | 15 |  | 1e-13 | 0 | [6 empty] | 8.1011e-05 | 0 | 0 |  | NaN |  | NaN |  | 0 | 0 | 15598 | [19 empty] | 100 | 0
1 | 5700 |  | 0.035 | 15 | 15 |  | 1.3335e-13 | 0 | [6 empty] | 8.1011e-05 | 0 | 0 |  | NaN |  | NaN |  | 0 | 0 | 8540.6 | [19 empty] | 133.35 | 0
1 | 5700 |  | 0.035 | 15 | 15 |  | 1.7783e-13 | 0 | [6 empty] | 0.0034653 | 0 | 0 |  | NaN |  | NaN |  | 0 | 0 | 3420.4 | [19 empty] | 177.83 | 0
1 | 5700 |  | 0.035 | 15 | 15 |  | 2.3714e-13 | 0 | [6 empty] | 1.9699 | 0.63463 | 0.00061332 |  | 12221000 |  | 274050 |  | 43.762 | 13.234 | 6.4357 | [19 empty] | 237.14 | 0.0024533 | 12221000 |  | 274050
1 | 5700 |  | 0.035 | 15 | 15 |  | 3.1623e-13 | 0 | [6 empty] | 4.4138 | 0.98933 | 0.009055 |  | 873570 |  | 19590 |  | 67.699 | 15.638 | 193.81 | [19 empty] | 316.23 | 0.03622 | 873570 |  | 19590
1 | 5700 |  | 0.035 | 15 | 15 |  | 4.217e-13 | 0 | [6 empty] | 7.4144 | 1.4684 | 0.033707 |  | 250470 |  | 5616.8 |  | 85.968 | 17.15 | 756.98 | [19 empty] | 421.7 | 0.13483 | 250470 |  | 5616.8
1 | 5700 |  | 0.035 | 15 | 15 |  | 5.6234e-13 | 0 | [6 empty] | 10.918 | 2.1028 | 0.081363 |  | 111020 |  | 2489.5 |  | 99.4 | 18.084 | 1720.3 | [19 empty] | 562.34 | 0.32545 | 111020 |  | 2489.5
1 | 5700 |  | 0.035 | 15 | 15 |  | 7.4989e-13 | 0 | [6 empty] | 15.151 | 2.9313 | 0.15824 |  | 61249 |  | 1373.5 |  | 109.86 | 18.719 | 2945.8 | [19 empty] | 749.89 | 0.63296 | 61249 |  | 1373.5
1 | 5700 |  | 0.035 | 15 | 15 |  | 1e-12 | 0 | [6 empty] | 20.343 | 3.9974 | 0.27166 |  | 38410 |  | 861.33 |  | 118.18 | 19.169 | 4372.2 | [19 empty] | 1000 | 1.0866 | 38410 |  | 861.33
1 | 5700 |  | 0.035 | 15 | 15 |  | 1.3335e-12 | 0 | [6 empty] | 26.698 | 5.3445 | 0.42998 |  | 26204 |  | 587.62 |  | 124.81 | 19.497 | 5985.5 | [19 empty] | 1333.5 | 1.7199 | 26204 |  | 587.62
1 | 5700 |  | 0.035 | 15 | 15 |  | 1.7783e-12 | 0 | [6 empty] | 34.453 | 7.024 | 0.64272 |  | 18982 |  | 425.66 |  | 130.09 | 19.739 | 7664.3 | [19 empty] | 1778.3 | 2.5709 | 18982 |  | 425.66
1 | 5700 |  | 0.035 | 15 | 15 |  | 2.3714e-12 | 0 | [6 empty] | 43.919 | 9.1045 | 0.92088 |  | 14388 |  | 322.65 |  | 134.33 | 19.921 | 9381.9 | [19 empty] | 2371.4 | 3.6835 | 14388 |  | 322.65
1 | 5700 |  | 0.035 | 15 | 15 |  | 3.1623e-12 | 0 | [6 empty] | 55.407 | 11.657 | 1.2769 |  | 11299 |  | 253.37 |  | 137.71 | 20.053 | 11086 | [19 empty] | 3162.3 | 5.1076 | 11299 |  | 253.37
1 | 5700 |  | 0.035 | 15 | 15 |  | 4.217e-12 | 0 | [6 empty] | 69.035 | 14.712 | 1.7202 |  | 9140.3 |  | 204.97 |  | 140.37 | 20.151 | 12763 | [19 empty] | 4217 | 6.8808 | 9140.3 |  | 204.97
1 | 5700 |  | 0.035 | 15 | 15 |  | 5.6234e-12 | 0 | [6 empty] | 84.789 | 18.271 | 2.2558 |  | 7587.9 |  | 170.16 |  | 142.44 | 20.217 | 14368 | [19 empty] | 5623.4 | 9.0232 | 7587.9 |  | 170.16
1 | 5700 |  | 0.035 | 15 | 15 |  | 7.4989e-12 | 0 | [6 empty] | 102.24 | 22.246 | 2.8762 |  | 6450.8 |  | 144.66 |  | 144.01 | 20.255 | 15882 | [19 empty] | 7498.9 | 11.5048 | 6450.8 |  | 144.66
1 | 5700 |  | 0.035 | 15 | 15 |  | 1e-11 | 0 | [6 empty] | 120.57 | 26.456 | 3.5587 |  | 5609.5 |  | 125.79 |  | 145.17 | 20.271 | 17280 | [19 empty] | 10000 | 14.2348 | 5609.5 |  | 125.79
1 | 5700 |  | 0.035 | 15 | 15 |  | 1.3335e-11 | 0 | [6 empty] | 138.67 | 30.651 | 4.266 |  | 4984.8 |  | 111.78 |  | 146 | 20.27 | 18537 | [19 empty] | 13335 | 17.064 | 4984.8 |  | 111.78
1 | 5700 |  | 0.035 | 15 | 15 |  | 1.7783e-11 | 0 | [6 empty] | 155.41 | 34.566 | 4.9536 |  | 4520.9 |  | 101.38 |  | 146.59 | 20.257 | 19651 | [19 empty] | 17783 | 19.8144 | 4520.9 |  | 101.38
1 | 5700 |  | 0.035 | 15 | 15 |  | 2.3714e-11 | 0 | [6 empty] | 170.09 | 38.035 | 5.5859 |  | 4176.2 |  | 93.649 |  | 146.99 | 20.234 | 20605 | [19 empty] | 23714 | 22.3436 | 4176.2 |  | 93.649
1 | 5700 |  | 0.035 | 15 | 15 |  | 3.1623e-11 | 0 | [6 empty] | 182.29 | 40.945 | 6.1361 |  | 3921.3 |  | 87.934 |  | 147.26 | 20.214 | 21408 | [19 empty] | 31623 | 24.5444 | 3921.3 |  | 87.934
1 | 5700 |  | 0.035 | 15 | 15 |  | 4.217e-11 | 0 | [6 empty] | 192.15 | 43.314 | 6.5977 |  | 3732.4 |  | 83.698 |  | 147.45 | 20.195 | 22065 | [19 empty] | 42170 | 26.3908 | 3732.4 |  | 83.698
1 | 5700 |  | 0.035 | 15 | 15 |  | 5.6234e-11 | 0 | [6 empty] | 199.9 | 45.191 | 6.9733 |  | 3592.3 |  | 80.555 |  | 147.58 | 20.179 | 22594 | [19 empty] | 56234 | 27.8932 | 3592.3 |  | 80.555
1 | 5700 |  | 0.035 | 15 | 15 |  | 7.4989e-11 | 0 | [6 empty] | 205.9 | 46.652 | 7.2721 |  | 3488.2 |  | 78.221 |  | 147.67 | 20.165 | 23013 | [19 empty] | 74989 | 29.0884 | 3488.2 |  | 78.221
1 | 5700 |  | 0.035 | 15 | 15 |  | 1e-10 | 0 | [6 empty] | 210.49 | 47.776 | 7.5059 |  | 3410.7 |  | 76.485 |  | 147.73 | 20.153 | 23343 | [19 empty] | 100000 | 30.0236 | 3410.7 |  | 76.485
1 | 5800 |  | 0.035 | 15 | 15 |  | 1e-13 | 0 | [6 empty] | 8.1011e-05 | 0 | 0 |  | NaN |  | NaN |  | 0 | 0 | 15445 | [19 empty] | 100 | 0
1 | 5800 |  | 0.035 | 15 | 15 |  | 1.3335e-13 | 0 | [6 empty] | 8.1011e-05 | 0 | 0 |  | NaN |  | NaN |  | 0 | 0 | 8413.3 | [19 empty] | 133.35 | 0
1 | 5800 |  | 0.035 | 15 | 15 |  | 1.7783e-13 | 0 | [6 empty] | 0.0034653 | 0 | 0 |  | NaN |  | NaN |  | 0 | 0 | 3309.8 | [19 empty] | 177.83 | 0
1 | 5800 |  | 0.035 | 15 | 15 |  | 2.3714e-13 | 0 | [6 empty] | 2.0236 | 0.6612 | 0.0005994 |  | 12777000 |  | 286520 |  | 44.389 | 13.571 | 6.088 | [19 empty] | 237.14 | 0.0023976 | 12777000 |  | 286520
1 | 5800 |  | 0.035 | 15 | 15 |  | 3.1623e-13 | 0 | [6 empty] | 4.5427 | 1.032 | 0.0095718 |  | 845290 |  | 18955 |  | 68.888 | 16.03 | 210.12 | [19 empty] | 316.23 | 0.038287 | 845290 |  | 18955
1 | 5800 |  | 0.035 | 15 | 15 |  | 4.217e-13 | 0 | [6 empty] | 7.6191 | 1.5305 | 0.035728 |  | 241900 |  | 5424.5 |  | 87.507 | 17.563 | 804.42 | [19 empty] | 421.7 | 0.14291 | 241900 |  | 5424.5
1 | 5800 |  | 0.035 | 15 | 15 |  | 5.6234e-13 | 0 | [6 empty] | 11.227 | 2.193 | 0.086182 |  | 107410 |  | 2408.7 |  | 101.27 | 18.516 | 1756 | [19 empty] | 562.34 | 0.34473 | 107410 |  | 2408.7
1 | 5800 |  | 0.035 | 15 | 15 |  | 7.4989e-13 | 0 | [6 empty] | 15.553 | 3.0526 | 0.16753 |  | 59312 |  | 1330 |  | 111.91 | 19.154 | 3071 | [19 empty] | 749.89 | 0.67012 | 59312 |  | 1330
1 | 5800 |  | 0.035 | 15 | 15 |  | 1e-12 | 0 | [6 empty] | 20.864 | 4.1594 | 0.28738 |  | 37243 |  | 835.18 |  | 120.39 | 19.609 | 4563.7 | [19 empty] | 1000 | 1.1495 | 37243 |  | 835.18
1 | 5800 |  | 0.035 | 15 | 15 |  | 1.3335e-12 | 0 | [6 empty] | 27.376 | 5.5597 | 0.45461 |  | 25439 |  | 570.46 |  | 127.17 | 19.941 | 6217.5 | [19 empty] | 1333.5 | 1.8184 | 25439 |  | 570.46
1 | 5800 |  | 0.035 | 15 | 15 |  | 1.7783e-12 | 0 | [6 empty] | 35.276 | 7.2968 | 0.67865 |  | 18453 |  | 413.81 |  | 132.55 | 20.186 | 7969 | [19 empty] | 1778.3 | 2.7146 | 18453 |  | 413.81
1 | 5800 |  | 0.035 | 15 | 15 |  | 2.3714e-12 | 0 | [6 empty] | 44.947 | 9.454 | 0.9715 |  | 14005 |  | 314.06 |  | 136.88 | 20.37 | 9735.6 | [19 empty] | 2371.4 | 3.886 | 14005 |  | 314.06
1 | 5800 |  | 0.035 | 15 | 15 |  | 3.1623e-12 | 0 | [6 empty] | 56.647 | 12.092 | 1.3454 |  | 11013 |  | 246.97 |  | 140.33 | 20.507 | 11493 | [19 empty] | 3162.3 | 5.3816 | 11013 |  | 246.97
1 | 5800 |  | 0.035 | 15 | 15 |  | 4.217e-12 | 0 | [6 empty] | 70.543 | 15.255 | 1.8111 |  | 8918.1 |  | 199.99 |  | 143.05 | 20.602 | 13215 | [19 empty] | 4217 | 7.2444 | 8918.1 |  | 199.99
1 | 5800 |  | 0.035 | 15 | 15 |  | 5.6234e-12 | 0 | [6 empty] | 86.532 | 18.923 | 2.3716 |  | 7412.1 |  | 166.21 |  | 145.16 | 20.668 | 14868 | [19 empty] | 5623.4 | 9.4864 | 7412.1 |  | 166.21
1 | 5800 |  | 0.035 | 15 | 15 |  | 7.4989e-12 | 0 | [6 empty] | 104.21 | 23.011 | 3.0194 |  | 6309 |  | 141.48 |  | 146.76 | 20.706 | 16418 | [19 empty] | 7498.9 | 12.0776 | 6309 |  | 141.48
1 | 5800 |  | 0.035 | 15 | 15 |  | 1e-11 | 0 | [6 empty] | 122.69 | 27.321 | 3.729 |  | 5493 |  | 123.18 |  | 147.94 | 20.721 | 17848 | [19 empty] | 10000 | 14.916 | 5493 |  | 123.18
1 | 5800 |  | 0.035 | 15 | 15 |  | 1.3335e-11 | 0 | [6 empty] | 140.84 | 31.595 | 4.461 |  | 4887.4 |  | 109.6 |  | 148.78 | 20.719 | 19137 | [19 empty] | 13335 | 17.844 | 4887.4 |  | 109.6
1 | 5800 |  | 0.035 | 15 | 15 |  | 1.7783e-11 | 0 | [6 empty] | 157.58 | 35.573 | 5.17 |  | 4437.8 |  | 99.517 |  | 149.38 | 20.705 | 20270 | [19 empty] | 17783 | 20.68 | 4437.8 |  | 99.517
1 | 5800 |  | 0.035 | 15 | 15 |  | 2.3714e-11 | 0 | [6 empty] | 171.34 | 38.895 | 5.8004 |  | 4104.6 |  | 92.044 |  | 149.76 | 20.686 | 5495.8 | [19 empty] | 23714 | 23.2016 | 4104.6 |  | 92.044
1 | 5800 |  | 0.035 | 15 | 15 |  | 3.1623e-11 | 0 | [6 empty] | 184.32 | 42.019 | 6.3825 |  | 3857.1 |  | 86.495 |  | 150.06 | 20.661 | 22055 | [19 empty] | 31623 | 25.53 | 3857.1 |  | 86.495
1 | 5800 |  | 0.035 | 15 | 15 |  | 4.217e-11 | 0 | [6 empty] | 194.08 | 44.403 | 6.8538 |  | 3674.3 |  | 82.395 |  | 150.25 | 20.641 | 22721 | [19 empty] | 42170 | 27.4152 | 3674.3 |  | 82.395
1 | 5800 |  | 0.035 | 15 | 15 |  | 5.6234e-11 | 0 | [6 empty] | 201.75 | 46.288 | 7.2364 |  | 3538.6 |  | 79.353 |  | 150.39 | 20.624 | 23257 | [19 empty] | 56234 | 28.9456 | 3538.6 |  | 79.353
1 | 5800 |  | 0.035 | 15 | 15 |  | 7.4989e-11 | 0 | [6 empty] | 207.67 | 47.755 | 7.5404 |  | 3437.9 |  | 77.094 |  | 150.48 | 20.61 | 23681 | [19 empty] | 74989 | 30.1616 | 3437.9 |  | 77.094
1 | 5800 |  | 0.035 | 15 | 15 |  | 1e-10 | 0 | [6 empty] | 212.2 | 48.882 | 7.778 |  | 3363 |  | 75.414 |  | 150.55 | 20.599 | 24013 | [19 empty] | 100000 | 31.112 | 3363 |  | 75.414
1 | 5900 |  | 0.035 | 15 | 15 |  | 1e-13 | 0 | [6 empty] | 8.1011e-05 | 0 | 0 |  | NaN |  | NaN |  | 0 | 0 | 15296 | [19 empty] | 100 | 0
1 | 5900 |  | 0.035 | 15 | 15 |  | 1.3335e-13 | 0 | [6 empty] | 0.0034653 | 0 | 0 |  | NaN |  | NaN |  | 0 | 0 | 8289 | [19 empty] | 133.35 | 0
1 | 5900 |  | 0.035 | 15 | 15 |  | 1.7783e-13 | 0 | [6 empty] | 0.0034653 | 0 | 0 |  | NaN |  | NaN |  | 0 | 0 | 3202 | [19 empty] | 177.83 | 0
1 | 5900 |  | 0.035 | 15 | 15 |  | 2.3714e-13 | 0 | [6 empty] | 2.0819 | 0.68906 | 0.00058715 |  | 13325000 |  | 298820 |  | 45.069 | 13.913 | 0.13024 | [19 empty] | 237.14 | 0.0023486 | 13325000 |  | 298820
1 | 5900 |  | 0.035 | 15 | 15 |  | 3.1623e-13 | 0 | [6 empty] | 4.6696 | 1.0753 | 0.010119 |  | 817590 |  | 18334 |  | 70.058 | 16.419 | 237.2 | [19 empty] | 316.23 | 0.040476 | 817590 |  | 18334
1 | 5900 |  | 0.035 | 15 | 15 |  | 4.217e-13 | 0 | [6 empty] | 7.836 | 1.5958 | 0.037857 |  | 233690 |  | 5240.4 |  | 89.104 | 17.98 | 826.79 | [19 empty] | 421.7 | 0.15143 | 233690 |  | 5240.4
1 | 5900 |  | 0.035 | 15 | 15 |  | 5.6234e-13 | 0 | [6 empty] | 11.522 | 2.2827 | 0.091229 |  | 103920 |  | 2330.3 |  | 103.1 | 18.942 | 1846.8 | [19 empty] | 562.34 | 0.36492 | 103920 |  | 2330.3
1 | 5900 |  | 0.035 | 15 | 15 |  | 7.4989e-13 | 0 | [6 empty] | 15.96 | 3.1771 | 0.17722 |  | 57468 |  | 1288.7 |  | 113.97 | 19.589 | 3195.9 | [19 empty] | 749.89 | 0.70888 | 57468 |  | 1288.7
1 | 5900 |  | 0.035 | 15 | 15 |  | 1e-12 | 0 | [6 empty] | 21.398 | 4.3267 | 0.30378 |  | 36134 |  | 810.3 |  | 122.63 | 20.05 | 4744.1 | [19 empty] | 1000 | 1.2151 | 36134 |  | 810.3
1 | 5900 |  | 0.035 | 15 | 15 |  | 1.3335e-12 | 0 | [6 empty] | 28.041 | 5.7766 | 0.48007 |  | 24712 |  | 554.17 |  | 129.53 | 20.385 | 6459.3 | [19 empty] | 1333.5 | 1.9203 | 24712 |  | 554.17
1 | 5900 |  | 0.035 | 15 | 15 |  | 1.7783e-12 | 0 | [6 empty] | 36.104 | 7.5759 | 0.71588 |  | 17951 |  | 402.55 |  | 135.01 | 20.633 | 8274.5 | [19 empty] | 1778.3 | 2.8635 | 17951 |  | 402.55
1 | 5900 |  | 0.035 | 15 | 15 |  | 2.3714e-12 | 0 | [6 empty] | 45.98 | 9.8111 | 1.0239 |  | 13641 |  | 305.9 |  | 139.43 | 20.819 | 10091 | [19 empty] | 2371.4 | 4.0956 | 13641 |  | 305.9
1 | 5900 |  | 0.035 | 15 | 15 |  | 3.1623e-12 | 0 | [6 empty] | 57.909 | 12.541 | 1.4166 |  | 10740 |  | 240.83 |  | 142.95 | 20.958 | 11900 | [19 empty] | 3162.3 | 5.6664 | 10740 |  | 240.83
1 | 5900 |  | 0.035 | 15 | 15 |  | 4.217e-12 | 0 | [6 empty] | 72.036 | 15.804 | 1.9046 |  | 8706.5 |  | 195.24 |  | 145.72 | 21.053 | 13678 | [19 empty] | 4217 | 7.6184 | 8706.5 |  | 195.24
1 | 5900 |  | 0.035 | 15 | 15 |  | 5.6234e-12 | 0 | [6 empty] | 88.277 | 19.586 | 2.491 |  | 7244.6 |  | 162.46 |  | 147.87 | 21.119 | 15371 | [19 empty] | 5623.4 | 9.964 | 7244.6 |  | 162.46
1 | 5900 |  | 0.035 | 15 | 15 |  | 7.4989e-12 | 0 | [6 empty] | 106.16 | 23.784 | 3.1662 |  | 6173.7 |  | 138.44 |  | 149.5 | 21.157 | 16961 | [19 empty] | 7498.9 | 12.6648 | 6173.7 |  | 138.44
1 | 5900 |  | 0.035 | 15 | 15 |  | 1e-11 | 0 | [6 empty] | 124.79 | 28.197 | 3.9035 |  | 5381.8 |  | 120.69 |  | 150.7 | 21.171 | 18423 | [19 empty] | 10000 | 15.614 | 5381.8 |  | 120.69
1 | 5900 |  | 0.035 | 15 | 15 |  | 1.3335e-11 | 0 | [6 empty] | 143.02 | 32.555 | 4.6608 |  | 4794.3 |  | 107.51 |  | 151.57 | 21.167 | 19736 | [19 empty] | 13335 | 18.6432 | 4794.3 |  | 107.51
1 | 5900 |  | 0.035 | 15 | 15 |  | 1.7783e-11 | 0 | [6 empty] | 159.74 | 36.592 | 5.391 |  | 4358.4 |  | 97.735 |  | 152.17 | 21.152 | 20892 | [19 empty] | 17783 | 21.564 | 4358.4 |  | 97.735
1 | 5900 |  | 0.035 | 15 | 15 |  | 2.3714e-11 | 0 | [6 empty] | 171.69 | 39.571 | 5.9992 |  | 4035.8 |  | 90.502 |  | 152.52 | 21.136 | 4345.4 | [19 empty] | 23714 | 23.9968 | 4035.8 |  | 90.502
1 | 5900 |  | 0.035 | 15 | 15 |  | 3.1623e-11 | 0 | [6 empty] | 186.31 | 43.098 | 6.633 |  | 3795.6 |  | 85.116 |  | 152.87 | 21.107 | 22709 | [19 empty] | 31623 | 26.532 | 3795.6 |  | 85.116
1 | 5900 |  | 0.035 | 15 | 15 |  | 4.217e-11 | 0 | [6 empty] | 195.98 | 45.498 | 7.1139 |  | 3618.5 |  | 81.144 |  | 153.06 | 21.087 | 23383 | [19 empty] | 42170 | 28.4556 | 3618.5 |  | 81.144
1 | 5900 |  | 0.035 | 15 | 15 |  | 5.6234e-11 | 0 | [6 empty] | 203.55 | 47.391 | 7.5033 |  | 3487.1 |  | 78.198 |  | 153.2 | 21.07 | 23926 | [19 empty] | 56234 | 30.0132 | 3487.1 |  | 78.198
1 | 5900 |  | 0.035 | 15 | 15 |  | 7.4989e-11 | 0 | [6 empty] | 209.4 | 48.862 | 7.8123 |  | 3389.6 |  | 76.01 |  | 153.29 | 21.056 | 24356 | [19 empty] | 74989 | 31.2492 | 3389.6 |  | 76.01
1 | 5900 |  | 0.035 | 15 | 15 |  | 1e-10 | 0 | [6 empty] | 213.88 | 49.994 | 8.0538 |  | 3317 |  | 74.383 |  | 153.36 | 21.044 | 24690 | [19 empty] | 100000 | 32.2152 | 3317 |  | 74.383
1 | 6000 |  | 0.035 | 15 | 15 |  | 1e-13 | 0 | [6 empty] | 8.1011e-05 | 0 | 0 |  | NaN |  | NaN |  | 0 | 0 | 16350 | [19 empty] | 100 | 0
1 | 6000 |  | 0.035 | 15 | 15 |  | 1.3335e-13 | 0 | [6 empty] | 0.0034653 | 0 | 0 |  | NaN |  | NaN |  | 0 | 0 | 8917.2 | [19 empty] | 133.35 | 0
1 | 6000 |  | 0.035 | 15 | 15 |  | 1.7783e-13 | 0 | [6 empty] | 0.0034653 | 0 | 0 |  | NaN |  | NaN |  | 0 | 0 | 3528.5 | [19 empty] | 177.83 | 0
1 | 6000 |  | 0.035 | 15 | 15 |  | 2.3714e-13 | 0 | [6 empty] | 2.1356 | 0.71669 | 0.00056926 |  | 14036000 |  | 314760 |  | 45.69 | 14.253 | 388.96 | [19 empty] | 237.14 | 0.002277 | 14036000 |  | 314760
1 | 6000 |  | 0.035 | 15 | 15 |  | 3.1623e-13 | 0 | [6 empty] | 4.8205 | 1.1228 | 0.010703 |  | 790610 |  | 17729 |  | 71.408 | 16.825 | 211.42 | [19 empty] | 316.23 | 0.042812 | 790610 |  | 17729
1 | 6000 |  | 0.035 | 15 | 15 |  | 4.217e-13 | 0 | [6 empty] | 8.0406 | 1.6605 | 0.040078 |  | 225830 |  | 5064.1 |  | 90.643 | 18.392 | 889.32 | [19 empty] | 421.7 | 0.16031 | 225830 |  | 5064.1
1 | 6000 |  | 0.035 | 15 | 15 |  | 5.6234e-13 | 0 | [6 empty] | 11.819 | 2.3746 | 0.096498 |  | 100590 |  | 2255.6 |  | 104.93 | 19.368 | 1939.7 | [19 empty] | 562.34 | 0.38599 | 100590 |  | 2255.6
1 | 6000 |  | 0.035 | 15 | 15 |  | 7.4989e-13 | 0 | [6 empty] | 16.369 | 3.3045 | 0.18731 |  | 55713 |  | 1249.4 |  | 116.04 | 20.024 | 3324.8 | [19 empty] | 749.89 | 0.74924 | 55713 |  | 1249.4
1 | 6000 |  | 0.035 | 15 | 15 |  | 1e-12 | 0 | [6 empty] | 21.931 | 4.4973 | 0.32081 |  | 35078 |  | 786.61 |  | 124.87 | 20.49 | 4933.9 | [19 empty] | 1000 | 1.2832 | 35078 |  | 786.61
1 | 6000 |  | 0.035 | 15 | 15 |  | 1.3335e-12 | 0 | [6 empty] | 28.686 | 5.9939 | 0.5063 |  | 24022 |  | 538.69 |  | 131.87 | 20.829 | 6733.8 | [19 empty] | 1333.5 | 2.0252 | 24022 |  | 538.69
1 | 6000 |  | 0.035 | 15 | 15 |  | 1.7783e-12 | 0 | [6 empty] | 36.935 | 7.8606 | 0.75438 |  | 17474 |  | 391.85 |  | 137.48 | 21.08 | 8583.7 | [19 empty] | 1778.3 | 3.0175 | 17474 |  | 391.85
1 | 6000 |  | 0.035 | 15 | 15 |  | 2.3714e-12 | 0 | [6 empty] | 47.012 | 10.175 | 1.078 |  | 13295 |  | 298.14 |  | 141.99 | 21.269 | 10452 | [19 empty] | 2371.4 | 4.312 | 13295 |  | 298.14
1 | 6000 |  | 0.035 | 15 | 15 |  | 3.1623e-12 | 0 | [6 empty] | 59.147 | 12.993 | 1.4897 |  | 10479 |  | 234.99 |  | 145.58 | 21.408 | 12328 | [19 empty] | 3162.3 | 5.9588 | 10479 |  | 234.99
1 | 6000 |  | 0.035 | 15 | 15 |  | 4.217e-12 | 0 | [6 empty] | 73.532 | 16.365 | 2.001 |  | 8504.9 |  | 190.72 |  | 148.41 | 21.504 | 14144 | [19 empty] | 4217 | 8.004 | 8504.9 |  | 190.72
1 | 6000 |  | 0.035 | 15 | 15 |  | 5.6234e-12 | 0 | [6 empty] | 90.029 | 20.263 | 2.6139 |  | 7084.9 |  | 158.88 |  | 150.6 | 21.57 | 15874 | [19 empty] | 5623.4 | 10.4556 | 7084.9 |  | 158.88
1 | 6000 |  | 0.035 | 15 | 15 |  | 7.4989e-12 | 0 | [6 empty] | 108.11 | 24.573 | 3.3173 |  | 6044.6 |  | 135.55 |  | 152.26 | 21.607 | 17504 | [19 empty] | 7498.9 | 13.2692 | 6044.6 |  | 135.55
1 | 6000 |  | 0.035 | 15 | 15 |  | 1e-11 | 0 | [6 empty] | 126.88 | 29.085 | 4.0823 |  | 5275.6 |  | 118.3 |  | 153.48 | 21.62 | 19000 | [19 empty] | 10000 | 16.3292 | 5275.6 |  | 118.3
1 | 6000 |  | 0.035 | 15 | 15 |  | 1.3335e-11 | 0 | [6 empty] | 145.15 | 33.521 | 4.8646 |  | 4705.3 |  | 105.51 |  | 154.35 | 21.616 | 20344 | [19 empty] | 13335 | 19.4584 | 4705.3 |  | 105.51
1 | 6000 |  | 0.035 | 15 | 15 |  | 1.7783e-11 | 0 | [6 empty] | 161.85 | 37.616 | 5.616 |  | 4282.3 |  | 96.03 |  | 154.96 | 21.6 | 21522 | [19 empty] | 17783 | 22.464 | 4282.3 |  | 96.03
1 | 6000 |  | 0.035 | 15 | 15 |  | 2.3714e-11 | 0 | [6 empty] | 176.31 | 41.195 | 6.2978 |  | 3969 |  | 89.005 |  | 155.39 | 21.579 | 22525 | [19 empty] | 23714 | 25.1912 | 3969 |  | 89.005
1 | 6000 |  | 0.035 | 15 | 15 |  | 3.1623e-11 | 0 | [6 empty] | 188.28 | 44.187 | 6.8878 |  | 3736.6 |  | 83.793 |  | 155.67 | 21.553 | 23366 | [19 empty] | 31623 | 27.5512 | 3736.6 |  | 83.793
1 | 6000 |  | 0.035 | 15 | 15 |  | 4.217e-11 | 0 | [6 empty] | 197.84 | 46.597 | 7.3777 |  | 3564.9 |  | 79.943 |  | 155.87 | 21.533 | 24052 | [19 empty] | 42170 | 29.5108 | 3564.9 |  | 79.943
1 | 6000 |  | 0.035 | 15 | 15 |  | 5.6234e-11 | 0 | [6 empty] | 205.33 | 48.501 | 7.7743 |  | 3437.6 |  | 77.088 |  | 156.01 | 21.515 | 24600 | [19 empty] | 56234 | 31.0972 | 3437.6 |  | 77.088
1 | 6000 |  | 0.035 | 15 | 15 |  | 7.4989e-11 | 0 | [6 empty] | 211.12 | 49.979 | 8.0885 |  | 3343.1 |  | 74.967 |  | 156.11 | 21.501 | 25033 | [19 empty] | 74989 | 32.354 | 3343.1 |  | 74.967
1 | 6000 |  | 0.035 | 15 | 15 |  | 1e-10 | 0 | [6 empty] | 215.54 | 51.113 | 8.3337 |  | 3272.7 |  | 73.39 |  | 156.18 | 21.489 | 25371 | [19 empty] | 100000 | 33.3348 | 3272.7 |  | 73.39
1 | 6100 |  | 0.035 | 15 | 15 |  | 1e-13 | 0 | [6 empty] | 8.1011e-05 | 0 | 0 |  | NaN |  | NaN |  | 0 | 0 | 16197 | [19 empty] | 100 | 0
1 | 6100 |  | 0.035 | 15 | 15 |  | 1.3335e-13 | 0 | [6 empty] | 0.0034653 | 0 | 0 |  | NaN |  | NaN |  | 0 | 0 | 8790.1 | [19 empty] | 133.35 | 0
1 | 6100 |  | 0.035 | 15 | 15 |  | 1.7783e-13 | 0 | [6 empty] | 0.0034653 | 0 | 0 |  | NaN |  | NaN |  | 0 | 0 | 3418 | [19 empty] | 177.83 | 0
1 | 6100 |  | 0.035 | 15 | 15 |  | 2.3714e-13 | 0 | [6 empty] | 2.1551 | 0.73937 | 0.00056023 |  | 14552000 |  | 326320 |  | 45.9 | 14.543 | 315.68 | [19 empty] | 237.14 | 0.0022409 | 14552000 |  | 326320
1 | 6100 |  | 0.035 | 15 | 15 |  | 3.1623e-13 | 0 | [6 empty] | 4.9519 | 1.1685 | 0.011317 |  | 764220 |  | 17138 |  | 72.606 | 17.217 | 239.19 | [19 empty] | 316.23 | 0.045268 | 764220 |  | 17138
1 | 6100 |  | 0.035 | 15 | 15 |  | 4.217e-13 | 0 | [6 empty] | 8.2575 | 1.7283 | 0.042414 |  | 218310 |  | 4895.5 |  | 92.239 | 18.808 | 926.46 | [19 empty] | 421.7 | 0.16966 | 218310 |  | 4895.5
1 | 6100 |  | 0.035 | 15 | 15 |  | 5.6234e-13 | 0 | [6 empty] | 12.129 | 2.4704 | 0.10201 |  | 97412 |  | 2184.4 |  | 106.81 | 19.797 | 2010.8 | [19 empty] | 562.34 | 0.40804 | 97412 |  | 2184.4
1 | 6100 |  | 0.035 | 15 | 15 |  | 7.4989e-13 | 0 | [6 empty] | 16.771 | 3.433 | 0.19777 |  | 54041 |  | 1211.8 |  | 118.1 | 20.459 | 3477.4 | [19 empty] | 749.89 | 0.79108 | 54041 |  | 1211.8
1 | 6100 |  | 0.035 | 15 | 15 |  | 1e-12 | 0 | [6 empty] | 22.458 | 4.6697 | 0.33845 |  | 34072 |  | 764.05 |  | 127.1 | 20.931 | 5145.1 | [19 empty] | 1000 | 1.3538 | 34072 |  | 764.05
1 | 6100 |  | 0.035 | 15 | 15 |  | 1.3335e-12 | 0 | [6 empty] | 29.351 | 6.2189 | 0.53357 |  | 23366 |  | 523.98 |  | 134.23 | 21.273 | 6988.2 | [19 empty] | 1333.5 | 2.1343 | 23366 |  | 523.98
1 | 6100 |  | 0.035 | 15 | 15 |  | 1.7783e-12 | 0 | [6 empty] | 37.782 | 8.1541 | 0.79432 |  | 17020 |  | 381.67 |  | 139.96 | 21.527 | 8880.9 | [19 empty] | 1778.3 | 3.1773 | 17020 |  | 381.67
1 | 6100 |  | 0.035 | 15 | 15 |  | 2.3714e-12 | 0 | [6 empty] | 48.041 | 10.544 | 1.1337 |  | 12965 |  | 290.74 |  | 144.55 | 21.718 | 10823 | [19 empty] | 2371.4 | 4.5348 | 12965 |  | 290.74
1 | 6100 |  | 0.035 | 15 | 15 |  | 3.1623e-12 | 0 | [6 empty] | 60.416 | 13.459 | 1.5655 |  | 10231 |  | 229.43 |  | 148.21 | 21.858 | 12740 | [19 empty] | 3162.3 | 6.262 | 10231 |  | 229.43
1 | 6100 |  | 0.035 | 15 | 15 |  | 4.217e-12 | 0 | [6 empty] | 75.039 | 16.937 | 2.1004 |  | 8312.7 |  | 186.41 |  | 151.09 | 21.955 | 14608 | [19 empty] | 4217 | 8.4016 | 8312.7 |  | 186.41
1 | 6100 |  | 0.035 | 15 | 15 |  | 5.6234e-12 | 0 | [6 empty] | 91.741 | 20.943 | 2.7396 |  | 6932.4 |  | 155.46 |  | 153.32 | 22.021 | 16396 | [19 empty] | 5623.4 | 10.9584 | 6932.4 |  | 155.46
1 | 6100 |  | 0.035 | 15 | 15 |  | 7.4989e-12 | 0 | [6 empty] | 110.03 | 25.366 | 3.4716 |  | 5921.3 |  | 132.78 |  | 155.01 | 22.058 | 18062 | [19 empty] | 7498.9 | 13.8864 | 5921.3 |  | 132.78
1 | 6100 |  | 0.035 | 15 | 15 |  | 1e-11 | 0 | [6 empty] | 128.93 | 29.979 | 4.2647 |  | 5174.1 |  | 116.03 |  | 156.25 | 22.07 | 19590 | [19 empty] | 10000 | 17.0588 | 5174.1 |  | 116.03
1 | 6100 |  | 0.035 | 15 | 15 |  | 1.3335e-11 | 0 | [6 empty] | 147.27 | 34.498 | 5.0728 |  | 4620.1 |  | 103.6 |  | 157.14 | 22.064 | 20955 | [19 empty] | 13335 | 20.2912 | 4620.1 |  | 103.6
1 | 6100 |  | 0.035 | 15 | 15 |  | 1.7783e-11 | 0 | [6 empty] | 163.95 | 38.651 | 5.8456 |  | 4209.5 |  | 94.397 |  | 157.76 | 22.047 | 22154 | [19 empty] | 17783 | 23.3824 | 4209.5 |  | 94.397
1 | 6100 |  | 0.035 | 15 | 15 |  | 2.3714e-11 | 0 | [6 empty] | 178.34 | 42.267 | 6.5441 |  | 3905.5 |  | 87.579 |  | 158.19 | 22.025 | 23175 | [19 empty] | 23714 | 26.1764 | 3905.5 |  | 87.579
1 | 6100 |  | 0.035 | 15 | 15 |  | 3.1623e-11 | 0 | [6 empty] | 190.21 | 45.283 | 7.1468 |  | 3680 |  | 82.523 |  | 158.48 | 21.999 | 24027 | [19 empty] | 31623 | 28.5872 | 3680 |  | 82.523
1 | 6100 |  | 0.035 | 15 | 15 |  | 4.217e-11 | 0 | [6 empty] | 199.68 | 47.707 | 7.646 |  | 3513.5 |  | 78.788 |  | 158.69 | 21.978 | 24723 | [19 empty] | 42170 | 30.584 | 3513.5 |  | 78.788
1 | 6100 |  | 0.035 | 15 | 15 |  | 5.6234e-11 | 0 | [6 empty] | 207.1 | 49.621 | 8.0497 |  | 3390 |  | 76.019 |  | 158.83 | 21.961 | 25276 | [19 empty] | 56234 | 32.1988 | 3390 |  | 76.019
1 | 6100 |  | 0.035 | 15 | 15 |  | 7.4989e-11 | 0 | [6 empty] | 212.81 | 51.103 | 8.3687 |  | 3298.3 |  | 73.963 |  | 158.93 | 21.946 | 25715 | [19 empty] | 74989 | 33.4748 | 3298.3 |  | 73.963
1 | 6100 |  | 0.035 | 15 | 15 |  | 1e-10 | 0 | [6 empty] | 217.16 | 52.236 | 8.6172 |  | 3230.1 |  | 72.433 |  | 159 | 21.934 | 26059 | [19 empty] | 100000 | 34.4688 | 3230.1 |  | 72.433
1 | 6200 |  | 0.035 | 15 | 15 |  | 1e-13 | 0 | [6 empty] | 8.1011e-05 | 0 | 0 |  | NaN |  | NaN |  | 0 | 0 | 16047 | [19 empty] | 100 | 0
1 | 6200 |  | 0.035 | 15 | 15 |  | 1.3335e-13 | 0 | [6 empty] | 0.0034653 | 0 | 0 |  | NaN |  | NaN |  | 0 | 0 | 8665.3 | [19 empty] | 133.35 | 0
1 | 6200 |  | 0.035 | 15 | 15 |  | 1.7783e-13 | 0 | [6 empty] | 0.0034653 | 0 | 0 |  | NaN |  | NaN |  | 0 | 0 | 3309.7 | [19 empty] | 177.83 | 0
1 | 6200 |  | 0.035 | 15 | 15 |  | 2.3714e-13 | 0 | [6 empty] | 2.1894 | 0.76489 | 0.00055225 |  | 15063000 |  | 337780 |  | 46.287 | 14.854 | 276.53 | [19 empty] | 237.14 | 0.002209 | 15063000 |  | 337780
1 | 6200 |  | 0.035 | 15 | 15 |  | 3.1623e-13 | 0 | [6 empty] | 5.0982 | 1.2173 | 0.011969 |  | 738600 |  | 16563 |  | 73.913 | 17.618 | 235.76 | [19 empty] | 316.23 | 0.047876 | 738600 |  | 16563
1 | 6200 |  | 0.035 | 15 | 15 |  | 4.217e-13 | 0 | [6 empty] | 8.4816 | 1.7987 | 0.044864 |  | 211110 |  | 4734.1 |  | 93.868 | 19.227 | 951.26 | [19 empty] | 421.7 | 0.17946 | 211110 |  | 4734.1
1 | 6200 |  | 0.035 | 15 | 15 |  | 5.6234e-13 | 0 | [6 empty] | 12.423 | 2.5654 | 0.10773 |  | 94381 |  | 2116.5 |  | 108.64 | 20.223 | 2126.8 | [19 empty] | 562.34 | 0.43092 | 94381 |  | 2116.5
1 | 6200 |  | 0.035 | 15 | 15 |  | 7.4989e-13 | 0 | [6 empty] | 17.198 | 3.5684 | 0.20873 |  | 52446 |  | 1176.1 |  | 120.2 | 20.896 | 3588.4 | [19 empty] | 749.89 | 0.83492 | 52446 |  | 1176.1
1 | 6200 |  | 0.035 | 15 | 15 |  | 1e-12 | 0 | [6 empty] | 22.998 | 4.8481 | 0.35681 |  | 33112 |  | 742.53 |  | 129.35 | 21.372 | 5341.4 | [19 empty] | 1000 | 1.4272 | 33112 |  | 742.53
1 | 6200 |  | 0.035 | 15 | 15 |  | 1.3335e-12 | 0 | [6 empty] | 30.029 | 6.4506 | 0.56185 |  | 22742 |  | 509.97 |  | 136.61 | 21.717 | 7232.1 | [19 empty] | 1333.5 | 2.2474 | 22742 |  | 509.97
1 | 6200 |  | 0.035 | 15 | 15 |  | 1.7783e-12 | 0 | [6 empty] | 38.613 | 8.4493 | 0.8354 |  | 16588 |  | 371.97 |  | 142.43 | 21.974 | 9201.6 | [19 empty] | 1778.3 | 3.3416 | 16588 |  | 371.97
1 | 6200 |  | 0.035 | 15 | 15 |  | 2.3714e-12 | 0 | [6 empty] | 49.073 | 10.921 | 1.1913 |  | 12651 |  | 283.7 |  | 147.12 | 22.167 | 11195 | [19 empty] | 2371.4 | 4.7652 | 12651 |  | 283.7
1 | 6200 |  | 0.035 | 15 | 15 |  | 3.1623e-12 | 0 | [6 empty] | 61.668 | 13.931 | 1.6433 |  | 9994.2 |  | 224.12 |  | 150.85 | 22.309 | 13168 | [19 empty] | 3162.3 | 6.5732 | 9994.2 |  | 224.12
1 | 6200 |  | 0.035 | 15 | 15 |  | 4.217e-12 | 0 | [6 empty] | 76.506 | 17.51 | 2.2018 |  | 8130.4 |  | 182.32 |  | 153.78 | 22.409 | 15090 | [19 empty] | 4217 | 8.8072 | 8130.4 |  | 182.32
1 | 6200 |  | 0.035 | 15 | 15 |  | 5.6234e-12 | 0 | [6 empty] | 93.478 | 21.639 | 2.8693 |  | 6786.8 |  | 152.19 |  | 156.05 | 22.472 | 16910 | [19 empty] | 5623.4 | 11.4772 | 6786.8 |  | 152.19
1 | 6200 |  | 0.035 | 15 | 15 |  | 7.4989e-12 | 0 | [6 empty] | 111.96 | 26.176 | 3.6303 |  | 5803.5 |  | 130.14 |  | 157.77 | 22.508 | 18615 | [19 empty] | 7498.9 | 14.5212 | 5803.5 |  | 130.14
1 | 6200 |  | 0.035 | 15 | 15 |  | 1e-11 | 0 | [6 empty] | 130.97 | 30.884 | 4.4514 |  | 5076.9 |  | 113.85 |  | 159.03 | 22.519 | 20181 | [19 empty] | 10000 | 17.8056 | 5076.9 |  | 113.85
1 | 6200 |  | 0.035 | 15 | 15 |  | 1.3335e-11 | 0 | [6 empty] | 149.35 | 35.481 | 5.2849 |  | 4538.5 |  | 101.78 |  | 159.93 | 22.512 | 21575 | [19 empty] | 13335 | 21.1396 | 4538.5 |  | 101.78
1 | 6200 |  | 0.035 | 15 | 15 |  | 1.7783e-11 | 0 | [6 empty] | 166.01 | 39.692 | 6.0791 |  | 4139.7 |  | 92.831 |  | 160.56 | 22.495 | 22794 | [19 empty] | 17783 | 24.3164 | 4139.7 |  | 92.831
1 | 6200 |  | 0.035 | 15 | 15 |  | 2.3714e-11 | 0 | [6 empty] | 180.32 | 43.345 | 6.7942 |  | 3844.5 |  | 86.211 |  | 161 | 22.472 | 23831 | [19 empty] | 23714 | 27.1768 | 3844.5 |  | 86.211
1 | 6200 |  | 0.035 | 15 | 15 |  | 3.1623e-11 | 0 | [6 empty] | 192.13 | 46.388 | 7.4099 |  | 3625.6 |  | 81.303 |  | 161.3 | 22.445 | 24692 | [19 empty] | 31623 | 29.6396 | 3625.6 |  | 81.303
1 | 6200 |  | 0.035 | 15 | 15 |  | 4.217e-11 | 0 | [6 empty] | 201.5 | 48.825 | 7.9184 |  | 3463.9 |  | 77.678 |  | 161.5 | 22.424 | 25398 | [19 empty] | 42170 | 31.6736 | 3463.9 |  | 77.678
1 | 6200 |  | 0.035 | 15 | 15 |  | 5.6234e-11 | 0 | [6 empty] | 208.84 | 50.746 | 8.3287 |  | 3344.1 |  | 74.991 |  | 161.65 | 22.406 | 25958 | [19 empty] | 56234 | 33.3148 | 3344.1 |  | 74.991
1 | 6200 |  | 0.035 | 15 | 15 |  | 7.4989e-11 | 0 | [6 empty] | 214.47 | 52.231 | 8.6525 |  | 3255.1 |  | 72.995 |  | 161.75 | 22.391 | 26403 | [19 empty] | 74989 | 34.61 | 3255.1 |  | 72.995
1 | 6200 |  | 0.035 | 15 | 15 |  | 1e-10 | 0 | [6 empty] | 218.78 | 53.371 | 8.905 |  | 3188.9 |  | 71.511 |  | 161.82 | 22.379 | 26747 | [19 empty] | 100000 | 35.62 | 3188.9 |  | 71.511
1 | 6300 |  | 0.035 | 15 | 15 |  | 1e-13 | 0 | [6 empty] | 8.1011e-05 | 0 | 0 |  | NaN |  | NaN |  | 0 | 0 | 15900 | [19 empty] | 100 | 0
1 | 6300 |  | 0.035 | 15 | 15 |  | 1.3335e-13 | 0 | [6 empty] | 0.0034653 | 0 | 0 |  | NaN |  | NaN |  | 0 | 0 | 8544.1 | [19 empty] | 133.35 | 0
1 | 6300 |  | 0.035 | 15 | 15 |  | 1.7783e-13 | 0 | [6 empty] | 0.0034653 | 0 | 0 |  | NaN |  | NaN |  | 0 | 0 | 3204.6 | [19 empty] | 177.83 | 0
1 | 6300 |  | 0.035 | 15 | 15 |  | 2.3714e-13 | 0 | [6 empty] | 2.2016 | 0.7871 | 0.00054179 |  | 15656000 |  | 351080 |  | 46.411 | 15.135 | 185.25 | [19 empty] | 237.14 | 0.0021672 | 15656000 |  | 351080
1 | 6300 |  | 0.035 | 15 | 15 |  | 3.1623e-13 | 0 | [6 empty] | 5.2297 | 1.265 | 0.012654 |  | 713650 |  | 16004 |  | 75.108 | 18.01 | 274.6 | [19 empty] | 316.23 | 0.050616 | 713650 |  | 16004
1 | 6300 |  | 0.035 | 15 | 15 |  | 4.217e-13 | 0 | [6 empty] | 8.7056 | 1.8704 | 0.047425 |  | 204220 |  | 4579.6 |  | 95.496 | 19.646 | 983.56 | [19 empty] | 421.7 | 0.1897 | 204220 |  | 4579.6
1 | 6300 |  | 0.035 | 15 | 15 |  | 5.6234e-13 | 0 | [6 empty] | 12.74 | 2.6661 | 0.11372 |  | 91489 |  | 2051.6 |  | 110.54 | 20.652 | 2196.7 | [19 empty] | 562.34 | 0.45488 | 91489 |  | 2051.6
1 | 6300 |  | 0.035 | 15 | 15 |  | 7.4989e-13 | 0 | [6 empty] | 17.6 | 3.7018 | 0.22001 |  | 50925 |  | 1142 |  | 122.27 | 21.331 | 3758.4 | [19 empty] | 749.89 | 0.88004 | 50925 |  | 1142
1 | 6300 |  | 0.035 | 15 | 15 |  | 1e-12 | 0 | [6 empty] | 23.532 | 5.0283 | 0.37581 |  | 32197 |  | 722.01 |  | 131.6 | 21.813 | 5558.7 | [19 empty] | 1000 | 1.5032 | 32197 |  | 722.01
1 | 6300 |  | 0.035 | 15 | 15 |  | 1.3335e-12 | 0 | [6 empty] | 30.694 | 6.6839 | 0.59098 |  | 22147 |  | 496.64 |  | 138.98 | 22.162 | 7498.3 | [19 empty] | 1333.5 | 2.3639 | 22147 |  | 496.64
1 | 6300 |  | 0.035 | 15 | 15 |  | 1.7783e-12 | 0 | [6 empty] | 39.441 | 8.7493 | 0.87776 |  | 16176 |  | 362.73 |  | 144.91 | 22.421 | 9530.4 | [19 empty] | 1778.3 | 3.511 | 16176 |  | 362.73
1 | 6300 |  | 0.035 | 15 | 15 |  | 2.3714e-12 | 0 | [6 empty] | 50.102 | 11.304 | 1.2505 |  | 12352 |  | 276.98 |  | 149.68 | 22.616 | 11575 | [19 empty] | 2371.4 | 5.002 | 12352 |  | 276.98
1 | 6300 |  | 0.035 | 15 | 15 |  | 3.1623e-12 | 0 | [6 empty] | 62.906 | 14.407 | 1.7232 |  | 9768.3 |  | 219.05 |  | 153.48 | 22.759 | 13609 | [19 empty] | 3162.3 | 6.8928 | 9768.3 |  | 219.05
1 | 6300 |  | 0.035 | 15 | 15 |  | 4.217e-12 | 0 | [6 empty] | 78.002 | 18.1 | 2.3067 |  | 7955.1 |  | 178.39 |  | 156.48 | 22.86 | 15567 | [19 empty] | 4217 | 9.2268 | 7955.1 |  | 178.39
1 | 6300 |  | 0.035 | 15 | 15 |  | 5.6234e-12 | 0 | [6 empty] | 95.19 | 22.342 | 3.0019 |  | 6647.6 |  | 149.07 |  | 158.78 | 22.923 | 17437 | [19 empty] | 5623.4 | 12.0076 | 6647.6 |  | 149.07
1 | 6300 |  | 0.035 | 15 | 15 |  | 7.4989e-12 | 0 | [6 empty] | 113.86 | 26.991 | 3.7923 |  | 5690.7 |  | 127.61 |  | 160.53 | 22.958 | 19180 | [19 empty] | 7498.9 | 15.1692 | 5690.7 |  | 127.61
1 | 6300 |  | 0.035 | 15 | 15 |  | 1e-11 | 0 | [6 empty] | 133 | 31.8 | 4.6423 |  | 4983.9 |  | 111.76 |  | 161.81 | 22.968 | 20777 | [19 empty] | 10000 | 18.5692 | 4983.9 |  | 111.76
1 | 6300 |  | 0.035 | 15 | 15 |  | 1.3335e-11 | 0 | [6 empty] | 151.43 | 36.479 | 5.5017 |  | 4460.4 |  | 100.02 |  | 162.73 | 22.96 | 22194 | [19 empty] | 13335 | 22.0068 | 4460.4 |  | 100.02
1 | 6300 |  | 0.035 | 15 | 15 |  | 1.7783e-11 | 0 | [6 empty] | 168.06 | 40.744 | 6.317 |  | 4072.7 |  | 91.329 |  | 163.37 | 22.942 | 23436 | [19 empty] | 17783 | 25.268 | 4072.7 |  | 91.329
1 | 6300 |  | 0.035 | 15 | 15 |  | 2.3714e-11 | 0 | [6 empty] | 182.29 | 44.433 | 7.0487 |  | 3785.9 |  | 84.897 |  | 163.81 | 22.918 | 24490 | [19 empty] | 23714 | 28.1948 | 3785.9 |  | 84.897
1 | 6300 |  | 0.035 | 15 | 15 |  | 3.1623e-11 | 0 | [6 empty] | 193.99 | 47.495 | 7.6765 |  | 3573.3 |  | 80.13 |  | 164.11 | 22.891 | 25367 | [19 empty] | 31623 | 30.706 | 3573.3 |  | 80.13
1 | 6300 |  | 0.035 | 15 | 15 |  | 4.217e-11 | 0 | [6 empty] | 203.29 | 49.949 | 8.1946 |  | 3416.3 |  | 76.61 |  | 164.32 | 22.869 | 26077 | [19 empty] | 42170 | 32.7784 | 3416.3 |  | 76.61
1 | 6300 |  | 0.035 | 15 | 15 |  | 5.6234e-11 | 0 | [6 empty] | 210.54 | 51.876 | 8.6115 |  | 3299.9 |  | 74 |  | 164.47 | 22.851 | 26645 | [19 empty] | 56234 | 34.446 | 3299.9 |  | 74
1 | 6300 |  | 0.035 | 15 | 15 |  | 7.4989e-11 | 0 | [6 empty] | 216.12 | 53.369 | 8.9406 |  | 3213.5 |  | 72.063 |  | 164.57 | 22.835 | 27092 | [19 empty] | 74989 | 35.7624 | 3213.5 |  | 72.063
1 | 6300 |  | 0.035 | 15 | 15 |  | 1e-10 | 0 | [6 empty] | 220.36 | 54.508 | 9.1962 |  | 3149.3 |  | 70.622 |  | 164.65 | 22.823 | 27444 | [19 empty] | 100000 | 36.7848 | 3149.3 |  | 70.622
1 | 6400 |  | 0.035 | 15 | 15 |  | 1e-13 | 0 | [6 empty] | 8.1011e-05 | 0 | 0 |  | NaN |  | NaN |  | 0 | 0 | 16935 | [19 empty] | 100 | 0
1 | 6400 |  | 0.035 | 15 | 15 |  | 1.3335e-13 | 0 | [6 empty] | 0.0034653 | 0 | 0 |  | NaN |  | NaN |  | 0 | 0 | 9152.8 | [19 empty] | 133.35 | 0
1 | 6400 |  | 0.035 | 15 | 15 |  | 1.7783e-13 | 0 | [6 empty] | 0.0034653 | 0 | 0 |  | NaN |  | NaN |  | 0 | 0 | 3511.9 | [19 empty] | 177.83 | 0
1 | 6400 |  | 0.035 | 15 | 15 |  | 2.3714e-13 | 0 | [6 empty] | 2.3914 | 0.84005 | 0.00055094 |  | 15752000 |  | 353240 |  | 48.63 | 15.648 | 22.782 | [19 empty] | 237.14 | 0.0022038 | 15752000 |  | 353240
1 | 6400 |  | 0.035 | 15 | 15 |  | 3.1623e-13 | 0 | [6 empty] | 5.3734 | 1.3153 | 0.013379 |  | 689490 |  | 15462 |  | 76.39 | 18.409 | 288.8 | [19 empty] | 316.23 | 0.053516 | 689490 |  | 15462
1 | 6400 |  | 0.035 | 15 | 15 |  | 4.217e-13 | 0 | [6 empty] | 8.9102 | 1.9403 | 0.050082 |  | 197620 |  | 4431.7 |  | 97.035 | 20.058 | 1075.5 | [19 empty] | 421.7 | 0.20033 | 197620 |  | 4431.7
1 | 6400 |  | 0.035 | 15 | 15 |  | 5.6234e-13 | 0 | [6 empty] | 13.057 | 2.7687 | 0.11996 |  | 88728 |  | 1989.7 |  | 112.43 | 21.082 | 2274 | [19 empty] | 562.34 | 0.47984 | 88728 |  | 1989.7
1 | 6400 |  | 0.035 | 15 | 15 |  | 7.4989e-13 | 0 | [6 empty] | 18.021 | 3.8412 | 0.2318 |  | 49474 |  | 1109.4 |  | 124.37 | 21.767 | 3896.2 | [19 empty] | 749.89 | 0.9272 | 49474 |  | 1109.4
1 | 6400 |  | 0.035 | 15 | 15 |  | 1e-12 | 0 | [6 empty] | 24.063 | 5.2113 | 0.39546 |  | 31324 |  | 702.43 |  | 133.84 | 22.253 | 5764.6 | [19 empty] | 1000 | 1.5818 | 31324 |  | 702.43
1 | 6400 |  | 0.035 | 15 | 15 |  | 1.3335e-12 | 0 | [6 empty] | 31.359 | 6.9213 | 0.62106 |  | 21580 |  | 483.93 |  | 141.35 | 22.606 | 7769.9 | [19 empty] | 1333.5 | 2.4842 | 21580 |  | 483.93
1 | 6400 |  | 0.035 | 15 | 15 |  | 1.7783e-12 | 0 | [6 empty] | 40.268 | 9.0541 | 0.92141 |  | 15783 |  | 353.92 |  | 147.39 | 22.868 | 9866.5 | [19 empty] | 1778.3 | 3.6856 | 15783 |  | 353.92
1 | 6400 |  | 0.035 | 15 | 15 |  | 2.3714e-12 | 0 | [6 empty] | 51.135 | 11.694 | 1.3116 |  | 12066 |  | 270.57 |  | 152.26 | 23.065 | 11957 | [19 empty] | 2371.4 | 5.2464 | 12066 |  | 270.57
1 | 6400 |  | 0.035 | 15 | 15 |  | 3.1623e-12 | 0 | [6 empty] | 64.155 | 14.894 | 1.8056 |  | 9552.4 |  | 214.21 |  | 156.12 | 23.21 | 14047 | [19 empty] | 3162.3 | 7.2224 | 9552.4 |  | 214.21
1 | 6400 |  | 0.035 | 15 | 15 |  | 4.217e-12 | 0 | [6 empty] | 79.476 | 18.694 | 2.4142 |  | 7787.5 |  | 174.63 |  | 159.17 | 23.311 | 16058 | [19 empty] | 4217 | 9.6568 | 7787.5 |  | 174.63
1 | 6400 |  | 0.035 | 15 | 15 |  | 5.6234e-12 | 0 | [6 empty] | 96.9 | 23.056 | 3.138 |  | 6514.5 |  | 146.09 |  | 161.52 | 23.373 | 17966 | [19 empty] | 5623.4 | 12.552 | 6514.5 |  | 146.09
1 | 6400 |  | 0.035 | 15 | 15 |  | 7.4989e-12 | 0 | [6 empty] | 115.76 | 27.818 | 3.9583 |  | 5582.8 |  | 125.19 |  | 163.29 | 23.408 | 19748 | [19 empty] | 7498.9 | 15.8332 | 5582.8 |  | 125.19
1 | 6400 |  | 0.035 | 15 | 15 |  | 1e-11 | 0 | [6 empty] | 135.02 | 32.729 | 4.8374 |  | 4894.8 |  | 109.77 |  | 164.59 | 23.417 | 21373 | [19 empty] | 10000 | 19.3496 | 4894.8 |  | 109.77
1 | 6400 |  | 0.035 | 15 | 15 |  | 1.3335e-11 | 0 | [6 empty] | 153.46 | 37.479 | 5.722 |  | 4385.4 |  | 98.342 |  | 165.52 | 23.408 | 22826 | [19 empty] | 13335 | 22.888 | 4385.4 |  | 98.342
1 | 6400 |  | 0.035 | 15 | 15 |  | 1.7783e-11 | 0 | [6 empty] | 170.07 | 41.802 | 6.5588 |  | 4008.4 |  | 89.888 |  | 166.17 | 23.388 | 24085 | [19 empty] | 17783 | 26.2352 | 4008.4 |  | 89.888
1 | 6400 |  | 0.035 | 15 | 15 |  | 2.3714e-11 | 0 | [6 empty] | 184.23 | 45.526 | 7.307 |  | 3729.6 |  | 83.635 |  | 166.62 | 23.364 | 25155 | [19 empty] | 23714 | 29.228 | 3729.6 |  | 83.635
1 | 6400 |  | 0.035 | 15 | 15 |  | 3.1623e-11 | 0 | [6 empty] | 195.85 | 48.613 | 7.9476 |  | 3523 |  | 79.002 |  | 166.93 | 23.336 | 26042 | [19 empty] | 31623 | 31.7904 | 3523 |  | 79.002
1 | 6400 |  | 0.035 | 15 | 15 |  | 4.217e-11 | 0 | [6 empty] | 205.06 | 51.08 | 8.4748 |  | 3370.4 |  | 75.581 |  | 167.14 | 23.314 | 26761 | [19 empty] | 42170 | 33.8992 | 3370.4 |  | 75.581
1 | 6400 |  | 0.035 | 15 | 15 |  | 5.6234e-11 | 0 | [6 empty] | 212.22 | 53.013 | 8.898 |  | 3257.4 |  | 73.046 |  | 167.29 | 23.295 | 27337 | [19 empty] | 56234 | 35.592 | 3257.4 |  | 73.046
1 | 6400 |  | 0.035 | 15 | 15 |  | 7.4989e-11 | 0 | [6 empty] | 217.73 | 54.509 | 9.2319 |  | 3173.4 |  | 71.163 |  | 167.4 | 23.28 | 27789 | [19 empty] | 74989 | 36.9276 | 3173.4 |  | 71.163
1 | 6400 |  | 0.035 | 15 | 15 |  | 1e-10 | 0 | [6 empty] | 221.93 | 55.655 | 9.4915 |  | 3111 |  | 69.763 |  | 167.47 | 23.268 | 28140 | [19 empty] | 100000 | 37.966 | 3111 |  | 69.763
1 | 6500 |  | 0.035 | 15 | 15 |  | 1e-13 | 0 | [6 empty] | 8.1011e-05 | 0 | 0 |  | NaN |  | NaN |  | 0 | 0 | 16784 | [19 empty] | 100 | 0
1 | 6500 |  | 0.035 | 15 | 15 |  | 1.3335e-13 | 0 | [6 empty] | 0.0034653 | 0 | 0 |  | NaN |  | NaN |  | 0 | 0 | 9027.7 | [19 empty] | 133.35 | 0
1 | 6500 |  | 0.035 | 15 | 15 |  | 1.7783e-13 | 0 | [6 empty] | 0.0034653 | 0 | 0 |  | NaN |  | NaN |  | 0 | 0 | 3403.1 | [19 empty] | 177.83 | 0
1 | 6500 |  | 0.035 | 15 | 15 |  | 2.3714e-13 | 0 | [6 empty] | 2.4451 | 0.8707 | 0.00055437 |  | 15969000 |  | 358100 |  | 49.238 | 15.983 | 0.25103 | [19 empty] | 237.14 | 0.0022175 | 15969000 |  | 358100
1 | 6500 |  | 0.035 | 15 | 15 |  | 3.1623e-13 | 0 | [6 empty] | 5.5197 | 1.367 | 0.014145 |  | 666090 |  | 14937 |  | 77.689 | 18.81 | 302.03 | [19 empty] | 316.23 | 0.05658 | 666090 |  | 14937
1 | 6500 |  | 0.035 | 15 | 15 |  | 4.217e-13 | 0 | [6 empty] | 9.1318 | 2.0141 | 0.052837 |  | 191440 |  | 4293 |  | 98.654 | 20.478 | 687.57 | [19 empty] | 421.7 | 0.21135 | 191440 |  | 4293
1 | 6500 |  | 0.035 | 15 | 15 |  | 5.6234e-13 | 0 | [6 empty] | 13.366 | 2.8718 | 0.12643 |  | 86089 |  | 1930.5 |  | 114.31 | 21.51 | 2377.2 | [19 empty] | 562.34 | 0.50572 | 86089 |  | 1930.5
1 | 6500 |  | 0.035 | 15 | 15 |  | 7.4989e-13 | 0 | [6 empty] | 18.443 | 3.9832 | 0.24402 |  | 48087 |  | 1078.3 |  | 126.47 | 22.204 | 4042.3 | [19 empty] | 749.89 | 0.97608 | 48087 |  | 1078.3
1 | 6500 |  | 0.035 | 15 | 15 |  | 1e-12 | 0 | [6 empty] | 24.596 | 5.398 | 0.41579 |  | 30492 |  | 683.77 |  | 136.1 | 22.694 | 5968.1 | [19 empty] | 1000 | 1.6632 | 30492 |  | 683.77
1 | 6500 |  | 0.035 | 15 | 15 |  | 1.3335e-12 | 0 | [6 empty] | 32.036 | 7.1655 | 0.65218 |  | 21040 |  | 471.82 |  | 143.74 | 23.05 | 8030 | [19 empty] | 1333.5 | 2.6087 | 21040 |  | 471.82
1 | 6500 |  | 0.035 | 15 | 15 |  | 1.7783e-12 | 0 | [6 empty] | 41.12 | 9.3697 | 0.96665 |  | 15407 |  | 345.51 |  | 149.89 | 23.316 | 10180 | [19 empty] | 1778.3 | 3.8666 | 15407 |  | 345.51
1 | 6500 |  | 0.035 | 15 | 15 |  | 2.3714e-12 | 0 | [6 empty] | 52.148 | 12.086 | 1.3743 |  | 11792 |  | 264.44 |  | 154.83 | 23.514 | 12359 | [19 empty] | 2371.4 | 5.4972 | 11792 |  | 264.44
1 | 6500 |  | 0.035 | 15 | 15 |  | 3.1623e-12 | 0 | [6 empty] | 65.407 | 15.389 | 1.8903 |  | 9346.1 |  | 209.58 |  | 158.77 | 23.66 | 14488 | [19 empty] | 3162.3 | 7.5612 | 9346.1 |  | 209.58
1 | 6500 |  | 0.035 | 15 | 15 |  | 4.217e-12 | 0 | [6 empty] | 80.971 | 19.304 | 2.5249 |  | 7627.1 |  | 171.04 |  | 161.87 | 23.762 | 16542 | [19 empty] | 4217 | 10.0996 | 7627.1 |  | 171.04
1 | 6500 |  | 0.035 | 15 | 15 |  | 5.6234e-12 | 0 | [6 empty] | 98.594 | 23.778 | 3.2773 |  | 6387 |  | 143.23 |  | 164.26 | 23.824 | 18505 | [19 empty] | 5623.4 | 13.1092 | 6387 |  | 143.23
1 | 6500 |  | 0.035 | 15 | 15 |  | 7.4989e-12 | 0 | [6 empty] | 117.64 | 28.655 | 4.1281 |  | 5479.4 |  | 122.87 |  | 166.06 | 23.858 | 20320 | [19 empty] | 7498.9 | 16.5124 | 5479.4 |  | 122.87
1 | 6500 |  | 0.035 | 15 | 15 |  | 1e-11 | 0 | [6 empty] | 137.01 | 33.666 | 5.0364 |  | 4809.4 |  | 107.85 |  | 167.38 | 23.866 | 21977 | [19 empty] | 10000 | 20.1456 | 4809.4 |  | 107.85
1 | 6500 |  | 0.035 | 15 | 15 |  | 1.3335e-11 | 0 | [6 empty] | 155.48 | 38.492 | 5.9467 |  | 4313.5 |  | 96.73 |  | 168.32 | 23.856 | 23457 | [19 empty] | 13335 | 23.7868 | 4313.5 |  | 96.73
1 | 6500 |  | 0.035 | 15 | 15 |  | 1.7783e-11 | 0 | [6 empty] | 172.06 | 42.869 | 6.8048 |  | 3946.7 |  | 88.503 |  | 168.98 | 23.835 | 24737 | [19 empty] | 17783 | 27.2192 | 3946.7 |  | 88.503
1 | 6500 |  | 0.035 | 15 | 15 |  | 2.3714e-11 | 0 | [6 empty] | 186.16 | 46.632 | 7.5699 |  | 3675.4 |  | 82.421 |  | 169.44 | 23.81 | 25820 | [19 empty] | 23714 | 30.2796 | 3675.4 |  | 82.421
1 | 6500 |  | 0.035 | 15 | 15 |  | 3.1623e-11 | 0 | [6 empty] | 197.67 | 49.737 | 8.2224 |  | 3474.5 |  | 77.916 |  | 169.75 | 23.781 | 26721 | [19 empty] | 31623 | 32.8896 | 3474.5 |  | 77.916
1 | 6500 |  | 0.035 | 15 | 15 |  | 4.217e-11 | 0 | [6 empty] | 206.79 | 52.216 | 8.7585 |  | 3326.2 |  | 74.59 |  | 169.97 | 23.759 | 27451 | [19 empty] | 42170 | 35.034 | 3326.2 |  | 74.59
1 | 6500 |  | 0.035 | 15 | 15 |  | 5.6234e-11 | 0 | [6 empty] | 213.88 | 54.157 | 9.1885 |  | 3216.3 |  | 72.125 |  | 170.12 | 23.74 | 28032 | [19 empty] | 56234 | 36.754 | 3216.3 |  | 72.125
1 | 6500 |  | 0.035 | 15 | 15 |  | 7.4989e-11 | 0 | [6 empty] | 219.33 | 55.659 | 9.5273 |  | 3134.7 |  | 70.295 |  | 170.23 | 23.724 | 28488 | [19 empty] | 74989 | 38.1092 | 3134.7 |  | 70.295
1 | 6500 |  | 0.035 | 15 | 15 |  | 1e-10 | 0 | [6 empty] | 223.48 | 56.808 | 9.7904 |  | 3074 |  | 68.934 |  | 170.3 | 23.712 | 28842 | [19 empty] | 100000 | 39.1616 | 3074 |  | 68.934
1 | 6600 |  | 0.035 | 15 | 15 |  | 1e-13 | 0 | [6 empty] | 8.1011e-05 | 0 | 0 |  | NaN |  | NaN |  | 0 | 0 | 16638 | [19 empty] | 100 | 0
1 | 6600 |  | 0.035 | 15 | 15 |  | 1.3335e-13 | 0 | [6 empty] | 0.0034653 | 0 | 0 |  | NaN |  | NaN |  | 0 | 0 | 8906.1 | [19 empty] | 133.35 | 0
1 | 6600 |  | 0.035 | 15 | 15 |  | 1.7783e-13 | 0 | [6 empty] | 0.0034653 | 0 | 0 |  | NaN |  | NaN |  | 0 | 0 | 3297.5 | [19 empty] | 177.83 | 0
1 | 6600 |  | 0.035 | 15 | 15 |  | 2.3714e-13 | 0 | [6 empty] | 2.5229 | 0.90603 | 0.00056083 |  | 16106000 |  | 361180 |  | 50.121 | 16.349 | 17.877 | [19 empty] | 237.14 | 0.0022433 | 16106000 |  | 361180
1 | 6600 |  | 0.035 | 15 | 15 |  | 3.1623e-13 | 0 | [6 empty] | 5.6707 | 1.4204 | 0.014953 |  | 643460 |  | 14429 |  | 79.019 | 19.213 | 309.05 | [19 empty] | 316.23 | 0.059812 | 643460 |  | 14429
1 | 6600 |  | 0.035 | 15 | 15 |  | 4.217e-13 | 0 | [6 empty] | 9.3707 | 2.0924 | 0.055765 |  | 185400 |  | 4157.4 |  | 100.35 | 20.901 | 1129.4 | [19 empty] | 421.7 | 0.22306 | 185400 |  | 4157.4
1 | 6600 |  | 0.035 | 15 | 15 |  | 5.6234e-13 | 0 | [6 empty] | 13.676 | 2.9768 | 0.13314 |  | 83567 |  | 1874 |  | 116.19 | 21.939 | 2488.2 | [19 empty] | 562.34 | 0.53256 | 83567 |  | 1874
1 | 6600 |  | 0.035 | 15 | 15 |  | 7.4989e-13 | 0 | [6 empty] | 18.871 | 4.1291 | 0.25671 |  | 46762 |  | 1048.6 |  | 128.59 | 22.641 | 4181.7 | [19 empty] | 749.89 | 1.0268 | 46762 |  | 1048.6
1 | 6600 |  | 0.035 | 15 | 15 |  | 1e-12 | 0 | [6 empty] | 25.132 | 5.5883 | 0.43679 |  | 29698 |  | 665.98 |  | 138.35 | 23.135 | 6173.7 | [19 empty] | 1000 | 1.7472 | 29698 |  | 665.98
1 | 6600 |  | 0.035 | 15 | 15 |  | 1.3335e-12 | 0 | [6 empty] | 32.689 | 7.4086 | 0.68407 |  | 20524 |  | 460.25 |  | 146.11 | 23.494 | 8328.8 | [19 empty] | 1333.5 | 2.7363 | 20524 |  | 460.25
1 | 6600 |  | 0.035 | 15 | 15 |  | 1.7783e-12 | 0 | [6 empty] | 41.943 | 9.6845 | 1.0129 |  | 15049 |  | 337.48 |  | 152.38 | 23.763 | 10529 | [19 empty] | 1778.3 | 4.0516 | 15049 |  | 337.48
1 | 6600 |  | 0.035 | 15 | 15 |  | 2.3714e-12 | 0 | [6 empty] | 53.181 | 12.49 | 1.4389 |  | 11531 |  | 258.59 |  | 157.41 | 23.963 | 12750 | [19 empty] | 2371.4 | 5.7556 | 11531 |  | 258.59
1 | 6600 |  | 0.035 | 15 | 15 |  | 3.1623e-12 | 0 | [6 empty] | 66.664 | 15.894 | 1.9774 |  | 9148.7 |  | 205.16 |  | 161.42 | 24.11 | 14929 | [19 empty] | 3162.3 | 7.9096 | 9148.7 |  | 205.16
1 | 6600 |  | 0.035 | 15 | 15 |  | 4.217e-12 | 0 | [6 empty] | 82.443 | 19.918 | 2.6382 |  | 7473.6 |  | 167.59 |  | 164.57 | 24.213 | 17040 | [19 empty] | 4217 | 10.5528 | 7473.6 |  | 167.59
1 | 6600 |  | 0.035 | 15 | 15 |  | 5.6234e-12 | 0 | [6 empty] | 100.3 | 24.515 | 3.4204 |  | 6264.8 |  | 140.49 |  | 167 | 24.274 | 19038 | [19 empty] | 5623.4 | 13.6816 | 6264.8 |  | 140.49
1 | 6600 |  | 0.035 | 15 | 15 |  | 7.4989e-12 | 0 | [6 empty] | 119.49 | 29.499 | 4.3013 |  | 5380.3 |  | 120.65 |  | 168.83 | 24.307 | 20901 | [19 empty] | 7498.9 | 17.2052 | 5380.3 |  | 120.65
1 | 6600 |  | 0.035 | 15 | 15 |  | 1e-11 | 0 | [6 empty] | 138.98 | 34.61 | 5.2392 |  | 4727.4 |  | 106.01 |  | 170.17 | 24.314 | 22588 | [19 empty] | 10000 | 20.9568 | 4727.4 |  | 106.01
1 | 6600 |  | 0.035 | 15 | 15 |  | 1.3335e-11 | 0 | [6 empty] | 157.49 | 39.515 | 6.1757 |  | 4244.5 |  | 95.181 |  | 171.12 | 24.303 | 24091 | [19 empty] | 13335 | 24.7028 | 4244.5 |  | 95.181
1 | 6600 |  | 0.035 | 15 | 15 |  | 1.7783e-11 | 0 | [6 empty] | 174.03 | 43.947 | 7.0551 |  | 3887.3 |  | 87.172 |  | 171.79 | 24.281 | 25390 | [19 empty] | 17783 | 28.2204 | 3887.3 |  | 87.172
1 | 6600 |  | 0.035 | 15 | 15 |  | 2.3714e-11 | 0 | [6 empty] | 188.04 | 47.741 | 7.8362 |  | 3623.4 |  | 81.253 |  | 172.25 | 24.255 | 26493 | [19 empty] | 23714 | 31.3448 | 3623.4 |  | 81.253
1 | 6600 |  | 0.035 | 15 | 15 |  | 3.1623e-11 | 0 | [6 empty] | 199.48 | 50.869 | 8.5012 |  | 3427.9 |  | 76.87 |  | 172.57 | 24.226 | 27405 | [19 empty] | 31623 | 34.0048 | 3427.9 |  | 76.87
1 | 6600 |  | 0.035 | 15 | 15 |  | 4.217e-11 | 0 | [6 empty] | 208.5 | 53.359 | 9.0462 |  | 3283.6 |  | 73.634 |  | 172.79 | 24.203 | 28143 | [19 empty] | 42170 | 36.1848 | 3283.6 |  | 73.634
1 | 6600 |  | 0.035 | 15 | 15 |  | 5.6234e-11 | 0 | [6 empty] | 215.52 | 55.309 | 9.4828 |  | 3176.7 |  | 71.237 |  | 172.95 | 24.184 | 28731 | [19 empty] | 56234 | 37.9312 | 3176.7 |  | 71.237
1 | 6600 |  | 0.035 | 15 | 15 |  | 7.4989e-11 | 0 | [6 empty] | 220.9 | 56.813 | 9.826 |  | 3097.3 |  | 69.457 |  | 173.06 | 24.169 | 29193 | [19 empty] | 74989 | 39.304 | 3097.3 |  | 69.457
1 | 6600 |  | 0.035 | 15 | 15 |  | 1e-10 | 0 | [6 empty] | 225 | 57.967 | 10.093 |  | 3038.3 |  | 68.133 |  | 173.14 | 24.156 | 29548 | [19 empty] | 100000 | 40.372 | 3038.3 |  | 68.133
1 | 6700 |  | 0.035 | 15 | 15 |  | 1e-13 | 0 | [6 empty] | 8.1011e-05 | 0 | 0 |  | NaN |  | NaN |  | 0 | 0 | 16495 | [19 empty] | 100 | 0
1 | 6700 |  | 0.035 | 15 | 15 |  | 1.3335e-13 | 0 | [6 empty] | 0.0034653 | 0 | 0 |  | NaN |  | NaN |  | 0 | 0 | 8788 | [19 empty] | 133.35 | 0
1 | 6700 |  | 0.035 | 15 | 15 |  | 1.7783e-13 | 0 | [6 empty] | 0.0034653 | 0 | 0 |  | NaN |  | NaN |  | 0 | 0 | 3195.1 | [19 empty] | 177.83 | 0
1 | 6700 |  | 0.035 | 15 | 15 |  | 2.3714e-13 | 0 | [6 empty] | 2.5961 | 0.94122 | 0.00057143 |  | 16124000 |  | 361580 |  | 50.946 | 16.708 | 23.837 | [19 empty] | 237.14 | 0.0022857 | 16124000 |  | 361580
1 | 6700 |  | 0.035 | 15 | 15 |  | 3.1623e-13 | 0 | [6 empty] | 5.8144 | 1.4737 | 0.015802 |  | 621580 |  | 13939 |  | 80.294 | 19.611 | 339.77 | [19 empty] | 316.23 | 0.063208 | 621580 |  | 13939
1 | 6700 |  | 0.035 | 15 | 15 |  | 4.217e-13 | 0 | [6 empty] | 9.5876 | 2.1683 | 0.058793 |  | 179600 |  | 4027.5 |  | 101.95 | 21.317 | 1208.7 | [19 empty] | 421.7 | 0.23517 | 179600 |  | 4027.5
1 | 6700 |  | 0.035 | 15 | 15 |  | 5.6234e-13 | 0 | [6 empty] | 13.992 | 3.085 | 0.14013 |  | 81155 |  | 1819.9 |  | 118.1 | 22.368 | 2588.8 | [19 empty] | 562.34 | 0.56052 | 81155 |  | 1819.9
1 | 6700 |  | 0.035 | 15 | 15 |  | 7.4989e-13 | 0 | [6 empty] | 19.278 | 4.2733 | 0.26976 |  | 45494 |  | 1020.2 |  | 130.67 | 23.076 | 4375.5 | [19 empty] | 749.89 | 1.079 | 45494 |  | 1020.2
1 | 6700 |  | 0.035 | 15 | 15 |  | 1e-12 | 0 | [6 empty] | 25.663 | 5.781 | 0.45844 |  | 28941 |  | 648.99 |  | 140.61 | 23.576 | 6391.9 | [19 empty] | 1000 | 1.8338 | 28941 |  | 648.99
1 | 6700 |  | 0.035 | 15 | 15 |  | 1.3335e-12 | 0 | [6 empty] | 33.366 | 7.6611 | 0.71713 |  | 20032 |  | 449.2 |  | 148.5 | 23.939 | 8598.7 | [19 empty] | 1333.5 | 2.8685 | 20032 |  | 449.2
1 | 6700 |  | 0.035 | 15 | 15 |  | 1.7783e-12 | 0 | [6 empty] | 42.774 | 10.006 | 1.0606 |  | 14707 |  | 329.8 |  | 154.87 | 24.21 | 10875 | [19 empty] | 1778.3 | 4.2424 | 14707 |  | 329.8
1 | 6700 |  | 0.035 | 15 | 15 |  | 2.3714e-12 | 0 | [6 empty] | 54.209 | 12.899 | 1.5053 |  | 11281 |  | 252.98 |  | 159.99 | 24.412 | 13149 | [19 empty] | 2371.4 | 6.0212 | 11281 |  | 252.98
1 | 6700 |  | 0.035 | 15 | 15 |  | 3.1623e-12 | 0 | [6 empty] | 67.909 | 16.405 | 2.0666 |  | 8959.7 |  | 200.92 |  | 164.07 | 24.561 | 15381 | [19 empty] | 3162.3 | 8.2664 | 8959.7 |  | 200.92
1 | 6700 |  | 0.035 | 15 | 15 |  | 4.217e-12 | 0 | [6 empty] | 83.919 | 20.543 | 2.7544 |  | 7326.5 |  | 164.3 |  | 167.28 | 24.664 | 17539 | [19 empty] | 4217 | 11.0176 | 7326.5 |  | 164.3
1 | 6700 |  | 0.035 | 15 | 15 |  | 5.6234e-12 | 0 | [6 empty] | 101.98 | 25.256 | 3.5664 |  | 6147.7 |  | 137.86 |  | 169.75 | 24.725 | 19585 | [19 empty] | 5623.4 | 14.2656 | 6147.7 |  | 137.86
1 | 6700 |  | 0.035 | 15 | 15 |  | 7.4989e-12 | 0 | [6 empty] | 121.36 | 30.358 | 4.4787 |  | 5285.2 |  | 118.52 |  | 171.6 | 24.757 | 21481 | [19 empty] | 7498.9 | 17.9148 | 5285.2 |  | 118.52
1 | 6700 |  | 0.035 | 15 | 15 |  | 1e-11 | 0 | [6 empty] | 140.94 | 35.565 | 5.446 |  | 4648.7 |  | 104.25 |  | 172.96 | 24.763 | 23202 | [19 empty] | 10000 | 21.784 | 4648.7 |  | 104.25
1 | 6700 |  | 0.035 | 15 | 15 |  | 1.3335e-11 | 0 | [6 empty] | 159.48 | 40.548 | 6.4088 |  | 4178.1 |  | 93.693 |  | 173.93 | 24.75 | 24727 | [19 empty] | 13335 | 25.6352 | 4178.1 |  | 93.693
1 | 6700 |  | 0.035 | 15 | 15 |  | 1.7783e-11 | 0 | [6 empty] | 175.96 | 45.028 | 7.3089 |  | 3830.2 |  | 85.892 |  | 174.6 | 24.728 | 26053 | [19 empty] | 17783 | 29.2356 | 3830.2 |  | 85.892
1 | 6700 |  | 0.035 | 15 | 15 |  | 2.3714e-11 | 0 | [6 empty] | 189.9 | 48.857 | 8.1065 |  | 3573.2 |  | 80.129 |  | 175.07 | 24.701 | 27170 | [19 empty] | 23714 | 32.426 | 3573.2 |  | 80.129
1 | 6700 |  | 0.035 | 15 | 15 |  | 3.1623e-11 | 0 | [6 empty] | 201.27 | 52.01 | 8.7842 |  | 3382.9 |  | 75.862 |  | 175.39 | 24.671 | 28088 | [19 empty] | 31623 | 35.1368 | 3382.9 |  | 75.862
1 | 6700 |  | 0.035 | 15 | 15 |  | 4.217e-11 | 0 | [6 empty] | 210.21 | 54.514 | 9.3382 |  | 3242.5 |  | 72.713 |  | 175.62 | 24.648 | 28835 | [19 empty] | 42170 | 37.3528 | 3242.5 |  | 72.713
1 | 6700 |  | 0.035 | 15 | 15 |  | 5.6234e-11 | 0 | [6 empty] | 217.14 | 56.468 | 9.7808 |  | 3138.5 |  | 70.38 |  | 175.78 | 24.628 | 29432 | [19 empty] | 56234 | 39.1232 | 3138.5 |  | 70.38
1 | 6700 |  | 0.035 | 15 | 15 |  | 7.4989e-11 | 0 | [6 empty] | 222.46 | 57.976 | 10.129 |  | 3061.2 |  | 68.647 |  | 175.89 | 24.613 | 29898 | [19 empty] | 74989 | 40.516 | 3061.2 |  | 68.647
1 | 6700 |  | 0.035 | 15 | 15 |  | 1e-10 | 0 | [6 empty] | 226.51 | 59.132 | 10.399 |  | 3003.8 |  | 67.359 |  | 175.97 | 24.6 | 30258 | [19 empty] | 100000 | 41.596 | 3003.8 |  | 67.359
1 | 6800 |  | 0.035 | 15 | 15 |  | 1e-13 | 0 | [6 empty] | 8.1011e-05 | 0 | 0 |  | NaN |  | NaN |  | 0 | 0 | 17510 | [19 empty] | 100 | 0
1 | 6800 |  | 0.035 | 15 | 15 |  | 1.3335e-13 | 0 | [6 empty] | 0.0034653 | 0 | 0 |  | NaN |  | NaN |  | 0 | 0 | 9376.9 | [19 empty] | 133.35 | 0
1 | 6800 |  | 0.035 | 15 | 15 |  | 1.7783e-13 | 0 | [6 empty] | 0.0034653 | 0 | 0 |  | NaN |  | NaN |  | 0 | 0 | 3482.9 | [19 empty] | 177.83 | 0
1 | 6800 |  | 0.035 | 15 | 15 |  | 2.3714e-13 | 0 | [6 empty] | 2.6498 | 0.97369 | 0.00058697 |  | 16002000 |  | 358850 |  | 51.547 | 17.042 | 9.4134 | [19 empty] | 237.14 | 0.0023479 | 16002000 |  | 358850
1 | 6800 |  | 0.035 | 15 | 15 |  | 3.1623e-13 | 0 | [6 empty] | 5.9802 | 1.5314 | 0.016701 |  | 600490 |  | 13466 |  | 81.725 | 20.023 | 319.74 | [19 empty] | 316.23 | 0.066804 | 600490 |  | 13466
1 | 6800 |  | 0.035 | 15 | 15 |  | 4.217e-13 | 0 | [6 empty] | 9.8311 | 2.2502 | 0.061979 |  | 174060 |  | 3903.2 |  | 103.66 | 21.741 | 1220.9 | [19 empty] | 421.7 | 0.24792 | 174060 |  | 3903.2
1 | 6800 |  | 0.035 | 15 | 15 |  | 5.6234e-13 | 0 | [6 empty] | 14.321 | 3.1974 | 0.14742 |  | 78848 |  | 1768.1 |  | 120.04 | 22.799 | 2665.9 | [19 empty] | 562.34 | 0.58968 | 78848 |  | 1768.1
1 | 6800 |  | 0.035 | 15 | 15 |  | 7.4989e-13 | 0 | [6 empty] | 19.719 | 4.4267 | 0.28342 |  | 44282 |  | 993 |  | 132.82 | 23.514 | 4504.5 | [19 empty] | 749.89 | 1.1337 | 44282 |  | 993
1 | 6800 |  | 0.035 | 15 | 15 |  | 1e-12 | 0 | [6 empty] | 26.196 | 5.9775 | 0.48079 |  | 28218 |  | 632.77 |  | 142.87 | 24.017 | 6610.4 | [19 empty] | 1000 | 1.9232 | 28218 |  | 632.77
1 | 6800 |  | 0.035 | 15 | 15 |  | 1.3335e-12 | 0 | [6 empty] | 34.046 | 7.9184 | 0.7512 |  | 19561 |  | 438.64 |  | 150.9 | 24.383 | 8869.5 | [19 empty] | 1333.5 | 3.0048 | 19561 |  | 438.64
1 | 6800 |  | 0.035 | 15 | 15 |  | 1.7783e-12 | 0 | [6 empty] | 43.622 | 10.337 | 1.1099 |  | 14379 |  | 322.45 |  | 157.38 | 24.657 | 11206 | [19 empty] | 1778.3 | 4.4396 | 14379 |  | 322.45
1 | 6800 |  | 0.035 | 15 | 15 |  | 2.3714e-12 | 0 | [6 empty] | 55.241 | 13.316 | 1.5736 |  | 11042 |  | 247.62 |  | 162.58 | 24.862 | 13548 | [19 empty] | 2371.4 | 6.2944 | 11042 |  | 247.62
1 | 6800 |  | 0.035 | 15 | 15 |  | 3.1623e-12 | 0 | [6 empty] | 69.147 | 16.922 | 2.1581 |  | 8778.6 |  | 196.86 |  | 166.73 | 25.011 | 15841 | [19 empty] | 3162.3 | 8.6324 | 8778.6 |  | 196.86
1 | 6800 |  | 0.035 | 15 | 15 |  | 4.217e-12 | 0 | [6 empty] | 85.388 | 21.176 | 2.8734 |  | 7185.5 |  | 161.13 |  | 169.99 | 25.114 | 18044 | [19 empty] | 4217 | 11.4936 | 7185.5 |  | 161.13
1 | 6800 |  | 0.035 | 15 | 15 |  | 5.6234e-12 | 0 | [6 empty] | 103.64 | 26.003 | 3.7153 |  | 6036.1 |  | 135.36 |  | 172.49 | 25.178 | 20134 | [19 empty] | 5623.4 | 14.8612 | 6036.1 |  | 135.36
1 | 6800 |  | 0.035 | 15 | 15 |  | 7.4989e-12 | 0 | [6 empty] | 123.2 | 31.224 | 4.6595 |  | 5193.8 |  | 116.47 |  | 174.38 | 25.206 | 22068 | [19 empty] | 7498.9 | 18.638 | 5193.8 |  | 116.47
1 | 6800 |  | 0.035 | 15 | 15 |  | 1e-11 | 0 | [6 empty] | 142.87 | 36.528 | 5.6567 |  | 4573.1 |  | 102.55 |  | 175.75 | 25.211 | 23821 | [19 empty] | 10000 | 22.6268 | 4573.1 |  | 102.55
1 | 6800 |  | 0.035 | 15 | 15 |  | 1.3335e-11 | 0 | [6 empty] | 161.43 | 41.587 | 6.6456 |  | 4114.3 |  | 92.262 |  | 176.73 | 25.197 | 25371 | [19 empty] | 13335 | 26.5824 | 4114.3 |  | 92.262
1 | 6800 |  | 0.035 | 15 | 15 |  | 1.7783e-11 | 0 | [6 empty] | 177.87 | 46.119 | 7.5669 |  | 3775.3 |  | 84.66 |  | 177.42 | 25.174 | 26717 | [19 empty] | 17783 | 30.2676 | 3775.3 |  | 84.66
1 | 6800 |  | 0.035 | 15 | 15 |  | 2.3714e-11 | 0 | [6 empty] | 191.75 | 49.983 | 8.3809 |  | 3524.9 |  | 79.045 |  | 177.89 | 25.146 | 27848 | [19 empty] | 23714 | 33.5236 | 3524.9 |  | 79.045
1 | 6800 |  | 0.035 | 15 | 15 |  | 3.1623e-11 | 0 | [6 empty] | 203.02 | 53.155 | 9.0705 |  | 3339.6 |  | 74.89 |  | 178.22 | 25.116 | 28780 | [19 empty] | 31623 | 36.282 | 3339.6 |  | 74.89
1 | 6800 |  | 0.035 | 15 | 15 |  | 4.217e-11 | 0 | [6 empty] | 211.87 | 55.669 | 9.6331 |  | 3202.9 |  | 71.823 |  | 178.45 | 25.092 | 29537 | [19 empty] | 42170 | 38.5324 | 3202.9 |  | 71.823
1 | 6800 |  | 0.035 | 15 | 15 |  | 5.6234e-11 | 0 | [6 empty] | 218.74 | 57.635 | 10.083 |  | 3101.5 |  | 69.551 |  | 178.61 | 25.072 | 30135 | [19 empty] | 56234 | 40.332 | 3101.5 |  | 69.551
1 | 6800 |  | 0.035 | 15 | 15 |  | 7.4989e-11 | 0 | [6 empty] | 223.99 | 59.145 | 10.435 |  | 3026.3 |  | 67.865 |  | 178.72 | 25.056 | 30609 | [19 empty] | 74989 | 41.74 | 3026.3 |  | 67.865
1 | 6800 |  | 0.035 | 15 | 15 |  | 1e-10 | 0 | [6 empty] | 228 | 60.304 | 10.709 |  | 2970.4 |  | 66.61 |  | 178.8 | 25.044 | 30970 | [19 empty] | 100000 | 42.836 | 2970.4 |  | 66.61
1 | 6900 |  | 0.035 | 15 | 15 |  | 1e-13 | 0 | [6 empty] | 8.1011e-05 | 0 | 0 |  | NaN |  | NaN |  | 0 | 0 | 17362 | [19 empty] | 100 | 0
1 | 6900 |  | 0.035 | 15 | 15 |  | 1.3335e-13 | 0 | [6 empty] | 0.0034653 | 0 | 0 |  | NaN |  | NaN |  | 0 | 0 | 9254.9 | [19 empty] | 133.35 | 0
1 | 6900 |  | 0.035 | 15 | 15 |  | 1.7783e-13 | 0 | [6 empty] | 0.0034653 | 0 | 0 |  | NaN |  | NaN |  | 0 | 0 | 3376.8 | [19 empty] | 177.83 | 0
1 | 6900 |  | 0.035 | 15 | 15 |  | 2.3714e-13 | 0 | [6 empty] | 2.7398 | 1.0131 | 0.00060641 |  | 15798000 |  | 354270 |  | 52.556 | 17.422 | 20.252 | [19 empty] | 237.14 | 0.0024256 | 15798000 |  | 354270
1 | 6900 |  | 0.035 | 15 | 15 |  | 3.1623e-13 | 0 | [6 empty] | 6.1311 | 1.5878 | 0.017641 |  | 580120 |  | 13009 |  | 83.047 | 20.425 | 342.72 | [19 empty] | 316.23 | 0.070564 | 580120 |  | 13009
1 | 6900 |  | 0.035 | 15 | 15 |  | 4.217e-13 | 0 | [6 empty] | 10.048 | 2.329 | 0.065263 |  | 168740 |  | 3784.1 |  | 105.26 | 22.156 | 1313.9 | [19 empty] | 421.7 | 0.26105 | 168740 |  | 3784.1
1 | 6900 |  | 0.035 | 15 | 15 |  | 5.6234e-13 | 0 | [6 empty] | 14.635 | 3.309 | 0.15493 |  | 76639 |  | 1718.6 |  | 121.93 | 23.228 | 2787.9 | [19 empty] | 562.34 | 0.61972 | 76639 |  | 1718.6
1 | 6900 |  | 0.035 | 15 | 15 |  | 7.4989e-13 | 0 | [6 empty] | 20.141 | 4.5788 | 0.29746 |  | 43121 |  | 966.97 |  | 134.94 | 23.951 | 4682.8 | [19 empty] | 749.89 | 1.1898 | 43121 |  | 966.97
1 | 6900 |  | 0.035 | 15 | 15 |  | 1e-12 | 0 | [6 empty] | 26.718 | 6.1746 | 0.50374 |  | 27526 |  | 617.27 |  | 145.12 | 24.457 | 6855.2 | [19 empty] | 1000 | 2.015 | 27526 |  | 617.27
1 | 6900 |  | 0.035 | 15 | 15 |  | 1.3335e-12 | 0 | [6 empty] | 34.708 | 8.1761 | 0.78611 |  | 19110 |  | 428.54 |  | 153.29 | 24.827 | 9168.9 | [19 empty] | 1333.5 | 3.1444 | 19110 |  | 428.54
1 | 6900 |  | 0.035 | 15 | 15 |  | 1.7783e-12 | 0 | [6 empty] | 44.453 | 10.669 | 1.1603 |  | 14066 |  | 315.42 |  | 159.88 | 25.104 | 11560 | [19 empty] | 1778.3 | 4.6412 | 14066 |  | 315.42
1 | 6900 |  | 0.035 | 15 | 15 |  | 2.3714e-12 | 0 | [6 empty] | 56.27 | 13.738 | 1.6436 |  | 10813 |  | 242.48 |  | 165.17 | 25.311 | 13954 | [19 empty] | 2371.4 | 6.5744 | 10813 |  | 242.48
1 | 6900 |  | 0.035 | 15 | 15 |  | 3.1623e-12 | 0 | [6 empty] | 70.396 | 17.45 | 2.2522 |  | 8605 |  | 192.97 |  | 169.39 | 25.461 | 16296 | [19 empty] | 3162.3 | 9.0088 | 8605 |  | 192.97
1 | 6900 |  | 0.035 | 15 | 15 |  | 4.217e-12 | 0 | [6 empty] | 86.849 | 21.817 | 2.9953 |  | 7050.2 |  | 158.1 |  | 172.7 | 25.564 | 18555 | [19 empty] | 4217 | 11.9812 | 7050.2 |  | 158.1
1 | 6900 |  | 0.035 | 15 | 15 |  | 5.6234e-12 | 0 | [6 empty] | 104.05 | 26.464 | 3.8416 |  | 5928.7 |  | 132.95 |  | 175.1 | 25.625 | 5501 | [19 empty] | 5623.4 | 15.3664 | 5928.7 |  | 132.95
1 | 6900 |  | 0.035 | 15 | 15 |  | 7.4989e-12 | 0 | [6 empty] | 125.04 | 32.102 | 4.8443 |  | 5106.1 |  | 114.5 |  | 177.15 | 25.655 | 22655 | [19 empty] | 7498.9 | 19.3772 | 5106.1 |  | 114.5
1 | 6900 |  | 0.035 | 15 | 15 |  | 1e-11 | 0 | [6 empty] | 144.79 | 37.501 | 5.8713 |  | 4500.4 |  | 100.92 |  | 178.55 | 25.659 | 24444 | [19 empty] | 10000 | 23.4852 | 4500.4 |  | 100.92
1 | 6900 |  | 0.035 | 15 | 15 |  | 1.3335e-11 | 0 | [6 empty] | 163.37 | 42.634 | 6.8864 |  | 4052.9 |  | 90.885 |  | 179.54 | 25.644 | 26019 | [19 empty] | 13335 | 27.5456 | 4052.9 |  | 90.885
1 | 6900 |  | 0.035 | 15 | 15 |  | 1.7783e-11 | 0 | [6 empty] | 179.77 | 47.22 | 7.8289 |  | 3722.4 |  | 83.473 |  | 180.23 | 25.619 | 27383 | [19 empty] | 17783 | 31.3156 | 3722.4 |  | 83.473
1 | 6900 |  | 0.035 | 15 | 15 |  | 2.3714e-11 | 0 | [6 empty] | 193.55 | 51.112 | 8.6587 |  | 3478.4 |  | 78.001 |  | 180.72 | 25.591 | 28534 | [19 empty] | 23714 | 34.6348 | 3478.4 |  | 78.001
1 | 6900 |  | 0.035 | 15 | 15 |  | 3.1623e-11 | 0 | [6 empty] | 204.74 | 54.306 | 9.3605 |  | 3297.8 |  | 73.952 |  | 181.05 | 25.56 | 29475 | [19 empty] | 31623 | 37.442 | 3297.8 |  | 73.952
1 | 6900 |  | 0.035 | 15 | 15 |  | 4.217e-11 | 0 | [6 empty] | 213.53 | 56.837 | 9.9323 |  | 3164.6 |  | 70.964 |  | 181.28 | 25.536 | 30237 | [19 empty] | 42170 | 39.7292 | 3164.6 |  | 70.964
1 | 6900 |  | 0.035 | 15 | 15 |  | 5.6234e-11 | 0 | [6 empty] | 220.32 | 58.807 | 10.388 |  | 3065.9 |  | 68.751 |  | 181.44 | 25.516 | 30844 | [19 empty] | 56234 | 41.552 | 3065.9 |  | 68.751
1 | 6900 |  | 0.035 | 15 | 15 |  | 7.4989e-11 | 0 | [6 empty] | 225.52 | 60.323 | 10.745 |  | 2992.6 |  | 67.108 |  | 181.56 | 25.5 | 31319 | [19 empty] | 74989 | 42.98 | 2992.6 |  | 67.108
1 | 6900 |  | 0.035 | 15 | 15 |  | 1e-10 | 0 | [6 empty] | 229.46 | 61.479 | 11.022 |  | 2938.1 |  | 65.886 |  | 181.64 | 25.487 | 31690 | [19 empty] | 100000 | 44.088 | 2938.1 |  | 65.886
1 | 7000 |  | 0.035 | 15 | 15 |  | 1e-13 | 0 | [6 empty] | 8.1011e-05 | 0 | 0 |  | NaN |  | NaN |  | 0 | 0 | 17219 | [19 empty] | 100 | 0
1 | 7000 |  | 0.035 | 15 | 15 |  | 1.3335e-13 | 0 | [6 empty] | 0.0034653 | 0 | 0 |  | NaN |  | NaN |  | 0 | 0 | 9136.3 | [19 empty] | 133.35 | 0
1 | 7000 |  | 0.035 | 15 | 15 |  | 1.7783e-13 | 0 | [6 empty] | 0.0034653 | 0 | 0 |  | NaN |  | NaN |  | 0 | 0 | 3273.9 | [19 empty] | 177.83 | 0
1 | 7000 |  | 0.035 | 15 | 15 |  | 2.3714e-13 | 0 | [6 empty] | 2.813 | 1.0503 | 0.00063145 |  | 15466000 |  | 346820 |  | 53.37 | 17.78 | 15.527 | [19 empty] | 237.14 | 0.0025258 | 15466000 |  | 346820
1 | 7000 |  | 0.035 | 15 | 15 |  | 3.1623e-13 | 0 | [6 empty] | 6.2749 | 1.6441 | 0.018627 |  | 560480 |  | 12569 |  | 84.316 | 20.823 | 389.77 | [19 empty] | 316.23 | 0.074508 | 560480 |  | 12569
1 | 7000 |  | 0.035 | 15 | 15 |  | 4.217e-13 | 0 | [6 empty] | 10.284 | 2.4125 | 0.068705 |  | 163660 |  | 3669.9 |  | 106.94 | 22.577 | 1359.3 | [19 empty] | 421.7 | 0.27482 | 163660 |  | 3669.9
1 | 7000 |  | 0.035 | 15 | 15 |  | 5.6234e-13 | 0 | [6 empty] | 14.971 | 3.4266 | 0.16278 |  | 74525 |  | 1671.2 |  | 123.9 | 23.661 | 2861.5 | [19 empty] | 562.34 | 0.65112 | 74525 |  | 1671.2
1 | 7000 |  | 0.035 | 15 | 15 |  | 7.4989e-13 | 0 | [6 empty] | 20.569 | 4.7349 | 0.31201 |  | 42008 |  | 942.03 |  | 137.06 | 24.388 | 4853.7 | [19 empty] | 749.89 | 1.248 | 42008 |  | 942.03
1 | 7000 |  | 0.035 | 15 | 15 |  | 1e-12 | 0 | [6 empty] | 27.251 | 6.3776 | 0.52746 |  | 26866 |  | 602.45 |  | 147.39 | 24.897 | 7082.7 | [19 empty] | 1000 | 2.1098 | 26866 |  | 602.45
1 | 7000 |  | 0.035 | 15 | 15 |  | 1.3335e-12 | 0 | [6 empty] | 35.388 | 8.4417 | 0.82217 |  | 18679 |  | 418.88 |  | 155.69 | 25.272 | 9449.4 | [19 empty] | 1333.5 | 3.2887 | 18679 |  | 418.88
1 | 7000 |  | 0.035 | 15 | 15 |  | 1.7783e-12 | 0 | [6 empty] | 45.295 | 11.009 | 1.2122 |  | 13765 |  | 308.68 |  | 162.39 | 25.551 | 11906 | [19 empty] | 1778.3 | 4.8488 | 13765 |  | 308.68
1 | 7000 |  | 0.035 | 15 | 15 |  | 2.3714e-12 | 0 | [6 empty] | 57.302 | 14.169 | 1.7156 |  | 10593 |  | 237.56 |  | 167.77 | 25.76 | 14360 | [19 empty] | 2371.4 | 6.8624 | 10593 |  | 237.56
1 | 7000 |  | 0.035 | 15 | 15 |  | 3.1623e-12 | 0 | [6 empty] | 71.634 | 17.984 | 2.3484 |  | 8438.5 |  | 189.23 |  | 172.05 | 25.911 | 16763 | [19 empty] | 3162.3 | 9.3936 | 8438.5 |  | 189.23
1 | 7000 |  | 0.035 | 15 | 15 |  | 4.217e-12 | 0 | [6 empty] | 88.316 | 22.47 | 3.1201 |  | 6920.3 |  | 155.19 |  | 175.41 | 26.015 | 19065 | [19 empty] | 4217 | 12.4804 | 6920.3 |  | 155.19
1 | 7000 |  | 0.035 | 15 | 15 |  | 5.6234e-12 | 0 | [6 empty] | 106.99 | 27.54 | 4.0245 |  | 5824.6 |  | 130.62 |  | 178 | 26.078 | 21237 | [19 empty] | 5623.4 | 16.098 | 5824.6 |  | 130.62
1 | 7000 |  | 0.035 | 15 | 15 |  | 7.4989e-12 | 0 | [6 empty] | 126.86 | 32.989 | 5.0328 |  | 5021.8 |  | 112.61 |  | 179.93 | 26.104 | 23247 | [19 empty] | 7498.9 | 20.1312 | 5021.8 |  | 112.61
1 | 7000 |  | 0.035 | 15 | 15 |  | 1e-11 | 0 | [6 empty] | 146.7 | 38.485 | 6.09 |  | 4430.5 |  | 99.353 |  | 181.35 | 26.107 | 25068 | [19 empty] | 10000 | 24.36 | 4430.5 |  | 99.353
1 | 7000 |  | 0.035 | 15 | 15 |  | 1.3335e-11 | 0 | [6 empty] | 165.28 | 43.689 | 7.131 |  | 3993.8 |  | 89.56 |  | 182.35 | 26.091 | 26672 | [19 empty] | 13335 | 28.524 | 3993.8 |  | 89.56
1 | 7000 |  | 0.035 | 15 | 15 |  | 1.7783e-11 | 0 | [6 empty] | 181.63 | 48.324 | 8.0945 |  | 3671.4 |  | 82.33 |  | 183.05 | 26.065 | 28056 | [19 empty] | 17783 | 32.378 | 3671.4 |  | 82.33
1 | 7000 |  | 0.035 | 15 | 15 |  | 2.3714e-11 | 0 | [6 empty] | 195.35 | 52.254 | 8.9408 |  | 3433.5 |  | 76.994 |  | 183.54 | 26.036 | 29218 | [19 empty] | 23714 | 35.7632 | 3433.5 |  | 76.994
1 | 7000 |  | 0.035 | 15 | 15 |  | 3.1623e-11 | 0 | [6 empty] | 206.44 | 55.463 | 9.654 |  | 3257.4 |  | 73.047 |  | 183.87 | 26.004 | 30175 | [19 empty] | 31623 | 38.616 | 3257.4 |  | 73.047
1 | 7000 |  | 0.035 | 15 | 15 |  | 4.217e-11 | 0 | [6 empty] | 215.15 | 58.006 | 10.235 |  | 3127.6 |  | 70.135 |  | 184.11 | 25.98 | 30944 | [19 empty] | 42170 | 40.94 | 3127.6 |  | 70.135
1 | 7000 |  | 0.035 | 15 | 15 |  | 5.6234e-11 | 0 | [6 empty] | 221.87 | 59.983 | 10.697 |  | 3031.4 |  | 67.977 |  | 184.28 | 25.96 | 31557 | [19 empty] | 56234 | 42.788 | 3031.4 |  | 67.977
1 | 7000 |  | 0.035 | 15 | 15 |  | 7.4989e-11 | 0 | [6 empty] | 227.01 | 61.504 | 11.059 |  | 2959.9 |  | 66.376 |  | 184.4 | 25.943 | 32037 | [19 empty] | 74989 | 44.236 | 2959.9 |  | 66.376
1 | 7000 |  | 0.035 | 15 | 15 |  | 1e-10 | 0 | [6 empty] | 230.92 | 62.666 | 11.339 |  | 2906.8 |  | 65.185 |  | 184.48 | 25.93 | 32407 | [19 empty] | 100000 | 45.356 | 2906.8 |  | 65.185

## Water (R245fa)
Time [year] | Depth [m] | Res Length [m] | Temp Gradient [C/m] | Temp Surface Air [C] | Temp Surface Rock [C] | dT Approach [C] | Transmissivity [m^3] | Config Number [-] | Fluid | Reservoir | Cooling Wet/Dry | orcFluid | Method | Silica? | mass flow [kg/s] | Reservoir Heat [MWth] | Electric Power I-P Pair [MWe] | N_IP_Multiplier | SpCC (Brownfield) [$/kWe] | SpCC (Greenfield) [$/kWe] | LCOE (Brownfield) [$/MWh] | LCOE (Greenfield) [$/MWh] | Temp Production [C] | dP Surface [Mpa] | dW/dmdot [MW/(kg/s)] | C_T_G_N | C_pump_orc_N | C_coolingTowers_N | C_heatExchanger_N | C_recuperator_N | C_pump_prod_N | C_pump_inj_N | C_plant_otherEquipment_N | C_plant_installation_N | C_plant_indirectContingency_N | C_surfacePlant_N | C_gatheringSystem_N | C_wells_production_N | C_wells_injection_N | C_wellfield_N | C_exploration_N | C_stimulation_N | CapitalCost_N (Brownfield) | CapitalCost_N (Greenfield) | Trans [mD-m] | Electric Power 5-spot [MW] | Sp CC (Brownfield) [$/kWe] | Sp CC (Greenfield) [$/kWe] | LCOE (Brownfield) [$/MWh] | LCOE (Greenfield) [$/MWh]
1 | 1000 | 707 | 0.035 | 15 | 15 | 7 | 1e-13 | 0 | Water | Porous | Wet |  | MinimizeLCOE | IgnoreSilica | 0 | 0 | 0 | [5 empty] | 0 | 0 | 0 | [19 empty] | 100 | 0
1 | 1000 | 707 | 0.035 | 15 | 15 | 7 | 1.3335e-13 | 0 | Water | Porous | Wet |  | MinimizeLCOE | IgnoreSilica | 0 | 0 | 0 | [5 empty] | 0 | 0 | 17373.4396 | [19 empty] | 133.3521 | 0
1 | 1000 | 707 | 0.035 | 15 | 15 | 7 | 1.7783e-13 | 0 | Water | Porous | Wet |  | MinimizeLCOE | IgnoreSilica | 0 | 0 | 0 | [5 empty] | 0 | 0 | 13050.0502 | [19 empty] | 177.8279 | 0
1 | 1000 | 707 | 0.035 | 15 | 15 | 7 | 2.3714e-13 | 0 | Water | Porous | Wet |  | MinimizeLCOE | IgnoreSilica | 0 | 0 | 0 | [5 empty] | 0 | 0 | 9804.6145 | [19 empty] | 237.1374 | 0
1 | 1000 | 707 | 0.035 | 15 | 15 | 7 | 3.1623e-13 | 0 | Water | Porous | Wet |  | MinimizeLCOE | IgnoreSilica | 0 | 0 | 0 | [5 empty] | 0 | 0 | 7368.9681 | [19 empty] | 316.2278 | 0
1 | 1000 | 707 | 0.035 | 15 | 15 | 7 | 4.217e-13 | 0 | Water | Porous | Wet |  | MinimizeLCOE | IgnoreSilica | 0 | 0 | 0 | [5 empty] | 0 | 0 | 5541.4033 | [19 empty] | 421.6965 | 0
1 | 1000 | 707 | 0.035 | 15 | 15 | 7 | 5.6234e-13 | 0 | Water | Porous | Wet |  | MinimizeLCOE | IgnoreSilica | 0 | 0 | 0 | [5 empty] | 0 | 0 | 4170.3065 | [19 empty] | 562.3413 | 0
1 | 1000 | 707 | 0.035 | 15 | 15 | 7 | 7.4989e-13 | 0 | Water | Porous | Wet |  | MinimizeLCOE | IgnoreSilica | 0 | 0 | 0 | [5 empty] | 0 | 0 | 3141.7801 | [19 empty] | 749.8942 | 0
1 | 1000 | 707 | 0.035 | 15 | 15 | 7 | 1e-12 | 0 | Water | Porous | Wet |  | MinimizeLCOE | IgnoreSilica | 0 | 0 | 0 | [5 empty] | 0 | 0 | 2370.3761 | [19 empty] | 1000 | 0
1 | 1000 | 707 | 0.035 | 15 | 15 | 7 | 1.3335e-12 | 0 | Water | Porous | Wet |  | MinimizeLCOE | IgnoreSilica | 0 | 0 | 0 | [5 empty] | 0 | 0 | 1791.9015 | [19 empty] | 1333.5214 | 0
1 | 1000 | 707 | 0.035 | 15 | 15 | 7 | 1.7783e-12 | 0 | Water | Porous | Wet |  | MinimizeLCOE | IgnoreSilica | 0 | 0 | 0 | [5 empty] | 0 | 0 | 1357.7669 | [19 empty] | 1778.2794 | 0
1 | 1000 | 707 | 0.035 | 15 | 15 | 7 | 2.3714e-12 | 0 | Water | Porous | Wet |  | MinimizeLCOE | IgnoreSilica | 0 | 0 | 0 | [5 empty] | 0 | 0 | 1032.2288 | [19 empty] | 2371.3737 | 0
1 | 1000 | 707 | 0.035 | 15 | 15 | 7 | 3.1623e-12 | 0 | Water | Porous | Wet |  | MinimizeLCOE | IgnoreSilica | 0 | 0 | 0 | [5 empty] | 0 | 0 | 788.1291 | [19 empty] | 3162.2777 | 0
1 | 1000 | 707 | 0.035 | 15 | 15 | 7 | 4.217e-12 | 0 | Water | Porous | Wet |  | MinimizeLCOE | IgnoreSilica | 0 | 0 | 0 | [5 empty] | 0 | 0 | 605.0911 | [19 empty] | 4216.965 | 0
1 | 1000 | 707 | 0.035 | 15 | 15 | 7 | 5.6234e-12 | 0 | Water | Porous | Wet |  | MinimizeLCOE | IgnoreSilica | 0 | 0 | 0 | [5 empty] | 0 | 0 | 467.8382 | [19 empty] | 5623.4133 | 0
1 | 1000 | 707 | 0.035 | 15 | 15 | 7 | 7.4989e-12 | 0 | Water | Porous | Wet |  | MinimizeLCOE | IgnoreSilica | 0 | 0 | 0 | [5 empty] | 0 | 0 | 364.9165 | [19 empty] | 7498.9421 | 0
1 | 1000 | 707 | 0.035 | 15 | 15 | 7 | 1e-11 | 0 | Water | Porous | Wet |  | MinimizeLCOE | IgnoreSilica | 0 | 0 | 0 | [5 empty] | 0 | 0 | 287.738 | [19 empty] | 10000 | 0
1 | 1000 | 707 | 0.035 | 15 | 15 | 7 | 1.3335e-11 | 0 | Water | Porous | Wet |  | MinimizeLCOE | IgnoreSilica | 0 | 0 | 0 | [5 empty] | 0 | 0 | 229.8635 | [19 empty] | 13335.2143 | 0
1 | 1000 | 707 | 0.035 | 15 | 15 | 7 | 1.7783e-11 | 0 | Water | Porous | Wet |  | MinimizeLCOE | IgnoreSilica | 0 | 0 | 0 | [5 empty] | 0 | 0 | 186.4643 | [19 empty] | 17782.7941 | 0
1 | 1000 | 707 | 0.035 | 15 | 15 | 7 | 2.3714e-11 | 0 | Water | Porous | Wet |  | MinimizeLCOE | IgnoreSilica | 0 | 0 | 0 | [5 empty] | 0 | 0 | 154.1538 | [19 empty] | 23713.7371 | 0
1 | 1000 | 707 | 0.035 | 15 | 15 | 7 | 3.1623e-11 | 0 | Water | Porous | Wet |  | MinimizeLCOE | IgnoreSilica | 0 | 0 | 0 | [5 empty] | 0 | 0 | 129.7041 | [19 empty] | 31622.7766 | 0
1 | 1000 | 707 | 0.035 | 15 | 15 | 7 | 4.217e-11 | 0 | Water | Porous | Wet |  | MinimizeLCOE | IgnoreSilica | 1.4142 | 0.041521 | 4.688e-05 |  | 70661979.62 |  | 1584577.6977 |  | 47.1069 | -7.9656e-07 | 1.4249 | [19 empty] | 42169.6503 | 0.00018752 | 70661979.62 |  | 1584577.6977
1 | 1000 | 707 | 0.035 | 15 | 15 | 7 | 5.6234e-11 | 0 | Water | Porous | Wet |  | MinimizeLCOE | IgnoreSilica | 1.9504 | 0.06054 | 0.00012355 |  | 26974987.0509 |  | 604907.5204 |  | 47.7812 | -8.2245e-07 | 0.20697 | [19 empty] | 56234.1325 | 0.00049419 | 26974987.0509 |  | 604907.5204
1 | 1000 | 707 | 0.035 | 15 | 15 | 7 | 7.4989e-11 | 0 | Water | Porous | Wet |  | MinimizeLCOE | IgnoreSilica | 2.6452 | 0.085269 | 0.00023082 |  | 14544308.9818 |  | 326152.5896 |  | 48.2595 | -8.3695e-07 | 0.94001 | [19 empty] | 74989.4209 | 0.00092327 | 14544308.9818 |  | 326152.5896
1 | 1000 | 707 | 0.035 | 15 | 15 | 7 | 1e-10 | 0 | Water | Porous | Wet |  | MinimizeLCOE | IgnoreSilica | 3.5512 | 0.11758 | 0.00037728 |  | 8977738.8288 |  | 201323.6085 |  | 48.6079 | -8.4451e-07 | 2.8433 | [19 empty] | 100000 | 0.0015091 | 8977738.8288 |  | 201323.6085
1 | 1100 | 707 | 0.035 | 15 | 15 | 7 | 1e-13 | 0 | Water | Porous | Wet |  | MinimizeLCOE | IgnoreSilica | 0 | 0 | 0 | [5 empty] | 0 | 0 | 0 | [19 empty] | 100 | 0
1 | 1100 | 707 | 0.035 | 15 | 15 | 7 | 1.3335e-13 | 0 | Water | Porous | Wet |  | MinimizeLCOE | IgnoreSilica | 0 | 0 | 0 | [5 empty] | 0 | 0 | 16706.5803 | [19 empty] | 133.3521 | 0
1 | 1100 | 707 | 0.035 | 15 | 15 | 7 | 1.7783e-13 | 0 | Water | Porous | Wet |  | MinimizeLCOE | IgnoreSilica | 0 | 0 | 0 | [5 empty] | 0 | 0 | 12525.4267 | [19 empty] | 177.8279 | 0
1 | 1100 | 707 | 0.035 | 15 | 15 | 7 | 2.3714e-13 | 0 | Water | Porous | Wet |  | MinimizeLCOE | IgnoreSilica | 0 | 0 | 0 | [5 empty] | 0 | 0 | 9387.2009 | [19 empty] | 237.1374 | 0
1 | 1100 | 707 | 0.035 | 15 | 15 | 7 | 3.1623e-13 | 0 | Water | Porous | Wet |  | MinimizeLCOE | IgnoreSilica | 0 | 0 | 0 | [5 empty] | 0 | 0 | 7032.2628 | [19 empty] | 316.2278 | 0
1 | 1100 | 707 | 0.035 | 15 | 15 | 7 | 4.217e-13 | 0 | Water | Porous | Wet |  | MinimizeLCOE | IgnoreSilica | 0 | 0 | 0 | [5 empty] | 0 | 0 | 5265.3979 | [19 empty] | 421.6965 | 0
1 | 1100 | 707 | 0.035 | 15 | 15 | 7 | 5.6234e-13 | 0 | Water | Porous | Wet |  | MinimizeLCOE | IgnoreSilica | 0 | 0 | 0 | [5 empty] | 0 | 0 | 3939.92 | [19 empty] | 562.3413 | 0
1 | 1100 | 707 | 0.035 | 15 | 15 | 7 | 7.4989e-13 | 0 | Water | Porous | Wet |  | MinimizeLCOE | IgnoreSilica | 0 | 0 | 0 | [5 empty] | 0 | 0 | 2945.6598 | [19 empty] | 749.8942 | 0
1 | 1100 | 707 | 0.035 | 15 | 15 | 7 | 1e-12 | 0 | Water | Porous | Wet |  | MinimizeLCOE | IgnoreSilica | 0 | 0 | 0 | [5 empty] | 0 | 0 | 2199.9949 | [19 empty] | 1000 | 0
1 | 1100 | 707 | 0.035 | 15 | 15 | 7 | 1.3335e-12 | 0 | Water | Porous | Wet |  | MinimizeLCOE | IgnoreSilica | 0 | 0 | 0 | [5 empty] | 0 | 0 | 1640.7892 | [19 empty] | 1333.5214 | 0
1 | 1100 | 707 | 0.035 | 15 | 15 | 7 | 1.7783e-12 | 0 | Water | Porous | Wet |  | MinimizeLCOE | IgnoreSilica | 0 | 0 | 0 | [5 empty] | 0 | 0 | 1221.1819 | [19 empty] | 1778.2794 | 0
1 | 1100 | 707 | 0.035 | 15 | 15 | 7 | 2.3714e-12 | 0 | Water | Porous | Wet |  | MinimizeLCOE | IgnoreSilica | 0 | 0 | 0 | [5 empty] | 0 | 0 | 906.5503 | [19 empty] | 2371.3737 | 0
1 | 1100 | 707 | 0.035 | 15 | 15 | 7 | 3.1623e-12 | 0 | Water | Porous | Wet |  | MinimizeLCOE | IgnoreSilica | 0 | 0 | 0 | [5 empty] | 0 | 0 | 670.6265 | [19 empty] | 3162.2777 | 0
1 | 1100 | 707 | 0.035 | 15 | 15 | 7 | 4.217e-12 | 0 | Water | Porous | Wet |  | MinimizeLCOE | IgnoreSilica | 0 | 0 | 0 | [5 empty] | 0 | 0 | 493.7179 | [19 empty] | 4216.965 | 0
1 | 1100 | 707 | 0.035 | 15 | 15 | 7 | 5.6234e-12 | 0 | Water | Porous | Wet |  | MinimizeLCOE | IgnoreSilica | 0 | 0 | 0 | [5 empty] | 0 | 0 | 361.0605 | [19 empty] | 5623.4133 | 0
1 | 1100 | 707 | 0.035 | 15 | 15 | 7 | 7.4989e-12 | 0 | Water | Porous | Wet |  | MinimizeLCOE | IgnoreSilica | 0 | 0 | 0 | [5 empty] | 0 | 0 | 261.5844 | [19 empty] | 7498.9421 | 0
1 | 1100 | 707 | 0.035 | 15 | 15 | 7 | 1e-11 | 0 | Water | Porous | Wet |  | MinimizeLCOE | IgnoreSilica | 0 | 0 | 0 | [5 empty] | 0 | 0 | 186.9895 | [19 empty] | 10000 | 0
1 | 1100 | 707 | 0.035 | 15 | 15 | 7 | 1.3335e-11 | 0 | Water | Porous | Wet |  | MinimizeLCOE | IgnoreSilica | 0 | 0 | 0 | [5 empty] | 0 | 0 | 131.0521 | [19 empty] | 13335.2143 | 0
1 | 1100 | 707 | 0.035 | 15 | 15 | 7 | 1.7783e-11 | 0 | Water | Porous | Wet |  | MinimizeLCOE | IgnoreSilica | 1.1001 | 0.038115 | 5.5968e-05 |  | 61975054.3051 |  | 1389775.5114 |  | 49.2192 | -1.22e-06 | 1.5152 | [19 empty] | 17782.7941 | 0.00022387 | 61975054.3051 |  | 1389775.5114
1 | 1100 | 707 | 0.035 | 15 | 15 | 7 | 2.3714e-11 | 0 | Water | Porous | Wet |  | MinimizeLCOE | IgnoreSilica | 1.5411 | 0.057499 | 0.00016527 |  | 21113220.4179 |  | 473458.8301 |  | 50.2718 | -1.2771e-06 | 0.90227 | [19 empty] | 23713.7371 | 0.00066108 | 21113220.4179 |  | 473458.8301
1 | 1100 | 707 | 0.035 | 15 | 15 | 7 | 3.1623e-11 | 0 | Water | Porous | Wet |  | MinimizeLCOE | IgnoreSilica | 2.1116 | 0.08273 | 0.00032093 |  | 10950957.5479 |  | 245572.5581 |  | 51.0061 | -1.3099e-06 | 0.59372 | [19 empty] | 31622.7766 | 0.0012837 | 10950957.5479 |  | 245572.5581
1 | 1100 | 707 | 0.035 | 15 | 15 | 7 | 4.217e-11 | 0 | Water | Porous | Wet |  | MinimizeLCOE | IgnoreSilica | 2.8519 | 0.11558 | 0.00053557 |  | 6619181.6622 |  | 148433.538 |  | 51.5334 | -1.3261e-06 | 3.6868 | [19 empty] | 42169.6503 | 0.0021423 | 6619181.6622 |  | 148433.538
1 | 1100 | 707 | 0.035 | 15 | 15 | 7 | 5.6234e-11 | 0 | Water | Porous | Wet |  | MinimizeLCOE | IgnoreSilica | 3.807 | 0.15804 | 0.00082657 |  | 4333896.5294 |  | 97186.575 |  | 51.9172 | -1.3288e-06 | 8.2186 | [19 empty] | 56234.1325 | 0.0033063 | 4333896.5294 |  | 97186.575
1 | 1100 | 707 | 0.035 | 15 | 15 | 7 | 7.4989e-11 | 0 | Water | Porous | Wet |  | MinimizeLCOE | IgnoreSilica | 5.0593 | 0.21375 | 0.0012173 |  | 2980953.1968 |  | 66847.15 |  | 52.2043 | -1.3268e-06 | 12.6853 | [19 empty] | 74989.4209 | 0.0048691 | 2980953.1968 |  | 66847.15
1 | 1100 | 707 | 0.035 | 15 | 15 | 7 | 1e-10 | 0 | Water | Porous | Wet |  | MinimizeLCOE | IgnoreSilica | 6.7176 | 0.28758 | 0.0017384 |  | 2121000.0547 |  | 47562.9101 |  | 52.4218 | -1.3249e-06 | 15.4309 | [19 empty] | 100000 | 0.0069537 | 2121000.0547 |  | 47562.9101
1 | 1200 | 707 | 0.035 | 15 | 15 | 7 | 1e-13 | 0 | Water | Porous | Wet |  | MinimizeLCOE | IgnoreSilica | 0 | 0 | 0 | [5 empty] | 0 | 0 | 0 | [19 empty] | 100 | 0
1 | 1200 | 707 | 0.035 | 15 | 15 | 7 | 1.3335e-13 | 0 | Water | Porous | Wet |  | MinimizeLCOE | IgnoreSilica | 0 | 0 | 0 | [5 empty] | 0 | 0 | 16046.4004 | [19 empty] | 133.3521 | 0
1 | 1200 | 707 | 0.035 | 15 | 15 | 7 | 1.7783e-13 | 0 | Water | Porous | Wet |  | MinimizeLCOE | IgnoreSilica | 0 | 0 | 0 | [5 empty] | 0 | 0 | 12000.5466 | [19 empty] | 177.8279 | 0
1 | 1200 | 707 | 0.035 | 15 | 15 | 7 | 2.3714e-13 | 0 | Water | Porous | Wet |  | MinimizeLCOE | IgnoreSilica | 0 | 0 | 0 | [5 empty] | 0 | 0 | 8964.2563 | [19 empty] | 237.1374 | 0
1 | 1200 | 707 | 0.035 | 15 | 15 | 7 | 3.1623e-13 | 0 | Water | Porous | Wet |  | MinimizeLCOE | IgnoreSilica | 0 | 0 | 0 | [5 empty] | 0 | 0 | 6686.0295 | [19 empty] | 316.2278 | 0
1 | 1200 | 707 | 0.035 | 15 | 15 | 7 | 4.217e-13 | 0 | Water | Porous | Wet |  | MinimizeLCOE | IgnoreSilica | 0 | 0 | 0 | [5 empty] | 0 | 0 | 4976.8437 | [19 empty] | 421.6965 | 0
1 | 1200 | 707 | 0.035 | 15 | 15 | 7 | 5.6234e-13 | 0 | Water | Porous | Wet |  | MinimizeLCOE | IgnoreSilica | 0 | 0 | 0 | [5 empty] | 0 | 0 | 3694.706 | [19 empty] | 562.3413 | 0
1 | 1200 | 707 | 0.035 | 15 | 15 | 7 | 7.4989e-13 | 0 | Water | Porous | Wet |  | MinimizeLCOE | IgnoreSilica | 0 | 0 | 0 | [5 empty] | 0 | 0 | 2732.9954 | [19 empty] | 749.8942 | 0
1 | 1200 | 707 | 0.035 | 15 | 15 | 7 | 1e-12 | 0 | Water | Porous | Wet |  | MinimizeLCOE | IgnoreSilica | 0 | 0 | 0 | [5 empty] | 0 | 0 | 2011.7698 | [19 empty] | 1000 | 0
1 | 1200 | 707 | 0.035 | 15 | 15 | 7 | 1.3335e-12 | 0 | Water | Porous | Wet |  | MinimizeLCOE | IgnoreSilica | 0 | 0 | 0 | [5 empty] | 0 | 0 | 1470.8556 | [19 empty] | 1333.5214 | 0
1 | 1200 | 707 | 0.035 | 15 | 15 | 7 | 1.7783e-12 | 0 | Water | Porous | Wet |  | MinimizeLCOE | IgnoreSilica | 0 | 0 | 0 | [5 empty] | 0 | 0 | 1065.0677 | [19 empty] | 1778.2794 | 0
1 | 1200 | 707 | 0.035 | 15 | 15 | 7 | 2.3714e-12 | 0 | Water | Porous | Wet |  | MinimizeLCOE | IgnoreSilica | 0 | 0 | 0 | [5 empty] | 0 | 0 | 760.7947 | [19 empty] | 2371.3737 | 0
1 | 1200 | 707 | 0.035 | 15 | 15 | 7 | 3.1623e-12 | 0 | Water | Porous | Wet |  | MinimizeLCOE | IgnoreSilica | 0 | 0 | 0 | [5 empty] | 0 | 0 | 532.6362 | [19 empty] | 3162.2777 | 0
1 | 1200 | 707 | 0.035 | 15 | 15 | 7 | 4.217e-12 | 0 | Water | Porous | Wet |  | MinimizeLCOE | IgnoreSilica | 0 | 0 | 0 | [5 empty] | 0 | 0 | 361.5494 | [19 empty] | 4216.965 | 0
1 | 1200 | 707 | 0.035 | 15 | 15 | 7 | 5.6234e-12 | 0 | Water | Porous | Wet |  | MinimizeLCOE | IgnoreSilica | 0 | 0 | 0 | [5 empty] | 0 | 0 | 233.2569 | [19 empty] | 5623.4133 | 0
1 | 1200 | 707 | 0.035 | 15 | 15 | 7 | 7.4989e-12 | 0 | Water | Porous | Wet |  | MinimizeLCOE | IgnoreSilica | 0 | 0 | 0 | [5 empty] | 0 | 0 | 137.0536 | [19 empty] | 7498.9421 | 0
1 | 1200 | 707 | 0.035 | 15 | 15 | 7 | 1e-11 | 0 | Water | Porous | Wet |  | MinimizeLCOE | IgnoreSilica | 0.98802 | 0.039903 | 7.6221e-05 |  | 47674789.1307 |  | 1069095.5448 |  | 51.4786 | -1.7584e-06 | 1.1386 | [19 empty] | 10000 | 0.00030489 | 47674789.1307 |  | 1069095.5448
1 | 1200 | 707 | 0.035 | 15 | 15 | 7 | 1.3335e-11 | 0 | Water | Porous | Wet |  | MinimizeLCOE | IgnoreSilica | 1.3948 | 0.061293 | 0.00023024 |  | 15882198.3685 |  | 356154.4335 |  | 52.8624 | -1.8539e-06 | 2.8766 | [19 empty] | 13335.2143 | 0.00092094 | 15882198.3685 |  | 356154.4335
1 | 1200 | 707 | 0.035 | 15 | 15 | 7 | 1.7783e-11 | 0 | Water | Porous | Wet |  | MinimizeLCOE | IgnoreSilica | 1.9263 | 0.089486 | 0.00045164 |  | 8157767.1039 |  | 182935.9421 |  | 53.8303 | -1.9144e-06 | 1.0166 | [19 empty] | 17782.7941 | 0.0018066 | 8157767.1039 |  | 182935.9421
1 | 1200 | 707 | 0.035 | 15 | 15 | 7 | 2.3714e-11 | 0 | Water | Porous | Wet |  | MinimizeLCOE | IgnoreSilica | 2.5915 | 0.12491 | 0.00075823 |  | 4902027.5906 |  | 109926.7758 |  | 54.501 | -1.9284e-06 | 9.5606 | [19 empty] | 23713.7371 | 0.0030329 | 4902027.5906 |  | 109926.7758
1 | 1200 | 707 | 0.035 | 15 | 15 | 7 | 3.1623e-11 | 0 | Water | Porous | Wet |  | MinimizeLCOE | IgnoreSilica | 3.4735 | 0.172 | 0.0011754 |  | 3196751.3542 |  | 71686.3712 |  | 55.0044 | -1.9368e-06 | 14.6719 | [19 empty] | 31622.7766 | 0.0047016 | 3196751.3542 |  | 71686.3712
1 | 1200 | 707 | 0.035 | 15 | 15 | 7 | 4.217e-11 | 0 | Water | Porous | Wet |  | MinimizeLCOE | IgnoreSilica | 4.6307 | 0.23387 | 0.0017371 |  | 2192163.6522 |  | 49158.7364 |  | 55.3795 | -1.9362e-06 | 20.308 | [19 empty] | 42169.6503 | 0.0069484 | 2192163.6522 |  | 49158.7364
1 | 1200 | 707 | 0.035 | 15 | 15 | 7 | 5.6234e-11 | 0 | Water | Porous | Wet |  | MinimizeLCOE | IgnoreSilica | 6.1575 | 0.31555 | 0.0024885 |  | 1555728.7824 |  | 34886.8394 |  | 55.6618 | -1.9324e-06 | 25.1344 | [19 empty] | 56234.1325 | 0.0099539 | 1555728.7824 |  | 34886.8394
1 | 1200 | 707 | 0.035 | 15 | 15 | 7 | 7.4989e-11 | 0 | Water | Porous | Wet |  | MinimizeLCOE | IgnoreSilica | 8.1138 | 0.42025 | 0.0034864 |  | 1132641.1531 |  | 25399.2022 |  | 55.8699 | -1.914e-06 | 35.4022 | [19 empty] | 74989.4209 | 0.013945 | 1132641.1531 |  | 25399.2022
1 | 1200 | 707 | 0.035 | 15 | 15 | 7 | 1e-10 | 0 | Water | Porous | Wet |  | MinimizeLCOE | IgnoreSilica | 10.6593 | 0.55652 | 0.0048045 |  | 841936.1839 |  | 18880.214 |  | 56.0274 | -1.8937e-06 | 45.0577 | [19 empty] | 100000 | 0.019218 | 841936.1839 |  | 18880.214
1 | 1300 | 707 | 0.035 | 15 | 15 | 7 | 1e-13 | 0 | Water | Porous | Wet |  | MinimizeLCOE | IgnoreSilica | 0 | 0 | 0 | [5 empty] | 0 | 0 | 0 | [19 empty] | 100 | 0
1 | 1300 | 707 | 0.035 | 15 | 15 | 7 | 1.3335e-13 | 0 | Water | Porous | Wet |  | MinimizeLCOE | IgnoreSilica | 0 | 0 | 0 | [5 empty] | 0 | 0 | 15391.0354 | [19 empty] | 133.3521 | 0
1 | 1300 | 707 | 0.035 | 15 | 15 | 7 | 1.7783e-13 | 0 | Water | Porous | Wet |  | MinimizeLCOE | IgnoreSilica | 0 | 0 | 0 | [5 empty] | 0 | 0 | 11474.9623 | [19 empty] | 177.8279 | 0
1 | 1300 | 707 | 0.035 | 15 | 15 | 7 | 2.3714e-13 | 0 | Water | Porous | Wet |  | MinimizeLCOE | IgnoreSilica | 0 | 0 | 0 | [5 empty] | 0 | 0 | 8536.4085 | [19 empty] | 237.1374 | 0
1 | 1300 | 707 | 0.035 | 15 | 15 | 7 | 3.1623e-13 | 0 | Water | Porous | Wet |  | MinimizeLCOE | IgnoreSilica | 0 | 0 | 0 | [5 empty] | 0 | 0 | 6331.7101 | [19 empty] | 316.2278 | 0
1 | 1300 | 707 | 0.035 | 15 | 15 | 7 | 4.217e-13 | 0 | Water | Porous | Wet |  | MinimizeLCOE | IgnoreSilica | 0 | 0 | 0 | [5 empty] | 0 | 0 | 4677.797 | [19 empty] | 421.6965 | 0
1 | 1300 | 707 | 0.035 | 15 | 15 | 7 | 5.6234e-13 | 0 | Water | Porous | Wet |  | MinimizeLCOE | IgnoreSilica | 0 | 0 | 0 | [5 empty] | 0 | 0 | 3437.1838 | [19 empty] | 562.3413 | 0
1 | 1300 | 707 | 0.035 | 15 | 15 | 7 | 7.4989e-13 | 0 | Water | Porous | Wet |  | MinimizeLCOE | IgnoreSilica | 0 | 0 | 0 | [5 empty] | 0 | 0 | 2506.6553 | [19 empty] | 749.8942 | 0
1 | 1300 | 707 | 0.035 | 15 | 15 | 7 | 1e-12 | 0 | Water | Porous | Wet |  | MinimizeLCOE | IgnoreSilica | 0 | 0 | 0 | [5 empty] | 0 | 0 | 1808.831 | [19 empty] | 1000 | 0
1 | 1300 | 707 | 0.035 | 15 | 15 | 7 | 1.3335e-12 | 0 | Water | Porous | Wet |  | MinimizeLCOE | IgnoreSilica | 0 | 0 | 0 | [5 empty] | 0 | 0 | 1285.452 | [19 empty] | 1333.5214 | 0
1 | 1300 | 707 | 0.035 | 15 | 15 | 7 | 1.7783e-12 | 0 | Water | Porous | Wet |  | MinimizeLCOE | IgnoreSilica | 0 | 0 | 0 | [5 empty] | 0 | 0 | 892.9002 | [19 empty] | 1778.2794 | 0
1 | 1300 | 707 | 0.035 | 15 | 15 | 7 | 2.3714e-12 | 0 | Water | Porous | Wet |  | MinimizeLCOE | IgnoreSilica | 0 | 0 | 0 | [5 empty] | 0 | 0 | 598.549 | [19 empty] | 2371.3737 | 0
1 | 1300 | 707 | 0.035 | 15 | 15 | 7 | 3.1623e-12 | 0 | Water | Porous | Wet |  | MinimizeLCOE | IgnoreSilica | 0 | 0 | 0 | [5 empty] | 0 | 0 | 377.8287 | [19 empty] | 3162.2777 | 0
1 | 1300 | 707 | 0.035 | 15 | 15 | 7 | 4.217e-12 | 0 | Water | Porous | Wet |  | MinimizeLCOE | IgnoreSilica | 0 | 0 | 0 | [5 empty] | 0 | 0 | 212.3185 | [19 empty] | 4216.965 | 0
1 | 1300 | 707 | 0.035 | 15 | 15 | 7 | 5.6234e-12 | 0 | Water | Porous | Wet |  | MinimizeLCOE | IgnoreSilica | 0.76854 | 0.033244 | 3.0407e-05 |  | 124738980.7432 |  | 2797241.2884 |  | 52.5951 | -2.2785e-06 | 0.57465 | [19 empty] | 5623.4133 | 0.00012163 | 124738980.7432 |  | 2797241.2884
1 | 1300 | 707 | 0.035 | 15 | 15 | 7 | 7.4989e-12 | 0 | Water | Porous | Wet |  | MinimizeLCOE | IgnoreSilica | 1.139 | 0.05579 | 0.00020112 |  | 18983208.2723 |  | 425693.826 |  | 54.7996 | -2.5212e-06 | 6.0784 | [19 empty] | 7498.9421 | 0.00080448 | 18983208.2723 |  | 425693.826
1 | 1300 | 707 | 0.035 | 15 | 15 | 7 | 1e-11 | 0 | Water | Porous | Wet |  | MinimizeLCOE | IgnoreSilica | 1.58 | 0.083034 | 0.00045652 |  | 8422845.394 |  | 188880.2583 |  | 56.1576 | -2.6129e-06 | 2.538 | [19 empty] | 10000 | 0.0018261 | 8422845.394 |  | 188880.2583
1 | 1300 | 707 | 0.035 | 15 | 15 | 7 | 1.3335e-11 | 0 | Water | Porous | Wet |  | MinimizeLCOE | IgnoreSilica | 2.1551 | 0.11881 | 0.0008171 |  | 4746700.9059 |  | 106443.6127 |  | 57.1306 | -2.6651e-06 | 7.0304 | [19 empty] | 13335.2143 | 0.0032684 | 4746700.9059 |  | 106443.6127
1 | 1300 | 707 | 0.035 | 15 | 15 | 7 | 1.7783e-11 | 0 | Water | Porous | Wet |  | MinimizeLCOE | IgnoreSilica | 2.9009 | 0.16539 | 0.0013125 |  | 2985943.4634 |  | 66959.0556 |  | 57.8367 | -2.6848e-06 | 12.4824 | [19 empty] | 17782.7941 | 0.00525 | 2985943.4634 |  | 66959.0556
1 | 1300 | 707 | 0.035 | 15 | 15 | 7 | 2.3714e-11 | 0 | Water | Porous | Wet |  | MinimizeLCOE | IgnoreSilica | 3.8756 | 0.22639 | 0.0019835 |  | 2001063.8091 |  | 44873.369 |  | 58.3598 | -2.6862e-06 | 22.2355 | [19 empty] | 23713.7371 | 0.007934 | 2001063.8091 |  | 44873.369
1 | 1300 | 707 | 0.035 | 15 | 15 | 7 | 3.1623e-11 | 0 | Water | Porous | Wet |  | MinimizeLCOE | IgnoreSilica | 5.1512 | 0.30631 | 0.0028846 |  | 1397473.1066 |  | 31337.9943 |  | 58.7509 | -2.6759e-06 | 34.5444 | [19 empty] | 31622.7766 | 0.011539 | 1397473.1066 |  | 31337.9943
1 | 1300 | 707 | 0.035 | 15 | 15 | 7 | 4.217e-11 | 0 | Water | Porous | Wet |  | MinimizeLCOE | IgnoreSilica | 6.8297 | 0.41154 | 0.0040883 |  | 1005038.2959 |  | 22537.7392 |  | 59.0461 | -2.6612e-06 | 44.6963 | [19 empty] | 42169.6503 | 0.016353 | 1005038.2959 |  | 22537.7392
1 | 1300 | 707 | 0.035 | 15 | 15 | 7 | 5.6234e-11 | 0 | Water | Porous | Wet |  | MinimizeLCOE | IgnoreSilica | 9.0003 | 0.54768 | 0.0056865 |  | 739410.6175 |  | 16581.1032 |  | 59.2664 | -2.6336e-06 | 59.1354 | [19 empty] | 56234.1325 | 0.022746 | 739410.6175 |  | 16581.1032
1 | 1300 | 707 | 0.035 | 15 | 15 | 7 | 7.4989e-11 | 0 | Water | Porous | Wet |  | MinimizeLCOE | IgnoreSilica | 11.7802 | 0.72208 | 0.0077946 |  | 554480.2522 |  | 12434.0847 |  | 59.431 | -2.5931e-06 | 78.047 | [19 empty] | 74989.4209 | 0.031178 | 554480.2522 |  | 12434.0847
1 | 1300 | 707 | 0.035 | 15 | 15 | 7 | 1e-10 | 0 | Water | Porous | Wet |  | MinimizeLCOE | IgnoreSilica | 15.3292 | 0.94476 | 0.010553 |  | 423160.5959 |  | 9489.2734 |  | 59.5551 | -2.5454e-06 | 98.2765 | [19 empty] | 100000 | 0.042211 | 423160.5959 |  | 9489.2734
1 | 1400 | 707 | 0.035 | 15 | 15 | 7 | 1e-13 | 0 | Water | Porous | Wet |  | MinimizeLCOE | IgnoreSilica | 0 | 0 | 0 | [5 empty] | 0 | 0 | 0 | [19 empty] | 100 | 0
1 | 1400 | 707 | 0.035 | 15 | 15 | 7 | 1.3335e-13 | 0 | Water | Porous | Wet |  | MinimizeLCOE | IgnoreSilica | 0 | 0 | 0 | [5 empty] | 0 | 0 | 14739.8273 | [19 empty] | 133.3521 | 0
1 | 1400 | 707 | 0.035 | 15 | 15 | 7 | 1.7783e-13 | 0 | Water | Porous | Wet |  | MinimizeLCOE | IgnoreSilica | 0 | 0 | 0 | [5 empty] | 0 | 0 | 10949.0176 | [19 empty] | 177.8279 | 0
1 | 1400 | 707 | 0.035 | 15 | 15 | 7 | 2.3714e-13 | 0 | Water | Porous | Wet |  | MinimizeLCOE | IgnoreSilica | 0 | 0 | 0 | [5 empty] | 0 | 0 | 8104.7626 | [19 empty] | 237.1374 | 0
1 | 1400 | 707 | 0.035 | 15 | 15 | 7 | 3.1623e-13 | 0 | Water | Porous | Wet |  | MinimizeLCOE | IgnoreSilica | 0 | 0 | 0 | [5 empty] | 0 | 0 | 5970.9861 | [19 empty] | 316.2278 | 0
1 | 1400 | 707 | 0.035 | 15 | 15 | 7 | 4.217e-13 | 0 | Water | Porous | Wet |  | MinimizeLCOE | IgnoreSilica | 0 | 0 | 0 | [5 empty] | 0 | 0 | 4370.3746 | [19 empty] | 421.6965 | 0
1 | 1400 | 707 | 0.035 | 15 | 15 | 7 | 5.6234e-13 | 0 | Water | Porous | Wet |  | MinimizeLCOE | IgnoreSilica | 0 | 0 | 0 | [5 empty] | 0 | 0 | 3169.7989 | [19 empty] | 562.3413 | 0
1 | 1400 | 707 | 0.035 | 15 | 15 | 7 | 7.4989e-13 | 0 | Water | Porous | Wet |  | MinimizeLCOE | IgnoreSilica | 0 | 0 | 0 | [5 empty] | 0 | 0 | 2269.3319 | [19 empty] | 749.8942 | 0
1 | 1400 | 707 | 0.035 | 15 | 15 | 7 | 1e-12 | 0 | Water | Porous | Wet |  | MinimizeLCOE | IgnoreSilica | 0 | 0 | 0 | [5 empty] | 0 | 0 | 1594.057 | [19 empty] | 1000 | 0
1 | 1400 | 707 | 0.035 | 15 | 15 | 7 | 1.3335e-12 | 0 | Water | Porous | Wet |  | MinimizeLCOE | IgnoreSilica | 0 | 0 | 0 | [5 empty] | 0 | 0 | 1087.5971 | [19 empty] | 1333.5214 | 0
1 | 1400 | 707 | 0.035 | 15 | 15 | 7 | 1.7783e-12 | 0 | Water | Porous | Wet |  | MinimizeLCOE | IgnoreSilica | 0 | 0 | 0 | [5 empty] | 0 | 0 | 707.8034 | [19 empty] | 1778.2794 | 0
1 | 1400 | 707 | 0.035 | 15 | 15 | 7 | 2.3714e-12 | 0 | Water | Porous | Wet |  | MinimizeLCOE | IgnoreSilica | 0 | 0 | 0 | [5 empty] | 0 | 0 | 423.0161 | [19 empty] | 2371.3737 | 0
1 | 1400 | 707 | 0.035 | 15 | 15 | 7 | 3.1623e-12 | 0 | Water | Porous | Wet |  | MinimizeLCOE | IgnoreSilica | 0 | 0 | 0 | [5 empty] | 0 | 0 | 209.4658 | [19 empty] | 3162.2777 | 0
1 | 1400 | 707 | 0.035 | 15 | 15 | 7 | 4.217e-12 | 0 | Water | Porous | Wet |  | MinimizeLCOE | IgnoreSilica | 0.83707 | 0.042637 | 8.2774e-05 |  | 48009876.2597 |  | 1076609.7921 |  | 55.5442 | -3.1463e-06 | 23.7619 | [19 empty] | 4216.965 | 0.0003311 | 48009876.2597 |  | 1076609.7921
1 | 1400 | 707 | 0.035 | 15 | 15 | 7 | 5.6234e-12 | 0 | Water | Porous | Wet |  | MinimizeLCOE | IgnoreSilica | 1.2075 | 0.068587 | 0.00033092 |  | 12092177.0072 |  | 271164.1268 |  | 57.7566 | -3.3914e-06 | 15.9354 | [19 empty] | 5623.4133 | 0.0013237 | 12092177.0072 |  | 271164.1268
1 | 1400 | 707 | 0.035 | 15 | 15 | 7 | 7.4989e-12 | 0 | Water | Porous | Wet |  | MinimizeLCOE | IgnoreSilica | 1.6726 | 0.10162 | 0.00069778 |  | 5780534.1314 |  | 129627.0712 |  | 59.232 | -3.5104e-06 | 2.8398 | [19 empty] | 7498.9421 | 0.0027911 | 5780534.1314 |  | 129627.0712
1 | 1400 | 707 | 0.035 | 15 | 15 | 7 | 1e-11 | 0 | Water | Porous | Wet |  | MinimizeLCOE | IgnoreSilica | 2.2599 | 0.14364 | 0.0012129 |  | 3356642.6521 |  | 75271.8946 |  | 60.2669 | -3.5459e-06 | 15.824 | [19 empty] | 10000 | 0.0048515 | 3356642.6521 |  | 75271.8946
1 | 1400 | 707 | 0.035 | 15 | 15 | 7 | 1.3335e-11 | 0 | Water | Porous | Wet |  | MinimizeLCOE | IgnoreSilica | 3.0519 | 0.20051 | 0.0019195 |  | 2145887.6722 |  | 48121.0089 |  | 61.0529 | -3.5833e-06 | 18.9959 | [19 empty] | 13335.2143 | 0.0076781 | 2145887.6722 |  | 48121.0089
1 | 1400 | 707 | 0.035 | 15 | 15 | 7 | 1.7783e-11 | 0 | Water | Porous | Wet |  | MinimizeLCOE | IgnoreSilica | 4.0628 | 0.27325 | 0.0028749 |  | 1452831.6072 |  | 32579.3953 |  | 61.6221 | -3.5709e-06 | 37.0132 | [19 empty] | 17782.7941 | 0.011499 | 1452831.6072 |  | 32579.3953
1 | 1400 | 707 | 0.035 | 15 | 15 | 7 | 2.3714e-11 | 0 | Water | Porous | Wet |  | MinimizeLCOE | IgnoreSilica | 5.405 | 0.36995 | 0.0041579 |  | 1021970.0211 |  | 22917.429 |  | 62.0552 | -3.5588e-06 | 49.0577 | [19 empty] | 23713.7371 | 0.016632 | 1021970.0211 |  | 22917.429
1 | 1400 | 707 | 0.035 | 15 | 15 | 7 | 3.1623e-11 | 0 | Water | Porous | Wet |  | MinimizeLCOE | IgnoreSilica | 7.1392 | 0.49497 | 0.0058696 |  | 739115.729 |  | 16574.4904 |  | 62.3771 | -3.5236e-06 | 70.273 | [19 empty] | 31622.7766 | 0.023478 | 739115.729 |  | 16574.4904
1 | 1400 | 707 | 0.035 | 15 | 15 | 7 | 4.217e-11 | 0 | Water | Porous | Wet |  | MinimizeLCOE | IgnoreSilica | 9.4024 | 0.6582 | 0.0081438 |  | 546321.4083 |  | 12251.1246 |  | 62.6206 | -3.4821e-06 | 91.4434 | [19 empty] | 42169.6503 | 0.032575 | 546321.4083 |  | 12251.1246
1 | 1400 | 707 | 0.035 | 15 | 15 | 7 | 5.6234e-11 | 0 | Water | Porous | Wet |  | MinimizeLCOE | IgnoreSilica | 12.3138 | 0.86822 | 0.011147 |  | 411370.7349 |  | 9224.8886 |  | 62.8035 | -3.4268e-06 | 117.1105 | [19 empty] | 56234.1325 | 0.044586 | 411370.7349 |  | 9224.8886
1 | 1400 | 707 | 0.035 | 15 | 15 | 7 | 7.4989e-11 | 0 | Water | Porous | Wet |  | MinimizeLCOE | IgnoreSilica | 16.0332 | 1.1366 | 0.015081 |  | 315102.1207 |  | 7066.0884 |  | 62.9413 | -3.3605e-06 | 145.4604 | [19 empty] | 74989.4209 | 0.060325 | 315102.1207 |  | 7066.0884
1 | 1400 | 707 | 0.035 | 15 | 15 | 7 | 1e-10 | 0 | Water | Porous | Wet |  | MinimizeLCOE | IgnoreSilica | 20.6546 | 1.4701 | 0.020166 |  | 245513.85 |  | 5505.5883 |  | 63.0441 | -3.2723e-06 | 181.0751 | [19 empty] | 100000 | 0.080665 | 245513.85 |  | 5505.5883
1 | 1500 | 707 | 0.035 | 15 | 15 | 7 | 1e-13 | 0 | Water | Porous | Wet |  | MinimizeLCOE | IgnoreSilica | 0 | 0 | 0 | [5 empty] | 0 | 0 | 0 | [19 empty] | 100 | 0
1 | 1500 | 707 | 0.035 | 15 | 15 | 7 | 1.3335e-13 | 0 | Water | Porous | Wet |  | MinimizeLCOE | IgnoreSilica | 0 | 0 | 0 | [5 empty] | 0 | 0 | 14093.0225 | [19 empty] | 133.3521 | 0
1 | 1500 | 707 | 0.035 | 15 | 15 | 7 | 1.7783e-13 | 0 | Water | Porous | Wet |  | MinimizeLCOE | IgnoreSilica | 0 | 0 | 0 | [5 empty] | 0 | 0 | 10423.6269 | [19 empty] | 177.8279 | 0
1 | 1500 | 707 | 0.035 | 15 | 15 | 7 | 2.3714e-13 | 0 | Water | Porous | Wet |  | MinimizeLCOE | IgnoreSilica | 0 | 0 | 0 | [5 empty] | 0 | 0 | 7670.7414 | [19 empty] | 237.1374 | 0
1 | 1500 | 707 | 0.035 | 15 | 15 | 7 | 3.1623e-13 | 0 | Water | Porous | Wet |  | MinimizeLCOE | IgnoreSilica | 0 | 0 | 0 | [5 empty] | 0 | 0 | 5605.6655 | [19 empty] | 316.2278 | 0
1 | 1500 | 707 | 0.035 | 15 | 15 | 7 | 4.217e-13 | 0 | Water | Porous | Wet |  | MinimizeLCOE | IgnoreSilica | 0 | 0 | 0 | [5 empty] | 0 | 0 | 4056.6763 | [19 empty] | 421.6965 | 0
1 | 1500 | 707 | 0.035 | 15 | 15 | 7 | 5.6234e-13 | 0 | Water | Porous | Wet |  | MinimizeLCOE | IgnoreSilica | 0 | 0 | 0 | [5 empty] | 0 | 0 | 2894.8707 | [19 empty] | 562.3413 | 0
1 | 1500 | 707 | 0.035 | 15 | 15 | 7 | 7.4989e-13 | 0 | Water | Porous | Wet |  | MinimizeLCOE | IgnoreSilica | 0 | 0 | 0 | [5 empty] | 0 | 0 | 2023.5105 | [19 empty] | 749.8942 | 0
1 | 1500 | 707 | 0.035 | 15 | 15 | 7 | 1e-12 | 0 | Water | Porous | Wet |  | MinimizeLCOE | IgnoreSilica | 0 | 0 | 0 | [5 empty] | 0 | 0 | 1370.0578 | [19 empty] | 1000 | 0
1 | 1500 | 707 | 0.035 | 15 | 15 | 7 | 1.3335e-12 | 0 | Water | Porous | Wet |  | MinimizeLCOE | IgnoreSilica | 0 | 0 | 0 | [5 empty] | 0 | 0 | 879.9948 | [19 empty] | 1333.5214 | 0
1 | 1500 | 707 | 0.035 | 15 | 15 | 7 | 1.7783e-12 | 0 | Water | Porous | Wet |  | MinimizeLCOE | IgnoreSilica | 0 | 0 | 0 | [5 empty] | 0 | 0 | 512.5516 | [19 empty] | 1778.2794 | 0
1 | 1500 | 707 | 0.035 | 15 | 15 | 7 | 2.3714e-12 | 0 | Water | Porous | Wet |  | MinimizeLCOE | IgnoreSilica | 0 | 0 | 0 | [5 empty] | 0 | 0 | 237.0229 | [19 empty] | 2371.3737 | 0
1 | 1500 | 707 | 0.035 | 15 | 15 | 7 | 3.1623e-12 | 0 | Water | Porous | Wet |  | MinimizeLCOE | IgnoreSilica | 0.83707 | 0.047843 | 0.00011499 |  | 36119948.5796 |  | 809981.0573 |  | 57.8896 | -4.0303e-06 | 28.0016 | [19 empty] | 3162.2777 | 0.00045997 | 36119948.5796 |  | 809981.0573
1 | 1500 | 707 | 0.035 | 15 | 15 | 7 | 4.217e-12 | 0 | Water | Porous | Wet |  | MinimizeLCOE | IgnoreSilica | 1.2075 | 0.077157 | 0.0004374 |  | 9566008.9609 |  | 214515.4231 |  | 60.3911 | -4.348e-06 | 14.0195 | [19 empty] | 4216.965 | 0.0017496 | 9566008.9609 |  | 214515.4231
1 | 1500 | 707 | 0.035 | 15 | 15 | 7 | 5.6234e-12 | 0 | Water | Porous | Wet |  | MinimizeLCOE | IgnoreSilica | 1.6726 | 0.11453 | 0.00091524 |  | 4610437.2976 |  | 103387.9345 |  | 62.0663 | -4.502e-06 | 5.7206 | [19 empty] | 5623.4133 | 0.003661 | 4610437.2976 |  | 103387.9345
1 | 1500 | 707 | 0.035 | 15 | 15 | 7 | 7.4989e-12 | 0 | Water | Porous | Wet |  | MinimizeLCOE | IgnoreSilica | 2.2747 | 0.1633 | 0.0015875 |  | 2685131.1865 |  | 60213.4134 |  | 63.2667 | -4.5785e-06 | 13.0874 | [19 empty] | 7498.9421 | 0.0063499 | 2685131.1865 |  | 60213.4134
1 | 1500 | 707 | 0.035 | 15 | 15 | 7 | 1e-11 | 0 | Water | Porous | Wet |  | MinimizeLCOE | IgnoreSilica | 3.0519 | 0.22651 | 0.0025095 |  | 1719283.2004 |  | 38554.5074 |  | 64.141 | -4.5951e-06 | 37.2616 | [19 empty] | 10000 | 0.010038 | 1719283.2004 |  | 38554.5074
1 | 1500 | 707 | 0.035 | 15 | 15 | 7 | 1.3335e-11 | 0 | Water | Porous | Wet |  | MinimizeLCOE | IgnoreSilica | 4.0823 | 0.31051 | 0.0037582 |  | 1165352.9062 |  | 26132.7553 |  | 64.8007 | -4.601e-06 | 50.6762 | [19 empty] | 13335.2143 | 0.015033 | 1165352.9062 |  | 26132.7553
1 | 1500 | 707 | 0.035 | 15 | 15 | 7 | 1.7783e-11 | 0 | Water | Porous | Wet |  | MinimizeLCOE | IgnoreSilica | 5.4265 | 0.42025 | 0.005435 |  | 820611.0581 |  | 18402.0033 |  | 65.2924 | -4.5803e-06 | 69.8083 | [19 empty] | 17782.7941 | 0.02174 | 820611.0581 |  | 18402.0033
1 | 1500 | 707 | 0.035 | 15 | 15 | 7 | 2.3714e-11 | 0 | Water | Porous | Wet |  | MinimizeLCOE | IgnoreSilica | 7.1781 | 0.56335 | 0.0076743 |  | 594125.6228 |  | 13323.1225 |  | 65.6611 | -4.54e-06 | 94.0137 | [19 empty] | 23713.7371 | 0.030697 | 594125.6228 |  | 13323.1225
1 | 1500 | 707 | 0.035 | 15 | 15 | 7 | 3.1623e-11 | 0 | Water | Porous | Wet |  | MinimizeLCOE | IgnoreSilica | 9.4413 | 0.74832 | 0.010649 |  | 439640.4428 |  | 9858.8299 |  | 65.9373 | -4.4777e-06 | 125.7495 | [19 empty] | 31622.7766 | 0.042597 | 439640.4428 |  | 9858.8299
1 | 1500 | 707 | 0.035 | 15 | 15 | 7 | 4.217e-11 | 0 | Water | Porous | Wet |  | MinimizeLCOE | IgnoreSilica | 12.3649 | 0.98733 | 0.014583 |  | 331410.1931 |  | 7431.7929 |  | 66.1459 | -4.4024e-06 | 161.013 | [19 empty] | 42169.6503 | 0.058331 | 331410.1931 |  | 7431.7929
1 | 1500 | 707 | 0.035 | 15 | 15 | 7 | 5.6234e-11 | 0 | Water | Porous | Wet |  | MinimizeLCOE | IgnoreSilica | 16.1038 | 1.2931 | 0.019747 |  | 254108.1093 |  | 5698.3125 |  | 66.3033 | -4.3122e-06 | 200.4596 | [19 empty] | 56234.1325 | 0.078986 | 254108.1093 |  | 5698.3125
1 | 1500 | 707 | 0.035 | 15 | 15 | 7 | 7.4989e-11 | 0 | Water | Porous | Wet |  | MinimizeLCOE | IgnoreSilica | 20.7861 | 1.676 | 0.026447 |  | 198130.6933 |  | 4443.0326 |  | 66.4213 | -4.1984e-06 | 247.461 | [19 empty] | 74989.4209 | 0.10579 | 198130.6933 |  | 4443.0326
1 | 1500 | 707 | 0.035 | 15 | 15 | 7 | 1e-10 | 0 | Water | Porous | Wet |  | MinimizeLCOE | IgnoreSilica | 26.5324 | 2.146 | 0.034998 |  | 157214.577 |  | 3525.4986 |  | 66.5101 | -4.0615e-06 | 300.2822 | [19 empty] | 100000 | 0.13999 | 157214.577 |  | 3525.4986
1 | 1600 | 707 | 0.035 | 15 | 15 | 7 | 1e-13 | 0 | Water | Porous | Wet |  | MinimizeLCOE | IgnoreSilica | 0 | 0 | 0 | [5 empty] | 0 | 0 | 0 | [19 empty] | 100 | 0
1 | 1600 | 707 | 0.035 | 15 | 15 | 7 | 1.3335e-13 | 0 | Water | Porous | Wet |  | MinimizeLCOE | IgnoreSilica | 0 | 0 | 0 | [5 empty] | 0 | 0 | 13451.5007 | [19 empty] | 133.3521 | 0
1 | 1600 | 707 | 0.035 | 15 | 15 | 7 | 1.7783e-13 | 0 | Water | Porous | Wet |  | MinimizeLCOE | IgnoreSilica | 0 | 0 | 0 | [5 empty] | 0 | 0 | 9900.0787 | [19 empty] | 177.8279 | 0
1 | 1600 | 707 | 0.035 | 15 | 15 | 7 | 2.3714e-13 | 0 | Water | Porous | Wet |  | MinimizeLCOE | IgnoreSilica | 0 | 0 | 0 | [5 empty] | 0 | 0 | 7235.9455 | [19 empty] | 237.1374 | 0
1 | 1600 | 707 | 0.035 | 15 | 15 | 7 | 3.1623e-13 | 0 | Water | Porous | Wet |  | MinimizeLCOE | IgnoreSilica | 0 | 0 | 0 | [5 empty] | 0 | 0 | 5237.5866 | [19 empty] | 316.2278 | 0
1 | 1600 | 707 | 0.035 | 15 | 15 | 7 | 4.217e-13 | 0 | Water | Porous | Wet |  | MinimizeLCOE | IgnoreSilica | 0 | 0 | 0 | [5 empty] | 0 | 0 | 3738.7201 | [19 empty] | 421.6965 | 0
1 | 1600 | 707 | 0.035 | 15 | 15 | 7 | 5.6234e-13 | 0 | Water | Porous | Wet |  | MinimizeLCOE | IgnoreSilica | 0 | 0 | 0 | [5 empty] | 0 | 0 | 2614.5533 | [19 empty] | 562.3413 | 0
1 | 1600 | 707 | 0.035 | 15 | 15 | 7 | 7.4989e-13 | 0 | Water | Porous | Wet |  | MinimizeLCOE | IgnoreSilica | 0 | 0 | 0 | [5 empty] | 0 | 0 | 1771.4477 | [19 empty] | 749.8942 | 0
1 | 1600 | 707 | 0.035 | 15 | 15 | 7 | 1e-12 | 0 | Water | Porous | Wet |  | MinimizeLCOE | IgnoreSilica | 0 | 0 | 0 | [5 empty] | 0 | 0 | 1139.1678 | [19 empty] | 1000 | 0
1 | 1600 | 707 | 0.035 | 15 | 15 | 7 | 1.3335e-12 | 0 | Water | Porous | Wet |  | MinimizeLCOE | IgnoreSilica | 0 | 0 | 0 | [5 empty] | 0 | 0 | 665.0375 | [19 empty] | 1333.5214 | 0
1 | 1600 | 707 | 0.035 | 15 | 15 | 7 | 1.7783e-12 | 0 | Water | Porous | Wet |  | MinimizeLCOE | IgnoreSilica | 0 | 0 | 0 | [5 empty] | 0 | 0 | 309.5808 | [19 empty] | 1778.2794 | 0
1 | 1600 | 707 | 0.035 | 15 | 15 | 7 | 2.3714e-12 | 0 | Water | Porous | Wet |  | MinimizeLCOE | IgnoreSilica | 0.8028 | 0.050009 | 0.00011172 |  | 38786634.6875 |  | 869780.8443 |  | 59.7998 | -4.9815e-06 | 35.4736 | [19 empty] | 2371.3737 | 0.00044688 | 38786634.6875 |  | 869780.8443
1 | 1600 | 707 | 0.035 | 15 | 15 | 7 | 3.1623e-12 | 0 | Water | Porous | Wet |  | MinimizeLCOE | IgnoreSilica | 1.1732 | 0.082658 | 0.00049656 |  | 8794984.9153 |  | 197225.3965 |  | 62.7832 | -5.4565e-06 | 27.0515 | [19 empty] | 3162.2777 | 0.0019862 | 8794984.9153 |  | 197225.3965
1 | 1600 | 707 | 0.035 | 15 | 15 | 7 | 4.217e-12 | 0 | Water | Porous | Wet |  | MinimizeLCOE | IgnoreSilica | 1.6142 | 0.12224 | 0.0010746 |  | 4098610.3312 |  | 91910.3393 |  | 64.6795 | -5.6136e-06 | 15.6256 | [19 empty] | 4216.965 | 0.0042985 | 4098610.3312 |  | 91910.3393
1 | 1600 | 707 | 0.035 | 15 | 15 | 7 | 5.6234e-12 | 0 | Water | Porous | Wet |  | MinimizeLCOE | IgnoreSilica | 2.2088 | 0.17609 | 0.0018934 |  | 2351056.3622 |  | 52721.8668 |  | 66.1011 | -5.7476e-06 | 21.0728 | [19 empty] | 5623.4133 | 0.0075735 | 2351056.3622 |  | 52721.8668
1 | 1600 | 707 | 0.035 | 15 | 15 | 7 | 7.4989e-12 | 0 | Water | Porous | Wet |  | MinimizeLCOE | IgnoreSilica | 2.9787 | 0.24618 | 0.0030205 |  | 1492607.8208 |  | 33471.3672 |  | 67.1319 | -5.8003e-06 | 35.2912 | [19 empty] | 7498.9421 | 0.012082 | 1492607.8208 |  | 33471.3672
1 | 1600 | 707 | 0.035 | 15 | 15 | 7 | 1e-11 | 0 | Water | Porous | Wet |  | MinimizeLCOE | IgnoreSilica | 3.9682 | 0.3365 | 0.0045483 |  | 1006394.1063 |  | 22568.1429 |  | 67.8865 | -5.7826e-06 | 62.9255 | [19 empty] | 10000 | 0.018193 | 1006394.1063 |  | 22568.1429
1 | 1600 | 707 | 0.035 | 15 | 15 | 7 | 1.3335e-11 | 0 | Water | Porous | Wet |  | MinimizeLCOE | IgnoreSilica | 5.2755 | 0.45602 | 0.0066031 |  | 706272.1844 |  | 15837.9819 |  | 68.4592 | -5.7565e-06 | 91.8518 | [19 empty] | 13335.2143 | 0.026412 | 706272.1844 |  | 15837.9819
1 | 1600 | 707 | 0.035 | 15 | 15 | 7 | 1.7783e-11 | 0 | Water | Porous | Wet |  | MinimizeLCOE | IgnoreSilica | 6.9734 | 0.61139 | 0.0093491 |  | 510196.1499 |  | 11441.0245 |  | 68.8878 | -5.6997e-06 | 126.0474 | [19 empty] | 17782.7941 | 0.037396 | 510196.1499 |  | 11441.0245
1 | 1600 | 707 | 0.035 | 15 | 15 | 7 | 2.3714e-11 | 0 | Water | Porous | Wet |  | MinimizeLCOE | IgnoreSilica | 9.2003 | 0.81526 | 0.013005 |  | 376957.9246 |  | 8453.1897 |  | 69.2133 | -5.6368e-06 | 159.1008 | [19 empty] | 23713.7371 | 0.052022 | 376957.9246 |  | 8453.1897
1 | 1600 | 707 | 0.035 | 15 | 15 | 7 | 3.1623e-11 | 0 | Water | Porous | Wet |  | MinimizeLCOE | IgnoreSilica | 12.0554 | 1.0767 | 0.017843 |  | 283838.9296 |  | 6365.0189 |  | 69.4566 | -5.5404e-06 | 204.7589 | [19 empty] | 31622.7766 | 0.071374 | 283838.9296 |  | 6365.0189
1 | 1600 | 707 | 0.035 | 15 | 15 | 7 | 4.217e-11 | 0 | Water | Porous | Wet |  | MinimizeLCOE | IgnoreSilica | 15.6971 | 1.4103 | 0.024204 |  | 217416.5851 |  | 4875.514 |  | 69.6396 | -5.4183e-06 | 259.2061 | [19 empty] | 42169.6503 | 0.096818 | 217416.5851 |  | 4875.514
1 | 1600 | 707 | 0.035 | 15 | 15 | 7 | 5.6234e-11 | 0 | Water | Porous | Wet |  | MinimizeLCOE | IgnoreSilica | 20.3038 | 1.8323 | 0.032495 |  | 169328.4698 |  | 3797.1497 |  | 69.778 | -5.2761e-06 | 319.0192 | [19 empty] | 56234.1325 | 0.12998 | 169328.4698 |  | 3797.1497
1 | 1600 | 707 | 0.035 | 15 | 15 | 7 | 7.4989e-11 | 0 | Water | Porous | Wet |  | MinimizeLCOE | IgnoreSilica | 26.0092 | 2.3551 | 0.043145 |  | 134147.0493 |  | 3008.2149 |  | 69.8824 | -5.1071e-06 | 387.4107 | [19 empty] | 74989.4209 | 0.17258 | 134147.0493 |  | 3008.2149
1 | 1600 | 707 | 0.035 | 15 | 15 | 7 | 1e-10 | 0 | Water | Porous | Wet |  | MinimizeLCOE | IgnoreSilica | 32.8519 | 2.9822 | 0.056522 |  | 108233.6934 |  | 2427.1142 |  | 69.9609 | -4.9028e-06 | 461.7267 | [19 empty] | 100000 | 0.22609 | 108233.6934 |  | 2427.1142
1 | 1700 | 707 | 0.035 | 15 | 15 | 7 | 1e-13 | 0 | Water | Porous | Wet |  | MinimizeLCOE | IgnoreSilica | 0 | 0 | 0 | [5 empty] | 0 | 0 | 17397.8292 | [19 empty] | 100 | 0
1 | 1700 | 707 | 0.035 | 15 | 15 | 7 | 1.3335e-13 | 0 | Water | Porous | Wet |  | MinimizeLCOE | IgnoreSilica | 0 | 0 | 0 | [5 empty] | 0 | 0 | 12816.5389 | [19 empty] | 133.3521 | 0
1 | 1700 | 707 | 0.035 | 15 | 15 | 7 | 1.7783e-13 | 0 | Water | Porous | Wet |  | MinimizeLCOE | IgnoreSilica | 0 | 0 | 0 | [5 empty] | 0 | 0 | 9379.8674 | [19 empty] | 177.8279 | 0
1 | 1700 | 707 | 0.035 | 15 | 15 | 7 | 2.3714e-13 | 0 | Water | Porous | Wet |  | MinimizeLCOE | IgnoreSilica | 0 | 0 | 0 | [5 empty] | 0 | 0 | 6802.0367 | [19 empty] | 237.1374 | 0
1 | 1700 | 707 | 0.035 | 15 | 15 | 7 | 3.1623e-13 | 0 | Water | Porous | Wet |  | MinimizeLCOE | IgnoreSilica | 0 | 0 | 0 | [5 empty] | 0 | 0 | 4868.539 | [19 empty] | 316.2278 | 0
1 | 1700 | 707 | 0.035 | 15 | 15 | 7 | 4.217e-13 | 0 | Water | Porous | Wet |  | MinimizeLCOE | IgnoreSilica | 0 | 0 | 0 | [5 empty] | 0 | 0 | 3418.3931 | [19 empty] | 421.6965 | 0
1 | 1700 | 707 | 0.035 | 15 | 15 | 7 | 5.6234e-13 | 0 | Water | Porous | Wet |  | MinimizeLCOE | IgnoreSilica | 0 | 0 | 0 | [5 empty] | 0 | 0 | 2330.8078 | [19 empty] | 562.3413 | 0
1 | 1700 | 707 | 0.035 | 15 | 15 | 7 | 7.4989e-13 | 0 | Water | Porous | Wet |  | MinimizeLCOE | IgnoreSilica | 0 | 0 | 0 | [5 empty] | 0 | 0 | 1515.1608 | [19 empty] | 749.8942 | 0
1 | 1700 | 707 | 0.035 | 15 | 15 | 7 | 1e-12 | 0 | Water | Porous | Wet |  | MinimizeLCOE | IgnoreSilica | 0 | 0 | 0 | [5 empty] | 0 | 0 | 903.4465 | [19 empty] | 1000 | 0
1 | 1700 | 707 | 0.035 | 15 | 15 | 7 | 1.3335e-12 | 0 | Water | Porous | Wet |  | MinimizeLCOE | IgnoreSilica | 0 | 0 | 0 | [5 empty] | 0 | 0 | 444.8159 | [19 empty] | 1333.5214 | 0
1 | 1700 | 707 | 0.035 | 15 | 15 | 7 | 1.7783e-12 | 0 | Water | Porous | Wet |  | MinimizeLCOE | IgnoreSilica | 0.72964 | 0.047814 | 6.5185e-05 |  | 69211188.9654 |  | 1552044.0703 |  | 60.9909 | -5.8473e-06 | 38.61 | [19 empty] | 1778.2794 | 0.00026074 | 69211188.9654 |  | 1552044.0703
1 | 1700 | 707 | 0.035 | 15 | 15 | 7 | 2.3714e-12 | 0 | Water | Porous | Wet |  | MinimizeLCOE | IgnoreSilica | 1.0806 | 0.081762 | 0.00049156 |  | 9250754.5138 |  | 207445.9188 |  | 64.6567 | -6.5119e-06 | 1.8532 | [19 empty] | 2371.3737 | 0.0019662 | 9250754.5138 |  | 207445.9188
1 | 1700 | 707 | 0.035 | 15 | 15 | 7 | 3.1623e-12 | 0 | Water | Porous | Wet |  | MinimizeLCOE | IgnoreSilica | 1.5216 | 0.12546 | 0.00115 |  | 3990120.0933 |  | 89477.4721 |  | 67.0624 | -6.8732e-06 | 9.4994 | [19 empty] | 3162.2777 | 0.0046001 | 3990120.0933 |  | 89477.4721
1 | 1700 | 707 | 0.035 | 15 | 15 | 7 | 4.217e-12 | 0 | Water | Porous | Wet |  | MinimizeLCOE | IgnoreSilica | 2.0773 | 0.18116 | 0.0020927 |  | 2215923.4681 |  | 49691.5445 |  | 68.7265 | -7.0243e-06 | 37.646 | [19 empty] | 4216.965 | 0.0083707 | 2215923.4681 |  | 49691.5445
1 | 1700 | 707 | 0.035 | 15 | 15 | 7 | 5.6234e-12 | 0 | Water | Porous | Wet |  | MinimizeLCOE | IgnoreSilica | 2.813 | 0.25537 | 0.0033988 |  | 1382064.8281 |  | 30992.4675 |  | 69.963 | -7.1223e-06 | 49.7928 | [19 empty] | 5623.4133 | 0.013595 | 1382064.8281 |  | 30992.4675
1 | 1700 | 707 | 0.035 | 15 | 15 | 7 | 7.4989e-12 | 0 | Water | Porous | Wet |  | MinimizeLCOE | IgnoreSilica | 3.7681 | 0.35205 | 0.0051761 |  | 921708.4532 |  | 20669.0878 |  | 70.8717 | -7.1434e-06 | 73.6264 | [19 empty] | 7498.9421 | 0.020704 | 921708.4532 |  | 20669.0878
1 | 1700 | 707 | 0.035 | 15 | 15 | 7 | 1e-11 | 0 | Water | Porous | Wet |  | MinimizeLCOE | IgnoreSilica | 5.0056 | 0.47754 | 0.0075695 |  | 642139.5579 |  | 14399.8233 |  | 71.5462 | -7.1049e-06 | 111.2686 | [19 empty] | 10000 | 0.030278 | 642139.5579 |  | 14399.8233
1 | 1700 | 707 | 0.035 | 15 | 15 | 7 | 1.3335e-11 | 0 | Water | Porous | Wet |  | MinimizeLCOE | IgnoreSilica | 6.625 | 0.64195 | 0.010774 |  | 461502.9106 |  | 10349.0905 |  | 72.0554 | -7.0431e-06 | 151.4707 | [19 empty] | 13335.2143 | 0.043095 | 461502.9106 |  | 10349.0905
1 | 1700 | 707 | 0.035 | 15 | 15 | 7 | 1.7783e-11 | 0 | Water | Porous | Wet |  | MinimizeLCOE | IgnoreSilica | 8.725 | 0.85529 | 0.015041 |  | 339696.2592 |  | 7617.6059 |  | 72.4382 | -6.9494e-06 | 201.0141 | [19 empty] | 17782.7941 | 0.060165 | 339696.2592 |  | 7617.6059
1 | 1700 | 707 | 0.035 | 15 | 15 | 7 | 2.3714e-11 | 0 | Water | Porous | Wet |  | MinimizeLCOE | IgnoreSilica | 11.4512 | 1.1323 | 0.020702 |  | 255018.7058 |  | 5718.7324 |  | 72.7282 | -6.8379e-06 | 254.715 | [19 empty] | 23713.7371 | 0.082807 | 255018.7058 |  | 5718.7324
1 | 1700 | 707 | 0.035 | 15 | 15 | 7 | 3.1623e-11 | 0 | Water | Porous | Wet |  | MinimizeLCOE | IgnoreSilica | 14.9466 | 1.4876 | 0.028165 |  | 194830.8739 |  | 4369.0349 |  | 72.9468 | -6.6975e-06 | 318.0468 | [19 empty] | 31622.7766 | 0.11266 | 194830.8739 |  | 4369.0349
1 | 1700 | 707 | 0.035 | 15 | 15 | 7 | 4.217e-11 | 0 | Water | Porous | Wet |  | MinimizeLCOE | IgnoreSilica | 19.3855 | 1.9389 | 0.037928 |  | 151345.1666 |  | 3393.8785 |  | 73.1118 | -6.5294e-06 | 389.7815 | [19 empty] | 42169.6503 | 0.15171 | 151345.1666 |  | 3393.8785
1 | 1700 | 707 | 0.035 | 15 | 15 | 7 | 5.6234e-11 | 0 | Water | Porous | Wet |  | MinimizeLCOE | IgnoreSilica | 24.8935 | 2.499 | 0.050533 |  | 119551.1627 |  | 2680.9057 |  | 73.2358 | -6.3191e-06 | 475.2985 | [19 empty] | 56234.1325 | 0.20213 | 119551.1627 |  | 2680.9057
1 | 1700 | 707 | 0.035 | 15 | 15 | 7 | 7.4989e-11 | 0 | Water | Porous | Wet |  | MinimizeLCOE | IgnoreSilica | 31.6 | 3.1811 | 0.066525 |  | 96114.2789 |  | 2155.3393 |  | 73.3296 | -6.073e-06 | 569.9666 | [19 empty] | 74989.4209 | 0.2661 | 96114.2789 |  | 2155.3393
1 | 1700 | 707 | 0.035 | 15 | 15 | 7 | 1e-10 | 0 | Water | Porous | Wet |  | MinimizeLCOE | IgnoreSilica | 39.5 | 3.9847 | 0.086279 |  | 78753.7925 |  | 1766.0346 |  | 73.4007 | -5.7884e-06 | 671.453 | [19 empty] | 100000 | 0.34512 | 78753.7925 |  | 1766.0346
1 | 1800 | 707 | 0.035 | 15 | 15 | 7 | 1e-13 | 0 | Water | Porous | Wet |  | MinimizeLCOE | IgnoreSilica | 0 | 0 | 0 | [5 empty] | 0 | 0 | 16622.5937 | [19 empty] | 100 | 0
1 | 1800 | 707 | 0.035 | 15 | 15 | 7 | 1.3335e-13 | 0 | Water | Porous | Wet |  | MinimizeLCOE | IgnoreSilica | 0 | 0 | 0 | [5 empty] | 0 | 0 | 12189.6184 | [19 empty] | 133.3521 | 0
1 | 1800 | 707 | 0.035 | 15 | 15 | 7 | 1.7783e-13 | 0 | Water | Porous | Wet |  | MinimizeLCOE | IgnoreSilica | 0 | 0 | 0 | [5 empty] | 0 | 0 | 8864.5567 | [19 empty] | 177.8279 | 0
1 | 1800 | 707 | 0.035 | 15 | 15 | 7 | 2.3714e-13 | 0 | Water | Porous | Wet |  | MinimizeLCOE | IgnoreSilica | 0 | 0 | 0 | [5 empty] | 0 | 0 | 6370.6445 | [19 empty] | 237.1374 | 0
1 | 1800 | 707 | 0.035 | 15 | 15 | 7 | 3.1623e-13 | 0 | Water | Porous | Wet |  | MinimizeLCOE | IgnoreSilica | 0 | 0 | 0 | [5 empty] | 0 | 0 | 4500.2037 | [19 empty] | 316.2278 | 0
1 | 1800 | 707 | 0.035 | 15 | 15 | 7 | 4.217e-13 | 0 | Water | Porous | Wet |  | MinimizeLCOE | IgnoreSilica | 0 | 0 | 0 | [5 empty] | 0 | 0 | 3097.4159 | [19 empty] | 421.6965 | 0
1 | 1800 | 707 | 0.035 | 15 | 15 | 7 | 5.6234e-13 | 0 | Water | Porous | Wet |  | MinimizeLCOE | IgnoreSilica | 0 | 0 | 0 | [5 empty] | 0 | 0 | 2045.3849 | [19 empty] | 562.3413 | 0
1 | 1800 | 707 | 0.035 | 15 | 15 | 7 | 7.4989e-13 | 0 | Water | Porous | Wet |  | MinimizeLCOE | IgnoreSilica | 0 | 0 | 0 | [5 empty] | 0 | 0 | 1256.417 | [19 empty] | 749.8942 | 0
1 | 1800 | 707 | 0.035 | 15 | 15 | 7 | 1e-12 | 0 | Water | Porous | Wet |  | MinimizeLCOE | IgnoreSilica | 0 | 0 | 0 | [5 empty] | 0 | 0 | 664.686 | [19 empty] | 1000 | 0
1 | 1800 | 707 | 0.035 | 15 | 15 | 7 | 1.3335e-12 | 0 | Water | Porous | Wet |  | MinimizeLCOE | IgnoreSilica | 0 | 0 | 0 | [5 empty] | 0 | 0 | 221.1347 | [19 empty] | 1333.5214 | 0
1 | 1800 | 707 | 0.035 | 15 | 15 | 7 | 1.7783e-12 | 0 | Water | Porous | Wet |  | MinimizeLCOE | IgnoreSilica | 0.98802 | 0.079127 | 0.00041537 |  | 11385800.4983 |  | 255323.8055 |  | 66.2296 | -7.742e-06 | 41.5945 | [19 empty] | 1778.2794 | 0.0016615 | 11385800.4983 |  | 255323.8055
1 | 1800 | 707 | 0.035 | 15 | 15 | 7 | 2.3714e-12 | 0 | Water | Porous | Wet |  | MinimizeLCOE | IgnoreSilica | 1.3948 | 0.12317 | 0.0011253 |  | 4240098.4864 |  | 95083.1767 |  | 69.1082 | -8.2077e-06 | 7.069 | [19 empty] | 2371.3737 | 0.0045013 | 4240098.4864 |  | 95083.1767
1 | 1800 | 707 | 0.035 | 15 | 15 | 7 | 3.1623e-12 | 0 | Water | Porous | Wet |  | MinimizeLCOE | IgnoreSilica | 1.9263 | 0.18161 | 0.0021615 |  | 2231195.9358 |  | 50034.0259 |  | 71.1632 | -8.5017e-06 | 12.11 | [19 empty] | 3162.2777 | 0.0086462 | 2231195.9358 |  | 50034.0259
1 | 1800 | 707 | 0.035 | 15 | 15 | 7 | 4.217e-12 | 0 | Water | Porous | Wet |  | MinimizeLCOE | IgnoreSilica | 2.6109 | 0.25749 | 0.0036099 |  | 1353113.6746 |  | 30343.2449 |  | 72.6392 | -8.634e-06 | 46.5285 | [19 empty] | 4216.965 | 0.014439 | 1353113.6746 |  | 30343.2449
1 | 1800 | 707 | 0.035 | 15 | 15 | 7 | 5.6234e-12 | 0 | Water | Porous | Wet |  | MinimizeLCOE | IgnoreSilica | 3.4929 | 0.35567 | 0.0055898 |  | 887169.7511 |  | 19894.5658 |  | 73.72 | -8.6504e-06 | 89.4114 | [19 empty] | 5623.4133 | 0.022359 | 887169.7511 |  | 19894.5658
1 | 1800 | 707 | 0.035 | 15 | 15 | 7 | 7.4989e-12 | 0 | Water | Porous | Wet |  | MinimizeLCOE | IgnoreSilica | 4.6501 | 0.48481 | 0.0082654 |  | 611161.8015 |  | 13705.1547 |  | 74.5338 | -8.6253e-06 | 131.2029 | [19 empty] | 7498.9421 | 0.033062 | 611161.8015 |  | 13705.1547
1 | 1800 | 707 | 0.035 | 15 | 15 | 7 | 1e-11 | 0 | Water | Porous | Wet |  | MinimizeLCOE | IgnoreSilica | 6.1723 | 0.65492 | 0.011856 |  | 435772.7454 |  | 9772.0978 |  | 75.1494 | -8.5767e-06 | 181.6867 | [19 empty] | 10000 | 0.047424 | 435772.7454 |  | 9772.0978
1 | 1800 | 707 | 0.035 | 15 | 15 | 7 | 1.3335e-11 | 0 | Water | Porous | Wet |  | MinimizeLCOE | IgnoreSilica | 8.1332 | 0.87424 | 0.016643 |  | 318867.7276 |  | 7150.5312 |  | 75.6085 | -8.4659e-06 | 232.4734 | [19 empty] | 13335.2143 | 0.066573 | 318867.7276 |  | 7150.5312
1 | 1800 | 707 | 0.035 | 15 | 15 | 7 | 1.7783e-11 | 0 | Water | Porous | Wet |  | MinimizeLCOE | IgnoreSilica | 10.6935 | 1.1607 | 0.023007 |  | 238261.5055 |  | 5342.9563 |  | 75.9576 | -8.3424e-06 | 293.7122 | [19 empty] | 17782.7941 | 0.092027 | 238261.5055 |  | 5342.9563
1 | 1800 | 707 | 0.035 | 15 | 15 | 7 | 2.3714e-11 | 0 | Water | Porous | Wet |  | MinimizeLCOE | IgnoreSilica | 13.9682 | 1.5272 | 0.03141 |  | 181295.1117 |  | 4065.4988 |  | 76.2196 | -8.1711e-06 | 370.8962 | [19 empty] | 23713.7371 | 0.12564 | 181295.1117 |  | 4065.4988
1 | 1800 | 707 | 0.035 | 15 | 15 | 7 | 3.1623e-11 | 0 | Water | Porous | Wet |  | MinimizeLCOE | IgnoreSilica | 18.1332 | 1.9935 | 0.042436 |  | 140294.0191 |  | 3146.0592 |  | 76.4175 | -7.9627e-06 | 462.9366 | [19 empty] | 31622.7766 | 0.16974 | 140294.0191 |  | 3146.0592
1 | 1800 | 707 | 0.035 | 15 | 15 | 7 | 4.217e-11 | 0 | Water | Porous | Wet |  | MinimizeLCOE | IgnoreSilica | 23.3855 | 2.5816 | 0.056772 |  | 110381.7578 |  | 2475.2841 |  | 76.5677 | -7.7247e-06 | 561.0237 | [19 empty] | 42169.6503 | 0.22709 | 110381.7578 |  | 2475.2841
1 | 1800 | 707 | 0.035 | 15 | 15 | 7 | 5.6234e-11 | 0 | Water | Porous | Wet |  | MinimizeLCOE | IgnoreSilica | 29.8265 | 3.3029 | 0.075106 |  | 88345.2663 |  | 1981.1211 |  | 76.6808 | -7.4353e-06 | 674.4736 | [19 empty] | 56234.1325 | 0.30043 | 88345.2663 |  | 1981.1211
1 | 1800 | 707 | 0.035 | 15 | 15 | 7 | 7.4989e-11 | 0 | Water | Porous | Wet |  | MinimizeLCOE | IgnoreSilica | 37.5265 | 4.1654 | 0.098045 |  | 72005.7704 |  | 1614.7119 |  | 76.7666 | -7.0983e-06 | 798.866 | [19 empty] | 74989.4209 | 0.39218 | 72005.7704 |  | 1614.7119
1 | 1800 | 707 | 0.035 | 15 | 15 | 7 | 1e-10 | 0 | Water | Porous | Wet |  | MinimizeLCOE | IgnoreSilica | 46.4009 | 5.1597 | 0.12586 |  | 59849.9305 |  | 1342.1201 |  | 76.832 | -6.7158e-06 | 930.4832 | [19 empty] | 100000 | 0.50342 | 59849.9305 |  | 1342.1201
1 | 1900 | 707 | 0.035 | 15 | 15 | 7 | 1e-13 | 0 | Water | Porous | Wet |  | MinimizeLCOE | IgnoreSilica | 0 | 0 | 0 | [5 empty] | 0 | 0 | 15861.0658 | [19 empty] | 100 | 0
1 | 1900 | 707 | 0.035 | 15 | 15 | 7 | 1.3335e-13 | 0 | Water | Porous | Wet |  | MinimizeLCOE | IgnoreSilica | 0 | 0 | 0 | [5 empty] | 0 | 0 | 11572.2722 | [19 empty] | 133.3521 | 0
1 | 1900 | 707 | 0.035 | 15 | 15 | 7 | 1.7783e-13 | 0 | Water | Porous | Wet |  | MinimizeLCOE | IgnoreSilica | 0 | 0 | 0 | [5 empty] | 0 | 0 | 8355.6752 | [19 empty] | 177.8279 | 0
1 | 1900 | 707 | 0.035 | 15 | 15 | 7 | 2.3714e-13 | 0 | Water | Porous | Wet |  | MinimizeLCOE | IgnoreSilica | 0 | 0 | 0 | [5 empty] | 0 | 0 | 5943.2968 | [19 empty] | 237.1374 | 0
1 | 1900 | 707 | 0.035 | 15 | 15 | 7 | 3.1623e-13 | 0 | Water | Porous | Wet |  | MinimizeLCOE | IgnoreSilica | 0 | 0 | 0 | [5 empty] | 0 | 0 | 4134.1098 | [19 empty] | 316.2278 | 0
1 | 1900 | 707 | 0.035 | 15 | 15 | 7 | 4.217e-13 | 0 | Water | Porous | Wet |  | MinimizeLCOE | IgnoreSilica | 0 | 0 | 0 | [5 empty] | 0 | 0 | 2777.3194 | [19 empty] | 421.6965 | 0
1 | 1900 | 707 | 0.035 | 15 | 15 | 7 | 5.6234e-13 | 0 | Water | Porous | Wet |  | MinimizeLCOE | IgnoreSilica | 0 | 0 | 0 | [5 empty] | 0 | 0 | 1759.8177 | [19 empty] | 562.3413 | 0
1 | 1900 | 707 | 0.035 | 15 | 15 | 7 | 7.4989e-13 | 0 | Water | Porous | Wet |  | MinimizeLCOE | IgnoreSilica | 0 | 0 | 0 | [5 empty] | 0 | 0 | 996.7478 | [19 empty] | 749.8942 | 0
1 | 1900 | 707 | 0.035 | 15 | 15 | 7 | 1e-12 | 0 | Water | Porous | Wet |  | MinimizeLCOE | IgnoreSilica | 0 | 0 | 0 | [5 empty] | 0 | 0 | 424.4235 | [19 empty] | 1000 | 0
1 | 1900 | 707 | 0.035 | 15 | 15 | 7 | 1.3335e-12 | 0 | Water | Porous | Wet |  | MinimizeLCOE | IgnoreSilica | 0.86115 | 0.070819 | 0.0002716 |  | 18073168.9312 |  | 405286.4152 |  | 66.9883 | -8.7597e-06 | 44.261 | [19 empty] | 1333.5214 | 0.0010864 | 18073168.9312 |  | 405286.4152
1 | 1900 | 707 | 0.035 | 15 | 15 | 7 | 1.7783e-12 | 0 | Water | Porous | Wet |  | MinimizeLCOE | IgnoreSilica | 1.251 | 0.11644 | 0.00099659 |  | 4970568.9665 |  | 111463.7995 |  | 70.752 | -9.6064e-06 | 8.1324 | [19 empty] | 1778.2794 | 0.0039864 | 4970568.9665 |  | 111463.7995
1 | 1900 | 707 | 0.035 | 15 | 15 | 7 | 2.3714e-12 | 0 | Water | Porous | Wet |  | MinimizeLCOE | IgnoreSilica | 1.7411 | 0.17503 | 0.0020869 |  | 2398700.098 |  | 53790.266 |  | 73.2835 | -1.0049e-05 | 7.2801 | [19 empty] | 2371.3737 | 0.0083477 | 2398700.098 |  | 53790.266
1 | 1900 | 707 | 0.035 | 15 | 15 | 7 | 3.1623e-12 | 0 | Water | Porous | Wet |  | MinimizeLCOE | IgnoreSilica | 2.3673 | 0.25071 | 0.0036321 |  | 1395374.4991 |  | 31290.9336 |  | 75.0823 | -1.025e-05 | 49.5749 | [19 empty] | 3162.2777 | 0.014528 | 1395374.4991 |  | 31290.9336
1 | 1900 | 707 | 0.035 | 15 | 15 | 7 | 4.217e-12 | 0 | Water | Porous | Wet |  | MinimizeLCOE | IgnoreSilica | 3.1808 | 0.34959 | 0.0057607 |  | 892910.5496 |  | 20023.3018 |  | 76.4075 | -1.0324e-05 | 103.3408 | [19 empty] | 4216.965 | 0.023043 | 892910.5496 |  | 20023.3018
1 | 1900 | 707 | 0.035 | 15 | 15 | 7 | 5.6234e-12 | 0 | Water | Porous | Wet |  | MinimizeLCOE | IgnoreSilica | 4.248 | 0.47975 | 0.0086498 |  | 605490.1925 |  | 13577.9702 |  | 77.4015 | -1.0334e-05 | 146.326 | [19 empty] | 5623.4133 | 0.034599 | 605490.1925 |  | 13577.9702
1 | 1900 | 707 | 0.035 | 15 | 15 | 7 | 7.4989e-12 | 0 | Water | Porous | Wet |  | MinimizeLCOE | IgnoreSilica | 5.6434 | 0.65023 | 0.012536 |  | 427011.7618 |  | 9575.6348 |  | 78.148 | -1.0287e-05 | 196.0299 | [19 empty] | 7498.9421 | 0.050143 | 427011.7618 |  | 9575.6348
1 | 1900 | 707 | 0.035 | 15 | 15 | 7 | 1e-11 | 0 | Water | Porous | Wet |  | MinimizeLCOE | IgnoreSilica | 7.4487 | 0.87105 | 0.017728 |  | 309929.184 |  | 6950.0865 |  | 78.7065 | -1.0172e-05 | 264.703 | [19 empty] | 10000 | 0.070913 | 309929.184 |  | 6950.0865
1 | 1900 | 707 | 0.035 | 15 | 15 | 7 | 1.3335e-11 | 0 | Water | Porous | Wet |  | MinimizeLCOE | IgnoreSilica | 9.8117 | 1.1603 | 0.024644 |  | 230106.8214 |  | 5160.0895 |  | 79.1315 | -1.0042e-05 | 332.7319 | [19 empty] | 13335.2143 | 0.098575 | 230106.8214 |  | 5160.0895
1 | 1900 | 707 | 0.035 | 15 | 15 | 7 | 1.7783e-11 | 0 | Water | Porous | Wet |  | MinimizeLCOE | IgnoreSilica | 12.8324 | 1.5301 | 0.033793 |  | 174148.3816 |  | 3905.2351 |  | 79.4495 | -9.8432e-06 | 425.4647 | [19 empty] | 17782.7941 | 0.13517 | 174148.3816 |  | 3905.2351
1 | 1900 | 707 | 0.035 | 15 | 15 | 7 | 2.3714e-11 | 0 | Water | Porous | Wet |  | MinimizeLCOE | IgnoreSilica | 16.6982 | 2.0035 | 0.045839 |  | 134101.1322 |  | 3007.1853 |  | 79.6903 | -9.6069e-06 | 529.7564 | [19 empty] | 23713.7371 | 0.18336 | 134101.1322 |  | 3007.1853
1 | 1900 | 707 | 0.035 | 15 | 15 | 7 | 3.1623e-11 | 0 | Water | Porous | Wet |  | MinimizeLCOE | IgnoreSilica | 21.595 | 2.6033 | 0.061571 |  | 104994.4075 |  | 2354.474 |  | 79.8729 | -9.3316e-06 | 645.2363 | [19 empty] | 31622.7766 | 0.24629 | 104994.4075 |  | 2354.474
1 | 1900 | 707 | 0.035 | 15 | 15 | 7 | 4.217e-11 | 0 | Water | Porous | Wet |  | MinimizeLCOE | IgnoreSilica | 27.6682 | 3.3473 | 0.081852 |  | 83595.158 |  | 1874.6011 |  | 80.0108 | -9.0006e-06 | 776.768 | [19 empty] | 42169.6503 | 0.32741 | 83595.158 |  | 1874.6011
1 | 1900 | 707 | 0.035 | 15 | 15 | 7 | 5.6234e-11 | 0 | Water | Porous | Wet |  | MinimizeLCOE | IgnoreSilica | 35.0392 | 4.2505 | 0.10753 |  | 67733.8329 |  | 1518.9147 |  | 80.1155 | -8.6153e-06 | 923.2865 | [19 empty] | 56234.1325 | 0.43012 | 67733.8329 |  | 1518.9147
1 | 1900 | 707 | 0.035 | 15 | 15 | 7 | 7.4989e-11 | 0 | Water | Porous | Wet |  | MinimizeLCOE | IgnoreSilica | 43.7144 | 5.3137 | 0.1392 |  | 55917.7848 |  | 1253.9427 |  | 80.1953 | -8.1765e-06 | 1078.8171 | [19 empty] | 74989.4209 | 0.5568 | 55917.7848 |  | 1253.9427
1 | 1900 | 707 | 0.035 | 15 | 15 | 7 | 1e-10 | 0 | Water | Porous | Wet |  | MinimizeLCOE | IgnoreSilica | 53.4929 | 6.5126 | 0.17685 |  | 47097.0766 |  | 1056.1405 |  | 80.2567 | -7.6853e-06 | 1241.2845 | [19 empty] | 100000 | 0.70742 | 47097.0766 |  | 1056.1405
1 | 2000 | 707 | 0.035 | 15 | 15 | 7 | 1e-13 | 0 | Water | Porous | Wet |  | MinimizeLCOE | IgnoreSilica | 0 | 0 | 0 | [5 empty] | 0 | 0 | 15114.7979 | [19 empty] | 100 | 0
1 | 2000 | 707 | 0.035 | 15 | 15 | 7 | 1.3335e-13 | 0 | Water | Porous | Wet |  | MinimizeLCOE | IgnoreSilica | 0 | 0 | 0 | [5 empty] | 0 | 0 | 10965.9733 | [19 empty] | 133.3521 | 0
1 | 2000 | 707 | 0.035 | 15 | 15 | 7 | 1.7783e-13 | 0 | Water | Porous | Wet |  | MinimizeLCOE | IgnoreSilica | 0 | 0 | 0 | [5 empty] | 0 | 0 | 7854.6406 | [19 empty] | 177.8279 | 0
1 | 2000 | 707 | 0.035 | 15 | 15 | 7 | 2.3714e-13 | 0 | Water | Porous | Wet |  | MinimizeLCOE | IgnoreSilica | 0 | 0 | 0 | [5 empty] | 0 | 0 | 5521.3723 | [19 empty] | 237.1374 | 0
1 | 2000 | 707 | 0.035 | 15 | 15 | 7 | 3.1623e-13 | 0 | Water | Porous | Wet |  | MinimizeLCOE | IgnoreSilica | 0 | 0 | 0 | [5 empty] | 0 | 0 | 3771.6081 | [19 empty] | 316.2278 | 0
1 | 2000 | 707 | 0.035 | 15 | 15 | 7 | 4.217e-13 | 0 | Water | Porous | Wet |  | MinimizeLCOE | IgnoreSilica | 0 | 0 | 0 | [5 empty] | 0 | 0 | 2459.4344 | [19 empty] | 421.6965 | 0
1 | 2000 | 707 | 0.035 | 15 | 15 | 7 | 5.6234e-13 | 0 | Water | Porous | Wet |  | MinimizeLCOE | IgnoreSilica | 0 | 0 | 0 | [5 empty] | 0 | 0 | 1475.4222 | [19 empty] | 562.3413 | 0
1 | 2000 | 707 | 0.035 | 15 | 15 | 7 | 7.4989e-13 | 0 | Water | Porous | Wet |  | MinimizeLCOE | IgnoreSilica | 0 | 0 | 0 | [5 empty] | 0 | 0 | 737.4599 | [19 empty] | 749.8942 | 0
1 | 2000 | 707 | 0.035 | 15 | 15 | 7 | 1e-12 | 0 | Water | Porous | Wet |  | MinimizeLCOE | IgnoreSilica | 0.71019 | 0.057404 | 7.7331e-05 |  | 65761287.2413 |  | 1474680.8636 |  | 66.4918 | -9.32e-06 | 21.5328 | [19 empty] | 1000 | 0.00030932 | 65761287.2413 |  | 1474680.8636
1 | 2000 | 707 | 0.035 | 15 | 15 | 7 | 1.3335e-12 | 0 | Water | Porous | Wet |  | MinimizeLCOE | IgnoreSilica | 1.1001 | 0.10605 | 0.00077179 |  | 6654108.9679 |  | 149216.7744 |  | 71.8858 | -1.1023e-05 | 51.4126 | [19 empty] | 1333.5214 | 0.0030872 | 6654108.9679 |  | 149216.7744
1 | 2000 | 707 | 0.035 | 15 | 15 | 7 | 1.7783e-12 | 0 | Water | Porous | Wet |  | MinimizeLCOE | IgnoreSilica | 1.5411 | 0.16288 | 0.0018709 |  | 2772644.9575 |  | 62175.8885 |  | 75.0121 | -1.1641e-05 | 20.5282 | [19 empty] | 1778.2794 | 0.0074838 | 2772644.9575 |  | 62175.8885
1 | 2000 | 707 | 0.035 | 15 | 15 | 7 | 2.3714e-12 | 0 | Water | Porous | Wet |  | MinimizeLCOE | IgnoreSilica | 2.1162 | 0.23812 | 0.0034627 |  | 1516292.0467 |  | 34002.4802 |  | 77.2669 | -1.2021e-05 | 55.2434 | [19 empty] | 2371.3737 | 0.013851 | 1516292.0467 |  | 34002.4802
1 | 2000 | 707 | 0.035 | 15 | 15 | 7 | 3.1623e-12 | 0 | Water | Porous | Wet |  | MinimizeLCOE | IgnoreSilica | 2.8667 | 0.3371 | 0.0056806 |  | 937814.738 |  | 21030.2673 |  | 78.9179 | -1.2228e-05 | 84.5951 | [19 empty] | 3162.2777 | 0.022723 | 937814.738 |  | 21030.2673
1 | 2000 | 707 | 0.035 | 15 | 15 | 7 | 4.217e-12 | 0 | Water | Porous | Wet |  | MinimizeLCOE | IgnoreSilica | 3.8265 | 0.46425 | 0.0087064 |  | 622481.9423 |  | 13959.0061 |  | 80.1215 | -1.224e-05 | 152.0998 | [19 empty] | 4216.965 | 0.034826 | 622481.9423 |  | 13959.0061
1 | 2000 | 707 | 0.035 | 15 | 15 | 7 | 5.6234e-12 | 0 | Water | Porous | Wet |  | MinimizeLCOE | IgnoreSilica | 5.0936 | 0.63253 | 0.012793 |  | 432635.3227 |  | 9701.7418 |  | 81.0357 | -1.2217e-05 | 202.4396 | [19 empty] | 5623.4133 | 0.05117 | 432635.3227 |  | 9701.7418
1 | 2000 | 707 | 0.035 | 15 | 15 | 7 | 7.4989e-12 | 0 | Water | Porous | Wet |  | MinimizeLCOE | IgnoreSilica | 6.7371 | 0.85112 | 0.018267 |  | 310692.6711 |  | 6967.2075 |  | 81.7203 | -1.2111e-05 | 282.4969 | [19 empty] | 7498.9421 | 0.073069 | 310692.6711 |  | 6967.2075
1 | 2000 | 707 | 0.035 | 15 | 15 | 7 | 1e-11 | 0 | Water | Porous | Wet |  | MinimizeLCOE | IgnoreSilica | 8.8714 | 1.1352 | 0.025566 |  | 228785.9745 |  | 5130.4698 |  | 82.2371 | -1.1951e-05 | 369.8052 | [19 empty] | 10000 | 0.10226 | 228785.9745 |  | 5130.4698
1 | 2000 | 707 | 0.035 | 15 | 15 | 7 | 1.3335e-11 | 0 | Water | Porous | Wet |  | MinimizeLCOE | IgnoreSilica | 11.6339 | 1.5031 | 0.035254 |  | 171977.9974 |  | 3856.5647 |  | 82.6281 | -1.1745e-05 | 469.01 | [19 empty] | 13335.2143 | 0.14102 | 171977.9974 |  | 3856.5647
1 | 2000 | 707 | 0.035 | 15 | 15 | 7 | 1.7783e-11 | 0 | Water | Porous | Wet |  | MinimizeLCOE | IgnoreSilica | 15.1661 | 1.9737 | 0.048037 |  | 131635.6071 |  | 2951.8965 |  | 82.9228 | -1.1478e-05 | 589.0668 | [19 empty] | 17782.7941 | 0.19215 | 131635.6071 |  | 2951.8965
1 | 2000 | 707 | 0.035 | 15 | 15 | 7 | 2.3714e-11 | 0 | Water | Porous | Wet |  | MinimizeLCOE | IgnoreSilica | 19.6756 | 2.5746 | 0.06481 |  | 102473.6119 |  | 2297.9458 |  | 83.1468 | -1.1173e-05 | 717.48 | [19 empty] | 23713.7371 | 0.25924 | 102473.6119 |  | 2297.9458
1 | 2000 | 707 | 0.035 | 15 | 15 | 7 | 3.1623e-11 | 0 | Water | Porous | Wet |  | MinimizeLCOE | IgnoreSilica | 25.3 | 3.3241 | 0.086562 |  | 81109.5672 |  | 1818.8623 |  | 83.3157 | -1.0796e-05 | 869.3636 | [19 empty] | 31622.7766 | 0.34625 | 81109.5672 |  | 1818.8623
1 | 2000 | 707 | 0.035 | 15 | 15 | 7 | 4.217e-11 | 0 | Water | Porous | Wet |  | MinimizeLCOE | IgnoreSilica | 32.2212 | 4.2467 | 0.11439 |  | 65302.4614 |  | 1464.3918 |  | 83.4441 | -1.0361e-05 | 1040.6806 | [19 empty] | 42169.6503 | 0.45754 | 65302.4614 |  | 1464.3918
1 | 2000 | 707 | 0.035 | 15 | 15 | 7 | 5.6234e-11 | 0 | Water | Porous | Wet |  | MinimizeLCOE | IgnoreSilica | 40.5233 | 5.3535 | 0.14923 |  | 53526.8612 |  | 1200.3268 |  | 83.5421 | -9.8661e-06 | 1220.7412 | [19 empty] | 56234.1325 | 0.59691 | 53526.8612 |  | 1200.3268
1 | 2000 | 707 | 0.035 | 15 | 15 | 7 | 7.4989e-11 | 0 | Water | Porous | Wet |  | MinimizeLCOE | IgnoreSilica | 50.1017 | 6.6309 | 0.19151 |  | 44720.8319 |  | 1002.8538 |  | 83.6172 | -9.3045e-06 | 1412.6197 | [19 empty] | 74989.4209 | 0.76605 | 44720.8319 |  | 1002.8538
1 | 2000 | 707 | 0.035 | 15 | 15 | 7 | 1e-10 | 0 | Water | Porous | Wet |  | MinimizeLCOE | IgnoreSilica | 60.6741 | 8.0415 | 0.24079 |  | 38129.1648 |  | 855.0372 |  | 83.6755 | -8.6896e-06 | 1608.4914 | [19 empty] | 100000 | 0.96316 | 38129.1648 |  | 855.0372
1 | 2100 | 707 | 0.035 | 15 | 15 | 7 | 1e-13 | 0 | Water | Porous | Wet |  | MinimizeLCOE | IgnoreSilica | 0 | 0 | 0 | [5 empty] | 0 | 0 | 14385.2349 | [19 empty] | 100 | 0
1 | 2100 | 707 | 0.035 | 15 | 15 | 7 | 1.3335e-13 | 0 | Water | Porous | Wet |  | MinimizeLCOE | IgnoreSilica | 0 | 0 | 0 | [5 empty] | 0 | 0 | 10372.0568 | [19 empty] | 133.3521 | 0
1 | 2100 | 707 | 0.035 | 15 | 15 | 7 | 1.7783e-13 | 0 | Water | Porous | Wet |  | MinimizeLCOE | IgnoreSilica | 0 | 0 | 0 | [5 empty] | 0 | 0 | 7362.7094 | [19 empty] | 177.8279 | 0
1 | 2100 | 707 | 0.035 | 15 | 15 | 7 | 2.3714e-13 | 0 | Water | Porous | Wet |  | MinimizeLCOE | IgnoreSilica | 0 | 0 | 0 | [5 empty] | 0 | 0 | 5106.0708 | [19 empty] | 237.1374 | 0
1 | 2100 | 707 | 0.035 | 15 | 15 | 7 | 3.1623e-13 | 0 | Water | Porous | Wet |  | MinimizeLCOE | IgnoreSilica | 0 | 0 | 0 | [5 empty] | 0 | 0 | 3413.8572 | [19 empty] | 316.2278 | 0
1 | 2100 | 707 | 0.035 | 15 | 15 | 7 | 4.217e-13 | 0 | Water | Porous | Wet |  | MinimizeLCOE | IgnoreSilica | 0 | 0 | 0 | [5 empty] | 0 | 0 | 2144.8894 | [19 empty] | 421.6965 | 0
1 | 2100 | 707 | 0.035 | 15 | 15 | 7 | 5.6234e-13 | 0 | Water | Porous | Wet |  | MinimizeLCOE | IgnoreSilica | 0 | 0 | 0 | [5 empty] | 0 | 0 | 1193.3047 | [19 empty] | 562.3413 | 0
1 | 2100 | 707 | 0.035 | 15 | 15 | 7 | 7.4989e-13 | 0 | Water | Porous | Wet |  | MinimizeLCOE | IgnoreSilica | 0 | 0 | 0 | [5 empty] | 0 | 0 | 479.6445 | [19 empty] | 749.8942 | 0
1 | 2100 | 707 | 0.035 | 15 | 15 | 7 | 1e-12 | 0 | Water | Porous | Wet |  | MinimizeLCOE | IgnoreSilica | 0.92968 | 0.090216 | 0.00047214 |  | 11257360.3958 |  | 252443.5674 |  | 72.1035 | -1.2104e-05 | 8.502 | [19 empty] | 1000 | 0.0018886 | 11257360.3958 |  | 252443.5674
1 | 2100 | 707 | 0.035 | 15 | 15 | 7 | 1.3335e-12 | 0 | Water | Porous | Wet |  | MinimizeLCOE | IgnoreSilica | 1.3364 | 0.14614 | 0.0015286 |  | 3511697.9723 |  | 78748.9725 |  | 76.2256 | -1.3201e-05 | 20.4154 | [19 empty] | 1333.5214 | 0.0061145 | 3511697.9723 |  | 78748.9725
1 | 2100 | 707 | 0.035 | 15 | 15 | 7 | 1.7783e-12 | 0 | Water | Porous | Wet |  | MinimizeLCOE | IgnoreSilica | 1.8578 | 0.21944 | 0.0031116 |  | 1745421.1114 |  | 39140.6437 |  | 79.0884 | -1.385e-05 | 57.2844 | [19 empty] | 1778.2794 | 0.012447 | 1745421.1114 |  | 39140.6437
1 | 2100 | 707 | 0.035 | 15 | 15 | 7 | 2.3714e-12 | 0 | Water | Porous | Wet |  | MinimizeLCOE | IgnoreSilica | 2.5377 | 0.31614 | 0.0053538 |  | 1028756.7301 |  | 23069.6193 |  | 81.1612 | -1.424e-05 | 77.2635 | [19 empty] | 2371.3737 | 0.021415 | 1028756.7301 |  | 23069.6193
1 | 2100 | 707 | 0.035 | 15 | 15 | 7 | 3.1623e-12 | 0 | Water | Porous | Wet |  | MinimizeLCOE | IgnoreSilica | 3.4003 | 0.43958 | 0.0084394 |  | 663402.74 |  | 14876.645 |  | 82.6516 | -1.4329e-05 | 152.6746 | [19 empty] | 3162.2777 | 0.033758 | 663402.74 |  | 14876.645
1 | 2100 | 707 | 0.035 | 15 | 15 | 7 | 4.217e-12 | 0 | Water | Porous | Wet |  | MinimizeLCOE | IgnoreSilica | 4.5381 | 0.60297 | 0.012627 |  | 452336.1949 |  | 10143.5291 |  | 83.7801 | -1.4353e-05 | 213.7065 | [19 empty] | 4216.965 | 0.050509 | 452336.1949 |  | 10143.5291
1 | 2100 | 707 | 0.035 | 15 | 15 | 7 | 5.6234e-12 | 0 | Water | Porous | Wet |  | MinimizeLCOE | IgnoreSilica | 6.0138 | 0.81532 | 0.018256 |  | 320446.8761 |  | 7185.9432 |  | 84.6239 | -1.4264e-05 | 296.7367 | [19 empty] | 5623.4133 | 0.073024 | 320446.8761 |  | 7185.9432
1 | 2100 | 707 | 0.035 | 15 | 15 | 7 | 7.4989e-12 | 0 | Water | Porous | Wet |  | MinimizeLCOE | IgnoreSilica | 7.9286 | 1.0912 | 0.025776 |  | 233547.6669 |  | 5237.2496 |  | 85.2596 | -1.4097e-05 | 396.8519 | [19 empty] | 7498.9421 | 0.10311 | 233547.6669 |  | 5237.2496
1 | 2100 | 707 | 0.035 | 15 | 15 | 7 | 1e-11 | 0 | Water | Porous | Wet |  | MinimizeLCOE | IgnoreSilica | 10.4159 | 1.4497 | 0.035781 |  | 174103.8209 |  | 3904.2358 |  | 85.7417 | -1.3882e-05 | 506.8271 | [19 empty] | 10000 | 0.14313 | 174103.8209 |  | 3904.2358
1 | 2100 | 707 | 0.035 | 15 | 15 | 7 | 1.3335e-11 | 0 | Water | Porous | Wet |  | MinimizeLCOE | IgnoreSilica | 13.6218 | 1.9121 | 0.049028 |  | 132311.7767 |  | 2967.0594 |  | 86.1064 | -1.3608e-05 | 633.0387 | [19 empty] | 13335.2143 | 0.19611 | 132311.7767 |  | 2967.0594
1 | 2100 | 707 | 0.035 | 15 | 15 | 7 | 1.7783e-11 | 0 | Water | Porous | Wet |  | MinimizeLCOE | IgnoreSilica | 17.6922 | 2.4992 | 0.066442 |  | 102321.6638 |  | 2294.5384 |  | 86.3811 | -1.3252e-05 | 787.5902 | [19 empty] | 17782.7941 | 0.26577 | 102321.6638 |  | 2294.5384
1 | 2100 | 707 | 0.035 | 15 | 15 | 7 | 2.3714e-11 | 0 | Water | Porous | Wet |  | MinimizeLCOE | IgnoreSilica | 22.8519 | 3.2437 | 0.089187 |  | 80463.358 |  | 1804.3712 |  | 86.5902 | -1.2847e-05 | 954.4688 | [19 empty] | 23713.7371 | 0.35675 | 80463.358 |  | 1804.3712
1 | 2100 | 707 | 0.035 | 15 | 15 | 7 | 3.1623e-11 | 0 | Water | Porous | Wet |  | MinimizeLCOE | IgnoreSilica | 29.2586 | 4.1682 | 0.11852 |  | 64343.0654 |  | 1442.8776 |  | 86.7487 | -1.2368e-05 | 1142.5489 | [19 empty] | 31622.7766 | 0.47408 | 64343.0654 |  | 1442.8776
1 | 2100 | 707 | 0.035 | 15 | 15 | 7 | 4.217e-11 | 0 | Water | Porous | Wet |  | MinimizeLCOE | IgnoreSilica | 37.0271 | 5.2895 | 0.15567 |  | 52351.4058 |  | 1173.9675 |  | 86.8691 | -1.1808e-05 | 1352.268 | [19 empty] | 42169.6503 | 0.62269 | 52351.4058 |  | 1173.9675
1 | 2100 | 707 | 0.035 | 15 | 15 | 7 | 5.6234e-11 | 0 | Water | Porous | Wet |  | MinimizeLCOE | IgnoreSilica | 46.2159 | 6.6161 | 0.20163 |  | 43380.1451 |  | 972.7892 |  | 86.9616 | -1.118e-05 | 1572.8379 | [19 empty] | 56234.1325 | 0.80652 | 43380.1451 |  | 972.7892
1 | 2100 | 707 | 0.035 | 15 | 15 | 7 | 7.4989e-11 | 0 | Water | Porous | Wet |  | MinimizeLCOE | IgnoreSilica | 56.6445 | 8.1223 | 0.25652 |  | 36650.0158 |  | 821.8677 |  | 87.0331 | -1.0483e-05 | 1801.8381 | [19 empty] | 74989.4209 | 1.0261 | 36650.0158 |  | 821.8677
1 | 2100 | 707 | 0.035 | 15 | 15 | 7 | 1e-10 | 0 | Water | Porous | Wet |  | MinimizeLCOE | IgnoreSilica | 67.9091 | 9.75 | 0.31919 |  | 31601.2411 |  | 708.6501 |  | 87.0892 | -9.7325e-06 | 2032.0908 | [19 empty] | 100000 | 1.2768 | 31601.2411 |  | 708.6501
1 | 2200 | 707 | 0.035 | 15 | 15 | 7 | 1e-13 | 0 | Water | Porous | Wet |  | MinimizeLCOE | IgnoreSilica | 0 | 0 | 0 | [5 empty] | 0 | 0 | 13673.6399 | [19 empty] | 100 | 0
1 | 2200 | 707 | 0.035 | 15 | 15 | 7 | 1.3335e-13 | 0 | Water | Porous | Wet |  | MinimizeLCOE | IgnoreSilica | 0 | 0 | 0 | [5 empty] | 0 | 0 | 9791.6716 | [19 empty] | 133.3521 | 0
1 | 2200 | 707 | 0.035 | 15 | 15 | 7 | 1.7783e-13 | 0 | Water | Porous | Wet |  | MinimizeLCOE | IgnoreSilica | 0 | 0 | 0 | [5 empty] | 0 | 0 | 6880.9487 | [19 empty] | 177.8279 | 0
1 | 2200 | 707 | 0.035 | 15 | 15 | 7 | 2.3714e-13 | 0 | Water | Porous | Wet |  | MinimizeLCOE | IgnoreSilica | 0 | 0 | 0 | [5 empty] | 0 | 0 | 4698.4002 | [19 empty] | 237.1374 | 0
1 | 2200 | 707 | 0.035 | 15 | 15 | 7 | 3.1623e-13 | 0 | Water | Porous | Wet |  | MinimizeLCOE | IgnoreSilica | 0 | 0 | 0 | [5 empty] | 0 | 0 | 3061.8214 | [19 empty] | 316.2278 | 0
1 | 2200 | 707 | 0.035 | 15 | 15 | 7 | 4.217e-13 | 0 | Water | Porous | Wet |  | MinimizeLCOE | IgnoreSilica | 0 | 0 | 0 | [5 empty] | 0 | 0 | 1834.6165 | [19 empty] | 421.6965 | 0
1 | 2200 | 707 | 0.035 | 15 | 15 | 7 | 5.6234e-13 | 0 | Water | Porous | Wet |  | MinimizeLCOE | IgnoreSilica | 0 | 0 | 0 | [5 empty] | 0 | 0 | 914.3737 | [19 empty] | 562.3413 | 0
1 | 2200 | 707 | 0.035 | 15 | 15 | 7 | 7.4989e-13 | 0 | Water | Porous | Wet |  | MinimizeLCOE | IgnoreSilica | 0.74446 | 0.069454 | 0.00013433 |  | 40882646.6586 |  | 916783.4027 |  | 70.8262 | -1.247e-05 | 63.8279 | [19 empty] | 749.8942 | 0.00053731 | 40882646.6586 |  | 916783.4027
1 | 2200 | 707 | 0.035 | 15 | 15 | 7 | 1e-12 | 0 | Water | Porous | Wet |  | MinimizeLCOE | IgnoreSilica | 1.139 | 0.12653 | 0.0010882 |  | 5099038.3562 |  | 114344.6943 |  | 76.7966 | -1.468e-05 | 17.1489 | [19 empty] | 1000 | 0.0043529 | 5099038.3562 |  | 114344.6943
1 | 2200 | 707 | 0.035 | 15 | 15 | 7 | 1.3335e-12 | 0 | Water | Porous | Wet |  | MinimizeLCOE | IgnoreSilica | 1.6142 | 0.19777 | 0.002604 |  | 2155274.3824 |  | 48331.5035 |  | 80.5025 | -1.579e-05 | 13.1978 | [19 empty] | 1333.5214 | 0.010416 | 2155274.3824 |  | 48331.5035
1 | 2200 | 707 | 0.035 | 15 | 15 | 7 | 1.7783e-12 | 0 | Water | Porous | Wet |  | MinimizeLCOE | IgnoreSilica | 2.2088 | 0.28839 | 0.0048034 |  | 1183739.049 |  | 26545.0601 |  | 83.0565 | -1.6303e-05 | 85.9314 | [19 empty] | 1778.2794 | 0.019214 | 1183739.049 |  | 26545.0601
1 | 2200 | 707 | 0.035 | 15 | 15 | 7 | 2.3714e-12 | 0 | Water | Porous | Wet |  | MinimizeLCOE | IgnoreSilica | 2.9787 | 0.40678 | 0.0078708 |  | 733737.3174 |  | 16453.8808 |  | 84.9304 | -1.6548e-05 | 160.6327 | [19 empty] | 2371.3737 | 0.031483 | 733737.3174 |  | 16453.8808
1 | 2200 | 707 | 0.035 | 15 | 15 | 7 | 3.1623e-12 | 0 | Water | Porous | Wet |  | MinimizeLCOE | IgnoreSilica | 3.9922 | 0.56341 | 0.012064 |  | 487846.7392 |  | 10939.8444 |  | 86.3392 | -1.6672e-05 | 220.5895 | [19 empty] | 3162.2777 | 0.048256 | 487846.7392 |  | 10939.8444
1 | 2200 | 707 | 0.035 | 15 | 15 | 7 | 4.217e-12 | 0 | Water | Porous | Wet |  | MinimizeLCOE | IgnoreSilica | 5.3 | 0.76608 | 0.017723 |  | 339639.6307 |  | 7616.3361 |  | 87.3849 | -1.6614e-05 | 294.7745 | [19 empty] | 4216.965 | 0.070891 | 339639.6307 |  | 7616.3361
1 | 2200 | 707 | 0.035 | 15 | 15 | 7 | 5.6234e-12 | 0 | Water | Porous | Wet |  | MinimizeLCOE | IgnoreSilica | 7.0077 | 1.0312 | 0.025308 |  | 244374.1525 |  | 5480.0309 |  | 88.1763 | -1.648e-05 | 418.0868 | [19 empty] | 5623.4133 | 0.10123 | 244374.1525 |  | 5480.0309
1 | 2200 | 707 | 0.035 | 15 | 15 | 7 | 7.4989e-12 | 0 | Water | Porous | Wet |  | MinimizeLCOE | IgnoreSilica | 9.2346 | 1.3771 | 0.035428 |  | 180344.52 |  | 4044.182 |  | 88.7763 | -1.6287e-05 | 524.7693 | [19 empty] | 7498.9421 | 0.14171 | 180344.52 |  | 4044.182
1 | 2200 | 707 | 0.035 | 15 | 15 | 7 | 1e-11 | 0 | Water | Porous | Wet |  | MinimizeLCOE | IgnoreSilica | 12.0897 | 1.821 | 0.048846 |  | 135901.4919 |  | 3047.5579 |  | 89.2266 | -1.5983e-05 | 674.0198 | [19 empty] | 10000 | 0.19538 | 135901.4919 |  | 3047.5579
1 | 2200 | 707 | 0.035 | 15 | 15 | 7 | 1.3335e-11 | 0 | Water | Porous | Wet |  | MinimizeLCOE | IgnoreSilica | 15.7554 | 2.3911 | 0.066561 |  | 104307.7668 |  | 2339.0763 |  | 89.5682 | -1.5615e-05 | 837.2175 | [19 empty] | 13335.2143 | 0.26625 | 104307.7668 |  | 2339.0763
1 | 2200 | 707 | 0.035 | 15 | 15 | 7 | 1.7783e-11 | 0 | Water | Porous | Wet |  | MinimizeLCOE | IgnoreSilica | 20.4159 | 3.116 | 0.089794 |  | 81438.2419 |  | 1826.2328 |  | 89.8273 | -1.5176e-05 | 1021.2532 | [19 empty] | 17782.7941 | 0.35918 | 81438.2419 |  | 1826.2328
1 | 2200 | 707 | 0.035 | 15 | 15 | 7 | 2.3714e-11 | 0 | Water | Porous | Wet |  | MinimizeLCOE | IgnoreSilica | 26.2307 | 4.0206 | 0.11994 |  | 64652.8006 |  | 1449.8233 |  | 90.0231 | -1.4638e-05 | 1236.4785 | [19 empty] | 23713.7371 | 0.47974 | 64652.8006 |  | 1449.8233
1 | 2200 | 707 | 0.035 | 15 | 15 | 7 | 3.1623e-11 | 0 | Water | Porous | Wet |  | MinimizeLCOE | IgnoreSilica | 33.4197 | 5.1393 | 0.15857 |  | 52202.7369 |  | 1170.6337 |  | 90.1727 | -1.4033e-05 | 1466.1876 | [19 empty] | 31622.7766 | 0.63429 | 52202.7369 |  | 1170.6337
1 | 2200 | 707 | 0.035 | 15 | 15 | 7 | 4.217e-11 | 0 | Water | Porous | Wet |  | MinimizeLCOE | IgnoreSilica | 42.0554 | 6.4833 | 0.20707 |  | 42898.3097 |  | 961.9842 |  | 90.287 | -1.3339e-05 | 1716.0866 | [19 empty] | 42169.6503 | 0.82828 | 42898.3097 |  | 961.9842
1 | 2200 | 707 | 0.035 | 15 | 15 | 7 | 5.6234e-11 | 0 | Water | Porous | Wet |  | MinimizeLCOE | IgnoreSilica | 52.0897 | 8.0456 | 0.26623 |  | 35912.2614 |  | 805.3237 |  | 90.375 | -1.2559e-05 | 1980.825 | [19 empty] | 56234.1325 | 1.0649 | 35912.2614 |  | 805.3237
1 | 2200 | 707 | 0.035 | 15 | 15 | 7 | 7.4989e-11 | 0 | Water | Porous | Wet |  | MinimizeLCOE | IgnoreSilica | 63.2929 | 9.7906 | 0.33574 |  | 30657.7041 |  | 687.4916 |  | 90.4438 | -1.1711e-05 | 2248.9459 | [19 empty] | 74989.4209 | 1.3429 | 30657.7041 |  | 687.4916
1 | 2200 | 707 | 0.035 | 15 | 15 | 7 | 1e-10 | 0 | Water | Porous | Wet |  | MinimizeLCOE | IgnoreSilica | 75.1512 | 11.6387 | 0.41353 |  | 26708.9938 |  | 598.9427 |  | 90.4983 | -1.0815e-05 | 2513.7024 | [19 empty] | 100000 | 1.6541 | 26708.9938 |  | 598.9427
1 | 2300 | 707 | 0.035 | 15 | 15 | 7 | 1e-13 | 0 | Water | Porous | Wet |  | MinimizeLCOE | IgnoreSilica | 0 | 0 | 0 | [5 empty] | 0 | 0 | 12981.0512 | [19 empty] | 100 | 0
1 | 2300 | 707 | 0.035 | 15 | 15 | 7 | 1.3335e-13 | 0 | Water | Porous | Wet |  | MinimizeLCOE | IgnoreSilica | 0 | 0 | 0 | [5 empty] | 0 | 0 | 9225.7559 | [19 empty] | 133.3521 | 0
1 | 2300 | 707 | 0.035 | 15 | 15 | 7 | 1.7783e-13 | 0 | Water | Porous | Wet |  | MinimizeLCOE | IgnoreSilica | 0 | 0 | 0 | [5 empty] | 0 | 0 | 6410.2243 | [19 empty] | 177.8279 | 0
1 | 2300 | 707 | 0.035 | 15 | 15 | 7 | 2.3714e-13 | 0 | Water | Porous | Wet |  | MinimizeLCOE | IgnoreSilica | 0 | 0 | 0 | [5 empty] | 0 | 0 | 4299.1737 | [19 empty] | 237.1374 | 0
1 | 2300 | 707 | 0.035 | 15 | 15 | 7 | 3.1623e-13 | 0 | Water | Porous | Wet |  | MinimizeLCOE | IgnoreSilica | 0 | 0 | 0 | [5 empty] | 0 | 0 | 2716.2758 | [19 empty] | 316.2278 | 0
1 | 2300 | 707 | 0.035 | 15 | 15 | 7 | 4.217e-13 | 0 | Water | Porous | Wet |  | MinimizeLCOE | IgnoreSilica | 0 | 0 | 0 | [5 empty] | 0 | 0 | 1529.363 | [19 empty] | 421.6965 | 0
1 | 2300 | 707 | 0.035 | 15 | 15 | 7 | 5.6234e-13 | 0 | Water | Porous | Wet |  | MinimizeLCOE | IgnoreSilica | 0 | 0 | 0 | [5 empty] | 0 | 0 | 639.3559 | [19 empty] | 562.3413 | 0
1 | 2300 | 707 | 0.035 | 15 | 15 | 7 | 7.4989e-13 | 0 | Water | Porous | Wet |  | MinimizeLCOE | IgnoreSilica | 0.93431 | 0.1022 | 0.00059087 |  | 9693380.5356 |  | 217371.6997 |  | 76.2338 | -1.5597e-05 | 23.9145 | [19 empty] | 749.8942 | 0.0023635 | 9693380.5356 |  | 217371.6997
1 | 2300 | 707 | 0.035 | 15 | 15 | 7 | 1e-12 | 0 | Water | Porous | Wet |  | MinimizeLCOE | IgnoreSilica | 1.3707 | 0.17119 | 0.001975 |  | 2932698.236 |  | 65765.0443 |  | 81.2623 | -1.7537e-05 | 34.596 | [19 empty] | 1000 | 0.0078999 | 2932698.236 |  | 65765.0443
1 | 2300 | 707 | 0.035 | 15 | 15 | 7 | 1.3335e-12 | 0 | Water | Porous | Wet |  | MinimizeLCOE | IgnoreSilica | 1.9115 | 0.25894 | 0.0040674 |  | 1442163.6805 |  | 32340.1696 |  | 84.5894 | -1.8557e-05 | 25.4564 | [19 empty] | 1333.5214 | 0.01627 | 1442163.6805 |  | 32340.1696
1 | 2300 | 707 | 0.035 | 15 | 15 | 7 | 1.7783e-12 | 0 | Water | Porous | Wet |  | MinimizeLCOE | IgnoreSilica | 2.5961 | 0.37147 | 0.0070424 |  | 845279.9716 |  | 18955.1977 |  | 86.9412 | -1.9027e-05 | 107.119 | [19 empty] | 1778.2794 | 0.02817 | 845279.9716 |  | 18955.1977
1 | 2300 | 707 | 0.035 | 15 | 15 | 7 | 2.3714e-12 | 0 | Water | Porous | Wet |  | MinimizeLCOE | IgnoreSilica | 3.4781 | 0.51748 | 0.011148 |  | 543397.3968 |  | 12185.5544 |  | 88.6721 | -1.9192e-05 | 212.1422 | [19 empty] | 2371.3737 | 0.044591 | 543397.3968 |  | 12185.5544
1 | 2300 | 707 | 0.035 | 15 | 15 | 7 | 3.1623e-12 | 0 | Water | Porous | Wet |  | MinimizeLCOE | IgnoreSilica | 4.6307 | 0.70906 | 0.016724 |  | 369921.2151 |  | 8295.3932 |  | 89.976 | -1.921e-05 | 316.4461 | [19 empty] | 3162.2777 | 0.066898 | 369921.2151 |  | 8295.3932
1 | 2300 | 707 | 0.035 | 15 | 15 | 7 | 4.217e-12 | 0 | Water | Porous | Wet |  | MinimizeLCOE | IgnoreSilica | 6.1381 | 0.96018 | 0.024229 |  | 261916.4838 |  | 5873.4134 |  | 90.9624 | -1.9123e-05 | 424.6335 | [19 empty] | 4216.965 | 0.096916 | 261916.4838 |  | 5873.4134
1 | 2300 | 707 | 0.035 | 15 | 15 | 7 | 5.6234e-12 | 0 | Water | Porous | Wet |  | MinimizeLCOE | IgnoreSilica | 8.1092 | 1.289 | 0.034269 |  | 190932.137 |  | 4281.6067 |  | 91.7103 | -1.8961e-05 | 554.4849 | [19 empty] | 5623.4133 | 0.13708 | 190932.137 |  | 4281.6067
1 | 2300 | 707 | 0.035 | 15 | 15 | 7 | 7.4989e-12 | 0 | Water | Porous | Wet |  | MinimizeLCOE | IgnoreSilica | 10.6398 | 1.7115 | 0.047616 |  | 142452.3307 |  | 3194.4588 |  | 92.2708 | -1.8657e-05 | 694.2857 | [19 empty] | 7498.9421 | 0.19046 | 142452.3307 |  | 3194.4588
1 | 2300 | 707 | 0.035 | 15 | 15 | 7 | 1e-11 | 0 | Water | Porous | Wet |  | MinimizeLCOE | IgnoreSilica | 13.8996 | 2.2559 | 0.065288 |  | 108396.8562 |  | 2430.7731 |  | 92.6959 | -1.8274e-05 | 870.2284 | [19 empty] | 10000 | 0.26115 | 108396.8562 |  | 2430.7731
1 | 2300 | 707 | 0.035 | 15 | 15 | 7 | 1.3335e-11 | 0 | Water | Porous | Wet |  | MinimizeLCOE | IgnoreSilica | 18.0406 | 2.9478 | 0.088527 |  | 83961.801 |  | 1882.823 |  | 93.0168 | -1.7781e-05 | 1080.8779 | [19 empty] | 13335.2143 | 0.35411 | 83961.801 |  | 1882.823
1 | 2300 | 707 | 0.035 | 15 | 15 | 7 | 1.7783e-11 | 0 | Water | Porous | Wet |  | MinimizeLCOE | IgnoreSilica | 23.2929 | 3.8255 | 0.1189 |  | 66142.5937 |  | 1483.2316 |  | 93.2616 | -1.7222e-05 | 1307.4482 | [19 empty] | 17782.7941 | 0.4756 | 66142.5937 |  | 1483.2316
1 | 2300 | 707 | 0.035 | 15 | 15 | 7 | 2.3714e-11 | 0 | Water | Porous | Wet |  | MinimizeLCOE | IgnoreSilica | 29.8265 | 4.9175 | 0.15813 |  | 52984.4 |  | 1188.1623 |  | 93.4475 | -1.6564e-05 | 1561.5544 | [19 empty] | 23713.7371 | 0.63252 | 52984.4 |  | 1188.1623
1 | 2300 | 707 | 0.035 | 15 | 15 | 7 | 3.1623e-11 | 0 | Water | Porous | Wet |  | MinimizeLCOE | IgnoreSilica | 37.7776 | 6.2468 | 0.20796 |  | 43175.8645 |  | 968.2083 |  | 93.589 | -1.5798e-05 | 1844.0587 | [19 empty] | 31622.7766 | 0.83184 | 43175.8645 |  | 968.2083
1 | 2300 | 707 | 0.035 | 15 | 15 | 7 | 4.217e-11 | 0 | Water | Porous | Wet |  | MinimizeLCOE | IgnoreSilica | 47.2512 | 7.831 | 0.26993 |  | 35815.9338 |  | 803.1636 |  | 93.6981 | -1.4946e-05 | 2139.6685 | [19 empty] | 42169.6503 | 1.0797 | 35815.9338 |  | 803.1636
1 | 2300 | 707 | 0.035 | 15 | 15 | 7 | 5.6234e-11 | 0 | Water | Porous | Wet |  | MinimizeLCOE | IgnoreSilica | 58.1138 | 9.6481 | 0.34453 |  | 30272.8292 |  | 678.8608 |  | 93.7828 | -1.4004e-05 | 2446.5332 | [19 empty] | 56234.1325 | 1.3781 | 30272.8292 |  | 678.8608
1 | 2300 | 707 | 0.035 | 15 | 15 | 7 | 7.4989e-11 | 0 | Water | Porous | Wet |  | MinimizeLCOE | IgnoreSilica | 70.024 | 11.6416 | 0.43071 |  | 26094.5965 |  | 585.165 |  | 93.8497 | -1.2993e-05 | 2753.4619 | [19 empty] | 74989.4209 | 1.7228 | 26094.5965 |  | 585.165
1 | 2300 | 707 | 0.035 | 15 | 15 | 7 | 1e-10 | 0 | Water | Porous | Wet |  | MinimizeLCOE | IgnoreSilica | 82.3797 | 13.7109 | 0.52525 |  | 22950.379 |  | 514.6567 |  | 93.9032 | -1.1942e-05 | 3052.8461 | [19 empty] | 100000 | 2.101 | 22950.379 |  | 514.6567
1 | 2400 | 707 | 0.035 | 15 | 15 | 7 | 1e-13 | 0 | Water | Porous | Wet |  | MinimizeLCOE | IgnoreSilica | 0 | 0 | 0 | [5 empty] | 0 | 0 | 12308.2646 | [19 empty] | 100 | 0
1 | 2400 | 707 | 0.035 | 15 | 15 | 7 | 1.3335e-13 | 0 | Water | Porous | Wet |  | MinimizeLCOE | IgnoreSilica | 0 | 0 | 0 | [5 empty] | 0 | 0 | 8675.0289 | [19 empty] | 133.3521 | 0
1 | 2400 | 707 | 0.035 | 15 | 15 | 7 | 1.7783e-13 | 0 | Water | Porous | Wet |  | MinimizeLCOE | IgnoreSilica | 0 | 0 | 0 | [5 empty] | 0 | 0 | 5951.2013 | [19 empty] | 177.8279 | 0
1 | 2400 | 707 | 0.035 | 15 | 15 | 7 | 2.3714e-13 | 0 | Water | Porous | Wet |  | MinimizeLCOE | IgnoreSilica | 0 | 0 | 0 | [5 empty] | 0 | 0 | 3909.0174 | [19 empty] | 237.1374 | 0
1 | 2400 | 707 | 0.035 | 15 | 15 | 7 | 3.1623e-13 | 0 | Water | Porous | Wet |  | MinimizeLCOE | IgnoreSilica | 0 | 0 | 0 | [5 empty] | 0 | 0 | 2377.8184 | [19 empty] | 316.2278 | 0
1 | 2400 | 707 | 0.035 | 15 | 15 | 7 | 4.217e-13 | 0 | Water | Porous | Wet |  | MinimizeLCOE | IgnoreSilica | 0 | 0 | 0 | [5 empty] | 0 | 0 | 1229.706 | [19 empty] | 421.6965 | 0
1 | 2400 | 707 | 0.035 | 15 | 15 | 7 | 5.6234e-13 | 0 | Water | Porous | Wet |  | MinimizeLCOE | IgnoreSilica | 0.72964 | 0.074724 | 9.6963e-05 |  | 60894252.4274 |  | 1365538.7923 |  | 73.9161 | -1.5564e-05 | 69.8393 | [19 empty] | 562.3413 | 0.00038785 | 60894252.4274 |  | 1365538.7923
1 | 2400 | 707 | 0.035 | 15 | 15 | 7 | 7.4989e-13 | 0 | Water | Porous | Wet |  | MinimizeLCOE | IgnoreSilica | 1.139 | 0.14191 | 0.0012744 |  | 4685595.2578 |  | 105073.3334 |  | 81.168 | -1.8963e-05 | 57.1871 | [19 empty] | 749.8942 | 0.0050977 | 4685595.2578 |  | 105073.3334
1 | 2400 | 707 | 0.035 | 15 | 15 | 7 | 1e-12 | 0 | Water | Porous | Wet |  | MinimizeLCOE | IgnoreSilica | 1.6142 | 0.22331 | 0.0031896 |  | 1894583.3326 |  | 42485.5702 |  | 85.4793 | -2.0535e-05 | 26.0031 | [19 empty] | 1000 | 0.012758 | 1894583.3326 |  | 42485.5702
1 | 2400 | 707 | 0.035 | 15 | 15 | 7 | 1.3335e-12 | 0 | Water | Porous | Wet |  | MinimizeLCOE | IgnoreSilica | 2.2282 | 0.33056 | 0.0059981 |  | 1021792.4786 |  | 22913.4477 |  | 88.5402 | -2.1513e-05 | 66.0453 | [19 empty] | 1333.5214 | 0.023992 | 1021792.4786 |  | 22913.4477
1 | 2400 | 707 | 0.035 | 15 | 15 | 7 | 1.7783e-12 | 0 | Water | Porous | Wet |  | MinimizeLCOE | IgnoreSilica | 2.9982 | 0.46646 | 0.0099327 |  | 627131.7132 |  | 14063.2761 |  | 90.7098 | -2.1855e-05 | 196.3479 | [19 empty] | 1778.2794 | 0.039731 | 627131.7132 |  | 14063.2761
1 | 2400 | 707 | 0.035 | 15 | 15 | 7 | 2.3714e-12 | 0 | Water | Porous | Wet |  | MinimizeLCOE | IgnoreSilica | 4.0071 | 0.64557 | 0.015324 |  | 414552.4028 |  | 9296.2368 |  | 92.3455 | -2.2005e-05 | 309.2595 | [19 empty] | 2371.3737 | 0.061296 | 414552.4028 |  | 9296.2368
1 | 2400 | 707 | 0.035 | 15 | 15 | 7 | 3.1623e-12 | 0 | Water | Porous | Wet |  | MinimizeLCOE | IgnoreSilica | 5.3339 | 0.88192 | 0.02262 |  | 287605.2838 |  | 6449.4785 |  | 93.5854 | -2.2036e-05 | 410.3884 | [19 empty] | 3162.2777 | 0.09048 | 287605.2838 |  | 6449.4785
1 | 2400 | 707 | 0.035 | 15 | 15 | 7 | 4.217e-12 | 0 | Water | Porous | Wet |  | MinimizeLCOE | IgnoreSilica | 7.0466 | 1.1876 | 0.032403 |  | 206526.1318 |  | 4631.2982 |  | 94.5126 | -2.1868e-05 | 553.1841 | [19 empty] | 4216.965 | 0.12961 | 206526.1318 |  | 4631.2982
1 | 2400 | 707 | 0.035 | 15 | 15 | 7 | 5.6234e-12 | 0 | Water | Porous | Wet |  | MinimizeLCOE | IgnoreSilica | 9.2781 | 1.5863 | 0.045459 |  | 152270.8613 |  | 3414.637 |  | 95.2168 | -2.1612e-05 | 705.835 | [19 empty] | 5623.4133 | 0.18184 | 152270.8613 |  | 3414.637
1 | 2400 | 707 | 0.035 | 15 | 15 | 7 | 7.4989e-12 | 0 | Water | Porous | Wet |  | MinimizeLCOE | IgnoreSilica | 12.146 | 2.0991 | 0.062784 |  | 114723.5155 |  | 2572.6469 |  | 95.7475 | -2.1221e-05 | 893.9767 | [19 empty] | 7498.9421 | 0.25113 | 114723.5155 |  | 2572.6469
1 | 2400 | 707 | 0.035 | 15 | 15 | 7 | 1e-11 | 0 | Water | Porous | Wet |  | MinimizeLCOE | IgnoreSilica | 15.8239 | 2.7569 | 0.085664 |  | 88080.6776 |  | 1975.1878 |  | 96.1499 | -2.0731e-05 | 1120.5994 | [19 empty] | 10000 | 0.34266 | 88080.6776 |  | 1975.1878
1 | 2400 | 707 | 0.035 | 15 | 15 | 7 | 1.3335e-11 | 0 | Water | Porous | Wet |  | MinimizeLCOE | IgnoreSilica | 20.487 | 3.5912 | 0.11567 |  | 68811.7647 |  | 1543.0871 |  | 96.4547 | -2.0125e-05 | 1360.9206 | [19 empty] | 13335.2143 | 0.46269 | 68811.7647 |  | 1543.0871
1 | 2400 | 707 | 0.035 | 15 | 15 | 7 | 1.7783e-11 | 0 | Water | Porous | Wet |  | MinimizeLCOE | IgnoreSilica | 26.3452 | 4.6395 | 0.1547 |  | 54668.9386 |  | 1225.9376 |  | 96.6866 | -1.9418e-05 | 1637.9339 | [19 empty] | 17782.7941 | 0.61881 | 54668.9386 |  | 1225.9376
1 | 2400 | 707 | 0.035 | 15 | 15 | 7 | 2.3714e-11 | 0 | Water | Porous | Wet |  | MinimizeLCOE | IgnoreSilica | 33.5829 | 5.935 | 0.20482 |  | 44169.4949 |  | 990.4902 |  | 96.8634 | -1.8601e-05 | 1945.3758 | [19 empty] | 23713.7371 | 0.81928 | 44169.4949 |  | 990.4902
1 | 2400 | 707 | 0.035 | 15 | 15 | 7 | 3.1623e-11 | 0 | Water | Porous | Wet |  | MinimizeLCOE | IgnoreSilica | 42.3527 | 7.5051 | 0.26807 |  | 36308.2219 |  | 814.203 |  | 96.999 | -1.7682e-05 | 2271.4176 | [19 empty] | 31622.7766 | 1.0723 | 36308.2219 |  | 814.203
1 | 2400 | 707 | 0.035 | 15 | 15 | 7 | 4.217e-11 | 0 | Water | Porous | Wet |  | MinimizeLCOE | IgnoreSilica | 52.6427 | 9.3479 | 0.3458 |  | 30388.5745 |  | 681.4564 |  | 97.1037 | -1.6649e-05 | 2616.9532 | [19 empty] | 42169.6503 | 1.3832 | 30388.5745 |  | 681.4564
1 | 2400 | 707 | 0.035 | 15 | 15 | 7 | 5.6234e-11 | 0 | Water | Porous | Wet |  | MinimizeLCOE | IgnoreSilica | 64.2675 | 11.4307 | 0.4381 |  | 25918.4904 |  | 581.2158 |  | 97.1857 | -1.5522e-05 | 2970.6487 | [19 empty] | 56234.1325 | 1.7524 | 25918.4904 |  | 581.2158
1 | 2400 | 707 | 0.035 | 15 | 15 | 7 | 7.4989e-11 | 0 | Water | Porous | Wet |  | MinimizeLCOE | IgnoreSilica | 76.7908 | 13.6758 | 0.5429 |  | 22543.1291 |  | 505.5242 |  | 97.2511 | -1.4329e-05 | 3319.9828 | [19 empty] | 74989.4209 | 2.1716 | 22543.1291 |  | 505.5242
1 | 2400 | 707 | 0.035 | 15 | 15 | 7 | 1e-10 | 0 | Water | Porous | Wet |  | MinimizeLCOE | IgnoreSilica | 89.5487 | 15.9646 | 0.65569 |  | 20000.3217 |  | 448.5023 |  | 97.3041 | -1.3114e-05 | 3653.79 | [19 empty] | 100000 | 2.6228 | 20000.3217 |  | 448.5023
1 | 2500 | 707 | 0.035 | 15 | 15 | 7 | 1e-13 | 0 | Water | Porous | Wet |  | MinimizeLCOE | IgnoreSilica | 0 | 0 | 0 | [5 empty] | 0 | 0 | 11655.8326 | [19 empty] | 100 | 0
1 | 2500 | 707 | 0.035 | 15 | 15 | 7 | 1.3335e-13 | 0 | Water | Porous | Wet |  | MinimizeLCOE | IgnoreSilica | 0 | 0 | 0 | [5 empty] | 0 | 0 | 8139.9965 | [19 empty] | 133.3521 | 0
1 | 2500 | 707 | 0.035 | 15 | 15 | 7 | 1.7783e-13 | 0 | Water | Porous | Wet |  | MinimizeLCOE | IgnoreSilica | 0 | 0 | 0 | [5 empty] | 0 | 0 | 5504.3535 | [19 empty] | 177.8279 | 0
1 | 2500 | 707 | 0.035 | 15 | 15 | 7 | 2.3714e-13 | 0 | Water | Porous | Wet |  | MinimizeLCOE | IgnoreSilica | 0 | 0 | 0 | [5 empty] | 0 | 0 | 3528.3827 | [19 empty] | 237.1374 | 0
1 | 2500 | 707 | 0.035 | 15 | 15 | 7 | 3.1623e-13 | 0 | Water | Porous | Wet |  | MinimizeLCOE | IgnoreSilica | 0 | 0 | 0 | [5 empty] | 0 | 0 | 2046.8845 | [19 empty] | 316.2278 | 0
1 | 2500 | 707 | 0.035 | 15 | 15 | 7 | 4.217e-13 | 0 | Water | Porous | Wet |  | MinimizeLCOE | IgnoreSilica | 0 | 0 | 0 | [5 empty] | 0 | 0 | 936.0695 | [19 empty] | 421.6965 | 0
1 | 2500 | 707 | 0.035 | 15 | 15 | 7 | 5.6234e-13 | 0 | Water | Porous | Wet |  | MinimizeLCOE | IgnoreSilica | 0.89541 | 0.10655 | 0.00056614 |  | 10856652.4408 |  | 243457.7891 |  | 79.3713 | -1.9132e-05 | 10.3371 | [19 empty] | 562.3413 | 0.0022646 | 10856652.4408 |  | 243457.7891
1 | 2500 | 707 | 0.035 | 15 | 15 | 7 | 7.4989e-13 | 0 | Water | Porous | Wet |  | MinimizeLCOE | IgnoreSilica | 1.3364 | 0.18521 | 0.0022299 |  | 2789262.7057 |  | 62548.5374 |  | 85.558 | -2.2162e-05 | 25.7136 | [19 empty] | 749.8942 | 0.0089198 | 2789262.7057 |  | 62548.5374
1 | 2500 | 707 | 0.035 | 15 | 15 | 7 | 1e-12 | 0 | Water | Porous | Wet |  | MinimizeLCOE | IgnoreSilica | 1.8773 | 0.28487 | 0.0047977 |  | 1313789.7317 |  | 29461.415 |  | 89.5641 | -2.3796e-05 | 65.9001 | [19 empty] | 1000 | 0.019191 | 1313789.7317 |  | 29461.415
1 | 2500 | 707 | 0.035 | 15 | 15 | 7 | 1.3335e-12 | 0 | Water | Porous | Wet |  | MinimizeLCOE | IgnoreSilica | 2.5572 | 0.41217 | 0.0084835 |  | 754466.3916 |  | 16918.7252 |  | 92.3672 | -2.4591e-05 | 171.1886 | [19 empty] | 1333.5214 | 0.033934 | 754466.3916 |  | 16918.7252
1 | 2500 | 707 | 0.035 | 15 | 15 | 7 | 1.7783e-12 | 0 | Water | Porous | Wet |  | MinimizeLCOE | IgnoreSilica | 3.4392 | 0.57875 | 0.013598 |  | 479373.0322 |  | 10749.8236 |  | 94.439 | -2.4995e-05 | 281.0928 | [19 empty] | 1778.2794 | 0.054393 | 479373.0322 |  | 10749.8236
1 | 2500 | 707 | 0.035 | 15 | 15 | 7 | 2.3714e-12 | 0 | Water | Porous | Wet |  | MinimizeLCOE | IgnoreSilica | 4.5964 | 0.79839 | 0.020571 |  | 323975.1391 |  | 7265.0637 |  | 95.9988 | -2.5187e-05 | 381.5275 | [19 empty] | 2371.3737 | 0.082282 | 323975.1391 |  | 7265.0637
1 | 2500 | 707 | 0.035 | 15 | 15 | 7 | 3.1623e-12 | 0 | Water | Porous | Wet |  | MinimizeLCOE | IgnoreSilica | 6.0844 | 1.0816 | 0.02996 |  | 228327.0046 |  | 5120.1775 |  | 97.1584 | -2.5082e-05 | 539.8966 | [19 empty] | 3162.2777 | 0.11984 | 228327.0046 |  | 5120.1775
1 | 2500 | 707 | 0.035 | 15 | 15 | 7 | 4.217e-12 | 0 | Water | Porous | Wet |  | MinimizeLCOE | IgnoreSilica | 8.0212 | 1.4508 | 0.042527 |  | 165959.4415 |  | 3721.6001 |  | 98.0378 | -2.4845e-05 | 711.7954 | [19 empty] | 4216.965 | 0.17011 | 165959.4415 |  | 3721.6001
1 | 2500 | 707 | 0.035 | 15 | 15 | 7 | 5.6234e-12 | 0 | Water | Porous | Wet |  | MinimizeLCOE | IgnoreSilica | 10.5233 | 1.9283 | 0.059253 |  | 123599.6071 |  | 2771.6911 |  | 98.7031 | -2.4467e-05 | 913.5328 | [19 empty] | 5623.4133 | 0.23701 | 123599.6071 |  | 2771.6911
1 | 2500 | 707 | 0.035 | 15 | 15 | 7 | 7.4989e-12 | 0 | Water | Porous | Wet |  | MinimizeLCOE | IgnoreSilica | 13.7487 | 2.5441 | 0.081413 |  | 93956.0759 |  | 2106.9421 |  | 99.2084 | -2.398e-05 | 1139.0845 | [19 empty] | 7498.9421 | 0.32565 | 93956.0759 |  | 2106.9421
1 | 2500 | 707 | 0.035 | 15 | 15 | 7 | 1e-11 | 0 | Water | Porous | Wet |  | MinimizeLCOE | IgnoreSilica | 17.8749 | 3.3322 | 0.11062 |  | 72739.076 |  | 1631.1561 |  | 99.592 | -2.3382e-05 | 1393.4111 | [19 empty] | 10000 | 0.44246 | 72739.076 |  | 1631.1561
1 | 2500 | 707 | 0.035 | 15 | 15 | 7 | 1.3335e-11 | 0 | Water | Porous | Wet |  | MinimizeLCOE | IgnoreSilica | 23.0714 | 4.3249 | 0.14878 |  | 57287.5128 |  | 1284.6585 |  | 99.8821 | -2.2633e-05 | 1692.7743 | [19 empty] | 13335.2143 | 0.5951 | 57287.5128 |  | 1284.6585
1 | 2500 | 707 | 0.035 | 15 | 15 | 7 | 1.7783e-11 | 0 | Water | Porous | Wet |  | MinimizeLCOE | IgnoreSilica | 29.5681 | 5.5663 | 0.19819 |  | 45881.4542 |  | 1028.8804 |  | 100.1035 | -2.1771e-05 | 2020.4195 | [19 empty] | 17782.7941 | 0.79278 | 45881.4542 |  | 1028.8804
1 | 2500 | 707 | 0.035 | 15 | 15 | 7 | 2.3714e-11 | 0 | Water | Porous | Wet |  | MinimizeLCOE | IgnoreSilica | 37.5218 | 7.0864 | 0.26124 |  | 37373.1999 |  | 838.0849 |  | 100.2723 | -2.0771e-05 | 2382.2713 | [19 empty] | 23713.7371 | 1.0449 | 37373.1999 |  | 838.0849
1 | 2500 | 707 | 0.035 | 15 | 15 | 7 | 3.1623e-11 | 0 | Water | Porous | Wet |  | MinimizeLCOE | IgnoreSilica | 47.0855 | 8.9148 | 0.34017 |  | 30977.6432 |  | 694.6661 |  | 100.4027 | -1.9667e-05 | 2759.9718 | [19 empty] | 31622.7766 | 1.3607 | 30977.6432 |  | 694.6661
1 | 2500 | 707 | 0.035 | 15 | 15 | 7 | 4.217e-11 | 0 | Water | Porous | Wet |  | MinimizeLCOE | IgnoreSilica | 58.1675 | 11.0342 | 0.43611 |  | 26146.7585 |  | 586.3347 |  | 100.5039 | -1.8436e-05 | 3156.7242 | [19 empty] | 42169.6503 | 1.7444 | 26146.7585 |  | 586.3347
1 | 2500 | 707 | 0.035 | 15 | 15 | 7 | 5.6234e-11 | 0 | Water | Porous | Wet |  | MinimizeLCOE | IgnoreSilica | 70.5085 | 13.3956 | 0.54842 |  | 22490.6861 |  | 504.3482 |  | 100.5839 | -1.7109e-05 | 3556.9743 | [19 empty] | 56234.1325 | 2.1937 | 22490.6861 |  | 504.3482
1 | 2500 | 707 | 0.035 | 15 | 15 | 7 | 7.4989e-11 | 0 | Water | Porous | Wet |  | MinimizeLCOE | IgnoreSilica | 83.5855 | 15.8996 | 0.67384 |  | 19726.0421 |  | 442.3517 |  | 100.6483 | -1.5727e-05 | 3946.3545 | [19 empty] | 74989.4209 | 2.6953 | 19726.0421 |  | 442.3517
1 | 2500 | 707 | 0.035 | 15 | 15 | 7 | 1e-10 | 0 | Water | Porous | Wet |  | MinimizeLCOE | IgnoreSilica | 96.6593 | 18.4049 | 0.80628 |  | 17641.5446 |  | 395.6073 |  | 100.7011 | -1.4338e-05 | 4314.4721 | [19 empty] | 100000 | 3.2251 | 17641.5446 |  | 395.6073
1 | 2600 | 707 | 0.035 | 15 | 15 | 7 | 1e-13 | 0 | Water | Porous | Wet |  | MinimizeLCOE | IgnoreSilica | 0 | 0 | 0 | [5 empty] | 0 | 0 | 11024.0761 | [19 empty] | 100 | 0
1 | 2600 | 707 | 0.035 | 15 | 15 | 7 | 1.3335e-13 | 0 | Water | Porous | Wet |  | MinimizeLCOE | IgnoreSilica | 0 | 0 | 0 | [5 empty] | 0 | 0 | 7620.9651 | [19 empty] | 133.3521 | 0
1 | 2600 | 707 | 0.035 | 15 | 15 | 7 | 1.7783e-13 | 0 | Water | Porous | Wet |  | MinimizeLCOE | IgnoreSilica | 0 | 0 | 0 | [5 empty] | 0 | 0 | 5069.9787 | [19 empty] | 177.8279 | 0
1 | 2600 | 707 | 0.035 | 15 | 15 | 7 | 2.3714e-13 | 0 | Water | Porous | Wet |  | MinimizeLCOE | IgnoreSilica | 0 | 0 | 0 | [5 empty] | 0 | 0 | 3157.5627 | [19 empty] | 237.1374 | 0
1 | 2600 | 707 | 0.035 | 15 | 15 | 7 | 3.1623e-13 | 0 | Water | Porous | Wet |  | MinimizeLCOE | IgnoreSilica | 0 | 0 | 0 | [5 empty] | 0 | 0 | 1723.7644 | [19 empty] | 316.2278 | 0
1 | 2600 | 707 | 0.035 | 15 | 15 | 7 | 4.217e-13 | 0 | Water | Porous | Wet |  | MinimizeLCOE | IgnoreSilica | 0 | 0 | 0 | [5 empty] | 0 | 0 | 648.7422 | [19 empty] | 421.6965 | 0
1 | 2600 | 707 | 0.035 | 15 | 15 | 7 | 5.6234e-13 | 0 | Water | Porous | Wet |  | MinimizeLCOE | IgnoreSilica | 1.0806 | 0.14612 | 0.0012598 |  | 5078094.1079 |  | 113875.0246 |  | 84.5115 | -2.3162e-05 | 16.0415 | [19 empty] | 562.3413 | 0.0050392 | 5078094.1079 |  | 113875.0246
1 | 2600 | 707 | 0.035 | 15 | 15 | 7 | 7.4989e-13 | 0 | Water | Porous | Wet |  | MinimizeLCOE | IgnoreSilica | 1.5605 | 0.2385 | 0.0035117 |  | 1844926.5526 |  | 41372.029 |  | 89.8895 | -2.5855e-05 | 32.9386 | [19 empty] | 749.8942 | 0.014047 | 1844926.5526 |  | 41372.029
1 | 2600 | 707 | 0.035 | 15 | 15 | 7 | 1e-12 | 0 | Water | Porous | Wet |  | MinimizeLCOE | IgnoreSilica | 2.1505 | 0.35495 | 0.0068712 |  | 956383.4375 |  | 21446.6659 |  | 93.5015 | -2.7198e-05 | 164.6626 | [19 empty] | 1000 | 0.027485 | 956383.4375 |  | 21446.6659
1 | 2600 | 707 | 0.035 | 15 | 15 | 7 | 1.3335e-12 | 0 | Water | Porous | Wet |  | MinimizeLCOE | IgnoreSilica | 2.925 | 0.50987 | 0.011628 |  | 574948.9112 |  | 12893.0894 |  | 96.1744 | -2.8093e-05 | 237.1604 | [19 empty] | 1333.5214 | 0.04651 | 574948.9112 |  | 12893.0894
1 | 2600 | 707 | 0.035 | 15 | 15 | 7 | 1.7783e-12 | 0 | Water | Porous | Wet |  | MinimizeLCOE | IgnoreSilica | 3.9191 | 0.71015 | 0.018175 |  | 375347.6015 |  | 8417.0786 |  | 98.1309 | -2.8458e-05 | 367.3493 | [19 empty] | 1778.2794 | 0.0727 | 375347.6015 |  | 8417.0786
1 | 2600 | 707 | 0.035 | 15 | 15 | 7 | 2.3714e-12 | 0 | Water | Porous | Wet |  | MinimizeLCOE | IgnoreSilica | 5.2102 | 0.97138 | 0.027054 |  | 258327.1875 |  | 5792.9243 |  | 99.5977 | -2.8529e-05 | 520.8392 | [19 empty] | 2371.3737 | 0.10822 | 258327.1875 |  | 5792.9243
1 | 2600 | 707 | 0.035 | 15 | 15 | 7 | 3.1623e-12 | 0 | Water | Porous | Wet |  | MinimizeLCOE | IgnoreSilica | 6.9003 | 1.3141 | 0.038994 |  | 184515.1757 |  | 4137.7079 |  | 100.7108 | -2.8441e-05 | 676.3016 | [19 empty] | 3162.2777 | 0.15598 | 184515.1757 |  | 4137.7079
1 | 2600 | 707 | 0.035 | 15 | 15 | 7 | 4.217e-12 | 0 | Water | Porous | Wet |  | MinimizeLCOE | IgnoreSilica | 9.0734 | 1.7555 | 0.054928 |  | 135553.3038 |  | 3039.7499 |  | 101.5453 | -2.8106e-05 | 888.7706 | [19 empty] | 4216.965 | 0.21971 | 135553.3038 |  | 3039.7499
1 | 2600 | 707 | 0.035 | 15 | 15 | 7 | 5.6234e-12 | 0 | Water | Porous | Wet |  | MinimizeLCOE | IgnoreSilica | 11.8728 | 2.3244 | 0.076091 |  | 101878.3905 |  | 2284.5981 |  | 102.1774 | -2.7609e-05 | 1136.1894 | [19 empty] | 5623.4133 | 0.30436 | 101878.3905 |  | 2284.5981
1 | 2600 | 707 | 0.035 | 15 | 15 | 7 | 7.4989e-12 | 0 | Water | Porous | Wet |  | MinimizeLCOE | IgnoreSilica | 15.4756 | 3.0571 | 0.10408 |  | 78086.3144 |  | 1751.0666 |  | 102.6587 | -2.7e-05 | 1402.7799 | [19 empty] | 7498.9421 | 0.41631 | 78086.3144 |  | 1751.0666
1 | 2600 | 707 | 0.035 | 15 | 15 | 7 | 1e-11 | 0 | Water | Porous | Wet |  | MinimizeLCOE | IgnoreSilica | 20.046 | 3.9868 | 0.14082 |  | 60928.417 |  | 1366.3049 |  | 103.0232 | -2.6229e-05 | 1720.5596 | [19 empty] | 10000 | 0.56329 | 60928.417 |  | 1366.3049
1 | 2600 | 707 | 0.035 | 15 | 15 | 7 | 1.3335e-11 | 0 | Water | Porous | Wet |  | MinimizeLCOE | IgnoreSilica | 25.8091 | 5.1594 | 0.18873 |  | 48355.8346 |  | 1084.3678 |  | 103.301 | -2.5332e-05 | 2068.6151 | [19 empty] | 13335.2143 | 0.75491 | 48355.8346 |  | 1084.3678
1 | 2600 | 707 | 0.035 | 15 | 15 | 7 | 1.7783e-11 | 0 | Water | Porous | Wet |  | MinimizeLCOE | IgnoreSilica | 32.9445 | 6.6115 | 0.25042 |  | 39027.1797 |  | 875.175 |  | 103.5125 | -2.4276e-05 | 2457.1276 | [19 empty] | 17782.7941 | 1.0017 | 39027.1797 |  | 875.175
1 | 2600 | 707 | 0.035 | 15 | 15 | 7 | 2.3714e-11 | 0 | Water | Porous | Wet |  | MinimizeLCOE | IgnoreSilica | 41.6487 | 8.3834 | 0.32869 |  | 32038.4946 |  | 718.4554 |  | 103.675 | -2.3091e-05 | 2871.2121 | [19 empty] | 23713.7371 | 1.3148 | 32038.4946 |  | 718.4554
1 | 2600 | 707 | 0.035 | 15 | 15 | 7 | 3.1623e-11 | 0 | Water | Porous | Wet |  | MinimizeLCOE | IgnoreSilica | 51.9628 | 10.4836 | 0.42569 |  | 26766.6014 |  | 600.2345 |  | 103.8005 | -2.1759e-05 | 3311.7392 | [19 empty] | 31622.7766 | 1.7028 | 26766.6014 |  | 600.2345
1 | 2600 | 707 | 0.035 | 15 | 15 | 7 | 4.217e-11 | 0 | Water | Porous | Wet |  | MinimizeLCOE | IgnoreSilica | 63.8265 | 12.9004 | 0.54243 |  | 22773.646 |  | 510.6935 |  | 103.8991 | -2.0318e-05 | 3757.5917 | [19 empty] | 42169.6503 | 2.1697 | 22773.646 |  | 510.6935
1 | 2600 | 707 | 0.035 | 15 | 15 | 7 | 5.6234e-11 | 0 | Water | Porous | Wet |  | MinimizeLCOE | IgnoreSilica | 76.8297 | 15.551 | 0.6771 |  | 19746.0415 |  | 442.8002 |  | 103.9776 | -1.8775e-05 | 4205.0288 | [19 empty] | 56234.1325 | 2.7084 | 19746.0415 |  | 442.8002
1 | 2600 | 707 | 0.035 | 15 | 15 | 7 | 7.4989e-11 | 0 | Water | Porous | Wet |  | MinimizeLCOE | IgnoreSilica | 90.3723 | 18.3135 | 0.82493 |  | 17454.0164 |  | 391.4021 |  | 104.0415 | -1.7186e-05 | 4635.5204 | [19 empty] | 74989.4209 | 3.2997 | 17454.0164 |  | 391.4021
1 | 2600 | 707 | 0.035 | 15 | 15 | 7 | 1e-10 | 0 | Water | Porous | Wet |  | MinimizeLCOE | IgnoreSilica | 103.6755 | 21.0296 | 0.97824 |  | 15724.7355 |  | 352.6234 |  | 104.0943 | -1.5614e-05 | 5038.7657 | [19 empty] | 100000 | 3.913 | 15724.7355 |  | 352.6234
1 | 2700 | 707 | 0.035 | 15 | 15 | 7 | 1e-13 | 0 | Water | Porous | Wet |  | MinimizeLCOE | IgnoreSilica | 0 | 0 | 0 | [5 empty] | 0 | 0 | 10413.1041 | [19 empty] | 100 | 0
1 | 2700 | 707 | 0.035 | 15 | 15 | 7 | 1.3335e-13 | 0 | Water | Porous | Wet |  | MinimizeLCOE | IgnoreSilica | 0 | 0 | 0 | [5 empty] | 0 | 0 | 7118.0604 | [19 empty] | 133.3521 | 0
1 | 2700 | 707 | 0.035 | 15 | 15 | 7 | 1.7783e-13 | 0 | Water | Porous | Wet |  | MinimizeLCOE | IgnoreSilica | 0 | 0 | 0 | [5 empty] | 0 | 0 | 4648.2176 | [19 empty] | 177.8279 | 0
1 | 2700 | 707 | 0.035 | 15 | 15 | 7 | 2.3714e-13 | 0 | Water | Porous | Wet |  | MinimizeLCOE | IgnoreSilica | 0 | 0 | 0 | [5 empty] | 0 | 0 | 2796.7106 | [19 empty] | 237.1374 | 0
1 | 2700 | 707 | 0.035 | 15 | 15 | 7 | 3.1623e-13 | 0 | Water | Porous | Wet |  | MinimizeLCOE | IgnoreSilica | 0 | 0 | 0 | [5 empty] | 0 | 0 | 1408.6215 | [19 empty] | 316.2278 | 0
1 | 2700 | 707 | 0.035 | 15 | 15 | 7 | 4.217e-13 | 0 | Water | Porous | Wet |  | MinimizeLCOE | IgnoreSilica | 0.83707 | 0.10545 | 0.00036767 |  | 17879861.7112 |  | 400951.5479 |  | 81.6053 | -2.2819e-05 | 7.9267 | [19 empty] | 421.6965 | 0.0014707 | 17879861.7112 |  | 400951.5479
1 | 2700 | 707 | 0.035 | 15 | 15 | 7 | 5.6234e-13 | 0 | Water | Porous | Wet |  | MinimizeLCOE | IgnoreSilica | 1.2659 | 0.19033 | 0.0022178 |  | 3000282.3676 |  | 67280.602 |  | 89.1464 | -2.7181e-05 | 17.5339 | [19 empty] | 562.3413 | 0.0088712 | 3000282.3676 |  | 67280.602
1 | 2700 | 707 | 0.035 | 15 | 15 | 7 | 7.4989e-13 | 0 | Water | Porous | Wet |  | MinimizeLCOE | IgnoreSilica | 1.7995 | 0.30049 | 0.0051792 |  | 1302599.0078 |  | 29210.4658 |  | 94.0641 | -2.9832e-05 | 48.1953 | [19 empty] | 749.8942 | 0.020717 | 1302599.0078 |  | 29210.4658
1 | 2700 | 707 | 0.035 | 15 | 15 | 7 | 1e-12 | 0 | Water | Porous | Wet |  | MinimizeLCOE | IgnoreSilica | 2.4599 | 0.43967 | 0.0094972 |  | 721535.7024 |  | 16180.2625 |  | 97.432 | -3.1132e-05 | 169.6099 | [19 empty] | 1000 | 0.037989 | 721535.7024 |  | 16180.2625
1 | 2700 | 707 | 0.035 | 15 | 15 | 7 | 1.3335e-12 | 0 | Water | Porous | Wet |  | MinimizeLCOE | IgnoreSilica | 3.3271 | 0.62442 | 0.015543 |  | 449268.0986 |  | 10074.7278 |  | 99.9427 | -3.1981e-05 | 289.7627 | [19 empty] | 1333.5214 | 0.062173 | 449268.0986 |  | 10074.7278
1 | 2700 | 707 | 0.035 | 15 | 15 | 7 | 1.7783e-12 | 0 | Water | Porous | Wet |  | MinimizeLCOE | IgnoreSilica | 4.4332 | 0.86154 | 0.023812 |  | 299806.4316 |  | 6723.0863 |  | 101.7824 | -3.2222e-05 | 475.13 | [19 empty] | 1778.2794 | 0.095247 | 299806.4316 |  | 6723.0863
1 | 2700 | 707 | 0.035 | 15 | 15 | 7 | 2.3714e-12 | 0 | Water | Porous | Wet |  | MinimizeLCOE | IgnoreSilica | 5.883 | 1.1734 | 0.034991 |  | 209523.9141 |  | 4698.5228 |  | 103.1806 | -3.2255e-05 | 638.8746 | [19 empty] | 2371.3737 | 0.13996 | 209523.9141 |  | 4698.5228
1 | 2700 | 707 | 0.035 | 15 | 15 | 7 | 3.1623e-12 | 0 | Water | Porous | Wet |  | MinimizeLCOE | IgnoreSilica | 7.7628 | 1.5787 | 0.049977 |  | 151412.4746 |  | 3395.3879 |  | 104.2356 | -3.2042e-05 | 857.8946 | [19 empty] | 3162.2777 | 0.19991 | 151412.4746 |  | 3395.3879
1 | 2700 | 707 | 0.035 | 15 | 15 | 7 | 4.217e-12 | 0 | Water | Porous | Wet |  | MinimizeLCOE | IgnoreSilica | 10.1749 | 2.0993 | 0.069929 |  | 112303.8784 |  | 2518.3871 |  | 105.0293 | -3.1565e-05 | 1126.2851 | [19 empty] | 4216.965 | 0.27972 | 112303.8784 |  | 2518.3871
1 | 2700 | 707 | 0.035 | 15 | 15 | 7 | 5.6234e-12 | 0 | Water | Porous | Wet |  | MinimizeLCOE | IgnoreSilica | 13.3077 | 2.776 | 0.096416 |  | 85114.3214 |  | 1908.6679 |  | 105.6371 | -3.1002e-05 | 1397.3701 | [19 empty] | 5623.4133 | 0.38567 | 85114.3214 |  | 1908.6679
1 | 2700 | 707 | 0.035 | 15 | 15 | 7 | 7.4989e-12 | 0 | Water | Porous | Wet |  | MinimizeLCOE | IgnoreSilica | 17.2977 | 3.6382 | 0.13133 |  | 65743.4605 |  | 1474.2811 |  | 106.0964 | -3.0236e-05 | 1734.1833 | [19 empty] | 7498.9421 | 0.52532 | 65743.4605 |  | 1474.2811
1 | 2700 | 707 | 0.035 | 15 | 15 | 7 | 1e-11 | 0 | Water | Porous | Wet |  | MinimizeLCOE | IgnoreSilica | 22.3332 | 4.7266 | 0.17703 |  | 51680.2211 |  | 1158.9164 |  | 106.4445 | -2.9279e-05 | 2101.4075 | [19 empty] | 10000 | 0.7081 | 51680.2211 |  | 1158.9164
1 | 2700 | 707 | 0.035 | 15 | 15 | 7 | 1.3335e-11 | 0 | Water | Porous | Wet |  | MinimizeLCOE | IgnoreSilica | 28.6667 | 6.0959 | 0.2364 |  | 41318.0908 |  | 926.5481 |  | 106.711 | -2.8197e-05 | 2505.9785 | [19 empty] | 13335.2143 | 0.9456 | 41318.0908 |  | 926.5481
1 | 2700 | 707 | 0.035 | 15 | 15 | 7 | 1.7783e-11 | 0 | Water | Porous | Wet |  | MinimizeLCOE | IgnoreSilica | 36.4741 | 7.7843 | 0.31251 |  | 33593.6379 |  | 753.3292 |  | 106.9146 | -2.6947e-05 | 2950.7154 | [19 empty] | 17782.7941 | 1.2501 | 33593.6379 |  | 753.3292
1 | 2700 | 707 | 0.035 | 15 | 15 | 7 | 2.3714e-11 | 0 | Water | Porous | Wet |  | MinimizeLCOE | IgnoreSilica | 45.9166 | 9.8268 | 0.40841 |  | 27784.0592 |  | 623.0508 |  | 107.0714 | -2.5541e-05 | 3428.4207 | [19 empty] | 23713.7371 | 1.6336 | 27784.0592 |  | 623.0508
1 | 2700 | 707 | 0.035 | 15 | 15 | 7 | 3.1623e-11 | 0 | Water | Porous | Wet |  | MinimizeLCOE | IgnoreSilica | 57.0077 | 12.2268 | 0.52623 |  | 23387.7066 |  | 524.4636 |  | 107.1932 | -2.3979e-05 | 3921.5413 | [19 empty] | 31622.7766 | 2.1049 | 23387.7066 |  | 524.4636
1 | 2700 | 707 | 0.035 | 15 | 15 | 7 | 4.217e-11 | 0 | Water | Porous | Wet |  | MinimizeLCOE | IgnoreSilica | 69.5876 | 14.9504 | 0.66628 |  | 20049.9761 |  | 449.6158 |  | 107.2895 | -2.2294e-05 | 4423.7414 | [19 empty] | 42169.6503 | 2.6651 | 20049.9761 |  | 449.6158
1 | 2700 | 707 | 0.035 | 15 | 15 | 7 | 5.6234e-11 | 0 | Water | Porous | Wet |  | MinimizeLCOE | IgnoreSilica | 83.2003 | 17.8995 | 0.82564 |  | 17515.2078 |  | 392.7743 |  | 107.3671 | -2.052e-05 | 4917.8871 | [19 empty] | 56234.1325 | 3.3026 | 17515.2078 |  | 392.7743
1 | 2700 | 707 | 0.035 | 15 | 15 | 7 | 7.4989e-11 | 0 | Water | Porous | Wet |  | MinimizeLCOE | IgnoreSilica | 97.1392 | 20.9219 | 0.99767 |  | 15594.5556 |  | 349.7041 |  | 107.4308 | -1.8714e-05 | 5389.973 | [19 empty] | 74989.4209 | 3.9907 | 15594.5556 |  | 349.7041
1 | 2700 | 707 | 0.035 | 15 | 15 | 7 | 1e-10 | 0 | Water | Porous | Wet |  | MinimizeLCOE | IgnoreSilica | 110.6157 | 23.8468 | 1.173 |  | 14144.7488 |  | 317.1926 |  | 107.4838 | -1.6954e-05 | 5824.8081 | [19 empty] | 100000 | 4.6922 | 14144.7488 |  | 317.1926
1 | 2800 | 707 | 0.035 | 15 | 15 | 7 | 1e-13 | 0 | Water | Porous | Wet |  | MinimizeLCOE | IgnoreSilica | 0 | 0 | 0 | [5 empty] | 0 | 0 | 9822.8377 | [19 empty] | 100 | 0
1 | 2800 | 707 | 0.035 | 15 | 15 | 7 | 1.3335e-13 | 0 | Water | Porous | Wet |  | MinimizeLCOE | IgnoreSilica | 0 | 0 | 0 | [5 empty] | 0 | 0 | 6631.2489 | [19 empty] | 133.3521 | 0
1 | 2800 | 707 | 0.035 | 15 | 15 | 7 | 1.7783e-13 | 0 | Water | Porous | Wet |  | MinimizeLCOE | IgnoreSilica | 0 | 0 | 0 | [5 empty] | 0 | 0 | 4239.0733 | [19 empty] | 177.8279 | 0
1 | 2800 | 707 | 0.035 | 15 | 15 | 7 | 2.3714e-13 | 0 | Water | Porous | Wet |  | MinimizeLCOE | IgnoreSilica | 0 | 0 | 0 | [5 empty] | 0 | 0 | 2445.8581 | [19 empty] | 237.1374 | 0
1 | 2800 | 707 | 0.035 | 15 | 15 | 7 | 3.1623e-13 | 0 | Water | Porous | Wet |  | MinimizeLCOE | IgnoreSilica | 0 | 0 | 0 | [5 empty] | 0 | 0 | 1101.5099 | [19 empty] | 316.2278 | 0
1 | 2800 | 707 | 0.035 | 15 | 15 | 7 | 4.217e-13 | 0 | Water | Porous | Wet |  | MinimizeLCOE | IgnoreSilica | 0.98802 | 0.14064 | 0.0010094 |  | 6764304.0352 |  | 151687.8719 |  | 86.7118 | -2.7084e-05 | 15.9174 | [19 empty] | 421.6965 | 0.0040377 | 6764304.0352 |  | 151687.8719
1 | 2800 | 707 | 0.035 | 15 | 15 | 7 | 5.6234e-13 | 0 | Water | Porous | Wet |  | MinimizeLCOE | IgnoreSilica | 1.4679 | 0.24291 | 0.0034891 |  | 1983239.7004 |  | 44473.6677 |  | 93.624 | -3.1628e-05 | 6.8957 | [19 empty] | 562.3413 | 0.013956 | 1983239.7004 |  | 44473.6677
1 | 2800 | 707 | 0.035 | 15 | 15 | 7 | 7.4989e-13 | 0 | Water | Porous | Wet |  | MinimizeLCOE | IgnoreSilica | 2.043 | 0.36967 | 0.0072981 |  | 962061.5065 |  | 21573.9952 |  | 98.0577 | -3.3912e-05 | 147.2092 | [19 empty] | 749.8942 | 0.029192 | 962061.5065 |  | 21573.9952
1 | 2800 | 707 | 0.035 | 15 | 15 | 7 | 1e-12 | 0 | Water | Porous | Wet |  | MinimizeLCOE | IgnoreSilica | 2.7935 | 0.53795 | 0.012766 |  | 559664.6603 |  | 12550.3438 |  | 101.2973 | -3.5436e-05 | 222.9982 | [19 empty] | 1000 | 0.051065 | 559664.6603 |  | 12550.3438
1 | 2800 | 707 | 0.035 | 15 | 15 | 7 | 1.3335e-12 | 0 | Water | Porous | Wet |  | MinimizeLCOE | IgnoreSilica | 3.7487 | 0.75415 | 0.02035 |  | 358328.3184 |  | 8035.4253 |  | 103.6455 | -3.6111e-05 | 394.3009 | [19 empty] | 1333.5214 | 0.081399 | 358328.3184 |  | 8035.4253
1 | 2800 | 707 | 0.035 | 15 | 15 | 7 | 1.7783e-12 | 0 | Water | Porous | Wet |  | MinimizeLCOE | IgnoreSilica | 4.9861 | 1.0357 | 0.030677 |  | 243528.6002 |  | 5461.0696 |  | 105.4039 | -3.6336e-05 | 595.9943 | [19 empty] | 1778.2794 | 0.12271 | 243528.6002 |  | 5461.0696
1 | 2800 | 707 | 0.035 | 15 | 15 | 7 | 2.3714e-12 | 0 | Water | Porous | Wet |  | MinimizeLCOE | IgnoreSilica | 6.5844 | 1.4005 | 0.044583 |  | 172455.7259 |  | 3867.2777 |  | 106.7268 | -3.6196e-05 | 843.2785 | [19 empty] | 2371.3737 | 0.17833 | 172455.7259 |  | 3867.2777
1 | 2800 | 707 | 0.035 | 15 | 15 | 7 | 3.1623e-12 | 0 | Water | Porous | Wet |  | MinimizeLCOE | IgnoreSilica | 8.6861 | 1.8811 | 0.06321 |  | 125922.0371 |  | 2823.771 |  | 107.7427 | -3.5964e-05 | 1063.7716 | [19 empty] | 3162.2777 | 0.25284 | 125922.0371 |  | 2823.771
1 | 2800 | 707 | 0.035 | 15 | 15 | 7 | 4.217e-12 | 0 | Water | Porous | Wet |  | MinimizeLCOE | IgnoreSilica | 11.3586 | 2.4929 | 0.087944 |  | 94214.7656 |  | 2112.7432 |  | 108.5012 | -3.535e-05 | 1383.9239 | [19 empty] | 4216.965 | 0.35178 | 94214.7656 |  | 2112.7432
1 | 2800 | 707 | 0.035 | 15 | 15 | 7 | 5.6234e-12 | 0 | Water | Porous | Wet |  | MinimizeLCOE | IgnoreSilica | 14.8204 | 3.2858 | 0.12072 |  | 71963.044 |  | 1613.7538 |  | 109.0829 | -3.4641e-05 | 1708.0221 | [19 empty] | 5623.4133 | 0.48287 | 71963.044 |  | 1613.7538
1 | 2800 | 707 | 0.035 | 15 | 15 | 7 | 7.4989e-12 | 0 | Water | Porous | Wet |  | MinimizeLCOE | IgnoreSilica | 19.2197 | 4.2939 | 0.16382 |  | 55992.7048 |  | 1255.6228 |  | 109.5235 | -3.3711e-05 | 2088.5796 | [19 empty] | 7498.9421 | 0.65529 | 55992.7048 |  | 1255.6228
1 | 2800 | 707 | 0.035 | 15 | 15 | 7 | 1e-11 | 0 | Water | Porous | Wet |  | MinimizeLCOE | IgnoreSilica | 24.7692 | 5.5659 | 0.22011 |  | 44328.3811 |  | 994.0532 |  | 109.8586 | -3.2592e-05 | 2516.5391 | [19 empty] | 10000 | 0.88046 | 44328.3811 |  | 994.0532
1 | 2800 | 707 | 0.035 | 15 | 15 | 7 | 1.3335e-11 | 0 | Water | Porous | Wet |  | MinimizeLCOE | IgnoreSilica | 31.6681 | 7.1475 | 0.29285 |  | 35690.482 |  | 800.3504 |  | 110.1139 | -3.1268e-05 | 2996.0418 | [19 empty] | 13335.2143 | 1.1714 | 35690.482 |  | 800.3504
1 | 2800 | 707 | 0.035 | 15 | 15 | 7 | 1.7783e-11 | 0 | Water | Porous | Wet |  | MinimizeLCOE | IgnoreSilica | 40.1601 | 9.0948 | 0.38572 |  | 29223.822 |  | 655.3371 |  | 110.3105 | -2.9797e-05 | 3501.2508 | [19 empty] | 17782.7941 | 1.5429 | 29223.822 |  | 655.3371
1 | 2800 | 707 | 0.035 | 15 | 15 | 7 | 2.3714e-11 | 0 | Water | Porous | Wet |  | MinimizeLCOE | IgnoreSilica | 50.3381 | 11.4295 | 0.50187 |  | 24342.8287 |  | 545.882 |  | 110.4622 | -2.8142e-05 | 4039.522 | [19 empty] | 23713.7371 | 2.0075 | 24342.8287 |  | 545.882
1 | 2800 | 707 | 0.035 | 15 | 15 | 7 | 3.1623e-11 | 0 | Water | Porous | Wet |  | MinimizeLCOE | IgnoreSilica | 62.1823 | 14.1476 | 0.64326 |  | 20638.6454 |  | 462.8166 |  | 110.5809 | -2.6323e-05 | 4596.6568 | [19 empty] | 31622.7766 | 2.573 | 20638.6454 |  | 462.8166
1 | 2800 | 707 | 0.035 | 15 | 15 | 7 | 4.217e-11 | 0 | Water | Porous | Wet |  | MinimizeLCOE | IgnoreSilica | 75.4607 | 17.1965 | 0.80939 |  | 17820.6009 |  | 399.6226 |  | 110.6756 | -2.4381e-05 | 5152.7906 | [19 empty] | 42169.6503 | 3.2375 | 17820.6009 |  | 399.6226
1 | 2800 | 707 | 0.035 | 15 | 15 | 7 | 5.6234e-11 | 0 | Water | Porous | Wet |  | MinimizeLCOE | IgnoreSilica | 89.605 | 20.4467 | 0.99561 |  | 15677.7176 |  | 351.569 |  | 110.7525 | -2.2351e-05 | 5696.6949 | [19 empty] | 56234.1325 | 3.9824 | 15677.7176 |  | 351.569
1 | 2800 | 707 | 0.035 | 15 | 15 | 7 | 7.4989e-11 | 0 | Water | Porous | Wet |  | MinimizeLCOE | IgnoreSilica | 103.8756 | 23.729 | 1.1935 |  | 14052.8808 |  | 315.1324 |  | 110.8162 | -2.0316e-05 | 6208.791 | [19 empty] | 74989.4209 | 4.774 | 14052.8808 |  | 315.1324
1 | 2800 | 707 | 0.035 | 15 | 15 | 7 | 1e-10 | 0 | Water | Porous | Wet |  | MinimizeLCOE | IgnoreSilica | 117.4681 | 26.8585 | 1.392 |  | 12825.9192 |  | 287.6181 |  | 110.8696 | -1.8363e-05 | 6676.1298 | [19 empty] | 100000 | 5.568 | 12825.9192 |  | 287.6181
1 | 2900 | 707 | 0.035 | 15 | 15 | 7 | 1e-13 | 0 | Water | Porous | Wet |  | MinimizeLCOE | IgnoreSilica | 0 | 0 | 0 | [5 empty] | 0 | 0 | 9253.0354 | [19 empty] | 100 | 0
1 | 2900 | 707 | 0.035 | 15 | 15 | 7 | 1.3335e-13 | 0 | Water | Porous | Wet |  | MinimizeLCOE | IgnoreSilica | 0 | 0 | 0 | [5 empty] | 0 | 0 | 6160.3611 | [19 empty] | 133.3521 | 0
1 | 2900 | 707 | 0.035 | 15 | 15 | 7 | 1.7783e-13 | 0 | Water | Porous | Wet |  | MinimizeLCOE | IgnoreSilica | 0 | 0 | 0 | [5 empty] | 0 | 0 | 3842.432 | [19 empty] | 177.8279 | 0
1 | 2900 | 707 | 0.035 | 15 | 15 | 7 | 2.3714e-13 | 0 | Water | Porous | Wet |  | MinimizeLCOE | IgnoreSilica | 0 | 0 | 0 | [5 empty] | 0 | 0 | 2104.9346 | [19 empty] | 237.1374 | 0
1 | 2900 | 707 | 0.035 | 15 | 15 | 7 | 3.1623e-13 | 0 | Water | Porous | Wet |  | MinimizeLCOE | IgnoreSilica | 0.74446 | 0.094918 | 6.2946e-06 |  | 1112922646.3744 |  | 24957019.5197 |  | 82.0899 | -2.554e-05 | 802.392 | [19 empty] | 316.2278 | 2.5179e-05 | 1112922646.3744 |  | 24957019.5197
1 | 2900 | 707 | 0.035 | 15 | 15 | 7 | 4.217e-13 | 0 | Water | Porous | Wet |  | MinimizeLCOE | IgnoreSilica | 1.1732 | 0.18737 | 0.0019021 |  | 3730137.461 |  | 83647.4248 |  | 91.9307 | -3.2501e-05 | 116.8132 | [19 empty] | 421.6965 | 0.0076084 | 3730137.461 |  | 83647.4248
1 | 2900 | 707 | 0.035 | 15 | 15 | 7 | 5.6234e-13 | 0 | Water | Porous | Wet |  | MinimizeLCOE | IgnoreSilica | 1.6726 | 0.30137 | 0.0051264 |  | 1402893.7916 |  | 31459.5519 |  | 97.842 | -3.6162e-05 | 77.4018 | [19 empty] | 562.3413 | 0.020506 | 1402893.7916 |  | 31459.5519
1 | 2900 | 707 | 0.035 | 15 | 15 | 7 | 7.4989e-13 | 0 | Water | Porous | Wet |  | MinimizeLCOE | IgnoreSilica | 2.3183 | 0.45281 | 0.0099479 |  | 734662.3731 |  | 16474.6249 |  | 102.0529 | -3.8629e-05 | 161.4677 | [19 empty] | 749.8942 | 0.039792 | 734662.3731 |  | 16474.6249
1 | 2900 | 707 | 0.035 | 15 | 15 | 7 | 1e-12 | 0 | Water | Porous | Wet |  | MinimizeLCOE | IgnoreSilica | 3.1297 | 0.64592 | 0.016773 |  | 443848.6067 |  | 9953.197 |  | 105.046 | -3.9818e-05 | 368.875 | [19 empty] | 1000 | 0.067093 | 443848.6067 |  | 9953.197
1 | 2900 | 707 | 0.035 | 15 | 15 | 7 | 1.3335e-12 | 0 | Water | Porous | Wet |  | MinimizeLCOE | IgnoreSilica | 4.1897 | 0.90023 | 0.026182 |  | 290739.0255 |  | 6519.7519 |  | 107.2964 | -4.0498e-05 | 554.9402 | [19 empty] | 1333.5214 | 0.10473 | 290739.0255 |  | 6519.7519
1 | 2900 | 707 | 0.035 | 15 | 15 | 7 | 1.7783e-12 | 0 | Water | Porous | Wet |  | MinimizeLCOE | IgnoreSilica | 5.5586 | 1.2302 | 0.038942 |  | 200689.2462 |  | 4500.4075 |  | 108.9803 | -4.0661e-05 | 792.1285 | [19 empty] | 1778.2794 | 0.15577 | 200689.2462 |  | 4500.4075
1 | 2900 | 707 | 0.035 | 15 | 15 | 7 | 2.3714e-12 | 0 | Water | Porous | Wet |  | MinimizeLCOE | IgnoreSilica | 7.3567 | 1.6648 | 0.056109 |  | 143775.2147 |  | 3224.1242 |  | 110.2668 | -4.0626e-05 | 1042.9413 | [19 empty] | 2371.3737 | 0.22444 | 143775.2147 |  | 3224.1242
1 | 2900 | 707 | 0.035 | 15 | 15 | 7 | 3.1623e-12 | 0 | Water | Porous | Wet |  | MinimizeLCOE | IgnoreSilica | 9.6607 | 2.2225 | 0.079008 |  | 105965.2933 |  | 2376.2459 |  | 111.2305 | -4.0177e-05 | 1314.7448 | [19 empty] | 3162.2777 | 0.31603 | 105965.2933 |  | 2376.2459
1 | 2900 | 707 | 0.035 | 15 | 15 | 7 | 4.217e-12 | 0 | Water | Porous | Wet |  | MinimizeLCOE | IgnoreSilica | 12.6233 | 2.9404 | 0.1094 |  | 79923.2695 |  | 1792.2599 |  | 111.9614 | -3.9473e-05 | 1668.2568 | [19 empty] | 4216.965 | 0.43761 | 79923.2695 |  | 1792.2599
1 | 2900 | 707 | 0.035 | 15 | 15 | 7 | 5.6234e-12 | 0 | Water | Porous | Wet |  | MinimizeLCOE | IgnoreSilica | 16.4204 | 3.8609 | 0.14955 |  | 61495.4209 |  | 1379.0198 |  | 112.5177 | -3.8564e-05 | 2062.1179 | [19 empty] | 5623.4133 | 0.59821 | 61495.4209 |  | 1379.0198
1 | 2900 | 707 | 0.035 | 15 | 15 | 7 | 7.4989e-12 | 0 | Water | Porous | Wet |  | MinimizeLCOE | IgnoreSilica | 21.2419 | 5.0303 | 0.20225 |  | 48181.7857 |  | 1080.4648 |  | 112.9409 | -3.744e-05 | 2502.2917 | [19 empty] | 7498.9421 | 0.80898 | 48181.7857 |  | 1080.4648
1 | 2900 | 707 | 0.035 | 15 | 15 | 7 | 1e-11 | 0 | Water | Porous | Wet |  | MinimizeLCOE | IgnoreSilica | 27.2977 | 6.4993 | 0.27084 |  | 38404.6421 |  | 861.2148 |  | 113.2634 | -3.61e-05 | 2998.8133 | [19 empty] | 10000 | 1.0834 | 38404.6421 |  | 861.2148
1 | 2900 | 707 | 0.035 | 15 | 15 | 7 | 1.3335e-11 | 0 | Water | Porous | Wet |  | MinimizeLCOE | IgnoreSilica | 34.8157 | 8.3236 | 0.35919 |  | 31130.7705 |  | 698.1 |  | 113.5102 | -3.4561e-05 | 3537.9383 | [19 empty] | 13335.2143 | 1.4368 | 31130.7705 |  | 698.1
1 | 2900 | 707 | 0.035 | 15 | 15 | 7 | 1.7783e-11 | 0 | Water | Porous | Wet |  | MinimizeLCOE | IgnoreSilica | 43.9728 | 10.5461 | 0.47124 |  | 25663.8324 |  | 575.5052 |  | 113.6999 | -3.2816e-05 | 4119.541 | [19 empty] | 17782.7941 | 1.885 | 25663.8324 |  | 575.5052
1 | 2900 | 707 | 0.035 | 15 | 15 | 7 | 2.3714e-11 | 0 | Water | Porous | Wet |  | MinimizeLCOE | IgnoreSilica | 54.8935 | 13.1977 | 0.61048 |  | 21523.9155 |  | 482.6686 |  | 113.8476 | -3.0895e-05 | 4721.2696 | [19 empty] | 23713.7371 | 2.4419 | 21523.9155 |  | 482.6686
1 | 2900 | 707 | 0.035 | 15 | 15 | 7 | 3.1623e-11 | 0 | Water | Porous | Wet |  | MinimizeLCOE | IgnoreSilica | 67.483 | 16.2559 | 0.77841 |  | 18374.104 |  | 412.0348 |  | 113.9638 | -2.8801e-05 | 5340.5845 | [19 empty] | 31622.7766 | 3.1136 | 18374.104 |  | 412.0348
1 | 2900 | 707 | 0.035 | 15 | 15 | 7 | 4.217e-11 | 0 | Water | Porous | Wet |  | MinimizeLCOE | IgnoreSilica | 81.3929 | 19.637 | 0.97318 |  | 15973.5313 |  | 358.2026 |  | 114.0571 | -2.6568e-05 | 5952.9532 | [19 empty] | 42169.6503 | 3.8927 | 15973.5313 |  | 358.2026
1 | 2900 | 707 | 0.035 | 15 | 15 | 7 | 5.6234e-11 | 0 | Water | Porous | Wet |  | MinimizeLCOE | IgnoreSilica | 96.0332 | 23.1987 | 1.1886 |  | 14146.1697 |  | 317.2244 |  | 114.1339 | -2.4274e-05 | 6543.5474 | [19 empty] | 56234.1325 | 4.7544 | 14146.1697 |  | 317.2244
1 | 2900 | 707 | 0.035 | 15 | 15 | 7 | 7.4989e-11 | 0 | Water | Porous | Wet |  | MinimizeLCOE | IgnoreSilica | 110.5692 | 26.7386 | 1.4139 |  | 12759.8566 |  | 286.1367 |  | 114.1979 | -2.1998e-05 | 7096.1163 | [19 empty] | 74989.4209 | 5.6556 | 12759.8566 |  | 286.1367
1 | 2900 | 707 | 0.035 | 15 | 15 | 7 | 1e-10 | 0 | Water | Porous | Wet |  | MinimizeLCOE | IgnoreSilica | 124.2091 | 30.0639 | 1.6363 |  | 11712.7332 |  | 262.6552 |  | 114.2517 | -1.9841e-05 | 7595.2437 | [19 empty] | 100000 | 6.5452 | 11712.7332 |  | 262.6552
1 | 3000 | 707 | 0.035 | 15 | 15 | 7 | 1e-13 | 0 | Water | Porous | Wet |  | MinimizeLCOE | IgnoreSilica | 0 | 0 | 0 | [5 empty] | 0 | 0 | 8703.3194 | [19 empty] | 100 | 0
1 | 3000 | 707 | 0.035 | 15 | 15 | 7 | 1.3335e-13 | 0 | Water | Porous | Wet |  | MinimizeLCOE | IgnoreSilica | 0 | 0 | 0 | [5 empty] | 0 | 0 | 5705.1129 | [19 empty] | 133.3521 | 0
1 | 3000 | 707 | 0.035 | 15 | 15 | 7 | 1.7783e-13 | 0 | Water | Porous | Wet |  | MinimizeLCOE | IgnoreSilica | 0 | 0 | 0 | [5 empty] | 0 | 0 | 3458.0822 | [19 empty] | 177.8279 | 0
1 | 3000 | 707 | 0.035 | 15 | 15 | 7 | 2.3714e-13 | 0 | Water | Porous | Wet |  | MinimizeLCOE | IgnoreSilica | 0 | 0 | 0 | [5 empty] | 0 | 0 | 1773.7838 | [19 empty] | 237.1374 | 0
1 | 3000 | 707 | 0.035 | 15 | 15 | 7 | 3.1623e-13 | 0 | Water | Porous | Wet |  | MinimizeLCOE | IgnoreSilica | 0.8806 | 0.12805 | 0.00053694 |  | 13531757.7365 |  | 303446.3743 |  | 87.6511 | -3.0587e-05 | 120.7346 | [19 empty] | 316.2278 | 0.0021477 | 13531757.7365 |  | 303446.3743
1 | 3000 | 707 | 0.035 | 15 | 15 | 7 | 4.217e-13 | 0 | Water | Porous | Wet |  | MinimizeLCOE | IgnoreSilica | 1.3436 | 0.23557 | 0.0030861 |  | 2386349.8169 |  | 53513.3139 |  | 96.4622 | -3.7448e-05 | 43.5427 | [19 empty] | 421.6965 | 0.012344 | 2386349.8169 |  | 53513.3139
1 | 3000 | 707 | 0.035 | 15 | 15 | 7 | 5.6234e-13 | 0 | Water | Porous | Wet |  | MinimizeLCOE | IgnoreSilica | 1.8921 | 0.36896 | 0.0071914 |  | 1039150.4798 |  | 23302.6966 |  | 101.9655 | -4.1108e-05 | 142.6026 | [19 empty] | 562.3413 | 0.028765 | 1039150.4798 |  | 23302.6966
1 | 3000 | 707 | 0.035 | 15 | 15 | 7 | 7.4989e-13 | 0 | Water | Porous | Wet |  | MinimizeLCOE | IgnoreSilica | 2.5961 | 0.54417 | 0.013206 |  | 575710.9671 |  | 12910.1783 |  | 105.9066 | -4.3444e-05 | 287.0161 | [19 empty] | 749.8942 | 0.052823 | 575710.9671 |  | 12910.1783
1 | 3000 | 707 | 0.035 | 15 | 15 | 7 | 1e-12 | 0 | Water | Porous | Wet |  | MinimizeLCOE | IgnoreSilica | 3.4929 | 0.77018 | 0.021638 |  | 358506.3889 |  | 8039.4185 |  | 108.7684 | -4.4647e-05 | 511.199 | [19 empty] | 1000 | 0.08655 | 358506.3889 |  | 8039.4185
1 | 3000 | 707 | 0.035 | 15 | 15 | 7 | 1.3335e-12 | 0 | Water | Porous | Wet |  | MinimizeLCOE | IgnoreSilica | 4.6696 | 1.0688 | 0.033202 |  | 239369.3074 |  | 5367.7985 |  | 110.9326 | -4.5371e-05 | 700.7953 | [19 empty] | 1333.5214 | 0.13281 | 239369.3074 |  | 5367.7985
1 | 3000 | 707 | 0.035 | 15 | 15 | 7 | 1.7783e-12 | 0 | Water | Porous | Wet |  | MinimizeLCOE | IgnoreSilica | 6.1971 | 1.4581 | 0.048846 |  | 167471.3198 |  | 3755.5036 |  | 112.5587 | -4.5593e-05 | 931.0036 | [19 empty] | 1778.2794 | 0.19538 | 167471.3198 |  | 3755.5036
1 | 3000 | 707 | 0.035 | 15 | 15 | 7 | 2.3714e-12 | 0 | Water | Porous | Wet |  | MinimizeLCOE | IgnoreSilica | 8.1534 | 1.9579 | 0.069797 |  | 121224.9706 |  | 2718.4405 |  | 113.7749 | -4.5276e-05 | 1259.5584 | [19 empty] | 2371.3737 | 0.27919 | 121224.9706 |  | 2718.4405
1 | 3000 | 707 | 0.035 | 15 | 15 | 7 | 3.1623e-12 | 0 | Water | Porous | Wet |  | MinimizeLCOE | IgnoreSilica | 10.6935 | 2.6077 | 0.097729 |  | 90111.3001 |  | 2020.724 |  | 114.7034 | -4.4732e-05 | 1603.231 | [19 empty] | 3162.2777 | 0.39092 | 90111.3001 |  | 2020.724
1 | 3000 | 707 | 0.035 | 15 | 15 | 7 | 4.217e-12 | 0 | Water | Porous | Wet |  | MinimizeLCOE | IgnoreSilica | 13.9534 | 3.4423 | 0.13475 |  | 68477.3953 |  | 1535.5889 |  | 115.4076 | -4.3896e-05 | 2003.4664 | [19 empty] | 4216.965 | 0.53898 | 68477.3953 |  | 1535.5889
1 | 3000 | 707 | 0.035 | 15 | 15 | 7 | 5.6234e-12 | 0 | Water | Porous | Wet |  | MinimizeLCOE | IgnoreSilica | 18.1092 | 4.5069 | 0.18352 |  | 53055.2245 |  | 1189.7505 |  | 115.9424 | -4.2792e-05 | 2457.5758 | [19 empty] | 5623.4133 | 0.73409 | 53055.2245 |  | 1189.7505
1 | 3000 | 707 | 0.035 | 15 | 15 | 7 | 7.4989e-12 | 0 | Water | Porous | Wet |  | MinimizeLCOE | IgnoreSilica | 23.366 | 5.854 | 0.24737 |  | 41846.2123 |  | 938.3911 |  | 116.3498 | -4.1442e-05 | 2976.1119 | [19 empty] | 7498.9421 | 0.98947 | 41846.2123 |  | 938.3911
1 | 3000 | 707 | 0.035 | 15 | 15 | 7 | 1e-11 | 0 | Water | Porous | Wet |  | MinimizeLCOE | IgnoreSilica | 29.9554 | 7.543 | 0.33025 |  | 33573.3333 |  | 752.8738 |  | 116.6611 | -3.9871e-05 | 3537.849 | [19 empty] | 10000 | 1.321 | 33573.3333 |  | 752.8738
1 | 3000 | 707 | 0.035 | 15 | 15 | 7 | 1.3335e-11 | 0 | Water | Porous | Wet |  | MinimizeLCOE | IgnoreSilica | 38.0944 | 9.6297 | 0.43655 |  | 27392.253 |  | 614.2646 |  | 116.8999 | -3.8074e-05 | 4145.8679 | [19 empty] | 13335.2143 | 1.7462 | 27392.253 |  | 614.2646
1 | 3000 | 707 | 0.035 | 15 | 15 | 7 | 1.7783e-11 | 0 | Water | Porous | Wet |  | MinimizeLCOE | IgnoreSilica | 47.946 | 12.1563 | 0.57059 |  | 22729.7206 |  | 509.7085 |  | 117.084 | -3.6045e-05 | 4795.2219 | [19 empty] | 17782.7941 | 2.2824 | 22729.7206 |  | 509.7085
1 | 3000 | 707 | 0.035 | 15 | 15 | 7 | 2.3714e-11 | 0 | Water | Porous | Wet |  | MinimizeLCOE | IgnoreSilica | 59.5876 | 15.1431 | 0.73584 |  | 19188.3681 |  | 430.2945 |  | 117.2278 | -3.3816e-05 | 5469.2026 | [19 empty] | 23713.7371 | 2.9434 | 19188.3681 |  | 430.2945
1 | 3000 | 707 | 0.035 | 15 | 15 | 7 | 3.1623e-11 | 0 | Water | Porous | Wet |  | MinimizeLCOE | IgnoreSilica | 72.8861 | 18.5569 | 0.93328 |  | 16487.8084 |  | 369.7351 |  | 117.342 | -3.1413e-05 | 6149.1383 | [19 empty] | 31622.7766 | 3.7331 | 16487.8084 |  | 369.7351
1 | 3000 | 707 | 0.035 | 15 | 15 | 7 | 4.217e-11 | 0 | Water | Porous | Wet |  | MinimizeLCOE | IgnoreSilica | 87.4144 | 22.2891 | 1.1596 |  | 14426.4748 |  | 323.5102 |  | 117.4346 | -2.888e-05 | 6819.1322 | [19 empty] | 42169.6503 | 4.6383 | 14426.4748 |  | 323.5102
1 | 3000 | 707 | 0.035 | 15 | 15 | 7 | 5.6234e-11 | 0 | Water | Porous | Wet |  | MinimizeLCOE | IgnoreSilica | 102.4723 | 26.161 | 1.4062 |  | 12856.0214 |  | 288.2932 |  | 117.5113 | -2.6297e-05 | 7458.9452 | [19 empty] | 56234.1325 | 5.6249 | 12856.0214 |  | 288.2932
1 | 3000 | 707 | 0.035 | 15 | 15 | 7 | 7.4989e-11 | 0 | Water | Porous | Wet |  | MinimizeLCOE | IgnoreSilica | 117.2272 | 29.959 | 1.6604 |  | 11664.163 |  | 261.566 |  | 117.5758 | -2.3771e-05 | 8052.2446 | [19 empty] | 74989.4209 | 6.6417 | 11664.163 |  | 261.566
1 | 3000 | 707 | 0.035 | 15 | 15 | 7 | 1e-10 | 0 | Water | Porous | Wet |  | MinimizeLCOE | IgnoreSilica | 130.8593 | 33.4722 | 1.9075 |  | 10763.7521 |  | 241.3745 |  | 117.6301 | -2.14e-05 | 8582.293 | [19 empty] | 100000 | 7.6299 | 10763.7521 |  | 241.3745
1 | 3100 | 707 | 0.035 | 15 | 15 | 7 | 1e-13 | 0 | Water | Porous | Wet |  | MinimizeLCOE | IgnoreSilica | 0 | 0 | 0 | [5 empty] | 0 | 0 | 8173.2 | [19 empty] | 100 | 0
1 | 3100 | 707 | 0.035 | 15 | 15 | 7 | 1.3335e-13 | 0 | Water | Porous | Wet |  | MinimizeLCOE | IgnoreSilica | 0 | 0 | 0 | [5 empty] | 0 | 0 | 5265.1273 | [19 empty] | 133.3521 | 0
1 | 3100 | 707 | 0.035 | 15 | 15 | 7 | 1.7783e-13 | 0 | Water | Porous | Wet |  | MinimizeLCOE | IgnoreSilica | 0 | 0 | 0 | [5 empty] | 0 | 0 | 3085.7327 | [19 empty] | 177.8279 | 0
1 | 3100 | 707 | 0.035 | 15 | 15 | 7 | 2.3714e-13 | 0 | Water | Porous | Wet |  | MinimizeLCOE | IgnoreSilica | 0 | 0 | 0 | [5 empty] | 0 | 0 | 1452.1801 | [19 empty] | 237.1374 | 0
1 | 3100 | 707 | 0.035 | 15 | 15 | 7 | 3.1623e-13 | 0 | Water | Porous | Wet |  | MinimizeLCOE | IgnoreSilica | 1.0269 | 0.16736 | 0.001296 |  | 5812876.8608 |  | 130352.3491 |  | 92.8928 | -3.6111e-05 | 28.3621 | [19 empty] | 316.2278 | 0.0051841 | 5812876.8608 |  | 130352.3491
1 | 3100 | 707 | 0.035 | 15 | 15 | 7 | 4.217e-13 | 0 | Water | Porous | Wet |  | MinimizeLCOE | IgnoreSilica | 1.5289 | 0.29215 | 0.0046102 |  | 1657845.963 |  | 37176.7923 |  | 100.8883 | -4.2934e-05 | 15.5642 | [19 empty] | 421.6965 | 0.018441 | 1657845.963 |  | 37176.7923
1 | 3100 | 707 | 0.035 | 15 | 15 | 7 | 5.6234e-13 | 0 | Water | Porous | Wet |  | MinimizeLCOE | IgnoreSilica | 2.1356 | 0.44893 | 0.0097543 |  | 796101.6064 |  | 17852.3848 |  | 106.0655 | -4.6725e-05 | 134.9438 | [19 empty] | 562.3413 | 0.039017 | 796101.6064 |  | 17852.3848
1 | 3100 | 707 | 0.035 | 15 | 15 | 7 | 7.4989e-13 | 0 | Water | Porous | Wet |  | MinimizeLCOE | IgnoreSilica | 2.9009 | 0.65059 | 0.017171 |  | 460628.9984 |  | 10329.4932 |  | 109.7448 | -4.8846e-05 | 341.8447 | [19 empty] | 749.8942 | 0.068684 | 460628.9984 |  | 10329.4932
1 | 3100 | 707 | 0.035 | 15 | 15 | 7 | 1e-12 | 0 | Water | Porous | Wet |  | MinimizeLCOE | IgnoreSilica | 3.8996 | 0.91661 | 0.027497 |  | 294058.4102 |  | 6594.1883 |  | 112.4979 | -5.0183e-05 | 574.5728 | [19 empty] | 1000 | 0.10999 | 294058.4102 |  | 6594.1883
1 | 3100 | 707 | 0.035 | 15 | 15 | 7 | 1.3335e-12 | 0 | Water | Porous | Wet |  | MinimizeLCOE | IgnoreSilica | 5.1837 | 1.2608 | 0.041579 |  | 199576.744 |  | 4475.4599 |  | 114.5457 | -5.07e-05 | 856.504 | [19 empty] | 1333.5214 | 0.16632 | 199576.744 |  | 4475.4599
1 | 3100 | 707 | 0.035 | 15 | 15 | 7 | 1.7783e-12 | 0 | Water | Porous | Wet |  | MinimizeLCOE | IgnoreSilica | 6.8576 | 1.7111 | 0.060577 |  | 141299.5154 |  | 3168.6072 |  | 116.1007 | -5.0792e-05 | 1134.6186 | [19 empty] | 1778.2794 | 0.24231 | 141299.5154 |  | 3168.6072
1 | 3100 | 707 | 0.035 | 15 | 15 | 7 | 2.3714e-12 | 0 | Water | Porous | Wet |  | MinimizeLCOE | IgnoreSilica | 9.0159 | 2.293 | 0.085989 |  | 103241.6764 |  | 2315.1695 |  | 117.2746 | -5.042e-05 | 1504.7908 | [19 empty] | 2371.3737 | 0.34395 | 103241.6764 |  | 2315.1695
1 | 3100 | 707 | 0.035 | 15 | 15 | 7 | 3.1623e-12 | 0 | Water | Porous | Wet |  | MinimizeLCOE | IgnoreSilica | 11.7996 | 3.0444 | 0.11979 |  | 77352.022 |  | 1734.6003 |  | 118.1664 | -4.9716e-05 | 1908.9486 | [19 empty] | 3162.2777 | 0.47917 | 77352.022 |  | 1734.6003
1 | 3100 | 707 | 0.035 | 15 | 15 | 7 | 4.217e-12 | 0 | Water | Porous | Wet |  | MinimizeLCOE | IgnoreSilica | 15.354 | 4.0045 | 0.16449 |  | 59198.0708 |  | 1327.5023 |  | 118.8422 | -4.8654e-05 | 2386.9203 | [19 empty] | 4216.965 | 0.65794 | 59198.0708 |  | 1327.5023
1 | 3100 | 707 | 0.035 | 15 | 15 | 7 | 5.6234e-12 | 0 | Water | Porous | Wet |  | MinimizeLCOE | IgnoreSilica | 19.8971 | 5.2323 | 0.22331 |  | 46170.0547 |  | 1035.3522 |  | 119.3588 | -4.7369e-05 | 2901.798 | [19 empty] | 5623.4133 | 0.89324 | 46170.0547 |  | 1035.3522
1 | 3100 | 707 | 0.035 | 15 | 15 | 7 | 7.4989e-12 | 0 | Water | Porous | Wet |  | MinimizeLCOE | IgnoreSilica | 25.6117 | 6.7771 | 0.30008 |  | 36649.142 |  | 821.8481 |  | 119.7516 | -4.5772e-05 | 3489.3375 | [19 empty] | 7498.9421 | 1.2003 | 36649.142 |  | 821.8481
1 | 3100 | 707 | 0.035 | 15 | 15 | 7 | 1e-11 | 0 | Water | Porous | Wet |  | MinimizeLCOE | IgnoreSilica | 32.7398 | 8.7046 | 0.39937 |  | 29589.5743 |  | 663.539 |  | 120.0522 | -4.3918e-05 | 4130.2903 | [19 empty] | 10000 | 1.5975 | 29589.5743 |  | 663.539
1 | 3100 | 707 | 0.035 | 15 | 15 | 7 | 1.3335e-11 | 0 | Water | Porous | Wet |  | MinimizeLCOE | IgnoreSilica | 41.4977 | 11.0735 | 0.52613 |  | 24294.0274 |  | 544.7877 |  | 120.2833 | -4.1814e-05 | 4824.6084 | [19 empty] | 13335.2143 | 2.1045 | 24294.0274 |  | 544.7877
1 | 3100 | 707 | 0.035 | 15 | 15 | 7 | 1.7783e-11 | 0 | Water | Porous | Wet |  | MinimizeLCOE | IgnoreSilica | 52.036 | 13.9249 | 0.68505 |  | 20285.9721 |  | 454.908 |  | 120.4624 | -3.9463e-05 | 5545.5766 | [19 empty] | 17782.7941 | 2.7402 | 20285.9721 |  | 454.908
1 | 3100 | 707 | 0.035 | 15 | 15 | 7 | 2.3714e-11 | 0 | Water | Porous | Wet |  | MinimizeLCOE | IgnoreSilica | 64.4092 | 17.2742 | 0.87957 |  | 17233.3587 |  | 386.4539 |  | 120.6032 | -3.6911e-05 | 6285.6528 | [19 empty] | 23713.7371 | 3.5183 | 17233.3587 |  | 386.4539
1 | 3100 | 707 | 0.035 | 15 | 15 | 7 | 3.1623e-11 | 0 | Water | Porous | Wet |  | MinimizeLCOE | IgnoreSilica | 78.389 | 21.0609 | 1.1096 |  | 14900.7602 |  | 334.1459 |  | 120.7158 | -3.4172e-05 | 7032.0689 | [19 empty] | 31622.7766 | 4.4384 | 14900.7602 |  | 334.1459
1 | 3100 | 707 | 0.035 | 15 | 15 | 7 | 4.217e-11 | 0 | Water | Porous | Wet |  | MinimizeLCOE | IgnoreSilica | 93.4735 | 25.15 | 1.37 |  | 13117.9775 |  | 294.1675 |  | 120.8078 | -3.1309e-05 | 7760.1361 | [19 empty] | 42169.6503 | 5.4802 | 13117.9775 |  | 294.1675
1 | 3100 | 707 | 0.035 | 15 | 15 | 7 | 5.6234e-11 | 0 | Water | Porous | Wet |  | MinimizeLCOE | IgnoreSilica | 108.9102 | 29.3389 | 1.6501 |  | 11758.844 |  | 263.6892 |  | 120.8848 | -2.8425e-05 | 8447.5237 | [19 empty] | 56234.1325 | 6.6003 | 11758.844 |  | 263.6892
1 | 3100 | 707 | 0.035 | 15 | 15 | 7 | 7.4989e-11 | 0 | Water | Porous | Wet |  | MinimizeLCOE | IgnoreSilica | 123.8265 | 33.3912 | 1.9345 |  | 10727.0995 |  | 240.5526 |  | 120.9499 | -2.5637e-05 | 9076.4213 | [19 empty] | 74989.4209 | 7.7379 | 10727.0995 |  | 240.5526
1 | 3100 | 707 | 0.035 | 15 | 15 | 7 | 1e-10 | 0 | Water | Porous | Wet |  | MinimizeLCOE | IgnoreSilica | 137.4292 | 37.0913 | 2.207 |  | 9947.5579 |  | 223.0716 |  | 121.0047 | -2.305e-05 | 9638.2599 | [19 empty] | 100000 | 8.8281 | 9947.5579 |  | 223.0716
1 | 3200 | 707 | 0.035 | 15 | 15 | 7 | 1e-13 | 0 | Water | Porous | Wet |  | MinimizeLCOE | IgnoreSilica | 0 | 0 | 0 | [5 empty] | 0 | 0 | 7662.099 | [19 empty] | 100 | 0
1 | 3200 | 707 | 0.035 | 15 | 15 | 7 | 1.3335e-13 | 0 | Water | Porous | Wet |  | MinimizeLCOE | IgnoreSilica | 0 | 0 | 0 | [5 empty] | 0 | 0 | 4839.953 | [19 empty] | 133.3521 | 0
1 | 3200 | 707 | 0.035 | 15 | 15 | 7 | 1.7783e-13 | 0 | Water | Porous | Wet |  | MinimizeLCOE | IgnoreSilica | 0 | 0 | 0 | [5 empty] | 0 | 0 | 2725.0292 | [19 empty] | 177.8279 | 0
1 | 3200 | 707 | 0.035 | 15 | 15 | 7 | 2.3714e-13 | 0 | Water | Porous | Wet |  | MinimizeLCOE | IgnoreSilica | 0 | 0 | 0 | [5 empty] | 0 | 0 | 1139.8429 | [19 empty] | 237.1374 | 0
1 | 3200 | 707 | 0.035 | 15 | 15 | 7 | 3.1623e-13 | 0 | Water | Porous | Wet |  | MinimizeLCOE | IgnoreSilica | 1.1927 | 0.21575 | 0.0023216 |  | 3364946.9535 |  | 75458.1166 |  | 98.0446 | -4.2548e-05 | 96.319 | [19 empty] | 316.2278 | 0.0092862 | 3364946.9535 |  | 75458.1166
1 | 3200 | 707 | 0.035 | 15 | 15 | 7 | 4.217e-13 | 0 | Water | Porous | Wet |  | MinimizeLCOE | IgnoreSilica | 1.7141 | 0.35391 | 0.0065267 |  | 1214570.5238 |  | 27236.4484 |  | 105.0691 | -4.8479e-05 | 123.9661 | [19 empty] | 421.6965 | 0.026107 | 1214570.5238 |  | 27236.4484
1 | 3200 | 707 | 0.035 | 15 | 15 | 7 | 5.6234e-13 | 0 | Water | Porous | Wet |  | MinimizeLCOE | IgnoreSilica | 2.3746 | 0.53461 | 0.012883 |  | 625883.5032 |  | 14035.2853 |  | 109.9701 | -5.2296e-05 | 295.7751 | [19 empty] | 562.3413 | 0.051533 | 625883.5032 |  | 14035.2853
1 | 3200 | 707 | 0.035 | 15 | 15 | 7 | 7.4989e-13 | 0 | Water | Porous | Wet |  | MinimizeLCOE | IgnoreSilica | 3.1834 | 0.7597 | 0.021917 |  | 375001.0429 |  | 8409.3071 |  | 113.4018 | -5.3893e-05 | 861.4794 | [19 empty] | 749.8942 | 0.087666 | 375001.0429 |  | 8409.3071
1 | 3200 | 707 | 0.035 | 15 | 15 | 7 | 1e-12 | 0 | Water | Porous | Wet |  | MinimizeLCOE | IgnoreSilica | 4.248 | 1.0588 | 0.034406 |  | 244465.2721 |  | 5482.0742 |  | 116.0337 | -5.4955e-05 | 1163.2716 | [19 empty] | 1000 | 0.13762 | 244465.2721 |  | 5482.0742
1 | 3200 | 707 | 0.035 | 15 | 15 | 7 | 1.3335e-12 | 0 | Water | Porous | Wet |  | MinimizeLCOE | IgnoreSilica | 5.6442 | 1.4533 | 0.051392 |  | 168284.7865 |  | 3773.7454 |  | 118.0413 | -5.5533e-05 | 1429.4875 | [19 empty] | 1333.5214 | 0.20557 | 168284.7865 |  | 3773.7454
1 | 3200 | 707 | 0.035 | 15 | 15 | 7 | 1.7783e-12 | 0 | Water | Porous | Wet |  | MinimizeLCOE | IgnoreSilica | 7.5079 | 1.9817 | 0.074323 |  | 120392.7346 |  | 2699.7778 |  | 119.5928 | -5.6008e-05 | 1592.1289 | [19 empty] | 1778.2794 | 0.29729 | 120392.7346 |  | 2699.7778
1 | 3200 | 707 | 0.035 | 15 | 15 | 7 | 2.3714e-12 | 0 | Water | Porous | Wet |  | MinimizeLCOE | IgnoreSilica | 9.9174 | 2.6661 | 0.10498 |  | 88718.8922 |  | 1989.4996 |  | 120.7544 | -5.5913e-05 | 1810.0288 | [19 empty] | 2371.3737 | 0.41991 | 88718.8922 |  | 1989.4996
1 | 3200 | 707 | 0.035 | 15 | 15 | 7 | 3.1623e-12 | 0 | Water | Porous | Wet |  | MinimizeLCOE | IgnoreSilica | 12.9569 | 3.5305 | 0.14559 |  | 66963.2586 |  | 1501.6348 |  | 121.6144 | -5.5046e-05 | 2273.4541 | [19 empty] | 3162.2777 | 0.58236 | 66963.2586 |  | 1501.6348
1 | 3200 | 707 | 0.035 | 15 | 15 | 7 | 4.217e-12 | 0 | Water | Porous | Wet |  | MinimizeLCOE | IgnoreSilica | 16.8233 | 4.6309 | 0.19917 |  | 51592.1561 |  | 1156.9415 |  | 122.2658 | -5.376e-05 | 2825.0126 | [19 empty] | 4216.965 | 0.79667 | 51592.1561 |  | 1156.9415
1 | 3200 | 707 | 0.035 | 15 | 15 | 7 | 5.6234e-12 | 0 | Water | Porous | Wet |  | MinimizeLCOE | IgnoreSilica | 21.7607 | 6.0366 | 0.26957 |  | 40493.9562 |  | 908.0671 |  | 122.7653 | -5.2252e-05 | 3407.3603 | [19 empty] | 5623.4133 | 1.0783 | 40493.9562 |  | 908.0671
1 | 3200 | 707 | 0.035 | 15 | 15 | 7 | 7.4989e-12 | 0 | Water | Porous | Wet |  | MinimizeLCOE | IgnoreSilica | 27.946 | 7.7981 | 0.36117 |  | 32342.2949 |  | 725.2681 |  | 123.1451 | -5.0382e-05 | 4070.6697 | [19 empty] | 7498.9421 | 1.4447 | 32342.2949 |  | 725.2681
1 | 3200 | 707 | 0.035 | 15 | 15 | 7 | 1e-11 | 0 | Water | Porous | Wet |  | MinimizeLCOE | IgnoreSilica | 35.6265 | 9.9861 | 0.47921 |  | 26271.8827 |  | 589.1406 |  | 123.4362 | -4.8222e-05 | 4794.4723 | [19 empty] | 10000 | 1.9168 | 26271.8827 |  | 589.1406
1 | 3200 | 707 | 0.035 | 15 | 15 | 7 | 1.3335e-11 | 0 | Water | Porous | Wet |  | MinimizeLCOE | IgnoreSilica | 45.0197 | 12.6628 | 0.62924 |  | 21701.3884 |  | 486.6484 |  | 123.6607 | -4.579e-05 | 5562.5266 | [19 empty] | 13335.2143 | 2.517 | 21701.3884 |  | 486.6484
1 | 3200 | 707 | 0.035 | 15 | 15 | 7 | 1.7783e-11 | 0 | Water | Porous | Wet |  | MinimizeLCOE | IgnoreSilica | 56.2696 | 15.8696 | 0.81631 |  | 18231.2298 |  | 408.8309 |  | 123.8356 | -4.3108e-05 | 6361.6076 | [19 empty] | 17782.7941 | 3.2652 | 18231.2298 |  | 408.8309
1 | 3200 | 707 | 0.035 | 15 | 15 | 7 | 2.3714e-11 | 0 | Water | Porous | Wet |  | MinimizeLCOE | IgnoreSilica | 69.3512 | 19.6006 | 1.0434 |  | 15581.648 |  | 349.4147 |  | 123.9737 | -4.0192e-05 | 7176.7283 | [19 empty] | 23713.7371 | 4.1734 | 15581.648 |  | 349.4147
1 | 3200 | 707 | 0.035 | 15 | 15 | 7 | 3.1623e-11 | 0 | Water | Porous | Wet |  | MinimizeLCOE | IgnoreSilica | 83.9922 | 23.7792 | 1.3092 |  | 13553.3623 |  | 303.9309 |  | 124.0851 | -3.7091e-05 | 7986.8539 | [19 empty] | 31622.7766 | 5.2369 | 13553.3623 |  | 303.9309
1 | 3200 | 707 | 0.035 | 15 | 15 | 7 | 4.217e-11 | 0 | Water | Porous | Wet |  | MinimizeLCOE | IgnoreSilica | 99.605 | 28.2392 | 1.6067 |  | 12001.4729 |  | 269.1301 |  | 124.1771 | -3.3881e-05 | 8770.445 | [19 empty] | 42169.6503 | 6.4267 | 12001.4729 |  | 269.1301
1 | 3200 | 707 | 0.035 | 15 | 15 | 7 | 5.6234e-11 | 0 | Water | Porous | Wet |  | MinimizeLCOE | IgnoreSilica | 115.3487 | 32.7415 | 1.9219 |  | 10817.7728 |  | 242.5859 |  | 124.2544 | -3.067e-05 | 9508.2163 | [19 empty] | 56234.1325 | 7.6876 | 10817.7728 |  | 242.5859
1 | 3200 | 707 | 0.035 | 15 | 15 | 7 | 7.4989e-11 | 0 | Water | Porous | Wet |  | MinimizeLCOE | IgnoreSilica | 130.3723 | 37.0433 | 2.2377 |  | 9919.0644 |  | 222.4326 |  | 124.3201 | -2.7607e-05 | 10174.8729 | [19 empty] | 74989.4209 | 8.9508 | 9919.0644 |  | 222.4326
1 | 3200 | 707 | 0.035 | 15 | 15 | 7 | 1e-10 | 0 | Water | Porous | Wet |  | MinimizeLCOE | IgnoreSilica | 143.9145 | 40.9258 | 2.5364 |  | 9239.995 |  | 207.2046 |  | 124.3756 | -2.4798e-05 | 10766.2257 | [19 empty] | 100000 | 10.1455 | 9239.995 |  | 207.2046
1 | 3300 | 707 | 0.035 | 15 | 15 | 7 | 1e-13 | 0 | Water | Porous | Wet |  | MinimizeLCOE | IgnoreSilica | 0 | 0 | 0 | [5 empty] | 0 | 0 | 7169.3695 | [19 empty] | 100 | 0
1 | 3300 | 707 | 0.035 | 15 | 15 | 7 | 1.3335e-13 | 0 | Water | Porous | Wet |  | MinimizeLCOE | IgnoreSilica | 0 | 0 | 0 | [5 empty] | 0 | 0 | 4429.0819 | [19 empty] | 133.3521 | 0
1 | 3300 | 707 | 0.035 | 15 | 15 | 7 | 1.7783e-13 | 0 | Water | Porous | Wet |  | MinimizeLCOE | IgnoreSilica | 0 | 0 | 0 | [5 empty] | 0 | 0 | 2375.5691 | [19 empty] | 177.8279 | 0
1 | 3300 | 707 | 0.035 | 15 | 15 | 7 | 2.3714e-13 | 0 | Water | Porous | Wet |  | MinimizeLCOE | IgnoreSilica | 0.86115 | 0.13684 | 0.00047724 |  | 16710462.7172 |  | 374728.06 |  | 91.6938 | -3.7648e-05 | 25.7699 | [19 empty] | 237.1374 | 0.001909 | 16710462.7172 |  | 374728.06
1 | 3300 | 707 | 0.035 | 15 | 15 | 7 | 3.1623e-13 | 0 | Water | Porous | Wet |  | MinimizeLCOE | IgnoreSilica | 1.3585 | 0.26892 | 0.0036543 |  | 2215428.2414 |  | 49680.4392 |  | 102.7717 | -4.9056e-05 | 92.6538 | [19 empty] | 316.2278 | 0.014617 | 2215428.2414 |  | 49680.4392
1 | 3300 | 707 | 0.035 | 15 | 15 | 7 | 4.217e-13 | 0 | Water | Porous | Wet |  | MinimizeLCOE | IgnoreSilica | 1.8604 | 0.4099 | 0.0088649 |  | 925893.8048 |  | 20762.9433 |  | 108.7236 | -5.2761e-05 | 968.0481 | [19 empty] | 421.6965 | 0.03546 | 925893.8048 |  | 20762.9433
1 | 3300 | 707 | 0.035 | 15 | 15 | 7 | 5.6234e-13 | 0 | Water | Porous | Wet |  | MinimizeLCOE | IgnoreSilica | 2.4524 | 0.58048 | 0.016443 |  | 506699.2546 |  | 11362.6075 |  | 112.914 | -5.3758e-05 | 2036.2427 | [19 empty] | 562.3413 | 0.065771 | 506699.2546 |  | 11362.6075
1 | 3300 | 707 | 0.035 | 15 | 15 | 7 | 7.4989e-13 | 0 | Water | Porous | Wet |  | MinimizeLCOE | IgnoreSilica | 3.2714 | 0.82015 | 0.027167 |  | 312645.2729 |  | 7010.9942 |  | 116.3908 | -5.5204e-05 | 2669.7123 | [19 empty] | 749.8942 | 0.10867 | 312645.2729 |  | 7010.9942
1 | 3300 | 707 | 0.035 | 15 | 15 | 7 | 1e-12 | 0 | Water | Porous | Wet |  | MinimizeLCOE | IgnoreSilica | 4.3406 | 1.1361 | 0.041898 |  | 207486.4105 |  | 4652.8323 |  | 119.0621 | -5.6027e-05 | 3021.1561 | [19 empty] | 1000 | 0.16759 | 207486.4105 |  | 4652.8323
1 | 3300 | 707 | 0.035 | 15 | 15 | 7 | 1.3335e-12 | 0 | Water | Porous | Wet |  | MinimizeLCOE | IgnoreSilica | 5.7562 | 1.5567 | 0.061897 |  | 144473.3424 |  | 3239.7795 |  | 121.1341 | -5.6576e-05 | 3342.9649 | [19 empty] | 1333.5214 | 0.24759 | 144473.3424 |  | 3239.7795
1 | 3300 | 707 | 0.035 | 15 | 15 | 7 | 1.7783e-12 | 0 | Water | Porous | Wet |  | MinimizeLCOE | IgnoreSilica | 7.669 | 2.1271 | 0.088957 |  | 104105.7322 |  | 2334.5457 |  | 122.7558 | -5.7229e-05 | 3529.467 | [19 empty] | 1778.2794 | 0.35583 | 104105.7322 |  | 2334.5457
1 | 3300 | 707 | 0.035 | 15 | 15 | 7 | 2.3714e-12 | 0 | Water | Porous | Wet |  | MinimizeLCOE | IgnoreSilica | 10.199 | 2.8832 | 0.12521 |  | 77147.4301 |  | 1730.0123 |  | 123.9881 | -5.7614e-05 | 3601.3652 | [19 empty] | 2371.3737 | 0.50082 | 77147.4301 |  | 1730.0123
1 | 3300 | 707 | 0.035 | 15 | 15 | 7 | 3.1623e-12 | 0 | Water | Porous | Wet |  | MinimizeLCOE | IgnoreSilica | 13.5636 | 3.8898 | 0.17366 |  | 58513.5418 |  | 1312.1519 |  | 124.9272 | -5.7885e-05 | 3682.2378 | [19 empty] | 3162.2777 | 0.69462 | 58513.5418 |  | 1312.1519
1 | 3300 | 707 | 0.035 | 15 | 15 | 7 | 4.217e-12 | 0 | Water | Porous | Wet |  | MinimizeLCOE | IgnoreSilica | 18.0459 | 5.2319 | 0.23828 |  | 45308.2814 |  | 1016.0272 |  | 125.6419 | -5.8106e-05 | 3720.6983 | [19 empty] | 4216.965 | 0.95311 | 45308.2814 |  | 1016.0272
1 | 3300 | 707 | 0.035 | 15 | 15 | 7 | 5.6234e-12 | 0 | Water | Porous | Wet |  | MinimizeLCOE | IgnoreSilica | 23.7144 | 6.9299 | 0.32309 |  | 35769.6853 |  | 802.1265 |  | 126.1636 | -5.7497e-05 | 3969.2724 | [19 empty] | 5623.4133 | 1.2924 | 35769.6853 |  | 802.1265
1 | 3300 | 707 | 0.035 | 15 | 15 | 7 | 7.4989e-12 | 0 | Water | Porous | Wet |  | MinimizeLCOE | IgnoreSilica | 30.377 | 8.9263 | 0.43162 |  | 28739.9487 |  | 644.4864 |  | 126.5311 | -5.5307e-05 | 4721.8726 | [19 empty] | 7498.9421 | 1.7265 | 28739.9487 |  | 644.4864
1 | 3300 | 707 | 0.035 | 15 | 15 | 7 | 1e-11 | 0 | Water | Porous | Wet |  | MinimizeLCOE | IgnoreSilica | 38.6324 | 11.4006 | 0.57103 |  | 23483.8287 |  | 526.6191 |  | 126.8139 | -5.2824e-05 | 5524.2549 | [19 empty] | 10000 | 2.2841 | 23483.8287 |  | 526.6191
1 | 3300 | 707 | 0.035 | 15 | 15 | 7 | 1.3335e-11 | 0 | Water | Porous | Wet |  | MinimizeLCOE | IgnoreSilica | 48.6861 | 14.4149 | 0.74745 |  | 19512.6169 |  | 437.5657 |  | 127.0327 | -5.005e-05 | 6369.6794 | [19 empty] | 13335.2143 | 2.9898 | 19512.6169 |  | 437.5657
1 | 3300 | 707 | 0.035 | 15 | 15 | 7 | 1.7783e-11 | 0 | Water | Porous | Wet |  | MinimizeLCOE | IgnoreSilica | 60.6204 | 17.9945 | 0.96587 |  | 16488.636 |  | 369.7537 |  | 127.2035 | -4.6972e-05 | 7253.9539 | [19 empty] | 17782.7941 | 3.8635 | 16488.636 |  | 369.7537
1 | 3300 | 707 | 0.035 | 15 | 15 | 7 | 2.3714e-11 | 0 | Water | Porous | Wet |  | MinimizeLCOE | IgnoreSilica | 74.4092 | 22.1328 | 1.229 |  | 14174.4247 |  | 317.858 |  | 127.3396 | -4.367e-05 | 8144.9316 | [19 empty] | 23713.7371 | 4.916 | 14174.4247 |  | 317.858
1 | 3300 | 707 | 0.035 | 15 | 15 | 7 | 3.1623e-11 | 0 | Water | Porous | Wet |  | MinimizeLCOE | IgnoreSilica | 89.6756 | 26.718 | 1.5339 |  | 12400.0476 |  | 278.068 |  | 127.4502 | -4.0175e-05 | 9021.4362 | [19 empty] | 31622.7766 | 6.1358 | 12400.0476 |  | 278.068
1 | 3300 | 707 | 0.035 | 15 | 15 | 7 | 4.217e-11 | 0 | Water | Porous | Wet |  | MinimizeLCOE | IgnoreSilica | 105.7554 | 31.5524 | 1.8709 |  | 11041.2058 |  | 247.5964 |  | 127.5422 | -3.6586e-05 | 9861.1292 | [19 empty] | 42169.6503 | 7.4836 | 11041.2058 |  | 247.5964
1 | 3300 | 707 | 0.035 | 15 | 15 | 7 | 5.6234e-11 | 0 | Water | Porous | Wet |  | MinimizeLCOE | IgnoreSilica | 121.7802 | 36.3758 | 2.2234 |  | 10004.3779 |  | 224.3457 |  | 127.6201 | -3.3041e-05 | 10644.3368 | [19 empty] | 56234.1325 | 8.8938 | 10004.3779 |  | 224.3457
1 | 3300 | 707 | 0.035 | 15 | 15 | 7 | 7.4989e-11 | 0 | Water | Porous | Wet |  | MinimizeLCOE | IgnoreSilica | 136.8614 | 40.9213 | 2.5717 |  | 9217.1232 |  | 206.6917 |  | 127.6865 | -2.9688e-05 | 11350.3536 | [19 empty] | 74989.4209 | 10.2867 | 9217.1232 |  | 206.6917
1 | 3300 | 707 | 0.035 | 15 | 15 | 7 | 1e-10 | 0 | Water | Porous | Wet |  | MinimizeLCOE | IgnoreSilica | 150.3381 | 44.9887 | 2.8973 |  | 8622.2555 |  | 193.352 |  | 127.7427 | -2.6656e-05 | 11966.3237 | [19 empty] | 100000 | 11.5893 | 8622.2555 |  | 193.352
1 | 3400 | 707 | 0.035 | 15 | 15 | 7 | 1e-13 | 0 | Water | Porous | Wet |  | MinimizeLCOE | IgnoreSilica | 0 | 0 | 0 | [5 empty] | 0 | 0 | 6694.315 | [19 empty] | 100 | 0
1 | 3400 | 707 | 0.035 | 15 | 15 | 7 | 1.3335e-13 | 0 | Water | Porous | Wet |  | MinimizeLCOE | IgnoreSilica | 0 | 0 | 0 | [5 empty] | 0 | 0 | 4031.9641 | [19 empty] | 133.3521 | 0
1 | 3400 | 707 | 0.035 | 15 | 15 | 7 | 1.7783e-13 | 0 | Water | Porous | Wet |  | MinimizeLCOE | IgnoreSilica | 0 | 0 | 0 | [5 empty] | 0 | 0 | 2036.9136 | [19 empty] | 177.8279 | 0
1 | 3400 | 707 | 0.035 | 15 | 15 | 7 | 2.3714e-13 | 0 | Water | Porous | Wet |  | MinimizeLCOE | IgnoreSilica | 1.0075 | 0.18022 | 0.0012768 |  | 6467237.8162 |  | 145026.2343 |  | 97.4753 | -4.5031e-05 | 8.4874 | [19 empty] | 237.1374 | 0.0051073 | 6467237.8162 |  | 145026.2343
1 | 3400 | 707 | 0.035 | 15 | 15 | 7 | 3.1623e-13 | 0 | Water | Porous | Wet |  | MinimizeLCOE | IgnoreSilica | 1.4363 | 0.30131 | 0.0052839 |  | 1582625.1907 |  | 35489.9848 |  | 105.9541 | -5.1667e-05 | 1278.245 | [19 empty] | 316.2278 | 0.021136 | 1582625.1907 |  | 35489.9848
1 | 3400 | 707 | 0.035 | 15 | 15 | 7 | 4.217e-13 | 0 | Water | Porous | Wet |  | MinimizeLCOE | IgnoreSilica | 1.8993 | 0.43796 | 0.011429 |  | 740887.3636 |  | 16614.2188 |  | 111.3654 | -5.3387e-05 | 2784.2424 | [19 empty] | 421.6965 | 0.045717 | 740887.3636 |  | 16614.2188
1 | 3400 | 707 | 0.035 | 15 | 15 | 7 | 5.6234e-13 | 0 | Water | Porous | Wet |  | MinimizeLCOE | IgnoreSilica | 2.5229 | 0.62659 | 0.020352 |  | 422681.7957 |  | 9478.5364 |  | 115.8156 | -5.5052e-05 | 3772.8047 | [19 empty] | 562.3413 | 0.08141 | 422681.7957 |  | 9478.5364
1 | 3400 | 707 | 0.035 | 15 | 15 | 7 | 7.4989e-13 | 0 | Water | Porous | Wet |  | MinimizeLCOE | IgnoreSilica | 3.3344 | 0.87593 | 0.032798 |  | 267341.1985 |  | 5995.0613 |  | 119.2947 | -5.6041e-05 | 4541.4501 | [19 empty] | 749.8942 | 0.13119 | 267341.1985 |  | 5995.0613
1 | 3400 | 707 | 0.035 | 15 | 15 | 7 | 1e-12 | 0 | Water | Porous | Wet |  | MinimizeLCOE | IgnoreSilica | 4.4332 | 1.2169 | 0.049994 |  | 179632.3122 |  | 4028.2109 |  | 122.0863 | -5.7122e-05 | 4971.5208 | [19 empty] | 1000 | 0.19998 | 179632.3122 |  | 4028.2109
1 | 3400 | 707 | 0.035 | 15 | 15 | 7 | 1.3335e-12 | 0 | Water | Porous | Wet |  | MinimizeLCOE | IgnoreSilica | 5.8754 | 1.6671 | 0.073244 |  | 126198.1565 |  | 2829.963 |  | 124.2303 | -5.7726e-05 | 5323.3511 | [19 empty] | 1333.5214 | 0.29298 | 126198.1565 |  | 2829.963
1 | 3400 | 707 | 0.035 | 15 | 15 | 7 | 1.7783e-12 | 0 | Water | Porous | Wet |  | MinimizeLCOE | IgnoreSilica | 7.822 | 2.277 | 0.10472 |  | 91474.7609 |  | 2051.2993 |  | 125.9092 | -5.8416e-05 | 5486.845 | [19 empty] | 1778.2794 | 0.41886 | 91474.7609 |  | 2051.2993
1 | 3400 | 707 | 0.035 | 15 | 15 | 7 | 2.3714e-12 | 0 | Water | Porous | Wet |  | MinimizeLCOE | IgnoreSilica | 10.399 | 3.0861 | 0.14684 |  | 68093.7542 |  | 1526.9859 |  | 127.1873 | -5.8843e-05 | 5619.1224 | [19 empty] | 2371.3737 | 0.58737 | 68093.7542 |  | 1526.9859
1 | 3400 | 707 | 0.035 | 15 | 15 | 7 | 3.1623e-12 | 0 | Water | Porous | Wet |  | MinimizeLCOE | IgnoreSilica | 13.8459 | 4.1697 | 0.20324 |  | 51819.2702 |  | 1162.0345 |  | 128.1664 | -5.9242e-05 | 5676.8374 | [19 empty] | 3162.2777 | 0.81297 | 51819.2702 |  | 1162.0345
1 | 3400 | 707 | 0.035 | 15 | 15 | 7 | 4.217e-12 | 0 | Water | Porous | Wet |  | MinimizeLCOE | IgnoreSilica | 18.4164 | 5.6077 | 0.27834 |  | 40246.338 |  | 902.5143 |  | 128.9074 | -5.9486e-05 | 5720.8463 | [19 empty] | 4216.965 | 1.1134 | 40246.338 |  | 902.5143
1 | 3400 | 707 | 0.035 | 15 | 15 | 7 | 5.6234e-12 | 0 | Water | Porous | Wet |  | MinimizeLCOE | IgnoreSilica | 24.4916 | 7.52 | 0.3782 |  | 31861.2326 |  | 714.4804 |  | 129.4696 | -5.9678e-05 | 5728.3211 | [19 empty] | 5623.4133 | 1.5128 | 31861.2326 |  | 714.4804
1 | 3400 | 707 | 0.035 | 15 | 15 | 7 | 7.4989e-12 | 0 | Water | Porous | Wet |  | MinimizeLCOE | IgnoreSilica | 32.499 | 10.0414 | 0.5102 |  | 25704.2467 |  | 576.4115 |  | 129.894 | -5.9732e-05 | 5726.9157 | [19 empty] | 7498.9421 | 2.0408 | 25704.2467 |  | 576.4115
1 | 3400 | 707 | 0.035 | 15 | 15 | 7 | 1e-11 | 0 | Water | Porous | Wet |  | MinimizeLCOE | IgnoreSilica | 41.7607 | 12.9587 | 0.67614 |  | 21121.5007 |  | 473.6445 |  | 130.1857 | -5.775e-05 | 6321.1638 | [19 empty] | 10000 | 2.7046 | 21121.5007 |  | 473.6445
1 | 3400 | 707 | 0.035 | 15 | 15 | 7 | 1.3335e-11 | 0 | Water | Porous | Wet |  | MinimizeLCOE | IgnoreSilica | 52.4575 | 16.3291 | 0.88205 |  | 17649.9148 |  | 395.795 |  | 130.399 | -5.4566e-05 | 7258.267 | [19 empty] | 13335.2143 | 3.5282 | 17649.9148 |  | 395.795
1 | 3400 | 707 | 0.035 | 15 | 15 | 7 | 1.7783e-11 | 0 | Water | Porous | Wet |  | MinimizeLCOE | IgnoreSilica | 65.0929 | 20.3123 | 1.1355 |  | 14999.1745 |  | 336.3528 |  | 130.5665 | -5.1077e-05 | 8223.0371 | [19 empty] | 17782.7941 | 4.542 | 14999.1745 |  | 336.3528
1 | 3400 | 707 | 0.035 | 15 | 15 | 7 | 2.3714e-11 | 0 | Water | Porous | Wet |  | MinimizeLCOE | IgnoreSilica | 79.5681 | 24.8784 | 1.4383 |  | 12966.3516 |  | 290.7673 |  | 130.7008 | -4.7351e-05 | 9185.5384 | [19 empty] | 23713.7371 | 5.7532 | 12966.3516 |  | 290.7673
1 | 3400 | 707 | 0.035 | 15 | 15 | 7 | 3.1623e-11 | 0 | Water | Porous | Wet |  | MinimizeLCOE | IgnoreSilica | 95.4265 | 29.885 | 1.7856 |  | 11405.5496 |  | 255.7667 |  | 130.8108 | -4.3432e-05 | 10130.6552 | [19 empty] | 31622.7766 | 7.1423 | 11405.5496 |  | 255.7667
1 | 3400 | 707 | 0.035 | 15 | 15 | 7 | 4.217e-11 | 0 | Water | Porous | Wet |  | MinimizeLCOE | IgnoreSilica | 111.9434 | 35.1052 | 2.1648 |  | 10209.3914 |  | 228.9431 |  | 130.9032 | -3.9446e-05 | 11029.5503 | [19 empty] | 42169.6503 | 8.6592 | 10209.3914 |  | 228.9431
1 | 3400 | 707 | 0.035 | 15 | 15 | 7 | 5.6234e-11 | 0 | Water | Porous | Wet |  | MinimizeLCOE | IgnoreSilica | 128.2038 | 40.2509 | 2.5565 |  | 9296.4741 |  | 208.4712 |  | 130.9819 | -3.5549e-05 | 11858.0655 | [19 empty] | 56234.1325 | 10.226 | 9296.4741 |  | 208.4712
1 | 3400 | 707 | 0.035 | 15 | 15 | 7 | 7.4989e-11 | 0 | Water | Porous | Wet |  | MinimizeLCOE | IgnoreSilica | 143.3077 | 45.0372 | 2.9382 |  | 8603.3005 |  | 192.9269 |  | 131.049 | -3.1894e-05 | 12601.9138 | [19 empty] | 74989.4209 | 11.7529 | 8603.3005 |  | 192.9269
1 | 3400 | 707 | 0.035 | 15 | 15 | 7 | 1e-10 | 0 | Water | Porous | Wet |  | MinimizeLCOE | IgnoreSilica | 156.6593 | 49.2742 | 3.291 |  | 8079.5288 |  | 181.1815 |  | 131.1058 | -2.8622e-05 | 13246.9437 | [19 empty] | 100000 | 13.1639 | 8079.5288 |  | 181.1815
1 | 3500 | 707 | 0.035 | 15 | 15 | 7 | 1e-13 | 0 | Water | Porous | Wet |  | MinimizeLCOE | IgnoreSilica | 0 | 0 | 0 | [5 empty] | 0 | 0 | 6236.2044 | [19 empty] | 100 | 0
1 | 3500 | 707 | 0.035 | 15 | 15 | 7 | 1.3335e-13 | 0 | Water | Porous | Wet |  | MinimizeLCOE | IgnoreSilica | 0 | 0 | 0 | [5 empty] | 0 | 0 | 3648.0209 | [19 empty] | 133.3521 | 0
1 | 3500 | 707 | 0.035 | 15 | 15 | 7 | 1.7783e-13 | 0 | Water | Porous | Wet |  | MinimizeLCOE | IgnoreSilica | 0 | 0 | 0 | [5 empty] | 0 | 0 | 1708.5994 | [19 empty] | 177.8279 | 0
1 | 3500 | 707 | 0.035 | 15 | 15 | 7 | 2.3714e-13 | 0 | Water | Porous | Wet |  | MinimizeLCOE | IgnoreSilica | 1.1195 | 0.21811 | 0.0023352 |  | 3655452.6207 |  | 81972.6355 |  | 101.9151 | -5.051e-05 | 734.527 | [19 empty] | 237.1374 | 0.0093406 | 3655452.6207 |  | 81972.6355
1 | 3500 | 707 | 0.035 | 15 | 15 | 7 | 3.1623e-13 | 0 | Water | Porous | Wet |  | MinimizeLCOE | IgnoreSilica | 1.49 | 0.32852 | 0.007124 |  | 1210998.6386 |  | 27156.3498 |  | 108.7649 | -5.3206e-05 | 2803.4499 | [19 empty] | 316.2278 | 0.028496 | 1210998.6386 |  | 27156.3498
1 | 3500 | 707 | 0.035 | 15 | 15 | 7 | 4.217e-13 | 0 | Water | Porous | Wet |  | MinimizeLCOE | IgnoreSilica | 1.953 | 0.47184 | 0.014259 |  | 612599.2398 |  | 13737.3889 |  | 114.1403 | -5.453e-05 | 4547.8713 | [19 empty] | 421.6965 | 0.057038 | 612599.2398 |  | 13737.3889
1 | 3500 | 707 | 0.035 | 15 | 15 | 7 | 5.6234e-13 | 0 | Water | Porous | Wet |  | MinimizeLCOE | IgnoreSilica | 2.5766 | 0.66964 | 0.024537 |  | 361664.3213 |  | 8110.2344 |  | 118.621 | -5.5916e-05 | 5732.1366 | [19 empty] | 562.3413 | 0.098149 | 361664.3213 |  | 8110.2344
1 | 3500 | 707 | 0.035 | 15 | 15 | 7 | 7.4989e-13 | 0 | Water | Porous | Wet |  | MinimizeLCOE | IgnoreSilica | 3.4049 | 0.93658 | 0.038891 |  | 232675.6469 |  | 5217.6948 |  | 122.2194 | -5.7044e-05 | 6550.7396 | [19 empty] | 749.8942 | 0.15557 | 232675.6469 |  | 5217.6948
1 | 3500 | 707 | 0.035 | 15 | 15 | 7 | 1e-12 | 0 | Water | Porous | Wet |  | MinimizeLCOE | IgnoreSilica | 4.5259 | 1.3015 | 0.05872 |  | 157918.4992 |  | 3541.2839 |  | 125.1064 | -5.8242e-05 | 7016.6645 | [19 empty] | 1000 | 0.23488 | 157918.4992 |  | 3541.2839
1 | 3500 | 707 | 0.035 | 15 | 15 | 7 | 1.3335e-12 | 0 | Water | Porous | Wet |  | MinimizeLCOE | IgnoreSilica | 6.0191 | 1.7907 | 0.085641 |  | 111568.3804 |  | 2501.8938 |  | 127.3505 | -5.9188e-05 | 7313.3277 | [19 empty] | 1333.5214 | 0.34256 | 111568.3804 |  | 2501.8938
1 | 3500 | 707 | 0.035 | 15 | 15 | 7 | 1.7783e-12 | 0 | Water | Porous | Wet |  | MinimizeLCOE | IgnoreSilica | 7.9948 | 2.4403 | 0.12181 |  | 81330.6405 |  | 1823.8198 |  | 129.0711 | -5.9808e-05 | 7535.7143 | [19 empty] | 1778.2794 | 0.48725 | 81330.6405 |  | 1823.8198
1 | 3500 | 707 | 0.035 | 15 | 15 | 7 | 2.3714e-12 | 0 | Water | Porous | Wet |  | MinimizeLCOE | IgnoreSilica | 10.6205 | 3.3056 | 0.17026 |  | 60788.2517 |  | 1363.1618 |  | 130.3902 | -6.0248e-05 | 7690.007 | [19 empty] | 2371.3737 | 0.68106 | 60788.2517 |  | 1363.1618
1 | 3500 | 707 | 0.035 | 15 | 15 | 7 | 3.1623e-12 | 0 | Water | Porous | Wet |  | MinimizeLCOE | IgnoreSilica | 14.1238 | 4.4615 | 0.23507 |  | 46413.3986 |  | 1040.8092 |  | 131.4001 | -6.062e-05 | 7775.8769 | [19 empty] | 3162.2777 | 0.9403 | 46413.3986 |  | 1040.8092
1 | 3500 | 707 | 0.035 | 15 | 15 | 7 | 4.217e-12 | 0 | Water | Porous | Wet |  | MinimizeLCOE | IgnoreSilica | 18.799 | 6.0055 | 0.32158 |  | 36137.7876 |  | 810.3811 |  | 132.1698 | -6.0957e-05 | 7804.609 | [19 empty] | 4216.965 | 1.2863 | 36137.7876 |  | 810.3811
1 | 3500 | 707 | 0.035 | 15 | 15 | 7 | 5.6234e-12 | 0 | Water | Porous | Wet |  | MinimizeLCOE | IgnoreSilica | 24.9669 | 8.0434 | 0.43622 |  | 28683.3358 |  | 643.2168 |  | 132.7499 | -6.1093e-05 | 7838.4167 | [19 empty] | 5623.4133 | 1.7449 | 28683.3358 |  | 643.2168
1 | 3500 | 707 | 0.035 | 15 | 15 | 7 | 7.4989e-12 | 0 | Water | Porous | Wet |  | MinimizeLCOE | IgnoreSilica | 33.1421 | 10.7455 | 0.58803 |  | 23192.7931 |  | 520.0927 |  | 133.1906 | -6.1207e-05 | 7823.0104 | [19 empty] | 7498.9421 | 2.3521 | 23192.7931 |  | 520.0927
1 | 3500 | 707 | 0.035 | 15 | 15 | 7 | 1e-11 | 0 | Water | Porous | Wet |  | MinimizeLCOE | IgnoreSilica | 43.8459 | 14.2847 | 0.78721 |  | 19112.6717 |  | 428.597 |  | 133.5244 | -6.118e-05 | 7785.4795 | [19 empty] | 10000 | 3.1488 | 19112.6717 |  | 428.597
1 | 3500 | 707 | 0.035 | 15 | 15 | 7 | 1.3335e-11 | 0 | Water | Porous | Wet |  | MinimizeLCOE | IgnoreSilica | 56.348 | 18.4203 | 1.0347 |  | 16053.0874 |  | 359.9866 |  | 133.7598 | -5.9372e-05 | 8225.2735 | [19 empty] | 13335.2143 | 4.1389 | 16053.0874 |  | 359.9866
1 | 3500 | 707 | 0.035 | 15 | 15 | 7 | 1.7783e-11 | 0 | Water | Porous | Wet |  | MinimizeLCOE | IgnoreSilica | 69.6996 | 22.8392 | 1.3271 |  | 13717.008 |  | 307.6006 |  | 133.9247 | -5.5453e-05 | 9267.2161 | [19 empty] | 17782.7941 | 5.3086 | 13717.008 |  | 307.6006
1 | 3500 | 707 | 0.035 | 15 | 15 | 7 | 2.3714e-11 | 0 | Water | Porous | Wet |  | MinimizeLCOE | IgnoreSilica | 84.8204 | 27.8472 | 1.6732 |  | 11922.0843 |  | 267.3498 |  | 134.0574 | -5.1246e-05 | 10313.1421 | [19 empty] | 23713.7371 | 6.6927 | 11922.0843 |  | 267.3498
1 | 3500 | 707 | 0.035 | 15 | 15 | 7 | 3.1623e-11 | 0 | Water | Porous | Wet |  | MinimizeLCOE | IgnoreSilica | 101.2466 | 33.2926 | 2.0662 |  | 10542.2702 |  | 236.4078 |  | 134.1673 | -4.6876e-05 | 11324.8099 | [19 empty] | 31622.7766 | 8.2648 | 10542.2702 |  | 236.4078
1 | 3500 | 707 | 0.035 | 15 | 15 | 7 | 4.217e-11 | 0 | Water | Porous | Wet |  | MinimizeLCOE | IgnoreSilica | 118.1675 | 38.9086 | 2.4904 |  | 9484.2028 |  | 212.6809 |  | 134.2602 | -4.2473e-05 | 12278.1969 | [19 empty] | 42169.6503 | 9.9617 | 9484.2028 |  | 212.6809
1 | 3500 | 707 | 0.035 | 15 | 15 | 7 | 5.6234e-11 | 0 | Water | Porous | Wet |  | MinimizeLCOE | IgnoreSilica | 134.5964 | 44.3688 | 2.9227 |  | 8676.565 |  | 194.5699 |  | 134.3396 | -3.8196e-05 | 13155.4375 | [19 empty] | 56234.1325 | 11.6909 | 8676.565 |  | 194.5699
1 | 3500 | 707 | 0.035 | 15 | 15 | 7 | 7.4989e-11 | 0 | Water | Porous | Wet |  | MinimizeLCOE | IgnoreSilica | 149.7191 | 49.4021 | 3.3393 |  | 8063.3607 |  | 180.8189 |  | 134.4076 | -3.4239e-05 | 13932.1943 | [19 empty] | 74989.4209 | 13.3572 | 8063.3607 |  | 180.8189
1 | 3500 | 707 | 0.035 | 15 | 15 | 7 | 1e-10 | 0 | Water | Porous | Wet |  | MinimizeLCOE | IgnoreSilica | 162.925 | 53.8039 | 3.7195 |  | 7600.0337 |  | 170.4289 |  | 134.4649 | -3.0717e-05 | 14605.9825 | [19 empty] | 100000 | 14.8781 | 7600.0337 |  | 170.4289
1 | 3600 | 707 | 0.035 | 15 | 15 | 7 | 1e-13 | 0 | Water | Porous | Wet |  | MinimizeLCOE | IgnoreSilica | 0 | 0 | 0 | [5 empty] | 0 | 0 | 5794.2858 | [19 empty] | 100 | 0
1 | 3600 | 707 | 0.035 | 15 | 15 | 7 | 1.3335e-13 | 0 | Water | Porous | Wet |  | MinimizeLCOE | IgnoreSilica | 0 | 0 | 0 | [5 empty] | 0 | 0 | 3276.6558 | [19 empty] | 133.3521 | 0
1 | 3600 | 707 | 0.035 | 15 | 15 | 7 | 1.7783e-13 | 0 | Water | Porous | Wet |  | MinimizeLCOE | IgnoreSilica | 0.8028 | 0.13309 | 0.00011541 |  | 75410307.0194 |  | 1691057.7841 |  | 93.7129 | -4.3493e-05 | 60.9073 | [19 empty] | 177.8279 | 0.00046164 | 75410307.0194 |  | 1691057.7841
1 | 3600 | 707 | 0.035 | 15 | 15 | 7 | 2.3714e-13 | 0 | Water | Porous | Wet |  | MinimizeLCOE | IgnoreSilica | 1.1584 | 0.23686 | 0.0035558 |  | 2474432.6636 |  | 55488.5503 |  | 104.5319 | -5.1713e-05 | 2258.8743 | [19 empty] | 237.1374 | 0.014223 | 2474432.6636 |  | 55488.5503
1 | 3600 | 707 | 0.035 | 15 | 15 | 7 | 3.1623e-13 | 0 | Water | Porous | Wet |  | MinimizeLCOE | IgnoreSilica | 1.5289 | 0.35248 | 0.0091176 |  | 975267.929 |  | 21870.146 |  | 111.3565 | -5.4075e-05 | 4587.034 | [19 empty] | 316.2278 | 0.03647 | 975267.929 |  | 21870.146
1 | 3600 | 707 | 0.035 | 15 | 15 | 7 | 4.217e-13 | 0 | Water | Porous | Wet |  | MinimizeLCOE | IgnoreSilica | 1.9919 | 0.50252 | 0.017259 |  | 521673.6278 |  | 11698.4042 |  | 116.7764 | -5.5159e-05 | 6538.1771 | [19 empty] | 421.6965 | 0.069035 | 521673.6278 |  | 11698.4042
1 | 3600 | 707 | 0.035 | 15 | 15 | 7 | 5.6234e-13 | 0 | Water | Porous | Wet |  | MinimizeLCOE | IgnoreSilica | 2.6498 | 0.7211 | 0.02919 |  | 313638.2317 |  | 7033.261 |  | 121.5325 | -5.7313e-05 | 7642.3959 | [19 empty] | 562.3413 | 0.11676 | 313638.2317 |  | 7033.261
1 | 3600 | 707 | 0.035 | 15 | 15 | 7 | 7.4989e-13 | 0 | Water | Porous | Wet |  | MinimizeLCOE | IgnoreSilica | 3.4975 | 1.0074 | 0.045635 |  | 204663.434 |  | 4589.5277 |  | 125.2149 | -5.8515e-05 | 8528.6219 | [19 empty] | 749.8942 | 0.18254 | 204663.434 |  | 4589.5277
1 | 3600 | 707 | 0.035 | 15 | 15 | 7 | 1e-12 | 0 | Water | Porous | Wet |  | MinimizeLCOE | IgnoreSilica | 4.6185 | 1.3899 | 0.068104 |  | 140532.3263 |  | 3151.4032 |  | 128.1225 | -5.9383e-05 | 9159.0289 | [19 empty] | 1000 | 0.27242 | 140532.3263 |  | 3151.4032
1 | 3600 | 707 | 0.035 | 15 | 15 | 7 | 1.3335e-12 | 0 | Water | Porous | Wet |  | MinimizeLCOE | IgnoreSilica | 6.1506 | 1.9161 | 0.098935 |  | 99762.7841 |  | 2237.1562 |  | 130.4528 | -6.0544e-05 | 9447.0678 | [19 empty] | 1333.5214 | 0.39574 | 99762.7841 |  | 2237.1562
1 | 3600 | 707 | 0.035 | 15 | 15 | 7 | 1.7783e-12 | 0 | Water | Porous | Wet |  | MinimizeLCOE | IgnoreSilica | 8.158 | 2.6081 | 0.14014 |  | 73071.2435 |  | 1638.6049 |  | 132.2225 | -6.1153e-05 | 9710.6161 | [19 empty] | 1778.2794 | 0.56055 | 73071.2435 |  | 1638.6049
1 | 3600 | 707 | 0.035 | 15 | 15 | 7 | 2.3714e-12 | 0 | Water | Porous | Wet |  | MinimizeLCOE | IgnoreSilica | 10.84 | 3.5349 | 0.19545 |  | 54788.9541 |  | 1228.629 |  | 133.5879 | -6.1681e-05 | 9865.6987 | [19 empty] | 2371.3737 | 0.7818 | 54788.9541 |  | 1228.629
1 | 3600 | 707 | 0.035 | 15 | 15 | 7 | 3.1623e-12 | 0 | Water | Porous | Wet |  | MinimizeLCOE | IgnoreSilica | 14.4138 | 4.7714 | 0.26939 |  | 41948.3365 |  | 940.6812 |  | 134.6319 | -6.2102e-05 | 9956.8986 | [19 empty] | 3162.2777 | 1.0776 | 41948.3365 |  | 940.6812
1 | 3600 | 707 | 0.035 | 15 | 15 | 7 | 4.217e-12 | 0 | Water | Porous | Wet |  | MinimizeLCOE | IgnoreSilica | 19.1669 | 6.4173 | 0.36792 |  | 32746.5568 |  | 734.3336 |  | 135.4258 | -6.2419e-05 | 10006.0165 | [19 empty] | 4216.965 | 1.4717 | 32746.5568 |  | 734.3336
1 | 3600 | 707 | 0.035 | 15 | 15 | 7 | 5.6234e-12 | 0 | Water | Porous | Wet |  | MinimizeLCOE | IgnoreSilica | 25.481 | 8.605 | 0.49888 |  | 26045.0431 |  | 584.0538 |  | 136.0283 | -6.2665e-05 | 10015.3935 | [19 empty] | 5623.4133 | 1.9955 | 26045.0431 |  | 584.0538
1 | 3600 | 707 | 0.035 | 15 | 15 | 7 | 7.4989e-12 | 0 | Water | Porous | Wet |  | MinimizeLCOE | IgnoreSilica | 33.7948 | 11.4867 | 0.67173 |  | 21108.5396 |  | 473.3539 |  | 136.483 | -6.2753e-05 | 10013.1223 | [19 empty] | 7498.9421 | 2.6869 | 21108.5396 |  | 473.3539
1 | 3600 | 707 | 0.035 | 15 | 15 | 7 | 1e-11 | 0 | Water | Porous | Wet |  | MinimizeLCOE | IgnoreSilica | 44.689 | 15.2642 | 0.89845 |  | 17433.8324 |  | 390.9494 |  | 136.8282 | -6.2731e-05 | 9974.7048 | [19 empty] | 10000 | 3.5938 | 17433.8324 |  | 390.9494
1 | 3600 | 707 | 0.035 | 15 | 15 | 7 | 1.3335e-11 | 0 | Water | Porous | Wet |  | MinimizeLCOE | IgnoreSilica | 58.799 | 20.1591 | 1.1923 |  | 14680.727 |  | 329.2117 |  | 137.0929 | -6.2581e-05 | 9880.694 | [19 empty] | 13335.2143 | 4.7692 | 14680.727 |  | 329.2117
1 | 3600 | 707 | 0.035 | 15 | 15 | 7 | 1.7783e-11 | 0 | Water | Porous | Wet |  | MinimizeLCOE | IgnoreSilica | 74.3944 | 25.5727 | 1.5424 |  | 12606.1628 |  | 282.6901 |  | 137.2777 | -6.0074e-05 | 10403.039 | [19 empty] | 17782.7941 | 6.1695 | 12606.1628 |  | 282.6901
1 | 3600 | 707 | 0.035 | 15 | 15 | 7 | 2.3714e-11 | 0 | Water | Porous | Wet |  | MinimizeLCOE | IgnoreSilica | 90.1749 | 31.055 | 1.9358 |  | 11013.7849 |  | 246.9814 |  | 137.4095 | -5.5378e-05 | 11523.9672 | [19 empty] | 23713.7371 | 7.7432 | 11013.7849 |  | 246.9814
1 | 3600 | 707 | 0.035 | 15 | 15 | 7 | 3.1623e-11 | 0 | Water | Porous | Wet |  | MinimizeLCOE | IgnoreSilica | 107.1392 | 36.9546 | 2.378 |  | 9788.3956 |  | 219.5024 |  | 137.5195 | -5.0526e-05 | 12602.3219 | [19 empty] | 31622.7766 | 9.5121 | 9788.3956 |  | 219.5024
1 | 3600 | 707 | 0.035 | 15 | 15 | 7 | 4.217e-11 | 0 | Water | Porous | Wet |  | MinimizeLCOE | IgnoreSilica | 124.3944 | 42.9629 | 2.8495 |  | 8848.3258 |  | 198.4216 |  | 137.6129 | -4.5666e-05 | 13615.313 | [19 empty] | 42169.6503 | 11.3978 | 8848.3258 |  | 198.4216
1 | 3600 | 707 | 0.035 | 15 | 15 | 7 | 5.6234e-11 | 0 | Water | Porous | Wet |  | MinimizeLCOE | IgnoreSilica | 140.9862 | 48.7487 | 3.3244 |  | 8130.7203 |  | 182.3294 |  | 137.6934 | -4.1006e-05 | 14534.4715 | [19 empty] | 56234.1325 | 13.2976 | 8130.7203 |  | 182.3294
1 | 3600 | 707 | 0.035 | 15 | 15 | 7 | 7.4989e-11 | 0 | Water | Porous | Wet |  | MinimizeLCOE | IgnoreSilica | 156.0675 | 54.0157 | 3.7763 |  | 7585.9262 |  | 170.1125 |  | 137.7621 | -3.6722e-05 | 15348.7154 | [19 empty] | 74989.4209 | 15.1053 | 7585.9262 |  | 170.1125
1 | 3600 | 707 | 0.035 | 15 | 15 | 7 | 1e-10 | 0 | Water | Porous | Wet |  | MinimizeLCOE | IgnoreSilica | 169.1271 | 58.5835 | 4.1847 |  | 7174.3153 |  | 160.8823 |  | 137.8199 | -3.2948e-05 | 16048.5281 | [19 empty] | 100000 | 16.7387 | 7174.3153 |  | 160.8823
1 | 3700 | 707 | 0.035 | 15 | 15 | 7 | 1e-13 | 0 | Water | Porous | Wet |  | MinimizeLCOE | IgnoreSilica | 0 | 0 | 0 | [5 empty] | 0 | 0 | 5367.7979 | [19 empty] | 100 | 0
1 | 3700 | 707 | 0.035 | 15 | 15 | 7 | 1.3335e-13 | 0 | Water | Porous | Wet |  | MinimizeLCOE | IgnoreSilica | 0 | 0 | 0 | [5 empty] | 0 | 0 | 2917.2637 | [19 empty] | 133.3521 | 0
1 | 3700 | 707 | 0.035 | 15 | 15 | 7 | 1.7783e-13 | 0 | Water | Porous | Wet |  | MinimizeLCOE | IgnoreSilica | 0.90004 | 0.16489 | 0.0008445 |  | 10639670.7419 |  | 238592.0273 |  | 98.6937 | -4.9513e-05 | 787.6807 | [19 empty] | 177.8279 | 0.003378 | 10639670.7419 |  | 238592.0273
1 | 3700 | 707 | 0.035 | 15 | 15 | 7 | 2.3714e-13 | 0 | Water | Porous | Wet |  | MinimizeLCOE | IgnoreSilica | 1.1973 | 0.25658 | 0.0049199 |  | 1842530.7404 |  | 41318.3035 |  | 107.1464 | -5.2916e-05 | 3876.9596 | [19 empty] | 237.1374 | 0.01968 | 1842530.7404 |  | 41318.3035
1 | 3700 | 707 | 0.035 | 15 | 15 | 7 | 3.1623e-13 | 0 | Water | Porous | Wet |  | MinimizeLCOE | IgnoreSilica | 1.5678 | 0.37755 | 0.011288 |  | 811594.8488 |  | 18199.817 |  | 113.9468 | -5.4942e-05 | 6459.9104 | [19 empty] | 316.2278 | 0.045151 | 811594.8488 |  | 18199.817
1 | 3700 | 707 | 0.035 | 15 | 15 | 7 | 4.217e-13 | 0 | Water | Porous | Wet |  | MinimizeLCOE | IgnoreSilica | 2.043 | 0.53865 | 0.020577 |  | 450935.7436 |  | 10112.1243 |  | 119.5235 | -5.6223e-05 | 8511.5288 | [19 empty] | 421.6965 | 0.082309 | 450935.7436 |  | 10112.1243
1 | 3700 | 707 | 0.035 | 15 | 15 | 7 | 5.6234e-13 | 0 | Water | Porous | Wet |  | MinimizeLCOE | IgnoreSilica | 2.7081 | 0.76993 | 0.034114 |  | 276636.9862 |  | 6203.5171 |  | 124.3584 | -5.8325e-05 | 9759.0157 | [19 empty] | 562.3413 | 0.13645 | 276636.9862 |  | 6203.5171
1 | 3700 | 707 | 0.035 | 15 | 15 | 7 | 7.4989e-13 | 0 | Water | Porous | Wet |  | MinimizeLCOE | IgnoreSilica | 3.5707 | 1.0749 | 0.052749 |  | 182585.8388 |  | 4094.443 |  | 128.1419 | -5.9609e-05 | 10719.1786 | [19 empty] | 749.8942 | 0.21099 | 182585.8388 |  | 4094.443
1 | 3700 | 707 | 0.035 | 15 | 15 | 7 | 1e-12 | 0 | Water | Porous | Wet |  | MinimizeLCOE | IgnoreSilica | 4.7279 | 1.4884 | 0.078364 |  | 126050.6895 |  | 2826.656 |  | 131.1685 | -6.0812e-05 | 11327.8464 | [19 empty] | 1000 | 0.31345 | 126050.6895 |  | 2826.656
1 | 3700 | 707 | 0.035 | 15 | 15 | 7 | 1.3335e-12 | 0 | Water | Porous | Wet |  | MinimizeLCOE | IgnoreSilica | 6.2775 | 2.0458 | 0.11318 |  | 90037.6304 |  | 2019.072 |  | 133.5459 | -6.1877e-05 | 11699.1432 | [19 empty] | 1333.5214 | 0.45271 | 90037.6304 |  | 2019.072
1 | 3700 | 707 | 0.035 | 15 | 15 | 7 | 1.7783e-12 | 0 | Water | Porous | Wet |  | MinimizeLCOE | IgnoreSilica | 8.3238 | 2.7847 | 0.15984 |  | 66195.9723 |  | 1484.4286 |  | 135.3713 | -6.2555e-05 | 11981.5221 | [19 empty] | 1778.2794 | 0.63935 | 66195.9723 |  | 1484.4286
1 | 3700 | 707 | 0.035 | 15 | 15 | 7 | 2.3714e-12 | 0 | Water | Porous | Wet |  | MinimizeLCOE | IgnoreSilica | 11.0615 | 3.7758 | 0.22252 |  | 49773.3578 |  | 1116.1554 |  | 136.7821 | -6.3168e-05 | 12141.009 | [19 empty] | 2371.3737 | 0.89007 | 49773.3578 |  | 1116.1554
1 | 3700 | 707 | 0.035 | 15 | 15 | 7 | 3.1623e-12 | 0 | Water | Porous | Wet |  | MinimizeLCOE | IgnoreSilica | 14.7085 | 5.0977 | 0.30629 |  | 38201.6338 |  | 856.6623 |  | 137.8603 | -6.3651e-05 | 12235.0025 | [19 empty] | 3162.2777 | 1.2251 | 38201.6338 |  | 856.6623
1 | 3700 | 707 | 0.035 | 15 | 15 | 7 | 4.217e-12 | 0 | Water | Porous | Wet |  | MinimizeLCOE | IgnoreSilica | 19.5541 | 6.8557 | 0.41785 |  | 29890.6459 |  | 670.2905 |  | 138.6797 | -6.4001e-05 | 12289.2742 | [19 empty] | 4216.965 | 1.6714 | 29890.6459 |  | 670.2905
1 | 3700 | 707 | 0.035 | 15 | 15 | 7 | 5.6234e-12 | 0 | Water | Porous | Wet |  | MinimizeLCOE | IgnoreSilica | 25.9802 | 9.1884 | 0.56598 |  | 23827.3944 |  | 534.3235 |  | 139.301 | -6.4246e-05 | 12309.1365 | [19 empty] | 5623.4133 | 2.2639 | 23827.3944 |  | 534.3235
1 | 3700 | 707 | 0.035 | 15 | 15 | 7 | 7.4989e-12 | 0 | Water | Porous | Wet |  | MinimizeLCOE | IgnoreSilica | 34.4527 | 12.2652 | 0.76155 |  | 19352.1036 |  | 433.9662 |  | 139.7709 | -6.4363e-05 | 12303.5054 | [19 empty] | 7498.9421 | 3.0462 | 19352.1036 |  | 433.9662
1 | 3700 | 707 | 0.035 | 15 | 15 | 7 | 1e-11 | 0 | Water | Porous | Wet |  | MinimizeLCOE | IgnoreSilica | 45.5394 | 16.2928 | 1.0178 |  | 16017.8615 |  | 359.1966 |  | 140.1275 | -6.4348e-05 | 12263.5033 | [19 empty] | 10000 | 4.0711 | 16017.8615 |  | 359.1966
1 | 3700 | 707 | 0.035 | 15 | 15 | 7 | 1.3335e-11 | 0 | Water | Porous | Wet |  | MinimizeLCOE | IgnoreSilica | 59.8831 | 21.5064 | 1.3494 |  | 13517.9046 |  | 303.1357 |  | 140.4009 | -6.4206e-05 | 12163.4867 | [19 empty] | 13335.2143 | 5.3978 | 13517.9046 |  | 303.1357
1 | 3700 | 707 | 0.035 | 15 | 15 | 7 | 1.7783e-11 | 0 | Water | Porous | Wet |  | MinimizeLCOE | IgnoreSilica | 77.9948 | 28.0944 | 1.7692 |  | 11639.5627 |  | 261.0144 |  | 140.6145 | -6.3824e-05 | 11995.1537 | [19 empty] | 17782.7941 | 7.0768 | 11639.5627 |  | 261.0144
1 | 3700 | 707 | 0.035 | 15 | 15 | 7 | 2.3714e-11 | 0 | Water | Porous | Wet |  | MinimizeLCOE | IgnoreSilica | 95.6239 | 34.5129 | 2.2283 |  | 10219.3255 |  | 229.1659 |  | 140.7572 | -5.976e-05 | 12822.4227 | [19 empty] | 23713.7371 | 8.9133 | 10219.3255 |  | 229.1659
1 | 3700 | 707 | 0.035 | 15 | 15 | 7 | 3.1623e-11 | 0 | Water | Porous | Wet |  | MinimizeLCOE | IgnoreSilica | 113.0862 | 40.8779 | 2.7231 |  | 9126.5291 |  | 204.6602 |  | 140.8673 | -5.4388e-05 | 13968.4579 | [19 empty] | 31622.7766 | 10.8922 | 9126.5291 |  | 204.6602
1 | 3700 | 707 | 0.035 | 15 | 15 | 7 | 4.217e-11 | 0 | Water | Porous | Wet |  | MinimizeLCOE | IgnoreSilica | 130.6593 | 47.292 | 3.2445 |  | 8287.907 |  | 185.8543 |  | 140.9617 | -4.9056e-05 | 15037.6651 | [19 empty] | 42169.6503 | 12.978 | 8287.907 |  | 185.8543
1 | 3700 | 707 | 0.035 | 15 | 15 | 7 | 5.6234e-11 | 0 | Water | Porous | Wet |  | MinimizeLCOE | IgnoreSilica | 147.3366 | 53.3885 | 3.7631 |  | 7647.7569 |  | 171.4991 |  | 141.0429 | -4.3975e-05 | 16006.5047 | [19 empty] | 56234.1325 | 15.0524 | 7647.7569 |  | 171.4991
1 | 3700 | 707 | 0.035 | 15 | 15 | 7 | 7.4989e-11 | 0 | Water | Porous | Wet |  | MinimizeLCOE | IgnoreSilica | 162.3649 | 58.8908 | 4.2514 |  | 7161.8309 |  | 160.6023 |  | 141.1124 | -3.9359e-05 | 16853.9731 | [19 empty] | 74989.4209 | 17.0055 | 7161.8309 |  | 160.6023
1 | 3700 | 707 | 0.035 | 15 | 15 | 7 | 1e-10 | 0 | Water | Porous | Wet |  | MinimizeLCOE | IgnoreSilica | 175.2755 | 63.6251 | 4.6884 |  | 6794.728 |  | 152.3701 |  | 141.1708 | -3.5328e-05 | 17577.7616 | [19 empty] | 100000 | 18.7536 | 6794.728 |  | 152.3701
1 | 3800 | 707 | 0.035 | 15 | 15 | 7 | 1e-13 | 0 | Water | Porous | Wet |  | MinimizeLCOE | IgnoreSilica | 0 | 0 | 0 | [5 empty] | 0 | 0 | 4955.9788 | [19 empty] | 100 | 0
1 | 3800 | 707 | 0.035 | 15 | 15 | 7 | 1.3335e-13 | 0 | Water | Porous | Wet |  | MinimizeLCOE | IgnoreSilica | 0 | 0 | 0 | [5 empty] | 0 | 0 | 2569.2386 | [19 empty] | 133.3521 | 0
1 | 3800 | 707 | 0.035 | 15 | 15 | 7 | 1.7783e-13 | 0 | Water | Porous | Wet |  | MinimizeLCOE | IgnoreSilica | 0.93431 | 0.17988 | 0.0017015 |  | 5437963.1521 |  | 121945.0004 |  | 101.2837 | -5.0822e-05 | 2259.3875 | [19 empty] | 177.8279 | 0.0068058 | 5437963.1521 |  | 121945.0004
1 | 3800 | 707 | 0.035 | 15 | 15 | 7 | 2.3714e-13 | 0 | Water | Porous | Wet |  | MinimizeLCOE | IgnoreSilica | 1.2121 | 0.26931 | 0.0062994 |  | 1480857.6095 |  | 33207.8715 |  | 109.2053 | -5.2671e-05 | 5846.7387 | [19 empty] | 237.1374 | 0.025197 | 1480857.6095 |  | 33207.8715
1 | 3800 | 707 | 0.035 | 15 | 15 | 7 | 3.1623e-13 | 0 | Water | Porous | Wet |  | MinimizeLCOE | IgnoreSilica | 1.602 | 0.40213 | 0.013603 |  | 693430.1499 |  | 15550.0024 |  | 116.4674 | -5.5591e-05 | 8468.1296 | [19 empty] | 316.2278 | 0.054413 | 693430.1499 |  | 15550.0024
1 | 3800 | 707 | 0.035 | 15 | 15 | 7 | 4.217e-13 | 0 | Water | Porous | Wet |  | MinimizeLCOE | IgnoreSilica | 2.1014 | 0.57907 | 0.024247 |  | 394317.9139 |  | 8842.4833 |  | 122.3363 | -5.7556e-05 | 10522.6541 | [19 empty] | 421.6965 | 0.096986 | 394317.9139 |  | 8842.4833
1 | 3800 | 707 | 0.035 | 15 | 15 | 7 | 5.6234e-13 | 0 | Water | Porous | Wet |  | MinimizeLCOE | IgnoreSilica | 2.7619 | 0.81923 | 0.03935 |  | 247075.6898 |  | 5540.6122 |  | 127.1551 | -5.9218e-05 | 12005.1808 | [19 empty] | 562.3413 | 0.1574 | 247075.6898 |  | 5540.6122
1 | 3800 | 707 | 0.035 | 15 | 15 | 7 | 7.4989e-13 | 0 | Water | Porous | Wet |  | MinimizeLCOE | IgnoreSilica | 3.6633 | 1.1527 | 0.060628 |  | 163821.4052 |  | 3673.6551 |  | 131.1319 | -6.1129e-05 | 12904.7247 | [19 empty] | 749.8942 | 0.24251 | 163821.4052 |  | 3673.6551
1 | 3800 | 707 | 0.035 | 15 | 15 | 7 | 1e-12 | 0 | Water | Porous | Wet |  | MinimizeLCOE | IgnoreSilica | 4.84 | 1.5926 | 0.089451 |  | 113929.5941 |  | 2554.8434 |  | 134.2165 | -6.2313e-05 | 13591.6683 | [19 empty] | 1000 | 0.3578 | 113929.5941 |  | 2554.8434
1 | 3800 | 707 | 0.035 | 15 | 15 | 7 | 1.3335e-12 | 0 | Water | Porous | Wet |  | MinimizeLCOE | IgnoreSilica | 6.4166 | 2.1861 | 0.12862 |  | 81787.7263 |  | 1834.0699 |  | 136.6493 | -6.3388e-05 | 14064.7902 | [19 empty] | 1333.5214 | 0.51448 | 81787.7263 |  | 1834.0699
1 | 3800 | 707 | 0.035 | 15 | 15 | 7 | 1.7783e-12 | 0 | Water | Porous | Wet |  | MinimizeLCOE | IgnoreSilica | 8.5166 | 2.9798 | 0.18134 |  | 60296.211 |  | 1352.1279 |  | 138.5343 | -6.424e-05 | 14327.8235 | [19 empty] | 1778.2794 | 0.72534 | 60296.211 |  | 1352.1279
1 | 3800 | 707 | 0.035 | 15 | 15 | 7 | 2.3714e-12 | 0 | Water | Porous | Wet |  | MinimizeLCOE | IgnoreSilica | 11.3005 | 4.0346 | 0.25179 |  | 45491.5736 |  | 1020.1375 |  | 139.9787 | -6.4816e-05 | 14490.0647 | [19 empty] | 2371.3737 | 1.0071 | 45491.5736 |  | 1020.1375
1 | 3800 | 707 | 0.035 | 15 | 15 | 7 | 3.1623e-12 | 0 | Water | Porous | Wet |  | MinimizeLCOE | IgnoreSilica | 15.0252 | 5.448 | 0.34617 |  | 34997.29 |  | 784.8057 |  | 141.0892 | -6.5359e-05 | 14588.7304 | [19 empty] | 3162.2777 | 1.3847 | 34997.29 |  | 784.8057
1 | 3800 | 707 | 0.035 | 15 | 15 | 7 | 4.217e-12 | 0 | Water | Porous | Wet |  | MinimizeLCOE | IgnoreSilica | 19.9562 | 7.3207 | 0.47159 |  | 27452.1711 |  | 615.6083 |  | 141.9309 | -6.5689e-05 | 14663.8047 | [19 empty] | 4216.965 | 1.8863 | 27452.1711 |  | 615.6083
1 | 3800 | 707 | 0.035 | 15 | 15 | 7 | 5.6234e-12 | 0 | Water | Porous | Wet |  | MinimizeLCOE | IgnoreSilica | 26.5092 | 9.8108 | 0.63828 |  | 21930.1813 |  | 491.779 |  | 142.5711 | -6.5964e-05 | 14697.5719 | [19 empty] | 5623.4133 | 2.5531 | 21930.1813 |  | 491.779
1 | 3800 | 707 | 0.035 | 15 | 15 | 7 | 7.4989e-12 | 0 | Water | Porous | Wet |  | MinimizeLCOE | IgnoreSilica | 35.13 | 13.0881 | 0.85803 |  | 17851.0967 |  | 400.3065 |  | 143.0549 | -6.6069e-05 | 14688.6747 | [19 empty] | 7498.9421 | 3.4321 | 17851.0967 |  | 400.3065
1 | 3800 | 707 | 0.035 | 15 | 15 | 7 | 1e-11 | 0 | Water | Porous | Wet |  | MinimizeLCOE | IgnoreSilica | 46.4212 | 17.3823 | 1.146 |  | 14807.0154 |  | 332.0437 |  | 143.4227 | -6.6076e-05 | 14643.7425 | [19 empty] | 10000 | 4.5838 | 14807.0154 |  | 332.0437
1 | 3800 | 707 | 0.035 | 15 | 15 | 7 | 1.3335e-11 | 0 | Water | Porous | Wet |  | MinimizeLCOE | IgnoreSilica | 60.9689 | 22.9179 | 1.5175 |  | 12524.3807 |  | 280.8562 |  | 143.7041 | -6.5893e-05 | 14551.5389 | [19 empty] | 13335.2143 | 6.0702 | 12524.3807 |  | 280.8562
1 | 3800 | 707 | 0.035 | 15 | 15 | 7 | 1.7783e-11 | 0 | Water | Porous | Wet |  | MinimizeLCOE | IgnoreSilica | 79.33 | 29.9099 | 1.9871 |  | 10808.2348 |  | 242.372 |  | 143.9244 | -6.5505e-05 | 14375.0605 | [19 empty] | 17782.7941 | 7.9486 | 10808.2348 |  | 242.372
1 | 3800 | 707 | 0.035 | 15 | 15 | 7 | 2.3714e-11 | 0 | Water | Porous | Wet |  | MinimizeLCOE | IgnoreSilica | 101.154 | 38.23 | 2.5529 |  | 9520.9726 |  | 213.5055 |  | 144.1003 | -6.44e-05 | 14214.6904 | [19 empty] | 23713.7371 | 10.2117 | 9520.9726 |  | 213.5055
1 | 3800 | 707 | 0.035 | 15 | 15 | 7 | 3.1623e-11 | 0 | Water | Porous | Wet |  | MinimizeLCOE | IgnoreSilica | 119.0734 | 45.0706 | 3.1034 |  | 8542.6875 |  | 191.5677 |  | 144.2108 | -5.8469e-05 | 15431.9884 | [19 empty] | 31622.7766 | 12.4138 | 8542.6875 |  | 191.5677
1 | 3800 | 707 | 0.035 | 15 | 15 | 7 | 4.217e-11 | 0 | Water | Porous | Wet |  | MinimizeLCOE | IgnoreSilica | 136.9151 | 51.8913 | 3.6772 |  | 7791.7788 |  | 174.7287 |  | 144.306 | -5.2635e-05 | 16557.0192 | [19 empty] | 42169.6503 | 14.7087 | 7791.7788 |  | 174.7287
1 | 3800 | 707 | 0.035 | 15 | 15 | 7 | 5.6234e-11 | 0 | Water | Porous | Wet |  | MinimizeLCOE | IgnoreSilica | 153.6903 | 58.3146 | 4.2416 |  | 7218.6333 |  | 161.8761 |  | 144.3882 | -4.7135e-05 | 17565.957 | [19 empty] | 56234.1325 | 16.9665 | 7218.6333 |  | 161.8761
1 | 3800 | 707 | 0.035 | 15 | 15 | 7 | 7.4989e-11 | 0 | Water | Porous | Wet |  | MinimizeLCOE | IgnoreSilica | 168.6324 | 64.0454 | 4.7669 |  | 6783.6415 |  | 152.1215 |  | 144.4584 | -4.2168e-05 | 18449.4492 | [19 empty] | 74989.4209 | 19.0675 | 6783.6415 |  | 152.1215
1 | 3800 | 707 | 0.035 | 15 | 15 | 7 | 1e-10 | 0 | Water | Porous | Wet |  | MinimizeLCOE | IgnoreSilica | 181.3781 | 68.9414 | 5.2329 |  | 6455.0516 |  | 144.753 |  | 144.5173 | -3.7869e-05 | 19197.4898 | [19 empty] | 100000 | 20.9315 | 6455.0516 |  | 144.753
1 | 3900 | 707 | 0.035 | 15 | 15 | 7 | 1e-13 | 0 | Water | Porous | Wet |  | MinimizeLCOE | IgnoreSilica | 0 | 0 | 0 | [5 empty] | 0 | 0 | 4558.0741 | [19 empty] | 100 | 0
1 | 3900 | 707 | 0.035 | 15 | 15 | 7 | 1.3335e-13 | 0 | Water | Porous | Wet |  | MinimizeLCOE | IgnoreSilica | 0 | 0 | 0 | [5 empty] | 0 | 0 | 2231.9801 | [19 empty] | 133.3521 | 0
1 | 3900 | 707 | 0.035 | 15 | 15 | 7 | 1.7783e-13 | 0 | Water | Porous | Wet |  | MinimizeLCOE | IgnoreSilica | 0.95376 | 0.19086 | 0.0026153 |  | 3639713.8444 |  | 81619.6973 |  | 103.3561 | -5.0995e-05 | 3979.004 | [19 empty] | 177.8279 | 0.010461 | 3639713.8444 |  | 81619.6973
1 | 3900 | 707 | 0.035 | 15 | 15 | 7 | 2.3714e-13 | 0 | Water | Porous | Wet |  | MinimizeLCOE | IgnoreSilica | 1.251 | 0.29071 | 0.007928 |  | 1211267.3057 |  | 27162.3746 |  | 111.8206 | -5.3861e-05 | 7641.4231 | [19 empty] | 237.1374 | 0.031712 | 1211267.3057 |  | 27162.3746
1 | 3900 | 707 | 0.035 | 15 | 15 | 7 | 3.1623e-13 | 0 | Water | Porous | Wet |  | MinimizeLCOE | IgnoreSilica | 1.6409 | 0.42943 | 0.016139 |  | 601646.9276 |  | 13491.7859 |  | 119.0551 | -5.6452e-05 | 10522.1081 | [19 empty] | 316.2278 | 0.064557 | 601646.9276 |  | 13491.7859
1 | 3900 | 707 | 0.035 | 15 | 15 | 7 | 4.217e-13 | 0 | Water | Porous | Wet |  | MinimizeLCOE | IgnoreSilica | 2.1551 | 0.61972 | 0.028176 |  | 349446.5559 |  | 7836.254 |  | 125.1043 | -5.8731e-05 | 12674.3028 | [19 empty] | 421.6965 | 0.1127 | 349446.5559 |  | 7836.254
1 | 3900 | 707 | 0.035 | 15 | 15 | 7 | 5.6234e-13 | 0 | Water | Porous | Wet |  | MinimizeLCOE | IgnoreSilica | 2.835 | 0.8781 | 0.045224 |  | 221507.827 |  | 4967.2591 |  | 130.0601 | -6.0663e-05 | 14221.9692 | [19 empty] | 562.3413 | 0.1809 | 221507.827 |  | 4967.2591
1 | 3900 | 707 | 0.035 | 15 | 15 | 7 | 7.4989e-13 | 0 | Water | Porous | Wet |  | MinimizeLCOE | IgnoreSilica | 3.7365 | 1.2266 | 0.06884 |  | 148657.5255 |  | 3333.6088 |  | 134.0526 | -6.2258e-05 | 15302.4329 | [19 empty] | 749.8942 | 0.27536 | 148657.5255 |  | 3333.6088
1 | 3900 | 707 | 0.035 | 15 | 15 | 7 | 1e-12 | 0 | Water | Porous | Wet |  | MinimizeLCOE | IgnoreSilica | 4.9474 | 1.7 | 0.1013 |  | 103738.3337 |  | 2326.3069 |  | 137.2518 | -6.3769e-05 | 15984.2522 | [19 empty] | 1000 | 0.40521 | 103738.3337 |  | 2326.3069
1 | 3900 | 707 | 0.035 | 15 | 15 | 7 | 1.3335e-12 | 0 | Water | Porous | Wet |  | MinimizeLCOE | IgnoreSilica | 6.5527 | 2.3319 | 0.14515 |  | 74784.9848 |  | 1677.0351 |  | 139.7454 | -6.4898e-05 | 16452.6873 | [19 empty] | 1333.5214 | 0.58058 | 74784.9848 |  | 1677.0351
1 | 3900 | 707 | 0.035 | 15 | 15 | 7 | 1.7783e-12 | 0 | Water | Porous | Wet |  | MinimizeLCOE | IgnoreSilica | 8.6916 | 3.1774 | 0.20415 |  | 55308.8551 |  | 1240.2876 |  | 141.6812 | -6.5803e-05 | 16755.5048 | [19 empty] | 1778.2794 | 0.81658 | 55308.8551 |  | 1240.2876
1 | 3900 | 707 | 0.035 | 15 | 15 | 7 | 2.3714e-12 | 0 | Water | Porous | Wet |  | MinimizeLCOE | IgnoreSilica | 11.5368 | 4.305 | 0.28313 |  | 41821.9936 |  | 937.848 |  | 143.17 | -6.649e-05 | 16955.3668 | [19 empty] | 2371.3737 | 1.1325 | 41821.9936 |  | 937.848
1 | 3900 | 707 | 0.035 | 15 | 15 | 7 | 3.1623e-12 | 0 | Water | Porous | Wet |  | MinimizeLCOE | IgnoreSilica | 15.3347 | 5.8124 | 0.38882 |  | 32247.7169 |  | 723.1472 |  | 144.312 | -6.708e-05 | 17064.4724 | [19 empty] | 3162.2777 | 1.5553 | 32247.7169 |  | 723.1472
1 | 3900 | 707 | 0.035 | 15 | 15 | 7 | 4.217e-12 | 0 | Water | Porous | Wet |  | MinimizeLCOE | IgnoreSilica | 20.3648 | 7.8106 | 0.52926 |  | 25349.0583 |  | 568.4465 |  | 145.1783 | -6.7454e-05 | 17142.8678 | [19 empty] | 4216.965 | 2.117 | 25349.0583 |  | 568.4465
1 | 3900 | 707 | 0.035 | 15 | 15 | 7 | 5.6234e-12 | 0 | Water | Porous | Wet |  | MinimizeLCOE | IgnoreSilica | 27.0428 | 10.4651 | 0.7158 |  | 20293.2025 |  | 455.0701 |  | 145.8369 | -6.7751e-05 | 17181.2262 | [19 empty] | 5623.4133 | 2.8632 | 20293.2025 |  | 455.0701
1 | 3900 | 707 | 0.035 | 15 | 15 | 7 | 7.4989e-12 | 0 | Water | Porous | Wet |  | MinimizeLCOE | IgnoreSilica | 35.817 | 13.9544 | 0.96144 |  | 16554.9457 |  | 371.2406 |  | 146.3345 | -6.7853e-05 | 17178.754 | [19 empty] | 7498.9421 | 3.8458 | 16554.9457 |  | 371.2406
1 | 3900 | 707 | 0.035 | 15 | 15 | 7 | 1e-11 | 0 | Water | Porous | Wet |  | MinimizeLCOE | IgnoreSilica | 47.3032 | 18.5241 | 1.2831 |  | 13761.6812 |  | 308.6024 |  | 146.7131 | -6.7862e-05 | 17134.448 | [19 empty] | 10000 | 5.1323 | 13761.6812 |  | 308.6024
1 | 3900 | 707 | 0.035 | 15 | 15 | 7 | 1.3335e-11 | 0 | Water | Porous | Wet |  | MinimizeLCOE | IgnoreSilica | 62.0969 | 24.4128 | 1.6978 |  | 11665.5815 |  | 261.5978 |  | 147.003 | -6.7696e-05 | 17033.6456 | [19 empty] | 13335.2143 | 6.7912 | 11665.5815 |  | 261.5978
1 | 3900 | 707 | 0.035 | 15 | 15 | 7 | 1.7783e-11 | 0 | Water | Porous | Wet |  | MinimizeLCOE | IgnoreSilica | 80.6937 | 31.8211 | 2.2201 |  | 10090.1631 |  | 226.2695 |  | 147.2297 | -6.7281e-05 | 16855.307 | [19 empty] | 17782.7941 | 8.8805 | 10090.1631 |  | 226.2695
1 | 3900 | 707 | 0.035 | 15 | 15 | 7 | 2.3714e-11 | 0 | Water | Porous | Wet |  | MinimizeLCOE | IgnoreSilica | 103.2541 | 40.8192 | 2.8554 |  | 8908.9239 |  | 199.7805 |  | 147.4144 | -6.655e-05 | 16563.9977 | [19 empty] | 23713.7371 | 11.4215 | 8908.9239 |  | 199.7805
1 | 3900 | 707 | 0.035 | 15 | 15 | 7 | 3.1623e-11 | 0 | Water | Porous | Wet |  | MinimizeLCOE | IgnoreSilica | 125.1176 | 49.5528 | 3.5219 |  | 8025.5568 |  | 179.9712 |  | 147.55 | -6.2798e-05 | 16990.1904 | [19 empty] | 31622.7766 | 14.0876 | 8025.5568 |  | 179.9712
1 | 3900 | 707 | 0.035 | 15 | 15 | 7 | 4.217e-11 | 0 | Water | Porous | Wet |  | MinimizeLCOE | IgnoreSilica | 143.2003 | 56.7879 | 4.1504 |  | 7350.8836 |  | 164.8418 |  | 147.6461 | -5.6436e-05 | 18170.5422 | [19 empty] | 42169.6503 | 16.6017 | 7350.8836 |  | 164.8418
1 | 3900 | 707 | 0.035 | 15 | 15 | 7 | 5.6234e-11 | 0 | Water | Porous | Wet |  | MinimizeLCOE | IgnoreSilica | 160.0091 | 63.5247 | 4.7616 |  | 6835.9993 |  | 153.2956 |  | 147.7292 | -5.0483e-05 | 19226.4197 | [19 empty] | 56234.1325 | 19.0464 | 6835.9993 |  | 153.2956
1 | 3900 | 707 | 0.035 | 15 | 15 | 7 | 7.4989e-11 | 0 | Water | Porous | Wet |  | MinimizeLCOE | IgnoreSilica | 174.8546 | 69.4846 | 5.3247 |  | 6445.3003 |  | 144.5343 |  | 147.8001 | -4.5155e-05 | 20142.4364 | [19 empty] | 74989.4209 | 21.2989 | 6445.3003 |  | 144.5343
1 | 3900 | 707 | 0.035 | 15 | 15 | 7 | 1e-10 | 0 | Water | Porous | Wet |  | MinimizeLCOE | IgnoreSilica | 187.4339 | 74.5429 | 5.8202 |  | 6150.2039 |  | 137.9168 |  | 147.8593 | -4.0582e-05 | 20913.1938 | [19 empty] | 100000 | 23.2806 | 6150.2039 |  | 137.9168
1 | 4000 | 707 | 0.035 | 15 | 15 | 7 | 1e-13 | 0 | Water | Porous | Wet |  | MinimizeLCOE | IgnoreSilica | 0 | 0 | 0 | [5 empty] | 0 | 0 | 4173.3424 | [19 empty] | 100 | 0
1 | 4000 | 707 | 0.035 | 15 | 15 | 7 | 1.3335e-13 | 0 | Water | Porous | Wet |  | MinimizeLCOE | IgnoreSilica | 0.74446 | 0.12858 | 9.0382e-06 |  | 1075667852.1514 |  | 24121589.8251 |  | 95.7179 | -4.8276e-05 | 1904.8976 | [19 empty] | 133.3521 | 3.6153e-05 | 1075667852.1514 |  | 24121589.8251
1 | 4000 | 707 | 0.035 | 15 | 15 | 7 | 1.7783e-13 | 0 | Water | Porous | Wet |  | MinimizeLCOE | IgnoreSilica | 0.99265 | 0.2088 | 0.0037053 |  | 2643635.4284 |  | 59282.8812 |  | 106.1016 | -5.2641e-05 | 5586.3638 | [19 empty] | 177.8279 | 0.014821 | 2643635.4284 |  | 59282.8812
1 | 4000 | 707 | 0.035 | 15 | 15 | 7 | 2.3714e-13 | 0 | Water | Porous | Wet |  | MinimizeLCOE | IgnoreSilica | 1.2899 | 0.31316 | 0.0097192 |  | 1016705.6424 |  | 22799.3766 |  | 114.4337 | -5.505e-05 | 9533.5344 | [19 empty] | 237.1374 | 0.038877 | 1016705.6424 |  | 22799.3766
1 | 4000 | 707 | 0.035 | 15 | 15 | 7 | 3.1623e-13 | 0 | Water | Porous | Wet |  | MinimizeLCOE | IgnoreSilica | 1.6752 | 0.45616 | 0.018815 |  | 530948.7628 |  | 11906.3968 |  | 121.5726 | -5.7087e-05 | 12710.2172 | [19 empty] | 316.2278 | 0.075262 | 530948.7628 |  | 11906.3968
1 | 4000 | 707 | 0.035 | 15 | 15 | 7 | 4.217e-13 | 0 | Water | Porous | Wet |  | MinimizeLCOE | IgnoreSilica | 2.2088 | 0.66225 | 0.032417 |  | 312663.3574 |  | 7011.3997 |  | 127.8706 | -5.9914e-05 | 14929.1771 | [19 empty] | 421.6965 | 0.12967 | 312663.3574 |  | 7011.3997
1 | 4000 | 707 | 0.035 | 15 | 15 | 7 | 5.6234e-13 | 0 | Water | Porous | Wet |  | MinimizeLCOE | IgnoreSilica | 2.8934 | 0.93387 | 0.051322 |  | 200955.0834 |  | 4506.3688 |  | 132.8781 | -6.1704e-05 | 16642.6237 | [19 empty] | 562.3413 | 0.20529 | 200955.0834 |  | 4506.3688
1 | 4000 | 707 | 0.035 | 15 | 15 | 7 | 7.4989e-13 | 0 | Water | Porous | Wet |  | MinimizeLCOE | IgnoreSilica | 3.8265 | 1.3107 | 0.077911 |  | 135340.1305 |  | 3034.9695 |  | 137.0282 | -6.3769e-05 | 17719.8953 | [19 empty] | 749.8942 | 0.31165 | 135340.1305 |  | 3034.9695
1 | 4000 | 707 | 0.035 | 15 | 15 | 7 | 1e-12 | 0 | Water | Porous | Wet |  | MinimizeLCOE | IgnoreSilica | 5.0595 | 1.8143 | 0.1141 |  | 94955.5992 |  | 2129.3562 |  | 140.2931 | -6.5329e-05 | 18469.8046 | [19 empty] | 1000 | 0.45639 | 94955.5992 |  | 2129.3562
1 | 4000 | 707 | 0.035 | 15 | 15 | 7 | 1.3335e-12 | 0 | Water | Porous | Wet |  | MinimizeLCOE | IgnoreSilica | 6.699 | 2.4888 | 0.16303 |  | 68691.8687 |  | 1540.3984 |  | 142.8498 | -6.6568e-05 | 18970.0326 | [19 empty] | 1333.5214 | 0.65213 | 68691.8687 |  | 1540.3984
1 | 4000 | 707 | 0.035 | 15 | 15 | 7 | 1.7783e-12 | 0 | Water | Porous | Wet |  | MinimizeLCOE | IgnoreSilica | 8.887 | 3.3927 | 0.22894 |  | 50932.5954 |  | 1142.1511 |  | 144.838 | -6.7598e-05 | 19326.7337 | [19 empty] | 1778.2794 | 0.91576 | 50932.5954 |  | 1142.1511
1 | 4000 | 707 | 0.035 | 15 | 15 | 7 | 2.3714e-12 | 0 | Water | Porous | Wet |  | MinimizeLCOE | IgnoreSilica | 11.7802 | 4.5912 | 0.31683 |  | 38629.999 |  | 866.2683 |  | 146.3598 | -6.826e-05 | 19522.5373 | [19 empty] | 2371.3737 | 1.2673 | 38629.999 |  | 866.2683
1 | 4000 | 707 | 0.035 | 15 | 15 | 7 | 3.1623e-12 | 0 | Water | Porous | Wet |  | MinimizeLCOE | IgnoreSilica | 15.6442 | 6.1942 | 0.43446 |  | 29860.5741 |  | 669.6161 |  | 147.5302 | -6.8849e-05 | 19655.2349 | [19 empty] | 3162.2777 | 1.7378 | 29860.5741 |  | 669.6161
1 | 4000 | 707 | 0.035 | 15 | 15 | 7 | 4.217e-12 | 0 | Water | Porous | Wet |  | MinimizeLCOE | IgnoreSilica | 20.7863 | 8.3296 | 0.59123 |  | 23514.4309 |  | 527.3054 |  | 148.4227 | -6.9325e-05 | 19723.5452 | [19 empty] | 4216.965 | 2.3649 | 23514.4309 |  | 527.3054
1 | 4000 | 707 | 0.035 | 15 | 15 | 7 | 5.6234e-12 | 0 | Water | Porous | Wet |  | MinimizeLCOE | IgnoreSilica | 27.581 | 11.1529 | 0.79882 |  | 18867.577 |  | 423.1008 |  | 149.0983 | -6.9607e-05 | 19764.64 | [19 empty] | 5623.4133 | 3.1953 | 18867.577 |  | 423.1008
1 | 4000 | 707 | 0.035 | 15 | 15 | 7 | 7.4989e-12 | 0 | Water | Porous | Wet |  | MinimizeLCOE | IgnoreSilica | 36.5332 | 14.8744 | 1.0726 |  | 15422.8261 |  | 345.8531 |  | 149.6105 | -6.9763e-05 | 19765.9791 | [19 empty] | 7498.9421 | 4.2903 | 15422.8261 |  | 345.8531
1 | 4000 | 707 | 0.035 | 15 | 15 | 7 | 1e-11 | 0 | Water | Porous | Wet |  | MinimizeLCOE | IgnoreSilica | 48.2117 | 19.7313 | 1.4301 |  | 12849.6664 |  | 288.1506 |  | 149.9992 | -6.9756e-05 | 19727.1956 | [19 empty] | 10000 | 5.7204 | 12849.6664 |  | 288.1506
1 | 4000 | 707 | 0.035 | 15 | 15 | 7 | 1.3335e-11 | 0 | Water | Porous | Wet |  | MinimizeLCOE | IgnoreSilica | 63.2347 | 25.9826 | 1.8905 |  | 10917.1674 |  | 244.8148 |  | 150.2971 | -6.9578e-05 | 19626.059 | [19 empty] | 13335.2143 | 7.5618 | 10917.1674 |  | 244.8148
1 | 4000 | 707 | 0.035 | 15 | 15 | 7 | 1.7783e-11 | 0 | Water | Porous | Wet |  | MinimizeLCOE | IgnoreSilica | 82.0775 | 33.8298 | 2.4689 |  | 9464.4864 |  | 212.2388 |  | 150.5302 | -6.9146e-05 | 19442.5781 | [19 empty] | 17782.7941 | 9.8755 | 9464.4864 |  | 212.2388
1 | 4000 | 707 | 0.035 | 15 | 15 | 7 | 2.3714e-11 | 0 | Water | Porous | Wet |  | MinimizeLCOE | IgnoreSilica | 104.84 | 43.321 | 3.1694 |  | 8375.8329 |  | 187.826 |  | 150.7198 | -6.8378e-05 | 19146.3009 | [19 empty] | 23713.7371 | 12.6778 | 8375.8329 |  | 187.826
1 | 4000 | 707 | 0.035 | 15 | 15 | 7 | 3.1623e-11 | 0 | Water | Porous | Wet |  | MinimizeLCOE | IgnoreSilica | 130.928 | 54.2183 | 3.9756 |  | 7565.9495 |  | 169.6646 |  | 150.8831 | -6.7202e-05 | 18716.2184 | [19 empty] | 31622.7766 | 15.9024 | 7565.9495 |  | 169.6646
1 | 4000 | 707 | 0.035 | 15 | 15 | 7 | 4.217e-11 | 0 | Water | Porous | Wet |  | MinimizeLCOE | IgnoreSilica | 149.4755 | 61.9802 | 4.6661 |  | 6957.8428 |  | 156.0279 |  | 150.9817 | -6.0456e-05 | 19889.8833 | [19 empty] | 42169.6503 | 18.6644 | 6957.8428 |  | 156.0279
1 | 4000 | 707 | 0.035 | 15 | 15 | 7 | 5.6234e-11 | 0 | Water | Porous | Wet |  | MinimizeLCOE | IgnoreSilica | 166.3085 | 69.037 | 5.3257 |  | 6493.8573 |  | 145.6232 |  | 151.0657 | -5.4038e-05 | 20988.3211 | [19 empty] | 56234.1325 | 21.3027 | 6493.8573 |  | 145.6232
1 | 4000 | 707 | 0.035 | 15 | 15 | 7 | 7.4989e-11 | 0 | Water | Porous | Wet |  | MinimizeLCOE | IgnoreSilica | 181.0567 | 75.2306 | 5.9277 |  | 6141.8566 |  | 137.7296 |  | 151.1372 | -4.8344e-05 | 21936.9672 | [19 empty] | 74989.4209 | 23.7109 | 6141.8566 |  | 137.7296
1 | 4000 | 707 | 0.035 | 15 | 15 | 7 | 1e-10 | 0 | Water | Porous | Wet |  | MinimizeLCOE | IgnoreSilica | 193.4346 | 80.4372 | 6.4523 |  | 5876.0249 |  | 131.7684 |  | 151.1967 | -4.3475e-05 | 22731.2959 | [19 empty] | 100000 | 25.8093 | 5876.0249 |  | 131.7684
1 | 4100 | 707 | 0.035 | 15 | 15 | 7 | 1e-13 | 0 | Water | Porous | Wet |  | MinimizeLCOE | IgnoreSilica | 0 | 0 | 0 | [5 empty] | 0 | 0 | 3801.0606 | [19 empty] | 100 | 0
1 | 4100 | 707 | 0.035 | 15 | 15 | 7 | 1.3335e-13 | 0 | Water | Porous | Wet |  | MinimizeLCOE | IgnoreSilica | 0.78799 | 0.14513 | 0.00066194 |  | 15111022.9775 |  | 338861.0131 |  | 98.9667 | -5.0946e-05 | 2443.9668 | [19 empty] | 133.3521 | 0.0026478 | 15111022.9775 |  | 338861.0131
1 | 4100 | 707 | 0.035 | 15 | 15 | 7 | 1.7783e-13 | 0 | Water | Porous | Wet |  | MinimizeLCOE | IgnoreSilica | 1.0223 | 0.22445 | 0.0048677 |  | 2069382.2185 |  | 46405.3927 |  | 108.5243 | -5.3572e-05 | 7502.0728 | [19 empty] | 177.8279 | 0.019471 | 2069382.2185 |  | 46405.3927
1 | 4100 | 707 | 0.035 | 15 | 15 | 7 | 2.3714e-13 | 0 | Water | Porous | Wet |  | MinimizeLCOE | IgnoreSilica | 1.3242 | 0.33495 | 0.011627 |  | 874051.0972 |  | 19600.3832 |  | 116.9394 | -5.5952e-05 | 11564.6895 | [19 empty] | 237.1374 | 0.046508 | 874051.0972 |  | 19600.3832
1 | 4100 | 707 | 0.035 | 15 | 15 | 7 | 3.1623e-13 | 0 | Water | Porous | Wet |  | MinimizeLCOE | IgnoreSilica | 1.7335 | 0.49351 | 0.022034 |  | 466628.6441 |  | 10464.0338 |  | 124.4462 | -5.8883e-05 | 14793.6338 | [19 empty] | 316.2278 | 0.088135 | 466628.6441 |  | 10464.0338
1 | 4100 | 707 | 0.035 | 15 | 15 | 7 | 4.217e-13 | 0 | Water | Porous | Wet |  | MinimizeLCOE | IgnoreSilica | 2.2671 | 0.70863 | 0.037062 |  | 281446.2789 |  | 6311.3643 |  | 130.6782 | -6.128e-05 | 17255.896 | [19 empty] | 421.6965 | 0.14825 | 281446.2789 |  | 6311.3643
1 | 4100 | 707 | 0.035 | 15 | 15 | 7 | 5.6234e-13 | 0 | Water | Porous | Wet |  | MinimizeLCOE | IgnoreSilica | 2.9639 | 0.99716 | 0.058068 |  | 182844.7781 |  | 4100.2497 |  | 135.7637 | -6.3106e-05 | 19094.2023 | [19 empty] | 562.3413 | 0.23227 | 182844.7781 |  | 4100.2497
1 | 4100 | 707 | 0.035 | 15 | 15 | 7 | 7.4989e-13 | 0 | Water | Porous | Wet |  | MinimizeLCOE | IgnoreSilica | 3.9191 | 1.3999 | 0.087706 |  | 123841.3965 |  | 2777.1132 |  | 140.0099 | -6.5364e-05 | 20238.8311 | [19 empty] | 749.8942 | 0.35082 | 123841.3965 |  | 2777.1132
1 | 4100 | 707 | 0.035 | 15 | 15 | 7 | 1e-12 | 0 | Water | Porous | Wet |  | MinimizeLCOE | IgnoreSilica | 5.1689 | 1.9329 | 0.12775 |  | 87393.1522 |  | 1959.7702 |  | 143.3258 | -6.6876e-05 | 21081.6765 | [19 empty] | 1000 | 0.51101 | 87393.1522 |  | 1959.7702
1 | 4100 | 707 | 0.035 | 15 | 15 | 7 | 1.3335e-12 | 0 | Water | Porous | Wet |  | MinimizeLCOE | IgnoreSilica | 6.8474 | 2.654 | 0.18224 |  | 63383.6513 |  | 1421.363 |  | 145.953 | -6.8303e-05 | 21598.9813 | [19 empty] | 1333.5214 | 0.72894 | 63383.6513 |  | 1421.363
1 | 4100 | 707 | 0.035 | 15 | 15 | 7 | 1.7783e-12 | 0 | Water | Porous | Wet |  | MinimizeLCOE | IgnoreSilica | 9.0742 | 3.615 | 0.25533 |  | 47141.0762 |  | 1057.1272 |  | 147.9851 | -6.936e-05 | 21952.8834 | [19 empty] | 1778.2794 | 1.0213 | 47141.0762 |  | 1057.1272
1 | 4100 | 707 | 0.035 | 15 | 15 | 7 | 2.3714e-12 | 0 | Water | Porous | Wet |  | MinimizeLCOE | IgnoreSilica | 12.0238 | 4.8912 | 0.35288 |  | 35839.2922 |  | 803.6874 |  | 149.5452 | -7.0079e-05 | 22208.4292 | [19 empty] | 2371.3737 | 1.4115 | 35839.2922 |  | 803.6874
1 | 4100 | 707 | 0.035 | 15 | 15 | 7 | 3.1623e-12 | 0 | Water | Porous | Wet |  | MinimizeLCOE | IgnoreSilica | 15.9802 | 6.6058 | 0.48383 |  | 27748.0185 |  | 622.2426 |  | 150.7499 | -7.0814e-05 | 22328.9944 | [19 empty] | 3162.2777 | 1.9353 | 27748.0185 |  | 622.2426
1 | 4100 | 707 | 0.035 | 15 | 15 | 7 | 4.217e-12 | 0 | Water | Porous | Wet |  | MinimizeLCOE | IgnoreSilica | 21.2079 | 8.8736 | 0.6575 |  | 21906.0883 |  | 491.2387 |  | 151.6624 | -7.1251e-05 | 22423.8711 | [19 empty] | 4216.965 | 2.63 | 21906.0883 |  | 491.2387
1 | 4100 | 707 | 0.035 | 15 | 15 | 7 | 5.6234e-12 | 0 | Water | Porous | Wet |  | MinimizeLCOE | IgnoreSilica | 28.1385 | 11.8821 | 0.88794 |  | 17612.6242 |  | 394.9588 |  | 152.3563 | -7.1581e-05 | 22464.2462 | [19 empty] | 5623.4133 | 3.5518 | 17612.6242 |  | 394.9588
1 | 4100 | 707 | 0.035 | 15 | 15 | 7 | 7.4989e-12 | 0 | Water | Porous | Wet |  | MinimizeLCOE | IgnoreSilica | 37.2495 | 15.8389 | 1.1913 |  | 14429.2736 |  | 323.5729 |  | 152.8815 | -7.1734e-05 | 22472.5759 | [19 empty] | 7498.9421 | 4.7653 | 14429.2736 |  | 323.5729
1 | 4100 | 707 | 0.035 | 15 | 15 | 7 | 1e-11 | 0 | Water | Porous | Wet |  | MinimizeLCOE | IgnoreSilica | 49.1474 | 21.0083 | 1.5877 |  | 12047.5664 |  | 270.1637 |  | 153.281 | -7.1763e-05 | 22426.3184 | [19 empty] | 10000 | 6.3507 | 12047.5664 |  | 270.1637
1 | 4100 | 707 | 0.035 | 15 | 15 | 7 | 1.3335e-11 | 0 | Water | Porous | Wet |  | MinimizeLCOE | IgnoreSilica | 64.4138 | 27.6451 | 2.0969 |  | 10259.1752 |  | 230.0595 |  | 153.5868 | -7.1584e-05 | 22321.8139 | [19 empty] | 13335.2143 | 8.3875 | 10259.1752 |  | 230.0595
1 | 4100 | 707 | 0.035 | 15 | 15 | 7 | 1.7783e-11 | 0 | Water | Porous | Wet |  | MinimizeLCOE | IgnoreSilica | 83.4905 | 35.9453 | 2.7345 |  | 8915.2311 |  | 199.9219 |  | 153.8258 | -7.1114e-05 | 22138.7109 | [19 empty] | 17782.7941 | 10.9379 | 8915.2311 |  | 199.9219
1 | 4100 | 707 | 0.035 | 15 | 15 | 7 | 2.3714e-11 | 0 | Water | Porous | Wet |  | MinimizeLCOE | IgnoreSilica | 106.4406 | 45.9433 | 3.5036 |  | 7908.3867 |  | 177.3436 |  | 154.0202 | -7.0296e-05 | 21841.3614 | [19 empty] | 23713.7371 | 14.0143 | 7908.3867 |  | 177.3436
1 | 4100 | 707 | 0.035 | 15 | 15 | 7 | 3.1623e-11 | 0 | Water | Porous | Wet |  | MinimizeLCOE | IgnoreSilica | 132.6279 | 57.3724 | 4.3844 |  | 7159.9008 |  | 160.559 |  | 154.1873 | -6.9074e-05 | 21401.7642 | [19 empty] | 31622.7766 | 17.5376 | 7159.9008 |  | 160.559
1 | 4100 | 707 | 0.035 | 15 | 15 | 7 | 4.217e-11 | 0 | Water | Porous | Wet |  | MinimizeLCOE | IgnoreSilica | 155.7554 | 67.4879 | 5.2271 |  | 6606.6321 |  | 148.1521 |  | 154.3128 | -6.4718e-05 | 21717.6298 | [19 empty] | 42169.6503 | 20.9083 | 6606.6321 |  | 148.1521
1 | 4100 | 707 | 0.035 | 15 | 15 | 7 | 5.6234e-11 | 0 | Water | Porous | Wet |  | MinimizeLCOE | IgnoreSilica | 172.587 | 74.8642 | 5.9364 |  | 6187.309 |  | 138.7489 |  | 154.3976 | -5.7816e-05 | 22858.002 | [19 empty] | 56234.1325 | 23.7455 | 6187.309 |  | 138.7489
1 | 4100 | 707 | 0.035 | 15 | 15 | 7 | 7.4989e-11 | 0 | Water | Porous | Wet |  | MinimizeLCOE | IgnoreSilica | 187.1929 | 81.2766 | 6.5773 |  | 5869.266 |  | 131.6169 |  | 154.4696 | -5.1727e-05 | 23839.379 | [19 empty] | 74989.4209 | 26.3092 | 5869.266 |  | 131.6169
1 | 4100 | 707 | 0.035 | 15 | 15 | 7 | 1e-10 | 0 | Water | Porous | Wet |  | MinimizeLCOE | IgnoreSilica | 199.4024 | 86.6457 | 7.1322 |  | 5629.1148 |  | 126.2315 |  | 154.5294 | -4.6569e-05 | 24657.0274 | [19 empty] | 100000 | 28.5289 | 5629.1148 |  | 126.2315
1 | 4200 | 707 | 0.035 | 15 | 15 | 7 | 1e-13 | 0 | Water | Porous | Wet |  | MinimizeLCOE | IgnoreSilica | 0 | 0 | 0 | [5 empty] | 0 | 0 | 3440.5269 | [19 empty] | 100 | 0
1 | 4200 | 707 | 0.035 | 15 | 15 | 7 | 1.3335e-13 | 0 | Water | Porous | Wet |  | MinimizeLCOE | IgnoreSilica | 0.80743 | 0.15466 | 0.0013518 |  | 7603719.0337 |  | 170511.549 |  | 101.0138 | -5.1322e-05 | 4090.2962 | [19 empty] | 133.3521 | 0.0054073 | 7603719.0337 |  | 170511.549
1 | 4200 | 707 | 0.035 | 15 | 15 | 7 | 1.7783e-13 | 0 | Water | Porous | Wet |  | MinimizeLCOE | IgnoreSilica | 1.0464 | 0.23879 | 0.0060913 |  | 1699572.4615 |  | 38112.4989 |  | 110.758 | -5.4061e-05 | 9301.6769 | [19 empty] | 177.8279 | 0.024365 | 1699572.4615 |  | 38112.4989
1 | 4200 | 707 | 0.035 | 15 | 15 | 7 | 2.3714e-13 | 0 | Water | Porous | Wet |  | MinimizeLCOE | IgnoreSilica | 1.3631 | 0.35953 | 0.013756 |  | 759636.4067 |  | 17034.6616 |  | 119.5494 | -5.7136e-05 | 13653.544 | [19 empty] | 237.1374 | 0.055023 | 759636.4067 |  | 17034.6616
1 | 4200 | 707 | 0.035 | 15 | 15 | 7 | 3.1623e-13 | 0 | Water | Porous | Wet |  | MinimizeLCOE | IgnoreSilica | 1.7678 | 0.52286 | 0.025145 |  | 420354.5317 |  | 9426.3481 |  | 126.9628 | -5.9511e-05 | 17179.5226 | [19 empty] | 316.2278 | 0.10058 | 420354.5317 |  | 9426.3481
1 | 4200 | 707 | 0.035 | 15 | 15 | 7 | 4.217e-13 | 0 | Water | Porous | Wet |  | MinimizeLCOE | IgnoreSilica | 2.3209 | 0.75521 | 0.041978 |  | 255603.0061 |  | 5731.8352 |  | 133.4413 | -6.2479e-05 | 19726.1352 | [19 empty] | 421.6965 | 0.16791 | 255603.0061 |  | 5731.8352
1 | 4200 | 707 | 0.035 | 15 | 15 | 7 | 5.6234e-13 | 0 | Water | Porous | Wet |  | MinimizeLCOE | IgnoreSilica | 3.0371 | 1.0645 | 0.065367 |  | 167168.9292 |  | 3748.7226 |  | 138.6621 | -6.4602e-05 | 21644.6062 | [19 empty] | 562.3413 | 0.26147 | 167168.9292 |  | 3748.7226
1 | 4200 | 707 | 0.035 | 15 | 15 | 7 | 7.4989e-13 | 0 | Water | Porous | Wet |  | MinimizeLCOE | IgnoreSilica | 4.0117 | 1.4933 | 0.098215 |  | 113876.0062 |  | 2553.6417 |  | 142.9888 | -6.6985e-05 | 22876.369 | [19 empty] | 749.8942 | 0.39286 | 113876.0062 |  | 2553.6417
1 | 4200 | 707 | 0.035 | 15 | 15 | 7 | 1e-12 | 0 | Water | Porous | Wet |  | MinimizeLCOE | IgnoreSilica | 5.2958 | 2.0648 | 0.14276 |  | 80594.3131 |  | 1807.3079 |  | 146.3908 | -6.8753e-05 | 23745.6018 | [19 empty] | 1000 | 0.57106 | 80594.3131 |  | 1807.3079
1 | 4200 | 707 | 0.035 | 15 | 15 | 7 | 1.3335e-12 | 0 | Water | Porous | Wet |  | MinimizeLCOE | IgnoreSilica | 6.9937 | 2.8262 | 0.20273 |  | 58744.1338 |  | 1317.3229 |  | 149.05 | -7.0049e-05 | 24355.9268 | [19 empty] | 1333.5214 | 0.81094 | 58744.1338 |  | 1317.3229
1 | 4200 | 707 | 0.035 | 15 | 15 | 7 | 1.7783e-12 | 0 | Water | Porous | Wet |  | MinimizeLCOE | IgnoreSilica | 9.2595 | 3.8468 | 0.28348 |  | 43814.9856 |  | 982.5404 |  | 151.1267 | -7.1144e-05 | 24747.9401 | [19 empty] | 1778.2794 | 1.1339 | 43814.9856 |  | 982.5404
1 | 4200 | 707 | 0.035 | 15 | 15 | 7 | 2.3714e-12 | 0 | Water | Porous | Wet |  | MinimizeLCOE | IgnoreSilica | 12.2795 | 5.211 | 0.39169 |  | 33362.4011 |  | 748.1437 |  | 152.7312 | -7.2036e-05 | 24996.0531 | [19 empty] | 2371.3737 | 1.5668 | 33362.4011 |  | 748.1437
1 | 4200 | 707 | 0.035 | 15 | 15 | 7 | 3.1623e-12 | 0 | Water | Porous | Wet |  | MinimizeLCOE | IgnoreSilica | 16.3164 | 7.0376 | 0.53662 |  | 25884.3352 |  | 580.4499 |  | 153.9651 | -7.2836e-05 | 25126.9411 | [19 empty] | 3162.2777 | 2.1465 | 25884.3352 |  | 580.4499
1 | 4200 | 707 | 0.035 | 15 | 15 | 7 | 4.217e-12 | 0 | Water | Porous | Wet |  | MinimizeLCOE | IgnoreSilica | 21.6559 | 9.456 | 0.72894 |  | 20474.9463 |  | 459.1457 |  | 154.9009 | -7.3346e-05 | 25221.3946 | [19 empty] | 4216.965 | 2.9158 | 20474.9463 |  | 459.1457
1 | 4200 | 707 | 0.035 | 15 | 15 | 7 | 5.6234e-12 | 0 | Water | Porous | Wet |  | MinimizeLCOE | IgnoreSilica | 28.7064 | 12.6514 | 0.98339 |  | 16501.9375 |  | 370.0519 |  | 155.6102 | -7.3649e-05 | 25279.9609 | [19 empty] | 5623.4133 | 3.9336 | 16501.9375 |  | 370.0519
1 | 4200 | 707 | 0.035 | 15 | 15 | 7 | 7.4989e-12 | 0 | Water | Porous | Wet |  | MinimizeLCOE | IgnoreSilica | 38.007 | 16.8687 | 1.3191 |  | 13546.7838 |  | 303.7833 |  | 156.1494 | -7.3868e-05 | 25278.7943 | [19 empty] | 7498.9421 | 5.2764 | 13546.7838 |  | 303.7833
1 | 4200 | 707 | 0.035 | 15 | 15 | 7 | 1e-11 | 0 | Water | Porous | Wet |  | MinimizeLCOE | IgnoreSilica | 50.1064 | 22.3577 | 1.7564 |  | 11337.7036 |  | 254.2452 |  | 156.5583 | -7.388e-05 | 25238.5481 | [19 empty] | 10000 | 7.0257 | 11337.7036 |  | 254.2452
1 | 4200 | 707 | 0.035 | 15 | 15 | 7 | 1.3335e-11 | 0 | Water | Porous | Wet |  | MinimizeLCOE | IgnoreSilica | 65.5905 | 29.3862 | 2.3169 |  | 9678.3468 |  | 217.0346 |  | 156.8713 | -7.3658e-05 | 25141.3545 | [19 empty] | 13335.2143 | 9.2676 | 9678.3468 |  | 217.0346
1 | 4200 | 707 | 0.035 | 15 | 15 | 7 | 1.7783e-11 | 0 | Water | Porous | Wet |  | MinimizeLCOE | IgnoreSilica | 84.9131 | 38.1647 | 3.0174 |  | 8430.5119 |  | 189.0522 |  | 157.1163 | -7.3169e-05 | 24954.0873 | [19 empty] | 17782.7941 | 12.0698 | 8430.5119 |  | 189.0522
1 | 4200 | 707 | 0.035 | 15 | 15 | 7 | 2.3714e-11 | 0 | Water | Porous | Wet |  | MinimizeLCOE | IgnoreSilica | 108.0802 | 48.7033 | 3.8594 |  | 7496.0862 |  | 168.0979 |  | 157.3156 | -7.2327e-05 | 24648.2976 | [19 empty] | 23713.7371 | 15.4378 | 7496.0862 |  | 168.0979
1 | 4200 | 707 | 0.035 | 15 | 15 | 7 | 3.1623e-11 | 0 | Water | Porous | Wet |  | MinimizeLCOE | IgnoreSilica | 134.3406 | 60.6712 | 4.8178 |  | 6802.2815 |  | 152.5395 |  | 157.4863 | -7.104e-05 | 24208.9556 | [19 empty] | 31622.7766 | 19.2711 | 6802.2815 |  | 152.5395
1 | 4200 | 707 | 0.035 | 15 | 15 | 7 | 4.217e-11 | 0 | Water | Porous | Wet |  | MinimizeLCOE | IgnoreSilica | 162.0313 | 73.3223 | 5.8359 |  | 6292.3394 |  | 141.1042 |  | 157.6391 | -6.9234e-05 | 23660.3495 | [19 empty] | 42169.6503 | 23.3436 | 6292.3394 |  | 141.1042
1 | 4200 | 707 | 0.035 | 15 | 15 | 7 | 5.6234e-11 | 0 | Water | Porous | Wet |  | MinimizeLCOE | IgnoreSilica | 178.8371 | 81.0172 | 6.5962 |  | 5912.3656 |  | 132.5834 |  | 157.7247 | -6.1826e-05 | 24844.1309 | [19 empty] | 56234.1325 | 26.3847 | 5912.3656 |  | 132.5834
1 | 4200 | 707 | 0.035 | 15 | 15 | 7 | 7.4989e-11 | 0 | Water | Porous | Wet |  | MinimizeLCOE | IgnoreSilica | 193.3077 | 87.655 | 7.2771 |  | 5624.2407 |  | 126.1222 |  | 157.7971 | -5.5338e-05 | 25856.4021 | [19 empty] | 74989.4209 | 29.1083 | 5624.2407 |  | 126.1222
1 | 4200 | 707 | 0.035 | 15 | 15 | 7 | 1e-10 | 0 | Water | Porous | Wet |  | MinimizeLCOE | IgnoreSilica | 205.3144 | 93.1717 | 7.8619 |  | 5406.7156 |  | 121.2443 |  | 157.8569 | -4.9867e-05 | 26698.7487 | [19 empty] | 100000 | 31.4474 | 5406.7156 |  | 121.2443
1 | 4300 | 707 | 0.035 | 15 | 15 | 7 | 1e-13 | 0 | Water | Porous | Wet |  | MinimizeLCOE | IgnoreSilica | 0 | 0 | 0 | [5 empty] | 0 | 0 | 3091.064 | [19 empty] | 100 | 0
1 | 4300 | 707 | 0.035 | 15 | 15 | 7 | 1.3335e-13 | 0 | Water | Porous | Wet |  | MinimizeLCOE | IgnoreSilica | 0.82688 | 0.16457 | 0.0021022 |  | 5022804.4646 |  | 112635.1678 |  | 103.0614 | -5.1681e-05 | 5806.9482 | [19 empty] | 133.3521 | 0.0084089 | 5022804.4646 |  | 112635.1678
1 | 4300 | 707 | 0.035 | 15 | 15 | 7 | 1.7783e-13 | 0 | Water | Porous | Wet |  | MinimizeLCOE | IgnoreSilica | 1.0658 | 0.25194 | 0.0073577 |  | 1445322.1561 |  | 32410.9976 |  | 112.8341 | -5.4174e-05 | 11335.7998 | [19 empty] | 177.8279 | 0.029431 | 1445322.1561 |  | 32410.9976
1 | 4300 | 707 | 0.035 | 15 | 15 | 7 | 2.3714e-13 | 0 | Water | Porous | Wet |  | MinimizeLCOE | IgnoreSilica | 1.3974 | 0.38338 | 0.015996 |  | 671331.8419 |  | 15054.4532 |  | 122.0535 | -5.8027e-05 | 15878.9364 | [19 empty] | 237.1374 | 0.063984 | 671331.8419 |  | 15054.4532
1 | 4300 | 707 | 0.035 | 15 | 15 | 7 | 3.1623e-13 | 0 | Water | Porous | Wet |  | MinimizeLCOE | IgnoreSilica | 1.8067 | 0.55536 | 0.028549 |  | 380536.6032 |  | 8533.4407 |  | 129.5464 | -6.0358e-05 | 19627.9103 | [19 empty] | 316.2278 | 0.1142 | 380536.6032 |  | 8533.4407
1 | 4300 | 707 | 0.035 | 15 | 15 | 7 | 4.217e-13 | 0 | Water | Porous | Wet |  | MinimizeLCOE | IgnoreSilica | 2.3792 | 0.80595 | 0.047349 |  | 233040.4464 |  | 5225.8753 |  | 136.2455 | -6.3864e-05 | 22276.5292 | [19 empty] | 421.6965 | 0.1894 | 233040.4464 |  | 5225.8753
1 | 4300 | 707 | 0.035 | 15 | 15 | 7 | 5.6234e-13 | 0 | Water | Porous | Wet |  | MinimizeLCOE | IgnoreSilica | 3.1102 | 1.1351 | 0.073197 |  | 153588.7993 |  | 3444.1914 |  | 141.5582 | -6.6116e-05 | 24313.6363 | [19 empty] | 562.3413 | 0.29279 | 153588.7993 |  | 3444.1914
1 | 4300 | 707 | 0.035 | 15 | 15 | 7 | 7.4989e-13 | 0 | Water | Porous | Wet |  | MinimizeLCOE | IgnoreSilica | 4.1043 | 1.5911 | 0.10947 |  | 105167.7194 |  | 2358.3605 |  | 145.9649 | -6.8633e-05 | 25636.1343 | [19 empty] | 749.8942 | 0.43788 | 105167.7194 |  | 2358.3605
1 | 4300 | 707 | 0.035 | 15 | 15 | 7 | 1e-12 | 0 | Water | Porous | Wet |  | MinimizeLCOE | IgnoreSilica | 5.4079 | 2.1963 | 0.15847 |  | 74778.8793 |  | 1676.8982 |  | 149.4221 | -7.0408e-05 | 26591.6498 | [19 empty] | 1000 | 0.63387 | 74778.8793 |  | 1676.8982
1 | 4300 | 707 | 0.035 | 15 | 15 | 7 | 1.3335e-12 | 0 | Water | Porous | Wet |  | MinimizeLCOE | IgnoreSilica | 7.14 | 3.0065 | 0.22463 |  | 54649.584 |  | 1225.5036 |  | 152.1432 | -7.1833e-05 | 27238.6117 | [19 empty] | 1333.5214 | 0.8985 | 54649.584 |  | 1225.5036
1 | 4300 | 707 | 0.035 | 15 | 15 | 7 | 1.7783e-12 | 0 | Water | Porous | Wet |  | MinimizeLCOE | IgnoreSilica | 9.4615 | 4.0976 | 0.31398 |  | 40824.2858 |  | 915.4747 |  | 154.2759 | -7.3141e-05 | 27631.6549 | [19 empty] | 1778.2794 | 1.2559 | 40824.2858 |  | 915.4747
1 | 4300 | 707 | 0.035 | 15 | 15 | 7 | 2.3714e-12 | 0 | Water | Porous | Wet |  | MinimizeLCOE | IgnoreSilica | 12.5574 | 5.5568 | 0.43376 |  | 31134.0511 |  | 698.1735 |  | 155.9217 | -7.4214e-05 | 27874.2632 | [19 empty] | 2371.3737 | 1.7351 | 31134.0511 |  | 698.1735
1 | 4300 | 707 | 0.035 | 15 | 15 | 7 | 3.1623e-12 | 0 | Water | Porous | Wet |  | MinimizeLCOE | IgnoreSilica | 16.6453 | 7.4869 | 0.5928 |  | 24235.8993 |  | 543.4841 |  | 157.174 | -7.4873e-05 | 28063.1497 | [19 empty] | 3162.2777 | 2.3712 | 24235.8993 |  | 543.4841
1 | 4300 | 707 | 0.035 | 15 | 15 | 7 | 4.217e-12 | 0 | Water | Porous | Wet |  | MinimizeLCOE | IgnoreSilica | 22.0969 | 10.0636 | 0.80506 |  | 19206.8218 |  | 430.7083 |  | 158.1335 | -7.5473e-05 | 28155.2328 | [19 empty] | 4216.965 | 3.2203 | 19206.8218 |  | 430.7083
1 | 4300 | 707 | 0.035 | 15 | 15 | 7 | 5.6234e-12 | 0 | Water | Porous | Wet |  | MinimizeLCOE | IgnoreSilica | 29.2984 | 13.4696 | 1.0859 |  | 15510.1402 |  | 347.8111 |  | 158.8609 | -7.5859e-05 | 28206.5185 | [19 empty] | 5623.4133 | 4.3437 | 15510.1402 |  | 347.8111
1 | 4300 | 707 | 0.035 | 15 | 15 | 7 | 7.4989e-12 | 0 | Water | Porous | Wet |  | MinimizeLCOE | IgnoreSilica | 38.7453 | 17.9399 | 1.455 |  | 12765.248 |  | 286.2576 |  | 159.4114 | -7.6024e-05 | 28225.1243 | [19 empty] | 7498.9421 | 5.8199 | 12765.248 |  | 286.2576
1 | 4300 | 707 | 0.035 | 15 | 15 | 7 | 1e-11 | 0 | Water | Porous | Wet |  | MinimizeLCOE | IgnoreSilica | 51.0615 | 23.7708 | 1.9363 |  | 10707.8165 |  | 240.1202 |  | 159.8304 | -7.6062e-05 | 28180.9824 | [19 empty] | 10000 | 7.7451 | 10707.8165 |  | 240.1202
1 | 4300 | 707 | 0.035 | 15 | 15 | 7 | 1.3335e-11 | 0 | Water | Porous | Wet |  | MinimizeLCOE | IgnoreSilica | 66.8085 | 31.2304 | 2.5524 |  | 9161.8934 |  | 205.4532 |  | 160.1513 | -7.5866e-05 | 28074.2653 | [19 empty] | 13335.2143 | 10.2097 | 9161.8934 |  | 205.4532
1 | 4300 | 707 | 0.035 | 15 | 15 | 7 | 1.7783e-11 | 0 | Water | Porous | Wet |  | MinimizeLCOE | IgnoreSilica | 86.3675 | 40.504 | 3.3193 |  | 8000.5347 |  | 179.41 |  | 160.4019 | -7.5339e-05 | 27887.5523 | [19 empty] | 17782.7941 | 13.2773 | 8000.5347 |  | 179.41
1 | 4300 | 707 | 0.035 | 15 | 15 | 7 | 2.3714e-11 | 0 | Water | Porous | Wet |  | MinimizeLCOE | IgnoreSilica | 109.7199 | 51.5908 | 4.2373 |  | 7131.196 |  | 159.9153 |  | 160.6056 | -7.4443e-05 | 27581.4481 | [19 empty] | 23713.7371 | 16.9492 | 7131.196 |  | 159.9153
1 | 4300 | 707 | 0.035 | 15 | 15 | 7 | 3.1623e-11 | 0 | Water | Porous | Wet |  | MinimizeLCOE | IgnoreSilica | 136.0728 | 64.1256 | 5.2771 |  | 6486.1716 |  | 145.4508 |  | 160.7799 | -7.3108e-05 | 27138.0857 | [19 empty] | 31622.7766 | 21.1085 | 6486.1716 |  | 145.4508
1 | 4300 | 707 | 0.035 | 15 | 15 | 7 | 4.217e-11 | 0 | Water | Porous | Wet |  | MinimizeLCOE | IgnoreSilica | 163.8459 | 77.3692 | 6.379 |  | 6012.6703 |  | 134.8327 |  | 160.9361 | -7.1336e-05 | 26565.8358 | [19 empty] | 42169.6503 | 25.5159 | 6012.6703 |  | 134.8327
1 | 4300 | 707 | 0.035 | 15 | 15 | 7 | 5.6234e-11 | 0 | Water | Porous | Wet |  | MinimizeLCOE | IgnoreSilica | 185.0346 | 87.499 | 7.3072 |  | 5665.8097 |  | 127.0544 |  | 161.0467 | -6.6072e-05 | 26956.1174 | [19 empty] | 56234.1325 | 29.2289 | 5665.8097 |  | 127.0544
1 | 4300 | 707 | 0.035 | 15 | 15 | 7 | 7.4989e-11 | 0 | Water | Porous | Wet |  | MinimizeLCOE | IgnoreSilica | 199.3707 | 94.3664 | 8.029 |  | 5404.1421 |  | 121.1866 |  | 161.1194 | -5.9176e-05 | 27997.9565 | [19 empty] | 74989.4209 | 32.1161 | 5404.1421 |  | 121.1866
1 | 4300 | 707 | 0.035 | 15 | 15 | 7 | 1e-10 | 0 | Water | Porous | Wet |  | MinimizeLCOE | IgnoreSilica | 211.1929 | 100.0391 | 8.6445 |  | 5206.6263 |  | 116.7573 |  | 161.1794 | -5.3391e-05 | 28861.4414 | [19 empty] | 100000 | 34.5778 | 5206.6263 |  | 116.7573
1 | 4400 | 707 | 0.035 | 15 | 15 | 7 | 1e-13 | 0 | Water | Porous | Wet |  | MinimizeLCOE | IgnoreSilica | 0 | 0 | 0 | [5 empty] | 0 | 0 | 2752.0204 | [19 empty] | 100 | 0
1 | 4400 | 707 | 0.035 | 15 | 15 | 7 | 1.3335e-13 | 0 | Water | Porous | Wet |  | MinimizeLCOE | IgnoreSilica | 0.8417 | 0.1732 | 0.0028802 |  | 3764038.8939 |  | 84407.6562 |  | 104.883 | -5.1581e-05 | 7612.1499 | [19 empty] | 133.3521 | 0.011521 | 3764038.8939 |  | 84407.6562
1 | 4400 | 707 | 0.035 | 15 | 15 | 7 | 1.7783e-13 | 0 | Water | Porous | Wet |  | MinimizeLCOE | IgnoreSilica | 1.1047 | 0.27326 | 0.0089624 |  | 1219184.9842 |  | 27339.9266 |  | 115.5691 | -5.5795e-05 | 13335.5957 | [19 empty] | 177.8279 | 0.03585 | 1219184.9842 |  | 27339.9266
1 | 4400 | 707 | 0.035 | 15 | 15 | 7 | 2.3714e-13 | 0 | Water | Porous | Wet |  | MinimizeLCOE | IgnoreSilica | 1.4363 | 0.41022 | 0.018491 |  | 596689.3509 |  | 13380.6135 |  | 124.6609 | -5.9204e-05 | 18171.7061 | [19 empty] | 237.1374 | 0.073966 | 596689.3509 |  | 13380.6135
1 | 4400 | 707 | 0.035 | 15 | 15 | 7 | 3.1623e-13 | 0 | Water | Porous | Wet |  | MinimizeLCOE | IgnoreSilica | 1.8604 | 0.59586 | 0.032512 |  | 343477.2417 |  | 7702.3936 |  | 132.3473 | -6.1946e-05 | 22079.2298 | [19 empty] | 316.2278 | 0.13005 | 343477.2417 |  | 7702.3936
1 | 4400 | 707 | 0.035 | 15 | 15 | 7 | 4.217e-13 | 0 | Water | Porous | Wet |  | MinimizeLCOE | IgnoreSilica | 2.4329 | 0.85689 | 0.052998 |  | 214010.4655 |  | 4799.1326 |  | 139.0053 | -6.5075e-05 | 24973.3905 | [19 empty] | 421.6965 | 0.21199 | 214010.4655 |  | 4799.1326
1 | 4400 | 707 | 0.035 | 15 | 15 | 7 | 5.6234e-13 | 0 | Water | Porous | Wet |  | MinimizeLCOE | IgnoreSilica | 3.1834 | 1.2089 | 0.081583 |  | 141726.7715 |  | 3178.1884 |  | 144.452 | -6.7647e-05 | 27104.8075 | [19 empty] | 562.3413 | 0.32633 | 141726.7715 |  | 3178.1884
1 | 4400 | 707 | 0.035 | 15 | 15 | 7 | 7.4989e-13 | 0 | Water | Porous | Wet |  | MinimizeLCOE | IgnoreSilica | 4.1969 | 1.6935 | 0.12151 |  | 97501.9536 |  | 2186.4576 |  | 148.9381 | -7.0306e-05 | 28522.03 | [19 empty] | 749.8942 | 0.48603 | 97501.9536 |  | 2186.4576
1 | 4400 | 707 | 0.035 | 15 | 15 | 7 | 1e-12 | 0 | Water | Porous | Wet |  | MinimizeLCOE | IgnoreSilica | 5.5199 | 2.3338 | 0.17522 |  | 69631.8193 |  | 1561.4766 |  | 152.4501 | -7.2092e-05 | 29565.4457 | [19 empty] | 1000 | 0.70087 | 69631.8193 |  | 1561.4766
1 | 4400 | 707 | 0.035 | 15 | 15 | 7 | 1.3335e-12 | 0 | Water | Porous | Wet |  | MinimizeLCOE | IgnoreSilica | 7.3032 | 3.2036 | 0.24848 |  | 50926.4159 |  | 1142.0125 |  | 155.2528 | -7.3886e-05 | 30203.4092 | [19 empty] | 1333.5214 | 0.99393 | 50926.4159 |  | 1142.0125
1 | 4400 | 707 | 0.035 | 15 | 15 | 7 | 1.7783e-12 | 0 | Water | Porous | Wet |  | MinimizeLCOE | IgnoreSilica | 9.681 | 4.3691 | 0.34708 |  | 38116.0089 |  | 854.7422 |  | 157.4331 | -7.5367e-05 | 30609.8957 | [19 empty] | 1778.2794 | 1.3883 | 38116.0089 |  | 854.7422
1 | 4400 | 707 | 0.035 | 15 | 15 | 7 | 2.3714e-12 | 0 | Water | Porous | Wet |  | MinimizeLCOE | IgnoreSilica | 12.8131 | 5.9089 | 0.47806 |  | 29178.054 |  | 654.3108 |  | 159.0989 | -7.628e-05 | 30924.1008 | [19 empty] | 2371.3737 | 1.9122 | 29178.054 |  | 654.3108
1 | 4400 | 707 | 0.035 | 15 | 15 | 7 | 3.1623e-12 | 0 | Water | Porous | Wet |  | MinimizeLCOE | IgnoreSilica | 16.9937 | 7.9676 | 0.65331 |  | 22750.8001 |  | 510.1812 |  | 160.3827 | -7.7081e-05 | 31107.8532 | [19 empty] | 3162.2777 | 2.6133 | 22750.8001 |  | 510.1812
1 | 4400 | 707 | 0.035 | 15 | 15 | 7 | 4.217e-12 | 0 | Water | Porous | Wet |  | MinimizeLCOE | IgnoreSilica | 22.5574 | 10.7105 | 0.88686 |  | 18067.394 |  | 405.1569 |  | 161.3639 | -7.7749e-05 | 31204.2207 | [19 empty] | 4216.965 | 3.5475 | 18067.394 |  | 405.1569
1 | 4400 | 707 | 0.035 | 15 | 15 | 7 | 5.6234e-12 | 0 | Water | Porous | Wet |  | MinimizeLCOE | IgnoreSilica | 29.8831 | 14.3245 | 1.1951 |  | 14626.557 |  | 327.997 |  | 162.1061 | -7.8113e-05 | 31272.8153 | [19 empty] | 5623.4133 | 4.7805 | 14626.557 |  | 327.997
1 | 4400 | 707 | 0.035 | 15 | 15 | 7 | 7.4989e-12 | 0 | Water | Porous | Wet |  | MinimizeLCOE | IgnoreSilica | 39.5347 | 19.0885 | 1.6014 |  | 12062.5111 |  | 270.4989 |  | 162.6705 | -7.8377e-05 | 31276.4725 | [19 empty] | 7498.9421 | 6.4055 | 12062.5111 |  | 270.4989
1 | 4400 | 707 | 0.035 | 15 | 15 | 7 | 1e-11 | 0 | Water | Porous | Wet |  | MinimizeLCOE | IgnoreSilica | 52.058 | 25.273 | 2.1292 |  | 10144.0925 |  | 227.4788 |  | 163.0984 | -7.8396e-05 | 31239.0284 | [19 empty] | 10000 | 8.5168 | 10144.0925 |  | 227.4788
1 | 4400 | 707 | 0.035 | 15 | 15 | 7 | 1.3335e-11 | 0 | Water | Porous | Wet |  | MinimizeLCOE | IgnoreSilica | 68.0265 | 33.1639 | 2.8032 |  | 8702.2449 |  | 195.1457 |  | 163.4259 | -7.8153e-05 | 31140.3852 | [19 empty] | 13335.2143 | 11.2129 | 8702.2449 |  | 195.1457
1 | 4400 | 707 | 0.035 | 15 | 15 | 7 | 1.7783e-11 | 0 | Water | Porous | Wet |  | MinimizeLCOE | IgnoreSilica | 87.8562 | 42.9716 | 3.6414 |  | 7617.8698 |  | 170.8289 |  | 163.6824 | -7.7632e-05 | 30943.936 | [19 empty] | 17782.7941 | 14.5656 | 7617.8698 |  | 170.8289
1 | 4400 | 707 | 0.035 | 15 | 15 | 7 | 2.3714e-11 | 0 | Water | Porous | Wet |  | MinimizeLCOE | IgnoreSilica | 111.3905 | 54.6273 | 4.6391 |  | 6807.282 |  | 152.6516 |  | 163.8903 | -7.6676e-05 | 30639.1526 | [19 empty] | 23713.7371 | 18.5566 | 6807.282 |  | 152.6516
1 | 4400 | 707 | 0.035 | 15 | 15 | 7 | 3.1623e-11 | 0 | Water | Porous | Wet |  | MinimizeLCOE | IgnoreSilica | 137.822 | 67.7429 | 5.7638 |  | 6206.2417 |  | 139.1735 |  | 164.0679 | -7.5283e-05 | 30195.3296 | [19 empty] | 31622.7766 | 23.0552 | 6206.2417 |  | 139.1735
1 | 4400 | 707 | 0.035 | 15 | 15 | 7 | 4.217e-11 | 0 | Water | Porous | Wet |  | MinimizeLCOE | IgnoreSilica | 165.5199 | 81.5217 | 6.9486 |  | 5765.5072 |  | 129.2901 |  | 164.2265 | -7.3452e-05 | 29625.5309 | [19 empty] | 42169.6503 | 27.7942 | 5765.5072 |  | 129.2901
1 | 4400 | 707 | 0.035 | 15 | 15 | 7 | 5.6234e-11 | 0 | Water | Porous | Wet |  | MinimizeLCOE | IgnoreSilica | 191.1929 | 94.3305 | 8.0728 |  | 5445.0998 |  | 122.105 |  | 164.3634 | -7.0575e-05 | 29202.2566 | [19 empty] | 56234.1325 | 32.2911 | 5445.0998 |  | 122.105
1 | 4400 | 707 | 0.035 | 15 | 15 | 7 | 7.4989e-11 | 0 | Water | Porous | Wet |  | MinimizeLCOE | IgnoreSilica | 205.3681 | 101.4185 | 8.8355 |  | 5206.9098 |  | 116.7637 |  | 164.4363 | -6.3248e-05 | 30274.5068 | [19 empty] | 74989.4209 | 35.3422 | 5206.9098 |  | 116.7637
1 | 4400 | 707 | 0.035 | 15 | 15 | 7 | 1e-10 | 0 | Water | Porous | Wet |  | MinimizeLCOE | IgnoreSilica | 217.0077 | 107.2484 | 9.4821 |  | 5027.1498 |  | 112.7326 |  | 164.4963 | -5.6429e-05 | 31158.0746 | [19 empty] | 100000 | 37.9282 | 5027.1498 |  | 112.7326
1 | 4500 | 707 | 0.035 | 15 | 15 | 7 | 1e-13 | 0 | Water | Porous | Wet |  | MinimizeLCOE | IgnoreSilica | 0 | 0 | 0 | [5 empty] | 0 | 0 | 2422.7722 | [19 empty] | 100 | 0
1 | 4500 | 707 | 0.035 | 15 | 15 | 7 | 1.3335e-13 | 0 | Water | Porous | Wet |  | MinimizeLCOE | IgnoreSilica | 0.86115 | 0.18384 | 0.0037493 |  | 2968182.3137 |  | 66560.7661 |  | 106.9317 | -5.1903e-05 | 9464.8006 | [19 empty] | 133.3521 | 0.014997 | 2968182.3137 |  | 66560.7661
1 | 4500 | 707 | 0.035 | 15 | 15 | 7 | 1.7783e-13 | 0 | Water | Porous | Wet |  | MinimizeLCOE | IgnoreSilica | 1.1195 | 0.28572 | 0.01036 |  | 1082493.6947 |  | 24274.6577 |  | 117.4912 | -5.5507e-05 | 15557.294 | [19 empty] | 177.8279 | 0.04144 | 1082493.6947 |  | 24274.6577
1 | 4500 | 707 | 0.035 | 15 | 15 | 7 | 2.3714e-13 | 0 | Water | Porous | Wet |  | MinimizeLCOE | IgnoreSilica | 1.4557 | 0.42969 | 0.020787 |  | 544848.0754 |  | 12218.0855 |  | 126.8305 | -5.9127e-05 | 20686.48 | [19 empty] | 237.1374 | 0.083148 | 544848.0754 |  | 12218.0855
1 | 4500 | 707 | 0.035 | 15 | 15 | 7 | 3.1623e-13 | 0 | Water | Porous | Wet |  | MinimizeLCOE | IgnoreSilica | 1.8993 | 0.63141 | 0.03643 |  | 314849.8493 |  | 7060.4313 |  | 134.9293 | -6.2785e-05 | 24743.6827 | [19 empty] | 316.2278 | 0.14572 | 314849.8493 |  | 7060.4313
1 | 4500 | 707 | 0.035 | 15 | 15 | 7 | 4.217e-13 | 0 | Water | Porous | Wet |  | MinimizeLCOE | IgnoreSilica | 2.484 | 0.90883 | 0.058959 |  | 197662.1733 |  | 4432.5261 |  | 141.7395 | -6.6185e-05 | 27803.2104 | [19 empty] | 421.6965 | 0.23584 | 197662.1733 |  | 4432.5261
1 | 4500 | 707 | 0.035 | 15 | 15 | 7 | 5.6234e-13 | 0 | Water | Porous | Wet |  | MinimizeLCOE | IgnoreSilica | 3.2714 | 1.2935 | 0.090992 |  | 130701.5844 |  | 2930.9512 |  | 147.4274 | -6.9661e-05 | 30021.9035 | [19 empty] | 562.3413 | 0.36397 | 130701.5844 |  | 2930.9512
1 | 4500 | 707 | 0.035 | 15 | 15 | 7 | 7.4989e-13 | 0 | Water | Porous | Wet |  | MinimizeLCOE | IgnoreSilica | 4.2869 | 1.7993 | 0.13428 |  | 90759.0863 |  | 2035.2504 |  | 151.8996 | -7.1942e-05 | 31549.757 | [19 empty] | 749.8942 | 0.53711 | 90759.0863 |  | 2035.2504
1 | 4500 | 707 | 0.035 | 15 | 15 | 7 | 1e-12 | 0 | Water | Porous | Wet |  | MinimizeLCOE | IgnoreSilica | 5.6636 | 2.4938 | 0.19409 |  | 64749.7467 |  | 1451.9973 |  | 155.5394 | -7.4388e-05 | 32559.1386 | [19 empty] | 1000 | 0.77638 | 64749.7467 |  | 1451.9973
1 | 4500 | 707 | 0.035 | 15 | 15 | 7 | 1.3335e-12 | 0 | Water | Porous | Wet |  | MinimizeLCOE | IgnoreSilica | 7.4736 | 3.414 | 0.27421 |  | 47567.8278 |  | 1066.697 |  | 158.3673 | -7.6087e-05 | 33285.3987 | [19 empty] | 1333.5214 | 1.0969 | 47567.8278 |  | 1066.697
1 | 4500 | 707 | 0.035 | 15 | 15 | 7 | 1.7783e-12 | 0 | Water | Porous | Wet |  | MinimizeLCOE | IgnoreSilica | 9.8831 | 4.6452 | 0.38188 |  | 35736.505 |  | 801.3824 |  | 160.5739 | -7.7467e-05 | 33765.0325 | [19 empty] | 1778.2794 | 1.5275 | 35736.505 |  | 801.3824
1 | 4500 | 707 | 0.035 | 15 | 15 | 7 | 2.3714e-12 | 0 | Water | Porous | Wet |  | MinimizeLCOE | IgnoreSilica | 13.0986 | 6.2931 | 0.52628 |  | 27386.9761 |  | 614.1463 |  | 162.2834 | -7.8636e-05 | 34087.7607 | [19 empty] | 2371.3737 | 2.1051 | 27386.9761 |  | 614.1463
1 | 4500 | 707 | 0.035 | 15 | 15 | 7 | 3.1623e-12 | 0 | Water | Porous | Wet |  | MinimizeLCOE | IgnoreSilica | 17.3615 | 8.4819 | 0.71852 |  | 21406.1769 |  | 480.0283 |  | 163.5911 | -7.9468e-05 | 34267.7651 | [19 empty] | 3162.2777 | 2.8741 | 21406.1769 |  | 480.0283
1 | 4500 | 707 | 0.035 | 15 | 15 | 7 | 4.217e-12 | 0 | Water | Porous | Wet |  | MinimizeLCOE | IgnoreSilica | 23.03 | 11.3955 | 0.97453 |  | 17041.662 |  | 382.1551 |  | 164.591 | -8.0148e-05 | 34381.5654 | [19 empty] | 4216.965 | 3.8981 | 17041.662 |  | 382.1551
1 | 4500 | 707 | 0.035 | 15 | 15 | 7 | 5.6234e-12 | 0 | Water | Porous | Wet |  | MinimizeLCOE | IgnoreSilica | 30.5085 | 15.2423 | 1.3129 |  | 13826.9991 |  | 310.0671 |  | 165.3493 | -8.0575e-05 | 34449.3807 | [19 empty] | 5623.4133 | 5.2516 | 13826.9991 |  | 310.0671
1 | 4500 | 707 | 0.035 | 15 | 15 | 7 | 7.4989e-12 | 0 | Water | Porous | Wet |  | MinimizeLCOE | IgnoreSilica | 40.3259 | 20.2948 | 1.7575 |  | 11433.4908 |  | 256.3933 |  | 165.9244 | -8.0811e-05 | 34466.9156 | [19 empty] | 7498.9421 | 7.0301 | 11433.4908 |  | 256.3933
1 | 4500 | 707 | 0.035 | 15 | 15 | 7 | 1e-11 | 0 | Water | Porous | Wet |  | MinimizeLCOE | IgnoreSilica | 53.0689 | 26.8565 | 2.3352 |  | 9639.5801 |  | 216.1652 |  | 166.3613 | -8.0838e-05 | 34430.4795 | [19 empty] | 10000 | 9.3409 | 9639.5801 |  | 216.1652
1 | 4500 | 707 | 0.035 | 15 | 15 | 7 | 1.3335e-11 | 0 | Water | Porous | Wet |  | MinimizeLCOE | IgnoreSilica | 69.2789 | 35.2088 | 3.0712 |  | 8291.3026 |  | 185.9304 |  | 166.6957 | -8.0574e-05 | 34333.6984 | [19 empty] | 13335.2143 | 12.285 | 8291.3026 |  | 185.9304
1 | 4500 | 707 | 0.035 | 15 | 15 | 7 | 1.7783e-11 | 0 | Water | Porous | Wet |  | MinimizeLCOE | IgnoreSilica | 89.3495 | 45.5599 | 3.9839 |  | 7277.3032 |  | 163.1918 |  | 166.9574 | -8.0019e-05 | 34137.4097 | [19 empty] | 17782.7941 | 15.9355 | 7277.3032 |  | 163.1918
1 | 4500 | 707 | 0.035 | 15 | 15 | 7 | 2.3714e-11 | 0 | Water | Porous | Wet |  | MinimizeLCOE | IgnoreSilica | 113.0884 | 57.8197 | 5.0663 |  | 6519.5793 |  | 146.2 |  | 167.1696 | -7.9028e-05 | 33828.269 | [19 empty] | 23713.7371 | 20.2652 | 6519.5793 |  | 146.2
1 | 4500 | 707 | 0.035 | 15 | 15 | 7 | 3.1623e-11 | 0 | Water | Porous | Wet |  | MinimizeLCOE | IgnoreSilica | 139.5838 | 71.5296 | 6.2791 |  | 5958.4417 |  | 133.6166 |  | 167.3503 | -7.7564e-05 | 33390.6536 | [19 empty] | 31622.7766 | 25.1165 | 5958.4417 |  | 133.6166
1 | 4500 | 707 | 0.035 | 15 | 15 | 7 | 4.217e-11 | 0 | Water | Porous | Wet |  | MinimizeLCOE | IgnoreSilica | 167.1984 | 85.855 | 7.5496 |  | 5547.3432 |  | 124.3978 |  | 167.511 | -7.5669e-05 | 32823.0477 | [19 empty] | 42169.6503 | 30.1982 | 5547.3432 |  | 124.3978
1 | 4500 | 707 | 0.035 | 15 | 15 | 7 | 5.6234e-11 | 0 | Water | Porous | Wet |  | MinimizeLCOE | IgnoreSilica | 194.0117 | 99.8068 | 8.7907 |  | 5248.8681 |  | 117.7046 |  | 167.6564 | -7.3483e-05 | 32173.2074 | [19 empty] | 56234.1325 | 35.1627 | 5248.8681 |  | 117.7046
1 | 4500 | 707 | 0.035 | 15 | 15 | 7 | 7.4989e-11 | 0 | Water | Porous | Wet |  | MinimizeLCOE | IgnoreSilica | 211.3003 | 108.826 | 9.6996 |  | 5031.0245 |  | 112.8195 |  | 167.7475 | -6.757e-05 | 32694.9947 | [19 empty] | 74989.4209 | 38.7983 | 5031.0245 |  | 112.8195
1 | 4500 | 707 | 0.035 | 15 | 15 | 7 | 1e-10 | 0 | Water | Porous | Wet |  | MinimizeLCOE | IgnoreSilica | 222.7398 | 114.8044 | 10.3769 |  | 4867.0703 |  | 109.1429 |  | 167.8073 | -5.9666e-05 | 33600.8668 | [19 empty] | 100000 | 41.5076 | 4867.0703 |  | 109.1429
1 | 4600 | 707 | 0.035 | 15 | 15 | 7 | 1e-13 | 0 | Water | Porous | Wet |  | MinimizeLCOE | IgnoreSilica | 0.65185 | 0.112 | 0.00029408 |  | 38569765.377 |  | 864917.6028 |  | 95.4604 | -4.589e-05 | 2102.7233 | [19 empty] | 100 | 0.0011763 | 38569765.377 |  | 864917.6028
1 | 4600 | 707 | 0.035 | 15 | 15 | 7 | 1.3335e-13 | 0 | Water | Porous | Wet |  | MinimizeLCOE | IgnoreSilica | 0.90004 | 0.20246 | 0.0049062 |  | 2329165.2632 |  | 52230.9642 |  | 109.9194 | -5.4083e-05 | 11367.3088 | [19 empty] | 133.3521 | 0.019625 | 2329165.2632 |  | 52230.9642
1 | 4600 | 707 | 0.035 | 15 | 15 | 7 | 1.7783e-13 | 0 | Water | Porous | Wet |  | MinimizeLCOE | IgnoreSilica | 1.1584 | 0.30883 | 0.012249 |  | 940071.563 |  | 21080.876 |  | 120.2233 | -5.7113e-05 | 17760.361 | [19 empty] | 177.8279 | 0.048996 | 940071.563 |  | 21080.876
1 | 4600 | 707 | 0.035 | 15 | 15 | 7 | 2.3714e-13 | 0 | Water | Porous | Wet |  | MinimizeLCOE | IgnoreSilica | 1.5094 | 0.46551 | 0.023985 |  | 485076.0238 |  | 10877.7118 |  | 129.7686 | -6.1248e-05 | 23104.1019 | [19 empty] | 237.1374 | 0.095939 | 485076.0238 |  | 10877.7118
1 | 4600 | 707 | 0.035 | 15 | 15 | 7 | 3.1623e-13 | 0 | Water | Porous | Wet |  | MinimizeLCOE | IgnoreSilica | 1.953 | 0.67561 | 0.041005 |  | 287329.7255 |  | 6443.2992 |  | 137.7265 | -6.4385e-05 | 27430.2244 | [19 empty] | 316.2278 | 0.16402 | 287329.7255 |  | 6443.2992
1 | 4600 | 707 | 0.035 | 15 | 15 | 7 | 4.217e-13 | 0 | Water | Porous | Wet |  | MinimizeLCOE | IgnoreSilica | 2.5572 | 0.97407 | 0.065979 |  | 181542.6941 |  | 4071.0507 |  | 144.6743 | -6.8199e-05 | 30626.2283 | [19 empty] | 421.6965 | 0.26392 | 181542.6941 |  | 4071.0507
1 | 4600 | 707 | 0.035 | 15 | 15 | 7 | 5.6234e-13 | 0 | Water | Porous | Wet |  | MinimizeLCOE | IgnoreSilica | 3.3538 | 1.3794 | 0.10091 |  | 121164.1128 |  | 2717.0757 |  | 150.3684 | -7.1532e-05 | 32946.3695 | [19 empty] | 562.3413 | 0.40365 | 121164.1128 |  | 2717.0757
1 | 4600 | 707 | 0.035 | 15 | 15 | 7 | 7.4989e-13 | 0 | Water | Porous | Wet |  | MinimizeLCOE | IgnoreSilica | 4.399 | 1.9216 | 0.14864 |  | 84359.2952 |  | 1891.7367 |  | 154.9335 | -7.4145e-05 | 34617.3388 | [19 empty] | 749.8942 | 0.59458 | 84359.2952 |  | 1891.7367
1 | 4600 | 707 | 0.035 | 15 | 15 | 7 | 1e-12 | 0 | Water | Porous | Wet |  | MinimizeLCOE | IgnoreSilica | 5.7757 | 2.645 | 0.21319 |  | 60664.2984 |  | 1360.3821 |  | 158.5606 | -7.6141e-05 | 35805.6256 | [19 empty] | 1000 | 0.85275 | 60664.2984 |  | 1360.3821
1 | 4600 | 707 | 0.035 | 15 | 15 | 7 | 1.3335e-12 | 0 | Water | Porous | Wet |  | MinimizeLCOE | IgnoreSilica | 7.6394 | 3.6323 | 0.30153 |  | 44576.2996 |  | 999.6127 |  | 161.4722 | -7.8274e-05 | 36523.455 | [19 empty] | 1333.5214 | 1.2061 | 44576.2996 |  | 999.6127
1 | 4600 | 707 | 0.035 | 15 | 15 | 7 | 1.7783e-12 | 0 | Water | Porous | Wet |  | MinimizeLCOE | IgnoreSilica | 10.1064 | 4.9459 | 0.41974 |  | 33548.326 |  | 752.313 |  | 163.7252 | -7.9849e-05 | 37018.7851 | [19 empty] | 1778.2794 | 1.679 | 33548.326 |  | 752.313
1 | 4600 | 707 | 0.035 | 15 | 15 | 7 | 2.3714e-12 | 0 | Water | Porous | Wet |  | MinimizeLCOE | IgnoreSilica | 13.381 | 6.6949 | 0.57764 |  | 25779.7779 |  | 578.1052 |  | 165.4622 | -8.1032e-05 | 37353.3267 | [19 empty] | 2371.3737 | 2.3105 | 25779.7779 |  | 578.1052
1 | 4600 | 707 | 0.035 | 15 | 15 | 7 | 3.1623e-12 | 0 | Water | Porous | Wet |  | MinimizeLCOE | IgnoreSilica | 17.7294 | 9.0217 | 0.78807 |  | 20196.6066 |  | 452.904 |  | 166.7947 | -8.1924e-05 | 37573.7419 | [19 empty] | 3162.2777 | 3.1523 | 20196.6066 |  | 452.904
1 | 4600 | 707 | 0.035 | 15 | 15 | 7 | 4.217e-12 | 0 | Water | Porous | Wet |  | MinimizeLCOE | IgnoreSilica | 23.5099 | 12.1185 | 1.0683 |  | 16116.8673 |  | 361.4168 |  | 167.8139 | -8.2652e-05 | 37698.2503 | [19 empty] | 4216.965 | 4.2731 | 16116.8673 |  | 361.4168
1 | 4600 | 707 | 0.035 | 15 | 15 | 7 | 5.6234e-12 | 0 | Water | Porous | Wet |  | MinimizeLCOE | IgnoreSilica | 31.1347 | 16.2063 | 1.4385 |  | 13108.748 |  | 293.9605 |  | 168.5873 | -8.3118e-05 | 37771.7501 | [19 empty] | 5623.4133 | 5.7539 | 13108.748 |  | 293.9605
1 | 4600 | 707 | 0.035 | 15 | 15 | 7 | 7.4989e-12 | 0 | Water | Porous | Wet |  | MinimizeLCOE | IgnoreSilica | 41.1347 | 21.5705 | 1.9246 |  | 10867.7205 |  | 243.706 |  | 169.1738 | -8.3371e-05 | 37793.7086 | [19 empty] | 7498.9421 | 7.6982 | 10867.7205 |  | 243.706
1 | 4600 | 707 | 0.035 | 15 | 15 | 7 | 1e-11 | 0 | Water | Porous | Wet |  | MinimizeLCOE | IgnoreSilica | 54.0849 | 28.521 | 2.5548 |  | 9188.0111 |  | 206.0389 |  | 169.619 | -8.3373e-05 | 37765.4352 | [19 empty] | 10000 | 10.2192 | 9188.0111 |  | 206.0389
1 | 4600 | 707 | 0.035 | 15 | 15 | 7 | 1.3335e-11 | 0 | Water | Porous | Wet |  | MinimizeLCOE | IgnoreSilica | 70.5622 | 37.3705 | 3.3575 |  | 7923.8058 |  | 177.6894 |  | 169.9604 | -8.3131e-05 | 37661.9156 | [19 empty] | 13335.2143 | 13.4301 | 7923.8058 |  | 177.6894
1 | 4600 | 707 | 0.035 | 15 | 15 | 7 | 1.7783e-11 | 0 | Water | Porous | Wet |  | MinimizeLCOE | IgnoreSilica | 90.8789 | 48.2923 | 4.349 |  | 6973.9335 |  | 156.3888 |  | 170.2273 | -8.2543e-05 | 37465.6417 | [19 empty] | 17782.7941 | 17.3961 | 6973.9335 |  | 156.3888
1 | 4600 | 707 | 0.035 | 15 | 15 | 7 | 2.3714e-11 | 0 | Water | Porous | Wet |  | MinimizeLCOE | IgnoreSilica | 114.8011 | 61.1704 | 5.5198 |  | 6264.6079 |  | 140.4823 |  | 170.4434 | -8.1494e-05 | 37158.124 | [19 empty] | 23713.7371 | 22.0792 | 6264.6079 |  | 140.4823
1 | 4600 | 707 | 0.035 | 15 | 15 | 7 | 3.1623e-11 | 0 | Water | Porous | Wet |  | MinimizeLCOE | IgnoreSilica | 141.369 | 75.501 | 6.825 |  | 5739.7219 |  | 128.7119 |  | 170.627 | -7.9968e-05 | 36723.0129 | [19 empty] | 31622.7766 | 27.2999 | 5739.7219 |  | 128.7119
1 | 4600 | 707 | 0.035 | 15 | 15 | 7 | 4.217e-11 | 0 | Water | Porous | Wet |  | MinimizeLCOE | IgnoreSilica | 168.889 | 90.383 | 8.1838 |  | 5355.6169 |  | 120.0984 |  | 170.7895 | -7.8e-05 | 36163.6491 | [19 empty] | 42169.6503 | 32.7352 | 5355.6169 |  | 120.0984
1 | 4600 | 707 | 0.035 | 15 | 15 | 7 | 5.6234e-11 | 0 | Water | Porous | Wet |  | MinimizeLCOE | IgnoreSilica | 195.4764 | 104.8041 | 9.5042 |  | 5076.9686 |  | 113.8498 |  | 170.9358 | -7.5756e-05 | 35528.5438 | [19 empty] | 56234.1325 | 38.0169 | 5076.9686 |  | 113.8498
1 | 4600 | 707 | 0.035 | 15 | 15 | 7 | 7.4989e-11 | 0 | Water | Porous | Wet |  | MinimizeLCOE | IgnoreSilica | 217.123 | 116.5807 | 10.6227 |  | 4875.5089 |  | 109.3321 |  | 171.0525 | -7.2129e-05 | 35276.2735 | [19 empty] | 74989.4209 | 42.4909 | 4875.5089 |  | 109.3321
1 | 4600 | 707 | 0.035 | 15 | 15 | 7 | 1e-10 | 0 | Water | Porous | Wet |  | MinimizeLCOE | IgnoreSilica | 228.365 | 122.7084 | 11.3311 |  | 4725.6652 |  | 105.9719 |  | 171.1119 | -6.3099e-05 | 36206.1702 | [19 empty] | 100000 | 45.3244 | 4725.6652 |  | 105.9719
1 | 4700 | 707 | 0.035 | 15 | 15 | 7 | 1e-13 | 0 | Water | Porous | Wet |  | MinimizeLCOE | IgnoreSilica | 0.71482 | 0.13567 | 0.0010614 |  | 10977849.2953 |  | 246175.599 |  | 100.5293 | -5.1452e-05 | 5958.1538 | [19 empty] | 100 | 0.0042458 | 10977849.2953 |  | 246175.599
1 | 4700 | 707 | 0.035 | 15 | 15 | 7 | 1.3335e-13 | 0 | Water | Porous | Wet |  | MinimizeLCOE | IgnoreSilica | 0.91949 | 0.2142 | 0.0059503 |  | 1970065.1706 |  | 44178.232 |  | 111.9686 | -5.4373e-05 | 13395.3419 | [19 empty] | 133.3521 | 0.023801 | 1970065.1706 |  | 44178.232
1 | 4700 | 707 | 0.035 | 15 | 15 | 7 | 1.7783e-13 | 0 | Water | Porous | Wet |  | MinimizeLCOE | IgnoreSilica | 1.1973 | 0.33308 | 0.014317 |  | 825590.4229 |  | 18513.6643 |  | 122.947 | -5.8721e-05 | 20075.8198 | [19 empty] | 177.8279 | 0.057267 | 825590.4229 |  | 18513.6643
1 | 4700 | 707 | 0.035 | 15 | 15 | 7 | 2.3714e-13 | 0 | Water | Porous | Wet |  | MinimizeLCOE | IgnoreSilica | 1.5483 | 0.49608 | 0.027094 |  | 440756.5425 |  | 9883.8582 |  | 132.3722 | -6.2412e-05 | 25720.4644 | [19 empty] | 237.1374 | 0.10838 | 440756.5425 |  | 9883.8582
1 | 4700 | 707 | 0.035 | 15 | 15 | 7 | 3.1623e-13 | 0 | Water | Porous | Wet |  | MinimizeLCOE | IgnoreSilica | 2.0114 | 0.72423 | 0.046068 |  | 262672.2945 |  | 5890.3623 |  | 140.5869 | -6.6242e-05 | 30216.8194 | [19 empty] | 316.2278 | 0.18427 | 262672.2945 |  | 5890.3623
1 | 4700 | 707 | 0.035 | 15 | 15 | 7 | 4.217e-13 | 0 | Water | Porous | Wet |  | MinimizeLCOE | IgnoreSilica | 2.6155 | 1.0348 | 0.073035 |  | 168441.7325 |  | 3777.2649 |  | 147.4713 | -6.9621e-05 | 33666.3877 | [19 empty] | 421.6965 | 0.29214 | 168441.7325 |  | 3777.2649
1 | 4700 | 707 | 0.035 | 15 | 15 | 7 | 5.6234e-13 | 0 | Water | Porous | Wet |  | MinimizeLCOE | IgnoreSilica | 3.4244 | 1.463 | 0.1111 |  | 113079.9439 |  | 2535.7902 |  | 153.2404 | -7.3042e-05 | 36145.9537 | [19 empty] | 562.3413 | 0.44438 | 113079.9439 |  | 2535.7902
1 | 4700 | 707 | 0.035 | 15 | 15 | 7 | 7.4989e-13 | 0 | Water | Porous | Wet |  | MinimizeLCOE | IgnoreSilica | 4.5018 | 2.0449 | 0.16368 |  | 78789.308 |  | 1766.8311 |  | 157.9325 | -7.6158e-05 | 37929.8519 | [19 empty] | 749.8942 | 0.65471 | 78789.308 |  | 1766.8311
1 | 4700 | 707 | 0.035 | 15 | 15 | 7 | 1e-12 | 0 | Water | Porous | Wet |  | MinimizeLCOE | IgnoreSilica | 5.907 | 2.8139 | 0.23423 |  | 56830.6028 |  | 1274.4124 |  | 161.6176 | -7.8293e-05 | 39130.0729 | [19 empty] | 1000 | 0.93694 | 56830.6028 |  | 1274.4124
1 | 4700 | 707 | 0.035 | 15 | 15 | 7 | 1.3335e-12 | 0 | Water | Porous | Wet |  | MinimizeLCOE | IgnoreSilica | 7.8025 | 3.8598 | 0.33055 |  | 41892.033 |  | 939.4186 |  | 164.5701 | -8.0473e-05 | 39916.8338 | [19 empty] | 1333.5214 | 1.3222 | 41892.033 |  | 939.4186
1 | 4700 | 707 | 0.035 | 15 | 15 | 7 | 1.7783e-12 | 0 | Water | Porous | Wet |  | MinimizeLCOE | IgnoreSilica | 10.3259 | 5.2594 | 0.45998 |  | 31583.0441 |  | 708.2421 |  | 166.8694 | -8.2249e-05 | 40431.3549 | [19 empty] | 1778.2794 | 1.8399 | 31583.0441 |  | 708.2421
1 | 4700 | 707 | 0.035 | 15 | 15 | 7 | 2.3714e-12 | 0 | Water | Porous | Wet |  | MinimizeLCOE | IgnoreSilica | 13.6562 | 7.1125 | 0.63209 |  | 24337.5851 |  | 545.7644 |  | 168.6333 | -8.3433e-05 | 40806.0237 | [19 empty] | 2371.3737 | 2.5283 | 24337.5851 |  | 545.7644
1 | 4700 | 707 | 0.035 | 15 | 15 | 7 | 3.1623e-12 | 0 | Water | Porous | Wet |  | MinimizeLCOE | IgnoreSilica | 18.0996 | 9.5898 | 0.86231 |  | 19103.8498 |  | 428.3992 |  | 169.9938 | -8.4465e-05 | 41028.9314 | [19 empty] | 3162.2777 | 3.4492 | 19103.8498 |  | 428.3992
1 | 4700 | 707 | 0.035 | 15 | 15 | 7 | 4.217e-12 | 0 | Water | Porous | Wet |  | MinimizeLCOE | IgnoreSilica | 23.9922 | 12.8789 | 1.1683 |  | 15282.6953 |  | 342.7107 |  | 171.0321 | -8.5242e-05 | 41165.1775 | [19 empty] | 4216.965 | 4.673 | 15282.6953 |  | 342.7107
1 | 4700 | 707 | 0.035 | 15 | 15 | 7 | 5.6234e-12 | 0 | Water | Porous | Wet |  | MinimizeLCOE | IgnoreSilica | 31.7654 | 17.2211 | 1.5725 |  | 12461.9477 |  | 279.4561 |  | 171.8203 | -8.5755e-05 | 41243.6433 | [19 empty] | 5623.4133 | 6.2899 | 12461.9477 |  | 279.4561
1 | 4700 | 707 | 0.035 | 15 | 15 | 7 | 7.4989e-12 | 0 | Water | Porous | Wet |  | MinimizeLCOE | IgnoreSilica | 41.9608 | 22.9197 | 2.1031 |  | 10358.5312 |  | 232.2875 |  | 172.4185 | -8.6062e-05 | 41271.7242 | [19 empty] | 7498.9421 | 8.4126 | 10358.5312 |  | 232.2875
1 | 4700 | 707 | 0.035 | 15 | 15 | 7 | 1e-11 | 0 | Water | Porous | Wet |  | MinimizeLCOE | IgnoreSilica | 55.1495 | 30.2953 | 2.7904 |  | 8781.7388 |  | 196.9284 |  | 172.8724 | -8.6096e-05 | 41232.4731 | [19 empty] | 10000 | 11.1617 | 8781.7388 |  | 196.9284
1 | 4700 | 707 | 0.035 | 15 | 15 | 7 | 1.3335e-11 | 0 | Water | Porous | Wet |  | MinimizeLCOE | IgnoreSilica | 71.8728 | 39.6542 | 3.6631 |  | 7595.844 |  | 170.335 |  | 173.22 | -8.5825e-05 | 41133.1316 | [19 empty] | 13335.2143 | 14.6525 | 7595.844 |  | 170.335
1 | 4700 | 707 | 0.035 | 15 | 15 | 7 | 1.7783e-11 | 0 | Water | Porous | Wet |  | MinimizeLCOE | IgnoreSilica | 92.4259 | 51.1675 | 4.7376 |  | 6704.8978 |  | 150.3557 |  | 173.4916 | -8.5187e-05 | 40940.5888 | [19 empty] | 17782.7941 | 18.9503 | 6704.8978 |  | 150.3557
1 | 4700 | 707 | 0.035 | 15 | 15 | 7 | 2.3714e-11 | 0 | Water | Porous | Wet |  | MinimizeLCOE | IgnoreSilica | 116.5332 | 64.6911 | 6.0013 |  | 6039.7998 |  | 135.441 |  | 173.7114 | -8.4084e-05 | 40634.6083 | [19 empty] | 23713.7371 | 24.0053 | 6039.7998 |  | 135.441
1 | 4700 | 707 | 0.035 | 15 | 15 | 7 | 3.1623e-11 | 0 | Water | Porous | Wet |  | MinimizeLCOE | IgnoreSilica | 143.1615 | 79.6587 | 7.4025 |  | 5548.1211 |  | 124.4153 |  | 173.8977 | -8.2486e-05 | 40201.2457 | [19 empty] | 31622.7766 | 29.61 | 5548.1211 |  | 124.4153
1 | 4700 | 707 | 0.035 | 15 | 15 | 7 | 4.217e-11 | 0 | Water | Porous | Wet |  | MinimizeLCOE | IgnoreSilica | 170.5816 | 95.1109 | 8.8527 |  | 5188.695 |  | 116.3552 |  | 174.0619 | -8.0441e-05 | 39656.4323 | [19 empty] | 42169.6503 | 35.4107 | 5188.695 |  | 116.3552
1 | 4700 | 707 | 0.035 | 15 | 15 | 7 | 5.6234e-11 | 0 | Water | Porous | Wet |  | MinimizeLCOE | IgnoreSilica | 196.94 | 110.0094 | 10.2545 |  | 4928.1524 |  | 110.5126 |  | 174.2088 | -7.8136e-05 | 39033.7981 | [19 empty] | 56234.1325 | 41.0179 | 4928.1524 |  | 110.5126
1 | 4700 | 707 | 0.035 | 15 | 15 | 7 | 7.4989e-11 | 0 | Water | Porous | Wet |  | MinimizeLCOE | IgnoreSilica | 220.7131 | 123.4896 | 11.5268 |  | 4740.1265 |  | 106.2962 |  | 174.339 | -7.5761e-05 | 38393.8193 | [19 empty] | 74989.4209 | 46.1071 | 4740.1265 |  | 106.2962
1 | 4700 | 707 | 0.035 | 15 | 15 | 7 | 1e-10 | 0 | Water | Porous | Wet |  | MinimizeLCOE | IgnoreSilica | 233.8265 | 130.9422 | 12.3454 |  | 4602.7623 |  | 103.2158 |  | 174.4097 | -6.6708e-05 | 38986.9456 | [19 empty] | 100000 | 49.3817 | 4602.7623 |  | 103.2158
1 | 4800 | 707 | 0.035 | 15 | 15 | 7 | 1e-13 | 0 | Water | Porous | Wet |  | MinimizeLCOE | IgnoreSilica | 0.71482 | 0.13777 | 0.0015504 |  | 7702627.756 |  | 172729.553 |  | 101.3403 | -4.9832e-05 | 7620.8205 | [19 empty] | 100 | 0.0062016 | 7702627.756 |  | 172729.553
1 | 4800 | 707 | 0.035 | 15 | 15 | 7 | 1.3335e-13 | 0 | Water | Porous | Wet |  | MinimizeLCOE | IgnoreSilica | 0.93431 | 0.22444 | 0.0069952 |  | 1718250.3945 |  | 38531.347 |  | 113.7978 | -5.4191e-05 | 15491.343 | [19 empty] | 133.3521 | 0.027981 | 1718250.3945 |  | 38531.347
1 | 4800 | 707 | 0.035 | 15 | 15 | 7 | 1.7783e-13 | 0 | Water | Porous | Wet |  | MinimizeLCOE | IgnoreSilica | 1.2121 | 0.34736 | 0.016029 |  | 756077.9147 |  | 16954.8632 |  | 124.8778 | -5.8365e-05 | 22553.3177 | [19 empty] | 177.8279 | 0.064115 | 756077.9147 |  | 16954.8632
1 | 4800 | 707 | 0.035 | 15 | 15 | 7 | 2.3714e-13 | 0 | Water | Porous | Wet |  | MinimizeLCOE | IgnoreSilica | 1.5826 | 0.5257 | 0.030298 |  | 404384.3564 |  | 9068.2208 |  | 134.8731 | -6.3261e-05 | 28469.4417 | [19 empty] | 237.1374 | 0.12119 | 404384.3564 |  | 9068.2208
1 | 4800 | 707 | 0.035 | 15 | 15 | 7 | 3.1623e-13 | 0 | Water | Porous | Wet |  | MinimizeLCOE | IgnoreSilica | 2.0625 | 0.77142 | 0.051279 |  | 242228.8157 |  | 5431.9222 |  | 143.3407 | -6.7728e-05 | 33172.8602 | [19 empty] | 316.2278 | 0.20512 | 242228.8157 |  | 5431.9222
1 | 4800 | 707 | 0.035 | 15 | 15 | 7 | 4.217e-13 | 0 | Water | Porous | Wet |  | MinimizeLCOE | IgnoreSilica | 2.6887 | 1.1063 | 0.081099 |  | 155815.7516 |  | 3494.1303 |  | 150.3998 | -7.1683e-05 | 36762.6503 | [19 empty] | 421.6965 | 0.3244 | 155815.7516 |  | 3494.1303
1 | 4800 | 707 | 0.035 | 15 | 15 | 7 | 5.6234e-13 | 0 | Water | Porous | Wet |  | MinimizeLCOE | IgnoreSilica | 3.4975 | 1.5518 | 0.12203 |  | 105755.6367 |  | 2371.5444 |  | 156.1247 | -7.4649e-05 | 39471.4607 | [19 empty] | 562.3413 | 0.48811 | 105755.6367 |  | 2371.5444
1 | 4800 | 707 | 0.035 | 15 | 15 | 7 | 7.4989e-13 | 0 | Water | Porous | Wet |  | MinimizeLCOE | IgnoreSilica | 4.599 | 2.171 | 0.17949 |  | 73865.295 |  | 1656.4113 |  | 160.9096 | -7.8062e-05 | 41290.2986 | [19 empty] | 749.8942 | 0.71794 | 73865.295 |  | 1656.4113
1 | 4800 | 707 | 0.035 | 15 | 15 | 7 | 1e-12 | 0 | Water | Porous | Wet |  | MinimizeLCOE | IgnoreSilica | 6.058 | 3.0021 | 0.25751 |  | 53222.75 |  | 1193.5072 |  | 164.7105 | -8.0877e-05 | 42542.9845 | [19 empty] | 1000 | 1.03 | 53222.75 |  | 1193.5072
1 | 4800 | 707 | 0.035 | 15 | 15 | 7 | 1.3335e-12 | 0 | Water | Porous | Wet |  | MinimizeLCOE | IgnoreSilica | 7.9754 | 4.1038 | 0.36187 |  | 39426.4943 |  | 884.1295 |  | 167.6753 | -8.2865e-05 | 43439.5429 | [19 empty] | 1333.5214 | 1.4475 | 39426.4943 |  | 884.1295
1 | 4800 | 707 | 0.035 | 15 | 15 | 7 | 1.7783e-12 | 0 | Water | Porous | Wet |  | MinimizeLCOE | IgnoreSilica | 10.5474 | 5.5895 | 0.50295 |  | 29800.3017 |  | 668.2645 |  | 170.0106 | -8.4733e-05 | 43996.8296 | [19 empty] | 1778.2794 | 2.0118 | 29800.3017 |  | 668.2645
1 | 4800 | 707 | 0.035 | 15 | 15 | 7 | 2.3714e-12 | 0 | Water | Porous | Wet |  | MinimizeLCOE | IgnoreSilica | 13.958 | 7.5662 | 0.69122 |  | 23003.5508 |  | 515.849 |  | 171.8103 | -8.6125e-05 | 44375.5789 | [19 empty] | 2371.3737 | 2.7649 | 23003.5508 |  | 515.849
1 | 4800 | 707 | 0.035 | 15 | 15 | 7 | 3.1623e-12 | 0 | Water | Porous | Wet |  | MinimizeLCOE | IgnoreSilica | 18.4869 | 10.1962 | 0.94213 |  | 18106.1291 |  | 406.0255 |  | 173.1919 | -8.719e-05 | 44623.0702 | [19 empty] | 3162.2777 | 3.7685 | 18106.1291 |  | 406.0255
1 | 4800 | 707 | 0.035 | 15 | 15 | 7 | 4.217e-12 | 0 | Water | Porous | Wet |  | MinimizeLCOE | IgnoreSilica | 24.5018 | 13.6933 | 1.2759 |  | 14521.6381 |  | 325.6442 |  | 174.2486 | -8.8044e-05 | 44780.2966 | [19 empty] | 4216.965 | 5.1038 | 14521.6381 |  | 325.6442
1 | 4800 | 707 | 0.035 | 15 | 15 | 7 | 5.6234e-12 | 0 | Water | Porous | Wet |  | MinimizeLCOE | IgnoreSilica | 32.4259 | 18.3042 | 1.7165 |  | 11875.1589 |  | 266.2975 |  | 175.0502 | -8.8586e-05 | 44854.8411 | [19 empty] | 5623.4133 | 6.8659 | 11875.1589 |  | 266.2975
1 | 4800 | 707 | 0.035 | 15 | 15 | 7 | 7.4989e-12 | 0 | Water | Porous | Wet |  | MinimizeLCOE | IgnoreSilica | 42.7937 | 24.3407 | 2.2936 |  | 9901.8287 |  | 222.0461 |  | 175.658 | -8.886e-05 | 44890.2015 | [19 empty] | 7498.9421 | 9.1744 | 9901.8287 |  | 222.0461
1 | 4800 | 707 | 0.035 | 15 | 15 | 7 | 1e-11 | 0 | Water | Porous | Wet |  | MinimizeLCOE | IgnoreSilica | 56.2238 | 32.1646 | 3.0417 |  | 8419.2171 |  | 188.7989 |  | 176.1205 | -8.8935e-05 | 44855.2788 | [19 empty] | 10000 | 12.1667 | 8419.2171 |  | 188.7989
1 | 4800 | 707 | 0.035 | 15 | 15 | 7 | 1.3335e-11 | 0 | Water | Porous | Wet |  | MinimizeLCOE | IgnoreSilica | 73.1958 | 42.0589 | 3.9886 |  | 7305.0766 |  | 163.8146 |  | 176.474 | -8.8638e-05 | 44759.5573 | [19 empty] | 13335.2143 | 15.9544 | 7305.0766 |  | 163.8146
1 | 4800 | 707 | 0.035 | 15 | 15 | 7 | 1.7783e-11 | 0 | Water | Porous | Wet |  | MinimizeLCOE | IgnoreSilica | 93.9922 | 54.195 | 5.151 |  | 6468.11 |  | 145.0458 |  | 176.7502 | -8.7962e-05 | 44569.1179 | [19 empty] | 17782.7941 | 20.6039 | 6468.11 |  | 145.0458
1 | 4800 | 707 | 0.035 | 15 | 15 | 7 | 2.3714e-11 | 0 | Water | Porous | Wet |  | MinimizeLCOE | IgnoreSilica | 118.2849 | 68.3918 | 6.5125 |  | 5843.6635 |  | 131.0427 |  | 176.9736 | -8.6805e-05 | 44265.251 | [19 empty] | 23713.7371 | 26.0499 | 5843.6635 |  | 131.0427
1 | 4800 | 707 | 0.035 | 15 | 15 | 7 | 3.1623e-11 | 0 | Water | Porous | Wet |  | MinimizeLCOE | IgnoreSilica | 144.9669 | 84.0165 | 8.0136 |  | 5382.5503 |  | 120.7024 |  | 177.1624 | -8.513e-05 | 43839.3265 | [19 empty] | 31622.7766 | 32.0546 | 5382.5503 |  | 120.7024
1 | 4800 | 707 | 0.035 | 15 | 15 | 7 | 4.217e-11 | 0 | Water | Porous | Wet |  | MinimizeLCOE | IgnoreSilica | 172.3138 | 100.0719 | 9.5596 |  | 5045.7432 |  | 113.1496 |  | 177.3281 | -8.3026e-05 | 43302.3926 | [19 empty] | 42169.6503 | 38.2383 | 5045.7432 |  | 113.1496
1 | 4800 | 707 | 0.035 | 15 | 15 | 7 | 5.6234e-11 | 0 | Water | Porous | Wet |  | MinimizeLCOE | IgnoreSilica | 198.4164 | 115.4424 | 11.0439 |  | 4801.9212 |  | 107.6819 |  | 177.4753 | -8.0637e-05 | 42702.1846 | [19 empty] | 56234.1325 | 44.1754 | 4801.9212 |  | 107.6819
1 | 4800 | 707 | 0.035 | 15 | 15 | 7 | 7.4989e-11 | 0 | Water | Porous | Wet |  | MinimizeLCOE | IgnoreSilica | 221.8728 | 129.2983 | 12.3856 |  | 4626.0372 |  | 103.7378 |  | 177.605 | -7.8207e-05 | 42085.4225 | [19 empty] | 74989.4209 | 49.5423 | 4626.0372 |  | 103.7378
1 | 4800 | 707 | 0.035 | 15 | 15 | 7 | 1e-10 | 0 | Water | Porous | Wet |  | MinimizeLCOE | IgnoreSilica | 239.0734 | 139.4867 | 13.4204 |  | 4498.8645 |  | 100.8859 |  | 177.6999 | -7.0471e-05 | 41970.6753 | [19 empty] | 100000 | 53.6814 | 4498.8645 |  | 100.8859
1 | 4900 | 707 | 0.035 | 15 | 15 | 7 | 1e-13 | 0 | Water | Porous | Wet |  | MinimizeLCOE | IgnoreSilica | 0.74909 | 0.15284 | 0.0023545 |  | 5202329.9082 |  | 116660.9822 |  | 104.4148 | -5.2123e-05 | 9500.3829 | [19 empty] | 100 | 0.0094182 | 5202329.9082 |  | 116660.9822
1 | 4900 | 707 | 0.035 | 15 | 15 | 7 | 1.3335e-13 | 0 | Water | Porous | Wet |  | MinimizeLCOE | IgnoreSilica | 0.97321 | 0.24548 | 0.0085213 |  | 1446963.7421 |  | 32447.8098 |  | 116.7658 | -5.6348e-05 | 17714.6427 | [19 empty] | 133.3521 | 0.034085 | 1446963.7421 |  | 32447.8098
1 | 4900 | 707 | 0.035 | 15 | 15 | 7 | 1.7783e-13 | 0 | Water | Porous | Wet |  | MinimizeLCOE | IgnoreSilica | 1.251 | 0.37357 | 0.018417 |  | 675027.1508 |  | 15137.3196 |  | 127.5996 | -5.9954e-05 | 25083.4251 | [19 empty] | 177.8279 | 0.073666 | 675027.1508 |  | 15137.3196
1 | 4900 | 707 | 0.035 | 15 | 15 | 7 | 2.3714e-13 | 0 | Water | Porous | Wet |  | MinimizeLCOE | IgnoreSilica | 1.6215 | 0.55893 | 0.033854 |  | 371234.4282 |  | 8324.8417 |  | 137.4747 | -6.4409e-05 | 31313.452 | [19 empty] | 237.1374 | 0.13542 | 371234.4282 |  | 8324.8417
1 | 4900 | 707 | 0.035 | 15 | 15 | 7 | 3.1623e-13 | 0 | Water | Porous | Wet |  | MinimizeLCOE | IgnoreSilica | 2.1162 | 0.82218 | 0.056947 |  | 223849.6354 |  | 5019.7736 |  | 146.129 | -6.9362e-05 | 36247.4854 | [19 empty] | 316.2278 | 0.22779 | 223849.6354 |  | 5019.7736
1 | 4900 | 707 | 0.035 | 15 | 15 | 7 | 4.217e-13 | 0 | Water | Porous | Wet |  | MinimizeLCOE | IgnoreSilica | 2.7424 | 1.1703 | 0.088968 |  | 145773.8943 |  | 3268.9441 |  | 153.1515 | -7.2926e-05 | 40097.9696 | [19 empty] | 421.6965 | 0.35587 | 145773.8943 |  | 3268.9441
1 | 4900 | 707 | 0.035 | 15 | 15 | 7 | 5.6234e-13 | 0 | Water | Porous | Wet |  | MinimizeLCOE | IgnoreSilica | 3.5901 | 1.6559 | 0.13449 |  | 98602.1797 |  | 2211.1299 |  | 159.1143 | -7.6932e-05 | 42855.0267 | [19 empty] | 562.3413 | 0.53794 | 98602.1797 |  | 2211.1299
1 | 4900 | 707 | 0.035 | 15 | 15 | 7 | 7.4989e-13 | 0 | Water | Porous | Wet |  | MinimizeLCOE | IgnoreSilica | 4.7085 | 2.3101 | 0.19685 |  | 69244.5448 |  | 1552.7921 |  | 163.9247 | -8.0317e-05 | 44817.4041 | [19 empty] | 749.8942 | 0.78741 | 69244.5448 |  | 1552.7921
1 | 4900 | 707 | 0.035 | 15 | 15 | 7 | 1e-12 | 0 | Water | Porous | Wet |  | MinimizeLCOE | IgnoreSilica | 6.1849 | 3.1855 | 0.28127 |  | 50131.1622 |  | 1124.1791 |  | 167.751 | -8.3034e-05 | 46194.026 | [19 empty] | 1000 | 1.1251 | 50131.1622 |  | 1124.1791
1 | 4900 | 707 | 0.035 | 15 | 15 | 7 | 1.3335e-12 | 0 | Water | Porous | Wet |  | MinimizeLCOE | IgnoreSilica | 8.1682 | 4.3719 | 0.39618 |  | 37117.9859 |  | 832.3618 |  | 170.8 | -8.5623e-05 | 47111.5007 | [19 empty] | 1333.5214 | 1.5847 | 37117.9859 |  | 832.3618
1 | 4900 | 707 | 0.035 | 15 | 15 | 7 | 1.7783e-12 | 0 | Water | Porous | Wet |  | MinimizeLCOE | IgnoreSilica | 10.7863 | 5.9466 | 0.54953 |  | 28149.5642 |  | 631.2471 |  | 173.1593 | -8.7484e-05 | 47692.4556 | [19 empty] | 1778.2794 | 2.1981 | 28149.5642 |  | 631.2471
1 | 4900 | 707 | 0.035 | 15 | 15 | 7 | 2.3714e-12 | 0 | Water | Porous | Wet |  | MinimizeLCOE | IgnoreSilica | 14.2675 | 8.0474 | 0.75462 |  | 21786.65 |  | 488.5603 |  | 174.9855 | -8.8963e-05 | 48099.9296 | [19 empty] | 2371.3737 | 3.0185 | 21786.65 |  | 488.5603
1 | 4900 | 707 | 0.035 | 15 | 15 | 7 | 3.1623e-12 | 0 | Water | Porous | Wet |  | MinimizeLCOE | IgnoreSilica | 18.889 | 10.8422 | 1.0279 |  | 17195.5197 |  | 385.6053 |  | 176.3882 | -9.0093e-05 | 48367.1785 | [19 empty] | 3162.2777 | 4.1115 | 17195.5197 |  | 385.6053
1 | 4900 | 707 | 0.035 | 15 | 15 | 7 | 4.217e-12 | 0 | Water | Porous | Wet |  | MinimizeLCOE | IgnoreSilica | 25.0058 | 14.5459 | 1.3904 |  | 13837.1101 |  | 310.2938 |  | 177.459 | -9.0902e-05 | 48541.434 | [19 empty] | 4216.965 | 5.5615 | 13837.1101 |  | 310.2938
1 | 4900 | 707 | 0.035 | 15 | 15 | 7 | 5.6234e-12 | 0 | Water | Porous | Wet |  | MinimizeLCOE | IgnoreSilica | 33.0884 | 19.4439 | 1.8699 |  | 11348.2722 |  | 254.4822 |  | 178.2748 | -9.1514e-05 | 48632.3075 | [19 empty] | 5623.4133 | 7.4797 | 11348.2722 |  | 254.4822
1 | 4900 | 707 | 0.035 | 15 | 15 | 7 | 7.4989e-12 | 0 | Water | Porous | Wet |  | MinimizeLCOE | IgnoreSilica | 43.6562 | 25.8519 | 2.4977 |  | 9491.9414 |  | 212.8545 |  | 178.8931 | -9.1835e-05 | 48668.6687 | [19 empty] | 7498.9421 | 9.9908 | 9491.9414 |  | 212.8545
1 | 4900 | 707 | 0.035 | 15 | 15 | 7 | 1e-11 | 0 | Water | Porous | Wet |  | MinimizeLCOE | IgnoreSilica | 57.3032 | 34.1318 | 3.3092 |  | 8098.2333 |  | 181.6009 |  | 179.3629 | -9.1882e-05 | 48643.3285 | [19 empty] | 10000 | 13.2369 | 8098.2333 |  | 181.6009
1 | 4900 | 707 | 0.035 | 15 | 15 | 7 | 1.3335e-11 | 0 | Water | Porous | Wet |  | MinimizeLCOE | IgnoreSilica | 74.5453 | 44.6006 | 4.3358 |  | 7049.5869 |  | 158.0853 |  | 179.7226 | -9.1601e-05 | 48544.603 | [19 empty] | 13335.2143 | 17.3434 | 7049.5869 |  | 158.0853
1 | 4900 | 707 | 0.035 | 15 | 15 | 7 | 1.7783e-11 | 0 | Water | Porous | Wet |  | MinimizeLCOE | IgnoreSilica | 95.5905 | 57.3916 | 5.5913 |  | 6262.5283 |  | 140.4357 |  | 180.0032 | -9.0889e-05 | 48356.0853 | [19 empty] | 17782.7941 | 22.3653 | 6262.5283 |  | 140.4357
1 | 4900 | 707 | 0.035 | 15 | 15 | 7 | 2.3714e-11 | 0 | Water | Porous | Wet |  | MinimizeLCOE | IgnoreSilica | 120.0675 | 72.2905 | 7.0556 |  | 5675.7482 |  | 127.2773 |  | 180.2299 | -8.9676e-05 | 48055.7077 | [19 empty] | 23713.7371 | 28.2223 | 5675.7482 |  | 127.2773
1 | 4900 | 707 | 0.035 | 15 | 15 | 7 | 3.1623e-11 | 0 | Water | Porous | Wet |  | MinimizeLCOE | IgnoreSilica | 146.8085 | 88.6006 | 8.6614 |  | 5242.924 |  | 117.5713 |  | 180.421 | -8.7928e-05 | 47637.5577 | [19 empty] | 31622.7766 | 34.6456 | 5242.924 |  | 117.5713
1 | 4900 | 707 | 0.035 | 15 | 15 | 7 | 4.217e-11 | 0 | Water | Porous | Wet |  | MinimizeLCOE | IgnoreSilica | 174.0506 | 105.2592 | 10.3052 |  | 4927.1719 |  | 110.4906 |  | 180.5878 | -8.5737e-05 | 47116.3457 | [19 empty] | 42169.6503 | 41.2207 | 4927.1719 |  | 110.4906
1 | 4900 | 707 | 0.035 | 15 | 15 | 7 | 5.6234e-11 | 0 | Water | Porous | Wet |  | MinimizeLCOE | IgnoreSilica | 199.922 | 121.1266 | 11.8752 |  | 4698.8005 |  | 105.3695 |  | 180.7352 | -8.3275e-05 | 46536.857 | [19 empty] | 56234.1325 | 47.5009 | 4698.8005 |  | 105.3695
1 | 4900 | 707 | 0.035 | 15 | 15 | 7 | 7.4989e-11 | 0 | Water | Porous | Wet |  | MinimizeLCOE | IgnoreSilica | 223.0689 | 135.3671 | 13.288 |  | 4534.1803 |  | 101.6779 |  | 180.8642 | -8.0787e-05 | 45945.32 | [19 empty] | 74989.4209 | 53.1522 | 4534.1803 |  | 101.6779
1 | 4900 | 707 | 0.035 | 15 | 15 | 7 | 1e-10 | 0 | Water | Porous | Wet |  | MinimizeLCOE | IgnoreSilica | 242.7937 | 147.5386 | 14.4988 |  | 4415.4223 |  | 99.0148 |  | 180.9745 | -7.4437e-05 | 45387.8224 | [19 empty] | 100000 | 57.9953 | 4415.4223 |  | 99.0148
1 | 5000 | 707 | 0.035 | 15 | 15 | 7 | 1e-13 | 0 | Water | Porous | Wet |  | MinimizeLCOE | IgnoreSilica | 0.76854 | 0.16284 | 0.0031064 |  | 4041403.0299 |  | 90627.4795 |  | 106.5079 | -5.2697e-05 | 11392.0795 | [19 empty] | 100 | 0.012425 | 4041403.0299 |  | 90627.4795
1 | 5000 | 707 | 0.035 | 15 | 15 | 7 | 1.3335e-13 | 0 | Water | Porous | Wet |  | MinimizeLCOE | IgnoreSilica | 0.99265 | 0.25879 | 0.0098242 |  | 1286268.1236 |  | 28844.2497 |  | 118.8172 | -5.658e-05 | 19993.4324 | [19 empty] | 133.3521 | 0.039297 | 1286268.1236 |  | 28844.2497
1 | 5000 | 707 | 0.035 | 15 | 15 | 7 | 1.7783e-13 | 0 | Water | Porous | Wet |  | MinimizeLCOE | IgnoreSilica | 1.2899 | 0.40103 | 0.021005 |  | 606923.0156 |  | 13610.1009 |  | 130.3141 | -6.1545e-05 | 27732.8879 | [19 empty] | 177.8279 | 0.084021 | 606923.0156 |  | 13610.1009
1 | 5000 | 707 | 0.035 | 15 | 15 | 7 | 2.3714e-13 | 0 | Water | Porous | Wet |  | MinimizeLCOE | IgnoreSilica | 1.6706 | 0.59907 | 0.038003 |  | 339241.538 |  | 7607.4089 |  | 140.2941 | -6.6251e-05 | 34289.3528 | [19 empty] | 237.1374 | 0.15201 | 339241.538 |  | 7607.4089
1 | 5000 | 707 | 0.035 | 15 | 15 | 7 | 3.1623e-13 | 0 | Water | Porous | Wet |  | MinimizeLCOE | IgnoreSilica | 2.1551 | 0.8669 | 0.062425 |  | 209415.9438 |  | 4696.1016 |  | 148.7079 | -7.0177e-05 | 39519.7578 | [19 empty] | 316.2278 | 0.2497 | 209415.9438 |  | 4696.1016
1 | 5000 | 707 | 0.035 | 15 | 15 | 7 | 4.217e-13 | 0 | Water | Porous | Wet |  | MinimizeLCOE | IgnoreSilica | 2.8202 | 1.2511 | 0.098358 |  | 135385.4511 |  | 3035.9858 |  | 156.1151 | -7.5234e-05 | 43463.883 | [19 empty] | 421.6965 | 0.39343 | 135385.4511 |  | 3035.9858
1 | 5000 | 707 | 0.035 | 15 | 15 | 7 | 5.6234e-13 | 0 | Water | Porous | Wet |  | MinimizeLCOE | IgnoreSilica | 3.6828 | 1.7652 | 0.1478 |  | 92166.0204 |  | 2066.8006 |  | 162.1001 | -7.9256e-05 | 46397.1607 | [19 empty] | 562.3413 | 0.59121 | 92166.0204 |  | 2066.8006
1 | 5000 | 707 | 0.035 | 15 | 15 | 7 | 7.4989e-13 | 0 | Water | Porous | Wet |  | MinimizeLCOE | IgnoreSilica | 4.8205 | 2.4576 | 0.21549 |  | 65027.2888 |  | 1458.2211 |  | 166.9448 | -8.2683e-05 | 48497.1985 | [19 empty] | 749.8942 | 0.86197 | 65027.2888 |  | 1458.2211
1 | 5000 | 707 | 0.035 | 15 | 15 | 7 | 1e-12 | 0 | Water | Porous | Wet |  | MinimizeLCOE | IgnoreSilica | 6.3358 | 3.3927 | 0.30774 |  | 47162.5037 |  | 1057.6077 |  | 170.8357 | -8.5732e-05 | 49936.1976 | [19 empty] | 1000 | 1.2309 | 47162.5037 |  | 1057.6077
1 | 5000 | 707 | 0.035 | 15 | 15 | 7 | 1.3335e-12 | 0 | Water | Porous | Wet |  | MinimizeLCOE | IgnoreSilica | 8.3432 | 4.6425 | 0.43188 |  | 35081.5563 |  | 786.6954 |  | 173.8994 | -8.8169e-05 | 50924.768 | [19 empty] | 1333.5214 | 1.7275 | 35081.5563 |  | 786.6954
1 | 5000 | 707 | 0.035 | 15 | 15 | 7 | 1.7783e-12 | 0 | Water | Porous | Wet |  | MinimizeLCOE | IgnoreSilica | 11.0226 | 6.3201 | 0.59904 |  | 26654.5476 |  | 597.7217 |  | 176.3014 | -9.0278e-05 | 51566.2492 | [19 empty] | 1778.2794 | 2.3962 | 26654.5476 |  | 597.7217
1 | 5000 | 707 | 0.035 | 15 | 15 | 7 | 2.3714e-12 | 0 | Water | Porous | Wet |  | MinimizeLCOE | IgnoreSilica | 14.5648 | 8.5456 | 0.82154 |  | 20694.5646 |  | 464.0706 |  | 178.1508 | -9.1768e-05 | 52016.6595 | [19 empty] | 2371.3737 | 3.2861 | 20694.5646 |  | 464.0706
1 | 5000 | 707 | 0.035 | 15 | 15 | 7 | 3.1623e-12 | 0 | Water | Porous | Wet |  | MinimizeLCOE | IgnoreSilica | 19.2789 | 11.5137 | 1.1186 |  | 16378.6883 |  | 367.2881 |  | 179.5765 | -9.2999e-05 | 52300.2913 | [19 empty] | 3162.2777 | 4.4743 | 16378.6883 |  | 367.2881
1 | 5000 | 707 | 0.035 | 15 | 15 | 7 | 4.217e-12 | 0 | Water | Porous | Wet |  | MinimizeLCOE | IgnoreSilica | 25.5394 | 15.4606 | 1.5138 |  | 13213.364 |  | 296.3065 |  | 180.6678 | -9.4002e-05 | 52465.7457 | [19 empty] | 4216.965 | 6.055 | 13213.364 |  | 296.3065
1 | 5000 | 707 | 0.035 | 15 | 15 | 7 | 5.6234e-12 | 0 | Water | Porous | Wet |  | MinimizeLCOE | IgnoreSilica | 33.7754 | 20.6574 | 2.0346 |  | 10874.3177 |  | 243.8539 |  | 181.4956 | -9.4632e-05 | 52569.5851 | [19 empty] | 5623.4133 | 8.1382 | 10874.3177 |  | 243.8539
1 | 5000 | 707 | 0.035 | 15 | 15 | 7 | 7.4989e-12 | 0 | Water | Porous | Wet |  | MinimizeLCOE | IgnoreSilica | 44.5453 | 27.4573 | 2.7163 |  | 9127.4872 |  | 204.6817 |  | 182.1237 | -9.4989e-05 | 52609.8509 | [19 empty] | 7498.9421 | 10.8653 | 9127.4872 |  | 204.6817
1 | 5000 | 707 | 0.035 | 15 | 15 | 7 | 1e-11 | 0 | Water | Porous | Wet |  | MinimizeLCOE | IgnoreSilica | 58.4164 | 36.2206 | 3.5955 |  | 7816.5677 |  | 175.2846 |  | 182.6003 | -9.501e-05 | 52593.8634 | [19 empty] | 10000 | 14.3821 | 7816.5677 |  | 175.2846
1 | 5000 | 707 | 0.035 | 15 | 15 | 7 | 1.3335e-11 | 0 | Water | Porous | Wet |  | MinimizeLCOE | IgnoreSilica | 75.9265 | 47.2912 | 4.7066 |  | 6829.274 |  | 153.1448 |  | 182.9657 | -9.473e-05 | 52495.4324 | [19 empty] | 13335.2143 | 18.8262 | 6829.274 |  | 153.1448
1 | 5000 | 707 | 0.035 | 15 | 15 | 7 | 1.7783e-11 | 0 | Water | Porous | Wet |  | MinimizeLCOE | IgnoreSilica | 97.2178 | 60.7666 | 6.0603 |  | 6088.8349 |  | 136.5406 |  | 183.2505 | -9.3975e-05 | 52311.0428 | [19 empty] | 17782.7941 | 24.2412 | 6088.8349 |  | 136.5406
1 | 5000 | 707 | 0.035 | 15 | 15 | 7 | 2.3714e-11 | 0 | Water | Porous | Wet |  | MinimizeLCOE | IgnoreSilica | 121.8728 | 76.3944 | 7.6322 |  | 5537.2264 |  | 124.171 |  | 183.4802 | -9.2697e-05 | 52016.7278 | [19 empty] | 23713.7371 | 30.5289 | 5537.2264 |  | 124.171
1 | 5000 | 707 | 0.035 | 15 | 15 | 7 | 3.1623e-11 | 0 | Water | Porous | Wet |  | MinimizeLCOE | IgnoreSilica | 148.6527 | 93.404 | 9.3463 |  | 5130.8672 |  | 115.0584 |  | 183.6731 | -9.0857e-05 | 51611.5181 | [19 empty] | 31622.7766 | 37.3854 | 5130.8672 |  | 115.0584
1 | 5000 | 707 | 0.035 | 15 | 15 | 7 | 4.217e-11 | 0 | Water | Porous | Wet |  | MinimizeLCOE | IgnoreSilica | 175.7951 | 110.6883 | 11.0918 |  | 4834.7172 |  | 108.4174 |  | 183.8409 | -8.8585e-05 | 51106.8705 | [19 empty] | 42169.6503 | 44.3672 | 4834.7172 |  | 108.4174
1 | 5000 | 707 | 0.035 | 15 | 15 | 7 | 5.6234e-11 | 0 | Water | Porous | Wet |  | MinimizeLCOE | IgnoreSilica | 201.4442 | 127.0697 | 12.7505 |  | 4620.7646 |  | 103.6195 |  | 183.9883 | -8.6051e-05 | 50549.2822 | [19 empty] | 56234.1325 | 51.0018 | 4620.7646 |  | 103.6195
1 | 5000 | 707 | 0.035 | 15 | 15 | 7 | 7.4989e-11 | 0 | Water | Porous | Wet |  | MinimizeLCOE | IgnoreSilica | 224.2675 | 141.6909 | 14.2351 |  | 4466.7045 |  | 100.1648 |  | 184.1163 | -8.3488e-05 | 49988.4887 | [19 empty] | 74989.4209 | 56.9403 | 4466.7045 |  | 100.1648
1 | 5000 | 707 | 0.035 | 15 | 15 | 7 | 1e-10 | 0 | Water | Porous | Wet |  | MinimizeLCOE | IgnoreSilica | 243.6757 | 154.1607 | 15.5041 |  | 4355.6162 |  | 97.6736 |  | 184.2253 | -7.6957e-05 | 49458.7734 | [19 empty] | 100000 | 62.0166 | 4355.6162 |  | 97.6736
1 | 5100 | 707 | 0.035 | 15 | 15 | 7 | 1e-13 | 0 | Water | Porous | Wet |  | MinimizeLCOE | IgnoreSilica | 0.78799 | 0.17324 | 0.0039221 |  | 3279512.7931 |  | 73542.2763 |  | 108.6001 | -5.3252e-05 | 13362.1647 | [19 empty] | 100 | 0.015689 | 3279512.7931 |  | 73542.2763
1 | 5100 | 707 | 0.035 | 15 | 15 | 7 | 1.3335e-13 | 0 | Water | Porous | Wet |  | MinimizeLCOE | IgnoreSilica | 1.0269 | 0.27955 | 0.011541 |  | 1122404.1027 |  | 25169.6389 |  | 121.5519 | -5.827e-05 | 22424.0584 | [19 empty] | 133.3521 | 0.046162 | 1122404.1027 |  | 25169.6389
1 | 5100 | 707 | 0.035 | 15 | 15 | 7 | 1.7783e-13 | 0 | Water | Porous | Wet |  | MinimizeLCOE | IgnoreSilica | 1.3242 | 0.42739 | 0.023663 |  | 552255.5206 |  | 12384.1957 |  | 132.8757 | -6.2747e-05 | 30501.6472 | [19 empty] | 177.8279 | 0.094651 | 552255.5206 |  | 12384.1957
1 | 5100 | 707 | 0.035 | 15 | 15 | 7 | 2.3714e-13 | 0 | Water | Porous | Wet |  | MinimizeLCOE | IgnoreSilica | 1.7141 | 0.63804 | 0.042261 |  | 312790.5157 |  | 7014.2512 |  | 142.9901 | -6.7717e-05 | 37334.2609 | [19 empty] | 237.1374 | 0.16905 | 312790.5157 |  | 7014.2512
1 | 5100 | 707 | 0.035 | 15 | 15 | 7 | 3.1623e-13 | 0 | Water | Porous | Wet |  | MinimizeLCOE | IgnoreSilica | 2.2088 | 0.92212 | 0.06885 |  | 194753.0425 |  | 4367.2896 |  | 151.493 | -7.1813e-05 | 42865.9938 | [19 empty] | 316.2278 | 0.2754 | 194753.0425 |  | 4367.2896
1 | 5100 | 707 | 0.035 | 15 | 15 | 7 | 4.217e-13 | 0 | Water | Porous | Wet |  | MinimizeLCOE | IgnoreSilica | 2.8934 | 1.3332 | 0.1082 |  | 126317.8121 |  | 2832.6462 |  | 159.0337 | -7.7369e-05 | 47008.0208 | [19 empty] | 421.6965 | 0.43279 | 126317.8121 |  | 2832.6462
1 | 5100 | 707 | 0.035 | 15 | 15 | 7 | 5.6234e-13 | 0 | Water | Porous | Wet |  | MinimizeLCOE | IgnoreSilica | 3.7754 | 1.8798 | 0.16203 |  | 86352.6224 |  | 1936.4365 |  | 165.082 | -8.1621e-05 | 50104.1825 | [19 empty] | 562.3413 | 0.6481 | 86352.6224 |  | 1936.4365
1 | 5100 | 707 | 0.035 | 15 | 15 | 7 | 7.4989e-13 | 0 | Water | Porous | Wet |  | MinimizeLCOE | IgnoreSilica | 4.9326 | 2.6124 | 0.23536 |  | 61197.8158 |  | 1372.3461 |  | 169.9612 | -8.5094e-05 | 52346.9556 | [19 empty] | 749.8942 | 0.94142 | 61197.8158 |  | 1372.3461
1 | 5100 | 707 | 0.035 | 15 | 15 | 7 | 1e-12 | 0 | Water | Porous | Wet |  | MinimizeLCOE | IgnoreSilica | 6.4795 | 3.6056 | 0.33558 |  | 44507.2016 |  | 998.0632 |  | 173.9019 | -8.8339e-05 | 53876.3469 | [19 empty] | 1000 | 1.3423 | 44507.2016 |  | 998.0632
1 | 5100 | 707 | 0.035 | 15 | 15 | 7 | 1.3335e-12 | 0 | Water | Porous | Wet |  | MinimizeLCOE | IgnoreSilica | 8.5212 | 4.9284 | 0.47002 |  | 33216.571 |  | 744.8735 |  | 176.9978 | -9.0821e-05 | 54945.5372 | [19 empty] | 1333.5214 | 1.8801 | 33216.571 |  | 744.8735
1 | 5100 | 707 | 0.035 | 15 | 15 | 7 | 1.7783e-12 | 0 | Water | Porous | Wet |  | MinimizeLCOE | IgnoreSilica | 11.2662 | 6.7173 | 0.65216 |  | 25282.8873 |  | 566.9626 |  | 179.4436 | -9.3234e-05 | 55607.8605 | [19 empty] | 1778.2794 | 2.6086 | 25282.8873 |  | 566.9626
1 | 5100 | 707 | 0.035 | 15 | 15 | 7 | 2.3714e-12 | 0 | Water | Porous | Wet |  | MinimizeLCOE | IgnoreSilica | 14.8937 | 9.0897 | 0.89451 |  | 19676.3947 |  | 441.2384 |  | 181.3235 | -9.4948e-05 | 56070.5328 | [19 empty] | 2371.3737 | 3.578 | 19676.3947 |  | 441.2384
1 | 5100 | 707 | 0.035 | 15 | 15 | 7 | 3.1623e-12 | 0 | Water | Porous | Wet |  | MinimizeLCOE | IgnoreSilica | 19.7005 | 12.2403 | 1.2169 |  | 15627.3216 |  | 350.4389 |  | 182.7666 | -9.6213e-05 | 56382.3217 | [19 empty] | 3162.2777 | 4.8675 | 15627.3216 |  | 350.4389
1 | 5100 | 707 | 0.035 | 15 | 15 | 7 | 4.217e-12 | 0 | Water | Porous | Wet |  | MinimizeLCOE | IgnoreSilica | 26.0728 | 16.4227 | 1.6451 |  | 12656.1581 |  | 283.8113 |  | 183.8711 | -9.7198e-05 | 56575.1153 | [19 empty] | 4216.965 | 6.5805 | 12656.1581 |  | 283.8113
1 | 5100 | 707 | 0.035 | 15 | 15 | 7 | 5.6234e-12 | 0 | Water | Porous | Wet |  | MinimizeLCOE | IgnoreSilica | 34.4721 | 21.9403 | 2.2104 |  | 10454.5407 |  | 234.4405 |  | 184.7114 | -9.789e-05 | 56685.7195 | [19 empty] | 5623.4133 | 8.8414 | 10454.5407 |  | 234.4405
1 | 5100 | 707 | 0.035 | 15 | 15 | 7 | 7.4989e-12 | 0 | Water | Porous | Wet |  | MinimizeLCOE | IgnoreSilica | 45.4468 | 29.1544 | 2.9497 |  | 8809.9471 |  | 197.5609 |  | 185.3489 | -9.8288e-05 | 56730.2436 | [19 empty] | 7498.9421 | 11.7988 | 8809.9471 |  | 197.5609
1 | 5100 | 707 | 0.035 | 15 | 15 | 7 | 1e-11 | 0 | Water | Porous | Wet |  | MinimizeLCOE | IgnoreSilica | 59.5541 | 38.4336 | 3.9014 |  | 7576.0052 |  | 169.8901 |  | 185.8324 | -9.8307e-05 | 56720.0344 | [19 empty] | 10000 | 15.6056 | 7576.0052 |  | 169.8901
1 | 5100 | 707 | 0.035 | 15 | 15 | 7 | 1.3335e-11 | 0 | Water | Porous | Wet |  | MinimizeLCOE | IgnoreSilica | 77.3226 | 50.1299 | 5.1014 |  | 6646.6742 |  | 149.0501 |  | 186.2029 | -9.8005e-05 | 56626.651 | [19 empty] | 13335.2143 | 20.4056 | 6646.6742 |  | 149.0501
1 | 5100 | 707 | 0.035 | 15 | 15 | 7 | 1.7783e-11 | 0 | Water | Porous | Wet |  | MinimizeLCOE | IgnoreSilica | 98.8574 | 64.3206 | 6.5588 |  | 5949.9923 |  | 133.4271 |  | 186.4916 | -9.7203e-05 | 56447.766 | [19 empty] | 17782.7941 | 26.2351 | 5949.9923 |  | 133.4271
1 | 5100 | 707 | 0.035 | 15 | 15 | 7 | 2.3714e-11 | 0 | Water | Porous | Wet |  | MinimizeLCOE | IgnoreSilica | 123.6757 | 80.7001 | 8.2431 |  | 5431.5051 |  | 121.8002 |  | 186.724 | -9.5848e-05 | 56163.288 | [19 empty] | 23713.7371 | 32.9724 | 5431.5051 |  | 121.8002
1 | 5100 | 707 | 0.035 | 15 | 15 | 7 | 3.1623e-11 | 0 | Water | Porous | Wet |  | MinimizeLCOE | IgnoreSilica | 150.5279 | 98.4586 | 10.0722 |  | 5049.8222 |  | 113.241 |  | 186.9189 | -9.3952e-05 | 55765.5957 | [19 empty] | 31622.7766 | 40.2887 | 5049.8222 |  | 113.241
1 | 5100 | 707 | 0.035 | 15 | 15 | 7 | 4.217e-11 | 0 | Water | Porous | Wet |  | MinimizeLCOE | IgnoreSilica | 177.5468 | 116.3734 | 11.9217 |  | 4772.27 |  | 107.017 |  | 187.0872 | -9.1574e-05 | 55284.0205 | [19 empty] | 42169.6503 | 47.6869 | 4772.27 |  | 107.017
1 | 5100 | 707 | 0.035 | 15 | 15 | 7 | 5.6234e-11 | 0 | Water | Porous | Wet |  | MinimizeLCOE | IgnoreSilica | 202.9595 | 133.2723 | 13.6708 |  | 4571.984 |  | 102.5256 |  | 187.2342 | -8.8956e-05 | 54753.4541 | [19 empty] | 56234.1325 | 54.6831 | 4571.984 |  | 102.5256
1 | 5100 | 707 | 0.035 | 15 | 15 | 7 | 7.4989e-11 | 0 | Water | Porous | Wet |  | MinimizeLCOE | IgnoreSilica | 225.5005 | 148.3066 | 15.2308 |  | 4427.9142 |  | 99.2949 |  | 187.3613 | -8.6338e-05 | 54219.6912 | [19 empty] | 74989.4209 | 60.9232 | 4427.9142 |  | 99.2949
1 | 5100 | 707 | 0.035 | 15 | 15 | 7 | 1e-10 | 0 | Water | Porous | Wet |  | MinimizeLCOE | IgnoreSilica | 244.599 | 161.0813 | 16.5594 |  | 4324.1471 |  | 96.9679 |  | 187.4688 | -7.9614e-05 | 53719.8785 | [19 empty] | 100000 | 66.2375 | 4324.1471 |  | 96.9679
1 | 5200 | 707 | 0.035 | 15 | 15 | 7 | 1e-13 | 0 | Water | Porous | Wet |  | MinimizeLCOE | IgnoreSilica | 0.80743 | 0.18406 | 0.0048042 |  | 2742416.1799 |  | 61498.0155 |  | 110.6918 | -5.3787e-05 | 15411.5881 | [19 empty] | 100 | 0.019217 | 2742416.1799 |  | 61498.0155
1 | 5200 | 707 | 0.035 | 15 | 15 | 7 | 1.3335e-13 | 0 | Water | Porous | Wet |  | MinimizeLCOE | IgnoreSilica | 1.0464 | 0.29406 | 0.013045 |  | 1017087.4138 |  | 22807.9377 |  | 123.6051 | -5.846e-05 | 24885.016 | [19 empty] | 133.3521 | 0.052178 | 1017087.4138 |  | 22807.9377
1 | 5200 | 707 | 0.035 | 15 | 15 | 7 | 1.7783e-13 | 0 | Water | Porous | Wet |  | MinimizeLCOE | IgnoreSilica | 1.3436 | 0.44693 | 0.026017 |  | 514456.2281 |  | 11536.5557 |  | 134.9666 | -6.2673e-05 | 33361.1481 | [19 empty] | 177.8279 | 0.10407 | 514456.2281 |  | 11536.5557
1 | 5200 | 707 | 0.035 | 15 | 15 | 7 | 2.3714e-13 | 0 | Water | Porous | Wet |  | MinimizeLCOE | IgnoreSilica | 1.753 | 0.67607 | 0.046627 |  | 290566.9612 |  | 6515.8934 |  | 145.5862 | -6.8853e-05 | 40558.8967 | [19 empty] | 237.1374 | 0.18651 | 290566.9612 |  | 6515.8934
1 | 5200 | 707 | 0.035 | 15 | 15 | 7 | 3.1623e-13 | 0 | Water | Porous | Wet |  | MinimizeLCOE | IgnoreSilica | 2.2671 | 0.98268 | 0.075916 |  | 181140.3262 |  | 4062.0277 |  | 154.3392 | -7.3723e-05 | 46343.954 | [19 empty] | 316.2278 | 0.30366 | 181140.3262 |  | 4062.0277
1 | 5200 | 707 | 0.035 | 15 | 15 | 7 | 4.217e-13 | 0 | Water | Porous | Wet |  | MinimizeLCOE | IgnoreSilica | 2.9639 | 1.4175 | 0.11857 |  | 118269.2669 |  | 2652.1595 |  | 161.9261 | -7.9412e-05 | 50724.2806 | [19 empty] | 421.6965 | 0.47428 | 118269.2669 |  | 2652.1595
1 | 5200 | 707 | 0.035 | 15 | 15 | 7 | 5.6234e-13 | 0 | Water | Porous | Wet |  | MinimizeLCOE | IgnoreSilica | 3.8654 | 1.9983 | 0.17705 |  | 81141.3638 |  | 1819.5753 |  | 168.0462 | -8.3931e-05 | 53992.8488 | [19 empty] | 562.3413 | 0.70821 | 81141.3638 |  | 1819.5753
1 | 5200 | 707 | 0.035 | 15 | 15 | 7 | 7.4989e-13 | 0 | Water | Porous | Wet |  | MinimizeLCOE | IgnoreSilica | 5.04 | 2.7716 | 0.25624 |  | 57761.7051 |  | 1295.2922 |  | 172.9588 | -8.7418e-05 | 56389.8072 | [19 empty] | 749.8942 | 1.025 | 57761.7051 |  | 1295.2922
1 | 5200 | 707 | 0.035 | 15 | 15 | 7 | 1e-12 | 0 | Water | Porous | Wet |  | MinimizeLCOE | IgnoreSilica | 6.6259 | 3.8308 | 0.36536 |  | 42070.3418 |  | 943.4172 |  | 176.969 | -9.1059e-05 | 57992.5117 | [19 empty] | 1000 | 1.4615 | 42070.3418 |  | 943.4172
1 | 5200 | 707 | 0.035 | 15 | 15 | 7 | 1.3335e-12 | 0 | Water | Porous | Wet |  | MinimizeLCOE | IgnoreSilica | 8.7259 | 5.2467 | 0.51216 |  | 31436.9048 |  | 704.9649 |  | 180.1226 | -9.3982e-05 | 59092.0843 | [19 empty] | 1333.5214 | 2.0486 | 31436.9048 |  | 704.9649
1 | 5200 | 707 | 0.035 | 15 | 15 | 7 | 1.7783e-12 | 0 | Water | Porous | Wet |  | MinimizeLCOE | IgnoreSilica | 11.5025 | 7.1299 | 0.70828 |  | 24047.4089 |  | 539.2573 |  | 182.5759 | -9.6177e-05 | 59853.1459 | [19 empty] | 1778.2794 | 2.8331 | 24047.4089 |  | 539.2573
1 | 5200 | 707 | 0.035 | 15 | 15 | 7 | 2.3714e-12 | 0 | Water | Porous | Wet |  | MinimizeLCOE | IgnoreSilica | 15.2032 | 9.649 | 0.97108 |  | 18772.8215 |  | 420.976 |  | 184.4833 | -9.8033e-05 | 60344.7712 | [19 empty] | 2371.3737 | 3.8843 | 18772.8215 |  | 420.976
1 | 5200 | 707 | 0.035 | 15 | 15 | 7 | 3.1623e-12 | 0 | Water | Porous | Wet |  | MinimizeLCOE | IgnoreSilica | 20.1212 | 13.0044 | 1.3215 |  | 14955.3895 |  | 335.371 |  | 185.951 | -9.9519e-05 | 60659.5035 | [19 empty] | 3162.2777 | 5.2861 | 14955.3895 |  | 335.371
1 | 5200 | 707 | 0.035 | 15 | 15 | 7 | 4.217e-12 | 0 | Water | Porous | Wet |  | MinimizeLCOE | IgnoreSilica | 26.6259 | 17.4485 | 1.7861 |  | 12159.9089 |  | 272.683 |  | 187.0711 | -3.1552e-07 | 60862.8116 | [19 empty] | 4216.965 | 7.1446 | 12159.9089 |  | 272.683
1 | 5200 | 707 | 0.035 | 15 | 15 | 7 | 5.6234e-12 | 0 | Water | Porous | Wet |  | MinimizeLCOE | IgnoreSilica | 35.1884 | 23.3039 | 2.3987 |  | 10089.2617 |  | 226.2492 |  | 187.9227 | -3.1893e-07 | 60984.5357 | [19 empty] | 5623.4133 | 9.5947 | 10089.2617 |  | 226.2492
1 | 5200 | 707 | 0.035 | 15 | 15 | 7 | 7.4989e-12 | 0 | Water | Porous | Wet |  | MinimizeLCOE | IgnoreSilica | 46.3675 | 30.9538 | 3.1993 |  | 8541.9826 |  | 191.5519 |  | 188.569 | -3.2089e-07 | 61036.4329 | [19 empty] | 7498.9421 | 12.797 | 8541.9826 |  | 191.5519
1 | 5200 | 707 | 0.035 | 15 | 15 | 7 | 1e-11 | 0 | Water | Porous | Wet |  | MinimizeLCOE | IgnoreSilica | 60.7326 | 40.7902 | 4.2292 |  | 7380.3489 |  | 165.5025 |  | 189.0594 | -3.2115e-07 | 61026.0696 | [19 empty] | 10000 | 16.9169 | 7380.3489 |  | 165.5025
1 | 5200 | 707 | 0.035 | 15 | 15 | 7 | 1.3335e-11 | 0 | Water | Porous | Wet |  | MinimizeLCOE | IgnoreSilica | 78.7453 | 53.1341 | 5.5226 |  | 6506.8633 |  | 145.9148 |  | 189.4343 | -3.1944e-07 | 60944.854 | [19 empty] | 13335.2143 | 22.0905 | 6506.8633 |  | 145.9148
1 | 5200 | 707 | 0.035 | 15 | 15 | 7 | 1.7783e-11 | 0 | Water | Porous | Wet |  | MinimizeLCOE | IgnoreSilica | 100.5279 | 68.0778 | 7.0897 |  | 5851.8452 |  | 131.2262 |  | 189.7266 | -3.1545e-07 | 60771.7887 | [19 empty] | 17782.7941 | 28.3589 | 5851.8452 |  | 131.2262
1 | 5200 | 707 | 0.035 | 15 | 15 | 7 | 2.3714e-11 | 0 | Water | Porous | Wet |  | MinimizeLCOE | IgnoreSilica | 125.5199 | 85.2498 | 8.8928 |  | 5364.9252 |  | 120.3071 |  | 189.9615 | -9.9187e-05 | 60496.6364 | [19 empty] | 23713.7371 | 35.5713 | 5364.9252 |  | 120.3071
1 | 5200 | 707 | 0.035 | 15 | 15 | 7 | 3.1623e-11 | 0 | Water | Porous | Wet |  | MinimizeLCOE | IgnoreSilica | 152.4064 | 103.7621 | 10.8399 |  | 5007.1164 |  | 112.2834 |  | 190.1578 | -9.7196e-05 | 60115.7443 | [19 empty] | 31622.7766 | 43.3594 | 5007.1164 |  | 112.2834
1 | 5200 | 707 | 0.035 | 15 | 15 | 7 | 4.217e-11 | 0 | Water | Porous | Wet |  | MinimizeLCOE | IgnoreSilica | 179.33 | 122.3475 | 12.7989 |  | 4747.3484 |  | 106.4581 |  | 190.3266 | -9.4736e-05 | 59654.3651 | [19 empty] | 42169.6503 | 51.1958 | 4747.3484 |  | 106.4581
1 | 5200 | 707 | 0.035 | 15 | 15 | 7 | 5.6234e-11 | 0 | Water | Porous | Wet |  | MinimizeLCOE | IgnoreSilica | 204.5259 | 139.7904 | 14.6421 |  | 4560.2798 |  | 102.2632 |  | 190.4731 | -9.204e-05 | 59150.6156 | [19 empty] | 56234.1325 | 58.5684 | 4560.2798 |  | 102.2632
1 | 5200 | 707 | 0.035 | 15 | 15 | 7 | 7.4989e-11 | 0 | Water | Porous | Wet |  | MinimizeLCOE | IgnoreSilica | 226.7574 | 155.2264 | 16.2776 |  | 4425.9943 |  | 99.2518 |  | 190.5988 | -8.9339e-05 | 58651.6646 | [19 empty] | 74989.4209 | 65.1104 | 4425.9943 |  | 99.2518
1 | 5200 | 707 | 0.035 | 15 | 15 | 7 | 1e-10 | 0 | Water | Porous | Wet |  | MinimizeLCOE | IgnoreSilica | 245.5394 | 168.3036 | 17.6662 |  | 4329.415 |  | 97.0861 |  | 190.7045 | -8.3291e-05 | 58186.0239 | [19 empty] | 100000 | 70.6648 | 4329.415 |  | 97.0861
1 | 5300 | 707 | 0.035 | 15 | 15 | 7 | 1e-13 | 0 | Water | Porous | Wet |  | MinimizeLCOE | IgnoreSilica | 0.82688 | 0.19529 | 0.0057549 |  | 2344315.0707 |  | 52570.695 |  | 112.783 | -5.4301e-05 | 17541.3886 | [19 empty] | 100 | 0.02302 | 2344315.0707 |  | 52570.695
1 | 5300 | 707 | 0.035 | 15 | 15 | 7 | 1.3335e-13 | 0 | Water | Porous | Wet |  | MinimizeLCOE | IgnoreSilica | 1.0658 | 0.30908 | 0.014636 |  | 928233.5483 |  | 20815.4114 |  | 125.6591 | -5.8624e-05 | 27427.8748 | [19 empty] | 133.3521 | 0.058544 | 928233.5483 |  | 20815.4114
1 | 5300 | 707 | 0.035 | 15 | 15 | 7 | 1.7783e-13 | 0 | Water | Porous | Wet |  | MinimizeLCOE | IgnoreSilica | 1.3974 | 0.48618 | 0.02973 |  | 461513.2052 |  | 10349.3213 |  | 138.1347 | -6.5525e-05 | 36406.2897 | [19 empty] | 177.8279 | 0.11892 | 461513.2052 |  | 10349.3213
1 | 5300 | 707 | 0.035 | 15 | 15 | 7 | 2.3714e-13 | 0 | Water | Porous | Wet |  | MinimizeLCOE | IgnoreSilica | 1.8067 | 0.72463 | 0.051918 |  | 267503.2159 |  | 5998.6945 |  | 148.489 | -7.1049e-05 | 43902.7561 | [19 empty] | 237.1374 | 0.20767 | 267503.2159 |  | 5998.6945
1 | 5300 | 707 | 0.035 | 15 | 15 | 7 | 3.1623e-13 | 0 | Water | Porous | Wet |  | MinimizeLCOE | IgnoreSilica | 2.3209 | 1.0432 | 0.083231 |  | 169377.0453 |  | 3798.239 |  | 157.1187 | -7.5375e-05 | 49989.9374 | [19 empty] | 316.2278 | 0.33292 | 169377.0453 |  | 3798.239
1 | 5300 | 707 | 0.035 | 15 | 15 | 7 | 4.217e-13 | 0 | Water | Porous | Wet |  | MinimizeLCOE | IgnoreSilica | 3.0371 | 1.5075 | 0.12976 |  | 110868.3658 |  | 2486.1961 |  | 164.8375 | -8.16e-05 | 54598.1939 | [19 empty] | 421.6965 | 0.51904 | 110868.3658 |  | 2486.1961
1 | 5300 | 707 | 0.035 | 15 | 15 | 7 | 5.6234e-13 | 0 | Water | Porous | Wet |  | MinimizeLCOE | IgnoreSilica | 3.958 | 2.1243 | 0.1932 |  | 76344.6021 |  | 1712.0091 |  | 171.0205 | -8.6374e-05 | 58050.2297 | [19 empty] | 562.3413 | 0.77282 | 76344.6021 |  | 1712.0091
1 | 5300 | 707 | 0.035 | 15 | 15 | 7 | 7.4989e-13 | 0 | Water | Porous | Wet |  | MinimizeLCOE | IgnoreSilica | 5.1689 | 2.9534 | 0.27974 |  | 54398.2156 |  | 1219.8667 |  | 176.0223 | -9.0407e-05 | 60547.8342 | [19 empty] | 749.8942 | 1.119 | 54398.2156 |  | 1219.8667
1 | 5300 | 707 | 0.035 | 15 | 15 | 7 | 1e-12 | 0 | Water | Porous | Wet |  | MinimizeLCOE | IgnoreSilica | 6.787 | 4.0777 | 0.39798 |  | 39766.5431 |  | 891.7551 |  | 180.0604 | -9.4173e-05 | 62308.5378 | [19 empty] | 1000 | 1.5919 | 39766.5431 |  | 891.7551
1 | 5300 | 707 | 0.035 | 15 | 15 | 7 | 1.3335e-12 | 0 | Water | Porous | Wet |  | MinimizeLCOE | IgnoreSilica | 8.9279 | 5.5797 | 0.55692 |  | 29823.9248 |  | 668.7943 |  | 183.2393 | -9.7184e-05 | 63444.2007 | [19 empty] | 1333.5214 | 2.2277 | 29823.9248 |  | 668.7943
1 | 5300 | 707 | 0.035 | 15 | 15 | 7 | 1.7783e-12 | 0 | Water | Porous | Wet |  | MinimizeLCOE | IgnoreSilica | 11.7654 | 7.5824 | 0.76967 |  | 22888.6964 |  | 513.2734 |  | 185.721 | -9.9544e-05 | 64252.2931 | [19 empty] | 1778.2794 | 3.0787 | 22888.6964 |  | 513.2734
1 | 5300 | 707 | 0.035 | 15 | 15 | 7 | 2.3714e-12 | 0 | Water | Porous | Wet |  | MinimizeLCOE | IgnoreSilica | 15.5394 | 10.2562 | 1.0543 |  | 17941.3364 |  | 402.3301 |  | 187.6481 | -3.197e-07 | 64785.1396 | [19 empty] | 2371.3737 | 4.2171 | 17941.3364 |  | 402.3301
1 | 5300 | 707 | 0.035 | 15 | 15 | 7 | 3.1623e-12 | 0 | Water | Porous | Wet |  | MinimizeLCOE | IgnoreSilica | 20.5622 | 13.8231 | 1.4343 |  | 14354.1824 |  | 321.889 |  | 189.1343 | -3.2712e-07 | 65120.0873 | [19 empty] | 3162.2777 | 5.737 | 14354.1824 |  | 321.889
1 | 5300 | 707 | 0.035 | 15 | 15 | 7 | 4.217e-12 | 0 | Water | Porous | Wet |  | MinimizeLCOE | IgnoreSilica | 27.1789 | 18.5287 | 1.9363 |  | 11733.3089 |  | 263.1166 |  | 190.2654 | -3.3217e-07 | 65356.1075 | [19 empty] | 4216.965 | 7.7451 | 11733.3089 |  | 263.1166
1 | 5300 | 707 | 0.035 | 15 | 15 | 7 | 5.6234e-12 | 0 | Water | Porous | Wet |  | MinimizeLCOE | IgnoreSilica | 35.907 | 24.7417 | 2.5993 |  | 9787.0415 |  | 219.472 |  | 191.1283 | -3.3591e-07 | 65487.905 | [19 empty] | 5623.4133 | 10.3972 | 9787.0415 |  | 219.472
1 | 5300 | 707 | 0.035 | 15 | 15 | 7 | 7.4989e-12 | 0 | Water | Porous | Wet |  | MinimizeLCOE | IgnoreSilica | 47.3032 | 32.8595 | 3.4658 |  | 8332.2644 |  | 186.849 |  | 191.7835 | -3.3817e-07 | 65541.924 | [19 empty] | 7498.9421 | 13.8632 | 8332.2644 |  | 186.849
1 | 5300 | 707 | 0.035 | 15 | 15 | 7 | 1e-11 | 0 | Water | Porous | Wet |  | MinimizeLCOE | IgnoreSilica | 61.9117 | 43.2726 | 4.5781 |  | 7241.3357 |  | 162.3852 |  | 192.2801 | -3.3846e-07 | 65538.4257 | [19 empty] | 10000 | 18.3122 | 7241.3357 |  | 162.3852
1 | 5300 | 707 | 0.035 | 15 | 15 | 7 | 1.3335e-11 | 0 | Water | Porous | Wet |  | MinimizeLCOE | IgnoreSilica | 80.199 | 56.3184 | 5.9724 |  | 6421.1563 |  | 143.9929 |  | 192.6598 | -3.3667e-07 | 65460.4104 | [19 empty] | 13335.2143 | 23.8894 | 6421.1563 |  | 143.9929
1 | 5300 | 707 | 0.035 | 15 | 15 | 7 | 1.7783e-11 | 0 | Water | Porous | Wet |  | MinimizeLCOE | IgnoreSilica | 102.2212 | 72.0462 | 7.6548 |  | 5807.0314 |  | 130.2213 |  | 192.9553 | -3.3234e-07 | 65296.8999 | [19 empty] | 17782.7941 | 30.6194 | 5807.0314 |  | 130.2213
1 | 5300 | 707 | 0.035 | 15 | 15 | 7 | 2.3714e-11 | 0 | Water | Porous | Wet |  | MinimizeLCOE | IgnoreSilica | 127.3912 | 90.0504 | 9.5831 |  | 5351.0681 |  | 119.9964 |  | 193.1926 | -3.2521e-07 | 65034.252 | [19 empty] | 23713.7371 | 38.3324 | 5351.0681 |  | 119.9964
1 | 5300 | 707 | 0.035 | 15 | 15 | 7 | 3.1623e-11 | 0 | Water | Porous | Wet |  | MinimizeLCOE | IgnoreSilica | 154.2869 | 109.3292 | 11.6518 |  | 5016.9665 |  | 112.5043 |  | 193.3898 | -3.1524e-07 | 64673.5848 | [19 empty] | 31622.7766 | 46.6072 | 5016.9665 |  | 112.5043
1 | 5300 | 707 | 0.035 | 15 | 15 | 7 | 4.217e-11 | 0 | Water | Porous | Wet |  | MinimizeLCOE | IgnoreSilica | 181.1152 | 128.6089 | 13.7246 |  | 4774.9018 |  | 107.076 |  | 193.5588 | -9.8054e-05 | 64234.8981 | [19 empty] | 42169.6503 | 54.8984 | 4774.9018 |  | 107.076
1 | 5300 | 707 | 0.035 | 15 | 15 | 7 | 5.6234e-11 | 0 | Water | Porous | Wet |  | MinimizeLCOE | IgnoreSilica | 206.0728 | 146.5951 | 15.6634 |  | 4601.1827 |  | 103.1804 |  | 193.7044 | -9.5259e-05 | 63764.3769 | [19 empty] | 56234.1325 | 62.6534 | 4601.1827 |  | 103.1804
1 | 5300 | 707 | 0.035 | 15 | 15 | 7 | 7.4989e-11 | 0 | Water | Porous | Wet |  | MinimizeLCOE | IgnoreSilica | 228.0459 | 162.4762 | 17.3791 |  | 4476.8217 |  | 100.3916 |  | 193.8287 | -9.2507e-05 | 63295.1483 | [19 empty] | 74989.4209 | 69.5164 | 4476.8217 |  | 100.3916
1 | 5300 | 707 | 0.035 | 15 | 15 | 7 | 1e-10 | 0 | Water | Porous | Wet |  | MinimizeLCOE | IgnoreSilica | 246.5138 | 175.8601 | 18.8287 |  | 4387.6801 |  | 98.3927 |  | 193.9325 | -8.6259e-05 | 62866.3739 | [19 empty] | 100000 | 75.315 | 4387.6801 |  | 98.3927
1 | 5400 | 707 | 0.035 | 15 | 15 | 7 | 1e-13 | 0 | Water | Porous | Wet |  | MinimizeLCOE | IgnoreSilica | 0.8417 | 0.20484 | 0.0066846 |  | 2065801.5349 |  | 46325.0967 |  | 114.5815 | -5.425e-05 | 19685.0607 | [19 empty] | 100 | 0.026739 | 2065801.5349 |  | 46325.0967
1 | 5400 | 707 | 0.035 | 15 | 15 | 7 | 1.3335e-13 | 0 | Water | Porous | Wet |  | MinimizeLCOE | IgnoreSilica | 1.1047 | 0.3348 | 0.016905 |  | 823192.7962 |  | 18459.8981 |  | 128.5911 | -6.0754e-05 | 30227.9972 | [19 empty] | 133.3521 | 0.06762 | 823192.7962 |  | 18459.8981
1 | 5400 | 707 | 0.035 | 15 | 15 | 7 | 1.7783e-13 | 0 | Water | Porous | Wet |  | MinimizeLCOE | IgnoreSilica | 1.4168 | 0.50763 | 0.032415 |  | 433304.5624 |  | 9716.7494 |  | 140.2311 | -6.54e-05 | 39488.6918 | [19 empty] | 177.8279 | 0.12966 | 433304.5624 |  | 9716.7494
1 | 5400 | 707 | 0.035 | 15 | 15 | 7 | 2.3714e-13 | 0 | Water | Porous | Wet |  | MinimizeLCOE | IgnoreSilica | 1.8456 | 0.76629 | 0.056899 |  | 250034.9663 |  | 5606.9733 |  | 151.0814 | -7.2175e-05 | 47404.7638 | [19 empty] | 237.1374 | 0.22759 | 250034.9663 |  | 5606.9733
1 | 5400 | 707 | 0.035 | 15 | 15 | 7 | 3.1623e-13 | 0 | Water | Porous | Wet |  | MinimizeLCOE | IgnoreSilica | 2.394 | 1.1192 | 0.092058 |  | 157046.2858 |  | 3521.7247 |  | 160.1561 | -7.8203e-05 | 53750.211 | [19 empty] | 316.2278 | 0.36823 | 157046.2858 |  | 3521.7247
1 | 5400 | 707 | 0.035 | 15 | 15 | 7 | 4.217e-13 | 0 | Water | Porous | Wet |  | MinimizeLCOE | IgnoreSilica | 3.1102 | 1.6018 | 0.14168 |  | 104150.1033 |  | 2335.5407 |  | 167.7453 | -8.3814e-05 | 58647.6767 | [19 empty] | 421.6965 | 0.56672 | 104150.1033 |  | 2335.5407
1 | 5400 | 707 | 0.035 | 15 | 15 | 7 | 5.6234e-13 | 0 | Water | Porous | Wet |  | MinimizeLCOE | IgnoreSilica | 4.0506 | 2.2565 | 0.2104 |  | 71969.5369 |  | 1613.8994 |  | 173.9911 | -8.8856e-05 | 62294.908 | [19 empty] | 562.3413 | 0.84159 | 71969.5369 |  | 1613.8994
1 | 5400 | 707 | 0.035 | 15 | 15 | 7 | 7.4989e-13 | 0 | Water | Porous | Wet |  | MinimizeLCOE | IgnoreSilica | 5.2958 | 3.1431 | 0.30468 |  | 51349.8165 |  | 1151.5071 |  | 179.0743 | -9.3404e-05 | 64912.0929 | [19 empty] | 749.8942 | 1.2187 | 51349.8165 |  | 1151.5071
1 | 5400 | 707 | 0.035 | 15 | 15 | 7 | 1e-12 | 0 | Water | Porous | Wet |  | MinimizeLCOE | IgnoreSilica | 6.94 | 4.3315 | 0.4322 |  | 37704.2454 |  | 845.5085 |  | 183.1313 | -9.7176e-05 | 66757.0346 | [19 empty] | 1000 | 1.7288 | 37704.2454 |  | 845.5085
1 | 5400 | 707 | 0.035 | 15 | 15 | 7 | 1.3335e-12 | 0 | Water | Porous | Wet |  | MinimizeLCOE | IgnoreSilica | 9.1131 | 5.9177 | 0.60344 |  | 28400.2617 |  | 636.869 |  | 186.332 | -3.1391e-07 | 68009.8561 | [19 empty] | 1333.5214 | 2.4138 | 28400.2617 |  | 636.869
1 | 5400 | 707 | 0.035 | 15 | 15 | 7 | 1.7783e-12 | 0 | Water | Porous | Wet |  | MinimizeLCOE | IgnoreSilica | 12.0238 | 8.0555 | 0.83475 |  | 21851.6543 |  | 490.018 |  | 188.8578 | -3.2669e-07 | 68872.0361 | [19 empty] | 1778.2794 | 3.339 | 21851.6543 |  | 490.018
1 | 5400 | 707 | 0.035 | 15 | 15 | 7 | 2.3714e-12 | 0 | Water | Porous | Wet |  | MinimizeLCOE | IgnoreSilica | 15.8754 | 10.8955 | 1.1428 |  | 17206.4705 |  | 385.8509 |  | 190.8073 | -3.3651e-07 | 69441.0265 | [19 empty] | 2371.3737 | 4.5714 | 17206.4705 |  | 385.8509
1 | 5400 | 707 | 0.035 | 15 | 15 | 7 | 3.1623e-12 | 0 | Water | Porous | Wet |  | MinimizeLCOE | IgnoreSilica | 21.0032 | 14.6857 | 1.5543 |  | 13839.331 |  | 310.3436 |  | 192.3118 | -3.4464e-07 | 69797.608 | [19 empty] | 3162.2777 | 6.2173 | 13839.331 |  | 310.3436
1 | 5400 | 707 | 0.035 | 15 | 15 | 7 | 4.217e-12 | 0 | Water | Porous | Wet |  | MinimizeLCOE | IgnoreSilica | 27.7636 | 19.6901 | 2.0983 |  | 11380.3985 |  | 255.2027 |  | 193.4577 | -3.5035e-07 | 70041.9884 | [19 empty] | 4216.965 | 8.3933 | 11380.3985 |  | 255.2027
1 | 5400 | 707 | 0.035 | 15 | 15 | 7 | 5.6234e-12 | 0 | Water | Porous | Wet |  | MinimizeLCOE | IgnoreSilica | 36.6648 | 26.2855 | 2.8156 |  | 9558.5727 |  | 214.3487 |  | 194.3306 | -3.5442e-07 | 70185.8059 | [19 empty] | 5623.4133 | 11.2622 | 9558.5727 |  | 214.3487
1 | 5400 | 707 | 0.035 | 15 | 15 | 7 | 7.4989e-12 | 0 | Water | Porous | Wet |  | MinimizeLCOE | IgnoreSilica | 48.2608 | 34.884 | 3.751 |  | 8199.1164 |  | 183.8632 |  | 194.9927 | -3.5671e-07 | 70262.2151 | [19 empty] | 7498.9421 | 15.0041 | 8199.1164 |  | 183.8632
1 | 5400 | 707 | 0.035 | 15 | 15 | 7 | 1e-11 | 0 | Water | Porous | Wet |  | MinimizeLCOE | IgnoreSilica | 63.1226 | 45.9117 | 4.9514 |  | 7179.5778 |  | 161.0003 |  | 195.4952 | -3.5706e-07 | 70257.6947 | [19 empty] | 10000 | 19.8055 | 7179.5778 |  | 161.0003
1 | 5400 | 707 | 0.035 | 15 | 15 | 7 | 1.3335e-11 | 0 | Water | Porous | Wet |  | MinimizeLCOE | IgnoreSilica | 81.6754 | 59.6894 | 6.452 |  | 6414.2831 |  | 143.8387 |  | 195.8792 | -3.5512e-07 | 70187.9767 | [19 empty] | 13335.2143 | 25.8081 | 6414.2831 |  | 143.8387
1 | 5400 | 707 | 0.035 | 15 | 15 | 7 | 1.7783e-11 | 0 | Water | Porous | Wet |  | MinimizeLCOE | IgnoreSilica | 103.9385 | 76.2415 | 8.2565 |  | 5842.2769 |  | 131.0116 |  | 196.1776 | -3.5043e-07 | 70035.0636 | [19 empty] | 17782.7941 | 33.0261 | 5842.2769 |  | 131.0116
1 | 5400 | 707 | 0.035 | 15 | 15 | 7 | 2.3714e-11 | 0 | Water | Porous | Wet |  | MinimizeLCOE | IgnoreSilica | 129.2595 | 95.0967 | 10.3147 |  | 5418.7644 |  | 121.5145 |  | 196.4167 | -3.4274e-07 | 69786.1226 | [19 empty] | 23713.7371 | 41.2586 | 5418.7644 |  | 121.5145
1 | 5400 | 707 | 0.035 | 15 | 15 | 7 | 3.1623e-11 | 0 | Water | Porous | Wet |  | MinimizeLCOE | IgnoreSilica | 156.2043 | 115.2032 | 12.5131 |  | 5109.4617 |  | 114.5784 |  | 196.6149 | -3.3219e-07 | 69445.8857 | [19 empty] | 31622.7766 | 50.0525 | 5109.4617 |  | 114.5784
1 | 5400 | 707 | 0.035 | 15 | 15 | 7 | 4.217e-11 | 0 | Water | Porous | Wet |  | MinimizeLCOE | IgnoreSilica | 182.9058 | 135.1788 | 14.7019 |  | 4886.5996 |  | 109.5808 |  | 196.7836 | -3.1954e-07 | 69037.7162 | [19 empty] | 42169.6503 | 58.8075 | 4886.5996 |  | 109.5808
1 | 5400 | 707 | 0.035 | 15 | 15 | 7 | 5.6234e-11 | 0 | Water | Porous | Wet |  | MinimizeLCOE | IgnoreSilica | 207.6588 | 153.7485 | 16.7413 |  | 4727.5239 |  | 106.0136 |  | 196.9281 | -9.867e-05 | 68598.1568 | [19 empty] | 56234.1325 | 66.9653 | 4727.5239 |  | 106.0136
1 | 5400 | 707 | 0.035 | 15 | 15 | 7 | 7.4989e-11 | 0 | Water | Porous | Wet |  | MinimizeLCOE | IgnoreSilica | 229.3495 | 170.0666 | 18.5378 |  | 4614.4032 |  | 103.4769 |  | 197.0507 | -9.5839e-05 | 68165.867 | [19 empty] | 74989.4209 | 74.1511 | 4614.4032 |  | 103.4769
1 | 5400 | 707 | 0.035 | 15 | 15 | 7 | 1e-10 | 0 | Water | Porous | Wet |  | MinimizeLCOE | IgnoreSilica | 247.5273 | 183.7779 | 20.0509 |  | 4533.8303 |  | 101.67 |  | 197.1524 | -9.035e-05 | 67773.2233 | [19 empty] | 100000 | 80.2037 | 4533.8303 |  | 101.67
1 | 5500 | 707 | 0.035 | 15 | 15 | 7 | 1e-13 | 0 | Water | Porous | Wet |  | MinimizeLCOE | IgnoreSilica | 0.86115 | 0.21689 | 0.0077691 |  | 1819092.2091 |  | 40792.7001 |  | 116.6738 | -5.4719e-05 | 21970.667 | [19 empty] | 100 | 0.031077 | 1819092.2091 |  | 40792.7001
1 | 5500 | 707 | 0.035 | 15 | 15 | 7 | 1.3335e-13 | 0 | Water | Porous | Wet |  | MinimizeLCOE | IgnoreSilica | 1.1195 | 0.3487 | 0.01858 |  | 766427.7972 |  | 17186.9568 |  | 130.4406 | -6.0392e-05 | 32924.2343 | [19 empty] | 133.3521 | 0.074318 | 766427.7972 |  | 17186.9568
1 | 5500 | 707 | 0.035 | 15 | 15 | 7 | 1.7783e-13 | 0 | Water | Porous | Wet |  | MinimizeLCOE | IgnoreSilica | 1.4557 | 0.5414 | 0.036053 |  | 398956.9337 |  | 8946.5122 |  | 142.9288 | -6.6959e-05 | 42758.3955 | [19 empty] | 177.8279 | 0.14421 | 398956.9337 |  | 8946.5122
1 | 5500 | 707 | 0.035 | 15 | 15 | 7 | 2.3714e-13 | 0 | Water | Porous | Wet |  | MinimizeLCOE | IgnoreSilica | 1.8993 | 0.8193 | 0.062936 |  | 231607.6892 |  | 5193.7461 |  | 153.9734 | -7.4396e-05 | 51054.715 | [19 empty] | 237.1374 | 0.25174 | 231607.6892 |  | 5193.7461
1 | 5500 | 707 | 0.035 | 15 | 15 | 7 | 3.1623e-13 | 0 | Water | Porous | Wet |  | MinimizeLCOE | IgnoreSilica | 2.4524 | 1.1889 | 0.10067 |  | 147175.9113 |  | 3300.384 |  | 162.9896 | -8.0169e-05 | 57718.454 | [19 empty] | 316.2278 | 0.40268 | 147175.9113 |  | 3300.384
1 | 5500 | 707 | 0.035 | 15 | 15 | 7 | 4.217e-13 | 0 | Water | Porous | Wet |  | MinimizeLCOE | IgnoreSilica | 3.1834 | 1.7006 | 0.15436 |  | 98031.6659 |  | 2198.3363 |  | 170.6496 | -8.6054e-05 | 62880.3726 | [19 empty] | 421.6965 | 0.61744 | 98031.6659 |  | 2198.3363
1 | 5500 | 707 | 0.035 | 15 | 15 | 7 | 5.6234e-13 | 0 | Water | Porous | Wet |  | MinimizeLCOE | IgnoreSilica | 4.1432 | 2.3951 | 0.22869 |  | 67968.7601 |  | 1524.1829 |  | 176.9578 | -9.1377e-05 | 66735.723 | [19 empty] | 562.3413 | 0.91474 | 67968.7601 |  | 1524.1829
1 | 5500 | 707 | 0.035 | 15 | 15 | 7 | 7.4989e-13 | 0 | Water | Porous | Wet |  | MinimizeLCOE | IgnoreSilica | 5.4079 | 3.3313 | 0.33021 |  | 48695.3628 |  | 1091.9817 |  | 182.0748 | -9.601e-05 | 69528.6341 | [19 empty] | 749.8942 | 1.3208 | 48695.3628 |  | 1091.9817
1 | 5500 | 707 | 0.035 | 15 | 15 | 7 | 1e-12 | 0 | Water | Porous | Wet |  | MinimizeLCOE | IgnoreSilica | 7.0863 | 4.5932 | 0.46813 |  | 35851.5695 |  | 803.9627 |  | 186.1849 | -3.1369e-07 | 71459.3536 | [19 empty] | 1000 | 1.8725 | 35851.5695 |  | 803.9627
1 | 5500 | 707 | 0.035 | 15 | 15 | 7 | 1.3335e-12 | 0 | Water | Porous | Wet |  | MinimizeLCOE | IgnoreSilica | 9.33 | 6.2972 | 0.65519 |  | 27035.5744 |  | 606.2662 |  | 189.4554 | -3.307e-07 | 72793.1551 | [19 empty] | 1333.5214 | 2.6208 | 27035.5744 |  | 606.2662
1 | 5500 | 707 | 0.035 | 15 | 15 | 7 | 1.7783e-12 | 0 | Water | Porous | Wet |  | MinimizeLCOE | IgnoreSilica | 12.299 | 8.5665 | 0.90527 |  | 20909.684 |  | 468.8946 |  | 192.0003 | -3.4429e-07 | 73689.2981 | [19 empty] | 1778.2794 | 3.6211 | 20909.684 |  | 468.8946
1 | 5500 | 707 | 0.035 | 15 | 15 | 7 | 2.3714e-12 | 0 | Water | Porous | Wet |  | MinimizeLCOE | IgnoreSilica | 16.2238 | 11.5786 | 1.2381 |  | 16569.2369 |  | 371.5611 |  | 193.9655 | -3.5465e-07 | 74308.5239 | [19 empty] | 2371.3737 | 4.9522 | 16569.2369 |  | 371.5611
1 | 5500 | 707 | 0.035 | 15 | 15 | 7 | 3.1623e-12 | 0 | Water | Porous | Wet |  | MinimizeLCOE | IgnoreSilica | 21.4442 | 15.5949 | 1.6822 |  | 13428.7172 |  | 301.1357 |  | 195.4833 | -3.6316e-07 | 74704.231 | [19 empty] | 3162.2777 | 6.7287 | 13428.7172 |  | 301.1357
1 | 5500 | 707 | 0.035 | 15 | 15 | 7 | 4.217e-12 | 0 | Water | Porous | Wet |  | MinimizeLCOE | IgnoreSilica | 28.3534 | 20.9188 | 2.2713 |  | 11134.6744 |  | 249.6924 |  | 196.6445 | -3.6969e-07 | 74965.7405 | [19 empty] | 4216.965 | 9.0851 | 11134.6744 |  | 249.6924
1 | 5500 | 707 | 0.035 | 15 | 15 | 7 | 5.6234e-12 | 0 | Water | Porous | Wet |  | MinimizeLCOE | IgnoreSilica | 37.4152 | 27.9083 | 3.0453 |  | 9445.5841 |  | 211.8149 |  | 197.526 | -3.7392e-07 | 75119.0473 | [19 empty] | 5623.4133 | 12.1814 | 9445.5841 |  | 211.8149
1 | 5500 | 707 | 0.035 | 15 | 15 | 7 | 7.4989e-12 | 0 | Water | Porous | Wet |  | MinimizeLCOE | IgnoreSilica | 49.2354 | 37.0323 | 4.0559 |  | 8187.5699 |  | 183.6043 |  | 198.1962 | -3.7655e-07 | 75199.4386 | [19 empty] | 7498.9421 | 16.2237 | 8187.5699 |  | 183.6043
1 | 5500 | 707 | 0.035 | 15 | 15 | 7 | 1e-11 | 0 | Water | Porous | Wet |  | MinimizeLCOE | IgnoreSilica | 64.3406 | 48.7002 | 5.3491 |  | 7248.5632 |  | 162.5473 |  | 198.704 | -3.7687e-07 | 75206.1198 | [19 empty] | 10000 | 21.3966 | 7248.5632 |  | 162.5473
1 | 5500 | 707 | 0.035 | 15 | 15 | 7 | 1.3335e-11 | 0 | Water | Porous | Wet |  | MinimizeLCOE | IgnoreSilica | 83.1615 | 63.2506 | 6.9628 |  | 6546.1498 |  | 146.7958 |  | 199.0919 | -3.7479e-07 | 75144.6468 | [19 empty] | 13335.2143 | 27.851 | 6546.1498 |  | 146.7958
1 | 5500 | 707 | 0.035 | 15 | 15 | 7 | 1.7783e-11 | 0 | Water | Porous | Wet |  | MinimizeLCOE | IgnoreSilica | 105.6831 | 80.682 | 8.8975 |  | 6023.4731 |  | 135.0749 |  | 199.3933 | -3.6983e-07 | 74999.2736 | [19 empty] | 17782.7941 | 35.5901 | 6023.4731 |  | 135.0749
1 | 5500 | 707 | 0.035 | 15 | 15 | 7 | 2.3714e-11 | 0 | Water | Porous | Wet |  | MinimizeLCOE | IgnoreSilica | 131.1541 | 100.4279 | 11.0922 |  | 5639.2238 |  | 126.4582 |  | 199.6339 | -3.6155e-07 | 74768.954 | [19 empty] | 23713.7371 | 44.3687 | 5639.2238 |  | 126.4582
1 | 5500 | 707 | 0.035 | 15 | 15 | 7 | 3.1623e-11 | 0 | Water | Porous | Wet |  | MinimizeLCOE | IgnoreSilica | 158.1385 | 121.3907 | 13.4258 |  | 5361.054 |  | 120.2203 |  | 199.8328 | -3.5035e-07 | 74450.2083 | [19 empty] | 31622.7766 | 53.7031 | 5361.054 |  | 120.2203
1 | 5500 | 707 | 0.035 | 15 | 15 | 7 | 4.217e-11 | 0 | Water | Porous | Wet |  | MinimizeLCOE | IgnoreSilica | 184.7085 | 142.0836 | 15.7345 |  | 5163.1783 |  | 115.783 |  | 200.0008 | -3.3692e-07 | 74076.1195 | [19 empty] | 42169.6503 | 62.9381 | 5163.1783 |  | 115.783
1 | 5500 | 707 | 0.035 | 15 | 15 | 7 | 5.6234e-11 | 0 | Water | Porous | Wet |  | MinimizeLCOE | IgnoreSilica | 209.24 | 161.2413 | 17.8767 |  | 5024.0966 |  | 112.6641 |  | 200.1439 | -3.2275e-07 | 73673.07 | [19 empty] | 56234.1325 | 71.5068 | 5024.0966 |  | 112.6641
1 | 5500 | 707 | 0.035 | 15 | 15 | 7 | 7.4989e-11 | 0 | Water | Porous | Wet |  | MinimizeLCOE | IgnoreSilica | 228.8908 | 176.6264 | 19.6267 |  | 4926.8783 |  | 110.484 |  | 200.254 | -9.7862e-05 | 73544.9519 | [19 empty] | 74989.4209 | 78.5069 | 4926.8783 |  | 110.484
1 | 5500 | 707 | 0.035 | 15 | 15 | 7 | 1e-10 | 0 | Water | Porous | Wet |  | MinimizeLCOE | IgnoreSilica | 236.265 | 182.402 | 20.4275 |  | 4855.7989 |  | 108.8901 |  | 200.2915 | -8.6937e-05 | 74730.1943 | [19 empty] | 100000 | 81.7101 | 4855.7989 |  | 108.8901
1 | 5600 | 707 | 0.035 | 15 | 15 | 7 | 1e-13 | 0 | Water | Porous | Wet |  | MinimizeLCOE | IgnoreSilica | 0.90004 | 0.23898 | 0.0094093 |  | 1537744.5037 |  | 34483.5463 |  | 119.9678 | -5.7484e-05 | 24685.8889 | [19 empty] | 100 | 0.037637 | 1537744.5037 |  | 34483.5463
1 | 5600 | 707 | 0.035 | 15 | 15 | 7 | 1.3335e-13 | 0 | Water | Porous | Wet |  | MinimizeLCOE | IgnoreSilica | 1.1584 | 0.37651 | 0.021191 |  | 687975.4868 |  | 15427.6829 |  | 133.3599 | -6.2509e-05 | 35972.7887 | [19 empty] | 133.3521 | 0.084763 | 687975.4868 |  | 15427.6829
1 | 5600 | 707 | 0.035 | 15 | 15 | 7 | 1.7783e-13 | 0 | Water | Porous | Wet |  | MinimizeLCOE | IgnoreSilica | 1.49 | 0.57382 | 0.039732 |  | 370579.1281 |  | 8310.1468 |  | 145.481 | -6.8097e-05 | 46141.8431 | [19 empty] | 177.8279 | 0.15893 | 370579.1281 |  | 8310.1468
1 | 5600 | 707 | 0.035 | 15 | 15 | 7 | 2.3714e-13 | 0 | Water | Porous | Wet |  | MinimizeLCOE | IgnoreSilica | 1.9382 | 0.86488 | 0.068585 |  | 217599.2485 |  | 4879.6102 |  | 156.5625 | -7.5507e-05 | 54853.4168 | [19 empty] | 237.1374 | 0.27434 | 217599.2485 |  | 4879.6102
1 | 5600 | 707 | 0.035 | 15 | 15 | 7 | 3.1623e-13 | 0 | Water | Porous | Wet |  | MinimizeLCOE | IgnoreSilica | 2.5035 | 1.2568 | 0.10939 |  | 138751.2499 |  | 3111.463 |  | 165.7256 | -8.1692e-05 | 61870.628 | [19 empty] | 316.2278 | 0.43755 | 138751.2499 |  | 3111.463
1 | 5600 | 707 | 0.035 | 15 | 15 | 7 | 4.217e-13 | 0 | Water | Porous | Wet |  | MinimizeLCOE | IgnoreSilica | 3.2612 | 1.8076 | 0.16815 |  | 92284.7671 |  | 2069.4634 |  | 173.5884 | -8.8554e-05 | 67293.0905 | [19 empty] | 421.6965 | 0.67262 | 92284.7671 |  | 2069.4634
1 | 5600 | 707 | 0.035 | 15 | 15 | 7 | 5.6234e-13 | 0 | Water | Porous | Wet |  | MinimizeLCOE | IgnoreSilica | 4.248 | 2.5498 | 0.24899 |  | 64100.3323 |  | 1437.4344 |  | 179.9831 | -9.443e-05 | 71347.5419 | [19 empty] | 562.3413 | 0.99597 | 64100.3323 |  | 1437.4344
1 | 5600 | 707 | 0.035 | 15 | 15 | 7 | 7.4989e-13 | 0 | Water | Porous | Wet |  | MinimizeLCOE | IgnoreSilica | 5.5394 | 3.544 | 0.35876 |  | 46099.5595 |  | 1033.7714 |  | 185.1322 | -9.9276e-05 | 74307.5388 | [19 empty] | 749.8942 | 1.435 | 46099.5595 |  | 1033.7714
1 | 5600 | 707 | 0.035 | 15 | 15 | 7 | 1e-12 | 0 | Water | Porous | Wet |  | MinimizeLCOE | IgnoreSilica | 7.2495 | 4.8815 | 0.50759 |  | 34091.9752 |  | 764.5042 |  | 189.2656 | -3.2962e-07 | 76396.0701 | [19 empty] | 1000 | 2.0304 | 34091.9752 |  | 764.5042
1 | 5600 | 707 | 0.035 | 15 | 15 | 7 | 1.3335e-12 | 0 | Water | Porous | Wet |  | MinimizeLCOE | IgnoreSilica | 9.5347 | 6.6873 | 0.70939 |  | 25842.1003 |  | 579.5028 |  | 192.5597 | -3.4767e-07 | 77804.6198 | [19 empty] | 1333.5214 | 2.8376 | 25842.1003 |  | 579.5028
1 | 5600 | 707 | 0.035 | 15 | 15 | 7 | 1.7783e-12 | 0 | Water | Porous | Wet |  | MinimizeLCOE | IgnoreSilica | 12.5574 | 9.0918 | 0.97907 |  | 20118.199 |  | 451.1457 |  | 195.1261 | -3.621e-07 | 78772.4112 | [19 empty] | 1778.2794 | 3.9163 | 20118.199 |  | 451.1457
1 | 5600 | 707 | 0.035 | 15 | 15 | 7 | 2.3714e-12 | 0 | Water | Porous | Wet |  | MinimizeLCOE | IgnoreSilica | 16.5721 | 12.2988 | 1.3395 |  | 16066.7673 |  | 360.2933 |  | 197.1179 | -3.7381e-07 | 79417.6157 | [19 empty] | 2371.3737 | 5.3578 | 16066.7673 |  | 360.2933
1 | 5600 | 707 | 0.035 | 15 | 15 | 7 | 3.1623e-12 | 0 | Water | Porous | Wet |  | MinimizeLCOE | IgnoreSilica | 21.9117 | 16.575 | 1.8204 |  | 13161.3273 |  | 295.1396 |  | 198.6546 | -3.8344e-07 | 79828.6805 | [19 empty] | 3162.2777 | 7.2816 | 13161.3273 |  | 295.1396
1 | 5600 | 707 | 0.035 | 15 | 15 | 7 | 4.217e-12 | 0 | Water | Porous | Wet |  | MinimizeLCOE | IgnoreSilica | 28.9576 | 22.2269 | 2.4567 |  | 11066.8536 |  | 248.1715 |  | 199.8269 | -3.9045e-07 | 80112.4337 | [19 empty] | 4216.965 | 9.8267 | 11066.8536 |  | 248.1715
1 | 5600 | 707 | 0.035 | 15 | 15 | 7 | 5.6234e-12 | 0 | Water | Porous | Wet |  | MinimizeLCOE | IgnoreSilica | 38.1922 | 29.6421 | 3.2921 |  | 9545.1082 |  | 214.0467 |  | 200.717 | -3.9498e-07 | 80282.604 | [19 empty] | 5623.4133 | 13.1686 | 9545.1082 |  | 214.0467
1 | 5600 | 707 | 0.035 | 15 | 15 | 7 | 7.4989e-12 | 0 | Water | Porous | Wet |  | MinimizeLCOE | IgnoreSilica | 50.2332 | 39.3183 | 4.3825 |  | 8429.0495 |  | 189.0194 |  | 201.3942 | -3.9787e-07 | 80366.178 | [19 empty] | 7498.9421 | 17.5298 | 8429.0495 |  | 189.0194
1 | 5600 | 707 | 0.035 | 15 | 15 | 7 | 1e-11 | 0 | Water | Porous | Wet |  | MinimizeLCOE | IgnoreSilica | 65.5905 | 51.6684 | 5.775 |  | 7610.8419 |  | 170.6713 |  | 201.9069 | -3.982e-07 | 80389.8756 | [19 empty] | 10000 | 23.1001 | 7610.8419 |  | 170.6713
1 | 5600 | 707 | 0.035 | 15 | 15 | 7 | 1.3335e-11 | 0 | Water | Porous | Wet |  | MinimizeLCOE | IgnoreSilica | 84.689 | 66.9149 | 7.4942 |  | 6873.6568 |  | 154.1401 |  | 202.2985 | -3.96e-07 | 79399.2193 | [19 empty] | 13335.2143 | 29.9769 | 6873.6568 |  | 154.1401
1 | 5600 | 707 | 0.035 | 15 | 15 | 7 | 1.7783e-11 | 0 | Water | Porous | Wet |  | MinimizeLCOE | IgnoreSilica | 107.4347 | 85.0644 | 9.5426 |  | 6302.9967 |  | 141.3432 |  | 202.6021 | -3.9055e-07 | 79205.7171 | [19 empty] | 17782.7941 | 38.1704 | 6302.9967 |  | 141.3432
1 | 5600 | 707 | 0.035 | 15 | 15 | 7 | 2.3714e-11 | 0 | Water | Porous | Wet |  | MinimizeLCOE | IgnoreSilica | 133.0689 | 105.5365 | 11.8559 |  | 5876.7444 |  | 131.7846 |  | 202.844 | -3.8171e-07 | 78905.8139 | [19 empty] | 23713.7371 | 47.4236 | 5876.7444 |  | 131.7846
1 | 5600 | 707 | 0.035 | 15 | 15 | 7 | 3.1623e-11 | 0 | Water | Porous | Wet |  | MinimizeLCOE | IgnoreSilica | 160.0675 | 127.1227 | 14.299 |  | 5560.9216 |  | 124.7023 |  | 203.043 | -3.6975e-07 | 78507.1248 | [19 empty] | 31622.7766 | 57.196 | 5560.9216 |  | 124.7023
1 | 5600 | 707 | 0.035 | 15 | 15 | 7 | 4.217e-11 | 0 | Water | Porous | Wet |  | MinimizeLCOE | IgnoreSilica | 186.5332 | 148.3117 | 16.7021 |  | 5328.5376 |  | 119.4912 |  | 203.2102 | -3.5558e-07 | 78042.2123 | [19 empty] | 42169.6503 | 66.8086 | 5328.5376 |  | 119.4912
1 | 5600 | 707 | 0.035 | 15 | 15 | 7 | 5.6234e-11 | 0 | Water | Porous | Wet |  | MinimizeLCOE | IgnoreSilica | 210.8595 | 167.8164 | 18.9189 |  | 5158.0527 |  | 115.6681 |  | 203.3517 | -3.407e-07 | 77548.9285 | [19 empty] | 56234.1325 | 75.6756 | 5158.0527 |  | 115.6681
1 | 5600 | 707 | 0.035 | 15 | 15 | 7 | 7.4989e-11 | 0 | Water | Porous | Wet |  | MinimizeLCOE | IgnoreSilica | 232.0043 | 184.795 | 20.8531 |  | 5033.0815 |  | 112.8656 |  | 203.47 | -3.2634e-07 | 77075.201 | [19 empty] | 74989.4209 | 83.4123 | 5033.0815 |  | 112.8656
1 | 5600 | 707 | 0.035 | 15 | 15 | 7 | 1e-10 | 0 | Water | Porous | Wet |  | MinimizeLCOE | IgnoreSilica | 249.6468 | 198.9803 | 22.4724 |  | 4941.261 |  | 110.8066 |  | 203.5673 | -9.7213e-05 | 76647.9647 | [19 empty] | 100000 | 89.8898 | 4941.261 |  | 110.8066
1 | 5700 | 707 | 0.035 | 15 | 15 | 7 | 1e-13 | 0 | Water | Porous | Wet |  | MinimizeLCOE | IgnoreSilica | 0.91949 | 0.25227 | 0.010696 |  | 1383747.0364 |  | 31030.1906 |  | 122.0538 | -5.7917e-05 | 27177.2057 | [19 empty] | 100 | 0.042784 | 1383747.0364 |  | 31030.1906
1 | 5700 | 707 | 0.035 | 15 | 15 | 7 | 1.3335e-13 | 0 | Water | Porous | Wet |  | MinimizeLCOE | IgnoreSilica | 1.1973 | 0.40569 | 0.024021 |  | 621197.8555 |  | 13930.2107 |  | 136.2618 | -6.4641e-05 | 39159.9207 | [19 empty] | 133.3521 | 0.096085 | 621197.8555 |  | 13930.2107
1 | 5700 | 707 | 0.035 | 15 | 15 | 7 | 1.7783e-13 | 0 | Water | Porous | Wet |  | MinimizeLCOE | IgnoreSilica | 1.5289 | 0.61058 | 0.043874 |  | 343499.0817 |  | 7702.8833 |  | 148.1704 | -6.9644e-05 | 49690.696 | [19 empty] | 177.8279 | 0.1755 | 343499.0817 |  | 7702.8833
1 | 5700 | 707 | 0.035 | 15 | 15 | 7 | 2.3714e-13 | 0 | Water | Porous | Wet |  | MinimizeLCOE | IgnoreSilica | 1.9919 | 0.9227 | 0.075434 |  | 202612.9232 |  | 4543.5455 |  | 159.4446 | -7.775e-05 | 58831.7331 | [19 empty] | 237.1374 | 0.30173 | 202612.9232 |  | 4543.5455
1 | 5700 | 707 | 0.035 | 15 | 15 | 7 | 3.1623e-13 | 0 | Water | Porous | Wet |  | MinimizeLCOE | IgnoreSilica | 2.5766 | 1.3439 | 0.12007 |  | 129547.4308 |  | 2905.0696 |  | 168.7438 | -8.4624e-05 | 66181.5423 | [19 empty] | 316.2278 | 0.4803 | 129547.4308 |  | 2905.0696
1 | 5700 | 707 | 0.035 | 15 | 15 | 7 | 4.217e-13 | 0 | Water | Porous | Wet |  | MinimizeLCOE | IgnoreSilica | 3.3344 | 1.9162 | 0.1825 |  | 87177.6484 |  | 1954.9376 |  | 176.4854 | -9.0845e-05 | 71919.65 | [19 empty] | 421.6965 | 0.72998 | 87177.6484 |  | 1954.9376
1 | 5700 | 707 | 0.035 | 15 | 15 | 7 | 5.6234e-13 | 0 | Water | Porous | Wet |  | MinimizeLCOE | IgnoreSilica | 4.3406 | 2.7028 | 0.2697 |  | 60748.6254 |  | 1362.2731 |  | 182.9416 | -9.7037e-05 | 76213.7102 | [19 empty] | 562.3413 | 1.0788 | 60748.6254 |  | 1362.2731
1 | 5700 | 707 | 0.035 | 15 | 15 | 7 | 7.4989e-13 | 0 | Water | Porous | Wet |  | MinimizeLCOE | IgnoreSilica | 5.6636 | 3.7619 | 0.38859 |  | 43784.6368 |  | 981.8598 |  | 188.162 | -3.2451e-07 | 79338.5887 | [19 empty] | 749.8942 | 1.5544 | 43784.6368 |  | 981.8598
1 | 5700 | 707 | 0.035 | 15 | 15 | 7 | 1e-12 | 0 | Water | Porous | Wet |  | MinimizeLCOE | IgnoreSilica | 7.4152 | 5.187 | 0.5498 |  | 32492.8829 |  | 728.645 |  | 192.346 | -3.4657e-07 | 81544.1897 | [19 empty] | 1000 | 2.1992 | 32492.8829 |  | 728.645
1 | 5700 | 707 | 0.035 | 15 | 15 | 7 | 1.3335e-12 | 0 | Water | Porous | Wet |  | MinimizeLCOE | IgnoreSilica | 9.7588 | 7.1143 | 0.76867 |  | 24762.2358 |  | 555.2871 |  | 195.6799 | -3.6675e-07 | 83027.4909 | [19 empty] | 1333.5214 | 3.0747 | 24762.2358 |  | 555.2871
1 | 5700 | 707 | 0.035 | 15 | 15 | 7 | 1.7783e-12 | 0 | Water | Porous | Wet |  | MinimizeLCOE | IgnoreSilica | 12.8474 | 9.6716 | 1.0603 |  | 19459.6499 |  | 436.3779 |  | 198.2667 | -3.8238e-07 | 84059.9485 | [19 empty] | 1778.2794 | 4.241 | 19459.6499 |  | 436.3779
1 | 5700 | 707 | 0.035 | 15 | 15 | 7 | 2.3714e-12 | 0 | Water | Porous | Wet |  | MinimizeLCOE | IgnoreSilica | 16.9502 | 13.0833 | 1.45 |  | 15763.6739 |  | 353.4966 |  | 200.2754 | -3.9515e-07 | 84765.6864 | [19 empty] | 2371.3737 | 5.7998 | 15763.6739 |  | 353.4966
1 | 5700 | 707 | 0.035 | 15 | 15 | 7 | 3.1623e-12 | 0 | Water | Porous | Wet |  | MinimizeLCOE | IgnoreSilica | 22.3721 | 17.604 | 1.9671 |  | 13201.1011 |  | 296.0315 |  | 201.8181 | -4.0471e-07 | 85218.9588 | [19 empty] | 3162.2777 | 7.8684 | 13201.1011 |  | 296.0315
1 | 5700 | 707 | 0.035 | 15 | 15 | 7 | 4.217e-12 | 0 | Water | Porous | Wet |  | MinimizeLCOE | IgnoreSilica | 29.5541 | 23.4647 | 2.6372 |  | 11009.1388 |  | 246.8773 |  | 203.0018 | -4.1229e-07 | 82921.2919 | [19 empty] | 4216.965 | 10.5486 | 11009.1388 |  | 246.8773
1 | 5700 | 707 | 0.035 | 15 | 15 | 7 | 5.6234e-12 | 0 | Water | Porous | Wet |  | MinimizeLCOE | IgnoreSilica | 39.0011 | 31.1575 | 3.5167 |  | 9329.5062 |  | 209.2119 |  | 203.9037 | -4.1783e-07 | 83022.2172 | [19 empty] | 5623.4133 | 14.0668 | 9329.5062 |  | 209.2119
1 | 5700 | 707 | 0.035 | 15 | 15 | 7 | 7.4989e-12 | 0 | Water | Porous | Wet |  | MinimizeLCOE | IgnoreSilica | 51.2468 | 41.1323 | 4.6578 |  | 8067.6917 |  | 180.916 |  | 204.586 | -4.207e-07 | 83071.8615 | [19 empty] | 7498.9421 | 18.6311 | 8067.6917 |  | 180.916
1 | 5700 | 707 | 0.035 | 15 | 15 | 7 | 1e-11 | 0 | Water | Porous | Wet |  | MinimizeLCOE | IgnoreSilica | 66.8622 | 53.8561 | 6.114 |  | 7114.8684 |  | 159.5492 |  | 205.1034 | -4.2107e-07 | 83056.0377 | [19 empty] | 10000 | 24.4558 | 7114.8684 |  | 159.5492
1 | 5700 | 707 | 0.035 | 15 | 15 | 7 | 1.3335e-11 | 0 | Water | Porous | Wet |  | MinimizeLCOE | IgnoreSilica | 86.2238 | 69.6391 | 7.9212 |  | 6395.3341 |  | 143.4138 |  | 205.4982 | -4.1863e-07 | 82960.0856 | [19 empty] | 13335.2143 | 31.6849 | 6395.3341 |  | 143.4138
1 | 5700 | 707 | 0.035 | 15 | 15 | 7 | 1.7783e-11 | 0 | Water | Porous | Wet |  | MinimizeLCOE | IgnoreSilica | 109.2252 | 88.4007 | 10.0714 |  | 5854.4862 |  | 131.2854 |  | 205.804 | -4.1286e-07 | 82770.9659 | [19 empty] | 17782.7941 | 40.2855 | 5854.4862 |  | 131.2854
1 | 5700 | 707 | 0.035 | 15 | 15 | 7 | 2.3714e-11 | 0 | Water | Porous | Wet |  | MinimizeLCOE | IgnoreSilica | 135.0058 | 109.4472 | 12.4866 |  | 5451.2998 |  | 122.2441 |  | 206.0468 | -4.0336e-07 | 82485.1034 | [19 empty] | 23713.7371 | 49.9462 | 5451.2998 |  | 122.2441
1 | 5700 | 707 | 0.035 | 15 | 15 | 7 | 3.1623e-11 | 0 | Water | Porous | Wet |  | MinimizeLCOE | IgnoreSilica | 162.0238 | 131.5285 | 15.0246 |  | 5153.2434 |  | 115.5602 |  | 206.2456 | -3.9061e-07 | 82105.9575 | [19 empty] | 31622.7766 | 60.0984 | 5153.2434 |  | 115.5602
1 | 5700 | 707 | 0.035 | 15 | 15 | 7 | 4.217e-11 | 0 | Water | Porous | Wet |  | MinimizeLCOE | IgnoreSilica | 188.3775 | 153.0953 | 17.5086 |  | 4934.634 |  | 110.658 |  | 206.4117 | -3.7562e-07 | 81667.2209 | [19 empty] | 42169.6503 | 70.0344 | 4934.634 |  | 110.658
1 | 5700 | 707 | 0.035 | 15 | 15 | 7 | 5.6234e-11 | 0 | Water | Porous | Wet |  | MinimizeLCOE | IgnoreSilica | 212.4842 | 172.8512 | 19.7889 |  | 4774.8566 |  | 107.075 |  | 206.5511 | -3.5995e-07 | 81207.3797 | [19 empty] | 56234.1325 | 79.1558 | 4774.8566 |  | 107.075
1 | 5700 | 707 | 0.035 | 15 | 15 | 7 | 7.4989e-11 | 0 | Water | Porous | Wet |  | MinimizeLCOE | IgnoreSilica | 233.3662 | 189.9881 | 21.7716 |  | 4658.1521 |  | 104.4579 |  | 206.6669 | -3.449e-07 | 80769.2174 | [19 empty] | 74989.4209 | 87.0862 | 4658.1521 |  | 104.4579
1 | 5700 | 707 | 0.035 | 15 | 15 | 7 | 1e-10 | 0 | Water | Porous | Wet |  | MinimizeLCOE | IgnoreSilica | 250.7428 | 204.2663 | 23.4269 |  | 4572.6898 |  | 102.5415 |  | 206.7616 | -3.2118e-07 | 80379.0865 | [19 empty] | 100000 | 93.7075 | 4572.6898 |  | 102.5415
1 | 5800 | 707 | 0.035 | 15 | 15 | 7 | 1e-13 | 0 | Water | Porous | Wet |  | MinimizeLCOE | IgnoreSilica | 0.93431 | 0.2636 | 0.011926 |  | 1268891.575 |  | 28454.5848 |  | 123.8597 | -5.7764e-05 | 29658.4191 | [19 empty] | 100 | 0.047706 | 1268891.575 |  | 28454.5848
1 | 5800 | 707 | 0.035 | 15 | 15 | 7 | 1.3335e-13 | 0 | Water | Porous | Wet |  | MinimizeLCOE | IgnoreSilica | 1.2121 | 0.42167 | 0.026058 |  | 585510.5695 |  | 13129.932 |  | 138.1234 | -6.4183e-05 | 42167.9492 | [19 empty] | 133.3521 | 0.10423 | 585510.5695 |  | 13129.932
1 | 5800 | 707 | 0.035 | 15 | 15 | 7 | 1.7783e-13 | 0 | Water | Porous | Wet |  | MinimizeLCOE | IgnoreSilica | 1.5826 | 0.65891 | 0.049085 |  | 314342.0657 |  | 7049.0443 |  | 151.2902 | -7.2571e-05 | 53495.954 | [19 empty] | 177.8279 | 0.19634 | 314342.0657 |  | 7049.0443
1 | 5800 | 707 | 0.035 | 15 | 15 | 7 | 2.3714e-13 | 0 | Water | Porous | Wet |  | MinimizeLCOE | IgnoreSilica | 2.043 | 0.98138 | 0.082581 |  | 189480.6007 |  | 4249.0564 |  | 162.2692 | -7.9806e-05 | 62981.9341 | [19 empty] | 237.1374 | 0.33032 | 189480.6007 |  | 4249.0564
1 | 5800 | 707 | 0.035 | 15 | 15 | 7 | 3.1623e-13 | 0 | Water | Porous | Wet |  | MinimizeLCOE | IgnoreSilica | 2.6452 | 1.4318 | 0.13117 |  | 121503.1722 |  | 2724.6791 |  | 171.6948 | -8.7304e-05 | 70702.906 | [19 empty] | 316.2278 | 0.52468 | 121503.1722 |  | 2724.6791
1 | 5800 | 707 | 0.035 | 15 | 15 | 7 | 4.217e-13 | 0 | Water | Porous | Wet |  | MinimizeLCOE | IgnoreSilica | 3.4244 | 2.0435 | 0.19901 |  | 81997.2466 |  | 1838.7683 |  | 179.5139 | -9.4059e-05 | 76727.3403 | [19 empty] | 421.6965 | 0.79604 | 81997.2466 |  | 1838.7683
1 | 5800 | 707 | 0.035 | 15 | 15 | 7 | 5.6234e-13 | 0 | Water | Porous | Wet |  | MinimizeLCOE | IgnoreSilica | 4.4527 | 2.8793 | 0.29325 |  | 57393.205 |  | 1287.0287 |  | 185.993 | -3.1519e-07 | 81246.9605 | [19 empty] | 562.3413 | 1.173 | 57393.205 |  | 1287.0287
1 | 5800 | 707 | 0.035 | 15 | 15 | 7 | 7.4989e-13 | 0 | Water | Porous | Wet |  | MinimizeLCOE | IgnoreSilica | 5.8022 | 4.0031 | 0.42151 |  | 41573.2387 |  | 932.2698 |  | 191.2306 | -3.4157e-07 | 84580.5874 | [19 empty] | 749.8942 | 1.6861 | 41573.2387 |  | 932.2698
1 | 5800 | 707 | 0.035 | 15 | 15 | 7 | 1e-12 | 0 | Water | Porous | Wet |  | MinimizeLCOE | IgnoreSilica | 7.6005 | 5.5255 | 0.59642 |  | 31003.8622 |  | 695.2541 |  | 195.4565 | -3.6604e-07 | 86907.8244 | [19 empty] | 1000 | 2.3857 | 31003.8622 |  | 695.2541
1 | 5800 | 707 | 0.035 | 15 | 15 | 7 | 1.3335e-12 | 0 | Water | Porous | Wet |  | MinimizeLCOE | IgnoreSilica | 9.9757 | 7.5585 | 0.83121 |  | 23897.2879 |  | 535.8909 |  | 198.7864 | -3.8639e-07 | 88529.8118 | [19 empty] | 1333.5214 | 3.3248 | 23897.2879 |  | 535.8909
1 | 5800 | 707 | 0.035 | 15 | 15 | 7 | 1.7783e-12 | 0 | Water | Porous | Wet |  | MinimizeLCOE | IgnoreSilica | 13.1226 | 10.271 | 1.1455 |  | 19108.8168 |  | 428.5106 |  | 201.3917 | -4.0307e-07 | 89640.5955 | [19 empty] | 1778.2794 | 4.5819 | 19108.8168 |  | 428.5106
1 | 5800 | 707 | 0.035 | 15 | 15 | 7 | 2.3714e-12 | 0 | Water | Porous | Wet |  | MinimizeLCOE | IgnoreSilica | 17.3032 | 13.7773 | 1.552 |  | 15399.5886 |  | 345.332 |  | 203.4172 | -4.1676e-07 | 86050.875 | [19 empty] | 2371.3737 | 6.2078 | 15399.5886 |  | 345.332
1 | 5800 | 707 | 0.035 | 15 | 15 | 7 | 3.1623e-12 | 0 | Water | Porous | Wet |  | MinimizeLCOE | IgnoreSilica | 22.8669 | 18.4036 | 2.0883 |  | 12533.5894 |  | 281.0627 |  | 204.9825 | -4.2822e-07 | 86321.2126 | [19 empty] | 3162.2777 | 8.3532 | 12533.5894 |  | 281.0627
1 | 5800 | 707 | 0.035 | 15 | 15 | 7 | 4.217e-12 | 0 | Water | Porous | Wet |  | MinimizeLCOE | IgnoreSilica | 30.1795 | 24.4873 | 2.7943 |  | 10410.4308 |  | 233.4514 |  | 206.1738 | -4.3607e-07 | 86525.2751 | [19 empty] | 4216.965 | 11.177 | 10410.4308 |  | 233.4514
1 | 5800 | 707 | 0.035 | 15 | 15 | 7 | 5.6234e-12 | 0 | Water | Porous | Wet |  | MinimizeLCOE | IgnoreSilica | 39.8099 | 32.5021 | 3.7243 |  | 8813.0976 |  | 197.6316 |  | 207.0836 | -4.4209e-07 | 86634.408 | [19 empty] | 5623.4133 | 14.8971 | 8813.0976 |  | 197.6316
1 | 5800 | 707 | 0.035 | 15 | 15 | 7 | 7.4989e-12 | 0 | Water | Porous | Wet |  | MinimizeLCOE | IgnoreSilica | 52.2795 | 42.883 | 4.9295 |  | 7610.8112 |  | 170.6706 |  | 207.7718 | -4.452e-07 | 86691.0633 | [19 empty] | 7498.9421 | 19.7179 | 7610.8112 |  | 170.6706
1 | 5800 | 707 | 0.035 | 15 | 15 | 7 | 1e-11 | 0 | Water | Porous | Wet |  | MinimizeLCOE | IgnoreSilica | 68.1682 | 56.1144 | 6.4662 |  | 6701.4277 |  | 150.2779 |  | 208.2938 | -4.4573e-07 | 86681.954 | [19 empty] | 10000 | 25.8646 | 6701.4277 |  | 150.2779
1 | 5800 | 707 | 0.035 | 15 | 15 | 7 | 1.3335e-11 | 0 | Water | Porous | Wet |  | MinimizeLCOE | IgnoreSilica | 87.8025 | 72.4721 | 8.3672 |  | 6014.9407 |  | 134.8836 |  | 208.6914 | -4.4307e-07 | 86589.0873 | [19 empty] | 13335.2143 | 33.4686 | 6014.9407 |  | 134.8836
1 | 5800 | 707 | 0.035 | 15 | 15 | 7 | 1.7783e-11 | 0 | Water | Porous | Wet |  | MinimizeLCOE | IgnoreSilica | 111.0226 | 91.829 | 10.6188 |  | 5499.3892 |  | 123.3225 |  | 208.9986 | -4.3671e-07 | 86414.9551 | [19 empty] | 17782.7941 | 42.4753 | 5499.3892 |  | 123.3225
1 | 5800 | 707 | 0.035 | 15 | 15 | 7 | 2.3714e-11 | 0 | Water | Porous | Wet |  | MinimizeLCOE | IgnoreSilica | 136.9548 | 113.465 | 13.1387 |  | 5115.2548 |  | 114.7083 |  | 209.242 | -4.2655e-07 | 86143.5277 | [19 empty] | 23713.7371 | 52.5549 | 5115.2548 |  | 114.7083
1 | 5800 | 707 | 0.035 | 15 | 15 | 7 | 3.1623e-11 | 0 | Water | Porous | Wet |  | MinimizeLCOE | IgnoreSilica | 163.9922 | 136.0477 | 15.7732 |  | 4831.8601 |  | 108.3533 |  | 209.4403 | -4.13e-07 | 85786.2956 | [19 empty] | 31622.7766 | 63.0928 | 4831.8601 |  | 108.3533
1 | 5800 | 707 | 0.035 | 15 | 15 | 7 | 4.217e-11 | 0 | Water | Porous | Wet |  | MinimizeLCOE | IgnoreSilica | 190.2138 | 157.9768 | 18.3369 |  | 4624.5849 |  | 103.7052 |  | 209.6047 | -3.9707e-07 | 85380.0914 | [19 empty] | 42169.6503 | 73.3478 | 4624.5849 |  | 103.7052
1 | 5800 | 707 | 0.035 | 15 | 15 | 7 | 5.6234e-11 | 0 | Water | Porous | Wet |  | MinimizeLCOE | IgnoreSilica | 214.1043 | 177.9835 | 20.6809 |  | 4473.4399 |  | 100.3158 |  | 209.7418 | -3.8056e-07 | 84956.6926 | [19 empty] | 56234.1325 | 82.7237 | 4473.4399 |  | 100.3158
1 | 5800 | 707 | 0.035 | 15 | 15 | 7 | 7.4989e-11 | 0 | Water | Porous | Wet |  | MinimizeLCOE | IgnoreSilica | 234.7279 | 195.277 | 22.7117 |  | 4363.3125 |  | 97.8462 |  | 209.8549 | -3.6478e-07 | 84557.083 | [19 empty] | 74989.4209 | 90.8468 | 4363.3125 |  | 97.8462
1 | 5800 | 707 | 0.035 | 15 | 15 | 7 | 1e-10 | 0 | Water | Porous | Wet |  | MinimizeLCOE | IgnoreSilica | 251.858 | 209.6583 | 24.4038 |  | 4282.8234 |  | 96.0413 |  | 209.9467 | -3.435e-07 | 84200.3886 | [19 empty] | 100000 | 97.6152 | 4282.8234 |  | 96.0413
1 | 5900 | 707 | 0.035 | 15 | 15 | 7 | 1e-13 | 0 | Water | Porous | Wet |  | MinimizeLCOE | IgnoreSilica | 0.95376 | 0.2778 | 0.013368 |  | 1157397.3087 |  | 25954.353 |  | 125.9477 | -5.8142e-05 | 32317.2452 | [19 empty] | 100 | 0.053473 | 1157397.3087 |  | 25954.353
1 | 5900 | 707 | 0.035 | 15 | 15 | 7 | 1.3335e-13 | 0 | Water | Porous | Wet |  | MinimizeLCOE | IgnoreSilica | 1.251 | 0.45315 | 0.029273 |  | 533206.8656 |  | 11957.0342 |  | 141.0154 | -6.6298e-05 | 45623.1868 | [19 empty] | 133.3521 | 0.11709 | 533206.8656 |  | 11957.0342
1 | 5900 | 707 | 0.035 | 15 | 15 | 7 | 1.7783e-13 | 0 | Water | Porous | Wet |  | MinimizeLCOE | IgnoreSilica | 1.6215 | 0.69938 | 0.053847 |  | 293149.8729 |  | 6573.8146 |  | 153.9654 | -7.413e-05 | 57361.5819 | [19 empty] | 177.8279 | 0.21539 | 293149.8729 |  | 6573.8146
1 | 5900 | 707 | 0.035 | 15 | 15 | 7 | 2.3714e-13 | 0 | Water | Porous | Wet |  | MinimizeLCOE | IgnoreSilica | 2.0819 | 1.0336 | 0.089368 |  | 179148.1608 |  | 4017.3539 |  | 164.8537 | -8.0884e-05 | 67273.3305 | [19 empty] | 237.1374 | 0.35747 | 179148.1608 |  | 4017.3539
1 | 5900 | 707 | 0.035 | 15 | 15 | 7 | 3.1623e-13 | 0 | Water | Porous | Wet |  | MinimizeLCOE | IgnoreSilica | 2.7081 | 1.5196 | 0.14257 |  | 114493.406 |  | 2567.4868 |  | 174.5705 | -8.9646e-05 | 75426.0776 | [19 empty] | 316.2278 | 0.57029 | 114493.406 |  | 2567.4868
1 | 5900 | 707 | 0.035 | 15 | 15 | 7 | 4.217e-13 | 0 | Water | Porous | Wet |  | MinimizeLCOE | IgnoreSilica | 3.4975 | 2.1633 | 0.21524 |  | 77718.6109 |  | 1742.8209 |  | 182.4026 | -9.6412e-05 | 81792.7417 | [19 empty] | 421.6965 | 0.86096 | 77718.6109 |  | 1742.8209
1 | 5900 | 707 | 0.035 | 15 | 15 | 7 | 5.6234e-13 | 0 | Water | Porous | Wet |  | MinimizeLCOE | IgnoreSilica | 4.5453 | 3.0484 | 0.31668 |  | 54583.0771 |  | 1224.0122 |  | 188.9428 | -3.2878e-07 | 86602.9063 | [19 empty] | 562.3413 | 1.2667 | 54583.0771 |  | 1224.0122
1 | 5900 | 707 | 0.035 | 15 | 15 | 7 | 7.4989e-13 | 0 | Water | Porous | Wet |  | MinimizeLCOE | IgnoreSilica | 5.9265 | 4.2446 | 0.4553 |  | 39672.7554 |  | 889.6519 |  | 194.2506 | -3.5787e-07 | 90118.3104 | [19 empty] | 749.8942 | 1.8212 | 39672.7554 |  | 889.6519
1 | 5900 | 707 | 0.035 | 15 | 15 | 7 | 1e-12 | 0 | Water | Porous | Wet |  | MinimizeLCOE | IgnoreSilica | 7.7636 | 5.863 | 0.6441 |  | 29812.9153 |  | 668.5474 |  | 198.521 | -3.846e-07 | 92593.5724 | [19 empty] | 1000 | 2.5764 | 29812.9153 |  | 668.5474
1 | 5900 | 707 | 0.035 | 15 | 15 | 7 | 1.3335e-12 | 0 | Water | Porous | Wet |  | MinimizeLCOE | IgnoreSilica | 10.199 | 8.0329 | 0.89841 |  | 23368.5738 |  | 524.0346 |  | 201.8939 | -4.0754e-07 | 94303.5807 | [19 empty] | 1333.5214 | 3.5936 | 23368.5738 |  | 524.0346
1 | 5900 | 707 | 0.035 | 15 | 15 | 7 | 1.7783e-12 | 0 | Water | Porous | Wet |  | MinimizeLCOE | IgnoreSilica | 13.4199 | 10.7667 | 1.2194 |  | 18335.0598 |  | 411.1593 |  | 204.5246 | -4.2608e-07 | 89252.2752 | [19 empty] | 1778.2794 | 4.8778 | 18335.0598 |  | 411.1593
1 | 5900 | 707 | 0.035 | 15 | 15 | 7 | 2.3714e-12 | 0 | Water | Porous | Wet |  | MinimizeLCOE | IgnoreSilica | 17.6905 | 14.3922 | 1.6456 |  | 14655.2181 |  | 328.6397 |  | 206.5654 | -4.41e-07 | 89691.3568 | [19 empty] | 2371.3737 | 6.5826 | 14655.2181 |  | 328.6397
1 | 5900 | 707 | 0.035 | 15 | 15 | 7 | 3.1623e-12 | 0 | Water | Porous | Wet |  | MinimizeLCOE | IgnoreSilica | 23.3468 | 19.1981 | 2.211 |  | 11936.4041 |  | 267.671 |  | 208.1372 | -4.5269e-07 | 89997.3857 | [19 empty] | 3162.2777 | 8.844 | 11936.4041 |  | 267.671
1 | 5900 | 707 | 0.035 | 15 | 15 | 7 | 4.217e-12 | 0 | Water | Porous | Wet |  | MinimizeLCOE | IgnoreSilica | 30.8354 | 25.5641 | 2.96 |  | 9903.5072 |  | 222.0837 |  | 209.3428 | -4.62e-07 | 90200.1257 | [19 empty] | 4216.965 | 11.84 | 9903.5072 |  | 222.0837
1 | 5900 | 707 | 0.035 | 15 | 15 | 7 | 5.6234e-12 | 0 | Water | Porous | Wet |  | MinimizeLCOE | IgnoreSilica | 40.6205 | 33.8854 | 3.9397 |  | 8380.3275 |  | 187.9268 |  | 210.2567 | -4.6787e-07 | 90327.2127 | [19 empty] | 5623.4133 | 15.7589 | 8380.3275 |  | 187.9268
1 | 5900 | 707 | 0.035 | 15 | 15 | 7 | 7.4989e-12 | 0 | Water | Porous | Wet |  | MinimizeLCOE | IgnoreSilica | 53.3273 | 44.6944 | 5.2125 |  | 7228.1472 |  | 162.0894 |  | 210.9512 | -4.7144e-07 | 90386.0198 | [19 empty] | 7498.9421 | 20.85 | 7228.1472 |  | 162.0894
1 | 5900 | 707 | 0.035 | 15 | 15 | 7 | 1e-11 | 0 | Water | Porous | Wet |  | MinimizeLCOE | IgnoreSilica | 69.481 | 58.4401 | 6.8318 |  | 6356.7197 |  | 142.5479 |  | 211.4771 | -4.7205e-07 | 90378.4196 | [19 empty] | 10000 | 27.3271 | 6356.7197 |  | 142.5479
1 | 5900 | 707 | 0.035 | 15 | 15 | 7 | 1.3335e-11 | 0 | Water | Porous | Wet |  | MinimizeLCOE | IgnoreSilica | 89.3884 | 75.3871 | 8.8295 |  | 5698.9519 |  | 127.7976 |  | 211.8773 | -4.6919e-07 | 90298.786 | [19 empty] | 13335.2143 | 35.3179 | 5698.9519 |  | 127.7976
1 | 5900 | 707 | 0.035 | 15 | 15 | 7 | 1.7783e-11 | 0 | Water | Porous | Wet |  | MinimizeLCOE | IgnoreSilica | 112.8474 | 95.3696 | 11.1873 |  | 5205.2485 |  | 116.7264 |  | 212.1858 | -4.6235e-07 | 90136.2473 | [19 empty] | 17782.7941 | 44.7492 | 5205.2485 |  | 116.7264
1 | 5900 | 707 | 0.035 | 15 | 15 | 7 | 2.3714e-11 | 0 | Water | Porous | Wet |  | MinimizeLCOE | IgnoreSilica | 138.9279 | 117.6036 | 13.814 |  | 4837.8358 |  | 108.4873 |  | 212.4295 | -4.5149e-07 | 89882.1739 | [19 empty] | 23713.7371 | 55.256 | 4837.8358 |  | 108.4873
1 | 5900 | 707 | 0.035 | 15 | 15 | 7 | 3.1623e-11 | 0 | Water | Porous | Wet |  | MinimizeLCOE | IgnoreSilica | 165.9654 | 140.6776 | 16.5447 |  | 4567.3272 |  | 102.4212 |  | 212.6268 | -4.37e-07 | 89552.9721 | [19 empty] | 31622.7766 | 66.1788 | 4567.3272 |  | 102.4212
1 | 5900 | 707 | 0.035 | 15 | 15 | 7 | 4.217e-11 | 0 | Water | Porous | Wet |  | MinimizeLCOE | IgnoreSilica | 192.0775 | 162.9892 | 19.1907 |  | 4369.7761 |  | 97.9912 |  | 212.7893 | -4.2018e-07 | 89179.0619 | [19 empty] | 42169.6503 | 76.7628 | 4369.7761 |  | 97.9912
1 | 5900 | 707 | 0.035 | 15 | 15 | 7 | 5.6234e-11 | 0 | Water | Porous | Wet |  | MinimizeLCOE | IgnoreSilica | 215.7562 | 183.2476 | 21.5985 |  | 4226.0345 |  | 94.7678 |  | 212.9237 | -4.0278e-07 | 88795.3857 | [19 empty] | 56234.1325 | 86.3939 | 4226.0345 |  | 94.7678
1 | 5900 | 707 | 0.035 | 15 | 15 | 7 | 7.4989e-11 | 0 | Water | Porous | Wet |  | MinimizeLCOE | IgnoreSilica | 236.1311 | 200.7009 | 23.6776 |  | 4121.4812 |  | 92.4232 |  | 213.0338 | -3.8622e-07 | 88436.8712 | [19 empty] | 74989.4209 | 94.7104 | 4121.4812 |  | 92.4232
1 | 5900 | 707 | 0.035 | 15 | 15 | 7 | 1e-10 | 0 | Water | Porous | Wet |  | MinimizeLCOE | IgnoreSilica | 252.9984 | 215.1656 | 25.4043 |  | 4045.2032 |  | 90.7127 |  | 213.1225 | -3.6383e-07 | 88121.8632 | [19 empty] | 100000 | 101.6171 | 4045.2032 |  | 90.7127
1 | 6000 | 707 | 0.035 | 15 | 15 | 7 | 1e-13 | 0 | Water | Porous | Wet |  | MinimizeLCOE | IgnoreSilica | 0.99265 | 0.30354 | 0.015589 |  | 1015149.3719 |  | 22764.4776 |  | 129.1929 | -6.0894e-05 | 35542.8897 | [19 empty] | 100 | 0.062354 | 1015149.3719 |  | 22764.4776
1 | 6000 | 707 | 0.035 | 15 | 15 | 7 | 1.3335e-13 | 0 | Water | Porous | Wet |  | MinimizeLCOE | IgnoreSilica | 1.2899 | 0.48613 | 0.032735 |  | 487688.8359 |  | 10936.3035 |  | 143.8926 | -6.8426e-05 | 49229.495 | [19 empty] | 133.3521 | 0.13094 | 487688.8359 |  | 10936.3035
1 | 6000 | 707 | 0.035 | 15 | 15 | 7 | 1.7783e-13 | 0 | Water | Porous | Wet |  | MinimizeLCOE | IgnoreSilica | 1.6604 | 0.74162 | 0.058912 |  | 274068.275 |  | 6145.9144 |  | 156.6368 | -7.5681e-05 | 61386.9595 | [19 empty] | 177.8279 | 0.23565 | 274068.275 |  | 6145.9144
1 | 6000 | 707 | 0.035 | 15 | 15 | 7 | 2.3714e-13 | 0 | Water | Porous | Wet |  | MinimizeLCOE | IgnoreSilica | 2.1356 | 1.0995 | 0.097592 |  | 167901.9542 |  | 3765.1605 |  | 167.721 | -8.3155e-05 | 71797.6574 | [19 empty] | 237.1374 | 0.39037 | 167901.9542 |  | 3765.1605
1 | 6000 | 707 | 0.035 | 15 | 15 | 7 | 3.1623e-13 | 0 | Water | Porous | Wet |  | MinimizeLCOE | IgnoreSilica | 2.7619 | 1.604 | 0.15394 |  | 108560.3563 |  | 2434.4396 |  | 177.3281 | -9.1368e-05 | 80359.9991 | [19 empty] | 316.2278 | 0.61577 | 108560.3563 |  | 2434.4396
1 | 6000 | 707 | 0.035 | 15 | 15 | 7 | 4.217e-13 | 0 | Water | Porous | Wet |  | MinimizeLCOE | IgnoreSilica | 3.5901 | 2.3057 | 0.23414 |  | 73291.7254 |  | 1643.5491 |  | 185.4396 | -9.9878e-05 | 87072.9248 | [19 empty] | 421.6965 | 0.93657 | 73291.7254 |  | 1643.5491
1 | 6000 | 707 | 0.035 | 15 | 15 | 7 | 5.6234e-13 | 0 | Water | Porous | Wet |  | MinimizeLCOE | IgnoreSilica | 4.6574 | 3.2433 | 0.34331 |  | 51771.7587 |  | 1160.9691 |  | 191.9831 | -3.4579e-07 | 92163.9289 | [19 empty] | 562.3413 | 1.3732 | 51771.7587 |  | 1160.9691
1 | 6000 | 707 | 0.035 | 15 | 15 | 7 | 7.4989e-13 | 0 | Water | Porous | Wet |  | MinimizeLCOE | IgnoreSilica | 6.0728 | 4.5188 | 0.4933 |  | 37859.3728 |  | 848.9872 |  | 197.331 | -3.7753e-07 | 95887.5524 | [19 empty] | 749.8942 | 1.9732 | 37859.3728 |  | 848.9872
1 | 6000 | 707 | 0.035 | 15 | 15 | 7 | 1e-12 | 0 | Water | Porous | Wet |  | MinimizeLCOE | IgnoreSilica | 7.9365 | 6.2278 | 0.69576 |  | 28930.7919 |  | 648.766 |  | 201.5973 | -4.0501e-07 | 98551.3708 | [19 empty] | 1000 | 2.783 | 28930.7919 |  | 648.766
1 | 6000 | 707 | 0.035 | 15 | 15 | 7 | 1.3335e-12 | 0 | Water | Porous | Wet |  | MinimizeLCOE | IgnoreSilica | 10.4185 | 8.3854 | 0.95216 |  | 22333.1723 |  | 500.816 |  | 204.9914 | -4.2958e-07 | 92329.109 | [19 empty] | 1333.5214 | 3.8086 | 22333.1723 |  | 500.816
1 | 6000 | 707 | 0.035 | 15 | 15 | 7 | 1.7783e-12 | 0 | Water | Porous | Wet |  | MinimizeLCOE | IgnoreSilica | 13.717 | 11.2423 | 1.2922 |  | 17520.9631 |  | 392.9033 |  | 207.6509 | -4.5042e-07 | 92958.8766 | [19 empty] | 1778.2794 | 5.1687 | 17520.9631 |  | 392.9033
1 | 6000 | 707 | 0.035 | 15 | 15 | 7 | 2.3714e-12 | 0 | Water | Porous | Wet |  | MinimizeLCOE | IgnoreSilica | 18.0802 | 15.0265 | 1.7431 |  | 14010.4429 |  | 314.1808 |  | 209.7078 | -4.6678e-07 | 93412.8989 | [19 empty] | 2371.3737 | 6.9726 | 14010.4429 |  | 314.1808
1 | 6000 | 707 | 0.035 | 15 | 15 | 7 | 3.1623e-12 | 0 | Water | Porous | Wet |  | MinimizeLCOE | IgnoreSilica | 23.8459 | 20.0313 | 2.3401 |  | 11413.2229 |  | 255.9387 |  | 211.2892 | -4.7924e-07 | 93740.0569 | [19 empty] | 3162.2777 | 9.3603 | 11413.2229 |  | 255.9387
1 | 6000 | 707 | 0.035 | 15 | 15 | 7 | 4.217e-12 | 0 | Water | Porous | Wet |  | MinimizeLCOE | IgnoreSilica | 31.4831 | 26.664 | 3.1312 |  | 9465.3275 |  | 212.2577 |  | 212.5037 | -4.8935e-07 | 93945.0736 | [19 empty] | 4216.965 | 12.5249 | 9465.3275 |  | 212.2577
1 | 6000 | 707 | 0.035 | 15 | 15 | 7 | 5.6234e-12 | 0 | Water | Porous | Wet |  | MinimizeLCOE | IgnoreSilica | 41.4636 | 35.3351 | 4.1661 |  | 8003.1593 |  | 179.4689 |  | 213.4251 | -4.9587e-07 | 94087.5983 | [19 empty] | 5623.4133 | 16.6645 | 8003.1593 |  | 179.4689
1 | 6000 | 707 | 0.035 | 15 | 15 | 7 | 7.4989e-12 | 0 | Water | Porous | Wet |  | MinimizeLCOE | IgnoreSilica | 54.4138 | 46.5895 | 5.5095 |  | 6896.2555 |  | 154.6469 |  | 214.1249 | -4.9991e-07 | 94150.4086 | [19 empty] | 7498.9421 | 22.038 | 6896.2555 |  | 154.6469
1 | 6000 | 707 | 0.035 | 15 | 15 | 7 | 1e-11 | 0 | Water | Porous | Wet |  | MinimizeLCOE | IgnoreSilica | 70.8252 | 60.8566 | 7.2134 |  | 6059.6784 |  | 135.8868 |  | 214.6539 | -5.0044e-07 | 94154.7825 | [19 empty] | 10000 | 28.8538 | 6059.6784 |  | 135.8868
1 | 6000 | 707 | 0.035 | 15 | 15 | 7 | 1.3335e-11 | 0 | Water | Porous | Wet |  | MinimizeLCOE | IgnoreSilica | 91.0032 | 78.4055 | 9.3107 |  | 5428.0059 |  | 121.7217 |  | 215.0561 | -4.973e-07 | 94086.633 | [19 empty] | 13335.2143 | 37.2427 | 5428.0059 |  | 121.7217
1 | 6000 | 707 | 0.035 | 15 | 15 | 7 | 1.7783e-11 | 0 | Water | Porous | Wet |  | MinimizeLCOE | IgnoreSilica | 114.7085 | 99.0344 | 11.7783 |  | 4953.9927 |  | 111.0921 |  | 215.3657 | -4.9e-07 | 93936.4472 | [19 empty] | 17782.7941 | 47.1131 | 4953.9927 |  | 111.0921
1 | 6000 | 707 | 0.035 | 15 | 15 | 7 | 2.3714e-11 | 0 | Water | Porous | Wet |  | MinimizeLCOE | IgnoreSilica | 140.9178 | 121.8608 | 14.5124 |  | 4601.8529 |  | 103.1954 |  | 215.609 | -4.7829e-07 | 93706.0176 | [19 empty] | 23713.7371 | 58.0498 | 4601.8529 |  | 103.1954
1 | 6000 | 707 | 0.035 | 15 | 15 | 7 | 3.1623e-11 | 0 | Water | Porous | Wet |  | MinimizeLCOE | IgnoreSilica | 167.9559 | 145.4329 | 17.3409 |  | 4342.9193 |  | 97.3889 |  | 215.8049 | -4.6281e-07 | 93407.7283 | [19 empty] | 31622.7766 | 69.3635 | 4342.9193 |  | 97.3889
1 | 6000 | 707 | 0.035 | 15 | 15 | 7 | 4.217e-11 | 0 | Water | Porous | Wet |  | MinimizeLCOE | IgnoreSilica | 193.9385 | 168.1113 | 20.0679 |  | 4154.1249 |  | 93.1552 |  | 215.965 | -4.4496e-07 | 93072.9932 | [19 empty] | 42169.6503 | 80.2714 | 4154.1249 |  | 93.1552
1 | 6000 | 707 | 0.035 | 15 | 15 | 7 | 5.6234e-11 | 0 | Water | Porous | Wet |  | MinimizeLCOE | IgnoreSilica | 217.4152 | 188.6272 | 22.5401 |  | 4016.9143 |  | 90.0783 |  | 216.0965 | -4.2665e-07 | 92731.6848 | [19 empty] | 56234.1325 | 90.1605 | 4016.9143 |  | 90.0783
1 | 6000 | 707 | 0.035 | 15 | 15 | 7 | 7.4989e-11 | 0 | Water | Porous | Wet |  | MinimizeLCOE | IgnoreSilica | 237.5468 | 206.2402 | 24.6675 |  | 3917.2547 |  | 87.8435 |  | 216.2031 | -4.0928e-07 | 92417.5901 | [19 empty] | 74989.4209 | 98.6699 | 3917.2547 |  | 87.8435
1 | 6000 | 707 | 0.035 | 15 | 15 | 7 | 1e-10 | 0 | Water | Porous | Wet |  | MinimizeLCOE | IgnoreSilica | 254.158 | 220.7883 | 26.4285 |  | 3844.6512 |  | 86.2154 |  | 216.2885 | -3.857e-07 | 92146.9095 | [19 empty] | 100000 | 105.7139 | 3844.6512 |  | 86.2154
1 | 6100 | 707 | 0.035 | 15 | 15 | 7 | 1e-13 | 0 | Water | Porous | Wet |  | MinimizeLCOE | IgnoreSilica | 1.0223 | 0.32515 | 0.017659 |  | 916045.0017 |  | 20542.0862 |  | 131.8695 | -6.2511e-05 | 38303.5273 | [19 empty] | 100 | 0.070637 | 916045.0017 |  | 20542.0862
1 | 6100 | 707 | 0.035 | 15 | 15 | 7 | 1.3335e-13 | 0 | Water | Porous | Wet |  | MinimizeLCOE | IgnoreSilica | 1.3048 | 0.50443 | 0.03518 |  | 463677.532 |  | 10397.8558 |  | 145.7661 | -6.7854e-05 | 52575.2947 | [19 empty] | 133.3521 | 0.14072 | 463677.532 |  | 10397.8558
1 | 6100 | 707 | 0.035 | 15 | 15 | 7 | 1.7783e-13 | 0 | Water | Porous | Wet |  | MinimizeLCOE | IgnoreSilica | 1.6946 | 0.78225 | 0.063987 |  | 257998.2912 |  | 5785.5489 |  | 159.1741 | -7.6766e-05 | 65530.6914 | [19 empty] | 177.8279 | 0.25595 | 257998.2912 |  | 5785.5489
1 | 6100 | 707 | 0.035 | 15 | 15 | 7 | 2.3714e-13 | 0 | Water | Porous | Wet |  | MinimizeLCOE | IgnoreSilica | 2.2042 | 1.1806 | 0.10748 |  | 156085.9228 |  | 3500.1888 |  | 170.8582 | -8.6696e-05 | 76524.1947 | [19 empty] | 237.1374 | 0.42991 | 156085.9228 |  | 3500.1888
1 | 6100 | 707 | 0.035 | 15 | 15 | 7 | 3.1623e-13 | 0 | Water | Porous | Wet |  | MinimizeLCOE | IgnoreSilica | 2.835 | 1.7088 | 0.16762 |  | 102129.0241 |  | 2290.2185 |  | 180.3202 | -9.4451e-05 | 85536.5205 | [19 empty] | 316.2278 | 0.67049 | 102129.0241 |  | 2290.2185
1 | 6100 | 707 | 0.035 | 15 | 15 | 7 | 4.217e-13 | 0 | Water | Porous | Wet |  | MinimizeLCOE | IgnoreSilica | 3.6633 | 2.438 | 0.25248 |  | 69691.5109 |  | 1562.8152 |  | 188.3202 | -3.2505e-07 | 92626.9577 | [19 empty] | 421.6965 | 1.0099 | 69691.5109 |  | 1562.8152
1 | 6100 | 707 | 0.035 | 15 | 15 | 7 | 5.6234e-13 | 0 | Water | Porous | Wet |  | MinimizeLCOE | IgnoreSilica | 4.7622 | 3.4418 | 0.37096 |  | 49309.0085 |  | 1105.7425 |  | 194.9828 | -3.625e-07 | 98017.9607 | [19 empty] | 562.3413 | 1.4838 | 49309.0085 |  | 1105.7425
1 | 6100 | 707 | 0.035 | 15 | 15 | 7 | 7.4989e-13 | 0 | Water | Porous | Wet |  | MinimizeLCOE | IgnoreSilica | 6.2238 | 4.8125 | 0.53428 |  | 36334.8913 |  | 814.8011 |  | 200.4182 | -3.9881e-07 | 101950.5715 | [19 empty] | 749.8942 | 2.1371 | 36334.8913 |  | 814.8011
1 | 6100 | 707 | 0.035 | 15 | 15 | 7 | 1e-12 | 0 | Water | Porous | Wet |  | MinimizeLCOE | IgnoreSilica | 8.1191 | 6.5211 | 0.73962 |  | 27730.8178 |  | 621.8568 |  | 204.6849 | -4.2745e-07 | 95138.1348 | [19 empty] | 1000 | 2.9585 | 27730.8178 |  | 621.8568
1 | 6100 | 707 | 0.035 | 15 | 15 | 7 | 1.3335e-12 | 0 | Water | Porous | Wet |  | MinimizeLCOE | IgnoreSilica | 10.6548 | 8.7593 | 1.0092 |  | 21383.5881 |  | 479.5218 |  | 208.1003 | -4.5411e-07 | 96081.1027 | [19 empty] | 1333.5214 | 4.0366 | 21383.5881 |  | 479.5218
1 | 6100 | 707 | 0.035 | 15 | 15 | 7 | 1.7783e-12 | 0 | Water | Porous | Wet |  | MinimizeLCOE | IgnoreSilica | 14.0117 | 11.729 | 1.3674 |  | 16803.9694 |  | 376.8249 |  | 210.7692 | -4.7601e-07 | 96753.7354 | [19 empty] | 1778.2794 | 5.4697 | 16803.9694 |  | 376.8249
1 | 6100 | 707 | 0.035 | 15 | 15 | 7 | 2.3714e-12 | 0 | Water | Porous | Wet |  | MinimizeLCOE | IgnoreSilica | 18.4675 | 15.6764 | 1.8441 |  | 13439.7173 |  | 301.3824 |  | 212.8425 | -4.94e-07 | 97222.9449 | [19 empty] | 2371.3737 | 7.3763 | 13439.7173 |  | 301.3824
1 | 6100 | 707 | 0.035 | 15 | 15 | 7 | 3.1623e-12 | 0 | Water | Porous | Wet |  | MinimizeLCOE | IgnoreSilica | 24.3601 | 20.901 | 2.4754 |  | 10944.9032 |  | 245.4368 |  | 214.4374 | -5.0793e-07 | 97556.4769 | [19 empty] | 3162.2777 | 9.9016 | 10944.9032 |  | 245.4368
1 | 6100 | 707 | 0.035 | 15 | 15 | 7 | 4.217e-12 | 0 | Water | Porous | Wet |  | MinimizeLCOE | IgnoreSilica | 32.148 | 27.8099 | 3.3105 |  | 9074.4679 |  | 203.4927 |  | 215.6597 | -5.1884e-07 | 97775.5279 | [19 empty] | 4216.965 | 13.2418 | 9074.4679 |  | 203.4927
1 | 6100 | 707 | 0.035 | 15 | 15 | 7 | 5.6234e-12 | 0 | Water | Porous | Wet |  | MinimizeLCOE | IgnoreSilica | 42.3332 | 36.8488 | 4.4034 |  | 7667.5683 |  | 171.9434 |  | 216.5881 | -5.2618e-07 | 97922.2776 | [19 empty] | 5623.4133 | 17.6137 | 7667.5683 |  | 171.9434
1 | 6100 | 707 | 0.035 | 15 | 15 | 7 | 7.4989e-12 | 0 | Water | Porous | Wet |  | MinimizeLCOE | IgnoreSilica | 55.5005 | 48.5376 | 5.8173 |  | 6603.9128 |  | 148.0911 |  | 217.2913 | -5.3022e-07 | 98002.2613 | [19 empty] | 7498.9421 | 23.2693 | 6603.9128 |  | 148.0911
1 | 6100 | 707 | 0.035 | 15 | 15 | 7 | 1e-11 | 0 | Water | Porous | Wet |  | MinimizeLCOE | IgnoreSilica | 72.1869 | 63.3552 | 7.6104 |  | 5798.4813 |  | 130.0295 |  | 217.8235 | -5.309e-07 | 98013.8148 | [19 empty] | 10000 | 30.4417 | 5798.4813 |  | 130.0295
1 | 6100 | 707 | 0.035 | 15 | 15 | 7 | 1.3335e-11 | 0 | Water | Porous | Wet |  | MinimizeLCOE | IgnoreSilica | 92.6474 | 81.5318 | 9.8115 |  | 5190.5585 |  | 116.397 |  | 218.2276 | -5.2757e-07 | 97956.0234 | [19 empty] | 13335.2143 | 39.2459 | 5190.5585 |  | 116.397
1 | 6100 | 707 | 0.035 | 15 | 15 | 7 | 1.7783e-11 | 0 | Water | Porous | Wet |  | MinimizeLCOE | IgnoreSilica | 116.5721 | 102.7983 | 12.3893 |  | 4734.9785 |  | 106.1807 |  | 218.5376 | -5.196e-07 | 97826.0135 | [19 empty] | 17782.7941 | 49.5572 | 4734.9785 |  | 106.1807
1 | 6100 | 707 | 0.035 | 15 | 15 | 7 | 2.3714e-11 | 0 | Water | Porous | Wet |  | MinimizeLCOE | IgnoreSilica | 142.9058 | 126.2243 | 15.2329 |  | 4396.8176 |  | 98.5976 |  | 218.7802 | -5.0699e-07 | 97622.1171 | [19 empty] | 23713.7371 | 60.9314 | 4396.8176 |  | 98.5976
1 | 6100 | 707 | 0.035 | 15 | 15 | 7 | 3.1623e-11 | 0 | Water | Porous | Wet |  | MinimizeLCOE | IgnoreSilica | 169.9562 | 150.3115 | 18.1616 |  | 4148.3719 |  | 93.0262 |  | 218.9744 | -4.9056e-07 | 97356.0094 | [19 empty] | 31622.7766 | 72.6465 | 4148.3719 |  | 93.0262
1 | 6100 | 707 | 0.035 | 15 | 15 | 7 | 4.217e-11 | 0 | Water | Porous | Wet |  | MinimizeLCOE | IgnoreSilica | 195.817 | 173.3646 | 20.9708 |  | 3967.5242 |  | 88.9708 |  | 219.1317 | -4.7165e-07 | 97063.3282 | [19 empty] | 42169.6503 | 83.8834 | 3967.5242 |  | 88.9708
1 | 6100 | 707 | 0.035 | 15 | 15 | 7 | 5.6234e-11 | 0 | Water | Porous | Wet |  | MinimizeLCOE | IgnoreSilica | 219.0742 | 194.1204 | 23.5058 |  | 3836.283 |  | 86.0277 |  | 219.2596 | -4.523e-07 | 96771.2854 | [19 empty] | 56234.1325 | 94.0231 | 3836.283 |  | 86.0277
1 | 6100 | 707 | 0.035 | 15 | 15 | 7 | 7.4989e-11 | 0 | Water | Porous | Wet |  | MinimizeLCOE | IgnoreSilica | 238.9622 | 211.8883 | 25.6807 |  | 3741.0275 |  | 83.8916 |  | 219.3627 | -4.3405e-07 | 96505.8798 | [19 empty] | 74989.4209 | 102.7229 | 3741.0275 |  | 83.8916
1 | 6100 | 707 | 0.035 | 15 | 15 | 7 | 1e-10 | 0 | Water | Porous | Wet |  | MinimizeLCOE | IgnoreSilica | 255.3541 | 226.5466 | 27.4787 |  | 3671.6486 |  | 82.3358 |  | 219.4446 | -4.1362e-07 | 96278.3985 | [19 empty] | 100000 | 109.9148 | 3671.6486 |  | 82.3358
1 | 6200 | 707 | 0.035 | 15 | 15 | 7 | 1e-13 | 0 | Water | Porous | Wet |  | MinimizeLCOE | IgnoreSilica | 1.0464 | 0.34433 | 0.019655 |  | 841004.6315 |  | 18859.3242 |  | 134.2181 | -6.3414e-05 | 41807.1801 | [19 empty] | 100 | 0.078619 | 841004.6315 |  | 18859.3242
1 | 6200 | 707 | 0.035 | 15 | 15 | 7 | 1.3335e-13 | 0 | Water | Porous | Wet |  | MinimizeLCOE | IgnoreSilica | 1.3436 | 0.53997 | 0.039074 |  | 426792.9819 |  | 9570.7288 |  | 148.6355 | -6.9957e-05 | 56474.0424 | [19 empty] | 133.3521 | 0.15629 | 426792.9819 |  | 9570.7288
1 | 6200 | 707 | 0.035 | 15 | 15 | 7 | 1.7783e-13 | 0 | Water | Porous | Wet |  | MinimizeLCOE | IgnoreSilica | 1.7335 | 0.82814 | 0.069674 |  | 242249.5614 |  | 5432.3875 |  | 161.8401 | -7.8288e-05 | 69888.8317 | [19 empty] | 177.8279 | 0.2787 | 242249.5614 |  | 5432.3875
1 | 6200 | 707 | 0.035 | 15 | 15 | 7 | 2.3714e-13 | 0 | Water | Porous | Wet |  | MinimizeLCOE | IgnoreSilica | 2.2477 | 1.2448 | 0.11602 |  | 147882.1667 |  | 3316.2216 |  | 173.5227 | -8.8144e-05 | 81488.78 | [19 empty] | 237.1374 | 0.46409 | 147882.1667 |  | 3316.2216
1 | 6200 | 707 | 0.035 | 15 | 15 | 7 | 3.1623e-13 | 0 | Water | Porous | Wet |  | MinimizeLCOE | IgnoreSilica | 2.9128 | 1.8231 | 0.18261 |  | 96042.2075 |  | 2153.7231 |  | 183.3593 | -9.7922e-05 | 90971.4319 | [19 empty] | 316.2278 | 0.73046 | 96042.2075 |  | 2153.7231
1 | 6200 | 707 | 0.035 | 15 | 15 | 7 | 4.217e-13 | 0 | Water | Porous | Wet |  | MinimizeLCOE | IgnoreSilica | 3.7559 | 2.595 | 0.27382 |  | 65959.8723 |  | 1479.1341 |  | 191.3449 | -3.4177e-07 | 98440.5312 | [19 empty] | 421.6965 | 1.0953 | 65959.8723 |  | 1479.1341
1 | 6200 | 707 | 0.035 | 15 | 15 | 7 | 5.6234e-13 | 0 | Water | Porous | Wet |  | MinimizeLCOE | IgnoreSilica | 4.8742 | 3.6577 | 0.4011 |  | 47044.6841 |  | 1054.9656 |  | 198.0112 | -3.8113e-07 | 104159.1644 | [19 empty] | 562.3413 | 1.6044 | 47044.6841 |  | 1054.9656
1 | 6200 | 707 | 0.035 | 15 | 15 | 7 | 7.4989e-13 | 0 | Water | Porous | Wet |  | MinimizeLCOE | IgnoreSilica | 6.3675 | 5.0721 | 0.57199 |  | 35001.0885 |  | 784.8909 |  | 203.4778 | -4.2029e-07 | 97503.0928 | [19 empty] | 749.8942 | 2.288 | 35001.0885 |  | 784.8909
1 | 6200 | 707 | 0.035 | 15 | 15 | 7 | 1e-12 | 0 | Water | Porous | Wet |  | MinimizeLCOE | IgnoreSilica | 8.3043 | 6.8117 | 0.78384 |  | 26581.5566 |  | 596.0849 |  | 207.7706 | -4.5137e-07 | 98936.212 | [19 empty] | 1000 | 3.1354 | 26581.5566 |  | 596.0849
1 | 6200 | 707 | 0.035 | 15 | 15 | 7 | 1.3335e-12 | 0 | Water | Porous | Wet |  | MinimizeLCOE | IgnoreSilica | 10.8984 | 9.1501 | 1.069 |  | 20522.6027 |  | 460.2144 |  | 211.2101 | -4.8061e-07 | 99907.3268 | [19 empty] | 1333.5214 | 4.2761 | 20522.6027 |  | 460.2144
1 | 6200 | 707 | 0.035 | 15 | 15 | 7 | 1.7783e-12 | 0 | Water | Porous | Wet |  | MinimizeLCOE | IgnoreSilica | 14.3212 | 12.2426 | 1.4469 |  | 16146.0417 |  | 362.0711 |  | 213.8899 | -5.0401e-07 | 100615.3579 | [19 empty] | 1778.2794 | 5.7878 | 16146.0417 |  | 362.0711
1 | 6200 | 707 | 0.035 | 15 | 15 | 7 | 2.3714e-12 | 0 | Water | Porous | Wet |  | MinimizeLCOE | IgnoreSilica | 18.8768 | 16.3644 | 1.951 |  | 12914.8251 |  | 289.6118 |  | 215.9781 | -5.239e-07 | 101098.1725 | [19 empty] | 2371.3737 | 7.8038 | 12914.8251 |  | 289.6118
1 | 6200 | 707 | 0.035 | 15 | 15 | 7 | 3.1623e-12 | 0 | Water | Porous | Wet |  | MinimizeLCOE | IgnoreSilica | 24.8937 | 21.813 | 2.6177 |  | 10517.7453 |  | 235.8579 |  | 217.5824 | -5.3909e-07 | 101446.7358 | [19 empty] | 3162.2777 | 10.4709 | 10517.7453 |  | 235.8579
1 | 6200 | 707 | 0.035 | 15 | 15 | 7 | 4.217e-12 | 0 | Water | Porous | Wet |  | MinimizeLCOE | IgnoreSilica | 32.8326 | 29.0059 | 3.4983 |  | 8719.9541 |  | 195.5428 |  | 218.8107 | -5.5073e-07 | 101683.6703 | [19 empty] | 4216.965 | 13.993 | 8719.9541 |  | 195.5428
1 | 6200 | 707 | 0.035 | 15 | 15 | 7 | 5.6234e-12 | 0 | Water | Porous | Wet |  | MinimizeLCOE | IgnoreSilica | 43.1958 | 38.3989 | 4.6487 |  | 7367.0126 |  | 165.2035 |  | 219.7431 | -5.5828e-07 | 101850.4081 | [19 empty] | 5623.4133 | 18.5948 | 7367.0126 |  | 165.2035
1 | 6200 | 707 | 0.035 | 15 | 15 | 7 | 7.4989e-12 | 0 | Water | Porous | Wet |  | MinimizeLCOE | IgnoreSilica | 56.6064 | 50.5576 | 6.1382 |  | 6341.5066 |  | 142.2067 |  | 220.4508 | -5.6282e-07 | 101937.3516 | [19 empty] | 7498.9421 | 24.5527 | 6341.5066 |  | 142.2067
1 | 6200 | 707 | 0.035 | 15 | 15 | 7 | 1e-11 | 0 | Water | Porous | Wet |  | MinimizeLCOE | IgnoreSilica | 73.5636 | 65.9368 | 8.023 |  | 5565.2016 |  | 124.7983 |  | 220.9858 | -5.6358e-07 | 101959.5038 | [19 empty] | 10000 | 32.092 | 5565.2016 |  | 124.7983
1 | 6200 | 707 | 0.035 | 15 | 15 | 7 | 1.3335e-11 | 0 | Water | Porous | Wet |  | MinimizeLCOE | IgnoreSilica | 94.3064 | 84.7569 | 10.3311 |  | 4979.3117 |  | 111.6599 |  | 221.3913 | -5.6007e-07 | 101913.9995 | [19 empty] | 13335.2143 | 41.3242 | 4979.3117 |  | 111.6599
1 | 6200 | 707 | 0.035 | 15 | 15 | 7 | 1.7783e-11 | 0 | Water | Porous | Wet |  | MinimizeLCOE | IgnoreSilica | 118.4675 | 106.6909 | 13.0238 |  | 4540.64 |  | 101.8227 |  | 221.7015 | -5.5153e-07 | 101802.9462 | [19 empty] | 17782.7941 | 52.0954 | 4540.64 |  | 101.8227
1 | 6200 | 707 | 0.035 | 15 | 15 | 7 | 2.3714e-11 | 0 | Water | Porous | Wet |  | MinimizeLCOE | IgnoreSilica | 144.9326 | 130.7346 | 15.9799 |  | 4215.4389 |  | 94.5302 |  | 221.943 | -5.3801e-07 | 101627.6019 | [19 empty] | 23713.7371 | 63.9194 | 4215.4389 |  | 94.5302
1 | 6200 | 707 | 0.035 | 15 | 15 | 7 | 3.1623e-11 | 0 | Water | Porous | Wet |  | MinimizeLCOE | IgnoreSilica | 171.9654 | 155.3167 | 19.0075 |  | 3976.8887 |  | 89.1808 |  | 222.1348 | -5.2041e-07 | 101402.4432 | [19 empty] | 31622.7766 | 76.0302 | 3976.8887 |  | 89.1808
1 | 6200 | 707 | 0.035 | 15 | 15 | 7 | 4.217e-11 | 0 | Water | Porous | Wet |  | MinimizeLCOE | IgnoreSilica | 197.7099 | 178.7515 | 21.9001 |  | 3803.344 |  | 85.2891 |  | 222.2891 | -5.0041e-07 | 101155.4558 | [19 empty] | 42169.6503 | 87.6004 | 3803.344 |  | 85.2891
1 | 6200 | 707 | 0.035 | 15 | 15 | 7 | 5.6234e-11 | 0 | Water | Porous | Wet |  | MinimizeLCOE | IgnoreSilica | 220.7669 | 199.7619 | 24.4993 |  | 3677.5414 |  | 82.468 |  | 222.4132 | -4.8001e-07 | 100914.7071 | [19 empty] | 56234.1325 | 97.9974 | 3677.5414 |  | 82.468
1 | 6200 | 707 | 0.035 | 15 | 15 | 7 | 7.4989e-11 | 0 | Water | Porous | Wet |  | MinimizeLCOE | IgnoreSilica | 240.4185 | 217.6867 | 26.722 |  | 3586.3126 |  | 80.4222 |  | 222.5122 | -4.6083e-07 | 100701.6174 | [19 empty] | 74989.4209 | 106.888 | 3586.3126 |  | 80.4222
1 | 6200 | 707 | 0.035 | 15 | 15 | 7 | 1e-10 | 0 | Water | Porous | Wet |  | MinimizeLCOE | IgnoreSilica | 256.5721 | 232.4334 | 28.5544 |  | 3519.9137 |  | 78.9332 |  | 222.5904 | -4.3932e-07 | 100524.0116 | [19 empty] | 100000 | 114.2177 | 3519.9137 |  | 78.9332
1 | 6300 | 707 | 0.035 | 15 | 15 | 7 | 1e-13 | 0 | Water | Porous | Wet |  | MinimizeLCOE | IgnoreSilica | 1.0658 | 0.36133 | 0.021569 |  | 782796.9508 |  | 17554.0311 |  | 136.3009 | -6.3699e-05 | 44912.1138 | [19 empty] | 100 | 0.086277 | 782796.9508 |  | 17554.0311
1 | 6300 | 707 | 0.035 | 15 | 15 | 7 | 1.3335e-13 | 0 | Water | Porous | Wet |  | MinimizeLCOE | IgnoreSilica | 1.3825 | 0.57717 | 0.043245 |  | 394158.475 |  | 8838.9079 |  | 151.492 | -7.2071e-05 | 60539.2033 | [19 empty] | 133.3521 | 0.17298 | 394158.475 |  | 8838.9079
1 | 6300 | 707 | 0.035 | 15 | 15 | 7 | 1.7783e-13 | 0 | Water | Porous | Wet |  | MinimizeLCOE | IgnoreSilica | 1.7872 | 0.88794 | 0.076808 |  | 224742.5043 |  | 5039.796 |  | 164.9094 | -8.1314e-05 | 74609.4419 | [19 empty] | 177.8279 | 0.30723 | 224742.5043 |  | 5039.796
1 | 6300 | 707 | 0.035 | 15 | 15 | 7 | 2.3714e-13 | 0 | Water | Porous | Wet |  | MinimizeLCOE | IgnoreSilica | 2.3014 | 1.3207 | 0.12593 |  | 139380.6639 |  | 3125.5775 |  | 176.371 | -9.0468e-05 | 86652.9867 | [19 empty] | 237.1374 | 0.50372 | 139380.6639 |  | 3125.5775
1 | 6300 | 707 | 0.035 | 15 | 15 | 7 | 3.1623e-13 | 0 | Water | Porous | Wet |  | MinimizeLCOE | IgnoreSilica | 2.9834 | 1.9366 | 0.19789 |  | 90779.3275 |  | 2035.7043 |  | 186.3047 | -3.1732e-07 | 96646.5748 | [19 empty] | 316.2278 | 0.79158 | 90779.3275 |  | 2035.7043
1 | 6300 | 707 | 0.035 | 15 | 15 | 7 | 4.217e-13 | 0 | Water | Porous | Wet |  | MinimizeLCOE | IgnoreSilica | 3.8459 | 2.7576 | 0.29627 |  | 62614.7462 |  | 1404.1204 |  | 194.3431 | -3.5874e-07 | 104548.6206 | [19 empty] | 421.6965 | 1.1851 | 62614.7462 |  | 1404.1204
1 | 6300 | 707 | 0.035 | 15 | 15 | 7 | 5.6234e-13 | 0 | Water | Porous | Wet |  | MinimizeLCOE | IgnoreSilica | 5.0058 | 3.9048 | 0.43533 |  | 44980.0039 |  | 1008.6656 |  | 201.123 | -4.0396e-07 | 110603.0488 | [19 empty] | 562.3413 | 1.7413 | 44980.0039 |  | 1008.6656
1 | 6300 | 707 | 0.035 | 15 | 15 | 7 | 7.4989e-13 | 0 | Water | Porous | Wet |  | MinimizeLCOE | IgnoreSilica | 6.5138 | 5.2984 | 0.60629 |  | 33555.218 |  | 752.4676 |  | 206.5385 | -4.4324e-07 | 101336.8374 | [19 empty] | 749.8942 | 2.4251 | 33555.218 |  | 752.4676
1 | 6300 | 707 | 0.035 | 15 | 15 | 7 | 1e-12 | 0 | Water | Porous | Wet |  | MinimizeLCOE | IgnoreSilica | 8.5064 | 7.1258 | 0.83146 |  | 25501.2428 |  | 571.8592 |  | 210.8784 | -4.7843e-07 | 102786.4051 | [19 empty] | 1000 | 3.3259 | 25501.2428 |  | 571.8592
1 | 6300 | 707 | 0.035 | 15 | 15 | 7 | 1.3335e-12 | 0 | Water | Porous | Wet |  | MinimizeLCOE | IgnoreSilica | 11.1347 | 9.5452 | 1.1304 |  | 19750.411 |  | 442.8982 |  | 214.3057 | -5.0803e-07 | 103835.4556 | [19 empty] | 1333.5214 | 4.5216 | 19750.411 |  | 442.8982
1 | 6300 | 707 | 0.035 | 15 | 15 | 7 | 1.7783e-12 | 0 | Water | Porous | Wet |  | MinimizeLCOE | IgnoreSilica | 14.6379 | 12.7773 | 1.5302 |  | 15540.4507 |  | 348.4908 |  | 217.0079 | -5.3414e-07 | 104558.1399 | [19 empty] | 1778.2794 | 6.1207 | 15540.4507 |  | 348.4908
1 | 6300 | 707 | 0.035 | 15 | 15 | 7 | 2.3714e-12 | 0 | Water | Porous | Wet |  | MinimizeLCOE | IgnoreSilica | 19.2789 | 17.0652 | 2.0611 |  | 12439.1372 |  | 278.9446 |  | 219.104 | -5.5527e-07 | 105072.4709 | [19 empty] | 2371.3737 | 8.2442 | 12439.1372 |  | 278.9446
1 | 6300 | 707 | 0.035 | 15 | 15 | 7 | 3.1623e-12 | 0 | Water | Porous | Wet |  | MinimizeLCOE | IgnoreSilica | 25.4273 | 22.7509 | 2.7653 |  | 10128.3972 |  | 227.1268 |  | 220.7201 | -5.7222e-07 | 105429.6706 | [19 empty] | 3162.2777 | 11.0613 | 10128.3972 |  | 227.1268
1 | 6300 | 707 | 0.035 | 15 | 15 | 7 | 4.217e-12 | 0 | Water | Porous | Wet |  | MinimizeLCOE | IgnoreSilica | 33.5099 | 30.2293 | 3.6922 |  | 8398.4152 |  | 188.3324 |  | 221.9534 | -5.8444e-07 | 105688.7724 | [19 empty] | 4216.965 | 14.7687 | 8398.4152 |  | 188.3324
1 | 6300 | 707 | 0.035 | 15 | 15 | 7 | 5.6234e-12 | 0 | Water | Porous | Wet |  | MinimizeLCOE | IgnoreSilica | 44.1043 | 40.0353 | 4.9077 |  | 7090.6045 |  | 159.0051 |  | 222.8937 | -5.9347e-07 | 105850.8661 | [19 empty] | 5623.4133 | 19.6306 | 7090.6045 |  | 159.0051
1 | 6300 | 707 | 0.035 | 15 | 15 | 7 | 7.4989e-12 | 0 | Water | Porous | Wet |  | MinimizeLCOE | IgnoreSilica | 57.7442 | 52.664 | 6.4738 |  | 6102.5797 |  | 136.8489 |  | 223.6039 | -5.981e-07 | 105954.9132 | [19 empty] | 7498.9421 | 25.8953 | 6102.5797 |  | 136.8489
1 | 6300 | 707 | 0.035 | 15 | 15 | 7 | 1e-11 | 0 | Water | Porous | Wet |  | MinimizeLCOE | IgnoreSilica | 74.9669 | 68.615 | 8.4529 |  | 5354.0092 |  | 120.0624 |  | 224.1408 | -5.9881e-07 | 105992.1884 | [19 empty] | 10000 | 33.8114 | 5354.0092 |  | 120.0624
1 | 6300 | 707 | 0.035 | 15 | 15 | 7 | 1.3335e-11 | 0 | Water | Porous | Wet |  | MinimizeLCOE | IgnoreSilica | 95.9802 | 88.0845 | 10.87 |  | 4789.0351 |  | 107.3929 |  | 224.5472 | -5.9497e-07 | 105964.2245 | [19 empty] | 13335.2143 | 43.4801 | 4789.0351 |  | 107.3929
1 | 6300 | 707 | 0.035 | 15 | 15 | 7 | 1.7783e-11 | 0 | Water | Porous | Wet |  | MinimizeLCOE | IgnoreSilica | 120.3648 | 110.6898 | 13.6795 |  | 4366.2868 |  | 97.9129 |  | 224.857 | -5.8575e-07 | 105877.0148 | [19 empty] | 17782.7941 | 54.7182 | 4366.2868 |  | 97.9129
1 | 6300 | 707 | 0.035 | 15 | 15 | 7 | 2.3714e-11 | 0 | Water | Porous | Wet |  | MinimizeLCOE | IgnoreSilica | 146.9548 | 135.3572 | 16.7498 |  | 4053.1776 |  | 90.8915 |  | 225.097 | -5.7127e-07 | 105734.2537 | [19 empty] | 23713.7371 | 66.9994 | 4053.1776 |  | 90.8915
1 | 6300 | 707 | 0.035 | 15 | 15 | 7 | 3.1623e-11 | 0 | Water | Porous | Wet |  | MinimizeLCOE | IgnoreSilica | 173.9922 | 160.4615 | 19.8802 |  | 3823.7052 |  | 85.7457 |  | 225.2862 | -5.5259e-07 | 105550.5773 | [19 empty] | 31622.7766 | 79.5207 | 3823.7052 |  | 85.7457
1 | 6300 | 707 | 0.035 | 15 | 15 | 7 | 4.217e-11 | 0 | Water | Porous | Wet |  | MinimizeLCOE | IgnoreSilica | 199.6079 | 184.2684 | 22.8554 |  | 3657.0041 |  | 82.0074 |  | 225.4367 | -5.3137e-07 | 105355.9371 | [19 empty] | 42169.6503 | 91.4215 | 3657.0041 |  | 82.0074
1 | 6300 | 707 | 0.035 | 15 | 15 | 7 | 5.6234e-11 | 0 | Water | Porous | Wet |  | MinimizeLCOE | IgnoreSilica | 222.4453 | 205.5135 | 25.5168 |  | 3536.2977 |  | 79.3006 |  | 225.5565 | -5.0977e-07 | 105173.9238 | [19 empty] | 56234.1325 | 102.0671 | 3536.2977 |  | 79.3006
1 | 6300 | 707 | 0.035 | 15 | 15 | 7 | 7.4989e-11 | 0 | Water | Porous | Wet |  | MinimizeLCOE | IgnoreSilica | 241.8728 | 223.6023 | 27.7878 |  | 3448.752 |  | 77.3374 |  | 225.6513 | -4.8964e-07 | 105016.2979 | [19 empty] | 74989.4209 | 111.1513 | 3448.752 |  | 77.3374
1 | 6300 | 707 | 0.035 | 15 | 15 | 7 | 1e-10 | 0 | Water | Porous | Wet |  | MinimizeLCOE | IgnoreSilica | 257.8025 | 238.4455 | 29.6554 |  | 3385.0693 |  | 75.9094 |  | 225.7253 | -4.6702e-07 | 104890.9509 | [19 empty] | 100000 | 118.6216 | 3385.0693 |  | 75.9094
1 | 6400 | 707 | 0.035 | 15 | 15 | 7 | 1e-13 | 0 | Water | Porous | Wet |  | MinimizeLCOE | IgnoreSilica | 1.0853 | 0.37892 | 0.023586 |  | 731051.5625 |  | 16393.6534 |  | 138.3847 | -6.3951e-05 | 48117.5077 | [19 empty] | 100 | 0.094345 | 731051.5625 |  | 16393.6534
1 | 6400 | 707 | 0.035 | 15 | 15 | 7 | 1.3335e-13 | 0 | Water | Porous | Wet |  | MinimizeLCOE | IgnoreSilica | 1.4168 | 0.61262 | 0.047404 |  | 367394.4968 |  | 8238.7322 |  | 154.1539 | -7.3648e-05 | 64678.6092 | [19 empty] | 133.3521 | 0.18962 | 367394.4968 |  | 8238.7322
1 | 6400 | 707 | 0.035 | 15 | 15 | 7 | 1.7783e-13 | 0 | Water | Porous | Wet |  | MinimizeLCOE | IgnoreSilica | 1.8261 | 0.93835 | 0.083262 |  | 211888.0137 |  | 4751.5371 |  | 167.5648 | -8.2833e-05 | 79351.048 | [19 empty] | 177.8279 | 0.33305 | 211888.0137 |  | 4751.5371
1 | 6400 | 707 | 0.035 | 15 | 15 | 7 | 2.3714e-13 | 0 | Water | Porous | Wet |  | MinimizeLCOE | IgnoreSilica | 2.3598 | 1.4044 | 0.13687 |  | 131193.6581 |  | 2941.9859 |  | 179.2967 | -9.3222e-05 | 92084.7651 | [19 empty] | 237.1374 | 0.54748 | 131193.6581 |  | 2941.9859
1 | 6400 | 707 | 0.035 | 15 | 15 | 7 | 3.1623e-13 | 0 | Water | Porous | Wet |  | MinimizeLCOE | IgnoreSilica | 3.0565 | 2.0583 | 0.2144 |  | 85848.1426 |  | 1925.1237 |  | 189.2737 | -3.3254e-07 | 102626.2952 | [19 empty] | 316.2278 | 0.8576 | 85848.1426 |  | 1925.1237
1 | 6400 | 707 | 0.035 | 15 | 15 | 7 | 4.217e-13 | 0 | Water | Porous | Wet |  | MinimizeLCOE | IgnoreSilica | 3.9385 | 2.9315 | 0.32043 |  | 59553.1309 |  | 1335.4645 |  | 197.3539 | -3.7703e-07 | 110970.7336 | [19 empty] | 421.6965 | 1.2817 | 59553.1309 |  | 1335.4645
1 | 6400 | 707 | 0.035 | 15 | 15 | 7 | 5.6234e-13 | 0 | Water | Porous | Wet |  | MinimizeLCOE | IgnoreSilica | 5.1178 | 4.0951 | 0.46352 |  | 43236.6081 |  | 969.5704 |  | 204.1378 | -4.2458e-07 | 103174.4123 | [19 empty] | 562.3413 | 1.8541 | 43236.6081 |  | 969.5704
1 | 6400 | 707 | 0.035 | 15 | 15 | 7 | 7.4989e-13 | 0 | Water | Porous | Wet |  | MinimizeLCOE | IgnoreSilica | 6.6648 | 5.5353 | 0.64236 |  | 32228.245 |  | 722.7106 |  | 209.6054 | -4.6805e-07 | 105246.9798 | [19 empty] | 749.8942 | 2.5694 | 32228.245 |  | 722.7106
1 | 6400 | 707 | 0.035 | 15 | 15 | 7 | 1e-12 | 0 | Water | Porous | Wet |  | MinimizeLCOE | IgnoreSilica | 8.7018 | 7.4427 | 0.88021 |  | 24531.4564 |  | 550.1119 |  | 213.9676 | -5.0631e-07 | 106772.6765 | [19 empty] | 1000 | 3.5209 | 24531.4564 |  | 550.1119
1 | 6400 | 707 | 0.035 | 15 | 15 | 7 | 1.3335e-12 | 0 | Water | Porous | Wet |  | MinimizeLCOE | IgnoreSilica | 11.3905 | 9.9696 | 1.1961 |  | 19014.8579 |  | 426.4036 |  | 217.4138 | -5.3876e-07 | 107823.9222 | [19 empty] | 1333.5214 | 4.7846 | 19014.8579 |  | 426.4036
1 | 6400 | 707 | 0.035 | 15 | 15 | 7 | 1.7783e-12 | 0 | Water | Porous | Wet |  | MinimizeLCOE | IgnoreSilica | 14.9669 | 13.3387 | 1.6178 |  | 14974.2824 |  | 335.7946 |  | 220.1259 | -5.6693e-07 | 108579.5723 | [19 empty] | 1778.2794 | 6.4713 | 14974.2824 |  | 335.7946
1 | 6400 | 707 | 0.035 | 15 | 15 | 7 | 2.3714e-12 | 0 | Water | Porous | Wet |  | MinimizeLCOE | IgnoreSilica | 19.7005 | 17.8043 | 2.1773 |  | 11993.3544 |  | 268.9481 |  | 222.2294 | -5.8958e-07 | 109122.2549 | [19 empty] | 2371.3737 | 8.7092 | 11993.3544 |  | 268.9481
1 | 6400 | 707 | 0.035 | 15 | 15 | 7 | 3.1623e-12 | 0 | Water | Porous | Wet |  | MinimizeLCOE | IgnoreSilica | 25.9756 | 23.7294 | 2.9199 |  | 9767.1207 |  | 219.0253 |  | 223.8532 | -6.0802e-07 | 109507.9733 | [19 empty] | 3162.2777 | 11.6796 | 9767.1207 |  | 219.0253
1 | 6400 | 707 | 0.035 | 15 | 15 | 7 | 4.217e-12 | 0 | Water | Porous | Wet |  | MinimizeLCOE | IgnoreSilica | 34.2164 | 31.5149 | 3.8962 |  | 8099.5208 |  | 181.6298 |  | 225.0918 | -6.2119e-07 | 109772.9856 | [19 empty] | 4216.965 | 15.585 | 8099.5208 |  | 181.6298
1 | 6400 | 707 | 0.035 | 15 | 15 | 7 | 5.6234e-12 | 0 | Water | Porous | Wet |  | MinimizeLCOE | IgnoreSilica | 45.0058 | 41.7121 | 5.1752 |  | 6838.0895 |  | 153.3425 |  | 226.036 | -6.3081e-07 | 109951.2908 | [19 empty] | 5623.4133 | 20.7009 | 6838.0895 |  | 153.3425
1 | 6400 | 707 | 0.035 | 15 | 15 | 7 | 7.4989e-12 | 0 | Water | Porous | Wet |  | MinimizeLCOE | IgnoreSilica | 58.9085 | 54.8556 | 6.8244 |  | 5883.2184 |  | 131.9297 |  | 226.7502 | -6.3622e-07 | 110060.9653 | [19 empty] | 7498.9421 | 27.2975 | 5883.2184 |  | 131.9297
1 | 6400 | 707 | 0.035 | 15 | 15 | 7 | 1e-11 | 0 | Water | Porous | Wet |  | MinimizeLCOE | IgnoreSilica | 76.4064 | 71.403 | 8.9017 |  | 5160.7068 |  | 115.7276 |  | 227.2885 | -6.3694e-07 | 110113.3936 | [19 empty] | 10000 | 35.6069 | 5160.7068 |  | 115.7276
1 | 6400 | 707 | 0.035 | 15 | 15 | 7 | 1.3335e-11 | 0 | Water | Porous | Wet |  | MinimizeLCOE | IgnoreSilica | 97.6905 | 91.5388 | 11.4313 |  | 4615.6085 |  | 103.5039 |  | 227.6952 | -6.327e-07 | 110106.1045 | [19 empty] | 13335.2143 | 45.7253 | 4615.6085 |  | 103.5039
1 | 6400 | 707 | 0.035 | 15 | 15 | 7 | 1.7783e-11 | 0 | Water | Porous | Wet |  | MinimizeLCOE | IgnoreSilica | 122.299 | 114.8317 | 14.3608 |  | 4207.9311 |  | 94.3618 |  | 228.0043 | -6.2275e-07 | 110046.1456 | [19 empty] | 17782.7941 | 57.4431 | 4207.9311 |  | 94.3618
1 | 6400 | 707 | 0.035 | 15 | 15 | 7 | 2.3714e-11 | 0 | Water | Porous | Wet |  | MinimizeLCOE | IgnoreSilica | 149.0011 | 140.1232 | 17.5464 |  | 3906.3286 |  | 87.5985 |  | 228.2421 | -6.0716e-07 | 109942.1361 | [19 empty] | 23713.7371 | 70.1858 | 3906.3286 |  | 87.5985
1 | 6400 | 707 | 0.035 | 15 | 15 | 7 | 3.1623e-11 | 0 | Water | Porous | Wet |  | MinimizeLCOE | IgnoreSilica | 176.0191 | 165.7345 | 20.7784 |  | 3685.4991 |  | 82.6464 |  | 228.4279 | -5.8721e-07 | 109808.159 | [19 empty] | 31622.7766 | 83.1137 | 3685.4991 |  | 82.6464
1 | 6400 | 707 | 0.035 | 15 | 15 | 7 | 4.217e-11 | 0 | Water | Porous | Wet |  | MinimizeLCOE | IgnoreSilica | 201.5025 | 189.9123 | 23.8364 |  | 3525.2006 |  | 79.0518 |  | 228.5743 | -5.647e-07 | 109671.3586 | [19 empty] | 42169.6503 | 95.3457 | 3525.2006 |  | 79.0518
1 | 6400 | 707 | 0.035 | 15 | 15 | 7 | 5.6234e-11 | 0 | Water | Porous | Wet |  | MinimizeLCOE | IgnoreSilica | 224.1534 | 211.4209 | 26.5633 |  | 3409.1515 |  | 76.4494 |  | 228.6895 | -5.4196e-07 | 109550.9556 | [19 empty] | 56234.1325 | 106.253 | 3409.1515 |  | 76.4494
1 | 6400 | 707 | 0.035 | 15 | 15 | 7 | 7.4989e-11 | 0 | Water | Porous | Wet |  | MinimizeLCOE | IgnoreSilica | 243.3468 | 229.6605 | 28.8811 |  | 3325.0708 |  | 74.5639 |  | 228.7795 | -5.2075e-07 | 109453.3816 | [19 empty] | 74989.4209 | 115.5244 | 3325.0708 |  | 74.5639
1 | 6400 | 707 | 0.035 | 15 | 15 | 7 | 1e-10 | 0 | Water | Porous | Wet |  | MinimizeLCOE | IgnoreSilica | 259.0548 | 244.5975 | 30.7833 |  | 3263.9113 |  | 73.1924 |  | 228.8493 | -4.9693e-07 | 109384.5184 | [19 empty] | 100000 | 123.1334 | 3263.9113 |  | 73.1924
1 | 6500 | 707 | 0.035 | 15 | 15 | 7 | 1e-13 | 0 | Water | Porous | Wet |  | MinimizeLCOE | IgnoreSilica | 1.1195 | 0.40713 | 0.026479 |  | 665172.5266 |  | 14916.332 |  | 141.3021 | -6.6107e-05 | 51914.4617 | [19 empty] | 100 | 0.10592 | 665172.5266 |  | 14916.332
1 | 6500 | 707 | 0.035 | 15 | 15 | 7 | 1.3335e-13 | 0 | Water | Porous | Wet |  | MinimizeLCOE | IgnoreSilica | 1.4557 | 0.65321 | 0.052145 |  | 341236.3193 |  | 7652.1414 |  | 156.9906 | -7.5771e-05 | 69090.4408 | [19 empty] | 133.3521 | 0.20858 | 341236.3193 |  | 7652.1414
1 | 6500 | 707 | 0.035 | 15 | 15 | 7 | 1.7783e-13 | 0 | Water | Porous | Wet |  | MinimizeLCOE | IgnoreSilica | 1.8799 | 1.0038 | 0.091342 |  | 197465.0313 |  | 4428.1053 |  | 170.6108 | -8.5916e-05 | 84503.1416 | [19 empty] | 177.8279 | 0.36537 | 197465.0313 |  | 4428.1053
1 | 6500 | 707 | 0.035 | 15 | 15 | 7 | 2.3714e-13 | 0 | Water | Porous | Wet |  | MinimizeLCOE | IgnoreSilica | 2.4135 | 1.4878 | 0.14805 |  | 124052.6341 |  | 2781.8501 |  | 182.1334 | -9.5574e-05 | 97732.8003 | [19 empty] | 237.1374 | 0.59219 | 124052.6341 |  | 2781.8501
1 | 6500 | 707 | 0.035 | 15 | 15 | 7 | 3.1623e-13 | 0 | Water | Porous | Wet |  | MinimizeLCOE | IgnoreSilica | 3.1297 | 2.1863 | 0.23195 |  | 81329.4739 |  | 1823.7937 |  | 192.2357 | -3.4839e-07 | 108891.8685 | [19 empty] | 316.2278 | 0.92779 | 81329.4739 |  | 1823.7937
1 | 6500 | 707 | 0.035 | 15 | 15 | 7 | 4.217e-13 | 0 | Water | Porous | Wet |  | MinimizeLCOE | IgnoreSilica | 4.0311 | 3.1147 | 0.34614 |  | 56885.4664 |  | 1275.6427 |  | 200.3578 | -3.9616e-07 | 117728.4615 | [19 empty] | 421.6965 | 1.3845 | 56885.4664 |  | 1275.6427
1 | 6500 | 707 | 0.035 | 15 | 15 | 7 | 5.6234e-13 | 0 | Water | Porous | Wet |  | MinimizeLCOE | IgnoreSilica | 5.2421 | 4.2832 | 0.4918 |  | 41456.8944 |  | 929.6608 |  | 207.2009 | -4.4847e-07 | 107091.8175 | [19 empty] | 562.3413 | 1.9672 | 41456.8944 |  | 929.6608
1 | 6500 | 707 | 0.035 | 15 | 15 | 7 | 7.4989e-13 | 0 | Water | Porous | Wet |  | MinimizeLCOE | IgnoreSilica | 6.8085 | 5.7718 | 0.679 |  | 31045.0578 |  | 696.1779 |  | 212.6457 | -4.9312e-07 | 109265.1675 | [19 empty] | 749.8942 | 2.716 | 31045.0578 |  | 696.1779
1 | 6500 | 707 | 0.035 | 15 | 15 | 7 | 1e-12 | 0 | Water | Porous | Wet |  | MinimizeLCOE | IgnoreSilica | 8.889 | 7.7606 | 0.92989 |  | 23656.6381 |  | 530.4944 |  | 217.0363 | -5.348e-07 | 110809.1334 | [19 empty] | 1000 | 3.7195 | 23656.6381 |  | 530.4944
1 | 6500 | 707 | 0.035 | 15 | 15 | 7 | 1.3335e-12 | 0 | Water | Porous | Wet |  | MinimizeLCOE | IgnoreSilica | 11.6365 | 10.3968 | 1.2632 |  | 18347.424 |  | 411.4365 |  | 220.5051 | -5.704e-07 | 111923.5843 | [19 empty] | 1333.5214 | 5.0529 | 18347.424 |  | 411.4365
1 | 6500 | 707 | 0.035 | 15 | 15 | 7 | 1.7783e-12 | 0 | Water | Porous | Wet |  | MinimizeLCOE | IgnoreSilica | 15.2958 | 13.9162 | 1.7087 |  | 14450.2107 |  | 324.0425 |  | 223.2364 | -6.0173e-07 | 112698.602 | [19 empty] | 1778.2794 | 6.8348 | 14450.2107 |  | 324.0425
1 | 6500 | 707 | 0.035 | 15 | 15 | 7 | 2.3714e-12 | 0 | Water | Porous | Wet |  | MinimizeLCOE | IgnoreSilica | 20.1212 | 18.5639 | 2.2977 |  | 11580.9905 |  | 259.7009 |  | 225.3468 | -6.2601e-07 | 113270.904 | [19 empty] | 2371.3737 | 9.1907 | 11580.9905 |  | 259.7009
1 | 6500 | 707 | 0.035 | 15 | 15 | 7 | 3.1623e-12 | 0 | Water | Porous | Wet |  | MinimizeLCOE | IgnoreSilica | 26.5138 | 24.7266 | 3.079 |  | 9435.1892 |  | 211.5818 |  | 226.9766 | -6.457e-07 | 113670.765 | [19 empty] | 3162.2777 | 12.3158 | 9435.1892 |  | 211.5818
1 | 6500 | 707 | 0.035 | 15 | 15 | 7 | 4.217e-12 | 0 | Water | Porous | Wet |  | MinimizeLCOE | IgnoreSilica | 34.9474 | 32.8615 | 4.1105 |  | 7820.3433 |  | 175.3693 |  | 228.2253 | -6.6114e-07 | 113943.6539 | [19 empty] | 4216.965 | 16.4419 | 7820.3433 |  | 175.3693
1 | 6500 | 707 | 0.035 | 15 | 15 | 7 | 5.6234e-12 | 0 | Water | Porous | Wet |  | MinimizeLCOE | IgnoreSilica | 45.9265 | 43.4557 | 5.4545 |  | 6603.9099 |  | 148.0911 |  | 229.1716 | -6.711e-07 | 114143.6546 | [19 empty] | 5623.4133 | 21.8182 | 6603.9099 |  | 148.0911
1 | 6500 | 707 | 0.035 | 15 | 15 | 7 | 7.4989e-12 | 0 | Water | Porous | Wet |  | MinimizeLCOE | IgnoreSilica | 60.0675 | 57.1051 | 7.1867 |  | 5681.6732 |  | 127.4101 |  | 229.888 | -6.7682e-07 | 114269.7212 | [19 empty] | 7498.9421 | 28.747 | 5681.6732 |  | 127.4101
1 | 6500 | 707 | 0.035 | 15 | 15 | 7 | 1e-11 | 0 | Water | Porous | Wet |  | MinimizeLCOE | IgnoreSilica | 77.8562 | 74.2806 | 9.3674 |  | 4983.0485 |  | 111.7437 |  | 230.4282 | -6.7786e-07 | 114334.1526 | [19 empty] | 10000 | 37.4697 | 4983.0485 |  | 111.7437
1 | 6500 | 707 | 0.035 | 15 | 15 | 7 | 1.3335e-11 | 0 | Water | Porous | Wet |  | MinimizeLCOE | IgnoreSilica | 99.4032 | 95.0925 | 12.012 |  | 4456.7831 |  | 99.9423 |  | 230.8347 | -6.7314e-07 | 114351.2103 | [19 empty] | 13335.2143 | 48.0479 | 4456.7831 |  | 99.9423
1 | 6500 | 707 | 0.035 | 15 | 15 | 7 | 1.7783e-11 | 0 | Water | Porous | Wet |  | MinimizeLCOE | IgnoreSilica | 124.2358 | 119.0896 | 15.0646 |  | 4063.2358 |  | 91.1171 |  | 231.1426 | -6.6248e-07 | 114321.1835 | [19 empty] | 17782.7941 | 60.2583 | 4063.2358 |  | 91.1171
1 | 6500 | 707 | 0.035 | 15 | 15 | 7 | 2.3714e-11 | 0 | Water | Porous | Wet |  | MinimizeLCOE | IgnoreSilica | 151.0615 | 145.0288 | 18.3694 |  | 3772.3505 |  | 84.594 |  | 231.3779 | -6.4586e-07 | 114258.0039 | [19 empty] | 23713.7371 | 73.4776 | 3772.3505 |  | 84.594
1 | 6500 | 707 | 0.035 | 15 | 15 | 7 | 3.1623e-11 | 0 | Water | Porous | Wet |  | MinimizeLCOE | IgnoreSilica | 178.0459 | 171.1406 | 21.7029 |  | 3559.7259 |  | 79.826 |  | 231.5598 | -6.2448e-07 | 114180.5589 | [19 empty] | 31622.7766 | 86.8115 | 3559.7259 |  | 79.826
1 | 6500 | 707 | 0.035 | 15 | 15 | 7 | 4.217e-11 | 0 | Water | Porous | Wet |  | MinimizeLCOE | IgnoreSilica | 203.4005 | 195.6943 | 24.8446 |  | 3405.4209 |  | 76.3657 |  | 231.7015 | -6.0062e-07 | 114106.7061 | [19 empty] | 42169.6503 | 99.3782 | 3405.4209 |  | 76.3657
1 | 6500 | 707 | 0.035 | 15 | 15 | 7 | 5.6234e-11 | 0 | Water | Porous | Wet |  | MinimizeLCOE | IgnoreSilica | 225.8559 | 217.4568 | 27.6358 |  | 3293.7614 |  | 73.8618 |  | 231.8116 | -5.7664e-07 | 114051.2328 | [19 empty] | 56234.1325 | 110.5432 | 3293.7614 |  | 73.8618
1 | 6500 | 707 | 0.035 | 15 | 15 | 7 | 7.4989e-11 | 0 | Water | Porous | Wet |  | MinimizeLCOE | IgnoreSilica | 244.8205 | 235.8481 | 30.0004 |  | 3212.9096 |  | 72.0487 |  | 231.8966 | -5.543e-07 | 114021.8335 | [19 empty] | 74989.4209 | 120.0016 | 3212.9096 |  | 72.0487
1 | 6500 | 707 | 0.035 | 15 | 15 | 7 | 1e-10 | 0 | Water | Porous | Wet |  | MinimizeLCOE | IgnoreSilica | 260.3064 | 250.8739 | 31.9366 |  | 3154.1092 |  | 70.7301 |  | 231.9616 | -5.2918e-07 | 114014.1102 | [19 empty] | 100000 | 127.7462 | 3154.1092 |  | 70.7301
1 | 6600 | 707 | 0.035 | 15 | 15 | 7 | 1e-13 | 0 | Water | Porous | Wet |  | MinimizeLCOE | IgnoreSilica | 1.139 | 0.42627 | 0.028762 |  | 625112.6669 |  | 14017.9994 |  | 143.3855 | -6.6297e-05 | 55361.7432 | [19 empty] | 100 | 0.11505 | 625112.6669 |  | 14017.9994
1 | 6600 | 707 | 0.035 | 15 | 15 | 7 | 1.3335e-13 | 0 | Water | Porous | Wet |  | MinimizeLCOE | IgnoreSilica | 1.49 | 0.69192 | 0.056859 |  | 319626.9462 |  | 7167.5565 |  | 159.6394 | -7.7334e-05 | 73577.6797 | [19 empty] | 133.3521 | 0.22744 | 319626.9462 |  | 7167.5565
1 | 6600 | 707 | 0.035 | 15 | 15 | 7 | 1.7783e-13 | 0 | Water | Porous | Wet |  | MinimizeLCOE | IgnoreSilica | 1.9188 | 1.0591 | 0.098636 |  | 186828.2803 |  | 4189.5787 |  | 173.2569 | -8.7423e-05 | 89664.35 | [19 empty] | 177.8279 | 0.39454 | 186828.2803 |  | 4189.5787
1 | 6600 | 707 | 0.035 | 15 | 15 | 7 | 2.3714e-13 | 0 | Water | Porous | Wet |  | MinimizeLCOE | IgnoreSilica | 2.484 | 1.5917 | 0.16164 |  | 116278.1393 |  | 2607.509 |  | 185.2558 | -9.9535e-05 | 103794.1103 | [19 empty] | 237.1374 | 0.64657 | 116278.1393 |  | 2607.509
1 | 6600 | 707 | 0.035 | 15 | 15 | 7 | 3.1623e-13 | 0 | Water | Porous | Wet |  | MinimizeLCOE | IgnoreSilica | 3.2029 | 2.3208 | 0.2506 |  | 77202.4457 |  | 1731.2461 |  | 195.1909 | -3.649e-07 | 115472.3309 | [19 empty] | 316.2278 | 1.0024 | 77202.4457 |  | 1731.2461
1 | 6600 | 707 | 0.035 | 15 | 15 | 7 | 4.217e-13 | 0 | Water | Porous | Wet |  | MinimizeLCOE | IgnoreSilica | 4.1432 | 3.3006 | 0.3725 |  | 54334.4269 |  | 1218.4363 |  | 203.4916 | -4.2073e-07 | 108044.832 | [19 empty] | 421.6965 | 1.49 | 54334.4269 |  | 1218.4363
1 | 6600 | 707 | 0.035 | 15 | 15 | 7 | 5.6234e-13 | 0 | Water | Porous | Wet |  | MinimizeLCOE | IgnoreSilica | 5.3541 | 4.4648 | 0.51981 |  | 39927.608 |  | 895.3669 |  | 210.203 | -4.7122e-07 | 111132.4516 | [19 empty] | 562.3413 | 2.0792 | 39927.608 |  | 895.3669
1 | 6600 | 707 | 0.035 | 15 | 15 | 7 | 7.4989e-13 | 0 | Water | Porous | Wet |  | MinimizeLCOE | IgnoreSilica | 6.9742 | 6.0363 | 0.71947 |  | 29862.0034 |  | 669.6482 |  | 215.7387 | -5.2296e-07 | 113326.3782 | [19 empty] | 749.8942 | 2.8779 | 29862.0034 |  | 669.6482
1 | 6600 | 707 | 0.035 | 15 | 15 | 7 | 1e-12 | 0 | Water | Porous | Wet |  | MinimizeLCOE | IgnoreSilica | 9.0937 | 8.1045 | 0.98335 |  | 22806.07 |  | 511.4206 |  | 220.1263 | -5.6706e-07 | 114938.7876 | [19 empty] | 1000 | 3.9334 | 22806.07 |  | 511.4206
1 | 6600 | 707 | 0.035 | 15 | 15 | 7 | 1.3335e-12 | 0 | Water | Porous | Wet |  | MinimizeLCOE | IgnoreSilica | 11.9117 | 10.8647 | 1.3362 |  | 17691.1911 |  | 396.7207 |  | 223.6172 | -6.0679e-07 | 116079.1915 | [19 empty] | 1333.5214 | 5.3446 | 17691.1911 |  | 396.7207
1 | 6600 | 707 | 0.035 | 15 | 15 | 7 | 1.7783e-12 | 0 | Water | Porous | Wet |  | MinimizeLCOE | IgnoreSilica | 15.6294 | 14.5149 | 1.8034 |  | 13959.4658 |  | 313.0376 |  | 226.3419 | -6.3903e-07 | 116912.8309 | [19 empty] | 1778.2794 | 7.2138 | 13959.4658 |  | 313.0376
1 | 6600 | 707 | 0.035 | 15 | 15 | 7 | 2.3714e-12 | 0 | Water | Porous | Wet |  | MinimizeLCOE | IgnoreSilica | 20.5622 | 19.3653 | 2.4248 |  | 11189.6241 |  | 250.9246 |  | 228.4634 | -6.6591e-07 | 117503.1246 | [19 empty] | 2371.3737 | 9.6992 | 11189.6241 |  | 250.9246
1 | 6600 | 707 | 0.035 | 15 | 15 | 7 | 3.1623e-12 | 0 | Water | Porous | Wet |  | MinimizeLCOE | IgnoreSilica | 27.0863 | 25.7863 | 3.2477 |  | 9119.2323 |  | 204.4966 |  | 230.0988 | -6.8731e-07 | 117923.029 | [19 empty] | 3162.2777 | 12.9909 | 9119.2323 |  | 204.4966
1 | 6600 | 707 | 0.035 | 15 | 15 | 7 | 4.217e-12 | 0 | Water | Porous | Wet |  | MinimizeLCOE | IgnoreSilica | 35.6636 | 34.2329 | 4.3307 |  | 7562.9497 |  | 169.5973 |  | 231.349 | -7.0322e-07 | 118225.3467 | [19 empty] | 4216.965 | 17.3228 | 7562.9497 |  | 169.5973
1 | 6600 | 707 | 0.035 | 15 | 15 | 7 | 5.6234e-12 | 0 | Water | Porous | Wet |  | MinimizeLCOE | IgnoreSilica | 46.8622 | 45.2649 | 5.7456 |  | 6385.7832 |  | 143.1996 |  | 232.3 | -7.1447e-07 | 118433.8736 | [19 empty] | 5623.4133 | 22.9822 | 6385.7832 |  | 143.1996
1 | 6600 | 707 | 0.035 | 15 | 15 | 7 | 7.4989e-12 | 0 | Water | Porous | Wet |  | MinimizeLCOE | IgnoreSilica | 61.2662 | 59.4589 | 7.5665 |  | 5493.5692 |  | 123.192 |  | 233.0191 | -7.2098e-07 | 118570.9428 | [19 empty] | 7498.9421 | 30.2661 | 5493.5692 |  | 123.192
1 | 6600 | 707 | 0.035 | 15 | 15 | 7 | 1e-11 | 0 | Water | Porous | Wet |  | MinimizeLCOE | IgnoreSilica | 79.33 | 77.2646 | 9.8521 |  | 4818.4114 |  | 108.0517 |  | 233.5599 | -7.2202e-07 | 118655.308 | [19 empty] | 10000 | 39.4083 | 4818.4114 |  | 108.0517
1 | 6600 | 707 | 0.035 | 15 | 15 | 7 | 1.3335e-11 | 0 | Water | Porous | Wet |  | MinimizeLCOE | IgnoreSilica | 101.1541 | 98.7844 | 12.6167 |  | 4309.836 |  | 96.647 |  | 233.966 | -7.1694e-07 | 118696.8736 | [19 empty] | 13335.2143 | 50.4666 | 4309.836 |  | 96.647
1 | 6600 | 707 | 0.035 | 15 | 15 | 7 | 1.7783e-11 | 0 | Water | Porous | Wet |  | MinimizeLCOE | IgnoreSilica | 126.2043 | 123.4963 | 15.795 |  | 3929.8354 |  | 88.1256 |  | 234.272 | -7.0545e-07 | 118702.1722 | [19 empty] | 17782.7941 | 63.1798 | 3929.8354 |  | 88.1256
1 | 6600 | 707 | 0.035 | 15 | 15 | 7 | 2.3714e-11 | 0 | Water | Porous | Wet |  | MinimizeLCOE | IgnoreSilica | 153.1226 | 150.0662 | 19.2179 |  | 3649.3324 |  | 81.8354 |  | 234.5041 | -6.8749e-07 | 118689.1842 | [19 empty] | 23713.7371 | 76.8715 | 3649.3324 |  | 81.8354
1 | 6600 | 707 | 0.035 | 15 | 15 | 7 | 3.1623e-11 | 0 | Water | Porous | Wet |  | MinimizeLCOE | IgnoreSilica | 180.1064 | 176.718 | 22.6581 |  | 3444.2695 |  | 77.2369 |  | 234.6818 | -6.6486e-07 | 118669.4037 | [19 empty] | 31622.7766 | 90.6325 | 3444.2695 |  | 77.2369
1 | 6600 | 707 | 0.035 | 15 | 15 | 7 | 4.217e-11 | 0 | Water | Porous | Wet |  | MinimizeLCOE | IgnoreSilica | 205.3152 | 201.6336 | 25.8821 |  | 3295.7055 |  | 73.9054 |  | 234.8181 | -6.3946e-07 | 118666.7551 | [19 empty] | 42169.6503 | 103.5284 | 3295.7055 |  | 73.9054
1 | 6600 | 707 | 0.035 | 15 | 15 | 7 | 5.6234e-11 | 0 | Water | Porous | Wet |  | MinimizeLCOE | IgnoreSilica | 227.5764 | 223.6495 | 28.7377 |  | 3188.1824 |  | 71.4942 |  | 234.9227 | -6.1415e-07 | 118685.6609 | [19 empty] | 56234.1325 | 114.9509 | 3188.1824 |  | 71.4942
1 | 6600 | 707 | 0.035 | 15 | 15 | 7 | 7.4989e-11 | 0 | Water | Porous | Wet |  | MinimizeLCOE | IgnoreSilica | 246.3164 | 242.1929 | 31.149 |  | 3110.364 |  | 69.7492 |  | 235.0021 | -5.906e-07 | 118726.3281 | [19 empty] | 74989.4209 | 124.596 | 3110.364 |  | 69.7492
1 | 6600 | 707 | 0.035 | 15 | 15 | 7 | 1e-10 | 0 | Water | Porous | Wet |  | MinimizeLCOE | IgnoreSilica | 261.6022 | 257.3247 | 33.1209 |  | 3053.7348 |  | 68.4793 |  | 235.0623 | -5.6416e-07 | 118782.5065 | [19 empty] | 100000 | 132.4836 | 3053.7348 |  | 68.4793
1 | 6700 | 707 | 0.035 | 15 | 15 | 7 | 1e-13 | 0 | Water | Porous | Wet |  | MinimizeLCOE | IgnoreSilica | 1.1779 | 0.46015 | 0.032319 |  | 568129.233 |  | 12740.1598 |  | 146.5355 | -6.9069e-05 | 59628.3676 | [19 empty] | 100 | 0.12928 | 568129.233 |  | 12740.1598
1 | 6700 | 707 | 0.035 | 15 | 15 | 7 | 1.3335e-13 | 0 | Water | Porous | Wet |  | MinimizeLCOE | IgnoreSilica | 1.5289 | 0.73618 | 0.062221 |  | 298308.8273 |  | 6689.5029 |  | 162.4585 | -7.9461e-05 | 78364.458 | [19 empty] | 133.3521 | 0.24889 | 298308.8273 |  | 6689.5029
1 | 6700 | 707 | 0.035 | 15 | 15 | 7 | 1.7783e-13 | 0 | Water | Porous | Wet |  | MinimizeLCOE | IgnoreSilica | 1.9725 | 1.1307 | 0.10775 |  | 174797.5473 |  | 3919.7925 |  | 176.282 | -9.056e-05 | 95290.8878 | [19 empty] | 177.8279 | 0.43101 | 174797.5473 |  | 3919.7925
1 | 6700 | 707 | 0.035 | 15 | 15 | 7 | 2.3714e-13 | 0 | Water | Porous | Wet |  | MinimizeLCOE | IgnoreSilica | 2.5424 | 1.6886 | 0.17481 |  | 109993.8435 |  | 2466.5852 |  | 188.1575 | -3.2491e-07 | 110040.2454 | [19 empty] | 237.1374 | 0.69924 | 109993.8435 |  | 2466.5852
1 | 6700 | 707 | 0.035 | 15 | 15 | 7 | 3.1623e-13 | 0 | Water | Porous | Wet |  | MinimizeLCOE | IgnoreSilica | 3.276 | 2.4623 | 0.27041 |  | 73471.5864 |  | 1647.5824 |  | 198.1395 | -3.8208e-07 | 122388.5928 | [19 empty] | 316.2278 | 1.0816 | 73471.5864 |  | 1647.5824
1 | 6700 | 707 | 0.035 | 15 | 15 | 7 | 4.217e-13 | 0 | Water | Porous | Wet |  | MinimizeLCOE | IgnoreSilica | 4.2358 | 3.4441 | 0.3943 |  | 52216.709 |  | 1170.947 |  | 206.48 | -4.4186e-07 | 112072.3981 | [19 empty] | 421.6965 | 1.5772 | 52216.709 |  | 1170.947
1 | 6700 | 707 | 0.035 | 15 | 15 | 7 | 5.6234e-13 | 0 | Water | Porous | Wet |  | MinimizeLCOE | IgnoreSilica | 5.481 | 4.6658 | 0.55054 |  | 38409.3429 |  | 861.3202 |  | 213.2629 | -4.9809e-07 | 115227.7673 | [19 empty] | 562.3413 | 2.2022 | 38409.3429 |  | 861.3202
1 | 6700 | 707 | 0.035 | 15 | 15 | 7 | 7.4989e-13 | 0 | Water | Porous | Wet |  | MinimizeLCOE | IgnoreSilica | 7.1354 | 6.3038 | 0.76094 |  | 28782.9839 |  | 645.4514 |  | 218.8113 | -5.5376e-07 | 117527.5383 | [19 empty] | 749.8942 | 3.0438 | 28782.9839 |  | 645.4514
1 | 6700 | 707 | 0.035 | 15 | 15 | 7 | 1e-12 | 0 | Water | Porous | Wet |  | MinimizeLCOE | IgnoreSilica | 9.2984 | 8.4581 | 1.0388 |  | 22013.8923 |  | 493.6562 |  | 223.2086 | -6.0121e-07 | 119169.5276 | [19 empty] | 1000 | 4.1552 | 22013.8923 |  | 493.6562
1 | 6700 | 707 | 0.035 | 15 | 15 | 7 | 1.3335e-12 | 0 | Water | Porous | Wet |  | MinimizeLCOE | IgnoreSilica | 12.1675 | 11.3268 | 1.4095 |  | 17101.6816 |  | 383.501 |  | 226.7029 | -6.4342e-07 | 120365.9353 | [19 empty] | 1333.5214 | 5.6378 | 17101.6816 |  | 383.501
1 | 6700 | 707 | 0.035 | 15 | 15 | 7 | 1.7783e-12 | 0 | Water | Porous | Wet |  | MinimizeLCOE | IgnoreSilica | 15.9756 | 15.1436 | 1.9031 |  | 13492.9466 |  | 302.576 |  | 229.4468 | -6.7967e-07 | 121233.1459 | [19 empty] | 1778.2794 | 7.6126 | 13492.9466 |  | 302.576
1 | 6700 | 707 | 0.035 | 15 | 15 | 7 | 2.3714e-12 | 0 | Water | Porous | Wet |  | MinimizeLCOE | IgnoreSilica | 21.0032 | 20.1902 | 2.5565 |  | 10824.1157 |  | 242.7282 |  | 231.572 | -7.0838e-07 | 121841.0392 | [19 empty] | 2371.3737 | 10.2261 | 10824.1157 |  | 242.7282
1 | 6700 | 707 | 0.035 | 15 | 15 | 7 | 3.1623e-12 | 0 | Water | Porous | Wet |  | MinimizeLCOE | IgnoreSilica | 27.671 | 26.8895 | 3.4241 |  | 8821.8378 |  | 197.8276 |  | 233.2153 | -7.3225e-07 | 122274.3311 | [19 empty] | 3162.2777 | 13.6964 | 8821.8378 |  | 197.8276
1 | 6700 | 707 | 0.035 | 15 | 15 | 7 | 4.217e-12 | 0 | Water | Porous | Wet |  | MinimizeLCOE | IgnoreSilica | 36.4212 | 35.686 | 4.5638 |  | 7318.0929 |  | 164.1065 |  | 234.4691 | -7.4958e-07 | 122593.5757 | [19 empty] | 4216.965 | 18.2552 | 7318.0929 |  | 164.1065
1 | 6700 | 707 | 0.035 | 15 | 15 | 7 | 5.6234e-12 | 0 | Water | Porous | Wet |  | MinimizeLCOE | IgnoreSilica | 47.8368 | 47.1664 | 6.0516 |  | 6180.0397 |  | 138.5859 |  | 235.4227 | -7.6186e-07 | 122817.4809 | [19 empty] | 5623.4133 | 24.2065 | 6180.0397 |  | 138.5859
1 | 6700 | 707 | 0.035 | 15 | 15 | 7 | 7.4989e-12 | 0 | Water | Porous | Wet |  | MinimizeLCOE | IgnoreSilica | 62.4842 | 61.9013 | 7.962 |  | 5317.9169 |  | 119.253 |  | 236.1425 | -7.686e-07 | 122975.7679 | [19 empty] | 7498.9421 | 31.848 | 5317.9169 |  | 119.253
1 | 6700 | 707 | 0.035 | 15 | 15 | 7 | 1e-11 | 0 | Water | Porous | Wet |  | MinimizeLCOE | IgnoreSilica | 80.8252 | 80.357 | 10.3561 |  | 4665.085 |  | 104.6134 |  | 236.6834 | -7.6964e-07 | 123082.1615 | [19 empty] | 10000 | 41.4243 | 4665.085 |  | 104.6134
1 | 6700 | 707 | 0.035 | 15 | 15 | 7 | 1.3335e-11 | 0 | Water | Porous | Wet |  | MinimizeLCOE | IgnoreSilica | 102.9058 | 102.5829 | 13.2417 |  | 4173.6577 |  | 93.5933 |  | 237.0883 | -7.6393e-07 | 123155.2905 | [19 empty] | 13335.2143 | 52.967 | 4173.6577 |  | 93.5933
1 | 6700 | 707 | 0.035 | 15 | 15 | 7 | 1.7783e-11 | 0 | Water | Porous | Wet |  | MinimizeLCOE | IgnoreSilica | 128.1728 | 128.0266 | 16.549 |  | 3806.4216 |  | 85.3581 |  | 237.392 | -7.5163e-07 | 123199.5267 | [19 empty] | 17782.7941 | 66.196 | 3806.4216 |  | 85.3581
1 | 6700 | 707 | 0.035 | 15 | 15 | 7 | 2.3714e-11 | 0 | Water | Porous | Wet |  | MinimizeLCOE | IgnoreSilica | 155.2032 | 155.2595 | 20.0948 |  | 3535.5741 |  | 79.2844 |  | 237.6204 | -7.3249e-07 | 123238.7962 | [19 empty] | 23713.7371 | 80.3794 | 3535.5741 |  | 79.2844
1 | 6700 | 707 | 0.035 | 15 | 15 | 7 | 3.1623e-11 | 0 | Water | Porous | Wet |  | MinimizeLCOE | IgnoreSilica | 182.148 | 182.4215 | 23.6389 |  | 3337.8582 |  | 74.8507 |  | 237.7931 | -7.0827e-07 | 123287.5779 | [19 empty] | 31622.7766 | 94.5556 | 3337.8582 |  | 74.8507
1 | 6700 | 707 | 0.035 | 15 | 15 | 7 | 4.217e-11 | 0 | Water | Porous | Wet |  | MinimizeLCOE | IgnoreSilica | 207.23 | 207.7198 | 26.9478 |  | 3194.6208 |  | 71.6386 |  | 237.9237 | -6.8139e-07 | 123360.3062 | [19 empty] | 42169.6503 | 107.7914 | 3194.6208 |  | 71.6386
1 | 6700 | 707 | 0.035 | 15 | 15 | 7 | 5.6234e-11 | 0 | Water | Porous | Wet |  | MinimizeLCOE | IgnoreSilica | 229.2984 | 229.9895 | 29.8679 |  | 3090.9937 |  | 69.3148 |  | 238.0221 | -6.5468e-07 | 123456.9235 | [19 empty] | 56234.1325 | 119.4717 | 3090.9937 |  | 69.3148
1 | 6700 | 707 | 0.035 | 15 | 15 | 7 | 7.4989e-11 | 0 | Water | Porous | Wet |  | MinimizeLCOE | IgnoreSilica | 247.8368 | 248.7045 | 32.3281 |  | 3015.9743 |  | 67.6325 |  | 238.0958 | -6.2994e-07 | 123574.5765 | [19 empty] | 74989.4209 | 129.3125 | 3015.9743 |  | 67.6325
1 | 6700 | 707 | 0.035 | 15 | 15 | 7 | 1e-10 | 0 | Water | Porous | Wet |  | MinimizeLCOE | IgnoreSilica | 262.9058 | 263.9214 | 34.3331 |  | 2961.4344 |  | 66.4094 |  | 238.1506 | -6.0199e-07 | 123701.5965 | [19 empty] | 100000 | 137.3325 | 2961.4344 |  | 66.4094
1 | 6800 | 707 | 0.035 | 15 | 15 | 7 | 1e-13 | 0 | Water | Porous | Wet |  | MinimizeLCOE | IgnoreSilica | 1.2121 | 0.49222 | 0.035854 |  | 522806.2693 |  | 11723.8034 |  | 149.413 | -7.1236e-05 | 63904.8188 | [19 empty] | 100 | 0.14342 | 522806.2693 |  | 11723.8034
1 | 6800 | 707 | 0.035 | 15 | 15 | 7 | 1.3335e-13 | 0 | Water | Porous | Wet |  | MinimizeLCOE | IgnoreSilica | 1.5678 | 0.78246 | 0.067925 |  | 279034.1215 |  | 6257.2723 |  | 165.2683 | -8.1592e-05 | 83354.1321 | [19 empty] | 133.3521 | 0.2717 | 279034.1215 |  | 6257.2723
1 | 6800 | 707 | 0.035 | 15 | 15 | 7 | 1.7783e-13 | 0 | Water | Porous | Wet |  | MinimizeLCOE | IgnoreSilica | 2.0114 | 1.1915 | 0.11597 |  | 165891.7709 |  | 3720.0826 |  | 178.92 | -9.2044e-05 | 100914.4489 | [19 empty] | 177.8279 | 0.46387 | 165891.7709 |  | 3720.0826
1 | 6800 | 707 | 0.035 | 15 | 15 | 7 | 2.3714e-13 | 0 | Water | Porous | Wet |  | MinimizeLCOE | IgnoreSilica | 2.5961 | 1.7854 | 0.18824 |  | 104491.1334 |  | 2343.1882 |  | 190.9755 | -3.3752e-07 | 116537.3668 | [19 empty] | 237.1374 | 0.75296 | 104491.1334 |  | 2343.1882
1 | 6800 | 707 | 0.035 | 15 | 15 | 7 | 3.1623e-13 | 0 | Water | Porous | Wet |  | MinimizeLCOE | IgnoreSilica | 3.364 | 2.628 | 0.29337 |  | 69826.7103 |  | 1565.847 |  | 201.2403 | -4.044e-07 | 129647.9764 | [19 empty] | 316.2278 | 1.1735 | 69826.7103 |  | 1565.847
1 | 6800 | 707 | 0.035 | 15 | 15 | 7 | 4.217e-13 | 0 | Water | Porous | Wet |  | MinimizeLCOE | IgnoreSilica | 4.3406 | 3.6035 | 0.41832 |  | 50119.6243 |  | 1123.9204 |  | 209.5445 | -4.6711e-07 | 116161.4456 | [19 empty] | 421.6965 | 1.6733 | 50119.6243 |  | 1123.9204
1 | 6800 | 707 | 0.035 | 15 | 15 | 7 | 5.6234e-13 | 0 | Water | Porous | Wet |  | MinimizeLCOE | IgnoreSilica | 5.6099 | 4.8745 | 0.58266 |  | 36988.659 |  | 829.4617 |  | 216.3233 | -5.2683e-07 | 119416.2384 | [19 empty] | 562.3413 | 2.3306 | 36988.659 |  | 829.4617
1 | 6800 | 707 | 0.035 | 15 | 15 | 7 | 7.4989e-13 | 0 | Water | Porous | Wet |  | MinimizeLCOE | IgnoreSilica | 7.2986 | 6.5809 | 0.80418 |  | 27769.9019 |  | 622.7333 |  | 221.8813 | -5.8664e-07 | 121793.6294 | [19 empty] | 749.8942 | 3.2167 | 27769.9019 |  | 622.7333
1 | 6800 | 707 | 0.035 | 15 | 15 | 7 | 1e-12 | 0 | Water | Porous | Wet |  | MinimizeLCOE | IgnoreSilica | 9.4958 | 8.8146 | 1.0954 |  | 21287.5216 |  | 477.3675 |  | 226.272 | -6.3636e-07 | 123515.5722 | [19 empty] | 1000 | 4.3815 | 21287.5216 |  | 477.3675
1 | 6800 | 707 | 0.035 | 15 | 15 | 7 | 1.3335e-12 | 0 | Water | Porous | Wet |  | MinimizeLCOE | IgnoreSilica | 12.4453 | 11.8248 | 1.4881 |  | 16525.2167 |  | 370.574 |  | 229.8014 | -6.8467e-07 | 124729.7377 | [19 empty] | 1333.5214 | 5.9525 | 16525.2167 |  | 370.574
1 | 6800 | 707 | 0.035 | 15 | 15 | 7 | 1.7783e-12 | 0 | Water | Porous | Wet |  | MinimizeLCOE | IgnoreSilica | 16.3164 | 15.7852 | 2.0058 |  | 13059.1458 |  | 292.8482 |  | 232.5407 | -7.2243e-07 | 125636.1406 | [19 empty] | 1778.2794 | 8.0231 | 13059.1458 |  | 292.8482
1 | 6800 | 707 | 0.035 | 15 | 15 | 7 | 2.3714e-12 | 0 | Water | Porous | Wet |  | MinimizeLCOE | IgnoreSilica | 21.4636 | 21.0594 | 2.6954 |  | 10474.8997 |  | 234.8971 |  | 234.6787 | -7.5486e-07 | 126273.0325 | [19 empty] | 2371.3737 | 10.7817 | 10474.8997 |  | 234.8971
1 | 6800 | 707 | 0.035 | 15 | 15 | 7 | 3.1623e-12 | 0 | Water | Porous | Wet |  | MinimizeLCOE | IgnoreSilica | 28.2506 | 28.0203 | 3.6061 |  | 8544.3166 |  | 191.6042 |  | 236.3225 | -7.799e-07 | 126739.3695 | [19 empty] | 3162.2777 | 14.4245 | 8544.3166 |  | 191.6042
1 | 6800 | 707 | 0.035 | 15 | 15 | 7 | 4.217e-12 | 0 | Water | Porous | Wet |  | MinimizeLCOE | IgnoreSilica | 37.1789 | 37.1827 | 4.8052 |  | 7088.9407 |  | 158.9678 |  | 237.5809 | -7.9908e-07 | 127073.3483 | [19 empty] | 4216.965 | 19.2209 | 7088.9407 |  | 158.9678
1 | 6800 | 707 | 0.035 | 15 | 15 | 7 | 5.6234e-12 | 0 | Water | Porous | Wet |  | MinimizeLCOE | IgnoreSilica | 48.799 | 49.1121 | 6.367 |  | 5988.5175 |  | 134.291 |  | 238.536 | -8.1214e-07 | 127317.9834 | [19 empty] | 5623.4133 | 25.4679 | 5988.5175 |  | 134.291
1 | 6800 | 707 | 0.035 | 15 | 15 | 7 | 7.4989e-12 | 0 | Water | Porous | Wet |  | MinimizeLCOE | IgnoreSilica | 63.717 | 64.4316 | 8.3732 |  | 5153.3627 |  | 115.5629 |  | 239.2577 | -8.1989e-07 | 127490.0574 | [19 empty] | 7498.9421 | 33.4927 | 5153.3627 |  | 115.5629
1 | 6800 | 707 | 0.035 | 15 | 15 | 7 | 1e-11 | 0 | Water | Porous | Wet |  | MinimizeLCOE | IgnoreSilica | 82.3332 | 83.5538 | 10.879 |  | 4521.8391 |  | 101.4011 |  | 239.7983 | -8.209e-07 | 127621.4043 | [19 empty] | 10000 | 43.5159 | 4521.8391 |  | 101.4011
1 | 6800 | 707 | 0.035 | 15 | 15 | 7 | 1.3335e-11 | 0 | Water | Porous | Wet |  | MinimizeLCOE | IgnoreSilica | 104.7085 | 106.544 | 13.8942 |  | 4046.1389 |  | 90.7337 |  | 240.202 | -8.1506e-07 | 127722.5081 | [19 empty] | 13335.2143 | 55.5766 | 4046.1389 |  | 90.7337
1 | 6800 | 707 | 0.035 | 15 | 15 | 7 | 1.7783e-11 | 0 | Water | Porous | Wet |  | MinimizeLCOE | IgnoreSilica | 130.1601 | 132.7045 | 17.3296 |  | 3691.5041 |  | 82.7811 |  | 240.5026 | -8.015e-07 | 127815.7876 | [19 empty] | 17782.7941 | 69.3186 | 3691.5041 |  | 82.7811
1 | 6800 | 707 | 0.035 | 15 | 15 | 7 | 2.3714e-11 | 0 | Water | Porous | Wet |  | MinimizeLCOE | IgnoreSilica | 157.3032 | 160.6155 | 21.0012 |  | 3429.8184 |  | 76.9128 |  | 240.7267 | -7.8115e-07 | 127913.1276 | [19 empty] | 23713.7371 | 84.0048 | 3429.8184 |  | 76.9128
1 | 6800 | 707 | 0.035 | 15 | 15 | 7 | 3.1623e-11 | 0 | Water | Porous | Wet |  | MinimizeLCOE | IgnoreSilica | 184.2164 | 188.3028 | 24.6514 |  | 3239.0431 |  | 72.6348 |  | 240.8938 | -7.5532e-07 | 128036.3387 | [19 empty] | 31622.7766 | 98.6055 | 3239.0431 |  | 72.6348
1 | 6800 | 707 | 0.035 | 15 | 15 | 7 | 4.217e-11 | 0 | Water | Porous | Wet |  | MinimizeLCOE | IgnoreSilica | 209.1669 | 213.9819 | 28.0453 |  | 3100.8835 |  | 69.5366 |  | 241.0179 | -7.2683e-07 | 128192.3637 | [19 empty] | 42169.6503 | 112.1814 | 3100.8835 |  | 69.5366
1 | 6800 | 707 | 0.035 | 15 | 15 | 7 | 5.6234e-11 | 0 | Water | Porous | Wet |  | MinimizeLCOE | IgnoreSilica | 231.0226 | 236.484 | 31.0272 |  | 3001.0147 |  | 67.297 |  | 241.1097 | -6.9849e-07 | 128377.1993 | [19 empty] | 56234.1325 | 124.109 | 3001.0147 |  | 67.297
1 | 6800 | 707 | 0.035 | 15 | 15 | 7 | 7.4989e-11 | 0 | Water | Porous | Wet |  | MinimizeLCOE | IgnoreSilica | 249.3495 | 255.3575 | 33.5347 |  | 2928.6637 |  | 65.6746 |  | 241.177 | -6.7244e-07 | 128577.7787 | [19 empty] | 74989.4209 | 134.1387 | 2928.6637 |  | 65.6746
1 | 6800 | 707 | 0.035 | 15 | 15 | 7 | 1e-10 | 0 | Water | Porous | Wet |  | MinimizeLCOE | IgnoreSilica | 264.2164 | 270.6703 | 35.5739 |  | 2876.059 |  | 64.4949 |  | 241.2261 | -6.4972e-07 | 128779.8134 | [19 empty] | 100000 | 142.2956 | 2876.059 |  | 64.4949
1 | 6900 | 707 | 0.035 | 15 | 15 | 7 | 1e-13 | 0 | Water | Porous | Wet |  | MinimizeLCOE | IgnoreSilica | 1.2316 | 0.51417 | 0.038622 |  | 495141.3068 |  | 11103.4233 |  | 151.4955 | -7.1333e-05 | 67772.8352 | [19 empty] | 100 | 0.15449 | 495141.3068 |  | 11103.4233
1 | 6900 | 707 | 0.035 | 15 | 15 | 7 | 1.3335e-13 | 0 | Water | Porous | Wet |  | MinimizeLCOE | IgnoreSilica | 1.602 | 0.82668 | 0.073576 |  | 262963.9984 |  | 5896.9037 |  | 167.8996 | -8.3125e-05 | 88423.3109 | [19 empty] | 133.3521 | 0.2943 | 262963.9984 |  | 5896.9037
1 | 6900 | 707 | 0.035 | 15 | 15 | 7 | 1.7783e-13 | 0 | Water | Porous | Wet |  | MinimizeLCOE | IgnoreSilica | 2.0625 | 1.2672 | 0.12594 |  | 156079.5996 |  | 3500.047 |  | 181.8614 | -9.4922e-05 | 107015.7297 | [19 empty] | 177.8279 | 0.50377 | 156079.5996 |  | 3500.047
1 | 6900 | 707 | 0.035 | 15 | 15 | 7 | 2.3714e-13 | 0 | Water | Porous | Wet |  | MinimizeLCOE | IgnoreSilica | 2.6692 | 1.9083 | 0.20486 |  | 98339.6809 |  | 2205.2434 |  | 194.1076 | -3.5735e-07 | 123581.2583 | [19 empty] | 237.1374 | 0.81944 | 98339.6809 |  | 2205.2434
1 | 6900 | 707 | 0.035 | 15 | 15 | 7 | 3.1623e-13 | 0 | Water | Porous | Wet |  | MinimizeLCOE | IgnoreSilica | 3.4392 | 2.753 | 0.31192 |  | 67063.4153 |  | 1503.8808 |  | 204.1953 | -4.2384e-07 | 115866.3427 | [19 empty] | 316.2278 | 1.2477 | 67063.4153 |  | 1503.8808
1 | 6900 | 707 | 0.035 | 15 | 15 | 7 | 4.217e-13 | 0 | Water | Porous | Wet |  | MinimizeLCOE | IgnoreSilica | 4.4332 | 3.755 | 0.44179 |  | 48333.6403 |  | 1083.8701 |  | 212.5188 | -4.9035e-07 | 120372.4444 | [19 empty] | 421.6965 | 1.7672 | 48333.6403 |  | 1083.8701
1 | 6900 | 707 | 0.035 | 15 | 15 | 7 | 5.6234e-13 | 0 | Water | Porous | Wet |  | MinimizeLCOE | IgnoreSilica | 5.7368 | 5.087 | 0.61572 |  | 35678.939 |  | 800.0915 |  | 219.3672 | -5.5665e-07 | 123709.6994 | [19 empty] | 562.3413 | 2.4629 | 35678.939 |  | 800.0915
1 | 6900 | 707 | 0.035 | 15 | 15 | 7 | 7.4989e-13 | 0 | Water | Porous | Wet |  | MinimizeLCOE | IgnoreSilica | 7.4541 | 6.858 | 0.84805 |  | 26848.3505 |  | 602.0677 |  | 224.9241 | -6.1999e-07 | 126151.7131 | [19 empty] | 749.8942 | 3.3922 | 26848.3505 |  | 602.0677
1 | 6900 | 707 | 0.035 | 15 | 15 | 7 | 1e-12 | 0 | Water | Porous | Wet |  | MinimizeLCOE | IgnoreSilica | 9.7199 | 9.209 | 1.1574 |  | 20555.4605 |  | 460.9512 |  | 229.3687 | -6.7746e-07 | 127927.8079 | [19 empty] | 1000 | 4.6295 | 20555.4605 |  | 460.9512
1 | 6900 | 707 | 0.035 | 15 | 15 | 7 | 1.3335e-12 | 0 | Water | Porous | Wet |  | MinimizeLCOE | IgnoreSilica | 12.7011 | 12.3144 | 1.5668 |  | 16007.203 |  | 358.9576 |  | 232.8715 | -7.2595e-07 | 129231.0675 | [19 empty] | 1333.5214 | 6.2673 | 16007.203 |  | 358.9576
1 | 6900 | 707 | 0.035 | 15 | 15 | 7 | 1.7783e-12 | 0 | Water | Porous | Wet |  | MinimizeLCOE | IgnoreSilica | 16.6648 | 16.4537 | 2.113 |  | 12647.0033 |  | 283.606 |  | 235.6305 | -7.6856e-07 | 130158.6119 | [19 empty] | 1778.2794 | 8.4522 | 12647.0033 |  | 283.606
1 | 6900 | 707 | 0.035 | 15 | 15 | 7 | 2.3714e-12 | 0 | Water | Porous | Wet |  | MinimizeLCOE | IgnoreSilica | 21.9117 | 21.9417 | 2.8377 |  | 10150.8853 |  | 227.6311 |  | 237.7731 | -8.0354e-07 | 130827.8841 | [19 empty] | 2371.3737 | 11.3508 | 10150.8853 |  | 227.6311
1 | 6900 | 707 | 0.035 | 15 | 15 | 7 | 3.1623e-12 | 0 | Water | Porous | Wet |  | MinimizeLCOE | IgnoreSilica | 28.8379 | 29.1931 | 3.7956 |  | 8282.1376 |  | 185.7249 |  | 239.4228 | -8.3112e-07 | 131313.9437 | [19 empty] | 3162.2777 | 15.1825 | 8282.1376 |  | 185.7249
1 | 6900 | 707 | 0.035 | 15 | 15 | 7 | 4.217e-12 | 0 | Water | Porous | Wet |  | MinimizeLCOE | IgnoreSilica | 37.9559 | 38.7448 | 5.0577 |  | 6871.7591 |  | 154.0975 |  | 240.6861 | -8.5272e-07 | 131660.2324 | [19 empty] | 4216.965 | 20.2309 | 6871.7591 |  | 154.0975
1 | 6900 | 707 | 0.035 | 15 | 15 | 7 | 5.6234e-12 | 0 | Water | Porous | Wet |  | MinimizeLCOE | IgnoreSilica | 49.7905 | 51.147 | 6.6972 |  | 5807.0572 |  | 130.2218 |  | 241.6425 | -8.6679e-07 | 131924.9148 | [19 empty] | 5623.4133 | 26.7888 | 5807.0572 |  | 130.2218
1 | 6900 | 707 | 0.035 | 15 | 15 | 7 | 7.4989e-12 | 0 | Water | Porous | Wet |  | MinimizeLCOE | IgnoreSilica | 64.9669 | 67.0558 | 8.8009 |  | 4998.5598 |  | 112.0915 |  | 242.3646 | -8.752e-07 | 132117.9385 | [19 empty] | 7498.9421 | 35.2036 | 4998.5598 |  | 112.0915
1 | 6900 | 707 | 0.035 | 15 | 15 | 7 | 1e-11 | 0 | Water | Porous | Wet |  | MinimizeLCOE | IgnoreSilica | 83.8654 | 86.8712 | 11.4229 |  | 4387.2389 |  | 98.3828 |  | 242.9045 | -8.7629e-07 | 132275.6482 | [19 empty] | 10000 | 45.6915 | 4387.2389 |  | 98.3828
1 | 6900 | 707 | 0.035 | 15 | 15 | 7 | 1.3335e-11 | 0 | Water | Porous | Wet |  | MinimizeLCOE | IgnoreSilica | 106.5092 | 110.6198 | 14.5681 |  | 3926.9553 |  | 88.061 |  | 243.3062 | -8.6997e-07 | 132415.7488 | [19 empty] | 13335.2143 | 58.2723 | 3926.9553 |  | 88.061
1 | 6900 | 707 | 0.035 | 15 | 15 | 7 | 1.7783e-11 | 0 | Water | Porous | Wet |  | MinimizeLCOE | IgnoreSilica | 132.1675 | 137.5381 | 18.1379 |  | 3584.0094 |  | 80.3705 |  | 243.6033 | -8.5541e-07 | 132556.7756 | [19 empty] | 17782.7941 | 72.5518 | 3584.0094 |  | 80.3705
1 | 6900 | 707 | 0.035 | 15 | 15 | 7 | 2.3714e-11 | 0 | Water | Porous | Wet |  | MinimizeLCOE | IgnoreSilica | 159.4032 | 166.121 | 21.9353 |  | 3331.1664 |  | 74.7006 |  | 243.8225 | -8.3364e-07 | 132721.0999 | [19 empty] | 23713.7371 | 87.7411 | 3331.1664 |  | 74.7006
1 | 6900 | 707 | 0.035 | 15 | 15 | 7 | 3.1623e-11 | 0 | Water | Porous | Wet |  | MinimizeLCOE | IgnoreSilica | 186.2775 | 194.3342 | 25.6922 |  | 3146.9899 |  | 70.5705 |  | 243.9832 | -8.0609e-07 | 132926.5691 | [19 empty] | 31622.7766 | 102.7686 | 3146.9899 |  | 70.5705
1 | 6900 | 707 | 0.035 | 15 | 15 | 7 | 4.217e-11 | 0 | Water | Porous | Wet |  | MinimizeLCOE | IgnoreSilica | 211.0958 | 220.3967 | 29.1716 |  | 3013.6284 |  | 67.5799 |  | 244.1003 | -7.7591e-07 | 133173.638 | [19 empty] | 42169.6503 | 116.6866 | 3013.6284 |  | 67.5799
1 | 6900 | 707 | 0.035 | 15 | 15 | 7 | 5.6234e-11 | 0 | Water | Porous | Wet |  | MinimizeLCOE | IgnoreSilica | 232.7548 | 243.1459 | 32.2171 |  | 2917.2629 |  | 65.4189 |  | 244.1849 | -7.4595e-07 | 133452.6174 | [19 empty] | 56234.1325 | 128.8685 | 2917.2629 |  | 65.4189
1 | 6900 | 707 | 0.035 | 15 | 15 | 7 | 7.4989e-11 | 0 | Water | Porous | Wet |  | MinimizeLCOE | IgnoreSilica | 250.8789 | 262.1842 | 34.7725 |  | 2847.4115 |  | 63.8525 |  | 244.2455 | -7.1853e-07 | 133742.4302 | [19 empty] | 74989.4209 | 139.0899 | 2847.4115 |  | 63.8525
1 | 6900 | 707 | 0.035 | 15 | 15 | 7 | 1e-10 | 0 | Water | Porous | Wet |  | MinimizeLCOE | IgnoreSilica | 265.5588 | 277.6047 | 36.8473 |  | 2796.599 |  | 62.7131 |  | 244.2886 | -6.9469e-07 | 134024.5066 | [19 empty] | 100000 | 147.3891 | 2796.599 |  | 62.7131
1 | 7000 | 707 | 0.035 | 15 | 15 | 7 | 1e-13 | 0 | Water | Porous | Wet |  | MinimizeLCOE | IgnoreSilica | 1.2705 | 0.55256 | 0.042931 |  | 454647.9785 |  | 10195.3703 |  | 154.5987 | -7.4141e-05 | 72576.9022 | [19 empty] | 100 | 0.17172 | 454647.9785 |  | 10195.3703
1 | 7000 | 707 | 0.035 | 15 | 15 | 7 | 1.3335e-13 | 0 | Water | Porous | Wet |  | MinimizeLCOE | IgnoreSilica | 1.6409 | 0.87712 | 0.079985 |  | 246923.5245 |  | 5537.1999 |  | 170.6949 | -8.5249e-05 | 93839.6959 | [19 empty] | 133.3521 | 0.31994 | 246923.5245 |  | 5537.1999
1 | 7000 | 707 | 0.035 | 15 | 15 | 7 | 1.7783e-13 | 0 | Water | Porous | Wet |  | MinimizeLCOE | IgnoreSilica | 2.1162 | 1.3493 | 0.13684 |  | 146789.5373 |  | 3291.7197 |  | 184.8563 | -9.8138e-05 | 113458.5341 | [19 empty] | 177.8279 | 0.54734 | 146789.5373 |  | 3291.7197
1 | 7000 | 707 | 0.035 | 15 | 15 | 7 | 2.3714e-13 | 0 | Water | Porous | Wet |  | MinimizeLCOE | IgnoreSilica | 2.7378 | 2.0326 | 0.22199 |  | 93012.8094 |  | 2085.7896 |  | 197.1507 | -3.7643e-07 | 130743.9304 | [19 empty] | 237.1374 | 0.88794 | 93012.8094 |  | 2085.7896
1 | 7000 | 707 | 0.035 | 15 | 15 | 7 | 3.1623e-13 | 0 | Water | Porous | Wet |  | MinimizeLCOE | IgnoreSilica | 3.517 | 2.8731 | 0.33014 |  | 64477.6127 |  | 1445.8948 |  | 207.1704 | -4.4494e-07 | 120034.8105 | [19 empty] | 316.2278 | 1.3206 | 64477.6127 |  | 1445.8948
1 | 7000 | 707 | 0.035 | 15 | 15 | 7 | 4.217e-13 | 0 | Water | Porous | Wet |  | MinimizeLCOE | IgnoreSilica | 4.5453 | 3.9307 | 0.46852 |  | 46450.289 |  | 1041.6364 |  | 215.6138 | -5.2016e-07 | 124642.6022 | [19 empty] | 421.6965 | 1.8741 | 46450.289 |  | 1041.6364
1 | 7000 | 707 | 0.035 | 15 | 15 | 7 | 5.6234e-13 | 0 | Water | Porous | Wet |  | MinimizeLCOE | IgnoreSilica | 5.8754 | 5.3177 | 0.65147 |  | 34384.0505 |  | 771.054 |  | 222.4507 | -5.9084e-07 | 128085.0571 | [19 empty] | 562.3413 | 2.6059 | 34384.0505 |  | 771.054
1 | 7000 | 707 | 0.035 | 15 | 15 | 7 | 7.4989e-13 | 0 | Water | Porous | Wet |  | MinimizeLCOE | IgnoreSilica | 7.6199 | 7.1538 | 0.89479 |  | 25949.5967 |  | 581.9134 |  | 227.9851 | -6.5714e-07 | 130627.1181 | [19 empty] | 749.8942 | 3.5792 | 25949.5967 |  | 581.9134
1 | 7000 | 707 | 0.035 | 15 | 15 | 7 | 1e-12 | 0 | Water | Porous | Wet |  | MinimizeLCOE | IgnoreSilica | 9.9368 | 9.6073 | 1.2207 |  | 19881.2548 |  | 445.8323 |  | 232.4458 | -7.1999e-07 | 132464.2149 | [19 empty] | 1000 | 4.8828 | 19881.2548 |  | 445.8323
1 | 7000 | 707 | 0.035 | 15 | 15 | 7 | 1.3335e-12 | 0 | Water | Porous | Wet |  | MinimizeLCOE | IgnoreSilica | 12.9984 | 12.8626 | 1.6538 |  | 15477.9946 |  | 347.0903 |  | 235.971 | -7.7481e-07 | 133798.3512 | [19 empty] | 1333.5214 | 6.6153 | 15477.9946 |  | 347.0903
1 | 7000 | 707 | 0.035 | 15 | 15 | 7 | 1.7783e-12 | 0 | Water | Porous | Wet |  | MinimizeLCOE | IgnoreSilica | 17.0428 | 17.1738 | 2.2281 |  | 12242.3668 |  | 274.5321 |  | 238.7278 | -8.2047e-07 | 134783.654 | [19 empty] | 1778.2794 | 8.9124 | 12242.3668 |  | 274.5321
1 | 7000 | 707 | 0.035 | 15 | 15 | 7 | 2.3714e-12 | 0 | Water | Porous | Wet |  | MinimizeLCOE | IgnoreSilica | 22.3916 | 22.8846 | 2.9893 |  | 9835.6303 |  | 220.5616 |  | 240.869 | -8.5775e-07 | 135477.8846 | [19 empty] | 2371.3737 | 11.9571 | 9835.6303 |  | 220.5616
1 | 7000 | 707 | 0.035 | 15 | 15 | 7 | 3.1623e-12 | 0 | Water | Porous | Wet |  | MinimizeLCOE | IgnoreSilica | 29.4615 | 30.4403 | 3.9967 |  | 8028.732 |  | 180.0424 |  | 242.521 | -8.8782e-07 | 135987.8675 | [19 empty] | 3162.2777 | 15.9869 | 8028.732 |  | 180.0424
1 | 7000 | 707 | 0.035 | 15 | 15 | 7 | 4.217e-12 | 0 | Water | Porous | Wet |  | MinimizeLCOE | IgnoreSilica | 38.7453 | 40.3679 | 5.3208 |  | 6666.0726 |  | 149.4851 |  | 243.7839 | -9.1059e-07 | 136362.1912 | [19 empty] | 4216.965 | 21.2833 | 6666.0726 |  | 149.4851
1 | 7000 | 707 | 0.035 | 15 | 15 | 7 | 5.6234e-12 | 0 | Water | Porous | Wet |  | MinimizeLCOE | IgnoreSilica | 50.8058 | 53.2697 | 7.0422 |  | 5634.9485 |  | 126.3623 |  | 244.7415 | -9.2605e-07 | 136645.586 | [19 empty] | 5623.4133 | 28.1688 | 5634.9485 |  | 126.3623
1 | 7000 | 707 | 0.035 | 15 | 15 | 7 | 7.4989e-12 | 0 | Water | Porous | Wet |  | MinimizeLCOE | IgnoreSilica | 66.2238 | 69.7677 | 9.2443 |  | 4852.8139 |  | 108.8232 |  | 245.4627 | -9.3463e-07 | 136866.6897 | [19 empty] | 7498.9421 | 36.9773 | 4852.8139 |  | 108.8232
1 | 7000 | 707 | 0.035 | 15 | 15 | 7 | 1e-11 | 0 | Water | Porous | Wet |  | MinimizeLCOE | IgnoreSilica | 85.4079 | 90.3001 | 11.9866 |  | 4260.617 |  | 95.5433 |  | 246.0017 | -9.3593e-07 | 137052.8588 | [19 empty] | 10000 | 47.9466 | 4260.617 |  | 95.5433
1 | 7000 | 707 | 0.035 | 15 | 15 | 7 | 1.3335e-11 | 0 | Water | Porous | Wet |  | MinimizeLCOE | IgnoreSilica | 108.3238 | 114.8321 | 15.2662 |  | 3814.9423 |  | 85.5492 |  | 246.4009 | -9.2921e-07 | 137230.6497 | [19 empty] | 13335.2143 | 61.0648 | 3814.9423 |  | 85.5492
1 | 7000 | 707 | 0.035 | 15 | 15 | 7 | 1.7783e-11 | 0 | Water | Porous | Wet |  | MinimizeLCOE | IgnoreSilica | 134.1969 | 142.5364 | 18.9751 |  | 3483.0378 |  | 78.1063 |  | 246.694 | -9.1377e-07 | 137428.5931 | [19 empty] | 17782.7941 | 75.9002 | 3483.0378 |  | 78.1063
1 | 7000 | 707 | 0.035 | 15 | 15 | 7 | 2.3714e-11 | 0 | Water | Porous | Wet |  | MinimizeLCOE | IgnoreSilica | 161.5025 | 171.7818 | 22.8977 |  | 3238.7649 |  | 72.6285 |  | 246.9073 | -8.9028e-07 | 137669.2881 | [19 empty] | 23713.7371 | 91.5908 | 3238.7649 |  | 72.6285
1 | 7000 | 707 | 0.035 | 15 | 15 | 7 | 3.1623e-11 | 0 | Water | Porous | Wet |  | MinimizeLCOE | IgnoreSilica | 188.3534 | 200.5461 | 26.7649 |  | 3060.757 |  | 68.6367 |  | 247.0611 | -8.6111e-07 | 137964.7363 | [19 empty] | 31622.7766 | 107.0597 | 3060.757 |  | 68.6367
1 | 7000 | 707 | 0.035 | 15 | 15 | 7 | 4.217e-11 | 0 | Water | Porous | Wet |  | MinimizeLCOE | IgnoreSilica | 213.03 | 226.9849 | 30.3292 |  | 2931.986 |  | 65.7491 |  | 247.1706 | -8.2908e-07 | 138310.9026 | [19 empty] | 42169.6503 | 121.3167 | 2931.986 |  | 65.7491
1 | 7000 | 707 | 0.035 | 15 | 15 | 7 | 5.6234e-11 | 0 | Water | Porous | Wet |  | MinimizeLCOE | IgnoreSilica | 234.5064 | 249.9955 | 33.44 |  | 2838.8901 |  | 63.6614 |  | 247.2474 | -7.9747e-07 | 138691.1981 | [19 empty] | 56234.1325 | 133.7602 | 2838.8901 |  | 63.6614
1 | 7000 | 707 | 0.035 | 15 | 15 | 7 | 7.4989e-11 | 0 | Water | Porous | Wet |  | MinimizeLCOE | IgnoreSilica | 252.4064 | 269.1729 | 36.0399 |  | 2771.465 |  | 62.1494 |  | 247.3007 | -7.6844e-07 | 139079.1437 | [19 empty] | 74989.4209 | 144.1595 | 2771.465 |  | 62.1494
1 | 7000 | 707 | 0.035 | 15 | 15 | 7 | 1e-10 | 0 | Water | Porous | Wet |  | MinimizeLCOE | IgnoreSilica | 266.9011 | 284.6997 | 38.15 |  | 2722.3304 |  | 61.0476 |  | 247.3374 | -7.434e-07 | 139447.7406 | [19 empty] | 100000 | 152.5998 | 2722.3304 |  | 61.0476